## About
SYSHECF Start Year Seasonal Expected Hourly Electricity Capacity Factors
Source: | Hourly Wind and Solar Capacity Factors (most plant types)
NREL
2023
Cambium data for 2022 Standard Scenarios
https://scenarioviewer.nrel.gov/?project=82460f06-548c-4954-b2d9-b84ba92d63e2&mode=download&layout=Default
Mid-case scenario
Adjustment Factors for Steam Turbines, Natural Gas Peakers, and Petroleum Plants, Solar, and Wind
Energy Information Administration
2021
Electric Power Annual 2020
http://www.eia.gov/electricity/annual/
Tables 4.8.A and 4.8.B
Plant Types Equipped with CCS (except biomass)
National Renewable Energy Lab
2023
Annual Technology Baseline (ATB) Spreadsheet
https://atb.nrel.gov/
BECCS
Donnison et al.
2019
Bioenergy with Carbon Capture and Storage (BECCS): Finding the win-wins for energy, negative emissions and ecosystem services-size matters
https://www.plantsciences.ucdavis.edu/sites/g/files/dgvnsk1736/files/inline-files/gcbb12695_0.pdf
Hydrogen
Energy Innovation
2020
Illustrative Pathways to 100 Percent Zero Carbon Power by 2035 Without Increasing Customer Costs
https://energyinnovation.org/wp-content/uploads/2020/09/Pathways-to-100-Zero-Carbon-Power-by-2035-Without-Increasing-Customer-Costs.pdf
Table 3
2021 Capacity Factors
Energy Information Administration
2022
Forms 923 and 860 (with data for 2020)
https://www.eia.gov/electricity/data/eia923/
https://www.eia.gov/electricity/data/eia860/
Page 1 Generation and Fuel Data (923), Page 3_1_Generator Operable tab (860)
About
This file specifies the fraction of the total generating capacity (in MW) of each power plant type
that dispatches in each hour of a model year.
The NREL data used for the U.S. does not have certain plant types
broken out. Therefore, we use biomass data to represent municipal
solid waste plants, hard coal data to represent lignite plants, and
natural gas combustion turbine data to represent petroleum plants.
The NREL data for natural gas steam turbine and natural gas combustion
turbine (natural gas peaker plants) show capacity factors far below
those actually reported by the Energy Information Administration.
For that reason, we develop an adjustment factor based on the ratio
of EIA reported capacity factors to annual NREL capacity factors
and apply it to hourly capacity factors for those plant types.
For petroleum plants, we use the combustion turbine hourly capacity
factors multiplied by an adjustment factor that uses EIA reported
capacity factors for petroleum plants.
For wind and solar, observed 2020 capacity factors were lower than the
projected 2024 capacity factors from ReEDS (due to technological improvements).
We develop multipliers based on EIA's reported 2020 capacity factors.
Small modular reactors (SMR) are assumed to have the same capacity factors as other nuclear reactors,
which helps keep marginal and expected capacity factors for SMR aligned.
The hydrogen power plant type represents a low-capacity factor combustion turbine plant.
Based off our source data, we use the start year expected factors of petroleum power plants
as a proxy, since those two plant types would have a comparable annual average capacity factor.

## Fuel & Prime Mover Code Lookups
Prime Mover Codes |  | Fuel Type/Energy Source Codes |  | Combined Fuel Type and Prime Mover to EPS Energy Source Lookup Table
Prime movers should only be listed when needed to divide up a single fuel type among multiple EPS energy sources.
Prime Mover Code | Prime Mover Description | Code | Energy Source Description | Fuel Type / Energy Source | Primer Mover | Concat | Model Energy Source
BA | Energy Storage, Battery | AB | Agriculture Crop Byproducts/Straw/Energy Crops | AB |  | AB | biomass
CE | Energy Storage, Compressed Air | ANT | Anthracite Coal | ANT |  | ANT | hard coal
CP | Energy Storage, Concentrated Solar Power | BFG | Blast-Furnace Gas | BFG |  | BFG | other
FW | Energy Storage, Flywheel | BIT | Bituminous Coal | BIT |  | BIT | hard coal
PS | Energy Storage, Reversible Hydraulic Turbine (Pumped Storage) | BLQ | Black Liquor | BLQ |  | BLQ | biomass
ES | Energy Storage, Other (specify in SCHEDULE 7) | CUR | Water, Current | CUR |  | CUR | hydro
ST | Steam Turbine, including nuclear, geothermal and solar steam (does not include combined cycle) | DFO | Disillate Fuel Oil (all Diesel, and No. 1, No. 2, and No. 4 Fuel Oils) | DFO |  | DFO | petroleum
GT | Combustion (Gas) Turbine (does not include the combustion turbine part of a combined cycle; see code CT, below) | GEO | Geothermal | GEO |  | GEO | geothermal
IC | Internal Combustion Engine (diesel, piston, reciprocating) | JF | Jet Fuel | JF |  | JF | petroleum
CA | Combined Cycle Steam Part | KER | Kerosene | KER |  | KER | petroleum
CT | Combined Cycle Combustion Turbine Part | LFG | Landfill Gas | LFG |  | LFG | biomass
CS | Combined Cycle Single Shaft (combustion turbine and steam turbine share a single generator) | LIG | Lignite | LIG |  | LIG | lignite
CC | Combined Cycle Total Unit (use only for plants/generators that are in planning stage, for which specific generator details cannot be provided) | MWH | Megawatt Hour (MWh) | MSB |  | MSB | municipal solid waste
HA | Hydrokinetic, Axial Flow Turbine | MSB | Biogenic Municipal Solid Waste | MSN |  | MSN | municipal solid waste
HB | Hydrokinetic, Wave Buoy | MSN | Non-biogenic Municipal Solid Waste | MSW |  | MSW | municipal solid waste
HK | Hydrokinetic, Other (specify in SCHEDULE 7) | MSW | Municipal Solid Waste | MWH |  | MWH | other
HY | Hydroelectric Turbine (includes turbines associated with delivery of water by pipeline) | NA | Not Available at this Time | NA |  | NA | other
BT | Turbines Used in a Binary Cycle (including those used for geothermal applications) | NG | Natural Gas | NG | CA | NGCA | natural gas combined cycle
PV | Photovoltaic | NUC | Nuclear (Uranium, Plutonium, Thorium) | NG | CC | NGCC | natural gas combined cycle
WT | Wind Turbine, Onshore | OBG | Other Biomass Gases (Digester Gas, Methane, and other Biomass Gases) | NG | CE | NGCE | other
WS | Wind Turbine, Offshore | OBL | Other Biomass Liquids (Fish Oil, Liquid Acetonitrite Waste, Medical Waste, Tall Oil, ethanol, Waste Alcohol, and other Biomass Liquids not specified) | NG | CS | NGCS | natural gas combined cycle
FC | Fuel Cell | OBS | Other Biomass Solids (Animal Manure and Waste, Solid Byproducts, and Other Solid Biomass not specified) | NG | CT | NGCT | natural gas combined cycle
OT | Other (specify in SCHEDULE 7) | OG | Other Gas (Coke-Oven, Coal Processes, Butane, Refinery, Other Process) | NG | FC | NGFC | other
|  | OTH | Other (Batteries, Chemicals. Hydrogen, Pitch, Sulfur, Miscellaneous technologies) | NG | GT | NGGT | natural gas peaker
|  | PC | Petroleum Coke | NG | IC | NGIC | natural gas peaker
|  | PG | Propane | NG | OT | NGOT | other
|  | PUR | Purchased Steam | NG | ST | NGST | natural gas steam turbine
|  | RC | Refined Coal | NUC |  | NUC | nuclear
|  | RFO | Residual Fuel Oil (Include No. 5, and No. 6 Fuel Oil, and Bunker C Fuel Oil) | OBG |  | OBG | biomass
|  | SC | Coal-based Synfuel. Including briquettes, pellets, or extrusions, which are formed by binding materials or processes that recycle materials. | OBL |  | OBL | biomass
|  | SGP | Synthesis Gas from Petroleum Coke | OBS |  | OBS | biomass
|  | SGC | Coal-Derived Synthetic Gas | OG |  | OG | other
|  | SLW | Sludge waste | OTH |  | OTH | other
|  | SUB | Subbituminous Coal | PC |  | PC | petroleum
|  | SUN | Solar (Photovoltaic, Thermal) | PG |  | PG | other
|  | TDF | Tires | PUR |  | PUR | other
|  | TID | Water, Tides | RC |  | RC | hard coal
|  | WAT | Water, Conventional or Pumped Storage | RFO |  | RFO | petroleum
|  | WC | Waste/Other Coal (Culm, Gob, Coke, and Breeze) | SC |  | SC | hard coal
|  | WDL | Woos Waste Liquids (Red Liquor, Sludge Wood, Spent Sulfite Liquor, and other Wood Related Liquids not specified) | SGC |  | SGC | hard coal
|  | WDS | Wood/Wood Waste Solids (Paper Pellets, Railroad Ties, Utility Poles, Wood Chips, and Other Wood Solids) | SGP |  | SGP | other
|  | WH | Waste Heat | SLW |  | SLW | biomass
|  | WND | Wind | SUB |  | SUB | hard coal
|  | WO | Oil-Other, and Waste Oil (Butane (liquid), Crude Oil, Liquid Byproducts, Propane (liquid), Oil Waste, Re-Refined Motor Oil, Sludge Oil, Tar Oil) | SUN | CA | SUNCA | solar thermal
|  | WV | Water, Waves | SUN | CP | SUNCP | solar thermal
|  |  |  | SUN | PV | SUNPV | solar pv
|  |  |  | SUN | ST | SUNST | solar thermal
|  |  |  | TDF |  | TDF | other
|  |  |  | TID |  | TID | hydro
|  |  |  | WAT | HY | WATHY | hydro
|  |  |  | WAT | PS | WATPS | other
|  |  |  | WC |  | WC | hard coal
|  |  |  | WDL |  | WDL | biomass
|  |  |  | WDS |  | WDS | biomass
|  |  |  | WH |  | WH | other
|  |  |  | WND | WT | WNDWT | onshore wind
|  |  |  | WND | WS | WNDWS | offshore wind
|  |  |  | WO |  | WO | petroleum
|  |  |  | WV |  | WV | hydro

## Included Plant Filters
Instructions
Change the filter settings below to include or exclude certain plant types.
Filters may be specified separately for each EPS electricity source category. This capability is important for biomass, where much of the most important and cost-effective generation are non-utility CHP plants.
| Include CHP Plants? | Include Non-Utilty Plants?
hard coal | TRUE | FALSE
natural gas steam turbine | TRUE | FALSE
natural gas combined cycle | TRUE | FALSE
nuclear | TRUE | FALSE
hydro | TRUE | FALSE
onshore wind | TRUE | FALSE
solar PV | TRUE | FALSE
solar thermal | TRUE | FALSE
biomass | TRUE | TRUE
geothermal | TRUE | FALSE
petroleum | TRUE | FALSE
natural gas peaker | TRUE | FALSE
lignite | TRUE | FALSE
offshore wind | TRUE | FALSE
crude oil | TRUE | FALSE
heavy or residual fuel oil | TRUE | FALSE
municipal solid waste | TRUE | FALSE
other | TRUE | FALSE | This row exists to help prevent #N/A errors in the "Include?" columns of Form 923 and Form 860.
hard coal w CCS | TRUE | FALSE
natural gas steam turbine w CCS | TRUE | FALSE
natural gas combined cycle w CCS | TRUE | FALSE
biomass w CCS | TRUE | FALSE
natural gas peaker w CCS | TRUE | FALSE
lignite w CCS | TRUE | FALSE
small modular reactor | TRUE | FALSE
pumped hydro | TRUE | FALSE

## Raw Hourly Load and Gen Data
[11 empty] | Project | Scenario | Dollar_year | Weather_year | Start_day | country | tz | t
[11 empty] | Cambium_2022 | MidCase | 2021$ | 2012 | Sunday | usa | ET | 2024
Metric definitions and scenario descriptions: 2022 Cambium Documentation (https://www.nrel.gov/docs/fy23osti/84916.pdf)
[11 empty] | Time | Load | Load | Load | Load | Load | Load | Load | Operational | Operational | Clean Energy Fraction | Clean Energy Fraction | Emissions | Emissions | Emissions | Emissions | Emissions | Emissions | Emissions | Emissions | Emissions | Emissions | Emissions | Emissions | Emissions | Emissions | Emissions | Emissions | Emissions | Emissions | Emissions | Emissions | Emissions | Emissions | Emissions | Emissions | Emissions | Emissions | Emissions | Emissions | Emissions | Emissions | Emissions | Emissions | Emissions | Emissions | Emissions | Emissions | Busbar costs | Busbar costs | Busbar costs | Busbar costs | End use cost | End use cost | End use cost | End use cost | Generation | Generation | Generation | Generation | Generation | Generation | Generation | Generation | Generation | Generation | Generation | Generation | Generation | Generation | Generation | Generation | Generation | Generation | Generation | Generation | Generation | Generation | Generation | Generation | Generation | Generation
[11 empty] | Datetime | MWh | MWh | MWh | MWh | MWh | MWh | MWh | MWh/MWh | MWh/MWh | fraction | fraction | kg/MWh | g/MWh | g/MWh | kg/MWh | g/MWh | g/MWh | kg/MWh | kg/MWh | kg/MWh | kg/MWh | g/MWh | g/MWh | kg/MWh | g/MWh | g/MWh | kg/MWh | kg/MWh | kg/MWh | kg/MWh | g/MWh | g/MWh | kg/MWh | g/MWh | g/MWh | kg/MWh | kg/MWh | kg/MWh | kg/MWh | g/MWh | g/MWh | kg/MWh | g/MWh | g/MWh | kg/MWh | kg/MWh | kg/MWh | $/MWh | $/MWh | $/MWh | $/MWh | $/MWh | $/MWh | $/MWh | $/MWh | MWh | MWh | MWh | MWh | MWh | MWh | MWh | MWh | MWh | MWh | MWh | MWh | MWh | MWh | MWh | MWh | MWh | MWh | MWh | MWh | MWh | MWh | MWh | MWh | MWh | MWh
HourID | Day |  | Hour |  | Month | Season | Season Daily Rank | Daily Max | EPS Timeslice Day | Generation | timestamp | busbar_load_for_enduse | battery_charging | phs_charging | trans_losses | busbar_load | enduse_load | net_load_busbar | distloss_rate_avg | distloss_rate_marg | cef_gen | cef_load | aer_gen_co2_c | aer_gen_ch4_c | aer_gen_n2o_c | aer_gen_co2_p | aer_gen_ch4_p | aer_gen_n2o_p | aer_gen_co2e_c | aer_gen_co2e_p | aer_gen_co2e | aer_load_co2_c | aer_load_ch4_c | aer_load_n2o_c | aer_load_co2_p | aer_load_ch4_p | aer_load_n2o_p | aer_load_co2e_c | aer_load_co2e_p | aer_load_co2e | lrmer_co2_c | lrmer_ch4_c | lrmer_n2o_c | lrmer_co2_p | lrmer_ch4_p | lrmer_n2o_p | lrmer_co2e_c | lrmer_co2e_p | lrmer_co2e | srmer_co2_c | srmer_ch4_c | srmer_n2o_c | srmer_co2_p | srmer_ch4_p | srmer_n2o_p | srmer_co2e_c | srmer_co2e_p | srmer_co2e | energy_cost_busbar | capacity_cost_busbar | portfolio_cost_busbar | total_cost_busbar | energy_cost_enduse | capacity_cost_enduse | portfolio_cost_enduse | total_cost_enduse | generation | variable_generation | battery_MWh | biomass_MWh | beccs_MWh | canada_MWh | coal_MWh | coal-ccs_MWh | csp_MWh | distpv_MWh | gas-cc_MWh | gas-cc-ccs_MWh | gas-ct_MWh | geothermal_MWh | hydro_MWh | nuclear_MWh | o-g-s_MWh | phs_MWh | re-ct_MWh | upv_MWh | wind-ons_MWh | wind-ofs_MWh | distpv_MWh | phs_MWh | battery_MWh | canada_MWh
1 | 1 | Day1 | 0 | Hour0 | 1 | Winter | 115 | 463748 | Winter | 403780.4 | 2024-01-01 | 400181.1 | 0 | 0 | 3599.3 | 403780.4 | 387029.9 | 352939.3 | 0.0329 | 0.0446 | 0.51 | 0.51 | 313.8 | 25.1 | 3.56 | 22.1 | 1035.8 | 0.2 | 315.5 | 53 | 368.5 | 328.1 | 26.2 | 3.71 | 23.1 | 1084.6 | 0.21 | 329.9 | 55.5 | 385.4 | 467.3 | 31.5 | 4.39 | 34.7 | 1721.6 | 0.22 | 469.4 | 86.1 | 555.5 | 590.8 | 34.4 | 4.72 | 48.9 | 2339.2 | 0.28 | 593.1 | 118.7 | 711.7 | 28.58 | 0 | 0.29 | 28.87 | 29.92 | 0 | 0.3 | 30.22 | 403780.4 | 50841.1 | 7053.6 | 4198.3 | 0 | 8374.7 | 76535.5 | 0 | 0 | 0 | 120423.8 | 0 | 159.1 | 3315.4 | 42180.8 | 88396.1 | 497.9 | 1804 | 0 | 0 | 48647 | 2194.1 | 0 | 336.2 | 4202.3 | 5792.2
2 | 1 | Day1 | 1 | Hour1 | 1 | Winter | 2761 | #N/A | Winter | 389311 | 2024-01-01 01:00 | 383006 | 518.1 | 323.2 | 5463.7 | 389310.9 | 370605.7 | 291789.3 | 0.0324 | 0.0427 | 0.61 | 0.61 | 247.7 | 19.4 | 2.75 | 18.3 | 830.5 | 0.17 | 249 | 43.1 | 292.1 | 257.3 | 20.1 | 2.85 | 19.1 | 864.3 | 0.17 | 258.6 | 44.9 | 303.5 | 471.7 | 33.2 | 4.64 | 33.9 | 1696.7 | 0.22 | 473.9 | 84.5 | 558.4 | 358 | 10.8 | 1.32 | 39.6 | 1731.5 | 0.19 | 358.7 | 91.2 | 449.9 | 22.96 | 0 | 0.28 | 23.25 | 24.09 | 0 | 0.3 | 24.39 | 389311 | 97521.6 | 1591.8 | 4121.3 | 0 | 4932.8 | 56571.2 | 0 | 0 | 0 | 95385.4 | 0 | 159.1 | 3315.4 | 38160.6 | 87049 | 487.5 | 15.2 | 0 | 0 | 95686.3 | 1835.3 | 0 | 250.2 | 2050.1 | 4538.1
3 | 1 | Day1 | 2 | Hour2 | 1 | Winter | 2761 | #N/A | Winter | 380421.7 | 2024-01-01 02:00 | 372927 | 545.3 | 1287.6 | 5661.8 | 380421.7 | 360958.6 | 280177.9 | 0.0321 | 0.0415 | 0.61 | 0.61 | 248.8 | 19.7 | 2.79 | 18.3 | 828.4 | 0.17 | 250.2 | 43 | 293.2 | 257.6 | 20.3 | 2.88 | 19 | 859.8 | 0.17 | 259 | 44.7 | 303.7 | 468.8 | 31.9 | 4.44 | 34.6 | 1721.3 | 0.22 | 470.9 | 85.9 | 556.9 | 353.4 | 14.3 | 1.86 | 36.4 | 1595.2 | 0.2 | 354.3 | 84 | 438.3 | 21.29 | 0 | 0.28 | 21.57 | 22.33 | 0 | 0.3 | 22.63 | 380421.7 | 100243.8 | 471.5 | 4104.6 | 0 | 4931.1 | 56279.8 | 0 | 0 | 0 | 91527.2 | 0 | 159.1 | 3315.4 | 31795.5 | 87107.4 | 486.2 | 0 | 0 | 0 | 98883.8 | 1360 | 0 | 0 | 73.7 | 4936.7
4 | 1 | Day1 | 3 | Hour3 | 1 | Winter | 2761 | #N/A | Winter | 374431.8 | 2024-01-01 03:00 | 366092 | 329.1 | 2475.8 | 5534.9 | 374431.8 | 354406.7 | 274188.5 | 0.0319 | 0.0407 | 0.61 | 0.6 | 251.8 | 20 | 2.83 | 18.4 | 837.4 | 0.17 | 253.2 | 43.4 | 296.6 | 260.5 | 20.6 | 2.92 | 19.1 | 868.1 | 0.18 | 262 | 45.1 | 307 | 471.8 | 31.5 | 4.38 | 35.3 | 1750.8 | 0.22 | 473.9 | 87.6 | 561.5 | 472 | 29.7 | 4.1 | 37.5 | 1810.2 | 0.23 | 474 | 91.5 | 565.5 | 21.19 | 0 | 0.27 | 21.46 | 22.19 | 0 | 0.29 | 22.48 | 374431.8 | 100243.3 | 10.1 | 4088.7 | 0 | 4931.1 | 56279.8 | 0 | 0 | 0 | 90851.6 | 0 | 128 | 3315.4 | 27437.3 | 86762.1 | 384.4 | 0 | 0 | 0 | 99224.7 | 1018.6 | 0 | 0 | 0 | 4791.6
5 | 1 | Day1 | 4 | Hour4 | 1 | Winter | 2761 | #N/A | Winter | 371249.8 | 2024-01-01 04:00 | 363710.8 | 52.8 | 2001 | 5485.2 | 371249.9 | 352118.3 | 272285.1 | 0.0319 | 0.0405 | 0.6 | 0.6 | 253.9 | 20.2 | 2.85 | 18.6 | 844.2 | 0.17 | 255.3 | 43.8 | 299.1 | 262.7 | 20.8 | 2.94 | 19.3 | 875.8 | 0.18 | 264.1 | 45.5 | 309.6 | 462.6 | 30.5 | 4.23 | 35.1 | 1730.4 | 0.22 | 464.7 | 86.7 | 551.4 | 437.6 | 23.5 | 3.17 | 38.5 | 1808 | 0.21 | 439.2 | 92.4 | 531.6 | 21.25 | 0 | 0.27 | 21.52 | 22.25 | 0 | 0.28 | 22.53 | 371249.8 | 98964.7 | 697.8 | 4088.7 | 0 | 4878.2 | 56279.8 | 0 | 0 | 0 | 90851.1 | 0 | 95.5 | 3315.4 | 25304 | 86390.2 | 384.4 | 0 | 0 | 0 | 98211.5 | 753.3 | 0 | 0 | 0 | 4538.1
6 | 1 | Day1 | 5 | Hour5 | 1 | Winter | 2761 | #N/A | Winter | 372140.5 | 2024-01-01 05:00 | 365627.2 | 127.8 | 755.4 | 5630 | 372140.5 | 353958.3 | 273489.9 | 0.0319 | 0.0407 | 0.6 | 0.6 | 255.5 | 20.2 | 2.85 | 18.8 | 853.4 | 0.17 | 256.8 | 44.3 | 301.1 | 264.3 | 20.8 | 2.94 | 19.5 | 884.9 | 0.18 | 265.8 | 45.9 | 311.7 | 471 | 32.4 | 4.52 | 34.5 | 1718.9 | 0.22 | 473.2 | 85.8 | 559 | 469.7 | 23.9 | 3.21 | 42.5 | 1981.9 | 0.23 | 471.3 | 101.6 | 572.9 | 21.52 | 0 | 0.26 | 21.78 | 22.54 | 0 | 0.28 | 22.81 | 372140.5 | 98650.6 | 608.8 | 4088.7 | 0 | 4575.8 | 56279.8 | 0 | 0 | 0 | 93032.7 | 0 | 95.5 | 3315.4 | 24706.2 | 86402.8 | 384.4 | 0 | 0 | 0 | 98162.3 | 488.2 | 0 | 0 | 21.8 | 4936.7
7 | 1 | Day1 | 6 | Hour6 | 1 | Winter | 2761 | #N/A | Winter | 378852.4 | 2024-01-01 06:00 | 372242.5 | 151.9 | 723.4 | 5734.7 | 378852.4 | 360302.2 | 278459.5 | 0.0321 | 0.0414 | 0.59 | 0.59 | 256.8 | 20 | 2.82 | 19.1 | 866.8 | 0.17 | 258.1 | 45 | 303.1 | 265.6 | 20.6 | 2.91 | 19.8 | 898.4 | 0.18 | 267 | 46.6 | 313.7 | 474.3 | 33.8 | 4.74 | 33.6 | 1691.8 | 0.23 | 476.6 | 84.1 | 560.7 | 349.8 | 10 | 1.19 | 39.6 | 1724.7 | 0.19 | 350.4 | 91 | 441.5 | 22.17 | 0 | 0.26 | 22.43 | 23.23 | 0 | 0.27 | 23.51 | 378852.4 | 100392.9 | 64.1 | 4088.7 | 0 | 4931.1 | 56530.4 | 0 | 0 | 89.6 | 98275.1 | 0 | 95.5 | 3315.4 | 24254.5 | 86520.5 | 384.4 | 0 | 0 | 10 | 100010 | 283.3 | 0 | 0 | 0 | 5382.8
8 | 1 | Day1 | 7 | Hour7 | 1 | Winter | 2761 | #N/A | Winter | 389247.1 | 2024-01-01 07:00 | 381565.4 | 210.2 | 2216.9 | 5254.7 | 389247.1 | 369248.9 | 273983.8 | 0.0323 | 0.0424 | 0.62 | 0.62 | 243.3 | 19.3 | 2.72 | 17.9 | 810.8 | 0.16 | 244.6 | 42.1 | 286.7 | 252.3 | 19.9 | 2.82 | 18.6 | 841.7 | 0.17 | 253.6 | 43.7 | 297.3 | 437.3 | 30 | 4.18 | 32.1 | 1599.4 | 0.21 | 439.4 | 79.8 | 519.2 | 402 | 17.2 | 2.24 | 39.4 | 1800.2 | 0.2 | 403.2 | 93.1 | 496.3 | 21.19 | 0 | 0.26 | 21.45 | 22.21 | 0 | 0.27 | 22.48 | 389247.1 | 115263.4 | 827.8 | 4086.5 | 0 | 4575.8 | 56279.8 | 0 | 0 | 3263.1 | 92018.3 | 0 | 95.5 | 3315.4 | 25063.8 | 87336.5 | 384.4 | 0 | 0 | 10544.1 | 101273.7 | 182.5 | 72.7 | 0 | 75.4 | 6028.5
9 | 1 | Day1 | 8 | Hour8 | 1 | Winter | 2761 | #N/A | Winter | 410875.1 | 2024-01-01 08:00 | 389882.2 | 1453.8 | 14640 | 4899 | 410875.1 | 377229 | 266403 | 0.0325 | 0.0432 | 0.66 | 0.66 | 223 | 18.1 | 2.57 | 16 | 729 | 0.15 | 224.2 | 37.8 | 262 | 233.2 | 19 | 2.7 | 16.6 | 760 | 0.16 | 234.5 | 39.3 | 273.8 | 246.1 | 15.6 | 2.16 | 19.2 | 939.2 | 0.12 | 247.1 | 47.2 | 294.3 | 408.1 | 18.8 | 2.48 | 38.8 | 1784.5 | 0.2 | 409.4 | 92 | 501.4 | 20.63 | 0 | 0.27 | 20.91 | 21.57 | 0 | 0.27 | 21.84 | 410875.1 | 144472 | 1080 | 4086.5 | 0 | 4931.1 | 56279.8 | 0 | 0 | 7188.1 | 83480 | 0 | 95.5 | 3315.4 | 25472.9 | 87277.5 | 384.4 | 0 | 0 | 35390.9 | 101741.4 | 151.6 | 2954.2 | 0 | 11.6 | 4538.1
10 | 1 | Day1 | 9 | Hour9 | 1 | Winter | 2761 | #N/A | Winter | 419266.9 | 2024-01-01 09:00 | 395951.3 | 4540.2 | 14167.1 | 4608.2 | 419266.9 | 383054.2 | 261538.1 | 0.0326 | 0.0438 | 0.67 | 0.67 | 216.9 | 17.7 | 2.51 | 15.5 | 705.7 | 0.15 | 218.1 | 36.5 | 254.6 | 227 | 18.6 | 2.64 | 16.1 | 736.8 | 0.15 | 228.3 | 38.1 | 266.3 | 156.3 | 6.9 | 0.91 | 14.9 | 690.9 | 0.07 | 156.8 | 35.5 | 192.2 | 434.8 | 26.4 | 3.62 | 35.5 | 1700.3 | 0.21 | 436.6 | 86.2 | 522.8 | 19.62 | 0 | 0.27 | 19.88 | 20.56 | 0 | 0.27 | 20.83 | 419266.9 | 157728.7 | 573.7 | 4012.7 | 0 | 4931.1 | 56279.8 | 0 | 7.1 | 9103.2 | 81634.3 | 0 | 95.5 | 3315.4 | 25745 | 84566.2 | 384.4 | 0 | 0 | 57716.4 | 90581.6 | 320.5 | 6304.4 | 0 | 1241.7 | 4538.1
11 | 1 | Day1 | 10 | Hour10 | 1 | Winter | 2761 | #N/A | Winter | 422402.6 | 2024-01-01 10:00 | 401288.4 | 1577.9 | 14738.2 | 4798.2 | 422402.6 | 388158.6 | 243150.1 | 0.0327 | 0.0444 | 0.7 | 0.7 | 195 | 15.9 | 2.26 | 14.1 | 634.8 | 0.14 | 196.1 | 33.1 | 229.2 | 203.2 | 16.6 | 2.36 | 14.6 | 659.8 | 0.14 | 204.4 | 34.3 | 238.7 | 138 | 7.2 | 0.97 | 12.1 | 575.1 | 0.06 | 138.5 | 29.3 | 167.7 | 433.8 | 29.8 | 4.16 | 32.2 | 1584.4 | 0.22 | 435.9 | 79.5 | 515.4 | 18.53 | 0 | 0.27 | 18.8 | 19.31 | 0 | 0.27 | 19.58 | 422402.6 | 179252.5 | 135.7 | 4012.7 | 0 | 4375.6 | 51213.6 | 0 | 463.8 | 12581.6 | 74270.1 | 0 | 95.5 | 3315.4 | 20313.8 | 85033.3 | 384.4 | 0 | 0 | 85523 | 80094.7 | 589.4 | 8163.8 | 0 | 0.6 | 4538.1
12 | 1 | Day1 | 11 | Hour11 | 1 | Winter | 2761 | #N/A | Winter | 431192.2 | 2024-01-01 11:00 | 405846 | 5170.2 | 15059.7 | 5116.2 | 431192.2 | 392508.5 | 241746.1 | 0.0329 | 0.0449 | 0.71 | 0.71 | 184.3 | 14.8 | 2.1 | 13.6 | 607.2 | 0.13 | 185.3 | 31.8 | 217.1 | 193.8 | 15.7 | 2.22 | 14.2 | 635.6 | 0.14 | 194.9 | 33.2 | 228.1 | 130.5 | 7.1 | 0.97 | 11.2 | 533.8 | 0.06 | 131 | 27.1 | 158.1 | 425.2 | 28.8 | 4 | 32.5 | 1569.4 | 0.22 | 427.1 | 79.4 | 506.5 | 18.69 | 0 | 0.27 | 18.96 | 19.41 | 0 | 0.28 | 19.69 | 431192.2 | 189446 | 32.7 | 4064.2 | 0 | 4375.6 | 48424.2 | 0 | 706.5 | 13834.5 | 74390.5 | 0 | 95.5 | 3315.4 | 20596.7 | 86067 | 384.4 | 0 | 0 | 95431.3 | 78347.6 | 1126 | 11828.6 | 0 | 10.7 | 4339.5
13 | 1 | Day1 | 12 | Hour12 | 1 | Winter | 2761 | #N/A | Winter | 432610 | 2024-01-01 12:00 | 408928.4 | 4306.2 | 14473 | 4902.5 | 432610.1 | 395444.9 | 244360.6 | 0.033 | 0.0453 | 0.71 | 0.71 | 186.7 | 15 | 2.12 | 13.8 | 616 | 0.13 | 187.7 | 32.2 | 219.9 | 196.6 | 15.9 | 2.25 | 14.4 | 645.1 | 0.14 | 197.7 | 33.6 | 231.3 | 116.5 | 5.8 | 0.77 | 10.5 | 495.7 | 0.05 | 116.9 | 25.3 | 142.2 | 741.3 | 74.1 | 10.67 | 33.1 | 1974.1 | 0.36 | 746.5 | 92 | 838.5 | 20.27 | 0 | 0.27 | 20.54 | 21.12 | 0 | 0.28 | 21.4 | 432610 | 188249.5 | 76.4 | 4064.2 | 0 | 4375.6 | 49139 | 0 | 706.3 | 14096.3 | 75943.4 | 0 | 95.5 | 3315.4 | 20596.7 | 86370 | 384.4 | 0 | 0 | 95738 | 75868.8 | 1840 | 13452.6 | 0 | 10.7 | 4334.9
14 | 1 | Day1 | 13 | Hour13 | 1 | Winter | 2761 | #N/A | Winter | 432487.6 | 2024-01-01 13:00 | 408994.5 | 2286.4 | 16402.8 | 4803.8 | 432487.6 | 395505.2 | 244438.2 | 0.033 | 0.0453 | 0.71 | 0.71 | 188.2 | 15.2 | 2.16 | 13.8 | 617.2 | 0.13 | 189.2 | 32.2 | 221.5 | 197.5 | 16.1 | 2.28 | 14.3 | 644.7 | 0.14 | 198.6 | 33.6 | 232.2 | 109.2 | 5.1 | 0.68 | 10.1 | 473.9 | 0.05 | 109.5 | 24.3 | 133.8 | 591.9 | 49.7 | 7.07 | 35.2 | 1874.4 | 0.29 | 595.3 | 91.1 | 686.4 | 20.25 | 0 | 0.28 | 20.53 | 21.14 | 0 | 0.29 | 21.43 | 432487.6 | 188049.4 | 15.4 | 4064.2 | 0 | 4375.6 | 50032.8 | 0 | 655.6 | 15184.3 | 75067.5 | 0 | 95.5 | 3315.4 | 20642.2 | 86445.2 | 384.4 | 0 | 0 | 94819.1 | 74966.3 | 2424 | 12385.3 | 0 | 0 | 4523.6
15 | 1 | Day1 | 14 | Hour14 | 1 | Winter | 2761 | #N/A | Winter | 427362.6 | 2024-01-01 14:00 | 406483.7 | 1364.3 | 14867.1 | 4647.5 | 427362.5 | 393106 | 243713.8 | 0.0329 | 0.045 | 0.71 | 0.71 | 189.5 | 15.3 | 2.17 | 13.9 | 621.7 | 0.13 | 190.5 | 32.5 | 223 | 198.1 | 16.1 | 2.28 | 14.4 | 647.6 | 0.14 | 199.2 | 33.8 | 233 | 105.3 | 5 | 0.66 | 9.8 | 456.4 | 0.05 | 105.6 | 23.4 | 129 | 491.5 | 32.3 | 4.49 | 37.1 | 1839.7 | 0.23 | 493.7 | 92 | 585.7 | 20.23 | 0 | 0.27 | 20.51 | 21.09 | 0 | 0.29 | 21.38 | 427362.6 | 183648.8 | 0 | 4067.4 | 0 | 4375.6 | 49736.2 | 0 | 639.2 | 15009.2 | 74772.5 | 0 | 95.5 | 3315.4 | 20596.7 | 86370 | 384.4 | 0 | 0 | 90577.9 | 74493.8 | 2928.7 | 11638.1 | 0 | 0 | 4334.9
16 | 1 | Day1 | 15 | Hour15 | 1 | Winter | 2761 | #N/A | Winter | 423306.2 | 2024-01-01 15:00 | 405597.7 | 3654.8 | 9278 | 4775.8 | 423306.2 | 392259.9 | 249099.3 | 0.0329 | 0.0449 | 0.69 | 0.69 | 195.6 | 15.5 | 2.19 | 14.6 | 651.8 | 0.14 | 196.7 | 34.1 | 230.7 | 205.2 | 16.3 | 2.31 | 15.2 | 681.9 | 0.14 | 206.3 | 35.6 | 241.9 | 119.3 | 6.3 | 0.85 | 10.4 | 495 | 0.05 | 119.7 | 25.2 | 144.9 | 455.3 | 27.6 | 3.81 | 36.7 | 1766.1 | 0.22 | 457.2 | 89.4 | 546.6 | 20.61 | 0 | 0.28 | 20.89 | 21.52 | 0 | 0.29 | 21.81 | 423306.2 | 174207 | 0 | 4067.4 | 0 | 4375.6 | 49492.1 | 0 | 675.5 | 11996.8 | 80324.8 | 0 | 159.1 | 3315.4 | 20596.7 | 86370 | 398.1 | 0 | 0 | 83407 | 74910.7 | 3216.9 | 10708.4 | 0 | 0 | 4334.9
17 | 1 | Day1 | 16 | Hour16 | 1 | Winter | 2761 | #N/A | Winter | 427826.2 | 2024-01-01 16:00 | 413472.3 | 4822.5 | 3891.9 | 5639.6 | 427826.2 | 399782.1 | 269660.7 | 0.0331 | 0.0458 | 0.65 | 0.65 | 213.6 | 16.3 | 2.3 | 16.3 | 730.9 | 0.15 | 214.7 | 38.2 | 252.8 | 224.4 | 17.1 | 2.41 | 17.1 | 767.4 | 0.15 | 225.5 | 40 | 265.6 | 254.7 | 15.7 | 2.16 | 20.3 | 986.4 | 0.12 | 255.7 | 49.7 | 305.4 | 533.7 | 39.1 | 5.51 | 37.1 | 1858.3 | 0.26 | 536.4 | 92.5 | 628.9 | 22.53 | 0 | 0.28 | 22.81 | 23.66 | 0 | 0.29 | 23.95 | 427826.2 | 158165.6 | 0 | 4113.3 | 0 | 5949.8 | 51927.1 | 0 | 720.3 | 11418.6 | 96380.3 | 0 | 159.1 | 3315.4 | 20687.9 | 86410.3 | 540.9 | 176.6 | 0 | 67511.9 | 74917.7 | 3597.2 | 8237.3 | 0 | 7.5 | 6726.6
18 | 1 | Day1 | 17 | Hour17 | 1 | Winter | 2761 | #N/A | Winter | 443839 | 2024-01-01 17:00 | 433058.2 | 2212.1 | 3408.2 | 5160.4 | 443839 | 418432.6 | 309495.1 | 0.0338 | 0.048 | 0.59 | 0.58 | 258 | 20.2 | 2.86 | 18.7 | 864.1 | 0.17 | 259.4 | 44.5 | 304 | 270.5 | 21.2 | 3 | 19.6 | 905.6 | 0.17 | 272 | 46.7 | 318.6 | 418.2 | 31 | 4.35 | 28.5 | 1456.2 | 0.2 | 420.3 | 71.9 | 492.3 | 596.6 | 35.9 | 4.94 | 48.3 | 2326.3 | 0.28 | 599 | 117.7 | 716.7 | 27.22 | 0 | 0.28 | 27.5 | 28.63 | 0 | 0.29 | 28.92 | 443839 | 134343.9 | 568.7 | 4193.8 | 0 | 7819.2 | 67907.5 | 0 | 674.8 | 7900.5 | 114020.4 | 0 | 159.1 | 3315.4 | 22085.7 | 88396.1 | 662.7 | 366.6 | 0 | 44718.4 | 77157.6 | 3892.5 | 6932.2 | 42.7 | 17.6 | 6830
19 | 1 | Day1 | 18 | Hour18 | 1 | Winter | 2761 | #N/A | Winter | 451059.4 | 2024-01-01 18:00 | 446992.2 | 0 | 0 | 4067.3 | 451059.5 | 431686.9 | 350848 | 0.0342 | 0.0495 | 0.53 | 0.53 | 297.8 | 23.6 | 3.35 | 21 | 986.6 | 0.19 | 299.4 | 50.4 | 349.8 | 310.1 | 24.5 | 3.48 | 21.9 | 1029.7 | 0.19 | 311.8 | 52.7 | 364.5 | 441 | 30.8 | 4.3 | 31.7 | 1592.4 | 0.21 | 443.1 | 79.3 | 522.4 | 774.8 | 72.1 | 10.35 | 39.6 | 2217.8 | 0.38 | 779.8 | 105.8 | 885.6 | 29 | 0 | 0.28 | 29.28 | 30.52 | 0 | 0.3 | 30.82 | 451059.4 | 100211.5 | 3781.2 | 4193.8 | 0 | 8374.7 | 80838.2 | 0 | 255.8 | 2382.1 | 129571.6 | 0 | 159.1 | 3315.4 | 31010.4 | 88396.1 | 836.8 | 370.7 | 0 | 10166.9 | 83429.8 | 3977 | 5067.4 | 115 | 1607.4 | 7916.5
20 | 1 | Day1 | 19 | Hour19 | 1 | Winter | 2761 | #N/A | Winter | 460543.2 | 2024-01-01 19:00 | 455699.4 | 0 | 0 | 4843.8 | 460543.2 | 439982.4 | 367117.5 | 0.0345 | 0.0504 | 0.54 | 0.54 | 290.3 | 22.9 | 3.24 | 20.6 | 967.9 | 0.18 | 291.9 | 49.5 | 341.5 | 303.3 | 23.8 | 3.37 | 21.6 | 1012.8 | 0.19 | 305 | 51.9 | 356.8 | 465.8 | 32.2 | 4.5 | 33.8 | 1690.9 | 0.22 | 468 | 84.2 | 552.2 | 824.2 | 73.6 | 10.53 | 44.9 | 2457.6 | 0.41 | 829.3 | 118.3 | 947.6 | 29.38 | 0 | 0.28 | 29.66 | 30.94 | 0 | 0.29 | 31.23 | 460543.2 | 93425.6 | 3844.2 | 4193.8 | 0 | 8374.7 | 79539.4 | 0 | 0 | 0.1 | 131229.3 | 0 | 159.1 | 3315.4 | 45404.6 | 88396.1 | 847.8 | 1813.1 | 0 | 0.2 | 89267.2 | 4158.2 | 1473.5 | 0 | 880.8 | 7916.5
21 | 1 | Day1 | 20 | Hour20 | 1 | Winter | 2761 | #N/A | Winter | 463748 | 2024-01-01 20:00 | 458679.8 | 0 | 0 | 5068.3 | 463748.1 | 442801.3 | 365369.8 | 0.0346 | 0.0508 | 0.55 | 0.55 | 280.6 | 22 | 3.12 | 20.1 | 937.5 | 0.18 | 282.1 | 48.1 | 330.1 | 293.1 | 22.9 | 3.25 | 21 | 981.4 | 0.18 | 294.7 | 50.3 | 345 | 468.1 | 31.9 | 4.44 | 34.4 | 1716.9 | 0.22 | 470.3 | 85.6 | 555.9 | 693.3 | 48.3 | 6.77 | 50.1 | 2494.5 | 0.33 | 696.6 | 124.5 | 821.1 | 29.32 | 0 | 0.28 | 29.59 | 30.89 | 0 | 0.29 | 31.19 | 463748 | 98378.3 | 3788.8 | 4193.8 | 0 | 8374.7 | 77053.1 | 0 | 0 | 0 | 128664.6 | 0 | 159.1 | 3315.4 | 46636.6 | 88396.1 | 836.8 | 3950.7 | 0 | 0 | 94107.5 | 4270.8 | 0 | 0 | 1312 | 7752
22 | 1 | Day1 | 21 | Hour21 | 1 | Winter | 2761 | #N/A | Winter | 455504.8 | 2024-01-01 21:00 | 450202.7 | 0 | 0 | 5302.1 | 455504.8 | 434729.7 | 353519 | 0.0344 | 0.0499 | 0.57 | 0.56 | 270.9 | 21 | 2.97 | 19.7 | 912.4 | 0.17 | 272.3 | 46.9 | 319.2 | 282.4 | 21.9 | 3.09 | 20.6 | 952.9 | 0.18 | 283.9 | 49 | 333 | 470.3 | 31.6 | 4.4 | 35 | 1739.1 | 0.22 | 472.5 | 86.9 | 559.3 | 912 | 87.3 | 12.56 | 44.4 | 2535.3 | 0.45 | 918 | 120 | 1038 | 28.79 | 0 | 0.28 | 29.07 | 30.31 | 0 | 0.3 | 30.61 | 455504.8 | 101985.8 | 2335 | 4190.6 | 0 | 8374.7 | 72049.5 | 0 | 0 | 0 | 124738.6 | 0 | 159.1 | 3315.4 | 45958.5 | 88396.1 | 836.8 | 3164.8 | 0 | 0 | 97562.4 | 4423.4 | 0 | 0 | 1060.6 | 6519.9
23 | 1 | Day1 | 22 | Hour22 | 1 | Winter | 2761 | #N/A | Winter | 441736.9 | 2024-01-01 22:00 | 436149.8 | 0 | 213 | 5374.1 | 441736.9 | 421340 | 338418.3 | 0.034 | 0.0485 | 0.58 | 0.57 | 262.6 | 20.3 | 2.87 | 19.3 | 888.1 | 0.17 | 264 | 45.8 | 309.8 | 273.6 | 21.1 | 2.98 | 20.2 | 927.1 | 0.18 | 275.1 | 47.9 | 322.9 | 474.2 | 31.8 | 4.43 | 35.3 | 1753.9 | 0.22 | 476.3 | 87.6 | 563.9 | 922.9 | 95.6 | 13.83 | 39 | 2337.7 | 0.48 | 929.5 | 108.8 | 1038.3 | 27.18 | 0 | 0.28 | 27.47 | 28.6 | 0 | 0.3 | 28.9 | 441736.9 | 103318.6 | 2242.7 | 4190.6 | 0 | 7440.9 | 67102 | 0 | 0 | 0 | 118381.6 | 0 | 159.1 | 3315.4 | 44050.6 | 87954.5 | 836.8 | 2744.3 | 0 | 0 | 98990.1 | 4328.4 | 0 | 0 | 1357.1 | 4600.3
24 | 1 | Day1 | 23 | Hour23 | 1 | Winter | 2761 | #N/A | Winter | 423680.8 | 2024-01-01 23:00 | 418137 | 0 | 366.6 | 5177.2 | 423680.8 | 404158.2 | 320711.1 | 0.0334 | 0.0466 | 0.59 | 0.59 | 258.1 | 20.1 | 2.84 | 18.9 | 868.1 | 0.17 | 259.5 | 44.9 | 304.3 | 268.4 | 20.9 | 2.95 | 19.7 | 904.1 | 0.18 | 269.8 | 46.7 | 316.5 | 452.9 | 28.2 | 3.88 | 35.7 | 1746.4 | 0.21 | 454.8 | 87.9 | 542.7 | 606.9 | 45.1 | 6.36 | 41.5 | 2093.4 | 0.3 | 610 | 104 | 714 | 25.99 | 0 | 0.28 | 26.27 | 27.31 | 0 | 0.3 | 27.61 | 423680.8 | 102969.8 | 1435.7 | 4189.5 | 0 | 4931.1 | 63974.8 | 0 | 0 | 0 | 109788.6 | 0 | 159.1 | 3315.4 | 42351.9 | 87610.6 | 709.7 | 2244.5 | 0 | 0 | 98612.7 | 4357.1 | 0 | 0 | 1225.3 | 4538.1
25 | 2 | Day2 | 0 | Hour0 | 1 | Winter | 18 | 543349.6 | Winter | 407113.8 | 2024-01-02 | 400299 | 498.5 | 1333.7 | 4982.6 | 407113.8 | 387128.2 | 305259.5 | 0.0329 | 0.0447 | 0.6 | 0.6 | 251.1 | 19.7 | 2.78 | 18.5 | 842.1 | 0.17 | 252.5 | 43.6 | 296.1 | 260.8 | 20.4 | 2.89 | 19.2 | 874.5 | 0.17 | 262.2 | 45.3 | 307.4 | 477.8 | 32.1 | 4.47 | 35.5 | 1766.7 | 0.22 | 480 | 88.2 | 568.2 | 726.7 | 59.9 | 8.52 | 44.1 | 2323.6 | 0.35 | 730.8 | 113.5 | 844.3 | 24.42 | 0 | 0.28 | 24.71 | 25.62 | 0 | 0.29 | 25.91 | 407113.8 | 101854.3 | 1613.4 | 4189.5 | 0 | 4735.5 | 60144.8 | 0 | 0 | 0 | 101608.4 | 0 | 159.1 | 3315.4 | 41573.6 | 87397.2 | 522.6 | 0 | 0 | 0 | 97441.8 | 4412.5 | 0 | 0 | 358.3 | 4561.8
26 | 2 | Day2 | 1 | Hour1 | 1 | Winter | 2761 | #N/A | Winter | 397249.8 | 2024-01-02 01:00 | 386470.6 | 2716.1 | 3028.7 | 5034.3 | 397249.7 | 373917.8 | 296433.9 | 0.0325 | 0.0431 | 0.6 | 0.6 | 250.9 | 19.7 | 2.78 | 18.5 | 841.6 | 0.17 | 252.2 | 43.6 | 295.8 | 261 | 20.5 | 2.9 | 19.2 | 874.3 | 0.17 | 262.4 | 45.3 | 307.7 | 482 | 33.2 | 4.63 | 35.1 | 1757.4 | 0.23 | 484.3 | 87.5 | 571.8 | 548.8 | 37.1 | 5.18 | 40.7 | 2010.1 | 0.26 | 551.4 | 100.7 | 652 | 23.82 | 0 | 0.29 | 24.11 | 24.94 | 0 | 0.29 | 25.23 | 397249.8 | 100815.8 | 472.1 | 4189.5 | 0 | 4931.1 | 58732.4 | 0 | 0 | 0 | 99034.4 | 0 | 159.1 | 3315.4 | 37884.8 | 87397.2 | 317.8 | 0 | 0 | 0 | 96422 | 4393.8 | 0 | 0 | 0 | 4738.1
27 | 2 | Day2 | 2 | Hour2 | 1 | Winter | 2761 | #N/A | Winter | 390723.5 | 2024-01-02 02:00 | 379284.2 | 3491.7 | 3028.7 | 4918.9 | 390723.5 | 367050.4 | 290828.1 | 0.0323 | 0.0422 | 0.6 | 0.59 | 254 | 20 | 2.82 | 18.7 | 851.5 | 0.17 | 255.4 | 44.1 | 299.5 | 264.5 | 20.8 | 2.95 | 19.4 | 885 | 0.18 | 265.9 | 45.8 | 311.7 | 487.7 | 33.3 | 4.64 | 35.8 | 1787.1 | 0.23 | 489.9 | 89.1 | 579 | 530.8 | 33.3 | 4.59 | 41.6 | 2039.1 | 0.25 | 533 | 102.4 | 635.5 | 23.61 | 0 | 0.29 | 23.9 | 24.71 | 0 | 0.28 | 24.98 | 390723.5 | 99895.4 | 0 | 4189.5 | 0 | 4931.1 | 58575.6 | 0 | 0 | 0 | 98520.2 | 0 | 95.5 | 3315.4 | 33499.5 | 87397.2 | 304.1 | 0 | 0 | 0 | 95503.7 | 4391.7 | 0 | 0 | 0 | 4753
28 | 2 | Day2 | 3 | Hour3 | 1 | Winter | 2761 | #N/A | Winter | 387656.8 | 2024-01-02 03:00 | 378154.9 | 1720.6 | 3028.7 | 4752.6 | 387656.8 | 365972.6 | 289401.5 | 0.0322 | 0.0421 | 0.59 | 0.59 | 257.1 | 20.1 | 2.85 | 19 | 863.6 | 0.17 | 258.4 | 44.7 | 303.2 | 267.4 | 21 | 2.97 | 19.7 | 897.2 | 0.18 | 268.8 | 46.5 | 315.3 | 495.5 | 34.2 | 4.77 | 36 | 1803 | 0.23 | 497.8 | 89.8 | 587.6 | 620.3 | 50 | 7.08 | 39.3 | 2033.8 | 0.31 | 623.7 | 100 | 723.7 | 24.48 | 0 | 0.22 | 24.7 | 25.61 | 0 | 0.21 | 25.82 | 387656.8 | 98255.4 | 0 | 4189.5 | 0 | 4931.1 | 58586.7 | 0 | 0 | 0 | 99592.9 | 0 | 95.5 | 3315.4 | 30475.7 | 87910.5 | 304.1 | 0 | 0 | 0 | 93891.8 | 4363.6 | 0 | 0 | 0 | 4733.6
29 | 2 | Day2 | 4 | Hour4 | 1 | Winter | 2761 | #N/A | Winter | 390797.4 | 2024-01-02 04:00 | 384757.6 | 0 | 1001.2 | 5038.6 | 390797.4 | 372291.2 | 295509.8 | 0.0324 | 0.0428 | 0.58 | 0.58 | 265.7 | 20.8 | 2.94 | 19.5 | 891.9 | 0.17 | 267.1 | 46.1 | 313.2 | 275 | 21.6 | 3.05 | 20.2 | 923.4 | 0.18 | 276.5 | 47.7 | 324.2 | 486.6 | 32.3 | 4.48 | 36.6 | 1813.3 | 0.23 | 488.8 | 90.7 | 579.4 | 674.3 | 54.1 | 7.66 | 42.1 | 2215.3 | 0.32 | 678 | 108.2 | 786.2 | 26.12 | 0 | 0.25 | 26.37 | 27.31 | 0 | 0.26 | 27.57 | 390797.4 | 95287.6 | 0 | 4197.2 | 0 | 4931.1 | 61165.1 | 0 | 0 | 0 | 103726 | 0 | 95.5 | 3315.4 | 29379.3 | 88396.1 | 304.1 | 0 | 0 | 0 | 90928.8 | 4358.8 | 0 | 0 | 0 | 4733.6
30 | 2 | Day2 | 5 | Hour5 | 1 | Winter | 2761 | #N/A | Winter | 404237.9 | 2024-01-02 05:00 | 398850.3 | 6 | 0 | 5381.6 | 404237.9 | 385760.9 | 311600.5 | 0.0328 | 0.0444 | 0.55 | 0.55 | 277.5 | 21.5 | 3.03 | 20.4 | 941 | 0.18 | 279 | 48.5 | 327.5 | 287 | 22.2 | 3.13 | 21.2 | 973.7 | 0.18 | 288.5 | 50.2 | 338.7 | 498.6 | 33.9 | 4.72 | 36.7 | 1831.8 | 0.23 | 500.9 | 91.4 | 592.3 | 1096.7 | 126.1 | 18.34 | 34 | 2397.4 | 0.54 | 1105.5 | 105.6 | 1211 | 26.96 | 0 | 0.24 | 27.2 | 28.22 | 0 | 0.25 | 28.47 | 404237.9 | 92637.3 | 0 | 4197.2 | 0 | 5519 | 65163.3 | 0 | 0 | 0 | 115623.9 | 0 | 95.5 | 3315.4 | 28985.8 | 88396.1 | 304.1 | 0 | 0 | 0 | 88272.6 | 4364.7 | 0 | 0 | 0 | 4860.6
31 | 2 | Day2 | 6 | Hour6 | 1 | Winter | 2761 | #N/A | Winter | 423068.6 | 2024-01-02 06:00 | 417988 | 0 | 0 | 5080.6 | 423068.6 | 404019 | 332672 | 0.0334 | 0.0466 | 0.52 | 0.52 | 297.5 | 23.3 | 3.29 | 21.4 | 1000 | 0.19 | 299.1 | 51.2 | 350.4 | 307.8 | 24.1 | 3.4 | 22.2 | 1035.2 | 0.19 | 309.5 | 53.1 | 362.5 | 477.2 | 31.6 | 4.39 | 35.9 | 1777.9 | 0.22 | 479.3 | 88.9 | 568.2 | 832.8 | 80.3 | 11.53 | 39.8 | 2311.2 | 0.4 | 838.4 | 108.8 | 947.2 | 27.98 | 0 | 0.23 | 28.21 | 29.35 | 0 | 0.25 | 29.6 | 423068.6 | 90396.6 | 5.1 | 4198.3 | 0 | 5971.4 | 74429.5 | 0 | 0 | 91.3 | 126602.2 | 0 | 95.5 | 3315.4 | 29352.6 | 88396.1 | 304.1 | 1.7 | 0 | 10.3 | 85982.7 | 4312.3 | 0 | 0 | 0 | 5321.7
32 | 2 | Day2 | 7 | Hour7 | 1 | Winter | 2761 | #N/A | Winter | 442888.4 | 2024-01-02 07:00 | 437917.1 | 61.1 | 0 | 4910.2 | 442888.4 | 423018.8 | 341504.7 | 0.034 | 0.0487 | 0.53 | 0.53 | 295.8 | 23.4 | 3.3 | 21 | 987.1 | 0.18 | 297.4 | 50.4 | 347.9 | 306.4 | 24.2 | 3.42 | 21.7 | 1022.9 | 0.19 | 308.1 | 52.3 | 360.4 | 423.9 | 27.1 | 3.75 | 32.7 | 1609.5 | 0.2 | 425.7 | 80.7 | 506.4 | 549.3 | 27.4 | 3.67 | 49.4 | 2332.3 | 0.25 | 551.1 | 119 | 670.1 | 28.37 | 0 | 0.23 | 28.6 | 29.83 | 0 | 0.24 | 30.07 | 442888.4 | 101383.7 | 612.3 | 4198.3 | 0 | 5842 | 78377.6 | 0 | 0 | 2982.3 | 128965.6 | 0 | 95.5 | 3315.4 | 31393.6 | 88396.1 | 304.1 | 4.1 | 0 | 9895.1 | 84217.7 | 4288.6 | 74.3 | 0 | 150 | 6063.5
33 | 2 | Day2 | 8 | Hour8 | 1 | Winter | 2761 | #N/A | Winter | 459431.8 | 2024-01-02 08:00 | 454214 | 292.2 | 0 | 4925.6 | 459431.8 | 438535.6 | 329855.1 | 0.0345 | 0.0504 | 0.58 | 0.58 | 265.6 | 21.1 | 2.99 | 18.8 | 881.3 | 0.17 | 267.1 | 45.1 | 312.2 | 275.6 | 21.9 | 3.11 | 19.5 | 914.3 | 0.17 | 277.1 | 46.8 | 323.9 | 229.1 | 12.2 | 1.65 | 19.9 | 947.3 | 0.11 | 229.9 | 48.2 | 278.1 | 469.3 | 13.6 | 1.62 | 51.1 | 2302.7 | 0.21 | 470.1 | 119.8 | 589.9 | 27.89 | 0 | 0.24 | 28.13 | 29.38 | 0 | 0.25 | 29.62 | 459431.8 | 129576.7 | 1462.5 | 4198.3 | 0 | 5842 | 73634.6 | 0 | 0 | 7329.7 | 117693.4 | 0 | 241.5 | 3315.4 | 34739 | 88396.1 | 304.1 | 28.1 | 0 | 35875.5 | 82178.6 | 4192.8 | 2718.8 | 44.1 | 0 | 5397.5
34 | 2 | Day2 | 9 | Hour9 | 1 | Winter | 2761 | #N/A | Winter | 471617.5 | 2024-01-02 09:00 | 466475.6 | 292.2 | 0 | 4849.7 | 471617.5 | 450190.5 | 317780.4 | 0.0349 | 0.0517 | 0.62 | 0.62 | 244 | 19.3 | 2.73 | 17.5 | 813.2 | 0.16 | 245.3 | 41.8 | 287.1 | 252.6 | 20 | 2.83 | 18.1 | 842.4 | 0.16 | 254 | 43.3 | 297.3 | 136.6 | 5.3 | 0.68 | 13.7 | 627.8 | 0.06 | 137 | 32.4 | 169.4 | 475.6 | 20.5 | 2.68 | 45.7 | 2120.4 | 0.21 | 477 | 108.9 | 585.9 | 27.01 | 0 | 0.19 | 27.21 | 28.49 | 0 | 0.2 | 28.69 | 471617.5 | 153837.1 | 0 | 4198.3 | 0 | 5842 | 68742.2 | 0 | 6.4 | 9390.9 | 112417.2 | 0 | 95.5 | 3315.4 | 34469.5 | 88396.1 | 304.1 | 0 | 0 | 69217.3 | 71079.9 | 4142.6 | 6242.5 | 186.8 | 0 | 5769.6
35 | 2 | Day2 | 10 | Hour10 | 1 | Winter | 2761 | #N/A | Winter | 480661.6 | 2024-01-02 10:00 | 475105.1 | 533.5 | 4.1 | 5018.8 | 480661.5 | 458374.1 | 304565.1 | 0.0352 | 0.0526 | 0.63 | 0.63 | 235.4 | 18.7 | 2.64 | 16.9 | 783.7 | 0.15 | 236.7 | 40.3 | 277 | 244 | 19.3 | 2.73 | 17.5 | 813.3 | 0.16 | 245.4 | 41.8 | 287.2 | 110.7 | 4.5 | 0.59 | 10.9 | 500.9 | 0.05 | 111 | 25.8 | 136.8 | 539.9 | 32.7 | 4.49 | 44.2 | 2112.6 | 0.27 | 542.1 | 107.2 | 649.3 | 25.12 | 0 | 0.25 | 25.37 | 26.57 | 0 | 0.26 | 26.83 | 480661.6 | 176096.4 | 0 | 4178.5 | 0 | 5986.1 | 67787.8 | 0 | 460.5 | 12038.4 | 110449.2 | 0 | 95.5 | 3315.4 | 24221 | 88227.4 | 304.1 | 0 | 0 | 98915.4 | 60673.1 | 4009.1 | 8063.2 | 213 | 409.5 | 7769.9
36 | 2 | Day2 | 11 | Hour11 | 1 | Winter | 2761 | #N/A | Winter | 489073.2 | 2024-01-02 11:00 | 478808.9 | 3619.4 | 1378.8 | 5266.1 | 489073.2 | 461885.9 | 307044.6 | 0.0353 | 0.053 | 0.63 | 0.63 | 233.8 | 18.5 | 2.62 | 16.8 | 779.3 | 0.15 | 235 | 40.1 | 275.1 | 244.5 | 19.3 | 2.74 | 17.6 | 814.7 | 0.16 | 245.8 | 41.9 | 287.7 | 108.8 | 4.8 | 0.63 | 10.4 | 481.9 | 0.05 | 109.1 | 24.8 | 133.9 | 465.6 | 11.5 | 1.3 | 53.3 | 2349.5 | 0.22 | 466.3 | 123.4 | 589.7 | 25.3 | 0 | 0.26 | 25.56 | 26.74 | 0 | 0.27 | 27.01 | 489073.2 | 182028.6 | 0 | 4178.5 | 0 | 7787.1 | 68427.1 | 0 | 701.6 | 12769.6 | 112082.4 | 0 | 95.5 | 3315.4 | 22533.4 | 88321.1 | 304.1 | 0 | 0 | 106353.7 | 58157.5 | 4046.1 | 10821.5 | 213 | 520.1 | 8315.2
37 | 2 | Day2 | 12 | Hour12 | 1 | Winter | 2761 | #N/A | Winter | 486754.2 | 2024-01-02 12:00 | 478141 | 2355.2 | 1344.1 | 4913.9 | 486754.2 | 461249.1 | 311711.3 | 0.0353 | 0.053 | 0.62 | 0.62 | 239 | 19 | 2.69 | 17.1 | 794.5 | 0.15 | 240.3 | 40.8 | 281.1 | 249.4 | 19.8 | 2.8 | 17.8 | 828.8 | 0.16 | 250.8 | 42.6 | 293.3 | 106 | 4.6 | 0.6 | 10.2 | 472.6 | 0.05 | 106.3 | 24.3 | 130.6 | 681.6 | 50.3 | 7.07 | 46.6 | 2378.8 | 0.32 | 685.1 | 117.5 | 802.6 | 25.61 | 0 | 0.26 | 25.87 | 27.05 | 0 | 0.28 | 27.33 | 486754.2 | 175042.9 | 360.2 | 4178.5 | 0 | 8174.5 | 69916.2 | 0 | 677.6 | 12862.4 | 113118.5 | 0 | 95.5 | 3315.4 | 23852.1 | 88396.1 | 304.1 | 0 | 0 | 101645 | 55997.2 | 3860.7 | 11854.1 | 213 | 0 | 7220.3
38 | 2 | Day2 | 13 | Hour13 | 1 | Winter | 2761 | #N/A | Winter | 481459.4 | 2024-01-02 13:00 | 475073.3 | 1368 | 556.3 | 4461.8 | 481459.4 | 458332.8 | 307350.9 | 0.0352 | 0.0527 | 0.63 | 0.62 | 238.2 | 19 | 2.69 | 17 | 790.1 | 0.15 | 239.5 | 40.6 | 280.1 | 247.8 | 19.7 | 2.79 | 17.7 | 821.7 | 0.16 | 249.1 | 42.2 | 291.4 | 108.7 | 4.4 | 0.57 | 10.7 | 492.3 | 0.05 | 108.9 | 25.4 | 134.3 | 662.3 | 47.4 | 6.63 | 46.6 | 2359 | 0.31 | 665.5 | 117 | 782.5 | 25.5 | 0 | 0.27 | 25.77 | 26.94 | 0 | 0.28 | 27.22 | 481459.4 | 174108.5 | 213.4 | 4178.5 | 0 | 6600.4 | 69226.1 | 0 | 628.1 | 15412.1 | 110678.8 | 0 | 95.5 | 3315.4 | 24342.5 | 88396.1 | 304.1 | 0 | 0 | 99855.6 | 54326.8 | 3886 | 10884 | 213 | 0 | 7469.7
39 | 2 | Day2 | 14 | Hour14 | 1 | Winter | 2761 | #N/A | Winter | 477775 | 2024-01-02 14:00 | 470962 | 1130.9 | 1127.4 | 4554.7 | 477775 | 454427.8 | 307110.8 | 0.0351 | 0.0522 | 0.62 | 0.62 | 239 | 19 | 2.69 | 17.1 | 794 | 0.15 | 240.3 | 40.8 | 281.1 | 248.6 | 19.8 | 2.8 | 17.8 | 826.1 | 0.16 | 250 | 42.4 | 292.4 | 103.5 | 3.9 | 0.5 | 10.5 | 479.3 | 0.05 | 103.7 | 24.8 | 128.6 | 521.5 | 28 | 3.79 | 45.1 | 2152.1 | 0.24 | 523.3 | 109.3 | 632.7 | 24.74 | 0 | 0.27 | 25.01 | 26.17 | 0 | 0.28 | 26.46 | 477775 | 170664.2 | 0 | 4178.5 | 0 | 8174.5 | 68688.7 | 0 | 607.7 | 15287.3 | 110749.4 | 0 | 100.2 | 3315.4 | 24565.9 | 87033.9 | 304.1 | 0 | 0 | 97984 | 52930 | 3855.2 | 11482.7 | 0 | 0 | 6951.2
40 | 2 | Day2 | 15 | Hour15 | 1 | Winter | 2761 | #N/A | Winter | 481180 | 2024-01-02 15:00 | 471462 | 3896.7 | 1235.1 | 4586.2 | 481180.1 | 454893.2 | 320976.8 | 0.0351 | 0.0523 | 0.59 | 0.59 | 259.8 | 20.8 | 2.95 | 18.2 | 855.4 | 0.16 | 261.3 | 43.8 | 305 | 271.5 | 21.8 | 3.08 | 19.1 | 893.8 | 0.17 | 273 | 45.7 | 318.7 | 106.7 | 4 | 0.51 | 10.8 | 493.6 | 0.05 | 107 | 25.5 | 132.5 | 399.5 | 7.6 | 0.78 | 47.3 | 2072.8 | 0.18 | 399.9 | 109.1 | 509 | 25.55 | 0 | 0.27 | 25.81 | 27.07 | 0 | 0.28 | 27.36 | 481180 | 160203.2 | 0 | 4178.5 | 0 | 7819.2 | 76225.4 | 0 | 640.7 | 12337.2 | 118071.2 | 0 | 159.1 | 3315.4 | 23536.1 | 87033.9 | 637.8 | 0 | 0 | 92092.2 | 51172 | 3961.2 | 10441.6 | 176.3 | 0 | 7717.9
41 | 2 | Day2 | 16 | Hour16 | 1 | Winter | 2761 | #N/A | Winter | 497078 | 2024-01-02 16:00 | 485469.3 | 4787.8 | 1378.8 | 5442.2 | 497078 | 468124.5 | 360949.9 | 0.0357 | 0.054 | 0.54 | 0.53 | 304.4 | 24.9 | 3.54 | 20.5 | 985.2 | 0.18 | 306.1 | 49.9 | 356 | 319 | 26.1 | 3.71 | 21.5 | 1032.3 | 0.19 | 320.8 | 52.3 | 373.1 | 297.3 | 18.5 | 2.56 | 23.5 | 1145.1 | 0.14 | 298.6 | 57.6 | 356.2 | 991.6 | 109.5 | 15.9 | 35 | 2298.3 | 0.5 | 999.2 | 103.6 | 1102.8 | 27.53 | 0 | 0.27 | 27.8 | 29.26 | 0 | 0.28 | 29.54 | 497078 | 136128.1 | 0 | 4237.7 | 0 | 7819.2 | 94768.1 | 0 | 665.5 | 9910 | 135322.2 | 0 | 159.1 | 3315.4 | 27266.5 | 87033.9 | 814.8 | 213 | 0 | 72906.4 | 48608.8 | 4037.3 | 8162.2 | 213 | 5.2 | 8189.4
42 | 2 | Day2 | 17 | Hour17 | 1 | Winter | 2761 | #N/A | Winter | 516759.1 | 2024-01-02 17:00 | 512676.6 | 106.3 | 0 | 3976.2 | 516759.1 | 493756.6 | 415228.2 | 0.0369 | 0.0573 | 0.46 | 0.46 | 357.1 | 29.3 | 4.17 | 23.6 | 1151.4 | 0.21 | 359.1 | 58 | 417 | 371.8 | 30.5 | 4.34 | 24.6 | 1198.9 | 0.22 | 373.9 | 60.4 | 434.2 | 408.4 | 24.1 | 3.31 | 33.5 | 1608.1 | 0.19 | 410 | 81.5 | 491.5 | 554.1 | 30.3 | 4.12 | 47.6 | 2255.4 | 0.26 | 556.1 | 114.9 | 671 | 33.22 | 0 | 0.26 | 33.48 | 35.26 | 0 | 0.28 | 35.54 | 516759.1 | 101531 | 263.7 | 4257.5 | 0 | 8174.5 | 115746.2 | 0 | 616.6 | 5588.3 | 161797.7 | 0 | 159.1 | 3315.4 | 31507.1 | 88396.1 | 1030.5 | 580.4 | 0 | 41434.4 | 49833.3 | 4058.3 | 5827.4 | 906.8 | 688.8 | 7916.5
43 | 2 | Day2 | 18 | Hour18 | 1 | Winter | 2761 | #N/A | Winter | 534391.4 | 2024-01-02 18:00 | 530859.9 | 0 | 0 | 3531.5 | 534391.4 | 510917 | 466842.8 | 0.0376 | 0.0592 | 0.42 | 0.42 | 378.5 | 30.4 | 4.31 | 25.5 | 1240.1 | 0.22 | 380.5 | 62.5 | 443 | 397 | 31.8 | 4.51 | 26.8 | 1303.5 | 0.23 | 399.2 | 65.7 | 464.9 | 435.5 | 22.8 | 3.13 | 38.8 | 1767.5 | 0.23 | 437 | 91.6 | 528.6 | 481.2 | 15.7 | 1.95 | 51 | 2291.6 | 0.22 | 482.2 | 119.4 | 601.6 | 37.16 | 0 | 0.27 | 37.43 | 39.52 | 0 | 0.29 | 39.8 | 534391.4 | 67548.6 | 4227.5 | 4257.5 | 0 | 8374.7 | 122970.8 | 0 | 234.4 | 1447 | 183824.6 | 0 | 900.3 | 3315.4 | 45642.3 | 88396.1 | 1309.2 | 3624.4 | 0 | 8553.1 | 53328.4 | 3985.6 | 3489 | 4420.2 | 3984.7 | 7916.5
44 | 2 | Day2 | 19 | Hour19 | 1 | Winter | 2761 | #N/A | Winter | 543128.8 | 2024-01-02 19:00 | 539330.8 | 0 | 0 | 3797.9 | 543128.7 | 518965.2 | 483830.8 | 0.0378 | 0.0598 | 0.43 | 0.42 | 373 | 29.8 | 4.22 | 25.3 | 1228 | 0.22 | 375 | 61.9 | 437 | 392.6 | 31.2 | 4.43 | 26.8 | 1295.7 | 0.23 | 394.7 | 65.4 | 460.1 | 453.8 | 23.9 | 3.28 | 40.4 | 1833.1 | 0.25 | 455.5 | 95.1 | 550.6 | 938.2 | 35.9 | 7 | 122.5 | 2183.1 | 1.94 | 941.2 | 188.1 | 1129.3 | 54.87 | 0 | 0.27 | 55.14 | 58.42 | 0 | 0.28 | 58.71 | 543128.8 | 59298 | 5268 | 4257.5 | 0 | 8374.7 | 121955.9 | 0 | 0 | 0 | 185528.4 | 0 | 1536.5 | 3315.4 | 57516.4 | 88396.1 | 1496.5 | 6185.3 | 0 | 0 | 55327.2 | 3970.6 | 848 | 4190.8 | 4105.2 | 8011.5
45 | 2 | Day2 | 20 | Hour20 | 1 | Winter | 2761 | #N/A | Winter | 543349.6 | 2024-01-02 20:00 | 539187 | 0 | 0 | 4162.6 | 543349.5 | 518872.6 | 480306.2 | 0.0377 | 0.0596 | 0.43 | 0.43 | 371.7 | 29.9 | 4.24 | 25 | 1217.3 | 0.22 | 373.7 | 61.4 | 435.1 | 390.6 | 31.3 | 4.44 | 26.4 | 1281.6 | 0.23 | 392.7 | 64.7 | 457.4 | 447.9 | 23.5 | 3.22 | 39.9 | 1816.2 | 0.24 | 449.4 | 94.1 | 543.5 | 958.8 | 99.9 | 14.45 | 39.3 | 2409.8 | 0.48 | 965.7 | 111.2 | 1076.9 | 36.68 | 0 | 0.27 | 36.95 | 39.02 | 0 | 0.29 | 39.31 | 543349.6 | 63043.4 | 5628 | 4257.5 | 0 | 8374.7 | 122724.8 | 0 | 0 | 0 | 182323.3 | 0 | 1536.5 | 3315.4 | 56670 | 88396.1 | 1496.5 | 5583.3 | 0 | 0 | 59278.7 | 3764.7 | 0 | 1615.6 | 3617.9 | 8315.2
46 | 2 | Day2 | 21 | Hour21 | 1 | Winter | 2761 | #N/A | Winter | 531425.6 | 2024-01-02 21:00 | 527340 | 0 | 0 | 4085.6 | 531425.6 | 507725.3 | 467265.4 | 0.0372 | 0.0583 | 0.44 | 0.43 | 367.2 | 29.4 | 4.16 | 24.9 | 1207.9 | 0.21 | 369.2 | 60.9 | 430.1 | 383.9 | 30.7 | 4.35 | 26.1 | 1263 | 0.22 | 386 | 63.7 | 449.8 | 470.8 | 27 | 3.73 | 39.6 | 1851.3 | 0.24 | 472.6 | 94.9 | 567.5 | 939.1 | 95.6 | 13.82 | 40.5 | 2428.9 | 0.47 | 945.7 | 113 | 1058.7 | 34.44 | 0 | 0.27 | 34.71 | 36.58 | 0 | 0.29 | 36.87 | 531425.6 | 64160.2 | 3054.5 | 4257.5 | 0 | 8374.7 | 118016.3 | 0 | 0 | 0 | 179170.5 | 0 | 1145.2 | 3315.4 | 56994.7 | 88396.1 | 1304.2 | 3236.4 | 0 | 0 | 60458.3 | 3701.8 | 0 | 1531.3 | 1994.2 | 8315.2
47 | 2 | Day2 | 22 | Hour22 | 1 | Winter | 2761 | #N/A | Winter | 512284.6 | 2024-01-02 22:00 | 507784.6 | 0 | 0 | 4500 | 512284.5 | 489278.4 | 446634.5 | 0.0364 | 0.0562 | 0.44 | 0.44 | 358.9 | 28.4 | 4.02 | 24.7 | 1189.6 | 0.21 | 360.8 | 60.2 | 421 | 373.9 | 29.6 | 4.19 | 25.7 | 1239 | 0.22 | 375.9 | 62.7 | 438.6 | 511.1 | 32.3 | 4.48 | 40.2 | 1934.6 | 0.25 | 513.3 | 97.9 | 611.2 | 971.9 | 99.2 | 14.33 | 41.7 | 2507.3 | 0.48 | 978.8 | 116.5 | 1095.3 | 32.12 | 0 | 0.27 | 32.39 | 34.03 | 0 | 0.29 | 34.32 | 512284.6 | 65650 | 1802.6 | 4257.5 | 0 | 8374.7 | 109806.7 | 0 | 0 | 0 | 174308.6 | 0 | 185.8 | 3315.4 | 54154.2 | 88396.1 | 1273.3 | 759.6 | 0 | 0 | 62096.9 | 3553.2 | 0 | 184.6 | 1951.6 | 8315.2
48 | 2 | Day2 | 23 | Hour23 | 1 | Winter | 2761 | #N/A | Winter | 490503.4 | 2024-01-02 23:00 | 485883 | 25.7 | 0 | 4594.7 | 490503.4 | 468561.2 | 422233.4 | 0.0356 | 0.0539 | 0.45 | 0.45 | 352.9 | 27.9 | 3.96 | 24.4 | 1170.7 | 0.21 | 354.8 | 59.3 | 414.1 | 366.7 | 29 | 4.11 | 25.4 | 1216.4 | 0.22 | 368.6 | 61.7 | 430.3 | 493.1 | 29.4 | 4.06 | 40.4 | 1918.5 | 0.24 | 495.1 | 97.6 | 592.7 | 647.8 | 46.7 | 6.56 | 45.4 | 2281.6 | 0.31 | 651 | 113.5 | 764.5 | 30.79 | 0 | 0.27 | 31.05 | 32.54 | 0 | 0.28 | 32.82 | 490503.4 | 68270 | 820.8 | 4247.1 | 0 | 8374.7 | 103506.7 | 0 | 0 | 0 | 164988.3 | 0 | 185.8 | 3315.4 | 46964.9 | 88396.1 | 1062.9 | 370.7 | 0 | 0 | 64810 | 3460 | 0 | 178.6 | 691.3 | 7374.8
49 | 3 | Day3 | 0 | Hour0 | 1 | Winter | 1 | 598211.6 | Winter Peak | 472372.1 | 2024-01-03 | 466863.1 | 381.8 | 0 | 5127.2 | 472372.1 | 450519.7 | 400764.8 | 0.035 | 0.0519 | 0.46 | 0.46 | 344.2 | 27.3 | 3.87 | 23.9 | 1141.2 | 0.21 | 346 | 57.9 | 403.9 | 357.7 | 28.4 | 4.02 | 24.8 | 1186.1 | 0.21 | 359.6 | 60.2 | 419.8 | 519.6 | 32.8 | 4.56 | 40.9 | 1964.1 | 0.26 | 521.8 | 99.5 | 621.3 | 570.8 | 26.6 | 3.51 | 53.1 | 2483.9 | 0.26 | 572.5 | 127.2 | 699.7 | 29.75 | 0 | 0.26 | 30.01 | 31.38 | 0 | 0.27 | 31.66 | 472372.1 | 71607.3 | 1173.8 | 4247.1 | 0 | 8374.7 | 97683.8 | 0 | 0 | 0 | 155298.9 | 0 | 153.6 | 3315.4 | 40911.6 | 88396.1 | 839 | 370.7 | 0 | 0 | 68391.4 | 3215.9 | 0 | 0 | 0 | 7110.3
50 | 3 | Day3 | 1 | Hour1 | 1 | Winter | 2761 | #N/A | Winter Peak | 461733.9 | 2024-01-03 01:00 | 453524 | 2826.1 | 15.6 | 5368.1 | 461733.9 | 437828.6 | 385699.4 | 0.0346 | 0.0505 | 0.46 | 0.46 | 342.2 | 27 | 3.82 | 23.9 | 1139.1 | 0.21 | 344.1 | 57.9 | 402 | 355.8 | 28.1 | 3.98 | 24.8 | 1182.9 | 0.21 | 357.7 | 60.1 | 417.8 | 518.1 | 32.2 | 4.46 | 41.2 | 1974.4 | 0.26 | 520.2 | 100.2 | 620.4 | 487.2 | 15.2 | 1.85 | 52.1 | 2355.5 | 0.22 | 488.2 | 122.3 | 610.5 | 29.2 | 0 | 0.26 | 29.46 | 30.77 | 0 | 0.27 | 31.04 | 461733.9 | 76034.5 | 183.4 | 4247.1 | 0 | 6730.5 | 94374.9 | 0 | 0 | 0 | 152787.1 | 0 | 122.1 | 3315.4 | 34397.3 | 88396.1 | 839 | 306.4 | 0 | 0 | 73044.6 | 2989.9 | 0 | 0 | 3.6 | 5895.7
51 | 3 | Day3 | 2 | Hour2 | 1 | Winter | 2761 | #N/A | Winter Peak | 456570 | 2024-01-03 02:00 | 447496.3 | 3494.8 | 16.5 | 5562.4 | 456570 | 432061.6 | 374889.8 | 0.0345 | 0.0501 | 0.46 | 0.46 | 338.7 | 26.5 | 3.75 | 23.9 | 1133.5 | 0.2 | 340.5 | 57.7 | 398.2 | 352 | 27.6 | 3.91 | 24.8 | 1177.1 | 0.21 | 353.9 | 59.9 | 413.8 | 527.6 | 33.5 | 4.65 | 41.3 | 1989.9 | 0.26 | 529.9 | 100.7 | 630.6 | 704.1 | 53.2 | 7.5 | 46.9 | 2416.6 | 0.33 | 707.7 | 119 | 826.8 | 28.85 | 0 | 0.26 | 29.11 | 30.38 | 0 | 0.26 | 30.64 | 456570 | 81680.2 | 0.3 | 4247.1 | 0 | 5596 | 91514.9 | 0 | 0 | 0 | 151949.2 | 0 | 122.1 | 3315.4 | 28696.6 | 88396.1 | 839 | 213 | 0 | 0 | 78725.8 | 2954.3 | 0 | 0 | 0 | 5768.8
52 | 3 | Day3 | 3 | Hour3 | 1 | Winter | 2761 | #N/A | Winter Peak | 457131.4 | 2024-01-03 03:00 | 448592 | 2697.9 | 0 | 5841.6 | 457131.5 | 433054.5 | 370330.5 | 0.0346 | 0.0504 | 0.47 | 0.47 | 336.8 | 26.4 | 3.73 | 23.7 | 1127 | 0.2 | 338.6 | 57.4 | 396 | 349.7 | 27.4 | 3.88 | 24.7 | 1170.4 | 0.21 | 351.6 | 59.6 | 411.2 | 515.5 | 32 | 4.45 | 41 | 1963 | 0.26 | 517.7 | 99.6 | 617.3 | 1092 | 122.2 | 17.74 | 36.9 | 2494.4 | 0.54 | 1100.4 | 111.4 | 1211.8 | 28.83 | 0 | 0.25 | 29.08 | 30.38 | 0 | 0.25 | 30.63 | 457131.4 | 86800.9 | 0 | 4247.1 | 0 | 5978.1 | 91264.9 | 0 | 0 | 0 | 151242.3 | 0 | 122.1 | 3315.4 | 24712.3 | 88396.1 | 839 | 213 | 0 | 0 | 83792.3 | 3008.6 | 0 | 0 | 0 | 6358
53 | 3 | Day3 | 4 | Hour4 | 1 | Winter | 2761 | #N/A | Winter Peak | 468810.8 | 2024-01-03 04:00 | 460105.3 | 2302 | 0 | 6403.5 | 468810.7 | 443911.6 | 376659.6 | 0.0352 | 0.052 | 0.47 | 0.47 | 337.7 | 26.6 | 3.77 | 23.6 | 1123.9 | 0.2 | 339.5 | 57.1 | 396.6 | 350.9 | 27.7 | 3.92 | 24.5 | 1168 | 0.21 | 352.8 | 59.4 | 412.1 | 515.4 | 32.5 | 4.51 | 40.6 | 1950 | 0.26 | 517.6 | 98.8 | 616.4 | 617.7 | 41.1 | 5.71 | 46.3 | 2297.6 | 0.29 | 620.5 | 114.8 | 735.3 | 29.1 | 0 | 0.23 | 29.33 | 30.72 | 0 | 0.24 | 30.96 | 468810.8 | 92151.1 | 0 | 4247.1 | 0 | 7325.2 | 94725.8 | 0 | 0 | 0 | 153182 | 0 | 122.1 | 3315.4 | 24506.8 | 88396.1 | 839 | 0 | 0 | 0 | 88930.5 | 3220.6 | 0 | 0 | 0 | 5786.3
54 | 3 | Day3 | 5 | Hour5 | 1 | Winter | 2761 | #N/A | Winter Peak | 491988.4 | 2024-01-03 05:00 | 484854.9 | 156.3 | 213 | 6764.3 | 491988.5 | 467234.8 | 395063.3 | 0.0363 | 0.0552 | 0.46 | 0.46 | 346.5 | 27.6 | 3.91 | 23.8 | 1144.3 | 0.2 | 348.4 | 57.9 | 406.3 | 360.2 | 28.7 | 4.07 | 24.7 | 1190.2 | 0.21 | 362.2 | 60.3 | 422.4 | 501.3 | 31.7 | 4.4 | 39.4 | 1893.8 | 0.25 | 503.5 | 95.9 | 599.4 | 887.3 | 93.2 | 13.48 | 36 | 2219.8 | 0.45 | 893.7 | 102.3 | 996 | 29.71 | 0 | 0.22 | 29.93 | 31.5 | 0 | 0.23 | 31.73 | 491988.4 | 96925.2 | 13.5 | 4247.1 | 0 | 8101.3 | 103107.8 | 0 | 0 | 0 | 160732.9 | 0 | 122.1 | 3315.4 | 26357.5 | 88226.5 | 839 | 0 | 0 | 0 | 93570 | 3355.2 | 0 | 0 | 0 | 7929.5
55 | 3 | Day3 | 6 | Hour6 | 1 | Winter | 2761 | #N/A | Winter Peak | 524239 | 2024-01-03 06:00 | 517472.2 | 28.3 | 213 | 6525.6 | 524239.1 | 497967.9 | 423169.8 | 0.0377 | 0.059 | 0.45 | 0.45 | 357.1 | 28.9 | 4.1 | 23.9 | 1165.7 | 0.21 | 359.1 | 58.7 | 417.8 | 373.7 | 30.2 | 4.29 | 25.1 | 1221 | 0.22 | 375.8 | 61.5 | 437.4 | 466.5 | 27.1 | 3.75 | 39 | 1820.9 | 0.24 | 468.3 | 93.4 | 561.7 | 959.7 | 103.8 | 15.04 | 36 | 2306.3 | 0.48 | 966.9 | 104.9 | 1071.8 | 31.69 | 9.97 | 0.21 | 41.87 | 33.75 | 10.82 | 0.23 | 44.8 | 524239 | 101069.2 | 1257.4 | 4247.1 | 0 | 7887.4 | 115009 | 0 | 0 | 80.3 | 169917.2 | 0 | 122.1 | 3315.4 | 30645.2 | 87850.4 | 839 | 2079.6 | 0 | 11.7 | 97474.4 | 3502.9 | 0 | 1500.2 | 1279.3 | 8112
56 | 3 | Day3 | 7 | Hour7 | 1 | Winter | 2761 | #N/A | Winter Peak | 551580 | 2024-01-03 07:00 | 545116.4 | 0.4 | 213 | 6250.2 | 551580.1 | 524087 | 433040 | 0.0386 | 0.0616 | 0.48 | 0.47 | 344.9 | 28.2 | 4 | 22.8 | 1117.2 | 0.2 | 346.9 | 56.2 | 403.1 | 362.9 | 29.6 | 4.21 | 24.1 | 1176.6 | 0.21 | 365 | 59.2 | 424.2 | 424.4 | 23.5 | 3.24 | 36.6 | 1688.9 | 0.22 | 426 | 87 | 512.9 | 935.8 | 93.8 | 13.52 | 42.1 | 2482.6 | 0.47 | 942.2 | 116.2 | 1058.4 | 32.88 | 0 | 0.22 | 33.1 | 35.1 | 0 | 0.24 | 35.33 | 551580 | 118540.1 | 3410.4 | 4247.1 | 0 | 8019.4 | 118282 | 0 | 0 | 3390.5 | 168567.6 | 0 | 122.1 | 3315.4 | 34746.1 | 88358.3 | 839 | 3132.5 | 0 | 10903.7 | 100634.3 | 3611.6 | 65 | 7989.4 | 2694.6 | 7713.3
57 | 3 | Day3 | 8 | Hour8 | 1 | Winter | 2761 | #N/A | Winter Peak | 563558.2 | 2024-01-03 08:00 | 557181.8 | 0 | 182.7 | 6193.7 | 563558.3 | 535577 | 408298.1 | 0.0388 | 0.0623 | 0.53 | 0.53 | 304.3 | 24.4 | 3.46 | 20.8 | 1001.3 | 0.18 | 306 | 50.7 | 356.7 | 317.6 | 25.4 | 3.61 | 21.7 | 1045.3 | 0.19 | 319.4 | 52.9 | 372.3 | 243.9 | 10.9 | 1.47 | 23.6 | 1041.8 | 0.14 | 244.7 | 54.7 | 299.4 | 782 | 70 | 10.01 | 42.2 | 2338.8 | 0.38 | 786.8 | 112 | 898.8 | 29.73 | 0 | 0.24 | 29.97 | 31.75 | 0 | 0.25 | 32 | 563558.2 | 155260.1 | 1249.7 | 4247.1 | 0 | 8374.7 | 104138.3 | 0 | 0 | 8197.7 | 159696.2 | 0 | 122.1 | 3315.4 | 37761.7 | 88396.1 | 839 | 157.7 | 0 | 41631.8 | 101649.2 | 3781.5 | 3070.3 | 710.1 | 348.2 | 8116.6
58 | 3 | Day3 | 9 | Hour9 | 1 | Winter | 2761 | #N/A | Winter Peak | 564531.4 | 2024-01-03 09:00 | 558032.3 | 291.6 | 213 | 5994.5 | 564531.4 | 536495.9 | 391963.1 | 0.0386 | 0.062 | 0.56 | 0.56 | 283.1 | 22.7 | 3.21 | 19.4 | 931.4 | 0.17 | 284.6 | 47.2 | 331.8 | 295.3 | 23.6 | 3.35 | 20.3 | 972.1 | 0.18 | 296.9 | 49.3 | 346.2 | 159.1 | 5.7 | 0.75 | 16.7 | 720.8 | 0.09 | 159.5 | 38.2 | 197.6 | 706.8 | 60.7 | 8.65 | 40.9 | 2196.7 | 0.35 | 711 | 106.4 | 817.4 | 28.4 | 0 | 0.25 | 28.64 | 30.34 | 0 | 0.26 | 30.6 | 564531.4 | 172568.3 | 534.4 | 4247.1 | 0 | 7559.9 | 97221.9 | 0 | 3.5 | 10129.7 | 148969.4 | 0 | 122.1 | 3315.4 | 41149.8 | 87850.4 | 839 | 153.6 | 0 | 68881.9 | 89819.5 | 3733.6 | 7093.1 | 57.5 | 526.7 | 8310.6
59 | 3 | Day3 | 10 | Hour10 | 1 | Winter | 2761 | #N/A | Winter Peak | 559312 | 2024-01-03 10:00 | 553218.3 | 122.2 | 213 | 5758.4 | 559311.9 | 532018.1 | 374702.5 | 0.0383 | 0.0613 | 0.57 | 0.57 | 279.1 | 22.4 | 3.18 | 19.2 | 916.4 | 0.17 | 280.6 | 46.5 | 327.1 | 290.9 | 23.3 | 3.31 | 20 | 955.6 | 0.18 | 292.5 | 48.5 | 341 | 141.4 | 5.1 | 0.66 | 14.9 | 639.1 | 0.08 | 141.8 | 33.9 | 175.7 | 470.4 | 20.1 | 2.62 | 45.8 | 2104.6 | 0.22 | 471.7 | 108.6 | 580.3 | 28.07 | 0 | 0.25 | 28.33 | 29.97 | 0 | 0.27 | 30.25 | 559312 | 184609.4 | 0 | 4247.1 | 0 | 8374.7 | 95447.8 | 0 | 365.1 | 13403.1 | 144790.8 | 0 | 122.1 | 3315.4 | 29372.4 | 88145.2 | 839 | 47.9 | 0 | 90783.6 | 76420.5 | 3637 | 8684.9 | 307.6 | 112.3 | 8315.2
60 | 3 | Day3 | 11 | Hour11 | 1 | Winter | 2761 | #N/A | Winter Peak | 553212.8 | 2024-01-03 11:00 | 544594 | 2744.4 | 0 | 5874.5 | 553212.8 | 523929.4 | 365988.8 | 0.0379 | 0.0603 | 0.57 | 0.57 | 277.9 | 22.4 | 3.18 | 19 | 909.5 | 0.17 | 279.5 | 46.2 | 325.6 | 290.4 | 23.4 | 3.32 | 19.9 | 950.9 | 0.18 | 292 | 48.3 | 340.3 | 135.2 | 4.9 | 0.64 | 14.2 | 607.9 | 0.08 | 135.5 | 32.3 | 167.8 | 515.3 | 24.7 | 3.29 | 47.3 | 2219.9 | 0.23 | 516.9 | 113.5 | 630.4 | 28.82 | 0 | 0.26 | 29.08 | 30.72 | 0 | 0.28 | 31 | 553212.8 | 187224.1 | 60.1 | 4247.1 | 0 | 8174.5 | 94605.2 | 0 | 471.3 | 14886.8 | 141086.6 | 0 | 122.1 | 3315.4 | 24929.5 | 88396.1 | 839 | 213 | 0 | 100145.1 | 68157.6 | 3563.3 | 12360 | 491.4 | 56.1 | 8315.2
61 | 3 | Day3 | 12 | Hour12 | 1 | Winter | 2761 | #N/A | Winter Peak | 544909.2 | 2024-01-03 12:00 | 535861.6 | 2514.4 | 683.4 | 5849.9 | 544909.2 | 515715.8 | 359875.4 | 0.0376 | 0.0594 | 0.58 | 0.57 | 275.3 | 22.2 | 3.15 | 18.9 | 902.3 | 0.17 | 276.9 | 45.9 | 322.7 | 287.6 | 23.2 | 3.28 | 19.8 | 942.8 | 0.17 | 289.2 | 47.9 | 337.1 | 134.1 | 4.4 | 0.58 | 14.4 | 614.9 | 0.08 | 134.4 | 32.8 | 167.2 | 489.7 | 24.7 | 3.31 | 43.8 | 2070.4 | 0.22 | 491.4 | 105.6 | 597 | 28.51 | 0 | 0.27 | 28.78 | 30.36 | 0 | 0.29 | 30.65 | 544909.2 | 185033.8 | 27.5 | 4247.1 | 0 | 8174.5 | 91962 | 0 | 516.4 | 14311.8 | 138159.3 | 0 | 122.1 | 3315.4 | 24419.3 | 88396.1 | 839 | 213 | 0 | 99058.3 | 67541.5 | 3605.6 | 13990.1 | 676.2 | 0 | 8315.2
62 | 3 | Day3 | 13 | Hour13 | 1 | Winter | 2761 | #N/A | Winter Peak | 536131.4 | 2024-01-03 13:00 | 527917.2 | 2226.1 | 235.3 | 5752.8 | 536131.4 | 508228.4 | 349339.5 | 0.0373 | 0.0586 | 0.59 | 0.59 | 264.6 | 21.3 | 3.01 | 18.3 | 868.9 | 0.16 | 266.1 | 44.3 | 310.3 | 275.6 | 22.1 | 3.14 | 19.1 | 904.9 | 0.17 | 277.1 | 46.1 | 323.2 | 130.6 | 4.5 | 0.59 | 13.9 | 591.5 | 0.08 | 130.9 | 31.6 | 162.5 | 530.2 | 25.1 | 3.33 | 49 | 2293.4 | 0.24 | 531.9 | 117.4 | 649.3 | 27.34 | 0 | 0.28 | 27.62 | 29.09 | 0 | 0.29 | 29.38 | 536131.4 | 186791.9 | 140.1 | 4247.1 | 0 | 7746.3 | 86682.8 | 0 | 544.2 | 17109.6 | 131458.4 | 0 | 122.1 | 3315.4 | 26392 | 88396.1 | 839 | 0 | 0 | 96196.3 | 69047.6 | 3894.1 | 11966.1 | 855.1 | 309.8 | 7916.5
63 | 3 | Day3 | 14 | Hour14 | 1 | Winter | 2761 | #N/A | Winter Peak | 532034.9 | 2024-01-03 14:00 | 521479.4 | 4599.3 | 217.1 | 5739 | 532034.9 | 502149.1 | 343823.9 | 0.0371 | 0.0579 | 0.59 | 0.59 | 261 | 20.8 | 2.95 | 18.2 | 861.4 | 0.16 | 262.4 | 43.9 | 306.3 | 272.4 | 21.7 | 3.08 | 19 | 898.7 | 0.17 | 273.9 | 45.8 | 319.7 | 132.1 | 4.4 | 0.58 | 14.2 | 601.6 | 0.08 | 132.4 | 32.2 | 164.6 | 509.7 | 27.5 | 3.73 | 43.9 | 2097.3 | 0.23 | 511.5 | 106.5 | 618 | 25.24 | 0 | 0.28 | 25.52 | 26.88 | 0 | 0.3 | 27.17 | 532034.9 | 188211 | 2.5 | 4247.1 | 0 | 7819.2 | 83998.9 | 0 | 562.6 | 17263.3 | 130611.6 | 0 | 122.1 | 3315.4 | 25834.1 | 87033.9 | 839 | 0 | 0 | 96414.3 | 69825.4 | 4145.4 | 12188.7 | 862.3 | 0 | 8116.6
64 | 3 | Day3 | 15 | Hour15 | 1 | Winter | 2761 | #N/A | Winter Peak | 530568.2 | 2024-01-03 15:00 | 520670.2 | 2996.5 | 772.1 | 6129.4 | 530568.2 | 501351.9 | 354265.8 | 0.0371 | 0.0579 | 0.57 | 0.57 | 277.5 | 22.2 | 3.14 | 19.3 | 914.1 | 0.17 | 279 | 46.5 | 325.6 | 289.8 | 23.1 | 3.28 | 20.1 | 955.4 | 0.18 | 291.4 | 48.7 | 340.1 | 132.1 | 3.8 | 0.48 | 14.8 | 622.2 | 0.08 | 132.4 | 33.4 | 165.7 | 888.4 | 96.1 | 13.94 | 33.1 | 2119.2 | 0.45 | 895.1 | 96.4 | 991.5 | 26.32 | 0 | 0.28 | 26.6 | 28.08 | 0 | 0.3 | 28.38 | 530568.2 | 176302.4 | 81.9 | 4247.1 | 0 | 7825.4 | 89193.8 | 0 | 642.6 | 12827.5 | 137436.1 | 0 | 185.8 | 3315.4 | 23857.5 | 87033.9 | 1088.9 | 0 | 0 | 89610.7 | 69031.3 | 4190.4 | 11569.5 | 654.6 | 0 | 7916.5
65 | 3 | Day3 | 16 | Hour16 | 1 | Winter | 2761 | #N/A | Winter Peak | 548621.6 | 2024-01-03 16:00 | 535009.2 | 4490.3 | 2636.3 | 6485.7 | 548621.6 | 514760.5 | 392633.1 | 0.0378 | 0.0599 | 0.52 | 0.52 | 317.3 | 25.9 | 3.69 | 21.2 | 1025.8 | 0.19 | 319.1 | 51.8 | 370.9 | 333.6 | 27.3 | 3.87 | 22.3 | 1078.6 | 0.2 | 335.4 | 54.5 | 389.9 | 299.2 | 16.9 | 2.35 | 25.6 | 1169.6 | 0.16 | 300.3 | 60.5 | 360.8 | 484.8 | 15 | 1.83 | 52.1 | 2336.7 | 0.22 | 485.7 | 121.8 | 607.6 | 29.22 | 0 | 0.28 | 29.49 | 31.29 | 0 | 0.29 | 31.58 | 548621.6 | 155988.4 | 0 | 4250 | 0 | 7819.2 | 108254.8 | 0 | 698.3 | 10515.8 | 153311.6 | 0 | 185.8 | 3315.4 | 27176.7 | 87033.9 | 1285.8 | 0 | 0 | 64315.1 | 76044.9 | 4414.4 | 8381 | 2991.4 | 109.1 | 8315.2
66 | 3 | Day3 | 17 | Hour17 | 1 | Winter | 2761 | #N/A | Winter Peak | 575621.9 | 2024-01-03 17:00 | 564634.3 | 2419 | 1606.1 | 6962.4 | 575621.8 | 542413 | 431299 | 0.0393 | 0.0637 | 0.5 | 0.49 | 328.6 | 25.8 | 3.68 | 23 | 1074.8 | 0.21 | 330.4 | 55.1 | 385.5 | 349 | 27.3 | 3.88 | 24.6 | 1145.8 | 0.22 | 350.8 | 58.8 | 409.7 | 470.9 | 25.9 | 3.77 | 43.1 | 1702.8 | 0.37 | 472.7 | 93.9 | 566.6 | 851.2 | 41.4 | 7.3 | 98.6 | 2073.1 | 1.51 | 854.5 | 160.8 | 1015.3 | 34.71 | 12.66 | 0.27 | 47.65 | 37.27 | 13.85 | 0.29 | 51.41 | 575621.9 | 144322.8 | 1094.8 | 4257.5 | 0 | 7819.2 | 110443 | 0 | 652.5 | 7483.7 | 165813.5 | 0 | 4044 | 3315.4 | 29753.1 | 88265 | 6172.2 | 10321.3 | 0 | 39101.3 | 92666 | 4419.3 | 6206 | 8111.6 | 1457.1 | 7916.5
67 | 3 | Day3 | 18 | Hour18 | 1 | Winter | 2761 | #N/A | Winter Peak | 589610.6 | 2024-01-03 18:00 | 583410.4 | 0 | 0 | 6200.2 | 589610.6 | 560026.1 | 471704.3 | 0.0401 | 0.0656 | 0.47 | 0.46 | 348.5 | 27.1 | 3.86 | 24.6 | 1144.3 | 0.22 | 350.4 | 58.8 | 409.1 | 369.7 | 28.6 | 4.07 | 26.3 | 1219.6 | 0.23 | 371.6 | 62.7 | 434.4 | 506.4 | 26.7 | 3.87 | 47.3 | 1872.2 | 0.4 | 508.2 | 103.2 | 611.5 | 915.7 | 46 | 7.92 | 102.4 | 2327.6 | 1.51 | 919.2 | 172.2 | 1091.4 | 58.76 | 18.77 | 0.27 | 77.81 | 63.12 | 20.37 | 0.29 | 83.78 | 589610.6 | 117906.3 | 2713.7 | 4257.5 | 0 | 8019.4 | 118311.2 | 0 | 256 | 2023 | 174822.5 | 0 | 9113.5 | 3315.4 | 42379.5 | 88396.1 | 7654.6 | 12721.1 | 0 | 9406.9 | 101774.8 | 4445.6 | 4731.4 | 11173.7 | 2267.3 | 8168.7
68 | 3 | Day3 | 19 | Hour19 | 1 | Winter | 2761 | #N/A | Winter Peak | 598211.6 | 2024-01-03 19:00 | 591715.5 | 0 | 0 | 6496.1 | 598211.6 | 567921.6 | 488124.7 | 0.0402 | 0.0661 | 0.48 | 0.47 | 344.4 | 26.7 | 3.81 | 24.3 | 1132.4 | 0.22 | 346.2 | 58.1 | 404.3 | 366 | 28.2 | 4.02 | 26.1 | 1209.2 | 0.23 | 367.9 | 62.2 | 430.1 | 510.5 | 26.9 | 3.88 | 47.5 | 1899.8 | 0.39 | 512.4 | 104.3 | 616.7 | 649.8 | 13.1 | 1.37 | 76.2 | 3357.5 | 0.29 | 650.6 | 176.4 | 827 | 45.49 | 16 | 0.27 | 61.76 | 48.78 | 17.36 | 0.29 | 66.44 | 598211.6 | 110086.9 | 4585.8 | 4257.5 | 0 | 8374.7 | 118219.5 | 0 | 0 | 0.2 | 176251.5 | 0 | 8979.1 | 3315.4 | 55123 | 88396.1 | 7655.3 | 12966.8 | 0 | 0.4 | 105639.2 | 4447.1 | 1235.1 | 11703.3 | 2715.7 | 8183.4
69 | 3 | Day3 | 20 | Hour20 | 1 | Winter | 2761 | #N/A | Winter Peak | 597734.5 | 2024-01-03 20:00 | 591149.2 | 0 | 0 | 6585.3 | 597734.5 | 567486.5 | 485736.9 | 0.04 | 0.0657 | 0.49 | 0.48 | 340.9 | 26.7 | 3.8 | 23.9 | 1115.6 | 0.21 | 342.7 | 57.2 | 399.9 | 361.7 | 28.1 | 4.01 | 25.6 | 1189.7 | 0.23 | 363.6 | 61.1 | 424.7 | 501.1 | 25.9 | 3.72 | 47 | 1892.5 | 0.37 | 502.9 | 103.5 | 606.4 | 470.3 | 10.4 | 1.14 | 54.4 | 2396.3 | 0.22 | 470.9 | 125.8 | 596.8 | 38.28 | 4.56 | 0.27 | 43.11 | 41.01 | 4.94 | 0.29 | 46.25 | 597734.5 | 111997.6 | 5106.7 | 4257.5 | 0 | 8374.7 | 118691 | 0 | 0 | 0 | 174987.4 | 0 | 6964.3 | 3315.4 | 55148 | 88396.1 | 6992.2 | 13503.6 | 0 | 0 | 107549.8 | 4447.8 | 0 | 10654.2 | 4315.1 | 8315.2
70 | 3 | Day3 | 21 | Hour21 | 1 | Winter | 2761 | #N/A | Winter Peak | 583334.4 | 2024-01-03 21:00 | 576953.8 | 0 | 0 | 6380.6 | 583334.4 | 554256.6 | 468488.1 | 0.0393 | 0.064 | 0.49 | 0.49 | 331.4 | 26.4 | 3.75 | 22.6 | 1089.2 | 0.2 | 333.2 | 55.1 | 388.3 | 349.9 | 27.8 | 3.94 | 24 | 1153.7 | 0.21 | 351.8 | 58.5 | 410.3 | 499.8 | 27 | 3.89 | 45.9 | 1847.2 | 0.38 | 501.7 | 101.1 | 602.7 | 780.2 | 36.6 | 5.77 | 82.9 | 2579.1 | 0.92 | 782.8 | 160 | 942.8 | 34.52 | 0 | 0.27 | 34.79 | 36.92 | 0 | 0.29 | 37.22 | 583334.4 | 114846.3 | 4804.9 | 4257.5 | 0 | 8374.7 | 116166.7 | 0 | 0 | 0 | 175359.8 | 0 | 1992 | 3315.4 | 54933.6 | 88396.1 | 2198.7 | 8688.6 | 0 | 0 | 110401.5 | 4444.8 | 0 | 5837.5 | 4184.1 | 7923.2
71 | 3 | Day3 | 22 | Hour22 | 1 | Winter | 2761 | #N/A | Winter Peak | 560831.5 | 2024-01-03 22:00 | 554317.2 | 0 | 0 | 6514.3 | 560831.5 | 533053.8 | 445074.6 | 0.0384 | 0.0614 | 0.49 | 0.49 | 330.6 | 26.4 | 3.75 | 22.5 | 1086.3 | 0.19 | 332.4 | 55 | 387.3 | 345 | 27.5 | 3.9 | 23.6 | 1135.3 | 0.2 | 346.9 | 57.5 | 404.3 | 483.6 | 27.9 | 3.92 | 41.2 | 1842.3 | 0.29 | 485.5 | 96.2 | 581.7 | 671.6 | 43.8 | 6.09 | 51.3 | 2510.3 | 0.32 | 674.6 | 126.2 | 800.7 | 32.53 | 0 | 0.27 | 32.81 | 34.71 | 0 | 0.29 | 35 | 560831.5 | 115756.9 | 2119.7 | 4257.5 | 0 | 8374.7 | 111954.3 | 0 | 0 | 0 | 170646.2 | 0 | 491.6 | 3315.4 | 52669.1 | 88396.1 | 1618.7 | 1231.2 | 0 | 0 | 111317 | 4439.9 | 0 | 2167.7 | 1969.9 | 7916.5
72 | 3 | Day3 | 23 | Hour23 | 1 | Winter | 2761 | #N/A | Winter Peak | 536682.5 | 2024-01-03 23:00 | 529487.8 | 0 | 213 | 6981.7 | 536682.5 | 509687.9 | 420517.6 | 0.0374 | 0.0588 | 0.5 | 0.5 | 322.3 | 25.7 | 3.64 | 22.1 | 1063.2 | 0.19 | 324.1 | 53.9 | 377.9 | 335.6 | 26.7 | 3.78 | 23.1 | 1108.1 | 0.2 | 337.4 | 56.2 | 393.6 | 512.3 | 30.7 | 4.33 | 42.7 | 1917.5 | 0.3 | 514.4 | 99.9 | 614.3 | 1036.2 | 115.8 | 16.82 | 35.9 | 2359.4 | 0.53 | 1044.2 | 106.3 | 1150.6 | 30.52 | 0 | 0.27 | 30.79 | 32.48 | 0 | 0.29 | 32.77 | 536682.5 | 116165 | 892.3 | 4191.9 | 0 | 7825.7 | 103677.6 | 0 | 0 | 0 | 161414.1 | 0 | 491.6 | 3315.4 | 49816.4 | 87511.6 | 1380.9 | 0 | 0 | 0 | 111729.6 | 4435.4 | 0 | 42.4 | 1982.2 | 7884.5
73 | 4 | Day4 | 0 | Hour0 | 1 | Winter | 2 | 576236.7 | Winter Peak | 516057 | 2024-01-04 | 508569.4 | 0 | 157.7 | 7329.9 | 516057 | 489911.2 | 399913.5 | 0.0367 | 0.0567 | 0.51 | 0.51 | 313.8 | 24.6 | 3.48 | 22 | 1049 | 0.19 | 315.5 | 53.3 | 368.8 | 326.6 | 25.5 | 3.61 | 23 | 1092.9 | 0.2 | 328.3 | 55.6 | 383.9 | 533.8 | 33.9 | 4.8 | 42.8 | 1938.4 | 0.32 | 536.1 | 100.7 | 636.8 | 656.3 | 51.4 | 7.28 | 43.1 | 2184.3 | 0.34 | 659.8 | 108.2 | 768.1 | 27.75 | 0 | 0.26 | 28.01 | 29.5 | 0 | 0.28 | 29.78 | 516057 | 116143.5 | 1373.6 | 4191.9 | 0 | 7463.8 | 95325.8 | 0 | 0 | 0 | 157157.1 | 0 | 491.6 | 3315.4 | 42720.4 | 86782.2 | 1091.7 | 0 | 0 | 0 | 111727.9 | 4415.7 | 0 | 0 | 20.2 | 7042.3
74 | 4 | Day4 | 1 | Hour1 | 1 | Winter | 2761 | #N/A | Winter Peak | 504123.1 | 2024-01-04 01:00 | 493836.2 | 2684.4 | 370.7 | 7231.7 | 504123.1 | 475921.2 | 389067.9 | 0.0363 | 0.0554 | 0.5 | 0.5 | 315.8 | 24.7 | 3.5 | 22.2 | 1055.8 | 0.19 | 317.5 | 53.7 | 371.2 | 328.8 | 25.8 | 3.64 | 23.1 | 1099.6 | 0.2 | 330.6 | 55.9 | 386.5 | 543.7 | 35.2 | 4.99 | 42.9 | 1955.8 | 0.32 | 546.1 | 101.3 | 647.4 | 820.4 | 85.4 | 12.34 | 33.5 | 2076 | 0.4 | 826.3 | 95.5 | 921.8 | 26.67 | 0 | 0.27 | 26.94 | 28.37 | 0 | 0.27 | 28.64 | 504123.1 | 115055.2 | 0 | 4191.9 | 0 | 7035.4 | 93701.1 | 0 | 0 | 0 | 154810 | 0 | 428 | 3315.4 | 38505.9 | 86034.9 | 1045.3 | 0 | 0 | 0 | 110772.4 | 4282.7 | 0 | 0 | 20.2 | 7424
75 | 4 | Day4 | 2 | Hour2 | 1 | Winter | 2761 | #N/A | Winter Peak | 497300.1 | 2024-01-04 02:00 | 486441.4 | 3413.5 | 370.7 | 7074.4 | 497300.1 | 468846.3 | 382643.7 | 0.0362 | 0.0549 | 0.5 | 0.5 | 318 | 24.9 | 3.52 | 22.4 | 1064.8 | 0.19 | 319.7 | 54.2 | 373.9 | 331.6 | 25.9 | 3.67 | 23.3 | 1110.4 | 0.2 | 333.4 | 56.5 | 389.9 | 541 | 34.2 | 4.83 | 43.5 | 1973 | 0.32 | 543.4 | 102.4 | 645.8 | 797.6 | 87.9 | 12.76 | 28.1 | 1862.4 | 0.39 | 803.7 | 83.7 | 887.4 | 26.56 | 0 | 0.27 | 26.82 | 28.29 | 0 | 0.27 | 28.55 | 497300.1 | 114656.4 | 0 | 4191.9 | 0 | 6849.7 | 92911.6 | 0 | 0 | 0 | 154426.1 | 0 | 428 | 3315.4 | 33440.8 | 86034.9 | 1045.3 | 0 | 0 | 0 | 110387.8 | 4268.5 | 0 | 0 | 0 | 7124.9
76 | 4 | Day4 | 3 | Hour3 | 1 | Winter | 2761 | #N/A | Winter Peak | 495843.8 | 2024-01-04 03:00 | 486139.3 | 2223.2 | 370.7 | 7110.5 | 495843.8 | 468466.4 | 381834.8 | 0.0363 | 0.0553 | 0.49 | 0.49 | 323 | 25.4 | 3.59 | 22.6 | 1077.7 | 0.19 | 324.8 | 54.8 | 379.5 | 336.4 | 26.4 | 3.74 | 23.6 | 1123.1 | 0.2 | 338.2 | 57.1 | 395.3 | 528.4 | 32.2 | 4.53 | 43.7 | 1962.8 | 0.31 | 530.6 | 102.2 | 632.8 | 990.5 | 112.8 | 16.39 | 31.7 | 2200.4 | 0.49 | 998.3 | 97.4 | 1095.7 | 26.78 | 0 | 0.25 | 27.03 | 28.54 | 0 | 0.26 | 28.79 | 495843.8 | 114008.9 | 0 | 4191.9 | 0 | 6427.3 | 94582.4 | 0 | 0 | 0 | 154819.1 | 0 | 428 | 3315.4 | 30990.5 | 86034.9 | 1045.3 | 0 | 0 | 0 | 109823 | 4185.9 | 0 | 0 | 116 | 6670
77 | 4 | Day4 | 4 | Hour4 | 1 | Winter | 2761 | #N/A | Winter Peak | 503249.1 | 2024-01-04 04:00 | 495598.2 | 343.2 | 370.7 | 6937 | 503249.1 | 477257.2 | 390138.4 | 0.037 | 0.0569 | 0.49 | 0.49 | 328.2 | 25.7 | 3.64 | 22.9 | 1096.2 | 0.19 | 329.9 | 55.7 | 385.6 | 341.3 | 26.7 | 3.78 | 23.9 | 1141.2 | 0.2 | 343.1 | 58 | 401.1 | 505.7 | 30.2 | 4.27 | 42.4 | 1885.1 | 0.31 | 507.8 | 98.6 | 606.4 | 979.6 | 111.5 | 16.21 | 32 | 2177.7 | 0.5 | 987.4 | 97.1 | 1084.5 | 28.15 | 10.83 | 0.24 | 39.22 | 29.96 | 11.77 | 0.25 | 41.98 | 503249.1 | 113110.7 | 129.8 | 4191.9 | 0 | 6237 | 97228.4 | 0 | 0 | 0 | 159994.5 | 0 | 428 | 3315.4 | 31216.1 | 86352 | 1045.3 | 0 | 0 | 0 | 108955.2 | 4155.5 | 0 | 0 | 0 | 6593.7
78 | 4 | Day4 | 5 | Hour5 | 1 | Winter | 2761 | #N/A | Winter Peak | 525335.2 | 2024-01-04 05:00 | 517735.5 | 31.2 | 348.3 | 7220.2 | 525335.2 | 497920.2 | 412735.3 | 0.0382 | 0.0601 | 0.48 | 0.48 | 335.2 | 26.6 | 3.76 | 23.1 | 1111.3 | 0.2 | 337.1 | 56.3 | 393.3 | 352.1 | 27.8 | 3.94 | 24.4 | 1169.3 | 0.21 | 354 | 59.3 | 413.3 | 515 | 30.8 | 4.35 | 43.3 | 1912.5 | 0.32 | 517.2 | 100.4 | 617.5 | 593 | 26.5 | 3.81 | 60 | 2327.5 | 0.47 | 594.8 | 129.4 | 724.3 | 32.82 | 58.09 | 0.23 | 91.15 | 35.07 | 63.31 | 0.24 | 98.62 | 525335.2 | 112599.9 | 115.1 | 4191.9 | 0 | 6940.2 | 105004.9 | 0 | 0 | 0 | 164645.7 | 0 | 1549.3 | 3315.4 | 31977.6 | 87397.2 | 1045.3 | 6552.7 | 0 | 0 | 108684.8 | 3915.1 | 0 | 2601.9 | 0 | 7217.4
79 | 4 | Day4 | 6 | Hour6 | 1 | Winter | 2761 | #N/A | Winter Peak | 553557.8 | 2024-01-04 06:00 | 546227 | 4.2 | 213 | 7113.6 | 553557.8 | 524658.6 | 440027.9 | 0.0395 | 0.0634 | 0.47 | 0.46 | 344.4 | 27.1 | 3.84 | 23.8 | 1144.9 | 0.2 | 346.2 | 57.9 | 404.2 | 364.2 | 28.5 | 4.04 | 25.4 | 1216.2 | 0.21 | 366.2 | 61.7 | 427.9 | 528.5 | 30.6 | 4.39 | 46.1 | 1926.6 | 0.37 | 530.6 | 103.6 | 634.2 | 697.6 | 27.8 | 3.58 | 69.1 | 3183.5 | 0.31 | 699.4 | 164.1 | 863.4 | 51.59 | 78.43 | 0.22 | 130.25 | 55.44 | 85.63 | 0.24 | 141.3 | 553557.8 | 113529.8 | 2654.2 | 4191.9 | 0 | 7108.5 | 112661.8 | 0 | 0 | 98.6 | 170307.6 | 0 | 6953.8 | 3315.4 | 34175.5 | 87397.2 | 1527.6 | 9734.4 | 0 | 14.2 | 109818.1 | 3598.9 | 0 | 9258.8 | 1844.3 | 7252.7
80 | 4 | Day4 | 7 | Hour7 | 1 | Winter | 2761 | #N/A | Winter Peak | 574419.7 | 2024-01-04 07:00 | 567943.6 | 0 | 213 | 6263.1 | 574419.7 | 545276.9 | 444609.9 | 0.0399 | 0.0649 | 0.49 | 0.48 | 331.5 | 26.2 | 3.72 | 22.8 | 1098.4 | 0.19 | 333.3 | 55.6 | 388.8 | 350.8 | 27.6 | 3.91 | 24.3 | 1166.3 | 0.21 | 352.7 | 59.1 | 411.8 | 464.5 | 25.1 | 3.56 | 41.9 | 1770.4 | 0.31 | 466.2 | 94.8 | 561 | 572.8 | 25.3 | 3.33 | 54.5 | 2533 | 0.26 | 574.4 | 130.1 | 704.5 | 35.74 | 16.54 | 0.23 | 52.51 | 38.32 | 18.02 | 0.25 | 56.59 | 574419.7 | 129809.8 | 3041.4 | 4244.5 | 0 | 7541.1 | 113459.3 | 0 | 0 | 3108.7 | 171336.6 | 0 | 5462.6 | 3315.4 | 37210 | 87850.4 | 1474.9 | 9673.7 | 0 | 10255 | 113142 | 3304 | 82.3 | 10961.4 | 2400.6 | 8228
81 | 4 | Day4 | 8 | Hour8 | 1 | Winter | 2761 | #N/A | Winter Peak | 576236.7 | 2024-01-04 08:00 | 570186.4 | 0 | 0 | 6050.3 | 576236.7 | 547675.1 | 418131.7 | 0.0395 | 0.0641 | 0.53 | 0.53 | 308.6 | 24.9 | 3.53 | 20.9 | 1009.2 | 0.18 | 310.3 | 51 | 361.4 | 322.1 | 25.9 | 3.68 | 21.9 | 1054.1 | 0.19 | 323.9 | 53.3 | 377.2 | 294.3 | 13.3 | 1.85 | 29.1 | 1200 | 0.2 | 295.3 | 64.9 | 360.1 | 578.8 | 35.8 | 4.94 | 45.8 | 2237.4 | 0.27 | 581.2 | 112.6 | 693.8 | 31.33 | 0 | 0.25 | 31.57 | 33.51 | 0 | 0.27 | 33.78 | 576236.7 | 158105 | 1436.4 | 4242.3 | 0 | 8116.7 | 108622.1 | 0 | 0 | 7259.1 | 161410.9 | 0 | 684.1 | 3315.4 | 40822.8 | 88061 | 1328.5 | 91.3 | 0 | 36234.5 | 111690.4 | 2921 | 2758.5 | 3921.7 | 1533.4 | 8315.2
82 | 4 | Day4 | 9 | Hour9 | 1 | Winter | 2761 | #N/A | Winter Peak | 568223.8 | 2024-01-04 09:00 | 560866 | 1100.8 | 213 | 6044 | 568223.8 | 539111.3 | 401553.3 | 0.0388 | 0.0625 | 0.55 | 0.55 | 290.9 | 23.1 | 3.28 | 20.1 | 961 | 0.17 | 292.5 | 48.8 | 341.3 | 303.5 | 24.1 | 3.42 | 21 | 1003.2 | 0.18 | 305.2 | 50.9 | 356.1 | 194.2 | 6.4 | 0.89 | 21.6 | 839.2 | 0.15 | 194.6 | 46.7 | 241.3 | 908.2 | 92.9 | 13.41 | 38.5 | 2349 | 0.44 | 914.6 | 108.7 | 1023.3 | 29.5 | 0 | 0.27 | 29.76 | 31.53 | 0 | 0.28 | 31.81 | 568223.8 | 166670.4 | 343.4 | 4239.5 | 0 | 8374.7 | 99310.6 | 0 | 5.9 | 9865.4 | 154611.9 | 0 | 684.1 | 3315.4 | 41245.8 | 88061 | 1328.5 | 38.4 | 0 | 62128.1 | 92323.5 | 2347.5 | 6174.8 | 0 | 168.3 | 7916.5
83 | 4 | Day4 | 10 | Hour10 | 1 | Winter | 2761 | #N/A | Winter Peak | 553634.4 | 2024-01-04 10:00 | 548273.4 | 189 | 0 | 5172.1 | 553634.4 | 527343.9 | 383965.3 | 0.0382 | 0.0609 | 0.55 | 0.55 | 291.3 | 23.3 | 3.3 | 20.1 | 958.8 | 0.18 | 292.9 | 48.7 | 341.6 | 303.4 | 24.2 | 3.43 | 21 | 999.3 | 0.18 | 305 | 50.8 | 355.8 | 183.4 | 7.5 | 1.07 | 19.1 | 747.3 | 0.14 | 183.9 | 41.4 | 225.3 | 969 | 103.1 | 14.93 | 37.5 | 2380.2 | 0.48 | 976.1 | 108.6 | 1084.7 | 29.87 | 0 | 0.27 | 30.14 | 31.85 | 0 | 0.29 | 32.14 | 553634.4 | 169669.1 | 225.8 | 4247.1 | 0 | 8019.4 | 97632.9 | 0 | 440.5 | 13414.4 | 149354 | 0 | 684.1 | 3315.4 | 30762 | 88396.1 | 1328.5 | 0 | 0 | 92621.5 | 61280.5 | 1912.3 | 8502.4 | 0 | 419.3 | 8315.2
84 | 4 | Day4 | 11 | Hour11 | 1 | Winter | 2761 | #N/A | Winter Peak | 544237.5 | 2024-01-04 11:00 | 533173 | 3746.8 | 2896 | 4421.8 | 544237.5 | 513161.9 | 375350.4 | 0.0375 | 0.0592 | 0.55 | 0.55 | 289 | 23.1 | 3.28 | 19.9 | 949.9 | 0.18 | 290.6 | 48.3 | 338.9 | 303.7 | 24.3 | 3.45 | 20.9 | 997.2 | 0.18 | 305.3 | 50.7 | 356 | 171.8 | 7.2 | 1.03 | 17.8 | 687.8 | 0.14 | 172.2 | 38.3 | 210.6 | 595.8 | 42.5 | 5.95 | 42 | 2125.7 | 0.28 | 598.7 | 105.5 | 704.2 | 29.48 | 0 | 0.28 | 29.76 | 31.4 | 0 | 0.3 | 31.7 | 544237.5 | 168887.1 | 38.5 | 4247.1 | 0 | 7819.2 | 95440.1 | 0 | 695.8 | 14831.9 | 144877.8 | 0 | 684.1 | 3315.4 | 29177.9 | 88396.1 | 1328.5 | 25.6 | 0 | 102975.2 | 48813.4 | 1570.8 | 12312.9 | 222.2 | 169.2 | 8315.2
85 | 4 | Day4 | 12 | Hour12 | 1 | Winter | 2761 | #N/A | Winter Peak | 529469.5 | 2024-01-04 12:00 | 519517.4 | 3123.6 | 2692.2 | 4136.4 | 529469.5 | 500300.4 | 367149.2 | 0.037 | 0.0577 | 0.56 | 0.55 | 287.2 | 22.9 | 3.25 | 20 | 946.8 | 0.18 | 288.8 | 48.2 | 337 | 301.2 | 24 | 3.41 | 20.9 | 992 | 0.18 | 302.9 | 50.5 | 353.4 | 165.6 | 6.7 | 0.95 | 17.3 | 677 | 0.13 | 166 | 37.5 | 203.6 | 458.1 | 16.8 | 2.13 | 46.7 | 2135.7 | 0.2 | 459.2 | 110.4 | 569.6 | 28.8 | 0 | 0.29 | 29.09 | 30.6 | 0 | 0.31 | 30.91 | 529469.5 | 162320.3 | 168 | 4247.1 | 0 | 8174.5 | 91786.6 | 0 | 682.7 | 14691.2 | 141206.4 | 0 | 684.1 | 3315.4 | 27842.4 | 88396.1 | 1328.5 | 0 | 0 | 102485.8 | 43288.9 | 1171.8 | 13864.9 | 483.1 | 156.7 | 8315.2
86 | 4 | Day4 | 13 | Hour13 | 1 | Winter | 2761 | #N/A | Winter Peak | 518180.2 | 2024-01-04 13:00 | 508122.8 | 5977.8 | 4.1 | 4075.5 | 518180.2 | 489545.9 | 356251.8 | 0.0366 | 0.0565 | 0.56 | 0.56 | 279.1 | 22 | 3.12 | 19.7 | 927.4 | 0.17 | 280.6 | 47.4 | 328 | 291.7 | 23.1 | 3.27 | 20.5 | 967.5 | 0.18 | 293.3 | 49.4 | 342.7 | 171.1 | 6.9 | 0.97 | 17.9 | 705 | 0.13 | 171.5 | 38.9 | 210.4 | 432.5 | 15.3 | 1.92 | 45.8 | 2037.2 | 0.22 | 433.5 | 106.5 | 540 | 25.97 | 0 | 0.31 | 26.28 | 27.59 | 0 | 0.31 | 27.9 | 518180.2 | 161928.4 | 0.9 | 4247.1 | 0 | 7819.2 | 86122.7 | 0 | 638.8 | 16119.7 | 137409.1 | 0 | 684.1 | 3315.4 | 27495.6 | 87829.1 | 1328.5 | 0 | 0 | 102273.1 | 41888.9 | 1007.9 | 12471.2 | 392.6 | 48.9 | 7916.5
87 | 4 | Day4 | 14 | Hour14 | 1 | Winter | 2761 | #N/A | Winter Peak | 508238.8 | 2024-01-04 14:00 | 500831.5 | 2622.3 | 657.2 | 4127.8 | 508238.8 | 482656.7 | 350117.3 | 0.0363 | 0.0557 | 0.57 | 0.56 | 276.8 | 21.7 | 3.07 | 19.7 | 924.3 | 0.17 | 278.3 | 47.3 | 325.6 | 288.6 | 22.6 | 3.2 | 20.5 | 963.2 | 0.18 | 290.1 | 49.3 | 339.4 | 164.7 | 6.9 | 0.98 | 16.9 | 670.7 | 0.12 | 165.2 | 37 | 202.1 | 508.8 | 26.2 | 3.52 | 45.7 | 2137.3 | 0.25 | 510.6 | 109.5 | 620.1 | 25.44 | 0 | 0.3 | 25.73 | 27.03 | 0 | 0.32 | 27.34 | 508238.8 | 158121.5 | 0 | 4247.1 | 0 | 8174.5 | 83003.8 | 0 | 620.7 | 14035.1 | 135514.6 | 0 | 703.2 | 3315.4 | 27093.3 | 86736.8 | 1328.5 | 0 | 0 | 101034.6 | 41481.9 | 949.2 | 11902.6 | 153.6 | 0 | 8315.2
88 | 4 | Day4 | 15 | Hour15 | 1 | Winter | 2761 | #N/A | Winter Peak | 510638.6 | 2024-01-04 15:00 | 500200.6 | 3064.9 | 2440.4 | 4932.8 | 510638.6 | 482044.9 | 358498 | 0.0363 | 0.0557 | 0.55 | 0.55 | 288.2 | 22.8 | 3.23 | 20.3 | 955.2 | 0.18 | 289.8 | 48.8 | 338.6 | 301.2 | 23.8 | 3.37 | 21.2 | 998.4 | 0.19 | 302.9 | 51 | 353.9 | 183.2 | 7.8 | 1.11 | 18.9 | 731.7 | 0.15 | 183.7 | 40.8 | 224.5 | 408.4 | 13.6 | 1.69 | 43.8 | 1937 | 0.21 | 409.2 | 101.5 | 510.8 | 27.4 | 0 | 0.3 | 27.7 | 29.12 | 0 | 0.32 | 29.43 | 510638.6 | 152140.6 | 81.2 | 4247.1 | 0 | 7819.2 | 87815.9 | 0 | 654.5 | 12030.2 | 138596.9 | 0 | 747.7 | 3315.4 | 27048.1 | 87235.8 | 1590.6 | 0 | 0 | 94277.2 | 44259.5 | 919.3 | 10045.3 | 0 | 0.1 | 7916.5
89 | 4 | Day4 | 16 | Hour16 | 1 | Winter | 2761 | #N/A | Winter Peak | 525834.1 | 2024-01-04 16:00 | 512369 | 4680.2 | 3199.1 | 5585.8 | 525834.1 | 493481.3 | 386542 | 0.0369 | 0.0572 | 0.51 | 0.51 | 314.9 | 25.1 | 3.57 | 21.7 | 1034.8 | 0.19 | 316.6 | 52.6 | 369.2 | 331.2 | 26.4 | 3.75 | 22.8 | 1088.5 | 0.2 | 333 | 55.3 | 388.3 | 325.9 | 18.8 | 2.68 | 28.4 | 1199.3 | 0.22 | 327.2 | 64.2 | 391.4 | 866 | 87.7 | 12.66 | 38.4 | 2256.8 | 0.45 | 872.1 | 105.8 | 977.9 | 29.18 | 0 | 0.29 | 29.47 | 31.09 | 0 | 0.31 | 31.4 | 525834.1 | 139292.1 | 56 | 4257.5 | 0 | 8174.5 | 100146.8 | 0 | 691.9 | 10906.8 | 152435.4 | 0 | 747.7 | 3315.4 | 27756 | 87748.7 | 1706.7 | 197.2 | 0 | 71343.7 | 55365.9 | 983.9 | 8028.3 | 645.2 | 84.8 | 7916.5
90 | 4 | Day4 | 17 | Hour17 | 1 | Winter | 2761 | #N/A | Winter Peak | 547164.3 | 2024-01-04 17:00 | 538748.1 | 1660.4 | 1462 | 5293.8 | 547164.3 | 518212.8 | 424642.1 | 0.0381 | 0.0605 | 0.48 | 0.47 | 342.3 | 27.8 | 3.95 | 22.9 | 1110.3 | 0.2 | 344.2 | 56.1 | 400.3 | 359.6 | 29.1 | 4.13 | 24.2 | 1170.6 | 0.21 | 361.6 | 59.2 | 420.8 | 430.4 | 25.2 | 3.57 | 36.7 | 1604.4 | 0.27 | 432.2 | 84.6 | 516.8 | 914.7 | 92.1 | 13.3 | 40.3 | 2397.6 | 0.46 | 921.1 | 111.9 | 1033 | 32.88 | 0 | 0.29 | 33.17 | 35.07 | 0 | 0.31 | 35.38 | 547164.3 | 122522.2 | 1628 | 4257.5 | 0 | 8174.5 | 115585.3 | 0 | 643.9 | 7593.2 | 165586.7 | 0 | 747.7 | 3315.4 | 31525.4 | 88396.1 | 1910.2 | 3515.1 | 0 | 43866.9 | 69031.5 | 1386.7 | 6569.4 | 3468.8 | 1058.1 | 8315.2
91 | 4 | Day4 | 18 | Hour18 | 1 | Winter | 2761 | #N/A | Winter Peak | 558297.8 | 2024-01-04 18:00 | 553371.6 | 0 | 0 | 4926.2 | 558297.8 | 531993.1 | 464560.3 | 0.0386 | 0.062 | 0.45 | 0.45 | 356.4 | 28.5 | 4.05 | 24.1 | 1168.6 | 0.21 | 358.4 | 59 | 417.4 | 375 | 29.8 | 4.23 | 25.6 | 1234.7 | 0.22 | 377.1 | 62.5 | 439.5 | 463.7 | 25.5 | 3.62 | 41.5 | 1751.3 | 0.31 | 465.4 | 93.7 | 559.2 | 755 | 36.7 | 4.9 | 69.1 | 3222 | 0.35 | 757.4 | 165.2 | 922.6 | 54.71 | 0 | 0.29 | 54.99 | 58.43 | 0 | 0.31 | 58.74 | 558297.8 | 93737.5 | 1184.5 | 4257.5 | 0 | 8374.7 | 120228 | 0 | 256.2 | 2354.8 | 181302.9 | 0 | 806.2 | 3315.4 | 45434.4 | 88396.1 | 2012.7 | 9247.9 | 0 | 10290 | 78948.3 | 1888.1 | 4834.2 | 5152.9 | 1522.9 | 7916.5
92 | 4 | Day4 | 19 | Hour19 | 1 | Winter | 2761 | #N/A | Winter Peak | 563421.4 | 2024-01-04 19:00 | 558303 | 0 | 0 | 5118.4 | 563421.4 | 536728.7 | 476719.8 | 0.0386 | 0.0621 | 0.46 | 0.45 | 353.9 | 28.4 | 4.02 | 23.9 | 1160.8 | 0.21 | 355.8 | 58.6 | 414.4 | 371.6 | 29.6 | 4.2 | 25.3 | 1224.2 | 0.22 | 373.6 | 61.9 | 435.5 | 467.7 | 25.7 | 3.63 | 41.7 | 1782.8 | 0.31 | 469.4 | 94.9 | 564.3 | 937.3 | 92.5 | 13.33 | 43.1 | 2517.9 | 0.47 | 943.7 | 118.3 | 1062 | 35.45 | 0 | 0.29 | 35.73 | 37.82 | 0 | 0.31 | 38.13 | 563421.4 | 86701.6 | 4563.7 | 4257.5 | 0 | 8374.7 | 120764.1 | 0 | 0 | 0.3 | 182242.1 | 0 | 602.6 | 3315.4 | 55628.3 | 88396.1 | 1630.5 | 6944.7 | 0 | 0.9 | 84337.6 | 2362.9 | 1435.2 | 3745.2 | 2603.7 | 8315.2
93 | 4 | Day4 | 20 | Hour20 | 1 | Winter | 2761 | #N/A | Winter Peak | 560790.7 | 2024-01-04 20:00 | 555519.6 | 0 | 0 | 5271.1 | 560790.7 | 534172.8 | 472225.5 | 0.0384 | 0.0616 | 0.46 | 0.46 | 348.4 | 27.9 | 3.95 | 23.6 | 1144.8 | 0.2 | 350.3 | 57.8 | 408.1 | 365.9 | 29.1 | 4.13 | 25 | 1206.9 | 0.21 | 367.9 | 61 | 429 | 452.6 | 25.8 | 3.56 | 38.3 | 1780.7 | 0.24 | 454.3 | 91.5 | 545.8 | 745.2 | 55.8 | 7.87 | 50.4 | 2558.8 | 0.36 | 749 | 126.7 | 875.7 | 36.56 | 0 | 0.29 | 36.85 | 38.96 | 0 | 0.31 | 39.27 | 560790.7 | 88565.2 | 5996.2 | 4257.5 | 0 | 8374.7 | 118131.4 | 0 | 0 | 0 | 180299.6 | 0 | 217.6 | 3315.4 | 55766.3 | 88396.1 | 1591.4 | 5879.2 | 0 | 0 | 85777.1 | 2788.1 | 0.1 | 2556.1 | 2695.9 | 8315.2
94 | 4 | Day4 | 21 | Hour21 | 1 | Winter | 2761 | #N/A | Winter Peak | 544814.6 | 2024-01-04 21:00 | 539278 | 0 | 0 | 5536.5 | 544814.6 | 518949.7 | 457268.6 | 0.0377 | 0.0597 | 0.46 | 0.46 | 349.2 | 28 | 3.97 | 23.7 | 1146.2 | 0.2 | 351.1 | 57.9 | 409.1 | 364.3 | 29.1 | 4.13 | 24.8 | 1198.1 | 0.21 | 366.3 | 60.6 | 426.9 | 453.5 | 26.1 | 3.57 | 37.7 | 1813.2 | 0.21 | 455.3 | 91.8 | 547 | 762.1 | 61.4 | 8.72 | 47.5 | 2479.5 | 0.37 | 766.3 | 121.5 | 887.9 | 34.03 | 0 | 0.29 | 34.31 | 36.2 | 0 | 0.31 | 36.51 | 544814.6 | 87546 | 4195.6 | 4257.5 | 0 | 8374.7 | 115390.1 | 0 | 0 | 0 | 175454.5 | 0 | 159.1 | 3315.4 | 54127.4 | 88396.1 | 1554 | 2044.1 | 0 | 0 | 84425.9 | 3120 | 0 | 660.4 | 2417.8 | 8315.2
95 | 4 | Day4 | 22 | Hour22 | 1 | Winter | 2761 | #N/A | Winter Peak | 519555.6 | 2024-01-04 22:00 | 513793.1 | 0 | 0 | 5762.5 | 519555.6 | 494972 | 435045.2 | 0.0366 | 0.0568 | 0.47 | 0.47 | 338.6 | 26.7 | 3.78 | 23.5 | 1125.9 | 0.2 | 340.4 | 57.1 | 397.5 | 352.3 | 27.7 | 3.92 | 24.5 | 1173.1 | 0.21 | 354.2 | 59.6 | 413.8 | 501.8 | 33 | 4.57 | 38 | 1878.3 | 0.23 | 504 | 94 | 598.1 | 1000 | 101.1 | 14.6 | 43.8 | 2610 | 0.5 | 1007 | 121.7 | 1128.6 | 32.53 | 0 | 0.29 | 32.82 | 34.5 | 0 | 0.31 | 34.81 | 519555.6 | 84510.4 | 1979.9 | 4257.5 | 0 | 8374.7 | 104641.1 | 0 | 0 | 0 | 169094.1 | 0 | 159.1 | 3315.4 | 51664.6 | 88396.1 | 1452 | 1710.6 | 0 | 0 | 81280.3 | 3230.1 | 0 | 95.6 | 2127 | 8315.2
96 | 4 | Day4 | 23 | Hour23 | 1 | Winter | 2761 | #N/A | Winter Peak | 492663 | 2024-01-04 23:00 | 486782.4 | 6.7 | 0 | 5873.8 | 492663 | 469450.4 | 411530.8 | 0.0356 | 0.0538 | 0.47 | 0.47 | 333.9 | 26 | 3.68 | 23.6 | 1121 | 0.2 | 335.7 | 57 | 392.7 | 346.7 | 27 | 3.81 | 24.5 | 1165 | 0.21 | 348.6 | 59.3 | 407.9 | 496.4 | 31.9 | 4.41 | 38.2 | 1880.9 | 0.23 | 498.5 | 94.4 | 592.9 | 1124.3 | 122.3 | 17.74 | 41.3 | 2664 | 0.56 | 1132.8 | 120.9 | 1253.7 | 31.18 | 0 | 0.29 | 31.47 | 32.97 | 0 | 0.31 | 33.28 | 492663 | 81132.3 | 622.8 | 4247.1 | 0 | 8200 | 96623.6 | 0 | 0 | 0 | 162830.9 | 0 | 159.1 | 3315.4 | 45709 | 88396.1 | 1186 | 240.6 | 0 | 0 | 78034.9 | 3097.4 | 0 | 135.1 | 634.3 | 8288.9
97 | 5 | Day5 | 0 | Hour0 | 1 | Winter | 27 | 532251 | Winter | 470004.5 | 2024-01-05 | 464080.2 | 9.1 | 0 | 5915.3 | 470004.5 | 447925.4 | 391616.4 | 0.0348 | 0.0514 | 0.47 | 0.47 | 333.2 | 25.7 | 3.64 | 23.8 | 1126.4 | 0.2 | 334.9 | 57.4 | 392.3 | 346 | 26.7 | 3.77 | 24.8 | 1171.7 | 0.21 | 347.9 | 59.8 | 407.6 | 501.3 | 32.4 | 4.49 | 38.4 | 1893.7 | 0.23 | 503.5 | 94.9 | 598.4 | 544.4 | 29.9 | 4.07 | 46.7 | 2213 | 0.26 | 546.4 | 112.7 | 659.1 | 30.71 | 0 | 0.28 | 30.99 | 32.38 | 0 | 0.3 | 32.67 | 470004.5 | 78388.1 | 936.7 | 4247.1 | 0 | 6540.8 | 91126.9 | 0 | 0 | 0 | 158309.9 | 0 | 159.1 | 3315.4 | 35511.4 | 88396.1 | 872.4 | 2200.5 | 0 | 0 | 75284.4 | 3103.7 | 0 | 0 | 1042.6 | 5879.9
98 | 5 | Day5 | 1 | Hour1 | 1 | Winter | 2761 | #N/A | Winter | 455989 | 2024-01-05 01:00 | 448588.9 | 1524.4 | 0 | 5875.7 | 455989 | 433196.6 | 379674 | 0.0343 | 0.0498 | 0.46 | 0.46 | 337.2 | 26 | 3.67 | 24.2 | 1142.3 | 0.2 | 339 | 58.3 | 397.3 | 350 | 27 | 3.81 | 25.1 | 1185.4 | 0.21 | 351.8 | 60.5 | 412.3 | 506.4 | 32.9 | 4.56 | 38.7 | 1907.3 | 0.24 | 508.6 | 95.6 | 604.1 | 886.3 | 84.1 | 12.08 | 43.6 | 2500.1 | 0.43 | 892.1 | 118.2 | 1010.3 | 30.31 | 0 | 0.28 | 30.59 | 31.91 | 0 | 0.29 | 32.2 | 455989 | 76315 | 10.4 | 4247.1 | 0 | 5667.9 | 89257.4 | 0 | 0 | 0 | 156510.3 | 0 | 95.5 | 3315.4 | 31140.3 | 88396.1 | 758.9 | 274.6 | 0 | 0 | 73184.1 | 3130.9 | 0 | 0 | 0 | 5078.9
99 | 5 | Day5 | 2 | Hour2 | 1 | Winter | 2761 | #N/A | Winter | 448489 | 2024-01-05 02:00 | 440087.2 | 2594.3 | 0 | 5807.5 | 448488.9 | 425083.8 | 372955.3 | 0.0341 | 0.0489 | 0.46 | 0.45 | 340 | 26.3 | 3.71 | 24.3 | 1149.7 | 0.2 | 341.8 | 58.6 | 400.4 | 353.1 | 27.3 | 3.86 | 25.2 | 1193.5 | 0.21 | 354.9 | 60.9 | 415.8 | 512.6 | 33.2 | 4.6 | 39.2 | 1933.4 | 0.24 | 514.8 | 96.9 | 611.8 | 501.4 | 21.7 | 2.84 | 48.1 | 2232.6 | 0.23 | 502.8 | 114.7 | 617.5 | 30.07 | 0 | 0.28 | 30.35 | 31.64 | 0 | 0.28 | 31.91 | 448489 | 75533.6 | 0 | 4247.1 | 0 | 5751.7 | 88676.4 | 0 | 0 | 0 | 154641.8 | 0 | 95.5 | 3315.4 | 26855.7 | 88396.1 | 758.9 | 216.6 | 0 | 0 | 72134.9 | 3398.7 | 0 | 0 | 0 | 4592.4
100 | 5 | Day5 | 3 | Hour3 | 1 | Winter | 2761 | #N/A | Winter | 446580.5 | 2024-01-05 03:00 | 439062.5 | 1691.2 | 0 | 5826.8 | 446580.5 | 424063.7 | 371617.4 | 0.0342 | 0.049 | 0.45 | 0.45 | 344.2 | 26.6 | 3.75 | 24.6 | 1164.7 | 0.21 | 346 | 59.4 | 405.4 | 357.2 | 27.6 | 3.89 | 25.6 | 1209 | 0.21 | 359.1 | 61.7 | 420.7 | 507.1 | 32 | 4.42 | 39.6 | 1940.8 | 0.24 | 509.3 | 97.5 | 606.8 | 1069.4 | 118.2 | 17.14 | 37.5 | 2489.3 | 0.53 | 1077.6 | 111.8 | 1189.3 | 30.06 | 0 | 0.27 | 30.34 | 31.64 | 0 | 0.27 | 31.91 | 446580.5 | 74963.1 | 0 | 4247.1 | 0 | 5391.1 | 89386.2 | 0 | 0 | 0 | 156040.5 | 0 | 95.5 | 3315.4 | 23962.6 | 88396.1 | 758.9 | 23.9 | 0 | 0 | 72029.8 | 2933.3 | 0 | 0 | 0 | 4928.5
101 | 5 | Day5 | 4 | Hour4 | 1 | Winter | 2761 | #N/A | Winter | 454377.8 | 2024-01-05 04:00 | 448120.3 | 276.1 | 0 | 5981.5 | 454377.8 | 432583.4 | 379242.6 | 0.0347 | 0.0504 | 0.44 | 0.44 | 349.3 | 27 | 3.82 | 24.9 | 1180 | 0.21 | 351.2 | 60.1 | 411.3 | 362.1 | 28 | 3.96 | 25.8 | 1223.8 | 0.22 | 364 | 62.3 | 426.3 | 487.3 | 29.3 | 4.02 | 39.4 | 1910.4 | 0.23 | 489.2 | 96.4 | 585.6 | 896.8 | 90.6 | 13.06 | 39.1 | 2356.6 | 0.44 | 903.1 | 109.5 | 1012.5 | 30.67 | 0 | 0.25 | 30.92 | 32.32 | 0 | 0.26 | 32.58 | 454377.8 | 75135.3 | 0 | 4247.1 | 0 | 6024.7 | 92527.6 | 0 | 0 | 0 | 160124.8 | 0 | 95.5 | 3315.4 | 23748.3 | 88396.1 | 758.9 | 4.1 | 0 | 0 | 72630.7 | 2504.6 | 0 | 0 | 0 | 4868
102 | 5 | Day5 | 5 | Hour5 | 1 | Winter | 2761 | #N/A | Winter | 477830 | 2024-01-05 05:00 | 471436.6 | 19.9 | 0 | 6373.6 | 477830.1 | 454537.9 | 402299.8 | 0.0358 | 0.0537 | 0.43 | 0.43 | 359.4 | 27.9 | 3.94 | 25.4 | 1211.9 | 0.21 | 361.3 | 61.5 | 422.8 | 372.9 | 28.9 | 4.08 | 26.3 | 1258.4 | 0.22 | 374.9 | 63.9 | 438.8 | 488.6 | 31.6 | 4.37 | 37.5 | 1844.4 | 0.23 | 490.7 | 92.5 | 583.2 | 982.7 | 102.5 | 14.82 | 39.9 | 2479.1 | 0.48 | 989.8 | 113.9 | 1103.7 | 31.74 | 7.25 | 0.24 | 39.22 | 33.58 | 7.82 | 0.25 | 41.65 | 477830 | 75530.3 | 54 | 4247.1 | 0 | 8273.3 | 100117 | 0 | 0 | 0 | 171894.8 | 0 | 95.5 | 3315.4 | 25143.6 | 88396.1 | 758.9 | 4.1 | 0 | 0 | 73284.2 | 2246.1 | 0 | 0 | 359 | 7304.8
103 | 5 | Day5 | 6 | Hour6 | 1 | Winter | 2761 | #N/A | Winter | 506908 | 2024-01-05 06:00 | 500893.3 | 0 | 0 | 6014.7 | 506908 | 482365.8 | 430008.3 | 0.037 | 0.057 | 0.44 | 0.43 | 355 | 27.2 | 3.84 | 25.3 | 1206.4 | 0.21 | 356.9 | 61.3 | 418.2 | 372.3 | 28.4 | 4.01 | 26.6 | 1267.9 | 0.22 | 374.2 | 64.5 | 438.7 | 493.8 | 31.1 | 4.35 | 39.2 | 1843.3 | 0.26 | 496 | 94.2 | 590.2 | 836.1 | 36.7 | 6.39 | 98.1 | 2310.5 | 1.36 | 838.9 | 167.3 | 1006.3 | 41.14 | 14.66 | 0.23 | 56.03 | 43.7 | 15.86 | 0.24 | 59.8 | 506908 | 76899.7 | 1602.9 | 4257.5 | 0 | 8014.8 | 102976.2 | 0 | 0 | 64.2 | 179871 | 0 | 2284.4 | 3315.4 | 32391.3 | 88396.1 | 1075.8 | 5822.8 | 0 | 3.4 | 74908.9 | 1923.2 | 0 | 5799.1 | 2581.6 | 8112
104 | 5 | Day5 | 7 | Hour7 | 1 | Winter | 2761 | #N/A | Winter | 529244.2 | 2024-01-05 07:00 | 524095.7 | 0 | 0 | 5148.5 | 529244.2 | 504424.3 | 442177.3 | 0.0375 | 0.0589 | 0.45 | 0.44 | 346.9 | 26.5 | 3.74 | 24.8 | 1178.7 | 0.21 | 348.8 | 60 | 408.8 | 364.1 | 27.6 | 3.9 | 26.3 | 1241.2 | 0.22 | 366 | 63.3 | 429.3 | 454.4 | 27.3 | 3.83 | 37.5 | 1718.4 | 0.25 | 456.3 | 88.8 | 545 | 663.1 | 19.8 | 2.37 | 71.7 | 3237.3 | 0.29 | 664.3 | 168.3 | 832.6 | 63.38 | 0 | 0.24 | 63.62 | 67.47 | 0 | 0.25 | 67.73 | 529244.2 | 87066.9 | 4066.7 | 4257.5 | 0 | 8017.7 | 104304.5 | 0 | 0 | 1413.9 | 180989.1 | 0 | 3887 | 3315.4 | 36975.8 | 88396.1 | 1985.7 | 5981.8 | 0 | 8708.5 | 75164.2 | 1780.3 | 47.5 | 7367.5 | 4913.2 | 8315.2
105 | 5 | Day5 | 8 | Hour8 | 1 | Winter | 2761 | #N/A | Winter | 532251 | 2024-01-05 08:00 | 527502.3 | 0 | 0 | 4748.7 | 532251 | 507819.3 | 414739 | 0.0373 | 0.0586 | 0.49 | 0.49 | 323.8 | 25.1 | 3.55 | 22.9 | 1089.3 | 0.19 | 325.5 | 55.5 | 381 | 337.5 | 26.1 | 3.69 | 23.9 | 1136.1 | 0.2 | 339.3 | 57.9 | 397.1 | 279.4 | 15.6 | 2.14 | 23.8 | 1118.1 | 0.14 | 280.5 | 57.2 | 337.6 | 1017.4 | 109.6 | 15.87 | 38.2 | 2457.9 | 0.5 | 1025 | 111.6 | 1136.6 | 32.96 | 0 | 0.26 | 33.21 | 35.01 | 0 | 0.27 | 35.29 | 532251 | 117512 | 2418.2 | 4257.5 | 0 | 8019.4 | 100268.5 | 0 | 0 | 4171.5 | 168393.8 | 0 | 1931.8 | 3315.4 | 36058 | 88396.1 | 1668.7 | 11.5 | 0 | 33447.9 | 78196.1 | 1696.5 | 1113.2 | 3591.2 | 2216.1 | 8315.2
106 | 5 | Day5 | 9 | Hour9 | 1 | Winter | 2761 | #N/A | Winter | 524699.1 | 2024-01-05 09:00 | 519261.3 | 0 | 0 | 5437.9 | 524699.1 | 500138.9 | 371501.6 | 0.0368 | 0.0574 | 0.56 | 0.56 | 273.4 | 21 | 2.97 | 19.8 | 927.3 | 0.17 | 274.8 | 47.4 | 322.2 | 284.6 | 21.8 | 3.08 | 20.6 | 966.9 | 0.17 | 286.1 | 49.5 | 335.5 | 150.3 | 5.1 | 0.63 | 15.7 | 713.2 | 0.07 | 150.6 | 37 | 187.6 | 900.3 | 92.7 | 13.39 | 37.7 | 2309.8 | 0.44 | 906.7 | 106.6 | 1013.4 | 29.26 | 0 | 0.27 | 29.53 | 31.05 | 0 | 0.29 | 31.34 | 524699.1 | 153197.6 | 1334.6 | 4208.6 | 0 | 8253.9 | 83020.1 | 0 | 2.1 | 8716.3 | 146156.5 | 0 | 95.5 | 3315.4 | 34533.7 | 88396.1 | 812.4 | 1374.6 | 0 | 70164.2 | 72470.1 | 1844.9 | 3237.6 | 465.6 | 370.3 | 7982.6
107 | 5 | Day5 | 10 | Hour10 | 1 | Winter | 2761 | #N/A | Winter | 513065.5 | 2024-01-05 10:00 | 507487.2 | 315.9 | 3 | 5259.5 | 513065.5 | 489027.3 | 341113.7 | 0.0364 | 0.0561 | 0.59 | 0.59 | 256.5 | 19.6 | 2.77 | 18.8 | 873.2 | 0.16 | 257.9 | 44.8 | 302.7 | 266.4 | 20.4 | 2.88 | 19.5 | 907.8 | 0.17 | 267.8 | 46.6 | 314.5 | 137.2 | 5.1 | 0.65 | 13.9 | 635.9 | 0.06 | 137.6 | 32.9 | 170.5 | 930.9 | 96.3 | 13.91 | 38.6 | 2374.7 | 0.45 | 937.6 | 109.5 | 1047 | 27.95 | 0 | 0.28 | 28.23 | 29.65 | 0 | 0.3 | 29.95 | 513065.5 | 171951.8 | 0 | 4208.6 | 0 | 7525.1 | 75463.5 | 0 | 259.1 | 13085 | 135610.3 | 0 | 95.5 | 3315.4 | 25686.8 | 88396.1 | 812.4 | 0 | 0 | 94892.1 | 61993.1 | 1722.5 | 7425.6 | 726.9 | 0 | 8315.2
108 | 5 | Day5 | 11 | Hour11 | 1 | Winter | 2761 | #N/A | Winter | 505761.6 | 2024-01-05 11:00 | 495960.6 | 2783 | 2036.8 | 4981.2 | 505761.6 | 478131.2 | 330637.3 | 0.0359 | 0.0548 | 0.6 | 0.59 | 252 | 19.4 | 2.74 | 18.4 | 854.3 | 0.16 | 253.4 | 43.9 | 297.3 | 263 | 20.2 | 2.86 | 19.2 | 891.7 | 0.17 | 264.3 | 45.8 | 310.2 | 142.2 | 6.3 | 0.83 | 13.5 | 626.1 | 0.07 | 142.6 | 32.2 | 174.8 | 503.5 | 20.3 | 2.62 | 49.7 | 2290.3 | 0.23 | 504.8 | 118 | 622.8 | 27.53 | 0 | 0.29 | 27.82 | 29.18 | 0 | 0.31 | 29.48 | 505761.6 | 175124.4 | 0 | 4208.6 | 0 | 7819.2 | 73814 | 0 | 550.1 | 14829.2 | 129853.1 | 0 | 95.5 | 3315.4 | 22322.9 | 88396.1 | 812.4 | 0 | 0 | 105526.5 | 52332.5 | 1886 | 12127.3 | 735.5 | 0 | 8315.2
109 | 5 | Day5 | 12 | Hour12 | 1 | Winter | 2761 | #N/A | Winter | 494977.3 | 2024-01-05 12:00 | 486006 | 2511.3 | 1922.4 | 4537.7 | 494977.3 | 468707.6 | 327467.7 | 0.0356 | 0.0538 | 0.59 | 0.59 | 254.4 | 19.6 | 2.77 | 18.6 | 862.1 | 0.16 | 255.7 | 44.3 | 300 | 265.1 | 20.4 | 2.88 | 19.4 | 898.7 | 0.17 | 266.5 | 46.2 | 312.7 | 154.4 | 7.2 | 0.96 | 14.4 | 669.4 | 0.07 | 154.9 | 34.3 | 189.2 | 435.8 | 13 | 1.56 | 47.8 | 2128.6 | 0.21 | 436.6 | 111.3 | 547.9 | 26.14 | 0 | 0.3 | 26.44 | 27.67 | 0 | 0.31 | 27.98 | 494977.3 | 167509.6 | 106.4 | 4208.6 | 0 | 7819.2 | 72838.6 | 0 | 581.6 | 13814 | 128204.9 | 0 | 95.5 | 3315.4 | 22110.1 | 87914 | 812.4 | 42.6 | 0 | 105264.8 | 45743 | 2106.3 | 14031.7 | 616.8 | 2 | 8149.3
110 | 5 | Day5 | 13 | Hour13 | 1 | Winter | 2761 | #N/A | Winter | 489472.9 | 2024-01-05 13:00 | 477612 | 3529.5 | 3784 | 4547.4 | 489472.9 | 460748.6 | 322170.4 | 0.0353 | 0.0529 | 0.6 | 0.6 | 249.9 | 19.2 | 2.72 | 18.3 | 847.9 | 0.16 | 251.2 | 43.6 | 294.9 | 260.5 | 20.1 | 2.84 | 19.1 | 882.8 | 0.16 | 261.9 | 45.4 | 307.3 | 142.3 | 6 | 0.78 | 13.9 | 638.8 | 0.07 | 142.7 | 32.9 | 175.6 | 436.1 | 15.1 | 1.88 | 46 | 2066.1 | 0.21 | 437.1 | 107.7 | 544.8 | 25.95 | 0 | 0.31 | 26.26 | 27.41 | 0 | 0.31 | 27.73 | 489472.9 | 167302.5 | 313 | 4201.1 | 0 | 7819.2 | 70550.7 | 0 | 577.9 | 14754.5 | 124961.4 | 0 | 95.5 | 3315.4 | 22657.2 | 87401.9 | 812.4 | 42.6 | 0 | 104658.9 | 45076.2 | 2235 | 11867.7 | 384.7 | 11.7 | 8183.5
111 | 5 | Day5 | 14 | Hour14 | 1 | Winter | 2761 | #N/A | Winter | 488940.8 | 2024-01-05 14:00 | 471106.6 | 5967.6 | 7138.6 | 4728.1 | 488940.9 | 454581.8 | 318219.6 | 0.0351 | 0.0522 | 0.6 | 0.6 | 244.7 | 18.7 | 2.63 | 18.1 | 835.2 | 0.16 | 246 | 43.1 | 289 | 255.8 | 19.6 | 2.76 | 18.9 | 871.7 | 0.16 | 257.1 | 44.9 | 302 | 141.4 | 6.3 | 0.83 | 13.5 | 622.7 | 0.07 | 141.8 | 32 | 173.9 | 832.9 | 89.6 | 12.97 | 32.1 | 2018.6 | 0.43 | 839.1 | 92.4 | 931.5 | 25.72 | 0 | 0.31 | 26.03 | 27.18 | 0 | 0.32 | 27.5 | 488940.8 | 170721.2 | 4.3 | 4201.1 | 0 | 7714.6 | 68236.8 | 0 | 586.8 | 14490.1 | 124284.4 | 0 | 95.5 | 3315.4 | 22193.3 | 87276.5 | 812.4 | 85.2 | 0 | 106204.6 | 47009.4 | 2430.4 | 11085.8 | 107.3 | 4.7 | 8124.4
112 | 5 | Day5 | 15 | Hour15 | 1 | Winter | 2761 | #N/A | Winter | 487187.2 | 2024-01-05 15:00 | 469031.8 | 6255.3 | 6579.1 | 5321.1 | 487187.2 | 452616.4 | 317192.3 | 0.035 | 0.0519 | 0.61 | 0.6 | 241.5 | 18.1 | 2.56 | 18.2 | 832.6 | 0.15 | 242.7 | 43 | 285.8 | 252.7 | 19 | 2.68 | 19 | 871.5 | 0.16 | 254 | 45 | 299.1 | 160.5 | 7.7 | 1.02 | 14.8 | 690.5 | 0.07 | 161 | 35.4 | 196.4 | 627.4 | 53.4 | 7.62 | 36.6 | 1950.9 | 0.31 | 631.1 | 94.8 | 725.9 | 25.09 | 0 | 0.3 | 25.38 | 26.54 | 0 | 0.32 | 26.85 | 487187.2 | 169994.9 | 5.1 | 4201.1 | 0 | 7714.6 | 65899.6 | 0 | 646.5 | 12664.1 | 125440 | 0 | 159.1 | 3315.4 | 22499.5 | 87033.9 | 820 | 104 | 0 | 98766.6 | 55380.5 | 2537.2 | 10104.7 | 0 | 0 | 8148.2
113 | 5 | Day5 | 16 | Hour16 | 1 | Winter | 2761 | #N/A | Winter | 493052.2 | 2024-01-05 16:00 | 477921.4 | 5458.1 | 3785.2 | 5887.5 | 493052.3 | 461030.1 | 336289.7 | 0.0353 | 0.053 | 0.57 | 0.57 | 261.6 | 19.6 | 2.77 | 19.6 | 902.5 | 0.16 | 263 | 46.5 | 309.5 | 275 | 20.6 | 2.91 | 20.6 | 948.7 | 0.17 | 276.4 | 48.9 | 325.3 | 272 | 15.9 | 2.18 | 22.4 | 1078.1 | 0.13 | 273.1 | 54.5 | 327.6 | 1035.1 | 117.9 | 17.16 | 33.9 | 2284.4 | 0.54 | 1043.3 | 102.1 | 1145.4 | 26.91 | 0 | 0.3 | 27.21 | 28.53 | 0 | 0.31 | 28.85 | 493052.2 | 156762.6 | 0 | 4250 | 0 | 7819.2 | 72131.1 | 0 | 699 | 11596.5 | 138009 | 0 | 159.1 | 3315.4 | 22193.8 | 87386.8 | 1025.4 | 0 | 0 | 73913.4 | 67873 | 2680.6 | 8344.8 | 0 | 0 | 7746
114 | 5 | Day5 | 17 | Hour17 | 1 | Winter | 2761 | #N/A | Winter | 515192.2 | 2024-01-05 17:00 | 502474.5 | 4322.5 | 2032.7 | 6362.5 | 515192.3 | 484191.8 | 375604.5 | 0.0364 | 0.0559 | 0.53 | 0.52 | 301.1 | 23.6 | 3.34 | 21.2 | 1005.4 | 0.18 | 302.7 | 51.2 | 354 | 315.9 | 24.7 | 3.5 | 22.3 | 1056.2 | 0.19 | 317.6 | 53.8 | 371.4 | 448.6 | 31.5 | 4.4 | 32.2 | 1614 | 0.21 | 450.7 | 80.3 | 531 | 538.2 | 21.8 | 2.83 | 53.2 | 2431.1 | 0.25 | 539.7 | 125.7 | 665.4 | 30.79 | 0 | 0.29 | 31.08 | 32.7 | 0 | 0.31 | 33.01 | 515192.2 | 139587.7 | 574 | 4250 | 0 | 7819.2 | 91723.6 | 0 | 645.1 | 8038 | 151126.4 | 0 | 159.1 | 3315.4 | 25961.3 | 88396.1 | 1205.5 | 1074 | 0 | 45195.5 | 82890.6 | 2818.5 | 6854 | 604.7 | 728.1 | 8191.4
115 | 5 | Day5 | 18 | Hour18 | 1 | Winter | 2761 | #N/A | Winter | 523867.1 | 2024-01-05 18:00 | 518015.8 | 0 | 0 | 5851.4 | 523867.1 | 498864.9 | 413687.9 | 0.037 | 0.0576 | 0.49 | 0.48 | 328.6 | 26 | 3.68 | 22.8 | 1090 | 0.2 | 330.4 | 55.3 | 385.7 | 344.3 | 27.1 | 3.84 | 24 | 1145.8 | 0.21 | 346.1 | 58.2 | 404.3 | 436.4 | 27.4 | 3.78 | 34.2 | 1673.1 | 0.2 | 438.2 | 84.2 | 522.4 | 651.9 | 39.4 | 5.43 | 52.7 | 2536 | 0.31 | 654.6 | 128.3 | 782.9 | 34.15 | 0 | 0.29 | 34.44 | 36.28 | 0 | 0.31 | 36.6 | 523867.1 | 110179.2 | 3440.1 | 4250 | 0 | 8014.8 | 102638.9 | 0 | 272.2 | 2624 | 164300.6 | 0 | 159.1 | 3315.4 | 33920 | 88396.1 | 1354 | 3899 | 0 | 11019.2 | 93666.1 | 2597.6 | 5080.2 | 1853.9 | 3534.1 | 8315.2
116 | 5 | Day5 | 19 | Hour19 | 1 | Winter | 2761 | #N/A | Winter | 530781.6 | 2024-01-05 19:00 | 524063.4 | 0 | 67.1 | 6651.2 | 530781.6 | 504624.8 | 430543.3 | 0.0371 | 0.058 | 0.49 | 0.49 | 325.1 | 25.6 | 3.63 | 22.6 | 1080.7 | 0.19 | 326.8 | 54.8 | 381.7 | 340.8 | 26.7 | 3.78 | 23.8 | 1136.6 | 0.2 | 342.6 | 57.8 | 400.4 | 448.5 | 27.9 | 3.85 | 35.4 | 1727.7 | 0.21 | 450.4 | 87 | 537.3 | 575.8 | 31.1 | 4.22 | 49.9 | 2353.9 | 0.28 | 577.8 | 120.1 | 698 | 33.56 | 0 | 0.29 | 33.85 | 35.67 | 0 | 0.31 | 35.98 | 530781.6 | 100238.3 | 2480.1 | 4250 | 0 | 8374.7 | 102414.8 | 0 | 0 | 0.2 | 165600.1 | 0 | 159.1 | 3315.4 | 49975.5 | 88396.1 | 1340.7 | 4236.8 | 0 | 0.6 | 97892.8 | 2344.7 | 1606.8 | 1286.8 | 5005.9 | 8315.2
117 | 5 | Day5 | 20 | Hour20 | 1 | Winter | 2761 | #N/A | Winter | 529717.5 | 2024-01-05 20:00 | 522875.2 | 0 | 213 | 6629.3 | 529717.5 | 503515.2 | 426866.5 | 0.037 | 0.0579 | 0.5 | 0.5 | 319.8 | 25.3 | 3.58 | 22.2 | 1060.3 | 0.19 | 321.6 | 53.8 | 375.4 | 335 | 26.4 | 3.73 | 23.4 | 1114.9 | 0.2 | 336.8 | 56.7 | 393.5 | 455.3 | 29 | 4.01 | 35.4 | 1733.4 | 0.21 | 457.2 | 87.1 | 544.3 | 1048.9 | 113.7 | 16.49 | 39 | 2496.9 | 0.53 | 1056.8 | 113.5 | 1170.3 | 32.42 | 0 | 0.21 | 32.63 | 34.46 | 0 | 0.23 | 34.69 | 529717.5 | 102851 | 5600.3 | 4242.3 | 0 | 8087.6 | 100989.6 | 0 | 0 | 0 | 161429.2 | 0 | 159.1 | 3315.4 | 51425.6 | 88061 | 1340.6 | 2215.6 | 0 | 0 | 100854.6 | 1996.5 | 0 | 308.4 | 2981.9 | 8315.2
118 | 5 | Day5 | 21 | Hour21 | 1 | Winter | 2761 | #N/A | Winter | 515598.2 | 2024-01-05 21:00 | 508837.8 | 0 | 213 | 6547.4 | 515598.3 | 490278.7 | 411442.6 | 0.0365 | 0.0563 | 0.51 | 0.51 | 314 | 24.8 | 3.51 | 21.9 | 1043.8 | 0.19 | 315.7 | 53.1 | 368.8 | 327.3 | 25.7 | 3.64 | 22.9 | 1090.2 | 0.2 | 329.1 | 55.5 | 384.6 | 481.2 | 32.3 | 4.49 | 35.8 | 1780.3 | 0.23 | 483.4 | 88.9 | 572.4 | 878.7 | 85.5 | 12.32 | 41.5 | 2395.9 | 0.44 | 884.6 | 113 | 997.6 | 31.63 | 0 | 0.29 | 31.92 | 33.56 | 0 | 0.31 | 33.87 | 515598.2 | 104155.6 | 2229.1 | 4239.5 | 0 | 7922.7 | 96287.9 | 0 | 0 | 0 | 155866 | 0 | 159.1 | 3315.4 | 50098.3 | 88061 | 1336.1 | 1927.5 | 0 | 0 | 102512.4 | 1643.2 | 0 | 0 | 2103.9 | 8315.2
119 | 5 | Day5 | 22 | Hour22 | 1 | Winter | 2761 | #N/A | Winter | 492709.6 | 2024-01-05 22:00 | 486138.7 | 0.4 | 213 | 6357.5 | 492709.6 | 468824.2 | 386517.1 | 0.0356 | 0.0538 | 0.52 | 0.52 | 298.8 | 23.2 | 3.28 | 21.4 | 1004.8 | 0.18 | 300.4 | 51.4 | 351.8 | 310.6 | 24.1 | 3.4 | 22.3 | 1045.5 | 0.19 | 312.2 | 53.5 | 365.7 | 486.9 | 32.1 | 4.45 | 36.8 | 1821.3 | 0.23 | 489.1 | 91.1 | 580.2 | 1027.8 | 111.1 | 16.11 | 38.4 | 2455.4 | 0.52 | 1035.5 | 111.7 | 1147.2 | 30.61 | 0 | 0.29 | 30.9 | 32.38 | 0 | 0.31 | 32.7 | 492709.6 | 106192.5 | 129 | 4239.5 | 0 | 7534.6 | 86087.6 | 0 | 0 | 0 | 146962.7 | 0 | 159.1 | 3315.4 | 48141 | 88061 | 1311.3 | 575.9 | 0 | 0 | 104961.6 | 1230.8 | 0 | 0 | 1434 | 8285.5
120 | 5 | Day5 | 23 | Hour23 | 1 | Winter | 2761 | #N/A | Winter | 467832.6 | 2024-01-05 23:00 | 461039.4 | 10.2 | 366.6 | 6416.4 | 467832.5 | 445029.1 | 359991.1 | 0.0347 | 0.0511 | 0.54 | 0.54 | 278.8 | 21 | 2.96 | 20.8 | 959.1 | 0.17 | 280.2 | 49.4 | 329.6 | 289.6 | 21.8 | 3.07 | 21.6 | 997 | 0.18 | 291 | 51.4 | 342.4 | 508.6 | 36.2 | 5.07 | 35.9 | 1815.8 | 0.24 | 511.1 | 90.1 | 601.2 | 840.4 | 84.1 | 12.14 | 37.9 | 2219.4 | 0.43 | 846.3 | 104.2 | 950.4 | 28.75 | 0 | 0.29 | 29.04 | 30.35 | 0 | 0.31 | 30.66 | 467832.6 | 107841.4 | 0.4 | 4180.5 | 0 | 7463.8 | 73297.4 | 0 | 0 | 0 | 139177 | 0 | 159.1 | 3315.4 | 43565.1 | 87731.8 | 1100.5 | 0 | 0 | 0 | 106725.1 | 1116.3 | 0 | 0 | 1483.3 | 7639.7
121 | 6 | Day6 | 0 | Hour0 | 1 | Winter | 66 | 506142.2 | Winter | 445649.8 | 2024-01-06 | 439103.2 | 68.2 | 392.2 | 6086.3 | 445649.8 | 424176.3 | 338335.8 | 0.034 | 0.0487 | 0.55 | 0.55 | 269.6 | 20.1 | 2.83 | 20.4 | 934.7 | 0.17 | 271 | 48.3 | 319.3 | 280.8 | 20.9 | 2.94 | 21.3 | 975.6 | 0.18 | 282.2 | 50.4 | 332.7 | 501.8 | 35.4 | 4.95 | 35.8 | 1802.4 | 0.24 | 504.2 | 89.5 | 593.7 | 671.8 | 50.4 | 7.11 | 45.3 | 2303.5 | 0.33 | 675.3 | 114 | 789.3 | 27.56 | 0 | 0.28 | 27.84 | 29.04 | 0 | 0.3 | 29.34 | 445649.8 | 107314 | 3691.6 | 4176.9 | 0 | 7359.2 | 66671.5 | 0 | 0 | 0 | 131128 | 0 | 159.1 | 3315.4 | 32054.6 | 87397.2 | 829.2 | 1553.2 | 0 | 0 | 106298.5 | 1015.5 | 0 | 71.5 | 1106.8 | 6470.9
122 | 6 | Day6 | 1 | Hour1 | 1 | Winter | 2761 | #N/A | Winter | 431717.1 | 2024-01-06 01:00 | 423817 | 1276.4 | 761 | 5862.7 | 431717.1 | 409622.3 | 324295.3 | 0.0335 | 0.047 | 0.55 | 0.55 | 267.8 | 19.8 | 2.78 | 20.5 | 936.1 | 0.17 | 269.2 | 48.5 | 317.6 | 278.6 | 20.5 | 2.88 | 21.4 | 976.3 | 0.18 | 280 | 50.6 | 330.5 | 502.4 | 35.4 | 4.96 | 35.9 | 1804.5 | 0.24 | 504.8 | 89.7 | 594.4 | 499.5 | 26.1 | 3.54 | 44.7 | 2071.9 | 0.25 | 501.2 | 106.5 | 607.8 | 25.84 | 0 | 0.28 | 26.12 | 27.21 | 0 | 0.29 | 27.5 | 431717.1 | 107421.9 | 2131.8 | 4176.9 | 0 | 7022.7 | 63332.9 | 0 | 0 | 0 | 128853.6 | 0 | 159.1 | 3315.4 | 24742 | 87204.3 | 634.3 | 2722.3 | 0 | 0 | 106381 | 1040.8 | 0 | 0 | 307 | 5605.4
123 | 6 | Day6 | 2 | Hour2 | 1 | Winter | 2761 | #N/A | Winter | 426042.8 | 2024-01-06 02:00 | 414869.2 | 4457.3 | 776.1 | 5940.2 | 426042.8 | 401081.7 | 318883 | 0.0332 | 0.0461 | 0.55 | 0.54 | 270.9 | 19.9 | 2.8 | 20.8 | 948.6 | 0.17 | 272.3 | 49.1 | 321.4 | 281.7 | 20.7 | 2.91 | 21.6 | 987.2 | 0.18 | 283.2 | 51.1 | 334.3 | 502.6 | 35.5 | 4.97 | 35.8 | 1802.7 | 0.24 | 505 | 89.6 | 594.7 | 612.5 | 44.6 | 6.26 | 43.1 | 2158.2 | 0.3 | 615.5 | 107.5 | 723 | 25.69 | 0 | 0.28 | 25.97 | 27.05 | 0 | 0.28 | 27.34 | 426042.8 | 107159.8 | 562 | 4176.9 | 0 | 6892.2 | 62988.3 | 0 | 0 | 0 | 129347 | 0 | 95.5 | 3315.4 | 24105.3 | 86740.7 | 625.1 | 34.7 | 0 | 0 | 106038 | 1121.8 | 0 | 0 | 0 | 4737.4
124 | 6 | Day6 | 3 | Hour3 | 1 | Winter | 2761 | #N/A | Winter | 424232.4 | 2024-01-06 03:00 | 414026.5 | 3432.4 | 759.6 | 6013.9 | 424232.4 | 400254.2 | 317498.9 | 0.0333 | 0.0461 | 0.54 | 0.54 | 274.3 | 20.2 | 2.84 | 21 | 959.6 | 0.17 | 275.7 | 49.7 | 325.4 | 285.2 | 21 | 2.95 | 21.9 | 999.2 | 0.18 | 286.6 | 51.7 | 338.3 | 517.8 | 38 | 5.33 | 35.7 | 1814.1 | 0.25 | 520.4 | 89.8 | 610.2 | 639.4 | 46.6 | 6.53 | 44.9 | 2252.5 | 0.32 | 642.5 | 112.2 | 754.7 | 25.58 | 0 | 0.28 | 25.86 | 26.97 | 0 | 0.28 | 27.24 | 424232.4 | 106733.5 | 0.3 | 4176.9 | 0 | 6312.1 | 63683.1 | 0 | 0 | 0 | 130081.6 | 0 | 95.5 | 3315.4 | 22468.2 | 86740.7 | 625.1 | 0 | 0 | 0 | 105528.9 | 1204.5 | 0 | 0 | 15.6 | 4733.6
125 | 6 | Day6 | 4 | Hour4 | 1 | Winter | 2761 | #N/A | Winter | 431373 | 2024-01-06 04:00 | 422785.8 | 1325.5 | 759.6 | 6502.2 | 431373 | 408551.8 | 324213.2 | 0.0337 | 0.0473 | 0.53 | 0.53 | 283.3 | 21.4 | 3.01 | 21.2 | 975.8 | 0.18 | 284.7 | 50.3 | 335 | 293.9 | 22.1 | 3.11 | 22 | 1014.3 | 0.19 | 295.4 | 52.3 | 347.7 | 495.6 | 34.8 | 4.86 | 35.6 | 1785.7 | 0.23 | 498 | 88.8 | 586.8 | 597.6 | 46 | 6.48 | 39.8 | 2028.5 | 0.3 | 600.8 | 100.4 | 701.1 | 25.98 | 0 | 0.25 | 26.23 | 27.42 | 0 | 0.27 | 27.68 | 431373 | 107159.8 | 47.4 | 4176.9 | 0 | 7126.5 | 68933.2 | 0 | 0 | 0 | 131048.6 | 0 | 95.5 | 3315.4 | 22176.5 | 86668.2 | 625.1 | 0 | 0 | 0 | 105661 | 1498.8 | 0 | 0 | 86.2 | 4733.6
126 | 6 | Day6 | 5 | Hour5 | 1 | Winter | 2761 | #N/A | Winter | 452511.2 | 2024-01-06 05:00 | 444952.4 | 66 | 562.3 | 6930.4 | 452511.2 | 429532.7 | 344088.4 | 0.0346 | 0.0503 | 0.52 | 0.52 | 295.9 | 22.5 | 3.18 | 21.7 | 1011.4 | 0.18 | 297.4 | 51.9 | 349.3 | 306.9 | 23.3 | 3.29 | 22.5 | 1050.6 | 0.19 | 308.5 | 53.9 | 362.4 | 480.8 | 33.7 | 4.71 | 34.5 | 1732.3 | 0.23 | 483.1 | 86.2 | 569.3 | 377.2 | 7.1 | 0.71 | 45.2 | 1973.9 | 0.18 | 377.6 | 104.1 | 481.7 | 27.29 | 0 | 0.24 | 27.53 | 28.85 | 0 | 0.25 | 29.1 | 452511.2 | 108422.7 | 124 | 4176.9 | 0 | 7463.8 | 76494.5 | 0 | 0 | 0 | 140245 | 0 | 95.5 | 3315.4 | 24664 | 86884.2 | 625.1 | 0 | 0 | 0 | 106385.1 | 2037.7 | 0 | 0 | 0 | 5106.1
127 | 6 | Day6 | 6 | Hour6 | 1 | Winter | 2761 | #N/A | Winter | 481431.8 | 2024-01-06 06:00 | 474215.4 | 0.4 | 301.7 | 6914.2 | 481431.7 | 457258 | 371057.6 | 0.0357 | 0.0536 | 0.52 | 0.51 | 297.5 | 22.8 | 3.22 | 21.5 | 1011.3 | 0.18 | 299 | 51.7 | 350.7 | 313.8 | 24 | 3.38 | 22.8 | 1070.5 | 0.19 | 315.4 | 54.8 | 370.2 | 481.5 | 33.4 | 4.68 | 35.1 | 1730.7 | 0.24 | 483.8 | 86.7 | 570.5 | 609.2 | 37.8 | 5.21 | 48.1 | 2353.5 | 0.28 | 611.8 | 118.3 | 730.1 | 33.7 | 0 | 0.23 | 33.94 | 35.72 | 0 | 0.25 | 35.97 | 481431.8 | 110374.2 | 3379.3 | 4177.9 | 0 | 7463.8 | 82491.4 | 0 | 0 | 61 | 145749.6 | 0 | 1252.4 | 3315.4 | 28998.4 | 87397.2 | 625.1 | 6207.1 | 0 | 1.3 | 107940.6 | 2371.3 | 0 | 5749.1 | 2492.7 | 7133.7
128 | 6 | Day6 | 7 | Hour7 | 1 | Winter | 2761 | #N/A | Winter | 502520.9 | 2024-01-06 07:00 | 496414.4 | 0 | 0 | 6106.4 | 502520.9 | 478399.2 | 377987.7 | 0.0363 | 0.0555 | 0.54 | 0.53 | 291.4 | 22.7 | 3.2 | 20.8 | 981.4 | 0.18 | 292.9 | 50.1 | 343 | 306.7 | 23.7 | 3.35 | 22 | 1036.5 | 0.19 | 308.3 | 53 | 361.3 | 430.2 | 28.2 | 3.93 | 32.8 | 1599.5 | 0.21 | 432.1 | 80.5 | 512.6 | 756.2 | 47.9 | 6.62 | 59 | 2883.8 | 0.36 | 759.4 | 145 | 904.4 | 33.86 | 0 | 0.24 | 34.11 | 35.9 | 0 | 0.26 | 36.16 | 502520.9 | 124533.1 | 5124.5 | 4242.6 | 0 | 7463.8 | 85855.7 | 0 | 0 | 2672.8 | 146584.9 | 0 | 356.5 | 3315.4 | 31641.9 | 88308.6 | 625.1 | 4468.6 | 0 | 9818.7 | 109435 | 2606.6 | 43.7 | 8419.6 | 4504.7 | 8061.2
129 | 6 | Day6 | 8 | Hour8 | 1 | Winter | 2761 | #N/A | Winter | 506142.2 | 2024-01-06 08:00 | 500619.2 | 61.1 | 0 | 5461.8 | 506142.2 | 482498.5 | 352993.5 | 0.0362 | 0.0555 | 0.58 | 0.58 | 264 | 20.6 | 2.92 | 18.9 | 885.4 | 0.16 | 265.4 | 45.3 | 310.7 | 275.2 | 21.5 | 3.04 | 19.7 | 924.6 | 0.17 | 276.7 | 47.3 | 324 | 227.6 | 11.6 | 1.55 | 20.3 | 958.9 | 0.1 | 228.3 | 48.9 | 277.2 | 1207.3 | 136.9 | 19.89 | 39.2 | 2700.8 | 0.6 | 1216.8 | 119.8 | 1336.6 | 29.94 | 0 | 0.26 | 30.2 | 31.71 | 0 | 0.28 | 31.98 | 506142.2 | 153148.7 | 3605.9 | 4247.1 | 0 | 8374.7 | 78971 | 0 | 0 | 6144.3 | 132809.2 | 0 | 95.5 | 3315.4 | 31178.5 | 88396.1 | 625.1 | 1374.8 | 0 | 36443.4 | 107634.6 | 2926.4 | 2375.6 | 773.8 | 421.8 | 8315.2
130 | 6 | Day6 | 9 | Hour9 | 1 | Winter | 2761 | #N/A | Winter | 500508.4 | 2024-01-06 09:00 | 494355.8 | 413.8 | 213 | 5525.9 | 500508.5 | 476611.5 | 328825.6 | 0.0359 | 0.0547 | 0.63 | 0.62 | 228.8 | 17.4 | 2.45 | 17.1 | 784 | 0.15 | 229.9 | 40.5 | 270.5 | 238.7 | 18.1 | 2.55 | 17.9 | 819.7 | 0.15 | 239.9 | 42.4 | 282.3 | 139.2 | 5 | 0.62 | 14.3 | 654 | 0.06 | 139.5 | 33.8 | 173.4 | 483.8 | 19.4 | 2.5 | 47.8 | 2204.6 | 0.22 | 485.1 | 113.6 | 598.7 | 27.79 | 0 | 0.27 | 28.06 | 29.45 | 0 | 0.29 | 29.74 | 500508.4 | 171682.9 | 3901.6 | 4198.3 | 0 | 7655.2 | 65097.4 | 0 | 4.1 | 8945 | 120923.8 | 0 | 95.5 | 3315.4 | 34028.5 | 88061 | 625.1 | 923.7 | 0 | 63839.2 | 95766.4 | 3128.2 | 5237.4 | 178.6 | 2246.1 | 8315.2
131 | 6 | Day6 | 10 | Hour10 | 1 | Winter | 2761 | #N/A | Winter | 492554.4 | 2024-01-06 10:00 | 486555.7 | 216.7 | 0 | 5782 | 492554.4 | 469216.5 | 306276.9 | 0.0356 | 0.0539 | 0.64 | 0.64 | 223.3 | 17 | 2.4 | 16.7 | 762.8 | 0.15 | 224.5 | 39.5 | 263.9 | 231.8 | 17.7 | 2.49 | 17.4 | 792.9 | 0.15 | 233 | 41.1 | 274.1 | 103.8 | 3 | 0.35 | 11.4 | 510.5 | 0.05 | 104 | 26.6 | 130.6 | 708.3 | 63.3 | 9.05 | 38.4 | 2121.7 | 0.34 | 712.7 | 101.7 | 814.4 | 26.96 | 41.48 | 0.28 | 68.71 | 28.54 | 44.2 | 0.29 | 73.03 | 492554.4 | 186277.5 | 0 | 4198.3 | 0 | 8270.1 | 62977 | 0 | 455.7 | 12867.1 | 115262 | 0 | 95.5 | 3315.4 | 23416.3 | 88061 | 625.1 | 56.1 | 0 | 91316.5 | 78329 | 3309.2 | 7750.8 | 213 | 304.4 | 7971.3
132 | 6 | Day6 | 11 | Hour11 | 1 | Winter | 2761 | #N/A | Winter | 488812.8 | 2024-01-06 11:00 | 477691.8 | 4048 | 1374.6 | 5698.4 | 488812.9 | 460820.7 | 305107.5 | 0.0353 | 0.0529 | 0.63 | 0.63 | 230.5 | 18 | 2.55 | 16.8 | 773.6 | 0.15 | 231.8 | 39.9 | 271.7 | 241 | 18.9 | 2.67 | 17.6 | 808.6 | 0.16 | 242.3 | 41.7 | 284 | 101.6 | 3.3 | 0.4 | 10.8 | 488.8 | 0.05 | 101.8 | 25.4 | 127.2 | 735.9 | 59.8 | 8.48 | 45.3 | 2392.1 | 0.35 | 740 | 116.6 | 856.6 | 27.47 | 34.74 | 0.29 | 62.49 | 29.02 | 37.13 | 0.3 | 66.45 | 488812.8 | 183705.3 | 19.9 | 4198.3 | 0 | 7901.9 | 66652.7 | 0 | 712.5 | 14160.2 | 112361.8 | 0 | 95.5 | 3315.4 | 21327.8 | 88396.1 | 625.1 | 213 | 0 | 103223.1 | 62058.9 | 3550.5 | 11945 | 213 | 105 | 7840.7
133 | 6 | Day6 | 12 | Hour12 | 1 | Winter | 2761 | #N/A | Winter | 480157.2 | 2024-01-06 12:00 | 469068.9 | 4289.7 | 1374.6 | 5424 | 480157.2 | 452646.5 | 299957.8 | 0.035 | 0.052 | 0.63 | 0.63 | 227.5 | 17.6 | 2.49 | 16.8 | 768.3 | 0.15 | 228.7 | 39.7 | 268.4 | 237.6 | 18.4 | 2.6 | 17.5 | 802.1 | 0.16 | 238.8 | 41.5 | 280.3 | 112.1 | 4.2 | 0.54 | 11.3 | 518.8 | 0.05 | 112.4 | 26.8 | 139.2 | 996 | 101.4 | 14.63 | 42.8 | 2592.9 | 0.49 | 1003 | 120.2 | 1123.2 | 27.25 | 5.17 | 0.29 | 32.71 | 28.75 | 5.53 | 0.3 | 34.59 | 480157.2 | 180199.4 | 157.2 | 4198.3 | 0 | 6915.5 | 63751.5 | 0 | 692.3 | 14018.2 | 110991 | 0 | 95.5 | 3315.4 | 21299.1 | 88396.1 | 625.1 | 213 | 0 | 100125.7 | 61707.8 | 3655.4 | 13475.3 | 213 | 14.9 | 7962.7
134 | 6 | Day6 | 13 | Hour13 | 1 | Winter | 2761 | #N/A | Winter | 477314.2 | 2024-01-06 13:00 | 461788 | 4199.2 | 5854.3 | 5472.8 | 477314.3 | 445736.5 | 294306.6 | 0.0348 | 0.0512 | 0.64 | 0.64 | 220.7 | 16.9 | 2.39 | 16.5 | 752.3 | 0.15 | 221.9 | 39 | 260.9 | 231 | 17.8 | 2.51 | 17.2 | 785.1 | 0.15 | 232.2 | 40.6 | 272.9 | 111 | 4.2 | 0.53 | 11.2 | 514.4 | 0.05 | 111.3 | 26.6 | 137.9 | 668.3 | 58.1 | 8.28 | 38.4 | 2056.3 | 0.34 | 672.3 | 99.8 | 772.1 | 25.73 | 0 | 0.3 | 26.03 | 27.13 | 0 | 0.31 | 27.44 | 477314.2 | 183007.6 | 0.7 | 4198.3 | 0 | 6552.5 | 60510.7 | 0 | 638.1 | 15038.3 | 109803.8 | 0 | 95.5 | 3315.4 | 21103.7 | 87887.9 | 625.1 | 213 | 0 | 98694.8 | 64888.4 | 3748 | 12072 | 213 | 20.2 | 7960.6
135 | 6 | Day6 | 14 | Hour14 | 1 | Winter | 2761 | #N/A | Winter | 475745.7 | 2024-01-06 14:00 | 455463.4 | 4793.2 | 9684 | 5805.2 | 475745.7 | 439736.4 | 288954.5 | 0.0345 | 0.0505 | 0.65 | 0.65 | 214.6 | 16.3 | 2.3 | 16.2 | 735.5 | 0.14 | 215.8 | 38.2 | 254 | 224.1 | 17.1 | 2.41 | 16.9 | 766.1 | 0.15 | 225.3 | 39.7 | 265 | 104.6 | 3.6 | 0.44 | 10.9 | 496.1 | 0.05 | 104.8 | 25.7 | 130.5 | 853.6 | 89.1 | 12.89 | 35.3 | 2151.7 | 0.43 | 859.7 | 99.6 | 959.3 | 25.35 | 0 | 0.3 | 25.65 | 26.69 | 0 | 0.31 | 27 | 475745.7 | 186791.2 | 13 | 4198.3 | 0 | 6134.1 | 57993 | 0 | 617.5 | 15022.2 | 108059.8 | 0 | 95.5 | 3315.4 | 21128.1 | 87136 | 625.1 | 256.3 | 0 | 98640.3 | 68568.2 | 3942.9 | 11353 | 0 | 35.3 | 7333.8
136 | 6 | Day6 | 15 | Hour15 | 1 | Winter | 2761 | #N/A | Winter | 466173.6 | 2024-01-06 15:00 | 451797.2 | 4240.9 | 4329.7 | 5805.7 | 466173.5 | 436259.8 | 288250.6 | 0.0344 | 0.05 | 0.64 | 0.64 | 215.7 | 16.2 | 2.28 | 16.5 | 745.5 | 0.14 | 216.8 | 38.8 | 255.6 | 225.1 | 16.9 | 2.38 | 17.3 | 778.4 | 0.15 | 226.2 | 40.5 | 266.7 | 124.6 | 4.9 | 0.63 | 12.5 | 570.9 | 0.06 | 124.9 | 29.5 | 154.4 | 703.6 | 61.4 | 8.76 | 39.5 | 2154.8 | 0.34 | 707.8 | 103.8 | 811.5 | 24.69 | 0 | 0.29 | 24.98 | 26.05 | 0 | 0.31 | 26.35 | 466173.6 | 177922.9 | 0 | 4198.3 | 0 | 6860.7 | 56252.9 | 0 | 649.2 | 12075.6 | 108890.8 | 0 | 96 | 3315.4 | 20764.5 | 87033.9 | 625.1 | 213 | 0 | 91464.6 | 69704.4 | 4029.1 | 10454.8 | 0 | 1 | 6839.7
137 | 6 | Day6 | 16 | Hour16 | 1 | Winter | 2761 | #N/A | Winter | 471356.4 | 2024-01-06 16:00 | 457074.8 | 5588.2 | 2620.8 | 6072.6 | 471356.4 | 441282.2 | 312811.6 | 0.0345 | 0.0506 | 0.6 | 0.59 | 247.7 | 19.1 | 2.7 | 18.2 | 838.8 | 0.16 | 249 | 43.3 | 292.3 | 259.9 | 20 | 2.83 | 19.1 | 880.5 | 0.17 | 261.3 | 45.4 | 306.7 | 237.7 | 12.1 | 1.63 | 21.2 | 1000.1 | 0.11 | 238.5 | 51 | 289.5 | 745.1 | 70.5 | 10.13 | 37 | 2095.7 | 0.37 | 750 | 99.6 | 849.5 | 25.78 | 0 | 0.29 | 26.07 | 27.24 | 0 | 0.31 | 27.55 | 471356.4 | 158544.8 | 0 | 4247.1 | 0 | 7819.2 | 67873.4 | 0 | 690.2 | 11378.9 | 119665.6 | 0 | 159.1 | 3315.4 | 21653.8 | 87033.9 | 831 | 213 | 0 | 66976.5 | 75263.9 | 4235.3 | 8188.3 | 0 | 113 | 7571
138 | 6 | Day6 | 17 | Hour17 | 1 | Winter | 2761 | #N/A | Winter | 487635.4 | 2024-01-06 17:00 | 475861.1 | 3470 | 1374.6 | 6929.7 | 487635.4 | 459084.4 | 343192.6 | 0.0353 | 0.0527 | 0.56 | 0.55 | 283.4 | 22.7 | 3.23 | 19.7 | 930.5 | 0.18 | 284.9 | 47.5 | 332.4 | 296.9 | 23.8 | 3.37 | 20.7 | 976.6 | 0.18 | 298.6 | 49.9 | 348.4 | 387.6 | 25 | 3.47 | 29.8 | 1463 | 0.18 | 389.3 | 73.4 | 462.7 | 1066.5 | 117.1 | 16.99 | 38.3 | 2493.3 | 0.54 | 1074.6 | 112.7 | 1187.4 | 30.12 | 0 | 0.24 | 30.35 | 31.84 | 0 | 0.25 | 32.09 | 487635.4 | 144442.8 | 1881.5 | 4247.1 | 0 | 7823.8 | 84571.2 | 0 | 649 | 8012.3 | 129226.3 | 0 | 159.1 | 3315.4 | 22383.8 | 88396.1 | 989.9 | 198.4 | 0 | 45440.1 | 85971.3 | 4370.2 | 6821.5 | 624.3 | 232.6 | 7801.9
139 | 6 | Day6 | 18 | Hour18 | 1 | Winter | 2761 | #N/A | Winter | 490203.6 | 2024-01-06 18:00 | 484781.4 | 0 | 0 | 5422.2 | 490203.7 | 467524.9 | 371749.3 | 0.0356 | 0.0537 | 0.53 | 0.53 | 296.4 | 23.5 | 3.32 | 20.8 | 983.4 | 0.18 | 298 | 50.2 | 348.2 | 309.9 | 24.4 | 3.46 | 21.9 | 1031.5 | 0.19 | 311.6 | 52.7 | 364.3 | 429.9 | 28.3 | 3.94 | 32.5 | 1604.8 | 0.2 | 431.9 | 80.4 | 512.3 | 546 | 28.3 | 3.83 | 48.4 | 2268.8 | 0.26 | 547.9 | 116 | 663.9 | 32.75 | 0 | 0.29 | 33.04 | 34.63 | 0 | 0.31 | 34.94 | 490203.6 | 118454.4 | 5179.4 | 4247.1 | 0 | 8374.7 | 87359.7 | 0 | 271.8 | 2587 | 139902.5 | 0 | 159.1 | 3315.4 | 33365.3 | 88396.1 | 1022.7 | 427.2 | 0 | 10975.7 | 100230.5 | 4389.3 | 5107 | 333.1 | 1251.9 | 8315.2
140 | 6 | Day6 | 19 | Hour19 | 1 | Winter | 2761 | #N/A | Winter | 491823.4 | 2024-01-06 19:00 | 485874.8 | 0 | 213 | 5735.6 | 491823.4 | 468578.4 | 381013.4 | 0.0356 | 0.0538 | 0.54 | 0.53 | 292.7 | 23 | 3.26 | 20.7 | 975.1 | 0.18 | 294.2 | 49.8 | 344 | 305.8 | 24 | 3.39 | 21.7 | 1021.5 | 0.19 | 307.5 | 52.2 | 359.7 | 438 | 28.4 | 3.93 | 33.6 | 1650.7 | 0.21 | 439.9 | 82.9 | 522.8 | 1167.2 | 133.7 | 19.46 | 36.8 | 2551.6 | 0.59 | 1176.5 | 113 | 1289.5 | 30.44 | 0 | 0.23 | 30.67 | 32.22 | 0 | 0.25 | 32.47 | 491823.4 | 110810 | 4199.4 | 4221.4 | 0 | 8109 | 85834.6 | 0 | 0 | 0 | 140279.9 | 0 | 159.1 | 3315.4 | 42799.2 | 87850.4 | 1024 | 3220.8 | 0 | 0.1 | 106400 | 4409.9 | 1590.3 | 591.5 | 2029 | 8315.2
141 | 6 | Day6 | 20 | Hour20 | 1 | Winter | 2761 | #N/A | Winter | 488711 | 2024-01-06 20:00 | 482742.1 | 0.1 | 302.1 | 5666.7 | 488711 | 465586.2 | 376105.2 | 0.0355 | 0.0535 | 0.55 | 0.55 | 280.2 | 21.7 | 3.06 | 20.3 | 946.6 | 0.17 | 281.7 | 48.5 | 330.2 | 293.3 | 22.6 | 3.19 | 21.3 | 992.6 | 0.18 | 294.9 | 50.9 | 345.8 | 453.9 | 30 | 4.17 | 34.2 | 1693 | 0.21 | 456 | 84.7 | 540.7 | 1121.9 | 128.4 | 18.69 | 35.5 | 2456.8 | 0.57 | 1130.9 | 108.9 | 1239.7 | 29.5 | 0.15 | 0.22 | 29.87 | 31.22 | 0.16 | 0.24 | 31.62 | 488711 | 112605.8 | 4458.7 | 4221.4 | 0 | 7896.7 | 79673.8 | 0 | 0 | 0 | 137963.6 | 0 | 742.4 | 3315.4 | 45083.6 | 87850.4 | 1007.2 | 3891.9 | 0 | 0 | 108210.6 | 4395.2 | 0 | 660.4 | 3110.2 | 7833.4
142 | 6 | Day6 | 21 | Hour21 | 1 | Winter | 2761 | #N/A | Winter | 475860.6 | 2024-01-06 21:00 | 469780.6 | 1.2 | 366.6 | 5712.2 | 475860.7 | 453296 | 362011.9 | 0.0351 | 0.0522 | 0.56 | 0.56 | 268.3 | 20.5 | 2.89 | 19.8 | 914.8 | 0.17 | 269.7 | 47.1 | 316.8 | 280.3 | 21.3 | 3.01 | 20.7 | 957.7 | 0.18 | 281.7 | 49.3 | 331.1 | 471.4 | 32.6 | 4.56 | 34.2 | 1712.5 | 0.22 | 473.6 | 85.3 | 558.9 | 926.9 | 95.4 | 13.8 | 39 | 2364.3 | 0.46 | 933.5 | 109.6 | 1043.1 | 28.9 | 0 | 0.22 | 29.12 | 30.56 | 0 | 0.24 | 30.8 | 475860.6 | 113848.7 | 3188.5 | 4201.9 | 0 | 7657.5 | 72960 | 0 | 0 | 0 | 133018.5 | 0 | 159.1 | 3315.4 | 44857.3 | 87850.4 | 1024 | 3779.3 | 0 | 0 | 109485.4 | 4363.3 | 0 | 377.1 | 3908.1 | 7601.5
143 | 6 | Day6 | 22 | Hour22 | 1 | Winter | 2761 | #N/A | Winter | 456617.6 | 2024-01-06 22:00 | 450609 | 14.1 | 366.6 | 5628 | 456617.6 | 435096.7 | 343869.5 | 0.0344 | 0.0501 | 0.58 | 0.57 | 256.7 | 19.2 | 2.71 | 19.4 | 886.1 | 0.16 | 258 | 45.9 | 303.9 | 268 | 20 | 2.82 | 20.3 | 926.6 | 0.17 | 269.4 | 48 | 317.4 | 476.4 | 32.9 | 4.59 | 34.6 | 1733.2 | 0.22 | 478.6 | 86.3 | 565 | 522.8 | 28.1 | 3.82 | 45.6 | 2141.1 | 0.25 | 524.7 | 109.4 | 634.1 | 27.89 | 0 | 0.14 | 28.03 | 29.43 | 0 | 0.15 | 29.58 | 456617.6 | 112748 | 2445.9 | 4201.9 | 0 | 7359.2 | 65434.5 | 0 | 0 | 0 | 126343.1 | 0 | 159.1 | 3315.4 | 42315.2 | 87778.9 | 979.5 | 3536.9 | 0 | 0 | 108482.5 | 4265.5 | 0 | 420.2 | 2221.6 | 5810.2
144 | 6 | Day6 | 23 | Hour23 | 1 | Winter | 2761 | #N/A | Winter | 435524.9 | 2024-01-06 23:00 | 429611.8 | 14.1 | 366.6 | 5532.5 | 435524.9 | 415111.3 | 323498.9 | 0.0337 | 0.0478 | 0.59 | 0.59 | 243.7 | 17.8 | 2.5 | 19 | 857.2 | 0.16 | 244.9 | 44.6 | 289.6 | 254 | 18.5 | 2.6 | 19.9 | 895.2 | 0.17 | 255.3 | 46.6 | 301.9 | 473.8 | 31.8 | 4.43 | 35.3 | 1751.8 | 0.22 | 476 | 87.5 | 563.5 | 655.8 | 58.1 | 8.31 | 37 | 1969.2 | 0.34 | 659.8 | 95.7 | 755.5 | 25.65 | 0 | 0.14 | 25.79 | 27.03 | 0 | 0.15 | 27.17 | 435524.9 | 112026 | 2494.1 | 4078.3 | 0 | 5171.9 | 57097.5 | 0 | 0 | 0 | 120334.6 | 0 | 159.1 | 3315.4 | 39812.5 | 87320.4 | 837.5 | 2877.6 | 0 | 0 | 107912.9 | 4113.1 | 0 | 957 | 2042.6 | 4637.5
145 | 7 | Day7 | 0 | Hour0 | 1 | Winter | 114 | 465083.6 | Winter | 416098.2 | 2024-01-07 | 409561.5 | 31 | 776.1 | 5729.5 | 416098.2 | 395996.4 | 306441.4 | 0.0331 | 0.0456 | 0.6 | 0.6 | 236 | 17 | 2.39 | 18.8 | 838.3 | 0.16 | 237.1 | 43.8 | 280.9 | 244.8 | 17.6 | 2.47 | 19.5 | 871.3 | 0.16 | 246 | 45.5 | 291.6 | 471.2 | 31.6 | 4.4 | 35.2 | 1744 | 0.22 | 473.4 | 87.2 | 560.6 | 450.6 | 20.3 | 2.69 | 42.7 | 1967.9 | 0.21 | 451.9 | 101.4 | 553.3 | 23.89 | 0 | 0.29 | 24.17 | 25.12 | 0 | 0.3 | 25.43 | 416098.2 | 109656.8 | 218.7 | 4078.3 | 0 | 4931.1 | 51742.9 | 0 | 0 | 0 | 114143.4 | 0 | 159.1 | 3315.4 | 39840 | 86034.9 | 637.6 | 1339.9 | 0 | 0 | 105712.7 | 3944.1 | 0 | 34.7 | 1241.7 | 4936.7
146 | 7 | Day7 | 1 | Hour1 | 1 | Winter | 2761 | #N/A | Winter | 401506.8 | 2024-01-07 01:00 | 392944.3 | 1587.2 | 1771.8 | 5203.5 | 401506.9 | 380135.9 | 295217.3 | 0.0326 | 0.0437 | 0.6 | 0.6 | 236.1 | 17 | 2.38 | 18.9 | 841 | 0.16 | 237.3 | 44 | 281.2 | 245.2 | 17.6 | 2.47 | 19.6 | 874.5 | 0.16 | 246.4 | 45.8 | 292.2 | 460.2 | 30.4 | 4.22 | 34.8 | 1719.2 | 0.22 | 462.2 | 86.1 | 548.3 | 761.8 | 75.9 | 10.95 | 34.3 | 2022 | 0.38 | 767.1 | 94.7 | 861.8 | 23.66 | 0 | 0.29 | 23.95 | 24.85 | 0 | 0.3 | 25.14 | 401506.8 | 106289.6 | 209 | 4078.3 | 0 | 4931.1 | 49849.1 | 0 | 0 | 0 | 110943.6 | 0 | 159.1 | 3315.4 | 33150.9 | 86034.9 | 451.4 | 2094.4 | 0 | 0 | 102614.2 | 3675.4 | 0 | 0 | 0 | 4538.1
147 | 7 | Day7 | 2 | Hour2 | 1 | Winter | 2761 | #N/A | Winter | 394184.5 | 2024-01-07 02:00 | 382026.8 | 3026.2 | 3763.3 | 5368.1 | 394184.5 | 369702.2 | 289907 | 0.0323 | 0.0424 | 0.59 | 0.59 | 238.7 | 17.1 | 2.4 | 19.1 | 850.9 | 0.16 | 239.8 | 44.5 | 284.3 | 247.8 | 17.8 | 2.5 | 19.8 | 882.9 | 0.17 | 249 | 46.2 | 295.2 | 462 | 30.4 | 4.22 | 35 | 1729.8 | 0.22 | 464.1 | 86.6 | 550.7 | 759.4 | 78.7 | 11.38 | 31.3 | 1931.6 | 0.37 | 764.9 | 89 | 853.8 | 23.5 | 0 | 0.28 | 23.78 | 24.67 | 0 | 0.29 | 24.96 | 394184.5 | 104277.5 | 99.4 | 4078.3 | 0 | 4931.1 | 49405.2 | 0 | 0 | 0 | 110476.6 | 0 | 95.5 | 3315.4 | 31032.6 | 86034.9 | 437.9 | 0 | 0 | 0 | 100962 | 3315.5 | 0 | 0 | 0 | 4538.1
148 | 7 | Day7 | 3 | Hour3 | 1 | Winter | 2761 | #N/A | Winter | 388799.2 | 2024-01-07 03:00 | 376939.4 | 3179.1 | 3315.4 | 5365.4 | 388799.3 | 364836.9 | 286635.7 | 0.0321 | 0.0418 | 0.59 | 0.59 | 241.6 | 17.3 | 2.43 | 19.3 | 860.8 | 0.16 | 242.7 | 45 | 287.8 | 250.7 | 18 | 2.52 | 20.1 | 893.4 | 0.17 | 251.9 | 46.7 | 298.7 | 459.5 | 29.7 | 4.11 | 35.3 | 1737.9 | 0.21 | 461.5 | 87.2 | 548.7 | 488.3 | 31.8 | 4.41 | 37.7 | 1839.1 | 0.24 | 490.5 | 92.6 | 583.1 | 24 | 0 | 0.29 | 24.29 | 25.17 | 0 | 0.29 | 25.45 | 388799.2 | 102163.5 | 166.3 | 4091 | 0 | 4931.1 | 49385.7 | 0 | 0 | 0 | 110149.5 | 0 | 95.5 | 3315.4 | 28022.2 | 86041.2 | 437.9 | 0 | 0 | 0 | 99131.2 | 3032.3 | 0 | 0 | 0 | 4925.3
149 | 7 | Day7 | 4 | Hour4 | 1 | Winter | 2761 | #N/A | Winter | 387924.3 | 2024-01-07 04:00 | 377840 | 1846 | 3082.6 | 5155.7 | 387924.3 | 365701.5 | 288814.2 | 0.0321 | 0.0419 | 0.58 | 0.58 | 246.6 | 17.7 | 2.48 | 19.7 | 879.3 | 0.16 | 247.8 | 46 | 293.8 | 255.9 | 18.3 | 2.57 | 20.5 | 913.2 | 0.17 | 257.2 | 47.8 | 304.9 | 471.1 | 30.9 | 4.29 | 35.7 | 1765.6 | 0.22 | 473.2 | 88.4 | 561.6 | 498.9 | 30.4 | 4.18 | 40 | 1944.4 | 0.23 | 501 | 98 | 599 | 24.84 | 0 | 0.29 | 25.13 | 26.04 | 0 | 0.28 | 26.32 | 387924.3 | 99110.1 | 245.7 | 4120.6 | 0 | 4931.1 | 50277.2 | 0 | 0 | 0 | 112436.6 | 0 | 95.5 | 3315.4 | 26017.5 | 86902.2 | 437.9 | 34.7 | 0 | 0 | 96195.4 | 2914.7 | 0 | 0 | 0 | 4869.1
150 | 7 | Day7 | 5 | Hour5 | 1 | Winter | 2761 | #N/A | Winter | 393245.1 | 2024-01-07 05:00 | 384912.6 | 1430 | 1787.3 | 5115.2 | 393245.1 | 372473.4 | 297133 | 0.0323 | 0.0426 | 0.56 | 0.56 | 259.7 | 19 | 2.67 | 20.3 | 914.7 | 0.17 | 261 | 47.6 | 308.6 | 269.6 | 19.7 | 2.77 | 21.1 | 950.3 | 0.18 | 271 | 49.5 | 320.5 | 488 | 33.4 | 4.66 | 35.7 | 1785.3 | 0.23 | 490.3 | 89 | 579.3 | 828.7 | 81.5 | 11.74 | 38.1 | 2246.5 | 0.4 | 834.3 | 105.2 | 939.5 | 25.45 | 0 | 0.28 | 25.73 | 26.71 | 0 | 0.27 | 26.98 | 393245.1 | 96112.1 | 32.4 | 4120.6 | 0 | 4931.1 | 55139 | 0 | 0 | 0 | 116480.3 | 0 | 95.5 | 3315.4 | 25546.9 | 87033.9 | 437.9 | 0 | 0 | 0 | 93202.7 | 2909.4 | 0 | 0 | 0 | 4614.6
151 | 7 | Day7 | 6 | Hour6 | 1 | Winter | 2761 | #N/A | Winter | 403489.5 | 2024-01-07 06:00 | 398085.6 | 0 | 217.1 | 5186.7 | 403489.5 | 385075.4 | 310596.2 | 0.0327 | 0.0441 | 0.54 | 0.54 | 278.1 | 20.9 | 2.94 | 21 | 962.2 | 0.18 | 279.5 | 49.8 | 329.2 | 287.8 | 21.6 | 3.04 | 21.8 | 996.8 | 0.18 | 289.3 | 51.6 | 340.9 | 504.4 | 35.6 | 4.97 | 36.1 | 1812.6 | 0.24 | 506.8 | 90.2 | 597 | 569.1 | 38.2 | 5.31 | 42.3 | 2105.6 | 0.27 | 571.6 | 105.1 | 676.8 | 26.31 | 0 | 0.25 | 26.56 | 27.59 | 0 | 0.27 | 27.85 | 403489.5 | 92893.3 | 273.6 | 4121.7 | 0 | 4931.1 | 62820.4 | 0 | 0 | 69.8 | 122087.6 | 0 | 95.5 | 3315.4 | 25479.2 | 87033.9 | 437.9 | 0 | 0 | 7.9 | 89916 | 2899.5 | 0 | 0 | 0 | 4936.7
152 | 7 | Day7 | 7 | Hour7 | 1 | Winter | 2761 | #N/A | Winter | 418398.1 | 2024-01-07 07:00 | 413725.5 | 0 | 0 | 4672.7 | 418398.1 | 400019.2 | 319729.4 | 0.0331 | 0.0458 | 0.54 | 0.54 | 280.6 | 21.3 | 3.01 | 20.9 | 961.6 | 0.18 | 282 | 49.6 | 331.6 | 290.4 | 22.1 | 3.11 | 21.6 | 996 | 0.18 | 291.9 | 51.4 | 343.2 | 468.7 | 31.8 | 4.42 | 34.6 | 1725.3 | 0.22 | 470.9 | 86.1 | 557 | 914.4 | 89.8 | 12.92 | 42.3 | 2485.2 | 0.44 | 920.6 | 116.4 | 1037.1 | 28.79 | 0 | 0.25 | 29.04 | 30.18 | 0 | 0.26 | 30.44 | 418398.1 | 98668.7 | 826.5 | 4198.3 | 0 | 4931.1 | 66933.2 | 0 | 0 | 3285.6 | 124365.7 | 0 | 95.5 | 3315.4 | 26229.8 | 88396.1 | 437.9 | 0 | 0 | 7829.8 | 84597.2 | 2956.1 | 55.3 | 0 | 0 | 5515.9
153 | 7 | Day7 | 8 | Hour8 | 1 | Winter | 2761 | #N/A | Winter | 434608.4 | 2024-01-07 08:00 | 426414.4 | 1012.4 | 3261.3 | 3920.3 | 434608.5 | 412131.8 | 314096.3 | 0.0335 | 0.0471 | 0.58 | 0.58 | 259.2 | 19.9 | 2.81 | 19.2 | 883.3 | 0.17 | 260.6 | 45.6 | 306.2 | 270 | 20.8 | 2.93 | 20 | 918.2 | 0.17 | 271.4 | 47.4 | 318.8 | 285.1 | 15.7 | 2.14 | 24.3 | 1163 | 0.13 | 286.2 | 59 | 345.2 | 632.6 | 41.8 | 5.81 | 47.6 | 2361.6 | 0.29 | 635.4 | 118.1 | 753.5 | 28.44 | 0 | 0.27 | 28.71 | 29.87 | 0 | 0.27 | 30.13 | 434608.4 | 120512.2 | 1522.4 | 4198.3 | 0 | 5018 | 64797.7 | 0 | 0 | 7269.8 | 117265.4 | 0 | 95.5 | 3315.4 | 29014.9 | 88396.1 | 437.9 | 34.7 | 0 | 31890.2 | 78408 | 2944.1 | 3012.2 | 0 | 0 | 5459.6
154 | 7 | Day7 | 9 | Hour9 | 1 | Winter | 2761 | #N/A | Winter | 445223.6 | 2024-01-07 09:00 | 435365.4 | 1116.7 | 4769.4 | 3972.1 | 445223.6 | 420672.3 | 313959.8 | 0.0337 | 0.0481 | 0.59 | 0.59 | 250.5 | 19.2 | 2.72 | 18.6 | 852.7 | 0.16 | 251.8 | 44 | 295.8 | 261.6 | 20.2 | 2.85 | 19.3 | 888.8 | 0.17 | 263 | 45.9 | 308.9 | 167.9 | 6.2 | 0.78 | 17.1 | 782.7 | 0.08 | 168.3 | 40.5 | 208.7 | 912.8 | 90.8 | 13.07 | 41.1 | 2444.8 | 0.44 | 919.1 | 114.1 | 1033.2 | 27.96 | 0 | 0.27 | 28.23 | 29.42 | 0 | 0.27 | 29.7 | 445223.6 | 131263.9 | 893.3 | 4198.3 | 0 | 5842 | 64294.4 | 0 | 5.4 | 9379.2 | 115638.4 | 0 | 95.5 | 3315.4 | 30848.4 | 88396.1 | 437.9 | 0 | 0 | 64352.4 | 54549.6 | 2977.2 | 6496.2 | 0 | 33.3 | 6129.7
155 | 7 | Day7 | 10 | Hour10 | 1 | Winter | 2761 | #N/A | Winter | 447009.2 | 2024-01-07 10:00 | 439954.8 | 372.1 | 2830 | 3852.3 | 447009.3 | 425041 | 304651.5 | 0.0339 | 0.0486 | 0.59 | 0.59 | 257.5 | 20.5 | 2.9 | 18.4 | 855.2 | 0.17 | 258.9 | 44 | 302.9 | 267.8 | 21.3 | 3.02 | 19.1 | 887.7 | 0.17 | 269.3 | 45.6 | 314.9 | 133.4 | 5 | 0.64 | 13.5 | 618.2 | 0.06 | 133.8 | 31.9 | 165.7 | 776.8 | 79.1 | 11.42 | 33.3 | 2020.3 | 0.38 | 782.3 | 93.6 | 875.9 | 27.38 | 0 | 0.27 | 27.64 | 28.82 | 0 | 0.28 | 29.1 | 447009.2 | 142357.8 | 0 | 4198.3 | 0 | 5842 | 69400.5 | 0 | 481 | 12804.6 | 111466.6 | 0 | 95.5 | 3315.4 | 21499.2 | 88396.1 | 437.9 | 0 | 0 | 95361.9 | 30803.8 | 2906.5 | 8250 | 0 | 12.4 | 7355.4
156 | 7 | Day7 | 11 | Hour11 | 1 | Winter | 2761 | #N/A | Winter | 454435 | 2024-01-07 11:00 | 440302.6 | 4059.7 | 5872.1 | 4200.5 | 454435 | 425363.8 | 304875.3 | 0.0339 | 0.0486 | 0.6 | 0.6 | 253.3 | 20.1 | 2.85 | 18.1 | 841.2 | 0.16 | 254.7 | 43.2 | 297.9 | 266.8 | 21.3 | 3.02 | 19 | 882.5 | 0.17 | 268.2 | 45.3 | 313.5 | 114.8 | 4.2 | 0.53 | 11.7 | 536.5 | 0.05 | 115.1 | 27.7 | 142.8 | 570 | 32.7 | 4.46 | 47.5 | 2286.4 | 0.26 | 572.1 | 115.7 | 687.8 | 27.35 | 0 | 0.28 | 27.63 | 28.79 | 0 | 0.29 | 29.08 | 454435 | 149559.7 | 0 | 4198.3 | 0 | 5291.1 | 69416.7 | 0 | 718.8 | 14478.7 | 111457.5 | 0 | 95.5 | 3315.4 | 22266.8 | 88396.1 | 437.9 | 0 | 0 | 106747.3 | 24692.3 | 2922.7 | 12036.9 | 213 | 1.5 | 7393.2
157 | 7 | Day7 | 12 | Hour12 | 1 | Winter | 2761 | #N/A | Winter | 451195.7 | 2024-01-07 12:00 | 437283.2 | 2533.7 | 7248 | 4130.8 | 451195.7 | 422479.1 | 305176.7 | 0.0339 | 0.0484 | 0.6 | 0.59 | 254.9 | 20.3 | 2.87 | 18.2 | 846.5 | 0.16 | 256.3 | 43.5 | 299.8 | 268.3 | 21.4 | 3.03 | 19.1 | 887.2 | 0.17 | 269.7 | 45.5 | 315.3 | 121.7 | 4.4 | 0.55 | 12.5 | 569.6 | 0.05 | 122 | 29.5 | 151.4 | 644.7 | 47.2 | 6.62 | 44.4 | 2263.2 | 0.3 | 647.9 | 111.9 | 759.9 | 27.51 | 0 | 0.28 | 27.79 | 28.92 | 0 | 0.29 | 29.21 | 451195.7 | 146019 | 0 | 4198.3 | 0 | 5486.7 | 69445.4 | 0 | 705.4 | 15002.8 | 111422.1 | 0 | 95.5 | 3315.4 | 22379.3 | 88396.1 | 437.9 | 0 | 0 | 104474 | 22786.9 | 3049.8 | 13809.4 | 213 | 21.3 | 7357.1
158 | 7 | Day7 | 13 | Hour13 | 1 | Winter | 2761 | #N/A | Winter | 444689.4 | 2024-01-07 13:00 | 431660.3 | 1334 | 7680.2 | 4015 | 444689.4 | 417118.4 | 299697.1 | 0.0337 | 0.0478 | 0.6 | 0.6 | 248.9 | 19.6 | 2.78 | 18 | 830.7 | 0.16 | 250.2 | 42.8 | 293 | 261 | 20.7 | 2.93 | 18.7 | 867.3 | 0.17 | 262.4 | 44.6 | 307 | 129.2 | 5 | 0.65 | 12.9 | 592.5 | 0.06 | 129.5 | 30.6 | 160.1 | 573.9 | 38.6 | 5.36 | 42.6 | 2122.7 | 0.27 | 576.5 | 106 | 682.5 | 27.26 | 0 | 0.28 | 27.54 | 28.63 | 0 | 0.29 | 28.93 | 444689.4 | 144992.3 | 0 | 4198.3 | 0 | 5754.2 | 66221.4 | 0 | 652.8 | 16360.7 | 108928.3 | 0 | 95.5 | 3315.4 | 22350.1 | 88396.1 | 437.9 | 0 | 0 | 102304.1 | 22555.7 | 3119 | 12844.7 | 106.1 | 0 | 7032
159 | 7 | Day7 | 14 | Hour14 | 1 | Winter | 2761 | #N/A | Winter | 438822 | 2024-01-07 14:00 | 425928.2 | 1320.6 | 7646.5 | 3926.7 | 438822 | 411657.8 | 297817.6 | 0.0335 | 0.0471 | 0.6 | 0.6 | 249.3 | 19.6 | 2.77 | 18.2 | 835.7 | 0.16 | 250.7 | 43.1 | 293.8 | 261.5 | 20.6 | 2.92 | 18.9 | 872.6 | 0.17 | 262.9 | 45 | 307.8 | 123.5 | 4.5 | 0.57 | 12.6 | 577.2 | 0.06 | 123.8 | 29.8 | 153.7 | 554.1 | 33 | 4.53 | 45 | 2182.5 | 0.26 | 556.3 | 110.1 | 666.4 | 27.2 | 0 | 0.28 | 27.48 | 28.54 | 0 | 0.3 | 28.84 | 438822 | 141004.4 | 0 | 4198.3 | 0 | 5731.1 | 64854.1 | 0 | 630.8 | 15077 | 108935.2 | 0 | 95.5 | 3315.4 | 21854 | 88396.1 | 437.9 | 0 | 0 | 99241.1 | 22728.1 | 3327.4 | 12267.9 | 8.4 | 0 | 6472.9
160 | 7 | Day7 | 15 | Hour15 | 1 | Winter | 2761 | #N/A | Winter | 435069.4 | 2024-01-07 15:00 | 422717.4 | 3885.6 | 4580 | 3886.5 | 435069.4 | 408603.6 | 301698.5 | 0.0334 | 0.0468 | 0.59 | 0.58 | 257.6 | 20.2 | 2.86 | 18.7 | 863 | 0.17 | 259 | 44.5 | 303.4 | 270.7 | 21.3 | 3.02 | 19.6 | 904.9 | 0.17 | 272.2 | 46.6 | 318.8 | 126.6 | 4.1 | 0.51 | 13.4 | 606.1 | 0.06 | 126.8 | 31.4 | 158.3 | 802.9 | 81.7 | 11.79 | 34.5 | 2091.6 | 0.39 | 808.6 | 96.9 | 905.5 | 27.44 | 0 | 0.28 | 27.73 | 28.8 | 0 | 0.29 | 29.09 | 435069.4 | 133370.9 | 0 | 4198.3 | 0 | 5445.9 | 66645.3 | 0 | 659.3 | 12529.3 | 111335.5 | 0 | 95.5 | 3315.4 | 21828.7 | 88396.1 | 437.9 | 0 | 0 | 92121.1 | 24494.9 | 3566.3 | 10655.1 | 0 | 0 | 6871.4
161 | 7 | Day7 | 16 | Hour16 | 1 | Winter | 2761 | #N/A | Winter | 439639.6 | 2024-01-07 16:00 | 427466.4 | 4512.9 | 3408.2 | 4252 | 439639.6 | 413142.4 | 328329.5 | 0.0335 | 0.0472 | 0.54 | 0.54 | 286.9 | 22.5 | 3.19 | 20.6 | 959.4 | 0.18 | 288.4 | 49.2 | 337.6 | 302 | 23.8 | 3.37 | 21.6 | 1008.1 | 0.19 | 303.6 | 51.7 | 355.3 | 263.2 | 14.9 | 2.03 | 22.1 | 1062.2 | 0.12 | 264.2 | 53.8 | 318 | 665 | 49.5 | 6.97 | 45.2 | 2295.1 | 0.32 | 668.4 | 113.7 | 782.1 | 28.15 | 0 | 0.28 | 28.44 | 29.61 | 0 | 0.29 | 29.9 | 439639.6 | 111310 | 0 | 4247.1 | 0 | 7819.2 | 75642.4 | 0 | 697 | 11012.8 | 124843.7 | 0 | 159.1 | 3315.4 | 23318.4 | 88396.1 | 588 | 0 | 0 | 68248.1 | 27504.9 | 3847.2 | 8426.9 | 0 | 0 | 7713.3
162 | 7 | Day7 | 17 | Hour17 | 1 | Winter | 2761 | #N/A | Winter | 456908.8 | 2024-01-07 17:00 | 445267.3 | 4170.7 | 3393.1 | 4077.7 | 456908.8 | 430082.8 | 370697.4 | 0.0341 | 0.0492 | 0.48 | 0.47 | 336 | 27.3 | 3.87 | 22.8 | 1095.9 | 0.2 | 337.9 | 55.6 | 393.5 | 354.6 | 28.8 | 4.09 | 24 | 1154.4 | 0.21 | 356.6 | 58.5 | 415.1 | 413 | 27 | 3.75 | 31.4 | 1548.8 | 0.19 | 414.8 | 77.6 | 492.4 | 590.4 | 37 | 5.12 | 46.5 | 2256.5 | 0.28 | 592.9 | 113.8 | 706.8 | 32.53 | 0 | 0.28 | 32.81 | 34.32 | 0 | 0.29 | 34.61 | 456908.8 | 86211.4 | 682.3 | 4247.1 | 0 | 7823.8 | 95376.4 | 0 | 653.7 | 8075.8 | 140485.1 | 0 | 159.1 | 3315.4 | 28655.2 | 88396.1 | 693.3 | 863.6 | 0 | 40605.1 | 32801.4 | 4075.4 | 6587.8 | 0.4 | 842.2 | 7717.9
163 | 7 | Day7 | 18 | Hour18 | 1 | Winter | 2761 | #N/A | Winter | 460182.2 | 2024-01-07 18:00 | 457124.2 | 0 | 0 | 3057.9 | 460182.2 | 441337.3 | 399833.2 | 0.0345 | 0.0506 | 0.46 | 0.45 | 347.9 | 27.6 | 3.91 | 24.1 | 1152.9 | 0.21 | 349.8 | 58.5 | 408.4 | 365.6 | 28.9 | 4.09 | 25.5 | 1214.7 | 0.22 | 367.6 | 61.7 | 429.3 | 431.8 | 26.7 | 3.68 | 34.2 | 1668.3 | 0.2 | 433.6 | 84 | 517.6 | 442.2 | 8.5 | 0.88 | 52.3 | 2291.9 | 0.2 | 442.7 | 120.6 | 563.3 | 34.35 | 0 | 0.28 | 34.63 | 36.18 | 0 | 0.3 | 36.47 | 460182.2 | 60349 | 4423.6 | 4247.1 | 0 | 8374.7 | 96576.9 | 0 | 263.4 | 2681.3 | 153171.3 | 0 | 159.1 | 3315.4 | 35859.6 | 88396.1 | 819 | 4490.4 | 0 | 11057.8 | 42179 | 4167.5 | 5160.9 | 0 | 2307.3 | 8315.2
164 | 7 | Day7 | 19 | Hour19 | 1 | Winter | 2761 | #N/A | Winter | 465083.6 | 2024-01-07 19:00 | 461697.6 | 0 | 0 | 3386.1 | 465083.7 | 445685 | 410783.2 | 0.0347 | 0.051 | 0.45 | 0.45 | 348.4 | 27.4 | 3.88 | 24.4 | 1161 | 0.21 | 350.3 | 59 | 409.3 | 364.9 | 28.6 | 4.05 | 25.6 | 1218.2 | 0.22 | 366.9 | 62 | 428.9 | 456.6 | 28.1 | 3.88 | 36.3 | 1765 | 0.21 | 458.5 | 88.9 | 547.4 | 1030.9 | 110.6 | 16.02 | 39.4 | 2491.6 | 0.52 | 1038.6 | 113.7 | 1152.3 | 34.15 | 0 | 0.28 | 34.43 | 35.99 | 0 | 0.3 | 36.28 | 465083.6 | 54300.5 | 6101.2 | 4247.1 | 0 | 8374.7 | 96587.6 | 0 | 0 | 0.4 | 155685 | 0 | 1268.6 | 3315.4 | 42687.3 | 88396.1 | 1033.1 | 3087 | 0 | 1.1 | 49984.8 | 4314.3 | 1648.7 | 0 | 1215 | 8315.2
165 | 7 | Day7 | 20 | Hour20 | 1 | Winter | 2761 | #N/A | Winter | 464584.7 | 2024-01-07 20:00 | 460879.8 | 0 | 0 | 3705 | 464584.7 | 444893.2 | 406579.4 | 0.0347 | 0.051 | 0.46 | 0.45 | 344.6 | 27 | 3.83 | 24.2 | 1152 | 0.21 | 346.5 | 58.6 | 405 | 359.1 | 28.2 | 3.98 | 25.2 | 1201.1 | 0.21 | 361.1 | 61.1 | 422.1 | 462.8 | 28.8 | 3.97 | 36.5 | 1782.7 | 0.22 | 464.7 | 89.7 | 554.4 | 954 | 94 | 13.54 | 44 | 2569.1 | 0.47 | 960.5 | 120.7 | 1081.1 | 32.24 | 0 | 0.28 | 32.53 | 33.98 | 0 | 0.3 | 34.28 | 464584.7 | 58005.3 | 2892.4 | 4247.1 | 0 | 8374.7 | 95120.5 | 0 | 0 | 0 | 155239 | 0 | 1268.6 | 3315.4 | 44668.1 | 88396.1 | 802 | 2255.5 | 0 | 0 | 53750.3 | 4255 | 0.1 | 346.4 | 3520.1 | 7815.2
166 | 7 | Day7 | 21 | Hour21 | 1 | Winter | 2761 | #N/A | Winter | 454183.4 | 2024-01-07 21:00 | 450411.4 | 0 | 0 | 3772 | 454183.4 | 434930.1 | 395520.1 | 0.0344 | 0.0499 | 0.46 | 0.46 | 338.1 | 26.4 | 3.74 | 23.9 | 1133.4 | 0.2 | 339.9 | 57.7 | 397.6 | 352.1 | 27.5 | 3.89 | 24.9 | 1181 | 0.21 | 354 | 60.2 | 414.1 | 469.5 | 29.8 | 4.12 | 36.5 | 1790.7 | 0.22 | 471.5 | 89.9 | 561.4 | 659.8 | 45.5 | 6.36 | 48.2 | 2389.9 | 0.32 | 662.9 | 119.5 | 782.4 | 31.31 | 0 | 0.29 | 31.6 | 32.96 | 0 | 0.3 | 33.26 | 454183.4 | 58663.3 | 2320.5 | 4247.1 | 0 | 8374.7 | 90729.2 | 0 | 0 | 0 | 151882.5 | 0 | 159.1 | 3315.4 | 41931.4 | 88396.1 | 819 | 3345 | 0 | 0 | 54418.5 | 4244.8 | 0 | 457.7 | 3936.6 | 7214.9
167 | 7 | Day7 | 22 | Hour22 | 1 | Winter | 2761 | #N/A | Winter | 438520 | 2024-01-07 22:00 | 434665 | 0 | 0 | 3855 | 438520.1 | 419930.5 | 380546.3 | 0.0339 | 0.0483 | 0.47 | 0.47 | 330.5 | 25.6 | 3.62 | 23.7 | 1114.7 | 0.2 | 332.3 | 57 | 389.2 | 343.3 | 26.6 | 3.76 | 24.6 | 1158.5 | 0.21 | 345.1 | 59.2 | 404.3 | 472.2 | 29 | 3.99 | 37.6 | 1834 | 0.22 | 474.2 | 92.3 | 566.5 | 474.2 | 10.8 | 1.19 | 54.3 | 2419.9 | 0.21 | 474.9 | 126.5 | 601.4 | 30.39 | 0 | 0.29 | 30.68 | 31.93 | 0 | 0.31 | 32.24 | 438520 | 57973.8 | 1720 | 4247.1 | 0 | 8011.2 | 84747.4 | 0 | 0 | 0 | 146113.3 | 0 | 159.1 | 3315.4 | 41256 | 88396.1 | 819 | 1761.8 | 0 | 0 | 53777.1 | 4196.6 | 0 | 328.6 | 3490 | 6070.6
168 | 7 | Day7 | 23 | Hour23 | 1 | Winter | 2761 | #N/A | Winter | 419591.9 | 2024-01-07 23:00 | 415712 | 0 | 0 | 3879.8 | 419591.9 | 401850.8 | 363120.8 | 0.0333 | 0.0463 | 0.48 | 0.47 | 327.8 | 25.4 | 3.59 | 23.6 | 1106.2 | 0.2 | 329.5 | 56.6 | 386.1 | 340 | 26.3 | 3.72 | 24.5 | 1148.2 | 0.21 | 341.8 | 58.8 | 400.6 | 469.8 | 27.8 | 3.81 | 38.4 | 1855.9 | 0.22 | 471.7 | 93.7 | 565.4 | 639.3 | 42.3 | 5.89 | 48.3 | 2371.4 | 0.31 | 642.2 | 119 | 761.2 | 29.89 | 0 | 0.29 | 30.17 | 31.34 | 0 | 0.31 | 31.65 | 419591.9 | 56471 | 1579.7 | 4198.3 | 0 | 5946.6 | 80245.1 | 0 | 0 | 0 | 139044.6 | 0 | 159.1 | 3315.4 | 38431.6 | 88396.1 | 725 | 1079.4 | 0 | 0 | 52451.6 | 4019.4 | 0 | 156.7 | 3367.2 | 5041.6
169 | 8 | Day8 | 0 | Hour0 | 1 | Winter | 96 | 485462.2 | Winter | 402223.1 | 2024-01-08 | 397718.1 | 555.7 | 227.3 | 3722 | 402223.1 | 384665.7 | 347591.7 | 0.0328 | 0.0444 | 0.48 | 0.48 | 322.2 | 25 | 3.53 | 23.3 | 1088.1 | 0.2 | 323.9 | 55.8 | 379.7 | 335 | 26 | 3.67 | 24.3 | 1132 | 0.21 | 336.8 | 58.1 | 394.8 | 482.7 | 29.5 | 4.06 | 38.5 | 1877.1 | 0.22 | 484.7 | 94.5 | 579.2 | 726.1 | 66 | 9.46 | 38.5 | 2126.5 | 0.36 | 730.7 | 102 | 832.7 | 29.65 | 0 | 0.29 | 29.94 | 31.04 | 0 | 0.3 | 31.34 | 402223.1 | 54631.4 | 2600.3 | 4198.3 | 0 | 5946.6 | 75692 | 0 | 0 | 0 | 131436.2 | 0 | 159.1 | 3315.4 | 32839.8 | 88396.1 | 550.8 | 2457.1 | 0 | 0 | 51033.8 | 3597.6 | 0 | 339.1 | 262.6 | 5125.5
170 | 8 | Day8 | 1 | Hour1 | 1 | Winter | 2761 | #N/A | Winter | 389541.4 | 2024-01-08 01:00 | 382943.6 | 1096.6 | 2007.9 | 3493.2 | 389541.4 | 370547.2 | 336237.5 | 0.0324 | 0.0426 | 0.48 | 0.48 | 320.7 | 24.8 | 3.5 | 23.3 | 1086 | 0.2 | 322.4 | 55.8 | 378.2 | 334.1 | 25.9 | 3.65 | 24.3 | 1130.8 | 0.21 | 335.9 | 58.1 | 394 | 494.7 | 30.9 | 4.26 | 38.9 | 1903.2 | 0.23 | 496.8 | 95.6 | 592.4 | 664.9 | 48.4 | 6.8 | 46 | 2339.8 | 0.31 | 668.2 | 115.8 | 783.9 | 29.33 | 0 | 0.3 | 29.63 | 30.67 | 0 | 0.3 | 30.96 | 389541.4 | 53303.8 | 1589.6 | 4198.3 | 0 | 5842 | 72770.5 | 0 | 0 | 0 | 127790.2 | 0 | 128 | 3315.4 | 28598.4 | 88396.1 | 411.1 | 3197.8 | 0 | 0 | 49865.6 | 3438.3 | 0 | 174 | 0 | 4662.1
171 | 8 | Day8 | 2 | Hour2 | 1 | Winter | 2761 | #N/A | Winter | 381496 | 2024-01-08 02:00 | 373606.5 | 2142 | 2415.1 | 3332.4 | 381496 | 361618.8 | 330301.6 | 0.0321 | 0.0415 | 0.48 | 0.48 | 323.2 | 25 | 3.53 | 23.6 | 1095.3 | 0.2 | 324.9 | 56.3 | 381.2 | 336.8 | 26.1 | 3.68 | 24.5 | 1139.5 | 0.21 | 338.6 | 58.5 | 397.1 | 488.4 | 29.9 | 4.11 | 38.9 | 1898.9 | 0.23 | 490.4 | 95.6 | 586 | 940.9 | 93.3 | 13.44 | 42.6 | 2528.1 | 0.46 | 947.4 | 118.1 | 1065.5 | 29.03 | 0 | 0.3 | 29.33 | 30.33 | 0 | 0.29 | 30.62 | 381496 | 51194.4 | 708 | 4198.3 | 0 | 5842 | 71707.5 | 0 | 0 | 0 | 126497.3 | 0 | 95.5 | 3315.4 | 26640 | 88396.1 | 411.1 | 2490.4 | 0 | 0 | 47940.4 | 3254 | 0 | 0 | 0 | 4848.9
172 | 8 | Day8 | 3 | Hour3 | 1 | Winter | 2761 | #N/A | Winter | 377156.9 | 2024-01-08 03:00 | 369672.5 | 1395.9 | 2725.4 | 3363.1 | 377156.9 | 357857.2 | 328091.3 | 0.032 | 0.041 | 0.47 | 0.47 | 327.1 | 25.3 | 3.57 | 23.9 | 1108.6 | 0.21 | 328.8 | 57 | 385.8 | 340.4 | 26.4 | 3.73 | 24.8 | 1151.5 | 0.21 | 342.2 | 59.1 | 401.4 | 495.5 | 30.5 | 4.2 | 39.3 | 1920.3 | 0.23 | 497.5 | 96.6 | 594.1 | 606.5 | 37.9 | 5.23 | 47.6 | 2333.1 | 0.28 | 609.1 | 117.2 | 726.3 | 29 | 0 | 0.29 | 29.29 | 30.27 | 0 | 0.28 | 30.55 | 377156.9 | 49065.6 | 690.8 | 4198.3 | 0 | 5842 | 71779.9 | 0 | 0 | 0 | 126596.8 | 0 | 95.5 | 3315.4 | 25973.3 | 88396.1 | 411.1 | 792.1 | 0 | 0 | 46084 | 2981.6 | 0 | 0 | 877 | 5185.6
173 | 8 | Day8 | 4 | Hour4 | 1 | Winter | 2761 | #N/A | Winter | 377877.7 | 2024-01-08 04:00 | 370572.8 | 1874.9 | 2151.2 | 3278.9 | 377877.7 | 358725.6 | 329807.5 | 0.032 | 0.0411 | 0.47 | 0.46 | 332.3 | 25.7 | 3.64 | 24.1 | 1123.8 | 0.21 | 334 | 57.7 | 391.7 | 345.3 | 26.8 | 3.79 | 25 | 1166.2 | 0.22 | 347.1 | 59.8 | 407 | 492.5 | 30.2 | 4.15 | 39.3 | 1914.2 | 0.23 | 494.6 | 96.4 | 590.9 | 601 | 39.6 | 5.49 | 45.4 | 2248.4 | 0.28 | 603.7 | 112.5 | 716.1 | 29.06 | 0 | 0.29 | 29.35 | 30.33 | 0 | 0.28 | 30.61 | 377877.7 | 48070.3 | 1021.9 | 4198.3 | 0 | 5842 | 73358.9 | 0 | 0 | 0 | 128159.4 | 0 | 95.5 | 3315.4 | 24974.2 | 88396.1 | 411.1 | 34.7 | 0 | 0 | 45373.7 | 2696.6 | 0 | 0 | 0 | 4973.4
174 | 8 | Day8 | 5 | Hour5 | 1 | Winter | 2761 | #N/A | Winter | 381766.5 | 2024-01-08 05:00 | 376624.8 | 227.7 | 1476.2 | 3437.9 | 381766.5 | 364530.9 | 334457.4 | 0.0321 | 0.0418 | 0.46 | 0.46 | 339.1 | 26.4 | 3.73 | 24.4 | 1142.8 | 0.21 | 340.9 | 58.5 | 399.4 | 351.2 | 27.4 | 3.87 | 25.3 | 1182.6 | 0.22 | 353.1 | 60.6 | 413.7 | 490.4 | 30.2 | 4.16 | 39 | 1901.2 | 0.23 | 492.4 | 95.7 | 588.1 | 889.9 | 88.5 | 12.74 | 40.1 | 2383.5 | 0.43 | 896 | 111.3 | 1007.3 | 29.22 | 0 | 0.26 | 29.48 | 30.5 | 0 | 0.27 | 30.78 | 381766.5 | 47309.1 | 201.8 | 4198.3 | 0 | 5946.6 | 76197.7 | 0 | 0 | 0 | 130908.2 | 0 | 95.5 | 3315.4 | 24784.2 | 88396.1 | 411.1 | 2.7 | 0 | 0 | 44853.7 | 2455.3 | 0 | 0 | 0 | 5646.4
175 | 8 | Day8 | 6 | Hour6 | 1 | Winter | 2761 | #N/A | Winter | 392400.4 | 2024-01-08 06:00 | 388357 | 45.5 | 471.3 | 3526.5 | 392400.3 | 375767.6 | 345559.4 | 0.0324 | 0.043 | 0.44 | 0.44 | 350 | 27.5 | 3.9 | 24.8 | 1169.8 | 0.21 | 351.8 | 59.7 | 411.6 | 362.2 | 28.5 | 4.03 | 25.6 | 1210.2 | 0.22 | 364.1 | 61.8 | 425.9 | 495.2 | 30.6 | 4.21 | 39.3 | 1917.1 | 0.23 | 497.2 | 96.4 | 593.7 | 790.7 | 74 | 10.61 | 39.9 | 2264.9 | 0.38 | 795.8 | 107.5 | 903.2 | 29.57 | 0 | 0.26 | 29.82 | 30.9 | 0 | 0.27 | 31.17 | 392400.4 | 46841 | 38.9 | 4198.3 | 0 | 5946.6 | 82072.7 | 0 | 0 | 93 | 135613.3 | 0 | 95.5 | 3315.4 | 25471.4 | 88396.1 | 411.1 | 0 | 0 | 13.1 | 44498 | 2237 | 0 | 0 | 0 | 5247.7
176 | 8 | Day8 | 7 | Hour7 | 1 | Winter | 2761 | #N/A | Winter | 406779.4 | 2024-01-08 07:00 | 403334.9 | 6.2 | 0 | 3438.3 | 406779.4 | 390088.8 | 348778.2 | 0.0328 | 0.0447 | 0.46 | 0.46 | 342.6 | 27 | 3.82 | 24.2 | 1143.3 | 0.21 | 344.5 | 58.3 | 402.8 | 354.5 | 28 | 3.96 | 25 | 1183 | 0.22 | 356.5 | 60.3 | 416.8 | 450.6 | 27.5 | 3.78 | 36 | 1755.7 | 0.21 | 452.4 | 88.4 | 540.9 | 606.2 | 38.4 | 5.31 | 47.1 | 2314.7 | 0.28 | 608.8 | 116.2 | 725 | 29.81 | 0 | 0.25 | 30.06 | 31.2 | 0 | 0.26 | 31.46 | 406779.4 | 58001.2 | 160.7 | 4198.3 | 0 | 5946.6 | 83498 | 0 | 0 | 2358.2 | 136889.9 | 0 | 95.5 | 3315.4 | 25866.6 | 88396.1 | 411.1 | 0 | 0 | 8499.5 | 45141.2 | 2002.4 | 76.9 | 0 | 0 | 5705.2
177 | 8 | Day8 | 8 | Hour8 | 1 | Winter | 2761 | #N/A | Winter | 422369.9 | 2024-01-08 08:00 | 415976.4 | 574.1 | 2637.9 | 3181.5 | 422369.9 | 402158.6 | 337831.5 | 0.0332 | 0.0461 | 0.51 | 0.51 | 312.8 | 24.8 | 3.52 | 22 | 1038.6 | 0.19 | 314.5 | 53.1 | 367.6 | 325.5 | 25.9 | 3.67 | 22.9 | 1079.3 | 0.2 | 327.3 | 55.1 | 382.4 | 286.9 | 14.2 | 1.9 | 25.9 | 1221.2 | 0.13 | 287.8 | 62.3 | 350.1 | 742.8 | 65.4 | 9.33 | 41.2 | 2257.8 | 0.36 | 747.3 | 108.5 | 855.8 | 29.31 | 0 | 0.27 | 29.58 | 30.75 | 0 | 0.26 | 31.01 | 422369.9 | 84538.4 | 1840.5 | 4198.3 | 0 | 5946.6 | 79726 | 0 | 0 | 5981 | 127638.7 | 0 | 95.5 | 3315.4 | 26263.4 | 88396.1 | 411.1 | 0 | 0 | 31808.9 | 45065.1 | 1683.5 | 2118 | 48.5 | 235.6 | 6057.6
178 | 8 | Day8 | 9 | Hour9 | 1 | Winter | 2761 | #N/A | Winter | 429351 | 2024-01-08 09:00 | 424521.8 | 1230.4 | 414.4 | 3184.5 | 429351.1 | 410322.1 | 329371.7 | 0.0334 | 0.047 | 0.53 | 0.53 | 291.8 | 22.8 | 3.23 | 21 | 980.1 | 0.18 | 293.3 | 50.3 | 343.6 | 302.7 | 23.7 | 3.35 | 21.8 | 1016.6 | 0.19 | 304.4 | 52.1 | 356.5 | 182.6 | 5.8 | 0.71 | 19.5 | 880.8 | 0.08 | 183 | 45.7 | 228.7 | 788.3 | 66 | 9.38 | 46.8 | 2503.6 | 0.38 | 792.9 | 121.5 | 914.3 | 28.63 | 0 | 0.27 | 28.9 | 30.05 | 0 | 0.27 | 30.32 | 429351 | 99979.3 | 1380.9 | 4198.3 | 0 | 5842 | 74093.2 | 0 | 5.3 | 7985.2 | 125231.6 | 0 | 95.5 | 3315.4 | 26407.6 | 88396.1 | 411.1 | 0 | 0 | 51750.4 | 38958.6 | 1280 | 5353.6 | 0 | 420.9 | 6426
179 | 8 | Day8 | 10 | Hour10 | 1 | Winter | 2761 | #N/A | Winter | 436541 | 2024-01-08 10:00 | 428543.6 | 659.6 | 3609 | 3728.7 | 436541 | 414158.4 | 308038.9 | 0.0336 | 0.0474 | 0.58 | 0.57 | 266.3 | 20.9 | 2.95 | 19.3 | 893.6 | 0.17 | 267.7 | 46 | 313.7 | 277.6 | 21.8 | 3.08 | 20 | 930.2 | 0.18 | 279.1 | 47.8 | 327 | 148.1 | 5.1 | 0.64 | 15.4 | 699.9 | 0.07 | 148.4 | 36.2 | 184.6 | 766 | 71.1 | 10.19 | 39.1 | 2211.3 | 0.37 | 770.9 | 105.1 | 876 | 27.37 | 0 | 0.27 | 27.64 | 28.73 | 0 | 0.28 | 29.01 | 436541 | 128502 | 0 | 4198.3 | 0 | 5783.3 | 68912.2 | 0 | 483.5 | 12220.4 | 116041 | 0 | 95.5 | 3315.4 | 20886 | 88396.1 | 411.1 | 0 | 0 | 83903.3 | 30930.2 | 964.6 | 7142.3 | 71.5 | 663.3 | 6719.6
180 | 8 | Day8 | 11 | Hour11 | 1 | Winter | 2761 | #N/A | Winter | 444144.4 | 2024-01-08 11:00 | 430728.2 | 4821.8 | 4374.7 | 4219.7 | 444144.4 | 416236.4 | 301879.4 | 0.0336 | 0.0476 | 0.6 | 0.59 | 250.1 | 19.3 | 2.72 | 18.5 | 849.3 | 0.16 | 251.4 | 43.9 | 295.3 | 263.7 | 20.4 | 2.88 | 19.4 | 892.8 | 0.17 | 265.1 | 46.1 | 311.2 | 136.2 | 5.1 | 0.65 | 13.8 | 631.9 | 0.06 | 136.6 | 32.6 | 169.2 | 726.9 | 60.8 | 8.64 | 43.2 | 2309.7 | 0.35 | 731.1 | 112.1 | 843.1 | 26.73 | 0 | 0.28 | 27.01 | 28.11 | 0 | 0.29 | 28.4 | 444144.4 | 142265 | 0 | 4198.3 | 0 | 5671.2 | 64433.4 | 0 | 732.9 | 14322.2 | 114556.8 | 0 | 95.5 | 3315.4 | 20801.5 | 88396.1 | 411.1 | 0 | 0 | 96787.9 | 29624 | 797.9 | 11589 | 0 | 589 | 8067.7
181 | 8 | Day8 | 12 | Hour12 | 1 | Winter | 2761 | #N/A | Winter | 444016.5 | 2024-01-08 12:00 | 431453 | 3336.9 | 4955.8 | 4270.8 | 444016.5 | 416924.6 | 301567.8 | 0.0337 | 0.0477 | 0.6 | 0.59 | 250.4 | 19.4 | 2.74 | 18.4 | 847.1 | 0.16 | 251.7 | 43.7 | 295.5 | 263.7 | 20.5 | 2.9 | 19.3 | 889.3 | 0.17 | 265.1 | 45.8 | 310.9 | 139.1 | 5.3 | 0.68 | 14 | 642.5 | 0.06 | 139.5 | 33.2 | 172.6 | 954.1 | 105.9 | 15.37 | 33 | 2206.4 | 0.47 | 961.4 | 98.9 | 1060.3 | 26.76 | 0 | 0.28 | 27.04 | 28.13 | 0 | 0.29 | 28.42 | 444016.5 | 142448.8 | 0 | 4198.3 | 0 | 5970.1 | 65019.7 | 0 | 711.7 | 14623.2 | 113324.3 | 0 | 95.5 | 3315.4 | 20837.2 | 88396.1 | 411.1 | 0 | 0 | 95582.1 | 30778.8 | 753 | 13901.6 | 0 | 73.7 | 6871.7
182 | 8 | Day8 | 13 | Hour13 | 1 | Winter | 2761 | #N/A | Winter | 444348.9 | 2024-01-08 13:00 | 430380.9 | 1535.1 | 7962 | 4470.9 | 444348.9 | 415908.9 | 297736.9 | 0.0336 | 0.0476 | 0.6 | 0.6 | 244.4 | 18.8 | 2.66 | 18.1 | 830.2 | 0.16 | 245.6 | 42.9 | 288.6 | 257 | 19.9 | 2.82 | 18.9 | 869.3 | 0.17 | 258.4 | 44.9 | 303.3 | 147.9 | 6.1 | 0.79 | 14.5 | 667.7 | 0.07 | 148.3 | 34.4 | 182.7 | 885.3 | 98.9 | 14.35 | 30.9 | 2030.6 | 0.46 | 892.2 | 91.5 | 983.7 | 25.23 | 0 | 0.28 | 25.51 | 26.48 | 0 | 0.3 | 26.78 | 444348.9 | 146612 | 0 | 4198.3 | 0 | 5486.7 | 62983.1 | 0 | 671.6 | 15713.3 | 112078.9 | 0 | 95.5 | 3315.4 | 20801.5 | 88366.4 | 411.1 | 0 | 0 | 96318.6 | 33107.5 | 801 | 12780.8 | 0 | 1.4 | 6617
183 | 8 | Day8 | 14 | Hour14 | 1 | Winter | 2761 | #N/A | Winter | 442510.1 | 2024-01-08 14:00 | 427485.3 | 2714.7 | 7788.4 | 4521.7 | 442510.1 | 413155.6 | 296755.3 | 0.0335 | 0.0472 | 0.6 | 0.6 | 243.8 | 18.7 | 2.64 | 18.1 | 830.1 | 0.16 | 245.1 | 42.9 | 288 | 256.7 | 19.8 | 2.8 | 19 | 870.4 | 0.17 | 258.1 | 44.9 | 303 | 152.5 | 6.2 | 0.8 | 15.1 | 692.8 | 0.07 | 152.9 | 35.7 | 188.6 | 720.5 | 64.5 | 9.22 | 39.7 | 2157.9 | 0.36 | 725 | 104.1 | 829.1 | 24.94 | 0 | 0.28 | 25.22 | 26.23 | 0 | 0.3 | 26.53 | 442510.1 | 145754.8 | 0 | 4198.3 | 0 | 6004.5 | 62364 | 0 | 653.2 | 14320 | 112004.6 | 0 | 95.5 | 3315.4 | 20793.4 | 87568.4 | 411.1 | 0 | 0 | 94761.8 | 35161.7 | 858 | 11918.4 | 0 | 0 | 6108.1
184 | 8 | Day8 | 15 | Hour15 | 1 | Winter | 2761 | #N/A | Winter | 439767.4 | 2024-01-08 15:00 | 427333 | 4438.8 | 3412.4 | 4583.3 | 439767.4 | 413017 | 303827.6 | 0.0335 | 0.0472 | 0.59 | 0.59 | 253.9 | 19.6 | 2.77 | 18.7 | 860.5 | 0.16 | 255.3 | 44.4 | 299.7 | 266.9 | 20.7 | 2.92 | 19.6 | 902.8 | 0.17 | 268.3 | 46.6 | 314.8 | 178.7 | 7.9 | 1.03 | 17.1 | 791.4 | 0.08 | 179.2 | 40.7 | 219.9 | 881.2 | 100.9 | 14.69 | 28.6 | 1928.5 | 0.46 | 888.2 | 86.2 | 974.4 | 25.23 | 0 | 0.29 | 25.52 | 26.59 | 0 | 0.3 | 26.89 | 439767.4 | 135939.9 | 0 | 4198.3 | 0 | 7070.6 | 65139.2 | 0 | 696.5 | 11056.9 | 114208.6 | 0 | 159.1 | 3315.4 | 21642.7 | 87660.8 | 432.8 | 0 | 0 | 84827.7 | 38462.1 | 896.6 | 10404.4 | 4.6 | 0 | 7010.5
185 | 8 | Day8 | 16 | Hour16 | 1 | Winter | 2761 | #N/A | Winter | 450041.9 | 2024-01-08 16:00 | 435915.6 | 5479.6 | 3412.4 | 5234.3 | 450041.9 | 421193.8 | 329438.9 | 0.0338 | 0.0481 | 0.55 | 0.54 | 284.1 | 22.2 | 3.13 | 20.5 | 954.6 | 0.18 | 285.6 | 49 | 334.6 | 299.5 | 23.4 | 3.31 | 21.5 | 1005.1 | 0.19 | 301.1 | 51.5 | 352.7 | 333.8 | 21.2 | 2.93 | 25.9 | 1272.7 | 0.16 | 335.2 | 63.9 | 399.1 | 509.9 | 29.9 | 4.11 | 42.7 | 2011.6 | 0.26 | 512 | 102.8 | 614.7 | 26.35 | 0 | 0.28 | 26.63 | 27.83 | 0 | 0.29 | 28.12 | 450041.9 | 120603 | 0.5 | 4247.1 | 0 | 7819.2 | 75558.1 | 0 | 734.4 | 10115.7 | 127878.9 | 0 | 159.1 | 3315.4 | 21973.1 | 87739.6 | 747.8 | 0 | 0 | 62403 | 46252.8 | 1097.1 | 7914.4 | 0 | 0 | 7341.8
186 | 8 | Day8 | 17 | Hour17 | 1 | Winter | 2761 | #N/A | Winter | 469172 | 2024-01-08 17:00 | 456582.9 | 3832 | 3408.2 | 5348.9 | 469172 | 440822.4 | 361445.4 | 0.0345 | 0.0505 | 0.51 | 0.51 | 311 | 24.8 | 3.51 | 21.7 | 1027.9 | 0.19 | 312.7 | 52.4 | 365.1 | 328.1 | 26.1 | 3.7 | 22.9 | 1084.4 | 0.2 | 329.9 | 55.2 | 385.1 | 425.3 | 28.6 | 3.99 | 31.6 | 1569.6 | 0.2 | 427.3 | 78.4 | 505.7 | 565.5 | 31.4 | 4.29 | 48.1 | 2285.9 | 0.27 | 567.6 | 116.3 | 684 | 31.47 | 0 | 0.28 | 31.75 | 33.28 | 0 | 0.29 | 33.57 | 469172 | 107726.7 | 800.1 | 4247.1 | 0 | 7819.2 | 88525 | 0 | 686.1 | 8404.8 | 138514.5 | 0 | 159.1 | 3315.4 | 27599.1 | 88396.1 | 904.5 | 1165.1 | 0 | 41134.9 | 56175.6 | 1325.3 | 6183.1 | 402.2 | 40.8 | 7576.2
187 | 8 | Day8 | 18 | Hour18 | 1 | Winter | 2761 | #N/A | Winter | 476342 | 2024-01-08 18:00 | 472084 | 0 | 0 | 4257.9 | 476341.9 | 455513.7 | 391786.7 | 0.0351 | 0.0523 | 0.48 | 0.48 | 333 | 26.8 | 3.8 | 22.8 | 1092 | 0.2 | 334.8 | 55.4 | 390.2 | 349.3 | 27.9 | 3.96 | 24.1 | 1150 | 0.21 | 351.2 | 58.5 | 409.6 | 442.7 | 28.5 | 3.94 | 34.1 | 1675.8 | 0.21 | 444.6 | 84.1 | 528.7 | 500.9 | 16.8 | 2.1 | 52.7 | 2369 | 0.23 | 501.9 | 123.3 | 625.3 | 47.29 | 0 | 0.28 | 47.58 | 49.93 | 0 | 0.3 | 50.23 | 476342 | 84555.2 | 4741.8 | 4247.1 | 0 | 8374.7 | 97242.8 | 0 | 289.5 | 2886.2 | 147235.1 | 0 | 159.1 | 3315.4 | 32704 | 88396.1 | 1048.1 | 4322.5 | 0 | 11650.9 | 68158.4 | 1570.1 | 5373.8 | 1506 | 3366.5 | 8063.7
188 | 8 | Day8 | 19 | Hour19 | 1 | Winter | 2761 | #N/A | Winter | 484132 | 2024-01-08 19:00 | 479002.2 | 0 | 0 | 5129.8 | 484132 | 462083.4 | 407056.5 | 0.0353 | 0.053 | 0.49 | 0.48 | 329.9 | 26.3 | 3.73 | 22.8 | 1087.9 | 0.2 | 331.7 | 55.2 | 386.9 | 345.5 | 27.4 | 3.88 | 24 | 1144 | 0.21 | 347.3 | 58.2 | 405.5 | 460.7 | 29 | 4.01 | 36 | 1763.4 | 0.22 | 462.7 | 88.6 | 551.3 | 450 | 10.5 | 1.18 | 51.5 | 2273.3 | 0.21 | 450.7 | 119.3 | 570 | 34.21 | 0 | 0.28 | 34.5 | 36.14 | 0 | 0.3 | 36.44 | 484132 | 77075.5 | 5238.4 | 4247.1 | 0 | 8374.7 | 96965.8 | 0 | 0 | 0 | 150637.2 | 0 | 159.1 | 3315.4 | 45509.4 | 88396.1 | 1050.8 | 3162.4 | 0 | 0.1 | 75355.2 | 1720.1 | 1767.5 | 977.2 | 2801.1 | 7916.5
189 | 8 | Day8 | 20 | Hour20 | 1 | Winter | 2761 | #N/A | Winter | 485462.2 | 2024-01-08 20:00 | 480124.7 | 0 | 0 | 5337.5 | 485462.2 | 463135.3 | 405633.5 | 0.0354 | 0.0531 | 0.49 | 0.49 | 327.9 | 26.1 | 3.7 | 22.7 | 1082.1 | 0.2 | 329.7 | 55 | 384.6 | 341.2 | 27.1 | 3.84 | 23.7 | 1127.9 | 0.21 | 343 | 57.3 | 400.4 | 462.3 | 29 | 4 | 36.3 | 1773.1 | 0.22 | 464.2 | 89.2 | 553.4 | 961.2 | 101.8 | 14.75 | 37.8 | 2360.8 | 0.48 | 968.2 | 108.3 | 1076.6 | 31.81 | 0 | 0.29 | 32.1 | 33.61 | 0 | 0.31 | 33.92 | 485462.2 | 79828.7 | 3020.5 | 4247.1 | 0 | 7961.1 | 96564 | 0 | 0 | 0 | 150426 | 0 | 159.1 | 3315.4 | 49580.6 | 88396.1 | 1050.8 | 912.7 | 0 | 0 | 78100.4 | 1728.3 | 0 | 0 | 594.2 | 8190.1
190 | 8 | Day8 | 21 | Hour21 | 1 | Winter | 2761 | #N/A | Winter | 473246 | 2024-01-08 21:00 | 467973.4 | 0 | 0 | 5272.6 | 473245.9 | 451580.3 | 392008.1 | 0.035 | 0.052 | 0.5 | 0.5 | 315.6 | 24.7 | 3.5 | 22.4 | 1056 | 0.19 | 317.3 | 53.9 | 371.2 | 328.1 | 25.6 | 3.62 | 23.3 | 1099.6 | 0.2 | 329.8 | 56.1 | 386 | 488.5 | 32.3 | 4.49 | 36.8 | 1821.8 | 0.23 | 490.7 | 91.1 | 581.8 | 1052.7 | 112.6 | 16.32 | 40.5 | 2553.8 | 0.53 | 1060.5 | 116.7 | 1177.2 | 30.67 | 0 | 0.29 | 30.96 | 32.36 | 0 | 0.31 | 32.67 | 473246 | 81237.8 | 2446.7 | 4247.1 | 0 | 7463.8 | 88537.9 | 0 | 0 | 0 | 147027.5 | 0 | 159.1 | 3315.4 | 47675.9 | 88396.1 | 1050.8 | 1687.8 | 0 | 0 | 79522 | 1715.9 | 0 | 165.4 | 616 | 7402.4
191 | 8 | Day8 | 22 | Hour22 | 1 | Winter | 2761 | #N/A | Winter | 452652.5 | 2024-01-08 22:00 | 447537.4 | 0 | 0 | 5115.1 | 452652.5 | 432141.5 | 370807.8 | 0.0344 | 0.0499 | 0.51 | 0.51 | 298.8 | 22.7 | 3.2 | 22 | 1022.1 | 0.19 | 300.4 | 52.5 | 352.9 | 310.3 | 23.5 | 3.32 | 22.9 | 1062.7 | 0.19 | 311.9 | 54.6 | 366.5 | 500.4 | 33.8 | 4.7 | 37 | 1845.3 | 0.23 | 502.7 | 92.1 | 594.8 | 640.6 | 46.4 | 6.52 | 44.7 | 2248.6 | 0.31 | 643.8 | 111.8 | 755.6 | 29.6 | 0 | 0.29 | 29.9 | 31.17 | 0 | 0.31 | 31.49 | 452652.5 | 81844.7 | 2552.4 | 4247.1 | 0 | 7463.8 | 76822.2 | 0 | 0 | 0 | 141686.5 | 0 | 159.1 | 3315.4 | 44893.2 | 88396.1 | 1033 | 239 | 0 | 0 | 80212 | 1632.8 | 0 | 0 | 0 | 7069.4
192 | 8 | Day8 | 23 | Hour23 | 1 | Winter | 2761 | #N/A | Winter | 429428.4 | 2024-01-08 23:00 | 424479 | 9 | 0 | 4940.4 | 429428.5 | 410173.5 | 347480.6 | 0.0337 | 0.0475 | 0.54 | 0.53 | 284.9 | 21.5 | 3.03 | 21.3 | 979 | 0.18 | 286.4 | 50.5 | 336.9 | 295.5 | 22.3 | 3.14 | 22.1 | 1016.8 | 0.19 | 297 | 52.5 | 349.5 | 499.5 | 33.2 | 4.62 | 37.4 | 1857.5 | 0.23 | 501.7 | 92.8 | 594.6 | 452.9 | 17.3 | 2.23 | 45.7 | 2075.4 | 0.21 | 454 | 107.6 | 561.6 | 29.05 | 0 | 0.29 | 29.34 | 30.51 | 0 | 0.31 | 30.82 | 429428.4 | 81947.9 | 1710 | 4218.5 | 0 | 7382.7 | 68821.5 | 0 | 0 | 0 | 129822.9 | 0 | 159.1 | 3315.4 | 42788.8 | 88396.1 | 865.5 | 0 | 0 | 0 | 80453.9 | 1494 | 0 | 0 | 454.9 | 6501.5
193 | 9 | Day9 | 0 | Hour0 | 1 | Winter | 34 | 527343 | Winter | 412560.7 | 2024-01-09 | 403176.5 | 624 | 3414.4 | 5345.8 | 412560.7 | 389852.9 | 330709.7 | 0.033 | 0.0451 | 0.54 | 0.54 | 278 | 20.6 | 2.9 | 21.2 | 968.5 | 0.18 | 279.4 | 50.1 | 329.6 | 289.3 | 21.4 | 3.02 | 22.1 | 1008 | 0.18 | 290.7 | 52.2 | 342.9 | 498.6 | 32.9 | 4.57 | 37.6 | 1861.7 | 0.23 | 500.8 | 93.1 | 593.9 | 711.7 | 58.2 | 8.27 | 43.6 | 2289.4 | 0.35 | 715.7 | 111.9 | 827.6 | 27.84 | 0 | 0.29 | 28.13 | 29.18 | 0 | 0.31 | 29.48 | 412560.7 | 81851 | 897.3 | 4190 | 0 | 6393.6 | 62937.1 | 0 | 0 | 0 | 126107.2 | 0 | 159.1 | 3315.4 | 38129.4 | 87732.2 | 673.1 | 175.2 | 0 | 0 | 80415.5 | 1435.5 | 0 | 0 | 333.6 | 5191.3
194 | 9 | Day9 | 1 | Hour1 | 1 | Winter | 2761 | #N/A | Winter | 401314.8 | 2024-01-09 01:00 | 388399.6 | 2486.3 | 5120.1 | 5308.8 | 401314.8 | 375743.7 | 319340.9 | 0.0326 | 0.0434 | 0.54 | 0.53 | 279.1 | 20.6 | 2.89 | 21.5 | 976.5 | 0.18 | 280.5 | 50.6 | 331.1 | 290.3 | 21.4 | 3.01 | 22.3 | 1014.4 | 0.19 | 291.8 | 52.6 | 344.4 | 494.1 | 31.8 | 4.4 | 38 | 1870.9 | 0.23 | 496.2 | 93.8 | 590 | 888 | 84.8 | 12.18 | 43.2 | 2489.5 | 0.43 | 893.8 | 117.5 | 1011.3 | 25.98 | 0 | 0.28 | 26.26 | 27.2 | 0 | 0.3 | 27.51 | 401314.8 | 81973.8 | 303.5 | 4190 | 0 | 5375.6 | 60825.8 | 0 | 0 | 0 | 124691 | 0 | 95.5 | 3315.4 | 32159.9 | 87732.2 | 651.9 | 0 | 0 | 0 | 80638.7 | 1335.1 | 0 | 0 | 0 | 4560
195 | 9 | Day9 | 2 | Hour2 | 1 | Winter | 2761 | #N/A | Winter | 394641.4 | 2024-01-09 02:00 | 380434.6 | 3413 | 5754 | 5039.8 | 394641.4 | 368137 | 312720.1 | 0.0323 | 0.0424 | 0.53 | 0.53 | 281.8 | 20.7 | 2.91 | 21.8 | 988.1 | 0.18 | 283.3 | 51.3 | 334.5 | 293.3 | 21.6 | 3.04 | 22.6 | 1027.1 | 0.19 | 294.8 | 53.2 | 348 | 499.9 | 32.5 | 4.51 | 38.1 | 1881.6 | 0.23 | 502.1 | 94.3 | 596.4 | 692.1 | 59.9 | 8.53 | 40 | 2138.4 | 0.35 | 696.2 | 103.9 | 800.1 | 25.85 | 0 | 0.28 | 26.14 | 27.05 | 0 | 0.3 | 27.35 | 394641.4 | 81921.3 | 627 | 4190 | 0 | 4961.9 | 60185 | 0 | 0 | 0 | 124486 | 0 | 95.5 | 3315.4 | 26977.8 | 87229.6 | 651.9 | 0 | 0 | 0 | 80708.6 | 1212.7 | 0 | 0 | 0 | 5413.5
196 | 9 | Day9 | 3 | Hour3 | 1 | Winter | 2761 | #N/A | Winter | 392347.4 | 2024-01-09 03:00 | 379397.8 | 3778.6 | 4210.5 | 4960.6 | 392347.4 | 367157.3 | 311498.1 | 0.0323 | 0.0422 | 0.53 | 0.52 | 283.8 | 20.8 | 2.92 | 22 | 997 | 0.18 | 285.2 | 51.7 | 336.9 | 295.3 | 21.6 | 3.04 | 22.8 | 1036.7 | 0.19 | 296.7 | 53.8 | 350.5 | 506.5 | 33.1 | 4.59 | 38.5 | 1902.7 | 0.24 | 508.7 | 95.3 | 604 | 840.9 | 82 | 11.8 | 39.3 | 2301.5 | 0.41 | 846.6 | 108 | 954.6 | 25.92 | 0 | 0.29 | 26.2 | 27.12 | 0 | 0.29 | 27.41 | 392347.4 | 80849.3 | 0 | 4190 | 0 | 5582.7 | 59976.1 | 0 | 0 | 0 | 125355.1 | 0 | 95.5 | 3315.4 | 24599.1 | 87732.2 | 651.9 | 0 | 0 | 0 | 79795 | 1054.3 | 0 | 0 | 177.9 | 5351.7
197 | 9 | Day9 | 4 | Hour4 | 1 | Winter | 2761 | #N/A | Winter | 396515.5 | 2024-01-09 04:00 | 388937.8 | 2563.7 | 20.6 | 4993.4 | 396515.5 | 376298 | 315792 | 0.0325 | 0.0432 | 0.52 | 0.52 | 291.2 | 21.6 | 3.04 | 22.2 | 1014.4 | 0.19 | 292.6 | 52.5 | 345.1 | 302.1 | 22.4 | 3.15 | 23.1 | 1052.6 | 0.19 | 303.6 | 54.5 | 358.1 | 518.4 | 35.3 | 4.92 | 38.1 | 1901.4 | 0.24 | 520.8 | 94.8 | 615.6 | 817.7 | 79 | 11.35 | 39 | 2263.3 | 0.4 | 823.1 | 106.5 | 929.6 | 26.13 | 0 | 0.29 | 26.42 | 27.38 | 0 | 0.28 | 27.66 | 396515.5 | 80723.4 | 0 | 4190 | 0 | 5320.5 | 63373.4 | 0 | 0 | 0 | 127145.8 | 0 | 95.5 | 3315.4 | 23967.4 | 87732.2 | 651.9 | 0 | 0 | 0 | 79849.2 | 874.2 | 0 | 0 | 0 | 5631.7
198 | 9 | Day9 | 5 | Hour5 | 1 | Winter | 2761 | #N/A | Winter | 417942.8 | 2024-01-09 05:00 | 412411 | 79.7 | 3.8 | 5448.3 | 417942.8 | 398711.5 | 336823.3 | 0.0332 | 0.0459 | 0.5 | 0.5 | 308.7 | 23.5 | 3.31 | 22.8 | 1057.3 | 0.19 | 310.3 | 54.3 | 364.7 | 319.4 | 24.2 | 3.42 | 23.6 | 1094.9 | 0.2 | 321.1 | 56.3 | 377.4 | 525 | 37 | 5.17 | 37.5 | 1887.2 | 0.25 | 527.5 | 93.8 | 621.2 | 606 | 39.7 | 5.5 | 46 | 2274.2 | 0.28 | 608.7 | 113.8 | 722.5 | 28.34 | 0 | 0.26 | 28.6 | 29.73 | 0 | 0.27 | 29.99 | 417942.8 | 81119.4 | 0 | 4190 | 0 | 7306.9 | 73380.4 | 0 | 0 | 0 | 135806 | 0 | 95.5 | 3315.4 | 24345 | 87732.2 | 651.9 | 0 | 0 | 0 | 80443.9 | 675.5 | 0 | 0 | 0 | 7071.6
199 | 9 | Day9 | 6 | Hour6 | 1 | Winter | 2761 | #N/A | Winter | 450872 | 2024-01-09 06:00 | 445217.4 | 0 | 0 | 5654.6 | 450872.1 | 429916.3 | 370010.2 | 0.0344 | 0.0497 | 0.47 | 0.47 | 336.5 | 26.6 | 3.76 | 23.6 | 1120.6 | 0.2 | 338.3 | 57 | 395.3 | 348.5 | 27.5 | 3.89 | 24.4 | 1161.7 | 0.21 | 350.4 | 59.1 | 409.5 | 491.8 | 32.5 | 4.52 | 37 | 1835.1 | 0.23 | 494 | 91.8 | 585.8 | 896.5 | 89 | 12.82 | 40.8 | 2405.9 | 0.44 | 902.7 | 112.7 | 1015.3 | 30.27 | 0 | 0.25 | 30.51 | 31.87 | 0 | 0.26 | 32.13 | 450872 | 80861.9 | 0 | 4204.1 | 0 | 7463.8 | 90685.8 | 0 | 0 | 57.6 | 147310.3 | 0 | 95.5 | 3315.4 | 28344.6 | 87938.8 | 651.9 | 0 | 0 | 2.3 | 80294.7 | 507.3 | 0 | 5.1 | 56.9 | 7363.7
200 | 9 | Day9 | 7 | Hour7 | 1 | Winter | 2761 | #N/A | Winter | 478797.1 | 2024-01-09 07:00 | 473692.3 | 0 | 0 | 5104.8 | 478797.1 | 456959.5 | 389289.6 | 0.0353 | 0.0528 | 0.48 | 0.47 | 336.8 | 26.9 | 3.82 | 23.1 | 1110.3 | 0.2 | 338.7 | 56.3 | 394.9 | 349.6 | 27.9 | 3.96 | 24.1 | 1153.8 | 0.21 | 351.5 | 58.5 | 410 | 450.6 | 29 | 4.02 | 34.7 | 1704.6 | 0.21 | 452.6 | 85.5 | 538.1 | 640.6 | 41.5 | 5.74 | 49 | 2419 | 0.3 | 643.4 | 121.2 | 764.6 | 33.44 | 0 | 0.26 | 33.69 | 35.31 | 0 | 0.27 | 35.58 | 478797.1 | 89507.5 | 534.4 | 4247.1 | 0 | 7698.7 | 98230.9 | 0 | 0 | 1894.8 | 151872 | 0 | 95.5 | 3315.4 | 34231.1 | 88396.1 | 651.9 | 16.5 | 0 | 6210.3 | 80972.7 | 429.7 | 41.3 | 2167.3 | 2807.2 | 7844
201 | 9 | Day9 | 8 | Hour8 | 1 | Winter | 2761 | #N/A | Winter | 494571.8 | 2024-01-09 08:00 | 489515.1 | 0 | 0 | 5056.7 | 494571.8 | 471984.7 | 386151.2 | 0.0358 | 0.0543 | 0.51 | 0.51 | 316.8 | 25.4 | 3.59 | 21.8 | 1044.3 | 0.19 | 318.6 | 53 | 371.5 | 328.9 | 26.3 | 3.73 | 22.7 | 1084.9 | 0.2 | 330.7 | 55.1 | 385.8 | 367.2 | 22.4 | 3.09 | 29.3 | 1429.3 | 0.17 | 368.7 | 72 | 440.7 | 1051.5 | 115.2 | 16.71 | 37.7 | 2478.2 | 0.52 | 1059.5 | 111.7 | 1171.2 | 31.67 | 0 | 0.21 | 31.88 | 33.49 | 0 | 0.22 | 33.71 | 494571.8 | 108420.6 | 257.4 | 4247.1 | 0 | 7463.8 | 95444.1 | 0 | 0 | 4404.4 | 147390.6 | 0 | 95.5 | 3315.4 | 38889.4 | 88396.1 | 651.9 | 0 | 0 | 21770.6 | 81915.4 | 330.2 | 1745.8 | 0 | 347.5 | 8315.2
202 | 9 | Day9 | 9 | Hour9 | 1 | Winter | 2761 | #N/A | Winter | 501641.6 | 2024-01-09 09:00 | 496455.9 | 0 | 0 | 5185.7 | 501641.5 | 478576.3 | 385079.3 | 0.036 | 0.055 | 0.53 | 0.53 | 299.1 | 23.6 | 3.34 | 21 | 995.8 | 0.18 | 300.7 | 50.7 | 351.4 | 311.1 | 24.5 | 3.47 | 21.9 | 1037.5 | 0.19 | 312.8 | 52.8 | 365.6 | 224.2 | 9 | 1.16 | 22.2 | 1021.1 | 0.1 | 224.8 | 52.6 | 277.4 | 923.9 | 92.5 | 13.33 | 41.1 | 2455.4 | 0.45 | 930.3 | 114.4 | 1044.7 | 31.25 | 0 | 0.21 | 31.46 | 33.07 | 0 | 0.22 | 33.29 | 501641.6 | 116562.3 | 2766.7 | 4247.1 | 0 | 7463.8 | 89898.6 | 0 | 2.7 | 6592.5 | 145330.7 | 0 | 95.5 | 3315.4 | 42052.9 | 88396.1 | 651.9 | 860.6 | 0 | 35686.3 | 74083.6 | 197.1 | 3989.4 | 0 | 1631.5 | 8242.1
203 | 9 | Day9 | 10 | Hour10 | 1 | Winter | 2761 | #N/A | Winter | 503436.3 | 2024-01-09 10:00 | 498953.4 | 0 | 0 | 4482.9 | 503436.3 | 480942.9 | 372321.5 | 0.0361 | 0.0552 | 0.53 | 0.53 | 302.7 | 24.2 | 3.43 | 20.9 | 999.1 | 0.18 | 304.4 | 50.8 | 355.1 | 314 | 25.1 | 3.55 | 21.7 | 1037.4 | 0.19 | 315.7 | 52.7 | 368.4 | 165.9 | 6.1 | 0.77 | 16.9 | 774.5 | 0.07 | 166.3 | 40 | 206.3 | 626.1 | 40 | 5.53 | 48.4 | 2382 | 0.29 | 628.8 | 119.5 | 748.3 | 30.73 | 0 | 0.28 | 31.01 | 32.54 | 0 | 0.3 | 32.83 | 503436.3 | 131114.8 | 0 | 4247.1 | 0 | 7103.9 | 92775.9 | 0 | 476.1 | 10446.5 | 144017.4 | 0 | 95.5 | 3315.4 | 31718.3 | 88396.1 | 651.9 | 0 | 0 | 58570.1 | 61444.6 | 177.4 | 6011.2 | 0 | 0 | 7472.5
204 | 9 | Day9 | 11 | Hour11 | 1 | Winter | 2761 | #N/A | Winter | 504700.6 | 2024-01-09 11:00 | 496308 | 3314.4 | 460.3 | 4617.8 | 504700.6 | 478456.5 | 363698.3 | 0.036 | 0.0549 | 0.54 | 0.53 | 299.8 | 24.1 | 3.42 | 20.6 | 983.6 | 0.18 | 301.4 | 49.9 | 351.4 | 312.8 | 25.2 | 3.57 | 21.5 | 1026.3 | 0.19 | 314.6 | 52.1 | 366.7 | 147.2 | 5.6 | 0.72 | 14.8 | 679.7 | 0.07 | 147.6 | 35.1 | 182.7 | 558.5 | 22.4 | 2.88 | 55.2 | 2544.6 | 0.25 | 559.9 | 131.1 | 691.1 | 30.38 | 0 | 0.28 | 30.66 | 32.16 | 0 | 0.3 | 32.45 | 504700.6 | 141002.2 | 0 | 4247.1 | 0 | 8174.5 | 92936.9 | 0 | 743 | 13119.1 | 140674.9 | 0 | 95.5 | 3315.4 | 25206 | 88396.1 | 651.9 | 0 | 0 | 73284.2 | 53654 | 201.9 | 10119.2 | 197.5 | 0 | 8315.2
205 | 9 | Day9 | 12 | Hour12 | 1 | Winter | 2761 | #N/A | Winter | 499364.3 | 2024-01-09 12:00 | 492096.5 | 2551 | 370.8 | 4346.1 | 499364.3 | 474485.1 | 361648.8 | 0.0358 | 0.0544 | 0.53 | 0.53 | 300.8 | 24.2 | 3.43 | 20.7 | 987.8 | 0.18 | 302.5 | 50.2 | 352.6 | 313.4 | 25.2 | 3.57 | 21.6 | 1029.2 | 0.19 | 315.2 | 52.3 | 367.4 | 144.5 | 5.9 | 0.76 | 14.2 | 655.9 | 0.07 | 144.9 | 33.8 | 178.7 | 1083.5 | 116.1 | 16.81 | 41.2 | 2635.8 | 0.53 | 1091.5 | 119.9 | 1211.4 | 30.26 | 0 | 0.28 | 30.54 | 32.01 | 0 | 0.3 | 32.31 | 499364.3 | 137715.5 | 12 | 4247.1 | 0 | 7819.2 | 92205.4 | 0 | 718.3 | 13591.5 | 139999.6 | 0 | 95.5 | 3315.4 | 24906.5 | 88396.1 | 651.9 | 0 | 0 | 74353.8 | 48879.9 | 172 | 12847.8 | 213 | 10.7 | 8310.6
206 | 9 | Day9 | 13 | Hour13 | 1 | Winter | 2761 | #N/A | Winter | 493618.6 | 2024-01-09 13:00 | 487252.2 | 1810.8 | 0 | 4555.7 | 493618.7 | 469907.1 | 353406.7 | 0.0356 | 0.0538 | 0.54 | 0.54 | 294.8 | 23.6 | 3.35 | 20.4 | 970.2 | 0.18 | 296.4 | 49.4 | 345.8 | 306.4 | 24.6 | 3.48 | 21.2 | 1008.7 | 0.19 | 308.1 | 51.3 | 359.4 | 139 | 5.4 | 0.69 | 13.9 | 639.5 | 0.06 | 139.3 | 33 | 172.3 | 508.1 | 20.9 | 2.7 | 49.8 | 2298.4 | 0.23 | 509.4 | 118.3 | 627.7 | 29.66 | 0 | 0.28 | 29.95 | 31.36 | 0 | 0.3 | 31.66 | 493618.6 | 140211.9 | 33.8 | 4247.1 | 0 | 7819.2 | 89104.8 | 0 | 667.1 | 15817.1 | 136658.6 | 0 | 95.5 | 3315.4 | 23084.3 | 88396.1 | 651.9 | 0 | 0 | 75388.2 | 48168.1 | 171.4 | 11962.7 | 80.1 | 0.6 | 8315.2
207 | 9 | Day9 | 14 | Hour14 | 1 | Winter | 2761 | #N/A | Winter | 489119.8 | 2024-01-09 14:00 | 483139.1 | 1417.1 | 0 | 4563.5 | 489119.8 | 466018.4 | 351456.8 | 0.0354 | 0.0534 | 0.54 | 0.54 | 294.7 | 23.6 | 3.34 | 20.5 | 972.1 | 0.18 | 296.4 | 49.5 | 345.8 | 306 | 24.5 | 3.47 | 21.2 | 1009.5 | 0.19 | 307.7 | 51.4 | 359 | 134.5 | 4.6 | 0.58 | 14 | 637.3 | 0.06 | 134.8 | 33 | 167.8 | 1130.6 | 127.5 | 18.52 | 37.3 | 2551.5 | 0.56 | 1139.4 | 113.5 | 1252.9 | 29.45 | 0 | 0.29 | 29.73 | 31.11 | 0 | 0.3 | 31.41 | 489119.8 | 137663 | 33.3 | 4247.1 | 0 | 7819.2 | 88016.5 | 0 | 645.3 | 14618.7 | 136259 | 0 | 95.5 | 3315.4 | 22622.7 | 88396.1 | 651.9 | 0 | 0 | 74220.8 | 47985.3 | 192.9 | 11941.9 | 0 | 6.6 | 8315.2
208 | 9 | Day9 | 15 | Hour15 | 1 | Winter | 2761 | #N/A | Winter | 489212.6 | 2024-01-09 15:00 | 481851.8 | 1971.3 | 668 | 4721.5 | 489212.6 | 464797 | 354916.8 | 0.0354 | 0.0532 | 0.53 | 0.53 | 300 | 24 | 3.4 | 20.8 | 989.9 | 0.18 | 301.6 | 50.4 | 352 | 312 | 24.9 | 3.53 | 21.7 | 1030 | 0.19 | 313.7 | 52.4 | 366.1 | 162.2 | 6 | 0.75 | 16.5 | 756 | 0.07 | 162.6 | 39.1 | 201.7 | 451.1 | 8.5 | 0.85 | 53.3 | 2358.9 | 0.2 | 451.6 | 123.6 | 575.2 | 29.78 | 0 | 0.28 | 30.06 | 31.46 | 0 | 0.3 | 31.76 | 489212.6 | 134295.7 | 0 | 4257.5 | 0 | 7819.2 | 89421.7 | 0 | 672.1 | 11172.8 | 138811.8 | 0 | 153.7 | 3315.4 | 22089.5 | 88396.1 | 651.9 | 0 | 0 | 68675.4 | 53568.8 | 206.6 | 10617.9 | 0 | 142.3 | 8315.2
209 | 9 | Day9 | 16 | Hour16 | 1 | Winter | 2761 | #N/A | Winter | 499563.7 | 2024-01-09 16:00 | 488521 | 4249.1 | 1374.6 | 5418.9 | 499563.7 | 471100 | 371395.2 | 0.0357 | 0.054 | 0.51 | 0.51 | 313.8 | 25.3 | 3.58 | 21.5 | 1027.7 | 0.19 | 315.5 | 52.2 | 367.7 | 328.1 | 26.4 | 3.75 | 22.5 | 1074.4 | 0.2 | 330 | 54.5 | 384.5 | 323.4 | 20.5 | 2.83 | 25.2 | 1235.2 | 0.15 | 324.8 | 62 | 386.8 | 1120.5 | 127.5 | 18.55 | 36.1 | 2478.5 | 0.56 | 1129.3 | 110.1 | 1239.4 | 30.51 | 0 | 0.28 | 30.79 | 32.28 | 0 | 0.3 | 32.58 | 499563.7 | 128168.6 | 0 | 4257.5 | 0 | 7819.2 | 96337.4 | 0 | 710.5 | 10664.7 | 144888.5 | 0 | 159.1 | 3315.4 | 25191.9 | 88396.1 | 1030 | 0 | 0 | 52196.7 | 64406.2 | 190.4 | 7940.6 | 0 | 56.9 | 7504.6
210 | 9 | Day9 | 17 | Hour17 | 1 | Winter | 2761 | #N/A | Winter | 516151.9 | 2024-01-09 17:00 | 508347.9 | 2074.7 | 29.6 | 5699.6 | 516151.9 | 489812.7 | 402055.3 | 0.0365 | 0.0563 | 0.49 | 0.48 | 327.2 | 25.9 | 3.67 | 22.7 | 1085.4 | 0.19 | 329 | 55.1 | 384.1 | 342.4 | 27 | 3.82 | 23.9 | 1139.1 | 0.21 | 344.2 | 57.9 | 402.1 | 416.5 | 27.6 | 3.84 | 31.3 | 1549.4 | 0.2 | 418.3 | 77.5 | 495.9 | 523.6 | 21.6 | 2.81 | 51.4 | 2353.6 | 0.24 | 525 | 121.6 | 646.6 | 33.79 | 0 | 0.28 | 34.06 | 35.84 | 0 | 0.3 | 36.13 | 516151.9 | 114096.6 | 1854.2 | 4257.5 | 0 | 8031.2 | 101182.1 | 0 | 664.6 | 8003.7 | 161341.3 | 0 | 170.8 | 3315.4 | 28111.5 | 88396.1 | 1204.5 | 4190.7 | 0 | 33508.5 | 71763.8 | 156 | 6606 | 5191 | 1532.4 | 8315.2
211 | 9 | Day9 | 18 | Hour18 | 1 | Winter | 2761 | #N/A | Winter | 526100.4 | 2024-01-09 18:00 | 521324.1 | 0 | 0 | 4776.3 | 526100.4 | 502058.8 | 435306.9 | 0.037 | 0.0577 | 0.48 | 0.47 | 327.2 | 25 | 3.54 | 23.5 | 1107.2 | 0.2 | 328.9 | 56.5 | 385.4 | 345.6 | 26.3 | 3.72 | 25 | 1173.8 | 0.21 | 347.4 | 60 | 407.4 | 448.3 | 28.6 | 4 | 35.2 | 1666.2 | 0.24 | 450.2 | 84.9 | 535.1 | 636 | 14.2 | 1.56 | 73.3 | 3239.7 | 0.29 | 636.9 | 169.9 | 806.8 | 41.02 | 0 | 0.28 | 41.3 | 43.55 | 0 | 0.3 | 43.85 | 526100.4 | 90793.5 | 2752.4 | 4257.5 | 0 | 8374.7 | 98473.7 | 0 | 296.1 | 2874 | 171450 | 0 | 1417.1 | 3315.4 | 44018.6 | 88396.1 | 2244 | 10607.3 | 0 | 11138.3 | 76354.4 | 130.7 | 5155.5 | 7426.5 | 4348.4 | 8315.2
212 | 9 | Day9 | 19 | Hour19 | 1 | Winter | 2761 | #N/A | Winter | 527343 | 2024-01-09 19:00 | 522191.6 | 0 | 0 | 5151.3 | 527342.9 | 502887.7 | 447187.5 | 0.037 | 0.0577 | 0.48 | 0.47 | 332 | 25.8 | 3.65 | 23.4 | 1115.2 | 0.2 | 333.8 | 56.7 | 390.5 | 349.1 | 27 | 3.81 | 24.8 | 1177.3 | 0.21 | 351 | 60 | 410.9 | 458.6 | 28.7 | 3.98 | 36.1 | 1751.5 | 0.22 | 460.6 | 88.3 | 548.9 | 424 | 8.1 | 0.84 | 50.2 | 2197.7 | 0.2 | 424.5 | 115.7 | 540.2 | 36.02 | 0 | 0.28 | 36.31 | 38.24 | 0 | 0.3 | 38.54 | 527343 | 80155.4 | 6981.5 | 4257.5 | 0 | 8374.7 | 102176.2 | 0 | 0 | 0.4 | 171327.5 | 0 | 1152.6 | 3315.4 | 53583.6 | 88396.1 | 1511.2 | 6111.3 | 0 | 1.2 | 80025 | 128.8 | 1764.5 | 4348.1 | 4939.6 | 8315.2
213 | 9 | Day9 | 20 | Hour20 | 1 | Winter | 2761 | #N/A | Winter | 521097 | 2024-01-09 20:00 | 515978.9 | 0 | 0 | 5118.2 | 521097.1 | 497005.3 | 440050.6 | 0.0368 | 0.0571 | 0.47 | 0.47 | 335 | 26.1 | 3.69 | 23.6 | 1124.2 | 0.2 | 336.8 | 57.1 | 393.9 | 349.6 | 27.1 | 3.84 | 24.7 | 1175.8 | 0.21 | 351.5 | 59.8 | 411.3 | 463.9 | 29.4 | 4.07 | 36.1 | 1768.4 | 0.22 | 465.9 | 88.9 | 554.7 | 464.2 | 10.8 | 1.2 | 53.2 | 2348.4 | 0.21 | 464.9 | 123.2 | 588.1 | 33.42 | 0 | 0.29 | 33.7 | 35.45 | 0 | 0.31 | 35.76 | 521097 | 81046.5 | 5558.5 | 4257.5 | 0 | 8374.7 | 102194.7 | 0 | 0 | 0 | 170619.4 | 0 | 981.4 | 3315.4 | 52415.2 | 88396.1 | 1307.4 | 2630.3 | 0 | 0 | 80888.3 | 158.2 | 0.1 | 940.3 | 3447.8 | 7916.5
214 | 9 | Day9 | 21 | Hour21 | 1 | Winter | 2761 | #N/A | Winter | 503699.9 | 2024-01-09 21:00 | 498729.8 | 0 | 0 | 4970.1 | 503699.9 | 480692 | 422683.7 | 0.0362 | 0.0554 | 0.48 | 0.47 | 331 | 25.6 | 3.63 | 23.5 | 1115.1 | 0.2 | 332.7 | 56.8 | 389.5 | 344.6 | 26.6 | 3.76 | 24.5 | 1163.1 | 0.21 | 346.5 | 59.2 | 405.7 | 477.6 | 30.9 | 4.28 | 36.6 | 1801.7 | 0.22 | 479.7 | 90.4 | 570 | 873.3 | 79.9 | 11.46 | 45.8 | 2541.6 | 0.43 | 878.8 | 121.6 | 1000.4 | 32.12 | 0 | 0.29 | 32.41 | 34.01 | 0 | 0.31 | 34.32 | 503699.9 | 81016.2 | 4034.7 | 4257.5 | 0 | 8374.7 | 96975.7 | 0 | 0 | 0 | 165628.3 | 0 | 527.2 | 3315.4 | 48550.1 | 88396.1 | 1202.4 | 1421.6 | 0 | 0 | 80813.6 | 202.6 | 0 | 1009.1 | 2362 | 8315.2
215 | 9 | Day9 | 22 | Hour22 | 1 | Winter | 2761 | #N/A | Winter | 477990 | 2024-01-09 22:00 | 473384.5 | 0 | 0 | 4605.6 | 477990.1 | 456675.6 | 400278.6 | 0.0353 | 0.0527 | 0.49 | 0.49 | 318.6 | 24.3 | 3.43 | 23.1 | 1084.7 | 0.19 | 320.2 | 55.5 | 375.7 | 331.2 | 25.2 | 3.56 | 24.1 | 1129.2 | 0.2 | 333 | 57.8 | 390.7 | 468.8 | 29 | 3.99 | 37.1 | 1812.8 | 0.22 | 470.7 | 91.2 | 561.9 | 879.9 | 85.1 | 12.24 | 42.1 | 2419.2 | 0.44 | 885.8 | 114.3 | 1000.1 | 30.63 | 0 | 0.29 | 30.93 | 32.34 | 0 | 0.31 | 32.65 | 477990 | 77711.4 | 3082.8 | 4247.1 | 0 | 8374.7 | 87057.8 | 0 | 0 | 0 | 156708.3 | 0 | 159.1 | 3315.4 | 46360.2 | 88396.1 | 1202.4 | 1374.6 | 0 | 0 | 77439.6 | 271.8 | 0 | 114.4 | 2379.5 | 6146
216 | 9 | Day9 | 23 | Hour23 | 1 | Winter | 2761 | #N/A | Winter | 450488 | 2024-01-09 23:00 | 446140 | 17.1 | 0 | 4330.9 | 450488 | 430798.3 | 377119.2 | 0.0344 | 0.0498 | 0.5 | 0.49 | 309.2 | 23.2 | 3.28 | 22.9 | 1065.3 | 0.19 | 310.8 | 54.7 | 365.5 | 320.9 | 24.1 | 3.4 | 23.8 | 1106.5 | 0.2 | 322.6 | 56.9 | 379.4 | 488.7 | 32.2 | 4.48 | 36.9 | 1825.9 | 0.23 | 490.9 | 91.3 | 582.2 | 914.2 | 93 | 13.44 | 39.4 | 2366.5 | 0.46 | 920.6 | 110.1 | 1030.7 | 29.74 | 0 | 0.29 | 30.04 | 31.3 | 0 | 0.31 | 31.61 | 450488 | 73368.8 | 1252.7 | 4247.1 | 0 | 7288.8 | 77992.3 | 0 | 0 | 0 | 148174.9 | 0 | 159.1 | 3315.4 | 43936.7 | 88396.1 | 981.5 | 1374.6 | 0 | 0 | 72943.8 | 424.9 | 0 | 0 | 803.3 | 4936.7
217 | 10 | Day10 | 0 | Hour0 | 1 | Winter | 45 | 519762.8 | Winter | 426775.6 | 2024-01-10 | 422303.8 | 286.3 | 0 | 4185.5 | 426775.6 | 408116.9 | 357630.5 | 0.0336 | 0.0471 | 0.49 | 0.49 | 309.7 | 23 | 3.24 | 23.3 | 1075.9 | 0.19 | 311.2 | 55.4 | 366.6 | 321 | 23.9 | 3.36 | 24.1 | 1115.7 | 0.2 | 322.6 | 57.4 | 380.1 | 486.9 | 31.7 | 4.4 | 37.1 | 1831.8 | 0.23 | 489.1 | 91.7 | 580.8 | 504 | 20.4 | 2.65 | 49.8 | 2276.3 | 0.24 | 505.3 | 117.7 | 623 | 29.64 | 0 | 0.29 | 29.92 | 31.1 | 0 | 0.3 | 31.4 | 426775.6 | 69145.2 | 1443 | 4247.1 | 0 | 5842 | 72963.6 | 0 | 0 | 0 | 143641.1 | 0 | 159.1 | 3315.4 | 36685.2 | 88396.1 | 719.3 | 218.4 | 0 | 0 | 68529.9 | 615.3 | 0 | 0 | 69.4 | 4972
218 | 10 | Day10 | 1 | Hour1 | 1 | Winter | 2761 | #N/A | Winter | 412431.4 | 2024-01-10 01:00 | 405048 | 3185.4 | 0 | 4197.9 | 412431.3 | 391673.8 | 345920.2 | 0.033 | 0.0451 | 0.49 | 0.49 | 311.3 | 23.2 | 3.27 | 23.4 | 1080.2 | 0.19 | 312.9 | 55.6 | 368.5 | 323.2 | 24.2 | 3.4 | 24.2 | 1119.7 | 0.2 | 324.8 | 57.7 | 382.5 | 495.4 | 32.4 | 4.5 | 37.6 | 1858.9 | 0.23 | 497.6 | 93 | 590.7 | 1104.8 | 122.4 | 17.76 | 38.4 | 2561 | 0.54 | 1113.3 | 114.9 | 1228.2 | 29 | 0 | 0.3 | 29.3 | 30.39 | 0 | 0.3 | 30.68 | 412431.4 | 66511.2 | 0 | 4247.1 | 0 | 5722.3 | 71022.5 | 0 | 0 | 0 | 139168.4 | 0 | 100.2 | 3315.4 | 33171.1 | 88396.1 | 598.4 | 178.6 | 0 | 0 | 65611.7 | 899.4 | 0 | 0 | 0 | 5032.6
219 | 10 | Day10 | 2 | Hour2 | 1 | Winter | 2761 | #N/A | Winter | 402700.9 | 2024-01-10 02:00 | 395320 | 3510.9 | 16.5 | 3853.5 | 402700.9 | 382391.9 | 338297.1 | 0.0327 | 0.044 | 0.48 | 0.48 | 316.1 | 23.6 | 3.32 | 23.8 | 1097.3 | 0.2 | 317.7 | 56.5 | 374.3 | 328 | 24.5 | 3.45 | 24.6 | 1136.9 | 0.2 | 329.7 | 58.6 | 388.2 | 500.8 | 32.6 | 4.52 | 38.2 | 1885.3 | 0.23 | 503 | 94.4 | 597.4 | 484.8 | 17.6 | 2.22 | 49.6 | 2266.9 | 0.22 | 485.9 | 117.2 | 603.1 | 28.79 | 0 | 0.29 | 29.08 | 30.13 | 0 | 0.29 | 30.41 | 402700.9 | 64403.8 | 0 | 4247.1 | 0 | 5842 | 70241.3 | 0 | 0 | 0 | 138200.4 | 0 | 95.5 | 3315.4 | 27360.9 | 88396.1 | 598.4 | 0 | 0 | 0 | 63335.8 | 1068 | 0 | 0 | 0 | 5246.4
220 | 10 | Day10 | 3 | Hour3 | 1 | Winter | 2761 | #N/A | Winter | 399349.3 | 2024-01-10 03:00 | 393567 | 2009.2 | 4.2 | 3768.9 | 399349.3 | 380724.4 | 337031.7 | 0.0326 | 0.0438 | 0.47 | 0.47 | 323 | 24.2 | 3.41 | 24.2 | 1117.4 | 0.2 | 324.7 | 57.5 | 382.2 | 334.6 | 25.1 | 3.53 | 25 | 1156.8 | 0.21 | 336.3 | 59.5 | 395.8 | 511.2 | 33.6 | 4.66 | 38.7 | 1913.9 | 0.24 | 513.5 | 95.8 | 609.3 | 1037.6 | 115.2 | 16.72 | 35.8 | 2397 | 0.51 | 1045.6 | 107.4 | 1153 | 28.76 | 0 | 0.28 | 29.04 | 30.09 | 0 | 0.28 | 30.37 | 399349.3 | 62317.6 | 0 | 4247.1 | 0 | 5437.9 | 71749.9 | 0 | 0 | 0 | 138783.6 | 0 | 95.5 | 3315.4 | 24407.8 | 88396.1 | 598.4 | 0 | 0 | 0 | 61011.7 | 1305.9 | 0 | 0 | 0 | 5105.1
221 | 10 | Day10 | 4 | Hour4 | 1 | Winter | 2761 | #N/A | Winter | 405745 | 2024-01-10 04:00 | 401211.8 | 644.9 | 0 | 3888.3 | 405745 | 388041.1 | 344108.2 | 0.0328 | 0.0446 | 0.46 | 0.46 | 333 | 25.2 | 3.55 | 24.6 | 1143.9 | 0.21 | 334.7 | 58.7 | 393.4 | 344.5 | 26.1 | 3.67 | 25.4 | 1183.9 | 0.21 | 346.3 | 60.8 | 407 | 524.2 | 35.7 | 4.98 | 38.5 | 1921.5 | 0.24 | 526.6 | 95.8 | 622.4 | 879.9 | 94 | 13.6 | 33.8 | 2151.4 | 0.43 | 886.4 | 98 | 984.4 | 29.09 | 0 | 0.26 | 29.35 | 30.44 | 0 | 0.27 | 30.72 | 405745 | 61636.8 | 0 | 4247.1 | 0 | 5727.3 | 76181.8 | 0 | 0 | 0 | 142819 | 0 | 95.5 | 3315.4 | 22727.6 | 88396.1 | 598.4 | 0 | 0 | 0 | 60138.6 | 1498.2 | 0 | 0 | 0 | 5688.5
222 | 10 | Day10 | 5 | Hour5 | 1 | Winter | 2761 | #N/A | Winter | 428535.8 | 2024-01-10 05:00 | 423872.5 | 115.3 | 0 | 4548 | 428535.8 | 409651.2 | 366819.2 | 0.0335 | 0.0471 | 0.44 | 0.44 | 347.9 | 26.8 | 3.78 | 25 | 1180.2 | 0.21 | 349.8 | 60.2 | 410 | 360.2 | 27.7 | 3.92 | 25.9 | 1222.2 | 0.22 | 362.1 | 62.4 | 424.5 | 524.9 | 36.4 | 5.08 | 38 | 1904.6 | 0.25 | 527.4 | 94.8 | 622.2 | 847.4 | 80.1 | 11.49 | 42 | 2401.8 | 0.41 | 852.9 | 113.7 | 966.6 | 29.89 | 0 | 0.25 | 30.14 | 31.37 | 0 | 0.26 | 31.63 | 428535.8 | 61716.6 | 0 | 4247.1 | 0 | 7273.5 | 86285.2 | 0 | 0 | 0 | 152231.7 | 0 | 95.5 | 3315.4 | 24376.3 | 88396.1 | 598.4 | 0 | 0 | 0 | 60224.6 | 1491.9 | 0 | 0 | 0 | 6208
223 | 10 | Day10 | 6 | Hour6 | 1 | Winter | 2761 | #N/A | Winter | 459794.3 | 2024-01-10 06:00 | 455051.6 | 0 | 0 | 4742.6 | 459794.3 | 439269.9 | 397099.9 | 0.0347 | 0.0508 | 0.43 | 0.43 | 364.5 | 28.8 | 4.08 | 25.3 | 1212.6 | 0.22 | 366.4 | 61.5 | 427.9 | 377.9 | 29.9 | 4.23 | 26.2 | 1257.8 | 0.22 | 380 | 63.8 | 443.7 | 493.9 | 32.7 | 4.54 | 37.2 | 1840.4 | 0.23 | 496.1 | 92.1 | 588.2 | 604 | 36.3 | 4.98 | 48.8 | 2371.2 | 0.28 | 606.5 | 119.5 | 726 | 31.45 | 0 | 0.24 | 31.69 | 33.13 | 0 | 0.26 | 33.39 | 459794.3 | 62694.4 | 91.2 | 4247.1 | 0 | 8374.7 | 100461.9 | 0 | 0 | 85.9 | 161416.2 | 0 | 95.5 | 3315.4 | 29711.3 | 88396.1 | 598.4 | 392.2 | 0 | 10.7 | 61162.8 | 1434.8 | 0 | 166.7 | 137.1 | 8112
224 | 10 | Day10 | 7 | Hour7 | 1 | Winter | 2761 | #N/A | Winter | 487245 | 2024-01-10 07:00 | 482855.4 | 0 | 0 | 4389.6 | 487245 | 465644.3 | 410565.2 | 0.0356 | 0.0538 | 0.45 | 0.45 | 351.4 | 27.7 | 3.93 | 24.4 | 1170.5 | 0.21 | 353.3 | 59.3 | 412.6 | 366.2 | 28.9 | 4.09 | 25.4 | 1220 | 0.22 | 368.2 | 61.8 | 430 | 448.2 | 28 | 3.86 | 35.3 | 1722.9 | 0.21 | 450.1 | 86.7 | 536.8 | 520.2 | 18.2 | 2.27 | 53.9 | 2455.3 | 0.23 | 521.4 | 127.1 | 648.4 | 33.42 | 0 | 0.25 | 33.67 | 35.32 | 0 | 0.27 | 35.59 | 487245 | 76679.7 | 1851.4 | 4247.1 | 0 | 8019.4 | 102335.1 | 0 | 0 | 2821.7 | 165369 | 0 | 95.5 | 3315.4 | 35551.3 | 88396.1 | 598.4 | 786.6 | 0 | 8522.9 | 63956.1 | 1379 | 70.3 | 2980.1 | 2166 | 8310.6
225 | 10 | Day10 | 8 | Hour8 | 1 | Winter | 2761 | #N/A | Winter | 500600.8 | 2024-01-10 08:00 | 496129.1 | 0 | 0 | 4471.6 | 500600.7 | 478256.7 | 396708.9 | 0.036 | 0.055 | 0.5 | 0.5 | 320.4 | 25.3 | 3.57 | 22.4 | 1068.5 | 0.19 | 322.1 | 54.3 | 376.4 | 333.2 | 26.3 | 3.72 | 23.2 | 1110.9 | 0.2 | 335 | 56.4 | 391.4 | 310.1 | 16.5 | 2.24 | 26.9 | 1282.3 | 0.14 | 311.2 | 65.2 | 376.4 | 588.3 | 37.7 | 5.22 | 45.4 | 2233.5 | 0.27 | 590.8 | 112 | 702.8 | 31.23 | 0 | 0.26 | 31.49 | 33.04 | 0 | 0.28 | 33.32 | 500600.8 | 103891.8 | 272.4 | 4247.1 | 0 | 8374.7 | 95627.9 | 0 | 0 | 5566.9 | 155363.1 | 0 | 95.5 | 3315.4 | 39901.7 | 88396.1 | 598.4 | 516.6 | 0 | 29747.4 | 67066.2 | 1511.3 | 2573.6 | 1139.5 | 244.4 | 8315.2
226 | 10 | Day10 | 9 | Hour9 | 1 | Winter | 2761 | #N/A | Winter | 504545.8 | 2024-01-10 09:00 | 499169 | 679.1 | 0 | 4697.8 | 504545.9 | 481168.7 | 375750.8 | 0.0361 | 0.0552 | 0.54 | 0.54 | 286.8 | 22.2 | 3.13 | 20.6 | 970.1 | 0.17 | 288.3 | 49.5 | 337.8 | 298.8 | 23.1 | 3.26 | 21.5 | 1011.5 | 0.18 | 300.3 | 51.7 | 352 | 171.8 | 5.9 | 0.73 | 17.9 | 814.1 | 0.08 | 172.1 | 42.2 | 214.3 | 883.9 | 82.8 | 11.88 | 44.4 | 2527.4 | 0.43 | 889.7 | 119.9 | 1009.5 | 29.8 | 0 | 0.27 | 30.08 | 31.57 | 0 | 0.29 | 31.86 | 504545.8 | 128795 | 1435.1 | 4198.3 | 0 | 8374.7 | 83994.8 | 0 | 2.8 | 7924.6 | 145965.4 | 0 | 95.5 | 3315.4 | 37434.2 | 88396.1 | 598.4 | 1942.9 | 0 | 58405.1 | 60842.7 | 1619.9 | 4930.3 | 664.5 | 2033.7 | 8315.2
227 | 10 | Day10 | 10 | Hour10 | 1 | Winter | 2761 | #N/A | Winter | 502347.2 | 2024-01-10 10:00 | 497357.6 | 822.3 | 0 | 4167.4 | 502347.3 | 479457.9 | 353690.4 | 0.036 | 0.055 | 0.56 | 0.55 | 279.1 | 21.7 | 3.06 | 20 | 941.8 | 0.17 | 280.6 | 48.1 | 328.7 | 289.9 | 22.5 | 3.18 | 20.8 | 978.6 | 0.18 | 291.5 | 50 | 341.5 | 145 | 5.3 | 0.67 | 14.8 | 676.2 | 0.06 | 145.3 | 35 | 180.3 | 692.6 | 50.7 | 7.12 | 47.7 | 2429.4 | 0.33 | 696 | 120.2 | 816.2 | 28.57 | 0 | 0.28 | 28.85 | 30.26 | 0 | 0.3 | 30.55 | 502347.2 | 148656.9 | 0 | 4198.3 | 0 | 8370.1 | 81865.5 | 0 | 366.3 | 12151.6 | 140697 | 0 | 95.5 | 3315.4 | 26154.1 | 88396.1 | 598.4 | 0 | 0 | 84613.5 | 49823.9 | 1701.7 | 6993.9 | 697.4 | 0 | 8315.2
228 | 10 | Day10 | 11 | Hour11 | 1 | Winter | 2761 | #N/A | Winter | 500312.1 | 2024-01-10 11:00 | 491282 | 3064.2 | 1492.6 | 4473.3 | 500312.1 | 473726.9 | 345042.6 | 0.0357 | 0.0542 | 0.56 | 0.56 | 275.8 | 21.5 | 3.04 | 19.7 | 926.9 | 0.17 | 277.3 | 47.4 | 324.7 | 288 | 22.5 | 3.18 | 20.6 | 967.1 | 0.18 | 289.5 | 49.4 | 339 | 146 | 5.7 | 0.73 | 14.6 | 670.7 | 0.07 | 146.4 | 34.6 | 181 | 510.8 | 21.5 | 2.8 | 49.6 | 2295.3 | 0.23 | 512.3 | 118 | 630.3 | 27.96 | 0 | 0.28 | 28.24 | 29.59 | 0 | 0.3 | 29.89 | 500312.1 | 155269.5 | 0 | 4198.3 | 0 | 6965.2 | 81220.7 | 0 | 686.6 | 13474.6 | 137012.7 | 0 | 95.5 | 3315.4 | 23240.3 | 88396.1 | 598.4 | 0 | 0 | 97053.5 | 42085 | 1969.8 | 11507.1 | 848.4 | 0 | 8310.6
229 | 10 | Day10 | 12 | Hour12 | 1 | Winter | 2761 | #N/A | Winter | 493767.8 | 2024-01-10 12:00 | 484642.2 | 3315.1 | 1557.3 | 4253.2 | 493767.9 | 467452.7 | 344139.5 | 0.0355 | 0.0535 | 0.56 | 0.55 | 278.6 | 21.7 | 3.07 | 19.9 | 936.4 | 0.17 | 280 | 47.9 | 327.9 | 291 | 22.7 | 3.21 | 20.8 | 977.5 | 0.18 | 292.5 | 50 | 342.5 | 151.8 | 6.2 | 0.8 | 14.9 | 688.2 | 0.07 | 152.2 | 35.5 | 187.6 | 581.6 | 40.4 | 5.65 | 42.8 | 2110.4 | 0.29 | 584.4 | 105.8 | 690.2 | 26.6 | 0 | 0.29 | 26.88 | 28.11 | 0 | 0.3 | 28.41 | 493767.8 | 149628.4 | 76.4 | 4198.3 | 0 | 7277.5 | 80891.7 | 0 | 695.4 | 13673.2 | 136690.9 | 0 | 95.5 | 3315.4 | 23126 | 87869.4 | 598.4 | 0 | 0 | 95103.8 | 38238.5 | 1917.5 | 12887 | 1013.2 | 0.6 | 7946.4
230 | 10 | Day10 | 13 | Hour13 | 1 | Winter | 2761 | #N/A | Winter | 486844.7 | 2024-01-10 13:00 | 478451.3 | 2466.2 | 1708.8 | 4218.5 | 486844.7 | 461597.1 | 339854.7 | 0.0352 | 0.0528 | 0.56 | 0.56 | 278.2 | 21.7 | 3.06 | 19.9 | 936.8 | 0.17 | 279.7 | 47.9 | 327.6 | 290.2 | 22.6 | 3.2 | 20.8 | 976.2 | 0.18 | 291.7 | 49.9 | 341.6 | 152.2 | 6.1 | 0.78 | 15.1 | 693.8 | 0.07 | 152.6 | 35.8 | 188.4 | 747 | 73.9 | 10.64 | 34 | 2012.3 | 0.36 | 752.1 | 94.1 | 846.2 | 25.66 | 0 | 0.29 | 25.95 | 27.12 | 0 | 0.3 | 27.42 | 486844.7 | 146990 | 0 | 4198.3 | 0 | 7122.6 | 79413 | 0 | 647.6 | 14427.6 | 135258.6 | 0 | 95.5 | 3315.4 | 22819 | 87033.9 | 598.4 | 0 | 0 | 93715.8 | 36259.3 | 1939.7 | 11758.3 | 660.8 | 0 | 7342.5
231 | 10 | Day10 | 14 | Hour14 | 1 | Winter | 2761 | #N/A | Winter | 481935.6 | 2024-01-10 14:00 | 473219.3 | 2843.9 | 1557.3 | 4315 | 481935.5 | 456644.7 | 338432.1 | 0.035 | 0.0522 | 0.56 | 0.56 | 276.7 | 21.4 | 3.02 | 20 | 936.1 | 0.17 | 278.2 | 47.9 | 326.1 | 288.3 | 22.3 | 3.15 | 20.8 | 975 | 0.18 | 289.9 | 49.9 | 339.8 | 146.9 | 5.9 | 0.76 | 14.5 | 668.6 | 0.07 | 147.3 | 34.5 | 181.8 | 563.4 | 37.6 | 5.23 | 42.1 | 2091.9 | 0.26 | 566 | 104.5 | 670.5 | 25.54 | 0 | 0.29 | 25.82 | 27.01 | 0 | 0.3 | 27.32 | 481935.6 | 143503.5 | 0 | 4198.3 | 0 | 7372.4 | 77461.7 | 0 | 628.3 | 13179.8 | 134977.7 | 0 | 95.5 | 3315.4 | 23378.9 | 87033.9 | 598.4 | 0 | 0 | 92751.3 | 34958 | 1986 | 11109.4 | 406 | 0 | 7435.7
232 | 10 | Day10 | 15 | Hour15 | 1 | Winter | 2761 | #N/A | Winter | 482062.1 | 2024-01-10 15:00 | 471561.6 | 4498.7 | 1557.3 | 4444.4 | 482062.1 | 455077.5 | 346873.6 | 0.035 | 0.052 | 0.54 | 0.54 | 286.1 | 22.1 | 3.12 | 20.7 | 969.9 | 0.18 | 287.6 | 49.6 | 337.2 | 298.9 | 23 | 3.25 | 21.6 | 1013.2 | 0.18 | 300.5 | 51.8 | 352.3 | 161.6 | 6.5 | 0.83 | 16 | 736.4 | 0.07 | 162.1 | 38 | 200 | 730.4 | 67.8 | 9.71 | 37.3 | 2109.6 | 0.35 | 735 | 100.3 | 835.3 | 26.07 | 0 | 0.29 | 26.36 | 27.56 | 0 | 0.3 | 27.86 | 482062.1 | 135188.4 | 0 | 4198.3 | 0 | 7819.2 | 79902.7 | 0 | 659.7 | 11215.6 | 140503.1 | 0 | 110 | 3315.4 | 23392.6 | 87033.9 | 598.4 | 0 | 0 | 84629 | 36647.9 | 2036.3 | 9452.2 | 94.6 | 0 | 8141.2
233 | 10 | Day10 | 16 | Hour16 | 1 | Winter | 2761 | #N/A | Winter | 493116.5 | 2024-01-10 16:00 | 478978 | 5371.8 | 3619.1 | 5147.5 | 493116.5 | 462106.7 | 369849.3 | 0.0352 | 0.0528 | 0.51 | 0.51 | 310.9 | 24.5 | 3.47 | 21.8 | 1035.3 | 0.19 | 312.6 | 52.7 | 365.2 | 326.7 | 25.8 | 3.65 | 22.9 | 1087.1 | 0.2 | 328.4 | 55.3 | 383.7 | 311 | 18.5 | 2.54 | 25.3 | 1224.8 | 0.14 | 312.3 | 61.8 | 374.1 | 841.5 | 83.7 | 12.07 | 38.1 | 2240.5 | 0.42 | 847.3 | 105 | 952.3 | 27.33 | 0 | 0.29 | 27.62 | 28.93 | 0 | 0.3 | 29.23 | 493116.5 | 123267.2 | 4 | 4257.5 | 0 | 7819.2 | 91376 | 0 | 699.6 | 11148.8 | 148267.4 | 0 | 159.1 | 3315.4 | 26697.6 | 87033.9 | 919.2 | 0 | 0 | 66917.7 | 42299.1 | 2202.1 | 7648.8 | 0 | 0 | 8310.6
234 | 10 | Day10 | 17 | Hour17 | 1 | Winter | 2761 | #N/A | Winter | 510455.1 | 2024-01-10 17:00 | 498214.4 | 3627.1 | 3408.2 | 5205.3 | 510455.1 | 480282.8 | 404064.8 | 0.036 | 0.055 | 0.48 | 0.47 | 332 | 26.4 | 3.74 | 22.9 | 1099.2 | 0.2 | 333.8 | 55.7 | 389.6 | 350 | 27.8 | 3.93 | 24.2 | 1160.1 | 0.21 | 351.9 | 58.9 | 410.8 | 406.3 | 26.4 | 3.67 | 31.1 | 1519.4 | 0.2 | 408.1 | 76.5 | 484.6 | 543 | 26.7 | 3.59 | 49.4 | 2303.5 | 0.26 | 544.8 | 118.1 | 662.9 | 32.75 | 0 | 0.29 | 33.04 | 34.73 | 0 | 0.3 | 35.03 | 510455.1 | 106390.4 | 1142 | 4257.5 | 0 | 7819.2 | 101935.2 | 0 | 658.3 | 8359.1 | 160709.1 | 0 | 159.1 | 3315.4 | 31253.5 | 88396.1 | 926 | 4151.7 | 0 | 48097 | 46982.8 | 2293.1 | 6759.6 | 4743.1 | 1154.7 | 8314.8
235 | 10 | Day10 | 18 | Hour18 | 1 | Winter | 2761 | #N/A | Winter | 515570.9 | 2024-01-10 18:00 | 511870.6 | 0 | 0 | 3700.3 | 515570.9 | 493174.1 | 446072.6 | 0.0365 | 0.0565 | 0.44 | 0.43 | 360 | 27.9 | 3.95 | 25.4 | 1204.4 | 0.22 | 361.9 | 61.4 | 423.3 | 378.1 | 29.2 | 4.13 | 26.9 | 1270 | 0.23 | 380.1 | 64.8 | 444.9 | 453.9 | 27.3 | 3.83 | 37.5 | 1710.5 | 0.26 | 455.8 | 88.6 | 544.3 | 634.9 | 13.7 | 1.64 | 75.4 | 3112.5 | 0.39 | 635.8 | 168.3 | 804.1 | 42.47 | 0 | 0.29 | 42.76 | 45.02 | 0 | 0.3 | 45.33 | 515570.9 | 69498.3 | 2974.4 | 4257.5 | 0 | 8019.4 | 107613.1 | 0 | 293.4 | 2876.7 | 174868.8 | 0 | 3983.3 | 3315.4 | 40867.1 | 88396.1 | 2935.2 | 8842.4 | 0 | 11662.8 | 52398.7 | 2266.7 | 5211.3 | 6725.9 | 3355.7 | 7912
236 | 10 | Day10 | 19 | Hour19 | 1 | Winter | 2761 | #N/A | Winter | 519762.8 | 2024-01-10 19:00 | 515269.8 | 0 | 0 | 4493 | 519762.8 | 496392.8 | 460297.4 | 0.0366 | 0.0568 | 0.44 | 0.44 | 355.4 | 27.6 | 3.91 | 25 | 1189.3 | 0.21 | 357.3 | 60.5 | 417.9 | 373 | 28.8 | 4.08 | 26.5 | 1252.9 | 0.22 | 374.9 | 63.9 | 438.8 | 464 | 27.4 | 3.82 | 38.6 | 1777.5 | 0.25 | 465.8 | 91.7 | 557.5 | 1013 | 45.1 | 8.57 | 126.9 | 2130.5 | 2.11 | 1016.7 | 190.9 | 1207.6 | 39.3 | 0 | 0.28 | 39.58 | 41.67 | 0 | 0.3 | 41.97 | 519762.8 | 59465.4 | 5363.6 | 4257.5 | 0 | 8374.7 | 107340.5 | 0 | 0 | 0.5 | 175107.7 | 0 | 3399.6 | 3315.4 | 54890.9 | 88396.1 | 2724.3 | 7127 | 0 | 1.4 | 57338.4 | 2125 | 1730.8 | 5471.2 | 3816.5 | 7717.9
237 | 10 | Day10 | 20 | Hour20 | 1 | Winter | 2761 | #N/A | Winter | 517369.6 | 2024-01-10 20:00 | 512833.4 | 0 | 0 | 4536.2 | 517369.6 | 494062.2 | 455792.1 | 0.0366 | 0.0567 | 0.45 | 0.45 | 349.6 | 27.4 | 3.88 | 24.3 | 1165.8 | 0.21 | 351.4 | 59.1 | 410.6 | 366.4 | 28.6 | 4.05 | 25.7 | 1226.5 | 0.22 | 368.3 | 62.3 | 430.6 | 453.9 | 27.3 | 3.76 | 36.8 | 1770 | 0.22 | 455.7 | 89.6 | 545.3 | 496.2 | 14 | 1.68 | 54.5 | 2431.6 | 0.23 | 497 | 127.1 | 624.1 | 36.44 | 0 | 0.28 | 36.73 | 38.63 | 0 | 0.3 | 38.94 | 517369.6 | 61577.5 | 6057.6 | 4257.5 | 0 | 8374.7 | 106982.1 | 0 | 0 | 0 | 174247.4 | 0 | 500.3 | 3315.4 | 56231.8 | 88396.1 | 1358.9 | 6070.2 | 0 | 0 | 59661.2 | 1916.4 | 0.1 | 3364.7 | 3260.8 | 7916.5
238 | 10 | Day10 | 21 | Hour21 | 1 | Winter | 2761 | #N/A | Winter | 501898 | 2024-01-10 21:00 | 497070.6 | 0 | 0 | 4827.4 | 501898.1 | 479123.9 | 440454 | 0.0361 | 0.0552 | 0.45 | 0.44 | 353.8 | 28 | 3.96 | 24.4 | 1175.1 | 0.21 | 355.7 | 59.5 | 415.2 | 369.2 | 29.1 | 4.12 | 25.6 | 1228.5 | 0.22 | 371.1 | 62.2 | 433.4 | 461.8 | 28.4 | 3.91 | 36.8 | 1788.5 | 0.22 | 463.7 | 90.1 | 553.9 | 1262.1 | 143.5 | 20.87 | 40.8 | 2796.4 | 0.63 | 1272.1 | 124.3 | 1396.4 | 33.72 | 0 | 0.29 | 34 | 35.69 | 0 | 0.31 | 35.99 | 501898 | 61444.1 | 4368.7 | 4257.5 | 0 | 8374.7 | 106181.8 | 0 | 0 | 0 | 169635.4 | 0 | 159.1 | 3315.4 | 52615.6 | 88396.1 | 923.3 | 2226.2 | 0 | 0 | 59815.7 | 1628.4 | 0 | 97.9 | 1448.3 | 7916.5
239 | 10 | Day10 | 22 | Hour22 | 1 | Winter | 2761 | #N/A | Winter | 477483 | 2024-01-10 22:00 | 472601 | 0 | 0 | 4881.9 | 477483 | 455920.3 | 417473.9 | 0.0353 | 0.0527 | 0.45 | 0.45 | 345.4 | 27 | 3.81 | 24.3 | 1158.7 | 0.21 | 347.2 | 58.9 | 406.1 | 358.8 | 28 | 3.95 | 25.3 | 1204.9 | 0.21 | 360.8 | 61.3 | 422 | 494.3 | 33 | 4.59 | 36.9 | 1833.7 | 0.23 | 496.5 | 91.6 | 588.1 | 507.7 | 22 | 2.89 | 49.9 | 2248.9 | 0.24 | 509.2 | 116.9 | 626.1 | 32.14 | 0 | 0.22 | 32.37 | 33.93 | 0 | 0.24 | 34.17 | 477483 | 60009.1 | 2493 | 4257.5 | 0 | 8374.7 | 96838.1 | 0 | 0 | 0 | 162613.4 | 0 | 159.1 | 3315.4 | 49835.9 | 88396.1 | 926 | 264.6 | 0 | 0 | 58740 | 1269 | 0 | 0 | 1683 | 7655.1
240 | 10 | Day10 | 23 | Hour23 | 1 | Winter | 2761 | #N/A | Winter | 451686 | 2024-01-10 23:00 | 446828.7 | 36.4 | 0 | 4820.9 | 451686 | 431428.1 | 390421.2 | 0.0345 | 0.05 | 0.47 | 0.46 | 337.4 | 26.3 | 3.72 | 23.9 | 1132 | 0.2 | 339.2 | 57.7 | 396.9 | 349.8 | 27.3 | 3.86 | 24.8 | 1174.6 | 0.21 | 351.7 | 59.9 | 411.6 | 475.4 | 29.5 | 4.07 | 37.5 | 1834.4 | 0.22 | 477.4 | 92.3 | 569.6 | 672.8 | 47.5 | 6.66 | 48.1 | 2402.4 | 0.32 | 676 | 119.8 | 795.8 | 31.02 | 0 | 0.22 | 31.24 | 32.66 | 0 | 0.23 | 32.89 | 451686 | 61264.9 | 914 | 4247.1 | 0 | 8374.7 | 89544.2 | 0 | 0 | 0 | 150534.8 | 0 | 159.1 | 3315.4 | 43790.5 | 88396.1 | 871.9 | 273.2 | 0 | 0 | 60278.9 | 986 | 0 | 0 | 292.5 | 6004.5
241 | 11 | Day11 | 0 | Hour0 | 1 | Winter | 40 | 522886 | Winter | 429596.4 | 2024-01-11 | 424342.5 | 738 | 0 | 4516 | 429596.4 | 410032.3 | 365759.6 | 0.0337 | 0.0475 | 0.48 | 0.48 | 323.3 | 25.1 | 3.55 | 23.2 | 1089.4 | 0.2 | 325 | 55.7 | 380.7 | 335 | 26 | 3.68 | 24.1 | 1129.6 | 0.21 | 336.8 | 57.8 | 394.6 | 497.7 | 33 | 4.59 | 37.4 | 1854.6 | 0.23 | 500 | 92.7 | 592.7 | 830.1 | 85.2 | 12.31 | 35.2 | 2126.3 | 0.41 | 836 | 98.6 | 934.7 | 29.6 | 0 | 0.29 | 29.89 | 31.09 | 0 | 0.3 | 31.39 | 429596.4 | 63836.9 | 81.7 | 4247.1 | 0 | 7839.5 | 81206.6 | 0 | 0 | 0 | 139253.4 | 0 | 159.1 | 3315.4 | 40597.5 | 88396.1 | 663.1 | 0 | 0 | 0 | 63078.3 | 758.6 | 0 | 0 | 268.1 | 5814.9
242 | 11 | Day11 | 1 | Hour1 | 1 | Winter | 2761 | #N/A | Winter | 414171.7 | 2024-01-11 01:00 | 407895.3 | 1689.3 | 0 | 4587.1 | 414171.7 | 394368.5 | 347018.3 | 0.0332 | 0.0456 | 0.49 | 0.49 | 315.7 | 24.2 | 3.42 | 23.1 | 1075.2 | 0.2 | 317.4 | 55.2 | 372.6 | 326.9 | 25.1 | 3.54 | 23.9 | 1113.2 | 0.2 | 328.7 | 57.1 | 385.8 | 509.5 | 34.1 | 4.74 | 38 | 1889.5 | 0.24 | 511.8 | 94.4 | 606.2 | 774.7 | 75 | 10.78 | 36.8 | 2140.4 | 0.38 | 779.9 | 100.7 | 880.6 | 29 | 0 | 0.28 | 29.28 | 30.39 | 0 | 0.29 | 30.68 | 414171.7 | 67153.4 | 209 | 4247.1 | 0 | 7169.5 | 75058.7 | 0 | 0 | 0 | 135021 | 0 | 95.5 | 3315.4 | 32907.6 | 88396.1 | 598.4 | 0 | 0 | 0 | 66551 | 602.5 | 0 | 0 | 0 | 4816.6
243 | 11 | Day11 | 2 | Hour2 | 1 | Winter | 2761 | #N/A | Winter | 406510.6 | 2024-01-11 02:00 | 398337.4 | 3158.5 | 435.5 | 4579.2 | 406510.7 | 385258 | 337461.6 | 0.0328 | 0.0444 | 0.49 | 0.49 | 313.4 | 23.8 | 3.36 | 23.2 | 1073.7 | 0.2 | 315 | 55.2 | 370.2 | 324.8 | 24.7 | 3.48 | 24 | 1111.9 | 0.2 | 326.5 | 57.2 | 383.6 | 524.5 | 36.4 | 5.09 | 37.9 | 1901.9 | 0.25 | 527 | 94.6 | 621.6 | 879.9 | 86.1 | 12.39 | 40.9 | 2400 | 0.43 | 885.8 | 112.5 | 998.3 | 28.8 | 0 | 0.28 | 29.09 | 30.16 | 0 | 0.29 | 30.44 | 406510.6 | 69049.1 | 0 | 4247.1 | 0 | 6891 | 72146.8 | 0 | 0 | 0 | 133739.1 | 0 | 95.5 | 3315.4 | 28032.2 | 88396.1 | 598.4 | 0 | 0 | 0 | 68523.3 | 525.8 | 0 | 0 | 0 | 5559.9
244 | 11 | Day11 | 3 | Hour3 | 1 | Winter | 2761 | #N/A | Winter | 404490.3 | 2024-01-11 03:00 | 395984.1 | 3887.9 | 0 | 4618.3 | 404490.3 | 383018.1 | 333032 | 0.0327 | 0.0441 | 0.49 | 0.49 | 312.4 | 23.7 | 3.34 | 23.2 | 1072.4 | 0.2 | 314 | 55.2 | 369.2 | 323.6 | 24.5 | 3.46 | 24 | 1110.7 | 0.2 | 325.3 | 57.2 | 382.5 | 533.8 | 37.3 | 5.21 | 38.4 | 1928.8 | 0.25 | 536.3 | 95.9 | 632.3 | 896 | 89.5 | 12.9 | 40 | 2386.9 | 0.44 | 902.2 | 111.3 | 1013.5 | 28.71 | 0 | 0.27 | 28.98 | 30.05 | 0 | 0.28 | 30.33 | 404490.3 | 71458.3 | 0 | 4247.1 | 0 | 5861.7 | 71336 | 0 | 0 | 0 | 133355.5 | 0 | 95.5 | 3315.4 | 25826.2 | 88396.1 | 598.4 | 0 | 0 | 0 | 71031.8 | 426.5 | 0 | 0 | 0 | 5559.7
245 | 11 | Day11 | 4 | Hour4 | 1 | Winter | 2761 | #N/A | Winter | 410204.6 | 2024-01-11 04:00 | 403495.5 | 1925 | 0 | 4784.1 | 410204.6 | 390212.8 | 334357.6 | 0.0329 | 0.0449 | 0.49 | 0.49 | 312 | 23.7 | 3.34 | 23.1 | 1070 | 0.19 | 313.6 | 55 | 368.6 | 323.2 | 24.5 | 3.45 | 24 | 1109.5 | 0.2 | 324.9 | 57.1 | 382 | 527.9 | 36.2 | 5.05 | 38.6 | 1928.3 | 0.25 | 530.4 | 96.1 | 626.5 | 897.5 | 93.1 | 13.45 | 36.9 | 2281.2 | 0.44 | 903.9 | 105 | 1009 | 28.68 | 0 | 0.27 | 28.95 | 30.04 | 0 | 0.27 | 30.31 | 410204.6 | 75847 | 0 | 4247.1 | 0 | 5714.7 | 72455.6 | 0 | 0 | 0 | 134761.6 | 0 | 95.5 | 3315.4 | 24773.1 | 88396.1 | 598.4 | 0 | 0 | 0 | 75458.7 | 388.2 | 0 | 0 | 19.7 | 5402.4
246 | 11 | Day11 | 5 | Hour5 | 1 | Winter | 2761 | #N/A | Winter | 430885.4 | 2024-01-11 05:00 | 425361.7 | 191.7 | 0 | 5332 | 430885.4 | 411077.7 | 352512.9 | 0.0336 | 0.0473 | 0.48 | 0.48 | 324.9 | 25.2 | 3.56 | 23.3 | 1096.8 | 0.2 | 326.6 | 56.1 | 382.7 | 336.2 | 26 | 3.68 | 24.2 | 1136.5 | 0.21 | 338 | 58.1 | 396.1 | 517.5 | 34.4 | 4.77 | 38.8 | 1927.1 | 0.24 | 519.8 | 96.3 | 616.1 | 874.6 | 91.8 | 13.27 | 35 | 2189.2 | 0.43 | 881 | 100.4 | 981.4 | 29.25 | 0 | 0.25 | 29.5 | 30.71 | 0 | 0.26 | 30.97 | 430885.4 | 78372.5 | 0 | 4247.1 | 0 | 7508.2 | 81748.8 | 0 | 0 | 0 | 141293.6 | 0 | 95.5 | 3315.4 | 25309.7 | 88396.1 | 598.4 | 0 | 0 | 0 | 77987.7 | 384.8 | 0 | 0 | 1.5 | 7180.6
247 | 11 | Day11 | 6 | Hour6 | 1 | Winter | 2761 | #N/A | Winter | 463281.3 | 2024-01-11 06:00 | 457443.6 | 0 | 0 | 5837.7 | 463281.3 | 441561.4 | 381753.8 | 0.0347 | 0.0509 | 0.46 | 0.46 | 345.7 | 27.5 | 3.89 | 23.9 | 1145.3 | 0.21 | 347.6 | 58.1 | 405.7 | 358.1 | 28.4 | 4.02 | 24.8 | 1187.9 | 0.21 | 360.1 | 60.3 | 420.3 | 512.1 | 34.1 | 4.73 | 38.4 | 1904.1 | 0.24 | 514.4 | 95.2 | 609.5 | 1124.4 | 127.8 | 18.58 | 36.1 | 2504.1 | 0.56 | 1133.3 | 110.9 | 1244.2 | 30.62 | 0 | 0.24 | 30.86 | 32.27 | 0 | 0.26 | 32.53 | 463281.3 | 81527.5 | 0 | 4247.1 | 0 | 8374.7 | 96861.6 | 0 | 0 | 80.5 | 152834.3 | 0 | 95.5 | 3315.4 | 27030.7 | 88396.1 | 598.4 | 0 | 0 | 15.7 | 81010.5 | 420.7 | 0 | 58.3 | 819 | 7691.7
248 | 11 | Day11 | 7 | Hour7 | 1 | Winter | 2761 | #N/A | Winter | 491922.1 | 2024-01-11 07:00 | 486355.6 | 0 | 0 | 5566.4 | 491922.1 | 468967.5 | 400565.1 | 0.0357 | 0.0541 | 0.47 | 0.47 | 345.6 | 27.9 | 3.95 | 23.5 | 1133.4 | 0.2 | 347.5 | 57.3 | 404.8 | 358.7 | 28.9 | 4.09 | 24.4 | 1177.6 | 0.21 | 360.7 | 59.5 | 420.3 | 465 | 29 | 4 | 36.6 | 1789.6 | 0.22 | 467 | 90 | 557 | 1075.5 | 115.1 | 16.66 | 41.1 | 2621.6 | 0.53 | 1083.4 | 119.4 | 1202.8 | 32.21 | 0 | 0.25 | 32.46 | 34.06 | 0 | 0.26 | 34.32 | 491922.1 | 91357 | 464 | 4247.1 | 0 | 8374.7 | 104453.8 | 0 | 0 | 2643.5 | 156829.9 | 0 | 350.3 | 3315.4 | 33535.2 | 88396.1 | 598.4 | 0 | 0 | 2907.7 | 85309.3 | 496.5 | 70.1 | 846.4 | 2995.3 | 8315.2
249 | 11 | Day11 | 8 | Hour8 | 1 | Winter | 2761 | #N/A | Winter | 505569.2 | 2024-01-11 08:00 | 499956.6 | 28.5 | 0 | 5584.1 | 505569.2 | 481870.7 | 396037 | 0.0362 | 0.0554 | 0.5 | 0.5 | 320.3 | 25.5 | 3.61 | 22.1 | 1060.1 | 0.19 | 322.1 | 53.7 | 375.8 | 332.9 | 26.5 | 3.75 | 23 | 1102.9 | 0.2 | 334.7 | 55.9 | 390.7 | 440.1 | 28.8 | 4 | 33.4 | 1651.3 | 0.2 | 442.1 | 82.7 | 524.8 | 837.1 | 74.2 | 10.6 | 45.9 | 2526.4 | 0.4 | 842.2 | 121.3 | 963.5 | 31.29 | 0 | 0.2 | 31.49 | 33.13 | 0 | 0.21 | 33.34 | 505569.2 | 109532.2 | 1650.6 | 4247.1 | 0 | 8019.4 | 98023.2 | 0 | 0 | 6183.7 | 153887.6 | 0 | 153.9 | 3315.4 | 37566.7 | 88396.1 | 598.4 | 178.6 | 0 | 13899.7 | 88863.8 | 585 | 2549.5 | 0 | 477.7 | 8315.2
250 | 11 | Day11 | 9 | Hour9 | 1 | Winter | 2761 | #N/A | Winter | 509529.8 | 2024-01-11 09:00 | 503376.6 | 348.4 | 0 | 5804.8 | 509529.8 | 485116.7 | 381056.7 | 0.0363 | 0.0557 | 0.54 | 0.54 | 288 | 22.5 | 3.18 | 20.4 | 967.1 | 0.17 | 289.5 | 49.3 | 338.8 | 299.5 | 23.4 | 3.3 | 21.3 | 1006.8 | 0.18 | 301.1 | 51.4 | 352.4 | 321.2 | 18.7 | 2.56 | 26.5 | 1278.4 | 0.15 | 322.4 | 64.6 | 387 | 821.6 | 79.4 | 11.42 | 39.1 | 2271.7 | 0.4 | 827 | 106.9 | 933.9 | 29.87 | 27.11 | 0.27 | 57.25 | 31.68 | 28.89 | 0.29 | 60.85 | 509529.8 | 128473.2 | 1077.2 | 4247.1 | 0 | 7463.8 | 86633.9 | 0 | 0.1 | 7578.7 | 145864.1 | 0 | 95.5 | 3315.4 | 43365.2 | 88396.1 | 598.4 | 0 | 0 | 40087.4 | 80149.7 | 657.3 | 5650.2 | 0 | 4 | 8315.2
251 | 11 | Day11 | 10 | Hour10 | 1 | Winter | 2761 | #N/A | Winter | 507596.5 | 2024-01-11 10:00 | 501774.8 | 134.9 | 0 | 5686.8 | 507596.5 | 483584.6 | 367444.7 | 0.0362 | 0.0556 | 0.55 | 0.55 | 279.7 | 21.7 | 3.07 | 20 | 942.7 | 0.17 | 281.2 | 48.2 | 329.3 | 290.7 | 22.5 | 3.19 | 20.9 | 981.3 | 0.18 | 292.3 | 50.1 | 342.4 | 274.7 | 14.9 | 2.02 | 23.6 | 1127.5 | 0.13 | 275.7 | 57.3 | 332.9 | 449.2 | 13.7 | 1.66 | 48.5 | 2182.1 | 0.2 | 450 | 113.6 | 563.6 | 29.25 | 81.91 | 0.27 | 111.43 | 31.02 | 87.41 | 0.29 | 118.72 | 507596.5 | 140151.8 | 1045 | 4247.1 | 0 | 7463.8 | 83178 | 0 | 143.5 | 8817.8 | 142499.1 | 0 | 95.5 | 3315.4 | 36795.1 | 88207.2 | 598.4 | 0 | 0 | 55485.7 | 74920.6 | 784.2 | 6734.5 | 254 | 15.8 | 8315.2
252 | 11 | Day11 | 11 | Hour11 | 1 | Winter | 2761 | #N/A | Winter | 502047.6 | 2024-01-11 11:00 | 496023.3 | 275.2 | 6.7 | 5742.4 | 502047.6 | 478151.4 | 350325.1 | 0.036 | 0.055 | 0.56 | 0.56 | 272.9 | 21.2 | 2.99 | 19.6 | 921.2 | 0.17 | 274.3 | 47.1 | 321.4 | 283.4 | 21.9 | 3.1 | 20.4 | 958 | 0.17 | 284.9 | 49 | 333.9 | 243.5 | 13.2 | 1.78 | 21 | 1001.9 | 0.11 | 244.4 | 50.9 | 295.3 | 884.8 | 90.5 | 13.06 | 37.6 | 2289.5 | 0.43 | 891.1 | 105.9 | 997 | 28.29 | 42.28 | 0.27 | 70.84 | 29.99 | 45.36 | 0.29 | 75.65 | 502047.6 | 151722.4 | 0 | 4239.5 | 0 | 6912.9 | 80125.5 | 0 | 348.7 | 10021.1 | 138372.8 | 0 | 95.5 | 3315.4 | 28604.2 | 88061 | 598.4 | 0 | 0 | 65037.3 | 75355.8 | 959.6 | 7968 | 491.4 | 318.6 | 7882.5
253 | 11 | Day11 | 12 | Hour12 | 1 | Winter | 2761 | #N/A | Winter | 496613 | 2024-01-11 12:00 | 489969.7 | 302.2 | 269.6 | 6071.6 | 496613.1 | 472424.9 | 338504.8 | 0.0358 | 0.0543 | 0.57 | 0.57 | 267.8 | 20.8 | 2.94 | 19.3 | 904.1 | 0.17 | 269.3 | 46.3 | 315.6 | 278 | 21.5 | 3.04 | 20.1 | 939.9 | 0.17 | 279.5 | 48.1 | 327.7 | 238.3 | 12.7 | 1.71 | 20.8 | 987.2 | 0.11 | 239.1 | 50.2 | 289.3 | 829 | 81.7 | 11.76 | 38 | 2243.4 | 0.4 | 834.6 | 105 | 939.6 | 27.53 | 13.63 | 0.28 | 41.43 | 29.16 | 14.52 | 0.29 | 43.97 | 496613 | 158108.3 | 121.3 | 4221.4 | 0 | 7463.5 | 77834.6 | 0 | 492.1 | 10881.8 | 134298 | 0 | 95.5 | 3315.4 | 22706.2 | 87850.4 | 598.4 | 0 | 0 | 68941.3 | 76642.8 | 1150.3 | 9405.3 | 474.7 | 0 | 8101.3
254 | 11 | Day11 | 13 | Hour13 | 1 | Winter | 2761 | #N/A | Winter | 492580 | 2024-01-11 13:00 | 483720.5 | 2287.1 | 370.7 | 6201.7 | 492580 | 466510.7 | 330855.6 | 0.0356 | 0.0537 | 0.58 | 0.58 | 261.3 | 20.2 | 2.85 | 19 | 884.3 | 0.16 | 262.7 | 45.4 | 308 | 271.8 | 21 | 2.96 | 19.8 | 921 | 0.17 | 273.2 | 47.3 | 320.5 | 244.2 | 13 | 1.76 | 21.2 | 1009.8 | 0.11 | 245 | 51.3 | 296.4 | 837.4 | 84.3 | 12.15 | 36.8 | 2209.6 | 0.41 | 843.2 | 102.8 | 945.9 | 27.17 | 0 | 0.28 | 27.45 | 28.75 | 0 | 0.29 | 29.04 | 492580 | 161724.4 | 99.1 | 4221.4 | 0 | 7255.1 | 74961.4 | 0 | 544.5 | 11683.4 | 130886 | 0 | 95.5 | 3315.4 | 21572.9 | 87850.4 | 598.4 | 0 | 0 | 70050.8 | 78028.6 | 1417.1 | 9405.8 | 101.7 | 0 | 7797
255 | 11 | Day11 | 14 | Hour14 | 1 | Winter | 2761 | #N/A | Winter | 489118.5 | 2024-01-11 14:00 | 479256.4 | 3321.8 | 370.7 | 6169.6 | 489118.5 | 462287.1 | 327346.5 | 0.0354 | 0.0532 | 0.58 | 0.58 | 259.7 | 20 | 2.83 | 18.9 | 880.9 | 0.16 | 261.1 | 45.2 | 306.3 | 270.6 | 20.8 | 2.94 | 19.8 | 918.8 | 0.17 | 272 | 47.2 | 319.2 | 253.3 | 13.6 | 1.84 | 21.9 | 1045.2 | 0.12 | 254.2 | 53.1 | 307.4 | 933 | 105.5 | 15.33 | 31.2 | 2096.5 | 0.48 | 940.3 | 93.8 | 1034.1 | 25.53 | 0 | 0.28 | 25.81 | 27.05 | 0 | 0.3 | 27.35 | 489118.5 | 161772 | 0 | 4221.4 | 0 | 6908.3 | 73673.1 | 0 | 530.4 | 11622.7 | 129956 | 0 | 95.5 | 3315.4 | 21438.6 | 87139.8 | 598.4 | 0 | 0 | 66640.1 | 81156.3 | 1822.4 | 8935.8 | 0 | 0 | 7791.4
256 | 11 | Day11 | 15 | Hour15 | 1 | Winter | 2761 | #N/A | Winter | 490310 | 2024-01-11 15:00 | 478372.2 | 5379.8 | 370.7 | 6187.2 | 490310 | 461453.1 | 331820.9 | 0.0354 | 0.053 | 0.57 | 0.57 | 265.9 | 20.5 | 2.9 | 19.3 | 900.4 | 0.17 | 267.3 | 46.2 | 313.5 | 277.6 | 21.4 | 3.02 | 20.2 | 941 | 0.17 | 279.1 | 48.3 | 327.3 | 271.1 | 15.3 | 2.09 | 22.8 | 1093.5 | 0.12 | 272.1 | 55.4 | 327.5 | 738.3 | 72.2 | 10.41 | 34.5 | 2001.7 | 0.37 | 743.3 | 94.2 | 837.6 | 25.12 | 0 | 0.28 | 25.4 | 26.65 | 0 | 0.3 | 26.95 | 490310 | 158489 | 0 | 4221.4 | 0 | 6908.3 | 75557.4 | 0 | 494 | 9146.3 | 132637.6 | 0 | 159.1 | 3315.4 | 21721.6 | 86488.2 | 811.9 | 0 | 0 | 62300.1 | 84503.1 | 2045.5 | 8423.2 | 0 | 5.5 | 7766.9
257 | 11 | Day11 | 16 | Hour16 | 1 | Winter | 2761 | #N/A | Winter | 499920 | 2024-01-11 16:00 | 486087.4 | 5628.9 | 1710.6 | 6493.1 | 499920 | 468755.2 | 346249.4 | 0.0357 | 0.0539 | 0.56 | 0.55 | 280.4 | 22 | 3.11 | 19.9 | 937.9 | 0.17 | 281.9 | 47.9 | 329.8 | 293.8 | 23 | 3.26 | 20.9 | 982.9 | 0.18 | 295.3 | 50.2 | 345.6 | 345.8 | 22.4 | 3.11 | 26.4 | 1304.1 | 0.16 | 347.3 | 65.3 | 412.6 | 807.7 | 79.4 | 11.44 | 37.4 | 2179 | 0.4 | 813.1 | 102.4 | 915.6 | 25.97 | 0 | 0.28 | 26.25 | 27.59 | 0 | 0.29 | 27.88 | 499920 | 153670.6 | 0.4 | 4221.4 | 0 | 6908.3 | 83109.6 | 0 | 510.6 | 8884.4 | 137591.8 | 0 | 159.1 | 3315.4 | 23519.7 | 86488.2 | 935.5 | 0 | 0 | 53193.2 | 88645.1 | 2437.4 | 6268.1 | 0 | 0 | 8315.2
258 | 11 | Day11 | 17 | Hour17 | 1 | Winter | 2761 | #N/A | Winter | 514375 | 2024-01-11 17:00 | 503897.9 | 3389.8 | 366.6 | 6720.8 | 514374.9 | 485573.4 | 373185.3 | 0.0364 | 0.0559 | 0.53 | 0.53 | 299.8 | 23.7 | 3.36 | 20.9 | 994.7 | 0.18 | 301.4 | 50.6 | 352 | 314 | 24.8 | 3.51 | 22 | 1043.9 | 0.19 | 315.7 | 53.2 | 368.8 | 420 | 28.9 | 4.03 | 30.7 | 1530.1 | 0.2 | 422 | 76.3 | 498.3 | 487.4 | 20.6 | 2.69 | 47.4 | 2174.9 | 0.23 | 488.8 | 112.3 | 601.1 | 29.59 | 0 | 0.28 | 29.87 | 31.43 | 0 | 0.29 | 31.72 | 514375 | 141189.6 | 2691 | 4221.4 | 0 | 6908.3 | 92429 | 0 | 490.8 | 5855.9 | 147365.2 | 0 | 159.1 | 3315.4 | 27177 | 87850.4 | 1068.5 | 0 | 0 | 34762.9 | 97202.9 | 2877.2 | 5192.7 | 1408.4 | 1796 | 8315.2
259 | 11 | Day11 | 18 | Hour18 | 1 | Winter | 2761 | #N/A | Winter | 519814.5 | 2024-01-11 18:00 | 513663.4 | 0 | 125.1 | 6026 | 519814.5 | 494797.1 | 397885.1 | 0.0367 | 0.057 | 0.52 | 0.51 | 306.6 | 24.1 | 3.41 | 21.5 | 1023 | 0.18 | 308.3 | 52.1 | 360.3 | 320.7 | 25.1 | 3.55 | 22.6 | 1073.3 | 0.19 | 322.4 | 54.7 | 377.1 | 457.6 | 31.6 | 4.41 | 33.3 | 1662.7 | 0.22 | 459.8 | 82.9 | 542.7 | 537.6 | 23.2 | 3.05 | 51.8 | 2382.8 | 0.25 | 539.1 | 122.9 | 662 | 31.76 | 0 | 0.28 | 32.04 | 33.71 | 0 | 0.3 | 34.01 | 519814.5 | 121929.4 | 4643.6 | 4221.4 | 0 | 8233.2 | 94571.2 | 0 | 181.2 | 1398.3 | 154703.2 | 0 | 159.1 | 3315.4 | 38700 | 88061 | 1130.5 | 146.4 | 0 | 7729.7 | 109459.9 | 3160.5 | 3611.3 | 2600.3 | 3497 | 8315.2
260 | 11 | Day11 | 19 | Hour19 | 1 | Winter | 2761 | #N/A | Winter | 522886 | 2024-01-11 19:00 | 516544 | 0 | 110.5 | 6231.6 | 522886.1 | 497546.8 | 406565.4 | 0.0368 | 0.0572 | 0.52 | 0.52 | 305.5 | 24.1 | 3.41 | 21.4 | 1017.4 | 0.18 | 307.2 | 51.7 | 358.9 | 319.3 | 25.1 | 3.55 | 22.4 | 1064.8 | 0.19 | 321 | 54.2 | 375.2 | 469.7 | 31.8 | 4.43 | 34.8 | 1728 | 0.22 | 471.9 | 86.3 | 558.2 | 1116.8 | 118.1 | 17.11 | 44.1 | 2752.3 | 0.56 | 1125 | 126.3 | 1251.3 | 31.04 | 0 | 0.28 | 31.32 | 32.95 | 0 | 0.3 | 33.25 | 522886 | 116320.6 | 3195.2 | 4221.4 | 0 | 7838.3 | 95104.5 | 0 | 0 | 0.3 | 154246.4 | 0 | 159.1 | 3315.4 | 48738.9 | 88061 | 1131 | 554.2 | 0 | 0.7 | 112944.3 | 3375.3 | 815.1 | 867 | 1767.8 | 8315.2
261 | 11 | Day11 | 20 | Hour20 | 1 | Winter | 2761 | #N/A | Winter | 520543.7 | 2024-01-11 20:00 | 514463.9 | 0 | 105.9 | 5973.9 | 520543.7 | 495554.1 | 402270.7 | 0.0368 | 0.0571 | 0.53 | 0.53 | 297.8 | 23.4 | 3.31 | 20.9 | 993.4 | 0.18 | 299.4 | 50.6 | 350 | 311.3 | 24.4 | 3.45 | 22 | 1040.3 | 0.19 | 313 | 53 | 366 | 478.2 | 32 | 4.46 | 35.7 | 1770.7 | 0.22 | 480.4 | 88.5 | 568.9 | 967.1 | 101.4 | 14.67 | 39.2 | 2410.8 | 0.49 | 974.1 | 111.2 | 1085.3 | 30.06 | 36.48 | 0.28 | 66.81 | 31.91 | 38.91 | 0.3 | 71.11 | 520543.7 | 118273 | 2870 | 4221.4 | 0 | 7552 | 91977 | 0 | 0 | 0 | 150587.4 | 0 | 159.1 | 3315.4 | 48844.1 | 88026.5 | 1095.4 | 3622.3 | 0 | 0 | 114638.5 | 3634.5 | 0.1 | 1553.2 | 1546.4 | 8315.2
262 | 11 | Day11 | 21 | Hour21 | 1 | Winter | 2761 | #N/A | Winter | 505104.5 | 2024-01-11 21:00 | 499184.2 | 0 | 114.9 | 5805.4 | 505104.5 | 481091.4 | 387400.2 | 0.0362 | 0.0555 | 0.54 | 0.54 | 286.7 | 22.1 | 3.13 | 20.7 | 969.2 | 0.18 | 288.2 | 49.6 | 337.8 | 299.2 | 23 | 3.25 | 21.6 | 1013.8 | 0.18 | 300.7 | 51.9 | 352.6 | 502 | 35.8 | 5.01 | 35.5 | 1790.7 | 0.24 | 504.4 | 88.9 | 593.3 | 585.9 | 36.4 | 5.03 | 46.4 | 2247 | 0.28 | 588.4 | 113.4 | 701.8 | 30.48 | 49.75 | 0.28 | 80.52 | 32.31 | 53.18 | 0.3 | 85.8 | 505104.5 | 117704.3 | 3497.4 | 4221.4 | 0 | 7463.8 | 83922.7 | 0 | 0 | 0 | 146431.8 | 0 | 159.1 | 3315.4 | 46579.5 | 87850.4 | 1095.4 | 2863.2 | 0 | 0 | 114090.2 | 3614.1 | 0 | 1535.2 | 2016.9 | 7717.9
263 | 11 | Day11 | 22 | Hour22 | 1 | Winter | 2761 | #N/A | Winter | 480721.8 | 2024-01-11 22:00 | 474906 | 0 | 153.6 | 5662.2 | 480721.8 | 458081.2 | 364275.2 | 0.0354 | 0.053 | 0.56 | 0.56 | 269.3 | 20.3 | 2.86 | 20 | 926.1 | 0.17 | 270.7 | 47.7 | 318.4 | 280.6 | 21.1 | 2.97 | 20.9 | 966.7 | 0.18 | 282 | 49.8 | 331.8 | 491.3 | 33.8 | 4.72 | 35.8 | 1791.4 | 0.23 | 493.6 | 89.2 | 582.8 | 869.6 | 89.2 | 12.89 | 36.9 | 2228.3 | 0.43 | 875.8 | 103.4 | 979.2 | 27.96 | 43.02 | 0.28 | 71.27 | 29.56 | 45.81 | 0.3 | 75.68 | 480721.8 | 116446.6 | 1491.2 | 4172.6 | 0 | 7463.8 | 72597.2 | 0 | 0 | 0 | 137429.1 | 0 | 159.1 | 3315.4 | 45685.6 | 87850.4 | 991.1 | 3119.7 | 0 | 0 | 112310.4 | 4136.2 | 0 | 2034.7 | 1379.2 | 7065.1
264 | 11 | Day11 | 23 | Hour23 | 1 | Winter | 2761 | #N/A | Winter | 455423.2 | 2024-01-11 23:00 | 449000.7 | 123.7 | 585.8 | 5713 | 455423.2 | 433473.1 | 340641.7 | 0.0346 | 0.0503 | 0.58 | 0.58 | 255.5 | 18.9 | 2.67 | 19.5 | 889.6 | 0.16 | 256.8 | 46 | 302.9 | 265.6 | 19.7 | 2.77 | 20.3 | 925.3 | 0.17 | 266.9 | 47.9 | 314.8 | 497.3 | 34.7 | 4.84 | 35.8 | 1799.9 | 0.23 | 499.7 | 89.5 | 589.2 | 788.8 | 79.3 | 11.44 | 34.9 | 2072.4 | 0.39 | 794.3 | 96.8 | 891.1 | 27.19 | 25.83 | 0.28 | 53.3 | 28.66 | 27.47 | 0.3 | 56.42 | 455423.2 | 114781.5 | 1570.5 | 4163.4 | 0 | 5473.7 | 63827 | 0 | 0 | 0 | 127422.3 | 0 | 159.1 | 3315.4 | 45497.8 | 87850.4 | 756.9 | 605.2 | 0 | 0 | 110433.9 | 4347.6 | 0 | 339.9 | 1218 | 5109.9
265 | 12 | Day12 | 0 | Hour0 | 1 | Winter | 5 | 558755.8 | Winter Peak | 438442 | 2024-01-12 | 426101 | 404.8 | 6163.8 | 5772.3 | 438441.9 | 411696.1 | 323935.8 | 0.0338 | 0.0477 | 0.59 | 0.58 | 247.1 | 18 | 2.53 | 19.2 | 870.3 | 0.16 | 248.4 | 45.2 | 293.6 | 257.1 | 18.8 | 2.64 | 19.9 | 903.5 | 0.17 | 258.4 | 46.9 | 305.3 | 498.4 | 34.7 | 4.85 | 36 | 1805.1 | 0.24 | 500.8 | 89.9 | 590.6 | 467.7 | 25.3 | 3.42 | 41.5 | 1927.9 | 0.24 | 469.4 | 99 | 568.4 | 24.44 | 0 | 0.28 | 24.72 | 25.7 | 0 | 0.3 | 25.99 | 438442 | 114506.2 | 640.7 | 4155.7 | 0 | 4931.1 | 58120.6 | 0 | 0 | 0 | 122680.5 | 0 | 95.5 | 3315.4 | 42896.7 | 86242.5 | 678.6 | 178.6 | 0 | 0 | 110118.7 | 4387.4 | 0 | 0 | 39 | 6169.4
266 | 12 | Day12 | 1 | Hour1 | 1 | Winter | 2761 | #N/A | Winter Peak | 429158.8 | 2024-01-12 01:00 | 410221.3 | 2051 | 11244.8 | 5641.7 | 429158.8 | 396589 | 314980 | 0.0332 | 0.0458 | 0.58 | 0.58 | 247.7 | 17.9 | 2.52 | 19.4 | 876.7 | 0.16 | 248.9 | 45.6 | 294.6 | 258.4 | 18.8 | 2.65 | 20.1 | 910.3 | 0.17 | 259.7 | 47.3 | 307 | 499.3 | 34.8 | 4.85 | 36.1 | 1808.6 | 0.24 | 501.6 | 90.1 | 591.7 | 802.6 | 83.7 | 12.1 | 33.4 | 2027.2 | 0.41 | 808.4 | 93.9 | 902.3 | 23.7 | 0 | 0.28 | 23.98 | 24.87 | 0 | 0.29 | 25.15 | 429158.8 | 114178.8 | 0 | 4155.7 | 0 | 4931.1 | 56400.2 | 0 | 0 | 0 | 121916.6 | 0 | 95.5 | 3315.4 | 37452 | 86034.9 | 678.6 | 0 | 0 | 0 | 109794.6 | 4384.2 | 0 | 0 | 0 | 5345.6
267 | 12 | Day12 | 2 | Hour2 | 1 | Winter | 2761 | #N/A | Winter Peak | 423087.1 | 2024-01-12 02:00 | 401880.6 | 4199.1 | 11615.7 | 5391.7 | 423087.1 | 388651.3 | 309264.5 | 0.0329 | 0.0448 | 0.58 | 0.58 | 250 | 18 | 2.53 | 19.7 | 886.5 | 0.16 | 251.2 | 46.2 | 297.3 | 260.9 | 19 | 2.67 | 20.3 | 920 | 0.17 | 262.2 | 47.8 | 310 | 498.9 | 35 | 4.89 | 35.8 | 1798.6 | 0.24 | 501.2 | 89.5 | 590.7 | 612.5 | 52.6 | 7.49 | 36 | 1904.8 | 0.31 | 616.2 | 92.8 | 709 | 23.61 | 0 | 0.28 | 23.89 | 24.72 | 0 | 0.28 | 25 | 423087.1 | 113822.6 | 0 | 4155.7 | 0 | 4931.1 | 55865.2 | 0 | 0 | 0 | 121912.4 | 0 | 95.5 | 3315.4 | 32275.7 | 86034.9 | 678.6 | 0 | 0 | 0 | 109481.1 | 4341.5 | 0 | 0 | 5.5 | 4585.5
268 | 12 | Day12 | 3 | Hour3 | 1 | Winter | 2761 | #N/A | Winter Peak | 420712.2 | 2024-01-12 03:00 | 400340 | 4164.8 | 10768.3 | 5439.2 | 420712.3 | 387196.8 | 306770 | 0.0328 | 0.0445 | 0.57 | 0.57 | 251.8 | 18.1 | 2.55 | 19.9 | 894 | 0.16 | 253.1 | 46.5 | 299.6 | 263 | 19.1 | 2.69 | 20.5 | 928.1 | 0.17 | 264.3 | 48.2 | 312.5 | 505.4 | 35.8 | 5 | 36 | 1812.3 | 0.24 | 507.9 | 90.1 | 597.9 | 413.9 | 17.8 | 2.32 | 40.7 | 1850.6 | 0.21 | 415.1 | 95.9 | 511 | 23.56 | 0 | 0.28 | 23.84 | 24.65 | 0 | 0.27 | 24.92 | 420712.2 | 113942.2 | 0 | 4155.7 | 0 | 4843.3 | 55826.5 | 0 | 0 | 0 | 122465.2 | 0 | 95.5 | 3315.4 | 29354.9 | 86034.9 | 678.6 | 0 | 0 | 0 | 109784.5 | 4157.7 | 0 | 0 | 0 | 4960.9
269 | 12 | Day12 | 4 | Hour4 | 1 | Winter | 2761 | #N/A | Winter Peak | 421861.2 | 2024-01-12 04:00 | 409458.6 | 2282.8 | 4711.4 | 5408.3 | 421861.2 | 395924.1 | 308624.9 | 0.0331 | 0.0454 | 0.57 | 0.57 | 254.6 | 18.4 | 2.59 | 20 | 901.6 | 0.17 | 255.9 | 46.9 | 302.8 | 264.5 | 19.2 | 2.7 | 20.7 | 934.6 | 0.17 | 265.8 | 48.6 | 314.4 | 517.7 | 37.6 | 5.27 | 36 | 1827 | 0.24 | 520.2 | 90.5 | 610.7 | 653.4 | 58.8 | 8.41 | 35.9 | 1945.8 | 0.33 | 657.4 | 93.9 | 751.3 | 23.85 | 0 | 0.28 | 24.13 | 24.99 | 0 | 0.26 | 25.26 | 421861.2 | 113236.3 | 0 | 4155.7 | 0 | 4575.8 | 56928 | 0 | 0 | 0 | 123334.8 | 0 | 95.5 | 3315.4 | 28695.2 | 86845.8 | 678.6 | 0 | 0 | 0 | 108971 | 4265.4 | 0 | 0 | 142.3 | 4958.7
270 | 12 | Day12 | 5 | Hour5 | 1 | Winter | 2761 | #N/A | Winter Peak | 439657.8 | 2024-01-12 05:00 | 433097.9 | 52.7 | 646.3 | 5860.9 | 439657.8 | 418467.7 | 326747.5 | 0.0338 | 0.048 | 0.55 | 0.55 | 271.5 | 20 | 2.82 | 20.7 | 948.3 | 0.17 | 272.8 | 49 | 321.9 | 281.2 | 20.7 | 2.92 | 21.5 | 983 | 0.18 | 282.6 | 50.8 | 333.4 | 524.8 | 38.4 | 5.38 | 36.2 | 1842.6 | 0.25 | 527.4 | 91.2 | 618.6 | 885 | 90.6 | 13.07 | 37.6 | 2288.8 | 0.43 | 891.3 | 105.9 | 997.2 | 26.53 | 0 | 0.24 | 26.77 | 27.88 | 0 | 0.25 | 28.13 | 439657.8 | 112910.3 | 0 | 4155.7 | 0 | 4931.1 | 65248.1 | 0 | 0 | 0 | 132650.6 | 0 | 95.5 | 3315.4 | 28271.3 | 87397.2 | 678.6 | 4.1 | 0 | 0 | 108531.3 | 4379 | 0 | 0 | 0 | 4690.7
271 | 12 | Day12 | 6 | Hour6 | 1 | Winter | 2761 | #N/A | Winter Peak | 472363.6 | 2024-01-12 06:00 | 466251 | 0 | 0 | 6112.6 | 472363.6 | 449965.3 | 359237.3 | 0.0349 | 0.0517 | 0.52 | 0.52 | 295.6 | 22.7 | 3.2 | 21.5 | 1005.4 | 0.18 | 297.1 | 51.5 | 348.6 | 306.5 | 23.5 | 3.32 | 22.3 | 1043.4 | 0.19 | 308.1 | 53.4 | 361.6 | 485.5 | 32.6 | 4.53 | 36.1 | 1796.2 | 0.23 | 487.7 | 89.7 | 577.4 | 868.1 | 87.5 | 12.62 | 38 | 2286.2 | 0.42 | 874.2 | 106.3 | 980.4 | 28.77 | 0 | 0.23 | 29 | 30.35 | 0 | 0.24 | 30.6 | 472363.6 | 113126.3 | 82.3 | 4182.9 | 0 | 7208.6 | 80689.9 | 0 | 0 | 36 | 144142.4 | 0 | 95.5 | 3315.4 | 30776.4 | 88061 | 678.6 | 4.1 | 0 | 0.5 | 108691.3 | 4398.5 | 0 | 0 | 500.9 | 7656.9
272 | 12 | Day12 | 7 | Hour7 | 1 | Winter | 2761 | #N/A | Winter Peak | 500240.6 | 2024-01-12 07:00 | 494815.8 | 0 | 0 | 5424.9 | 500240.6 | 477009.6 | 378893.6 | 0.036 | 0.0549 | 0.53 | 0.52 | 296.1 | 23 | 3.24 | 21.2 | 999.5 | 0.18 | 297.7 | 51 | 348.7 | 307.9 | 23.8 | 3.37 | 22 | 1040.1 | 0.19 | 309.6 | 53.1 | 362.6 | 446.8 | 29.2 | 4.06 | 33.9 | 1676.3 | 0.21 | 448.7 | 83.9 | 532.7 | 1021 | 111.8 | 16.22 | 37 | 2408.3 | 0.51 | 1028.8 | 108.9 | 1137.7 | 29.67 | 0 | 0.24 | 29.91 | 31.4 | 0 | 0.25 | 31.65 | 500240.6 | 121347 | 1549.4 | 4190.7 | 0 | 7463.8 | 86783 | 0 | 0 | 1071.1 | 149394.2 | 0 | 95.5 | 3315.4 | 36886.9 | 88319 | 678.6 | 217.1 | 0 | 8033.8 | 107985.8 | 4256.3 | 25.7 | 0 | 882.3 | 7916.5
273 | 12 | Day12 | 8 | Hour8 | 1 | Winter | 2761 | #N/A | Winter Peak | 514475.4 | 2024-01-12 08:00 | 509700.4 | 0 | 0 | 4775.1 | 514475.4 | 491071.3 | 374481.5 | 0.0365 | 0.0565 | 0.56 | 0.56 | 278.3 | 21.6 | 3.06 | 19.9 | 937.1 | 0.17 | 279.8 | 47.9 | 327.7 | 289.6 | 22.5 | 3.18 | 20.8 | 975.4 | 0.18 | 291.1 | 49.9 | 341 | 355.6 | 21.2 | 2.91 | 28.9 | 1400.4 | 0.16 | 357 | 70.7 | 427.7 | 517.1 | 16.9 | 2.4 | 58.3 | 2195.6 | 0.43 | 518.3 | 123.8 | 642.1 | 29.41 | 0 | 0.25 | 29.66 | 31.17 | 0 | 0.27 | 31.44 | 514475.4 | 139993.9 | 1606.3 | 4190.7 | 0 | 8374.7 | 83994.6 | 0 | 0 | 3103.3 | 142176.4 | 0 | 690.5 | 3315.4 | 40794 | 88396.1 | 911.3 | 31.4 | 0 | 26787.6 | 105954.4 | 4148.6 | 813.7 | 197.6 | 1047.9 | 8315.2
274 | 12 | Day12 | 9 | Hour9 | 1 | Winter | 2761 | #N/A | Winter Peak | 520655.2 | 2024-01-12 09:00 | 515416.2 | 45.5 | 213 | 4980.5 | 520655.2 | 496466.2 | 362544.1 | 0.0368 | 0.0571 | 0.59 | 0.59 | 252.7 | 19.3 | 2.73 | 18.5 | 861.2 | 0.16 | 254 | 44.2 | 298.2 | 263 | 20.1 | 2.83 | 19.3 | 897.2 | 0.16 | 264.4 | 46.1 | 310.5 | 306.4 | 17.2 | 2.34 | 25.9 | 1240.2 | 0.14 | 307.6 | 62.8 | 370.4 | 569.8 | 34.9 | 4.81 | 45.6 | 2203.4 | 0.27 | 572.2 | 111.3 | 683.5 | 27.82 | 83.95 | 0.26 | 112.03 | 29.53 | 89.65 | 0.28 | 119.46 | 520655.2 | 158111.1 | 1888.6 | 4190.7 | 0 | 7909.5 | 75340.5 | 0 | 0.7 | 4541 | 135817 | 0 | 159.1 | 3315.4 | 45081.4 | 88061 | 776.7 | 4.1 | 0 | 48922.7 | 100471.1 | 4175.7 | 2255.5 | 284.1 | 117.4 | 8315.2
275 | 12 | Day12 | 10 | Hour10 | 1 | Winter | 2761 | #N/A | Winter Peak | 523803 | 2024-01-12 10:00 | 518179.2 | 395.4 | 213.8 | 5014.6 | 523803 | 499052.4 | 344838 | 0.0369 | 0.0575 | 0.61 | 0.6 | 244.2 | 18.6 | 2.63 | 18 | 833.9 | 0.15 | 245.5 | 42.9 | 288.4 | 254 | 19.3 | 2.73 | 18.7 | 867.8 | 0.16 | 255.3 | 44.6 | 299.9 | 258.4 | 14.1 | 1.91 | 22.2 | 1059.9 | 0.12 | 259.4 | 53.8 | 313.2 | 746.7 | 69.2 | 9.93 | 39 | 2149.4 | 0.38 | 751.4 | 103.2 | 854.6 | 26.2 | 123.77 | 0.26 | 150.23 | 27.83 | 133.29 | 0.28 | 161.41 | 523803 | 178965 | 0 | 4178.7 | 0 | 8153.5 | 72985 | 0 | 200.6 | 8280.4 | 132678.3 | 0 | 159.1 | 3315.4 | 35530 | 87094.7 | 743.2 | 0 | 0 | 70939.3 | 95478.7 | 4065.9 | 3553.5 | 815 | 0 | 8315.2
276 | 12 | Day12 | 11 | Hour11 | 1 | Winter | 2761 | #N/A | Winter Peak | 523817.7 | 2024-01-12 11:00 | 516586 | 1597.4 | 217.1 | 5417.2 | 523817.7 | 497553.4 | 329749.1 | 0.0368 | 0.0573 | 0.61 | 0.61 | 239.6 | 18.4 | 2.6 | 17.6 | 814.4 | 0.15 | 240.9 | 41.9 | 282.7 | 249.5 | 19.1 | 2.7 | 18.3 | 848.4 | 0.16 | 250.8 | 43.6 | 294.4 | 223.1 | 12.2 | 1.66 | 19.1 | 911.5 | 0.1 | 223.9 | 46.3 | 270.1 | 612 | 47.2 | 6.68 | 40.9 | 2060.2 | 0.32 | 615.2 | 102.4 | 717.6 | 25.2 | 80.7 | 0.27 | 106.17 | 26.77 | 86.46 | 0.28 | 113.52 | 523817.7 | 194068.6 | 0 | 4178.7 | 0 | 7720.3 | 72206.7 | 0 | 429.5 | 11215 | 128653.1 | 0 | 159.1 | 3315.4 | 25937.3 | 86790.2 | 788.2 | 0 | 0 | 84732.9 | 93844.7 | 3846.6 | 7518.2 | 933 | 0 | 8112
277 | 12 | Day12 | 12 | Hour12 | 1 | Winter | 2761 | #N/A | Winter Peak | 521391 | 2024-01-12 12:00 | 512949.2 | 1581.5 | 1446.7 | 5413.6 | 521391.1 | 494130.5 | 326989.8 | 0.0367 | 0.0569 | 0.61 | 0.61 | 239.8 | 18.4 | 2.6 | 17.6 | 813.9 | 0.15 | 241.1 | 41.8 | 282.9 | 249.7 | 19.2 | 2.71 | 18.3 | 847.6 | 0.16 | 251.1 | 43.6 | 294.6 | 198.8 | 10.2 | 1.37 | 17.6 | 834.2 | 0.09 | 199.4 | 42.5 | 242 | 903.4 | 99.5 | 14.45 | 32.1 | 2100.8 | 0.45 | 910.4 | 94.8 | 1005.2 | 24.47 | 35.5 | 0.27 | 60.25 | 25.99 | 38.04 | 0.29 | 64.32 | 521391 | 194401.2 | 16.6 | 4178.7 | 0 | 8025.4 | 72078.4 | 0 | 384 | 11652.5 | 127734.1 | 0 | 159.1 | 3315.4 | 23968.7 | 86698.8 | 814.5 | 0 | 0 | 88215.7 | 90483.8 | 3665.3 | 10646.9 | 858.1 | 0 | 8310.6
278 | 12 | Day12 | 13 | Hour13 | 1 | Winter | 2761 | #N/A | Winter Peak | 520239.6 | 2024-01-12 13:00 | 508670.4 | 1774.4 | 4264.4 | 5530.3 | 520239.6 | 490094.6 | 323170.9 | 0.0365 | 0.0564 | 0.62 | 0.62 | 238.3 | 18.3 | 2.59 | 17.5 | 808.7 | 0.15 | 239.5 | 41.6 | 281.1 | 248.8 | 19.2 | 2.71 | 18.2 | 843.4 | 0.16 | 250.2 | 43.4 | 293.5 | 187.5 | 9.5 | 1.27 | 16.8 | 792 | 0.09 | 188.2 | 40.4 | 228.6 | 792.7 | 79.2 | 11.43 | 35.5 | 2097.3 | 0.39 | 798.2 | 98.1 | 896.3 | 24.4 | 8.7 | 0.27 | 33.37 | 25.89 | 9.37 | 0.29 | 35.55 | 520239.6 | 197068.7 | 258.5 | 4178.7 | 0 | 7212.9 | 71455.3 | 0 | 365.6 | 13490.3 | 126664.1 | 0 | 159.1 | 3315.4 | 22417.7 | 86698.8 | 810.3 | 0 | 0 | 89743.2 | 89926.3 | 3543.2 | 10375.5 | 926.6 | 0 | 8315.2
279 | 12 | Day12 | 14 | Hour14 | 1 | Winter | 2761 | #N/A | Winter Peak | 516827.4 | 2024-01-12 14:00 | 504817.8 | 1706 | 4725.7 | 5577.9 | 516827.4 | 486462 | 320953.8 | 0.0364 | 0.056 | 0.62 | 0.61 | 238.5 | 18.3 | 2.59 | 17.5 | 810.1 | 0.15 | 239.7 | 41.7 | 281.4 | 249.2 | 19.2 | 2.71 | 18.2 | 845.5 | 0.16 | 250.5 | 43.4 | 294 | 197.1 | 10.6 | 1.43 | 17.1 | 813.1 | 0.09 | 197.8 | 41.3 | 239.1 | 708.7 | 63.1 | 9.02 | 38.6 | 2130.1 | 0.34 | 713 | 102.2 | 815.2 | 24.34 | 0 | 0.27 | 24.61 | 25.84 | 0 | 0.29 | 26.13 | 516827.4 | 195873.6 | 0.4 | 4178.7 | 0 | 6592.2 | 71001 | 0 | 372.1 | 14574.5 | 126367 | 0 | 95.5 | 3315.4 | 22026.2 | 86698.8 | 678.6 | 0 | 0 | 90467.6 | 87231.8 | 3227.7 | 10389.5 | 912.3 | 0 | 8112
280 | 12 | Day12 | 15 | Hour15 | 1 | Winter | 2761 | #N/A | Winter Peak | 514018.3 | 2024-01-12 15:00 | 504595.5 | 3712.7 | 217.1 | 5493 | 514018.3 | 486257.9 | 329176.9 | 0.0363 | 0.0559 | 0.6 | 0.6 | 248.8 | 19.2 | 2.71 | 18.1 | 843.1 | 0.16 | 250.1 | 43.3 | 293.4 | 259.4 | 20 | 2.82 | 18.9 | 879.6 | 0.16 | 260.7 | 45.2 | 305.9 | 222.7 | 12.7 | 1.73 | 18.7 | 896.6 | 0.1 | 223.6 | 45.4 | 269 | 754.6 | 71.4 | 10.26 | 37.5 | 2124.5 | 0.37 | 759.5 | 100.9 | 860.4 | 24.78 | 0 | 0.27 | 25.05 | 26.34 | 0 | 0.29 | 26.63 | 514018.3 | 184841.4 | 0 | 4178.7 | 0 | 8101.3 | 74071.4 | 0 | 391.7 | 11826.9 | 130134.3 | 0 | 159.1 | 3315.4 | 21793 | 86698.8 | 724.9 | 0 | 0 | 83373.9 | 86167.1 | 3081.8 | 10272.4 | 802.2 | 0 | 8310.6
281 | 12 | Day12 | 16 | Hour16 | 1 | Winter | 2761 | #N/A | Winter Peak | 524358.4 | 2024-01-12 16:00 | 512897.6 | 4093.6 | 1548.7 | 5818.6 | 524358.4 | 494103.2 | 357687.4 | 0.0366 | 0.0568 | 0.56 | 0.56 | 279.8 | 22 | 3.12 | 19.7 | 931.6 | 0.17 | 281.3 | 47.5 | 328.8 | 292.8 | 23.1 | 3.27 | 20.6 | 974.8 | 0.18 | 294.4 | 49.7 | 344.1 | 326 | 21.5 | 2.99 | 24.6 | 1217.7 | 0.15 | 327.5 | 61 | 388.5 | 726.5 | 68.9 | 9.91 | 36.7 | 2039.4 | 0.38 | 731.2 | 97.6 | 828.8 | 26.98 | 0 | 0.27 | 27.25 | 28.65 | 0 | 0.29 | 28.93 | 524358.4 | 166671 | 0 | 4237.9 | 0 | 7819.2 | 87519.4 | 0 | 435.4 | 11485.4 | 142064.6 | 0 | 159.1 | 3315.4 | 24760.5 | 86768.3 | 1043 | 0 | 0 | 66066.2 | 85637 | 3047 | 8189.5 | 780 | 0 | 7913.1
282 | 12 | Day12 | 17 | Hour17 | 1 | Winter | 2761 | #N/A | Winter Peak | 542250 | 2024-01-12 17:00 | 533670.3 | 3010.2 | 0 | 5569.5 | 542250 | 513671.8 | 405261 | 0.0375 | 0.0591 | 0.5 | 0.5 | 327.5 | 26.6 | 3.78 | 22 | 1063.4 | 0.19 | 329.3 | 53.7 | 383 | 342.3 | 27.8 | 3.95 | 23 | 1113.2 | 0.2 | 344.2 | 56.2 | 400.5 | 403.8 | 25.2 | 3.48 | 31.8 | 1552.3 | 0.19 | 405.5 | 78.1 | 483.7 | 650.8 | 42.6 | 5.9 | 49.4 | 2443.8 | 0.3 | 653.7 | 122.3 | 776 | 32.48 | 0 | 0.27 | 32.75 | 34.55 | 0 | 0.28 | 34.84 | 542250 | 136989 | 1693.7 | 4257.5 | 0 | 8014.8 | 110218.7 | 0 | 439.4 | 8287.9 | 159313 | 0 | 159.1 | 3315.4 | 28717 | 88396.1 | 1175.6 | 0 | 0 | 41057.6 | 84209.7 | 2994.5 | 6791.6 | 2049.5 | 1246.1 | 8315.2
283 | 12 | Day12 | 18 | Hour18 | 1 | Winter | 2761 | #N/A | Winter Peak | 552570.8 | 2024-01-12 18:00 | 548245.7 | 0 | 0 | 4325.1 | 552570.8 | 527357.7 | 447913 | 0.0381 | 0.0608 | 0.47 | 0.46 | 342.3 | 27 | 3.83 | 23.6 | 1136.5 | 0.2 | 344.2 | 57.5 | 401.6 | 359.4 | 28.3 | 4.01 | 24.9 | 1196.3 | 0.21 | 361.3 | 60.6 | 421.9 | 438.7 | 26.3 | 3.63 | 35.6 | 1713.1 | 0.21 | 440.5 | 86.7 | 527.2 | 598.5 | 14.7 | 2.03 | 71.9 | 2693.6 | 0.49 | 599.5 | 152.3 | 751.8 | 77.29 | 0 | 0.27 | 77.56 | 82.37 | 0 | 0.29 | 82.66 | 552570.8 | 104657.8 | 2953.8 | 4257.5 | 0 | 8374.7 | 112628.8 | 0 | 254.1 | 2997.6 | 178269.9 | 0 | 1197.2 | 3315.4 | 42657.6 | 88396.1 | 1256.1 | 4605.8 | 0 | 11686.6 | 86613.8 | 3105.7 | 5124.9 | 5509.3 | 3815.1 | 7916.5
284 | 12 | Day12 | 19 | Hour19 | 1 | Winter | 2761 | #N/A | Winter Peak | 558755.8 | 2024-01-12 19:00 | 554039.5 | 0 | 0 | 4716.3 | 558755.8 | 532800.6 | 465228.9 | 0.0383 | 0.0614 | 0.47 | 0.47 | 338.9 | 26.7 | 3.78 | 23.4 | 1126.3 | 0.2 | 340.7 | 57 | 397.7 | 356.9 | 28 | 3.97 | 24.8 | 1190 | 0.21 | 358.8 | 60.3 | 419.1 | 455.1 | 27 | 3.71 | 37.3 | 1785 | 0.22 | 456.9 | 90.5 | 547.5 | 862.4 | 33.1 | 6.13 | 108.6 | 2296.8 | 1.57 | 865.1 | 177.5 | 1042.5 | 61.88 | 15.54 | 0.26 | 77.68 | 65.98 | 16.46 | 0.28 | 82.72 | 558755.8 | 93526.8 | 5705.6 | 4257.5 | 0 | 8374.7 | 112535 | 0 | 0 | 0.5 | 179092.2 | 0 | 1197.2 | 3315.4 | 54593.7 | 88396.1 | 1345.3 | 6416.2 | 0 | 1.5 | 90359.9 | 3164.9 | 1909.8 | 5393.8 | 3397.9 | 8180.6
285 | 12 | Day12 | 20 | Hour20 | 1 | Winter | 2761 | #N/A | Winter Peak | 557118.6 | 2024-01-12 20:00 | 552340.6 | 0 | 0 | 4777.9 | 557118.5 | 531190.7 | 461579 | 0.0383 | 0.0612 | 0.47 | 0.47 | 338.2 | 26.6 | 3.77 | 23.4 | 1127 | 0.2 | 340 | 57 | 397.1 | 354 | 27.7 | 3.93 | 24.6 | 1182.7 | 0.21 | 355.9 | 59.9 | 415.8 | 462.3 | 27.9 | 3.84 | 37.3 | 1803.3 | 0.22 | 464.2 | 91.1 | 555.4 | 616 | 33.9 | 4.62 | 52.7 | 2500.7 | 0.29 | 618.3 | 127.3 | 745.5 | 33.79 | 83.52 | 0.26 | 117.57 | 36 | 89.12 | 0.28 | 125.39 | 557118.6 | 95539.6 | 5495.1 | 4257.5 | 0 | 8374.7 | 111756.7 | 0 | 0 | 0 | 177843 | 0 | 2415.3 | 3315.4 | 55297.5 | 88396.1 | 1175.6 | 3252 | 0 | 0 | 92274.8 | 3264.8 | 0.1 | 3853.5 | 3205.8 | 8315.2
286 | 12 | Day12 | 21 | Hour21 | 1 | Winter | 2761 | #N/A | Winter Peak | 543517.5 | 2024-01-12 21:00 | 538755.6 | 0 | 0 | 4761.9 | 543517.5 | 518374.5 | 448820.4 | 0.0378 | 0.0599 | 0.47 | 0.47 | 337 | 26.5 | 3.75 | 23.4 | 1124.5 | 0.2 | 338.8 | 57 | 395.8 | 351.5 | 27.5 | 3.9 | 24.5 | 1174.7 | 0.21 | 353.4 | 59.5 | 412.9 | 486.1 | 30.2 | 4.17 | 38.4 | 1869.1 | 0.23 | 488.1 | 94.2 | 582.3 | 1076.3 | 112.5 | 16.27 | 43.7 | 2696.6 | 0.54 | 1084.1 | 124.2 | 1208.4 | 32.53 | 87.07 | 0.26 | 119.86 | 34.6 | 92.86 | 0.28 | 127.74 | 543517.5 | 94697.1 | 3277 | 4257.5 | 0 | 8374.7 | 108418.2 | 0 | 0 | 0 | 174344.7 | 0 | 1979.9 | 3315.4 | 52494.5 | 88396.1 | 1174 | 2788.3 | 0 | 0 | 91479.7 | 3217.4 | 0 | 3517 | 1988.4 | 8315.2
287 | 12 | Day12 | 22 | Hour22 | 1 | Winter | 2761 | #N/A | Winter Peak | 521119.4 | 2024-01-12 22:00 | 516240.3 | 0 | 0 | 4879.1 | 521119.4 | 497120.9 | 429086 | 0.037 | 0.0577 | 0.48 | 0.48 | 326.9 | 25.5 | 3.61 | 22.9 | 1095.3 | 0.19 | 328.6 | 55.6 | 384.3 | 340.6 | 26.5 | 3.75 | 24 | 1143.4 | 0.2 | 342.5 | 58.1 | 400.6 | 487.4 | 30.3 | 4.18 | 38.5 | 1874.1 | 0.23 | 489.4 | 94.5 | 583.9 | 661.6 | 47.1 | 6.61 | 46.9 | 2348.8 | 0.32 | 664.8 | 117 | 781.7 | 31.26 | 70.5 | 0.26 | 102.01 | 33.17 | 75.03 | 0.28 | 108.48 | 521119.4 | 92033.4 | 3348.8 | 4257.5 | 0 | 8374.7 | 100113.2 | 0 | 0 | 0 | 167049.8 | 0 | 159.1 | 3315.4 | 50321 | 88396.1 | 1057.8 | 2692.7 | 0 | 0 | 88887.2 | 3146.2 | 0 | 1553.2 | 3208.1 | 7160.9
288 | 12 | Day12 | 23 | Hour23 | 1 | Winter | 2761 | #N/A | Winter Peak | 497136.8 | 2024-01-12 23:00 | 492075 | 118 | 0 | 4943.8 | 497136.8 | 474268.6 | 407513.8 | 0.0362 | 0.0552 | 0.49 | 0.49 | 320.3 | 24.8 | 3.5 | 22.8 | 1082.8 | 0.19 | 322 | 55.1 | 377.1 | 333.2 | 25.7 | 3.63 | 23.8 | 1127.9 | 0.2 | 335 | 57.5 | 392.4 | 493.4 | 31.3 | 4.33 | 38.4 | 1876.7 | 0.23 | 495.5 | 94.4 | 590 | 897.2 | 86.7 | 12.48 | 42.9 | 2469.9 | 0.44 | 903.2 | 116.6 | 1019.8 | 30.29 | 46.01 | 0.26 | 76.55 | 32.06 | 48.83 | 0.27 | 81.16 | 497136.8 | 89623 | 2264 | 4247.1 | 0 | 7515.3 | 92122.9 | 0 | 0 | 0 | 160356.6 | 0 | 159.1 | 3315.4 | 46457.3 | 88396.1 | 814.6 | 1865.3 | 0 | 0 | 86524.6 | 3098.3 | 0 | 1339.9 | 1838.1 | 7609.4
289 | 13 | Day13 | 0 | Hour0 | 1 | Winter | 3 | 566906.4 | Winter Peak | 479508.9 | 2024-01-13 | 471684 | 1583 | 1194.7 | 5047.1 | 479508.9 | 454952.7 | 392881.4 | 0.0355 | 0.053 | 0.49 | 0.49 | 320.6 | 24.9 | 3.52 | 22.8 | 1081.4 | 0.19 | 322.3 | 55.1 | 377.4 | 333.4 | 25.9 | 3.66 | 23.7 | 1123.6 | 0.2 | 335.1 | 57.2 | 392.4 | 499.2 | 31.7 | 4.39 | 38.8 | 1896.4 | 0.24 | 501.3 | 95.4 | 596.8 | 734.5 | 59.8 | 8.48 | 45.1 | 2384.8 | 0.35 | 738.6 | 116.2 | 854.9 | 29.69 | 0 | 0.26 | 29.96 | 31.37 | 0 | 0.26 | 31.64 | 479508.9 | 86627.5 | 0 | 4247.1 | 0 | 6546 | 89514.7 | 0 | 0 | 0 | 154083.3 | 0 | 95.5 | 3315.4 | 46031.4 | 88396.1 | 651.9 | 0 | 0 | 0 | 83590.4 | 3037.1 | 0 | 317.3 | 128 | 6965.9
290 | 13 | Day13 | 1 | Hour1 | 1 | Winter | 2761 | #N/A | Winter Peak | 467266.6 | 2024-01-13 01:00 | 457550.4 | 3427 | 1194.7 | 5094.5 | 467266.7 | 441542 | 384375.8 | 0.035 | 0.0515 | 0.48 | 0.48 | 328.1 | 25.5 | 3.61 | 23.3 | 1104.6 | 0.2 | 329.9 | 56.3 | 386.1 | 341.2 | 26.6 | 3.76 | 24.2 | 1146.9 | 0.21 | 343 | 58.4 | 401.4 | 504.7 | 32 | 4.44 | 39.3 | 1918.7 | 0.24 | 506.9 | 96.5 | 603.4 | 690.7 | 57.9 | 8.23 | 40.9 | 2190 | 0.33 | 694.7 | 106.2 | 800.9 | 29.57 | 0 | 0.26 | 29.83 | 31.19 | 0 | 0.25 | 31.45 | 467266.6 | 82890.8 | 0 | 4247.1 | 0 | 6061.4 | 89561.1 | 0 | 0 | 0 | 152843.4 | 0 | 95.5 | 3315.4 | 39203.9 | 88396.1 | 651.9 | 0 | 0 | 0 | 79920.8 | 2970 | 0 | 80 | 0 | 6795.9
291 | 13 | Day13 | 2 | Hour2 | 1 | Winter | 2761 | #N/A | Winter Peak | 460121.6 | 2024-01-13 02:00 | 450221 | 3649.9 | 1507.1 | 4743.7 | 460121.6 | 434572.5 | 380040.1 | 0.0348 | 0.0507 | 0.47 | 0.47 | 336.4 | 26.3 | 3.71 | 23.8 | 1129.8 | 0.2 | 338.2 | 57.5 | 395.7 | 349.9 | 27.4 | 3.87 | 24.7 | 1172.9 | 0.21 | 351.8 | 59.7 | 411.4 | 509.5 | 32.7 | 4.53 | 39.4 | 1926.1 | 0.24 | 511.7 | 96.8 | 608.5 | 434.7 | 10.6 | 1.19 | 49.2 | 2197.8 | 0.19 | 435.4 | 114.7 | 550.1 | 29.62 | 0 | 0.26 | 29.88 | 31.23 | 0 | 0.25 | 31.47 | 460121.6 | 80081.6 | 0 | 4247.1 | 0 | 6038.9 | 90725.2 | 0 | 0 | 0 | 153283.3 | 0 | 95.5 | 3315.4 | 33286.6 | 88396.1 | 651.9 | 0 | 0 | 0 | 77137.9 | 2943.7 | 0 | 0 | 0 | 6946.6
292 | 13 | Day13 | 3 | Hour3 | 1 | Winter | 2761 | #N/A | Winter Peak | 458610 | 2024-01-13 03:00 | 450240 | 1818.2 | 1791.5 | 4760.4 | 458610 | 434577.7 | 380109.4 | 0.0348 | 0.0508 | 0.46 | 0.46 | 341.6 | 26.6 | 3.76 | 24.2 | 1148.3 | 0.2 | 343.4 | 58.4 | 401.8 | 355.3 | 27.7 | 3.92 | 25.1 | 1193.1 | 0.21 | 357.2 | 60.7 | 417.9 | 523.1 | 34.6 | 4.81 | 39.5 | 1944.7 | 0.25 | 525.4 | 97.5 | 622.9 | 471.1 | 9.8 | 1.04 | 54.8 | 2432.6 | 0.21 | 471.7 | 127.3 | 599 | 29.76 | 0 | 0.26 | 30.01 | 31.37 | 0 | 0.24 | 31.61 | 458610 | 78500.6 | 0 | 4247.1 | 0 | 5597 | 91640.6 | 0 | 0 | 0 | 155526 | 0 | 95.5 | 3315.4 | 30639.7 | 88396.1 | 651.9 | 0 | 0 | 0 | 75211.4 | 3289.3 | 0 | 0 | 0 | 5688.2
293 | 13 | Day13 | 4 | Hour4 | 1 | Winter | 2761 | #N/A | Winter Peak | 468176.4 | 2024-01-13 04:00 | 460312.2 | 573.5 | 2312.9 | 4977.7 | 468176.4 | 444124.1 | 390321.6 | 0.0352 | 0.0519 | 0.45 | 0.45 | 348.6 | 27.4 | 3.87 | 24.4 | 1165.3 | 0.21 | 350.5 | 59.2 | 409.6 | 362.3 | 28.5 | 4.03 | 25.3 | 1210.2 | 0.21 | 364.3 | 61.4 | 425.7 | 502.1 | 31.1 | 4.29 | 39.8 | 1933.6 | 0.24 | 504.2 | 97.5 | 601.7 | 753.7 | 62.8 | 8.92 | 45 | 2404.2 | 0.36 | 758 | 116.8 | 874.8 | 30.22 | 0 | 0.24 | 30.45 | 31.9 | 0 | 0.23 | 32.13 | 468176.4 | 77854.7 | 0 | 4247.1 | 0 | 6315.9 | 96518.3 | 0 | 0 | 0 | 159554.4 | 0 | 95.5 | 3315.4 | 31227 | 88396.1 | 651.9 | 0 | 0 | 0 | 73992.4 | 3862.3 | 0 | 0 | 0 | 6550.6
294 | 13 | Day13 | 5 | Hour5 | 1 | Winter | 2761 | #N/A | Winter Peak | 489384.4 | 2024-01-13 05:00 | 484109.6 | 108.7 | 0 | 5166.1 | 489384.4 | 466626.3 | 413684.1 | 0.0361 | 0.0547 | 0.44 | 0.44 | 364.8 | 29.2 | 4.14 | 24.8 | 1201.1 | 0.21 | 366.8 | 60.7 | 427.5 | 378.6 | 30.3 | 4.3 | 25.8 | 1246.7 | 0.22 | 380.7 | 63 | 443.6 | 490.8 | 29.8 | 4.11 | 39.4 | 1906.9 | 0.23 | 492.8 | 96.3 | 589.1 | 816.8 | 74.7 | 10.7 | 42.7 | 2393.4 | 0.39 | 822 | 114.1 | 936.1 | 31.35 | 0 | 0.21 | 31.56 | 33.17 | 0 | 0.22 | 33.39 | 489384.4 | 75700.3 | 0 | 4247.1 | 0 | 6440.7 | 108383.2 | 0 | 0 | 0 | 166647.6 | 0 | 95.5 | 3315.4 | 35470.8 | 88396.1 | 651.9 | 35.8 | 0 | 0 | 71677 | 4023.3 | 0 | 0 | 0 | 7813
295 | 13 | Day13 | 6 | Hour6 | 1 | Winter | 2761 | #N/A | Winter Peak | 521355.6 | 2024-01-13 06:00 | 516311.4 | 0 | 0 | 5044.1 | 521355.6 | 497013.9 | 447554.8 | 0.0374 | 0.0583 | 0.43 | 0.42 | 372 | 29.7 | 4.21 | 25.2 | 1227.9 | 0.21 | 374.1 | 61.9 | 435.9 | 387.4 | 30.9 | 4.38 | 26.3 | 1279.9 | 0.22 | 389.6 | 64.5 | 454.1 | 470.9 | 28.7 | 3.97 | 38 | 1814.2 | 0.23 | 472.8 | 92.1 | 565 | 477.6 | 9.5 | 0.97 | 56 | 2483.1 | 0.21 | 478.1 | 130.1 | 608.2 | 34.14 | 0 | 0.21 | 34.35 | 36.28 | 0 | 0.22 | 36.5 | 521355.6 | 73800.8 | 761.5 | 4250 | 0 | 8370.1 | 117138.8 | 0 | 0 | 9.9 | 180784.8 | 0 | 414.3 | 3315.4 | 41746.9 | 88396.1 | 678.6 | 1698.3 | 0 | 0.9 | 69486.5 | 4303.5 | 0 | 3446.2 | 1208.2 | 8274.3
296 | 13 | Day13 | 7 | Hour7 | 1 | Winter | 2761 | #N/A | Winter Peak | 549773.5 | 2024-01-13 07:00 | 545222.9 | 0 | 0 | 4550.7 | 549773.5 | 524276.3 | 469031.2 | 0.0384 | 0.0613 | 0.44 | 0.43 | 363.9 | 28.5 | 4.04 | 25.2 | 1210.9 | 0.21 | 365.8 | 61.4 | 427.2 | 380.6 | 29.8 | 4.22 | 26.4 | 1268.2 | 0.22 | 382.7 | 64.3 | 446.9 | 454.8 | 26.5 | 3.7 | 38.3 | 1745.9 | 0.25 | 456.6 | 90.4 | 547 | 795.4 | 26.6 | 4.79 | 100.9 | 2463.4 | 1.29 | 797.5 | 174.6 | 972.1 | 52.53 | 0 | 0.22 | 52.74 | 56.04 | 0 | 0.23 | 56.27 | 549773.5 | 80742.3 | 2398.8 | 4250 | 0 | 8374.7 | 117458.7 | 0 | 0 | 1808.6 | 187506.5 | 0 | 2513.5 | 3315.4 | 49540.1 | 88396.1 | 2290.2 | 2987.3 | 0 | 8335.5 | 66198 | 4400.3 | 8.8 | 5131.7 | 2409 | 7717.9
297 | 13 | Day13 | 8 | Hour8 | 1 | Winter | 2761 | #N/A | Winter Peak | 563405.5 | 2024-01-13 08:00 | 559133.7 | 0 | 0 | 4271.9 | 563405.5 | 537439.3 | 454645.4 | 0.0388 | 0.0624 | 0.48 | 0.47 | 338.6 | 26.5 | 3.76 | 23.5 | 1126.6 | 0.2 | 340.4 | 57.2 | 397.6 | 352.8 | 27.7 | 3.92 | 24.5 | 1173.7 | 0.21 | 354.7 | 59.5 | 414.3 | 312.6 | 16 | 2.19 | 28.3 | 1273.5 | 0.17 | 313.7 | 66.3 | 380.1 | 466.9 | 9.1 | 0.92 | 54.9 | 2432.2 | 0.2 | 467.4 | 127.4 | 594.8 | 33.3 | 0 | 0.23 | 33.52 | 35.52 | 0 | 0.24 | 35.76 | 563405.5 | 108760.2 | 1311.6 | 4250 | 0 | 8370.1 | 112098.8 | 0 | 0 | 5671.9 | 178883.9 | 0 | 2513.5 | 3315.4 | 53051.9 | 88396.1 | 2236.9 | 217.1 | 0 | 33300.8 | 65394.2 | 4393.2 | 1503.7 | 1503.6 | 858.9 | 7713.3
298 | 13 | Day13 | 9 | Hour9 | 1 | Winter | 2761 | #N/A | Winter Peak | 566906.4 | 2024-01-13 09:00 | 562413 | 0 | 0 | 4493.3 | 566906.4 | 540598.8 | 438277.3 | 0.0388 | 0.0625 | 0.51 | 0.51 | 318 | 25.4 | 3.6 | 21.7 | 1049.4 | 0.19 | 319.8 | 53 | 372.8 | 331.5 | 26.5 | 3.75 | 22.6 | 1094.1 | 0.19 | 333.3 | 55.3 | 388.6 | 230.2 | 11.1 | 1.5 | 21.5 | 963.4 | 0.12 | 231 | 50.2 | 281.2 | 580.8 | 26.7 | 3.53 | 54.3 | 2537.1 | 0.26 | 582.5 | 130 | 712.5 | 32.1 | 85.81 | 0.24 | 118.15 | 34.24 | 91.47 | 0.25 | 125.96 | 566906.4 | 128629 | 998.5 | 4250 | 0 | 8374.7 | 108640 | 0 | 4.8 | 8844.5 | 168237.8 | 0 | 402.3 | 3315.4 | 53491.4 | 88396.1 | 872.4 | 1298.7 | 0 | 61309.5 | 54048.4 | 4421.8 | 4521.4 | 642.2 | 1396.7 | 8315.2
299 | 13 | Day13 | 10 | Hour10 | 1 | Winter | 2761 | #N/A | Winter Peak | 563818.2 | 2024-01-13 10:00 | 559112.9 | 0 | 0 | 4705.3 | 563818.2 | 537514.2 | 407351.5 | 0.0386 | 0.0621 | 0.53 | 0.53 | 303.9 | 24.3 | 3.44 | 20.8 | 1002.3 | 0.18 | 305.6 | 50.7 | 356.3 | 316.5 | 25.3 | 3.58 | 21.7 | 1043.7 | 0.19 | 318.2 | 52.8 | 371 | 178.8 | 7.4 | 0.99 | 17.8 | 780.1 | 0.1 | 179.3 | 41.1 | 220.4 | 445.2 | 9.8 | 1.05 | 51.3 | 2283.6 | 0.19 | 445.7 | 119.4 | 565.2 | 30.47 | 137.59 | 0.25 | 168.31 | 32.5 | 147.86 | 0.26 | 180.62 | 563818.2 | 156466.7 | 0 | 4250 | 0 | 8368.2 | 103494.5 | 0 | 504.2 | 12880.6 | 159695.2 | 0 | 402.3 | 3315.4 | 38219.5 | 88396.1 | 872.4 | 337.8 | 0 | 99100.8 | 39543.5 | 4437.6 | 7646.5 | 496 | 128.4 | 8315.2
300 | 13 | Day13 | 11 | Hour11 | 1 | Winter | 2761 | #N/A | Winter Peak | 560016.9 | 2024-01-13 11:00 | 549911.8 | 3579.8 | 1339.9 | 5185.3 | 560016.9 | 528877.6 | 393046.5 | 0.0382 | 0.0611 | 0.54 | 0.54 | 297.4 | 23.7 | 3.36 | 20.4 | 981.7 | 0.18 | 299 | 49.7 | 348.7 | 311.9 | 24.9 | 3.53 | 21.4 | 1028.8 | 0.19 | 313.6 | 52.1 | 365.7 | 167.2 | 7 | 0.94 | 16.6 | 726.2 | 0.09 | 167.6 | 38.3 | 205.9 | 396.3 | 7.5 | 0.75 | 46.8 | 2072.2 | 0.17 | 396.7 | 108.6 | 505.3 | 29.82 | 100.82 | 0.26 | 130.89 | 31.81 | 108.59 | 0.27 | 140.67 | 560016.9 | 166970.3 | 0 | 4250 | 0 | 7819.2 | 100220 | 0 | 788.8 | 14862 | 155457.9 | 0 | 402.3 | 3315.4 | 31946.6 | 88396.1 | 872.4 | 366.6 | 0 | 113038.6 | 33836.9 | 4444.1 | 11932.7 | 684.4 | 92.3 | 8315.2
301 | 13 | Day13 | 12 | Hour12 | 1 | Winter | 2761 | #N/A | Winter Peak | 548441.2 | 2024-01-13 12:00 | 538804.2 | 3235.9 | 1377.7 | 5023.5 | 548441.3 | 518428.8 | 383927 | 0.0378 | 0.0599 | 0.54 | 0.54 | 295.8 | 23.6 | 3.35 | 20.3 | 975 | 0.18 | 297.4 | 49.4 | 346.8 | 309.9 | 24.8 | 3.51 | 21.3 | 1020.9 | 0.19 | 311.6 | 51.8 | 363.3 | 166.2 | 6.8 | 0.9 | 16.7 | 728.4 | 0.09 | 166.7 | 38.4 | 205.1 | 554.8 | 34.8 | 4.81 | 43.4 | 2129.4 | 0.26 | 557.2 | 107 | 664.2 | 29.31 | 52.98 | 0.26 | 82.56 | 31.23 | 56.95 | 0.28 | 88.46 | 548441.2 | 164514.3 | 0 | 4250 | 0 | 7819.2 | 97892.5 | 0 | 767.1 | 15440.4 | 150691.1 | 0 | 402.3 | 3315.4 | 30075 | 88396.1 | 872.4 | 213 | 0 | 111136 | 32797.8 | 4373.1 | 14272.9 | 557.3 | 0.1 | 7916.5
302 | 13 | Day13 | 13 | Hour13 | 1 | Winter | 2761 | #N/A | Winter Peak | 536168.5 | 2024-01-13 13:00 | 528226 | 1619.2 | 1378.8 | 4944.6 | 536168.5 | 508463 | 373288.3 | 0.0374 | 0.0588 | 0.55 | 0.54 | 292.4 | 23.2 | 3.28 | 20.3 | 969.2 | 0.18 | 294 | 49.2 | 343.2 | 305.2 | 24.2 | 3.43 | 21.2 | 1011 | 0.18 | 306.9 | 51.4 | 358.2 | 169.3 | 7.4 | 0.99 | 16.6 | 727.6 | 0.1 | 169.7 | 38.3 | 208 | 478.1 | 27.6 | 3.77 | 40.3 | 1913.6 | 0.24 | 480 | 97.4 | 577.4 | 27.51 | 28.37 | 0.27 | 56.15 | 29.27 | 30.33 | 0.28 | 59.89 | 536168.5 | 162880.2 | 0 | 4250 | 0 | 7819.2 | 93707.5 | 0 | 710.9 | 15473.2 | 148196.6 | 0 | 402.3 | 3315.4 | 27464 | 87261 | 872.4 | 0 | 0 | 109135.4 | 33117.6 | 4443.1 | 13366.7 | 373.2 | 0.1 | 8116.6
303 | 13 | Day13 | 14 | Hour14 | 1 | Winter | 2761 | #N/A | Winter Peak | 527054.8 | 2024-01-13 14:00 | 519271.4 | 1529.4 | 1378.8 | 4875.1 | 527054.8 | 500022.1 | 368098.3 | 0.0371 | 0.0578 | 0.54 | 0.54 | 293 | 23.1 | 3.27 | 20.5 | 975.7 | 0.18 | 294.6 | 49.6 | 344.2 | 305.4 | 24.1 | 3.41 | 21.4 | 1016.8 | 0.18 | 307.1 | 51.7 | 358.8 | 173.8 | 7.7 | 1.05 | 16.9 | 741.9 | 0.1 | 174.3 | 39 | 213.3 | 517.6 | 31 | 4.25 | 41.9 | 2034.4 | 0.24 | 519.6 | 102.6 | 622.2 | 26.85 | 0 | 0.27 | 27.12 | 28.57 | 0 | 0.29 | 28.86 | 527054.8 | 158956.4 | 0 | 4250 | 0 | 7819.2 | 91619 | 0 | 688.9 | 14229 | 147873.9 | 0 | 463.1 | 3315.4 | 24851.4 | 87033.9 | 872.4 | 0 | 0 | 105748.4 | 33855.8 | 4434.3 | 11965.4 | 213 | 0 | 8315.2
304 | 13 | Day13 | 15 | Hour15 | 1 | Winter | 2761 | #N/A | Winter Peak | 525693.2 | 2024-01-13 15:00 | 515102.2 | 4374.2 | 1344.1 | 4872.7 | 525693.2 | 496084.2 | 376306.4 | 0.0369 | 0.0574 | 0.53 | 0.53 | 303.7 | 24.1 | 3.41 | 21.1 | 1006.2 | 0.18 | 305.3 | 51.1 | 356.4 | 317.8 | 25.2 | 3.57 | 22.1 | 1052.7 | 0.19 | 319.6 | 53.5 | 373 | 175.5 | 7.8 | 1.05 | 17.1 | 749.5 | 0.1 | 176 | 39.5 | 215.5 | 489.2 | 29.4 | 4.06 | 39.6 | 1905.1 | 0.23 | 491.1 | 96.5 | 587.6 | 27.38 | 0 | 0.27 | 27.66 | 29.17 | 0 | 0.29 | 29.46 | 525693.2 | 149386.7 | 0 | 4250 | 0 | 7819.2 | 95490.7 | 0 | 719.1 | 12614.9 | 150497.2 | 0 | 465.9 | 3315.4 | 26366.1 | 87033.9 | 1067.9 | 0 | 0 | 96914.6 | 34803.4 | 4334.8 | 10396.8 | 285.4 | 0 | 8116.6
305 | 13 | Day13 | 16 | Hour16 | 1 | Winter | 2761 | #N/A | Winter Peak | 536215.8 | 2024-01-13 16:00 | 521757.1 | 5682.5 | 3412.4 | 5363.8 | 536215.8 | 502339 | 406640.2 | 0.0372 | 0.0582 | 0.49 | 0.49 | 331.6 | 26.6 | 3.77 | 22.5 | 1087.9 | 0.2 | 333.4 | 55 | 388.4 | 349.4 | 28.1 | 3.98 | 23.7 | 1145.5 | 0.21 | 351.3 | 57.9 | 409.2 | 298.1 | 19.1 | 2.68 | 23.4 | 1102.9 | 0.16 | 299.4 | 56.3 | 355.8 | 419.1 | 8 | 0.82 | 49.6 | 2175 | 0.19 | 419.5 | 114.4 | 534 | 29.39 | 0 | 0.28 | 29.67 | 31.38 | 0 | 0.29 | 31.67 | 536215.8 | 129575.6 | 37.5 | 4257.5 | 0 | 7819.2 | 107981.1 | 0 | 766.9 | 12390 | 162807.5 | 0 | 465.9 | 3315.4 | 31337.7 | 87033.9 | 1217.9 | 366.6 | 0 | 76167 | 36056.8 | 4194.9 | 8617.8 | 870.8 | 362.6 | 8315.2
306 | 13 | Day13 | 17 | Hour17 | 1 | Winter | 2761 | #N/A | Winter Peak | 552709.2 | 2024-01-13 17:00 | 541133.4 | 4259.6 | 2165.8 | 5150.4 | 552709.3 | 520517 | 441607.3 | 0.0381 | 0.0605 | 0.47 | 0.45 | 348.8 | 27.1 | 3.85 | 24.5 | 1160 | 0.21 | 350.7 | 59.1 | 409.8 | 370.8 | 28.7 | 4.07 | 26.2 | 1237.1 | 0.22 | 372.7 | 63.1 | 435.9 | 466.9 | 28.1 | 4 | 39.2 | 1709.5 | 0.3 | 468.8 | 90.2 | 559 | 512.8 | 12.5 | 1.76 | 62.2 | 2274.3 | 0.45 | 513.7 | 130.1 | 643.8 | 35.05 | 0 | 0.27 | 35.32 | 37.44 | 0 | 0.29 | 37.73 | 552709.2 | 111102 | 1131.3 | 4257.5 | 0 | 7819.2 | 111715.5 | 0 | 733 | 9008.6 | 172606.4 | 0 | 7020.4 | 3315.4 | 31766.7 | 88396.1 | 3911.3 | 9667.4 | 0 | 53039.4 | 43980.9 | 4340 | 7397.2 | 6748.4 | 1008.9 | 8315.2
307 | 13 | Day13 | 18 | Hour18 | 1 | Winter | 2761 | #N/A | Winter Peak | 555436.7 | 2024-01-13 18:00 | 551660.8 | 0 | 0 | 3775.8 | 555436.7 | 530430.5 | 478590.8 | 0.0385 | 0.0616 | 0.43 | 0.42 | 374 | 28.8 | 4.09 | 26.4 | 1250.4 | 0.22 | 376 | 63.7 | 439.7 | 394.3 | 30.2 | 4.29 | 28.1 | 1324 | 0.24 | 396.4 | 67.6 | 463.9 | 483.7 | 28 | 3.96 | 41.6 | 1814.5 | 0.31 | 485.6 | 95.7 | 581.3 | 658.5 | 13.1 | 1.37 | 77.3 | 3406.5 | 0.3 | 659.3 | 178.9 | 838.2 | 63.43 | 0 | 0.27 | 63.71 | 67.67 | 0 | 0.29 | 67.97 | 555436.7 | 76845.9 | 3353 | 4257.5 | 0 | 8179.1 | 118929.6 | 0 | 352.1 | 3326.8 | 187544.2 | 0 | 8453 | 3315.4 | 41526.7 | 88396.1 | 4405.1 | 10230.9 | 0 | 14643.2 | 54106.6 | 4417.2 | 5687.2 | 8013.3 | 3433.7 | 8116.6
308 | 13 | Day13 | 19 | Hour19 | 1 | Winter | 2761 | #N/A | Winter Peak | 559557.5 | 2024-01-13 19:00 | 555010.4 | 0 | 0 | 4547.1 | 559557.5 | 533665.6 | 491751.3 | 0.0385 | 0.0617 | 0.43 | 0.43 | 368 | 28.5 | 4.04 | 25.8 | 1228.6 | 0.22 | 369.9 | 62.5 | 432.4 | 387.5 | 29.8 | 4.23 | 27.4 | 1299 | 0.23 | 389.5 | 66.2 | 455.7 | 501.6 | 28.8 | 4.06 | 43.3 | 1894.1 | 0.31 | 503.6 | 99.8 | 603.4 | 451.6 | 9.4 | 1 | 52.7 | 2319.7 | 0.21 | 452.2 | 121.9 | 574.1 | 36.72 | 1.1 | 0.27 | 38.09 | 39.15 | 1.16 | 0.29 | 40.6 | 559557.5 | 67806.2 | 3614.6 | 4257.5 | 0 | 8374.7 | 118585.3 | 0 | 0 | 0.3 | 187338.7 | 0 | 7020.4 | 3315.4 | 57748.3 | 88396.1 | 3989.3 | 9111 | 0 | 0.8 | 63356.7 | 4448.3 | 2004.8 | 7278.3 | 3392 | 8315.2
309 | 13 | Day13 | 20 | Hour20 | 1 | Winter | 2761 | #N/A | Winter Peak | 558285.6 | 2024-01-13 20:00 | 553482.5 | 0 | 0 | 4803.1 | 558285.6 | 532271.6 | 485918.5 | 0.0383 | 0.0613 | 0.44 | 0.44 | 360.8 | 28.3 | 4.02 | 24.9 | 1198.2 | 0.21 | 362.7 | 60.7 | 423.4 | 379.1 | 29.6 | 4.19 | 26.4 | 1264.2 | 0.22 | 381.1 | 64.2 | 445.2 | 488.2 | 28.3 | 3.96 | 41.4 | 1865.1 | 0.28 | 490.1 | 97.1 | 587.2 | 478.6 | 9.6 | 1.01 | 56.2 | 2469.8 | 0.22 | 479.2 | 129.8 | 609 | 37.12 | 47.22 | 0.27 | 84.61 | 39.56 | 50.17 | 0.29 | 90.02 | 558285.6 | 72367.1 | 5649.9 | 4257.5 | 0 | 8374.7 | 118552.1 | 0 | 0 | 0 | 185982.1 | 0 | 3527.2 | 3315.4 | 57250.5 | 88396.1 | 2499.7 | 8113.3 | 0 | 0 | 67929.2 | 4437.9 | 0.1 | 6669.3 | 4461.6 | 8315.2
310 | 13 | Day13 | 21 | Hour21 | 1 | Winter | 2761 | #N/A | Winter Peak | 546619.5 | 2024-01-13 21:00 | 541778.6 | 0 | 0 | 4840.9 | 546619.5 | 521287.5 | 470685.8 | 0.0378 | 0.06 | 0.45 | 0.45 | 356.5 | 28.4 | 4.03 | 24.2 | 1174.3 | 0.21 | 358.4 | 59.3 | 417.7 | 373.3 | 29.7 | 4.2 | 25.5 | 1233.1 | 0.22 | 375.4 | 62.3 | 437.7 | 473.8 | 27.8 | 3.86 | 39.4 | 1834.8 | 0.25 | 475.7 | 94.2 | 569.9 | 659.8 | 40.9 | 5.65 | 52.3 | 2536.6 | 0.31 | 662.5 | 128 | 790.5 | 35.14 | 33.13 | 0.27 | 68.53 | 37.4 | 35.09 | 0.29 | 72.77 | 546619.5 | 75933.7 | 3649.2 | 4257.5 | 0 | 8374.7 | 117369.1 | 0 | 0 | 0 | 180297.9 | 0 | 692.1 | 3315.4 | 57402.4 | 88396.1 | 1447.6 | 5483.8 | 0 | 0 | 71512.8 | 4420.9 | 0 | 3265.3 | 3203.3 | 8315.2
311 | 13 | Day13 | 22 | Hour22 | 1 | Winter | 2761 | #N/A | Winter Peak | 529264 | 2024-01-13 22:00 | 524196.2 | 0 | 0 | 5067.8 | 529264 | 504740.4 | 451068.5 | 0.0371 | 0.0581 | 0.46 | 0.45 | 356 | 28.8 | 4.09 | 23.9 | 1161.1 | 0.21 | 358 | 58.5 | 416.5 | 370.5 | 30 | 4.25 | 24.9 | 1209.4 | 0.22 | 372.6 | 61 | 433.6 | 462.4 | 27.9 | 3.84 | 37.4 | 1801.5 | 0.22 | 464.3 | 91.2 | 555.5 | 510.4 | 18.1 | 2.28 | 52.8 | 2387.6 | 0.24 | 511.5 | 124 | 635.6 | 33.35 | 0 | 0.27 | 33.62 | 35.42 | 0 | 0.29 | 35.7 | 529264 | 78195.4 | 1913.2 | 4257.5 | 0 | 8374.7 | 115843.1 | 0 | 0 | 0 | 170774.4 | 0 | 159.1 | 3315.4 | 56989.9 | 88396.1 | 1041.9 | 3.4 | 0 | 0 | 73858.1 | 4337.3 | 0 | 1195.9 | 2497.3 | 8310.6
312 | 13 | Day13 | 23 | Hour23 | 1 | Winter | 2761 | #N/A | Winter Peak | 509062.3 | 2024-01-13 23:00 | 503606 | 0 | 0 | 5456.3 | 509062.3 | 485307.8 | 428757.6 | 0.0363 | 0.0559 | 0.47 | 0.47 | 346.3 | 28 | 3.97 | 23.4 | 1131.7 | 0.2 | 348.2 | 57.2 | 405.4 | 359.9 | 29.1 | 4.12 | 24.3 | 1176.9 | 0.21 | 361.9 | 59.5 | 421.4 | 499.6 | 32.3 | 4.48 | 38.3 | 1885.8 | 0.23 | 501.8 | 94.5 | 596.3 | 477.1 | 13.7 | 1.63 | 52.3 | 2333.9 | 0.22 | 477.9 | 121.9 | 599.8 | 31.84 | 0 | 0.27 | 32.11 | 33.73 | 0 | 0.28 | 34.02 | 509062.3 | 80304.7 | 613.6 | 4239.5 | 0 | 8345.9 | 108239.5 | 0 | 0 | 0 | 161288.7 | 0 | 159.1 | 3315.4 | 53163.7 | 88396.1 | 996 | 0 | 0 | 0 | 76014.9 | 4289.9 | 0 | 702.3 | 1560.2 | 7368.8
313 | 14 | Day14 | 0 | Hour0 | 1 | Winter | 37 | 525099.2 | Winter | 491438.4 | 2024-01-14 | 485572.6 | 0 | 213 | 5652.9 | 491438.5 | 468243 | 409523.9 | 0.0357 | 0.0539 | 0.47 | 0.47 | 341 | 27.4 | 3.88 | 23.3 | 1120 | 0.2 | 342.9 | 56.7 | 399.6 | 354.6 | 28.5 | 4.03 | 24.2 | 1165.3 | 0.21 | 356.5 | 59 | 415.5 | 501.1 | 32.3 | 4.47 | 38.5 | 1896.3 | 0.23 | 503.3 | 95.1 | 598.4 | 928 | 97.7 | 14.14 | 37.1 | 2302.7 | 0.46 | 934.8 | 105.9 | 1040.7 | 30.32 | 0 | 0.26 | 30.58 | 32.08 | 0 | 0.28 | 32.36 | 491438.4 | 81914.6 | 1630.1 | 4239.5 | 0 | 8374.7 | 102442.6 | 0 | 0 | 0 | 155823.7 | 0 | 159.1 | 3315.4 | 44672.7 | 88061 | 805 | 0 | 0 | 0 | 77611 | 4303.5 | 0 | 0 | 43.5 | 6763.7
314 | 14 | Day14 | 1 | Hour1 | 1 | Winter | 2761 | #N/A | Winter | 477714.2 | 2024-01-14 01:00 | 471697.7 | 40.1 | 213 | 5763.5 | 477714.2 | 455083.1 | 396435 | 0.0352 | 0.0525 | 0.47 | 0.47 | 343.2 | 27.5 | 3.9 | 23.5 | 1130.1 | 0.2 | 345.1 | 57.2 | 402.3 | 356.5 | 28.5 | 4.04 | 24.4 | 1174.5 | 0.21 | 358.5 | 59.5 | 418 | 493.3 | 31.1 | 4.29 | 38.5 | 1889 | 0.23 | 495.4 | 94.9 | 590.3 | 891.4 | 87.7 | 12.62 | 41 | 2417.3 | 0.43 | 897.5 | 113.2 | 1010.6 | 29.89 | 0 | 0.26 | 30.15 | 31.58 | 0 | 0.27 | 31.85 | 477714.2 | 81279.3 | 646 | 4239.5 | 0 | 8349.2 | 99963.1 | 0 | 0 | 0 | 153876 | 0 | 109.8 | 3315.4 | 37196.2 | 88061 | 678.6 | 0 | 0 | 0 | 76975.2 | 4304 | 0 | 0 | 0 | 6537.1
315 | 14 | Day14 | 2 | Hour2 | 1 | Winter | 2761 | #N/A | Winter | 469622.8 | 2024-01-14 02:00 | 463050 | 660.1 | 213 | 5699.7 | 469622.8 | 446862.3 | 388792.2 | 0.035 | 0.0516 | 0.46 | 0.46 | 345.9 | 27.7 | 3.93 | 23.7 | 1138.7 | 0.21 | 347.8 | 57.7 | 405.5 | 359.3 | 28.8 | 4.08 | 24.6 | 1183.2 | 0.21 | 361.3 | 59.9 | 421.3 | 494 | 31.1 | 4.3 | 38.6 | 1891.1 | 0.23 | 496.1 | 95 | 591.1 | 585.4 | 26.6 | 3.5 | 55.1 | 2569.1 | 0.26 | 587.1 | 131.7 | 718.8 | 29.67 | 0 | 0.25 | 29.92 | 31.32 | 0 | 0.26 | 31.58 | 469622.8 | 80830.6 | 0 | 4239.5 | 0 | 7591.3 | 99176.9 | 0 | 0 | 0 | 152476.9 | 0 | 95.5 | 3315.4 | 33157.1 | 88061 | 678.6 | 0 | 0 | 0 | 76619.5 | 4211.1 | 0 | 0 | 0 | 6953.4
316 | 14 | Day14 | 3 | Hour3 | 1 | Winter | 2761 | #N/A | Winter | 467139.7 | 2024-01-14 03:00 | 460712 | 477.8 | 213 | 5736.8 | 467139.7 | 444611.4 | 386617.2 | 0.0349 | 0.0515 | 0.46 | 0.46 | 348 | 27.9 | 3.95 | 23.8 | 1145.1 | 0.21 | 349.9 | 58 | 407.9 | 361.2 | 28.9 | 4.1 | 24.8 | 1189.2 | 0.22 | 363.2 | 60.2 | 423.4 | 499.8 | 31.9 | 4.41 | 38.7 | 1900.8 | 0.23 | 501.9 | 95.4 | 597.3 | 793.3 | 72.5 | 10.38 | 41.5 | 2326.6 | 0.38 | 798.3 | 111 | 909.3 | 29.66 | 0 | 0.25 | 29.9 | 31.3 | 0 | 0.26 | 31.55 | 467139.7 | 80522.5 | 0 | 4239.5 | 0 | 7253.1 | 99321.2 | 0 | 0 | 0 | 152469.7 | 0 | 95.5 | 3315.4 | 31183.2 | 88061 | 678.6 | 0 | 0 | 0 | 76405 | 4117.5 | 0 | 0 | 304.4 | 7464.3
317 | 14 | Day14 | 4 | Hour4 | 1 | Winter | 2761 | #N/A | Winter | 469883.7 | 2024-01-14 04:00 | 463896.4 | 60.6 | 213 | 5713.8 | 469883.7 | 447603.1 | 390222.5 | 0.0351 | 0.052 | 0.45 | 0.45 | 353 | 28.5 | 4.04 | 24 | 1156.1 | 0.21 | 355 | 58.5 | 413.5 | 366.4 | 29.5 | 4.19 | 24.9 | 1200.4 | 0.22 | 368.4 | 60.7 | 429.1 | 503.9 | 32.5 | 4.49 | 38.7 | 1906.9 | 0.23 | 506.1 | 95.6 | 601.7 | 830.3 | 77.4 | 11.1 | 42.1 | 2385.6 | 0.4 | 835.7 | 113.3 | 948.9 | 29.84 | 0 | 0.24 | 30.08 | 31.51 | 0 | 0.25 | 31.76 | 469883.7 | 79661.2 | 0 | 4239.5 | 0 | 7533.2 | 102146.8 | 0 | 0 | 0 | 153272.9 | 0 | 95.5 | 3315.4 | 30879.5 | 88061 | 678.6 | 0 | 0 | 0 | 75677.2 | 3984 | 0 | 0 | 0 | 7170.6
318 | 14 | Day14 | 5 | Hour5 | 1 | Winter | 2761 | #N/A | Winter | 480155.6 | 2024-01-14 05:00 | 473911 | 27.4 | 213 | 6004.2 | 480155.6 | 457056.1 | 401069.8 | 0.0356 | 0.0533 | 0.45 | 0.44 | 359.9 | 29 | 4.11 | 24.4 | 1179 | 0.21 | 361.8 | 59.6 | 421.4 | 373.6 | 30.1 | 4.27 | 25.3 | 1224.4 | 0.22 | 375.6 | 61.9 | 437.5 | 496.5 | 32.3 | 4.48 | 37.9 | 1867.8 | 0.23 | 498.7 | 93.6 | 592.3 | 826.8 | 77.9 | 11.18 | 41.2 | 2350.7 | 0.4 | 832.2 | 111.3 | 943.5 | 30.66 | 0 | 0.23 | 30.89 | 32.42 | 0 | 0.24 | 32.66 | 480155.6 | 79085.8 | 0 | 4239.5 | 0 | 7536.6 | 106114.4 | 0 | 0 | 0 | 159469.9 | 0 | 95.5 | 3315.4 | 31558.9 | 88061 | 678.6 | 0 | 0 | 0 | 75035.8 | 4050 | 0 | 0 | 5.5 | 6935
319 | 14 | Day14 | 6 | Hour6 | 1 | Winter | 2761 | #N/A | Winter | 495377.4 | 2024-01-14 06:00 | 489033.4 | 22 | 213 | 6108.9 | 495377.4 | 471340.5 | 416687.4 | 0.0362 | 0.055 | 0.44 | 0.43 | 369.9 | 30.1 | 4.27 | 24.7 | 1203.9 | 0.22 | 371.9 | 60.6 | 432.6 | 384.3 | 31.2 | 4.43 | 25.7 | 1251.5 | 0.22 | 386.4 | 63 | 449.5 | 476 | 29.8 | 4.11 | 37.4 | 1827.1 | 0.22 | 478 | 91.9 | 569.9 | 447.2 | 9.8 | 1.05 | 51.6 | 2295.5 | 0.2 | 447.8 | 120.1 | 567.9 | 32.22 | 0 | 0.23 | 32.44 | 34.13 | 0 | 0.24 | 34.37 | 495377.4 | 78689.9 | 110 | 4239.5 | 0 | 7853.8 | 113494.8 | 0 | 0 | 32.4 | 165431.4 | 0 | 95.5 | 3315.4 | 33333.4 | 88061 | 678.6 | 73.9 | 0 | 9 | 74579 | 4069.5 | 0 | 0 | 240.2 | 7600
320 | 14 | Day14 | 7 | Hour7 | 1 | Winter | 2761 | #N/A | Winter | 512074.6 | 2024-01-14 07:00 | 506080.8 | 16.1 | 213 | 5764.6 | 512074.6 | 487465.9 | 424398.7 | 0.0368 | 0.0568 | 0.45 | 0.45 | 361.4 | 29.4 | 4.16 | 24.1 | 1177.1 | 0.21 | 363.4 | 59.3 | 422.7 | 376.3 | 30.5 | 4.33 | 25.2 | 1226.3 | 0.22 | 378.3 | 61.8 | 440.1 | 431.3 | 26.1 | 3.6 | 34.7 | 1680.2 | 0.2 | 433 | 84.9 | 517.9 | 935.7 | 97.4 | 14.08 | 38.2 | 2367.5 | 0.46 | 942.5 | 108.9 | 1051.4 | 32.8 | 0 | 0.23 | 33.03 | 34.82 | 0 | 0.24 | 35.06 | 512074.6 | 87675.9 | 364.7 | 4239.5 | 0 | 7385 | 114483.8 | 0 | 0 | 2266.8 | 167325.7 | 0 | 95.5 | 3315.4 | 37498.7 | 88061 | 678.6 | 950.7 | 0 | 7733.6 | 73561.4 | 4114 | 31.9 | 2642.1 | 2470.2 | 7713.3
321 | 14 | Day14 | 8 | Hour8 | 1 | Winter | 2761 | #N/A | Winter | 521376.2 | 2024-01-14 08:00 | 515895.9 | 13.2 | 213 | 5254.1 | 521376.2 | 496806.9 | 406748 | 0.037 | 0.0576 | 0.49 | 0.49 | 330.3 | 26.7 | 3.78 | 22.3 | 1080.1 | 0.19 | 332.1 | 54.6 | 386.7 | 343.9 | 27.8 | 3.94 | 23.3 | 1124.7 | 0.2 | 345.8 | 56.8 | 402.6 | 283 | 15.4 | 2.09 | 24.4 | 1155.2 | 0.13 | 284 | 58.9 | 342.9 | 456 | 8.9 | 0.91 | 53.8 | 2374.3 | 0.2 | 456.5 | 124.6 | 581.1 | 30.63 | 0 | 0.23 | 30.86 | 32.53 | 0 | 0.24 | 32.78 | 521376.2 | 114628.2 | 1396.5 | 4239.5 | 0 | 7685.8 | 105884.2 | 0 | 0 | 6394.2 | 157486.9 | 0 | 491.7 | 3315.4 | 37305.9 | 88234.4 | 705.4 | 2.2 | 0 | 32797.1 | 71317.9 | 4119.1 | 1965.6 | 993.6 | 1845.7 | 8112
322 | 14 | Day14 | 9 | Hour9 | 1 | Winter | 2761 | #N/A | Winter | 525099.2 | 2024-01-14 09:00 | 519085 | 373.9 | 213 | 5427.2 | 525099.2 | 499901.2 | 385497.2 | 0.037 | 0.0576 | 0.53 | 0.53 | 299.6 | 23.8 | 3.37 | 20.8 | 993.4 | 0.18 | 301.2 | 50.4 | 351.6 | 311.8 | 24.7 | 3.5 | 21.7 | 1034.3 | 0.19 | 313.5 | 52.5 | 366 | 175 | 7.6 | 0.99 | 16.8 | 778.3 | 0.08 | 175.5 | 40 | 215.5 | 881.4 | 89.5 | 12.91 | 38.1 | 2302.3 | 0.43 | 887.6 | 106.8 | 994.4 | 29.2 | 0 | 0.24 | 29.44 | 31.04 | 0 | 0.26 | 31.3 | 525099.2 | 139602 | 0 | 4239.5 | 0 | 8374.7 | 94493.1 | 0 | 0.8 | 8844.9 | 150555.9 | 0 | 95.5 | 3315.4 | 35683.5 | 88061 | 678.6 | 0 | 0 | 65370.3 | 61432.2 | 3953.8 | 5322.3 | 0 | 866.7 | 7917.2
323 | 14 | Day14 | 10 | Hour10 | 1 | Winter | 2761 | #N/A | Winter | 519854.8 | 2024-01-14 10:00 | 514883.8 | 94.3 | 0 | 4876.8 | 519854.8 | 495980.8 | 370777.4 | 0.0367 | 0.057 | 0.54 | 0.54 | 297.6 | 23.7 | 3.36 | 20.6 | 983.6 | 0.18 | 299.3 | 50 | 349.2 | 309.3 | 24.7 | 3.49 | 21.4 | 1022.7 | 0.19 | 311 | 51.9 | 363 | 161.8 | 7.2 | 0.94 | 15.4 | 715 | 0.07 | 162.3 | 36.7 | 199 | 996.5 | 105.8 | 15.3 | 38.9 | 2457.3 | 0.49 | 1003.8 | 112.2 | 1116 | 29.38 | 0 | 0.25 | 29.63 | 31.18 | 0 | 0.27 | 31.45 | 519854.8 | 149077.5 | 0 | 4247.1 | 0 | 8001.6 | 93446.2 | 0 | 218.2 | 10915.4 | 146360.2 | 0 | 95.5 | 3315.4 | 26236.6 | 88396.1 | 678.6 | 0 | 0 | 91473.2 | 42756.4 | 3714.2 | 7545.9 | 138.8 | 281.2 | 7912
324 | 14 | Day14 | 11 | Hour11 | 1 | Winter | 2761 | #N/A | Winter | 513716.6 | 2024-01-14 11:00 | 505913.7 | 3247.6 | 4.1 | 4551.2 | 513716.6 | 487526.8 | 361788.3 | 0.0363 | 0.056 | 0.54 | 0.54 | 295.5 | 23.7 | 3.35 | 20.4 | 973.6 | 0.18 | 297.1 | 49.5 | 346.6 | 308.1 | 24.7 | 3.5 | 21.3 | 1015 | 0.19 | 309.8 | 51.6 | 361.4 | 148.5 | 6.7 | 0.88 | 14 | 653 | 0.07 | 148.9 | 33.5 | 182.5 | 623.4 | 41.8 | 5.81 | 46.4 | 2308.8 | 0.29 | 626.2 | 115.3 | 741.5 | 28.85 | 0 | 0.27 | 29.11 | 30.59 | 0 | 0.28 | 30.88 | 513716.6 | 151928.4 | 0 | 4247.1 | 0 | 7819.2 | 92160.4 | 0 | 437.9 | 13943.1 | 142337.4 | 0 | 95.5 | 3315.4 | 22525.4 | 88396.1 | 678.6 | 213 | 0 | 101985.6 | 32339 | 3222.8 | 9652.3 | 347.2 | 188 | 8274.5
325 | 14 | Day14 | 12 | Hour12 | 1 | Winter | 2761 | #N/A | Winter | 501358.9 | 2024-01-14 12:00 | 494218.7 | 3035.6 | 4.1 | 4100.4 | 501358.9 | 476466.1 | 355820 | 0.0359 | 0.0547 | 0.54 | 0.54 | 295.5 | 23.6 | 3.34 | 20.5 | 976.7 | 0.18 | 297.2 | 49.7 | 346.8 | 307.7 | 24.6 | 3.48 | 21.3 | 1016.3 | 0.19 | 309.4 | 51.7 | 361.1 | 147.5 | 6.8 | 0.9 | 13.8 | 643.4 | 0.07 | 147.9 | 33 | 180.9 | 608.8 | 44.8 | 6.29 | 42.4 | 2130.1 | 0.3 | 611.8 | 106 | 717.8 | 27.35 | 0 | 0.29 | 27.64 | 28.97 | 0 | 0.29 | 29.26 | 501358.9 | 145538.9 | 221.1 | 4247.1 | 0 | 7819.2 | 89440.3 | 0 | 468.9 | 13595 | 140242 | 0 | 95.5 | 3315.4 | 21651.3 | 87896.4 | 678.6 | 213 | 0 | 100989.5 | 27301.2 | 3184.3 | 12963.5 | 213 | 0 | 7717.9
326 | 14 | Day14 | 13 | Hour13 | 1 | Winter | 2761 | #N/A | Winter | 491057.2 | 2024-01-14 13:00 | 481964.3 | 5251.4 | 4.1 | 3837.3 | 491057.2 | 464849.5 | 346128 | 0.0355 | 0.0535 | 0.55 | 0.54 | 292.7 | 23.4 | 3.31 | 20.3 | 966.3 | 0.18 | 294.3 | 49.2 | 343.5 | 305.2 | 24.4 | 3.46 | 21.1 | 1005.8 | 0.19 | 306.9 | 51.2 | 358.1 | 143.4 | 6.3 | 0.82 | 13.7 | 635.9 | 0.07 | 143.8 | 32.7 | 176.5 | 406.9 | 7.7 | 0.77 | 48.1 | 2127.7 | 0.18 | 407.3 | 111.5 | 518.9 | 26.32 | 0 | 0.29 | 26.61 | 27.84 | 0 | 0.3 | 28.14 | 491057.2 | 144929.2 | 94.3 | 4247.1 | 0 | 6627.5 | 86976.1 | 0 | 462.7 | 16433.1 | 135597.3 | 0 | 95.5 | 3315.4 | 21462.3 | 87033.9 | 678.6 | 0 | 0 | 99897.8 | 24878.7 | 3256.9 | 11093.8 | 213 | 0 | 7816.6
327 | 14 | Day14 | 14 | Hour14 | 1 | Winter | 2761 | #N/A | Winter | 481354.4 | 2024-01-14 14:00 | 472015.2 | 5558.4 | 57.3 | 3723.6 | 481354.5 | 455405.9 | 342393.1 | 0.0352 | 0.0524 | 0.54 | 0.54 | 292.2 | 23.2 | 3.29 | 20.5 | 968.4 | 0.18 | 293.8 | 49.4 | 343.2 | 304.4 | 24.2 | 3.43 | 21.2 | 1007.2 | 0.19 | 306 | 51.3 | 357.3 | 139.6 | 5.6 | 0.72 | 13.9 | 636.4 | 0.06 | 140 | 32.9 | 172.9 | 917.2 | 94.6 | 13.65 | 38.3 | 2350.4 | 0.45 | 923.8 | 108.5 | 1032.2 | 26.2 | 0 | 0.29 | 26.5 | 27.71 | 0 | 0.3 | 28.01 | 481354.4 | 138961.4 | 139.3 | 4247.1 | 0 | 6922.8 | 84567.4 | 0 | 416.5 | 15595.7 | 134218.3 | 0 | 95.5 | 3315.4 | 21174.8 | 87033.9 | 678.6 | 0 | 0 | 96086.9 | 23522.6 | 3339.6 | 11718.8 | 213 | 1.1 | 8112
328 | 14 | Day14 | 15 | Hour15 | 1 | Winter | 2761 | #N/A | Winter | 477255.9 | 2024-01-14 15:00 | 467936.6 | 5032 | 589.3 | 3698.1 | 477255.9 | 451525.2 | 350642 | 0.0351 | 0.0521 | 0.53 | 0.52 | 303.7 | 24.1 | 3.41 | 21.2 | 1006.9 | 0.18 | 305.3 | 51.3 | 356.6 | 316.4 | 25.1 | 3.56 | 22.1 | 1049.2 | 0.19 | 318.2 | 53.4 | 371.6 | 143.1 | 5.7 | 0.74 | 14.2 | 651.2 | 0.07 | 143.5 | 33.6 | 177.1 | 364.2 | 6.9 | 0.69 | 43 | 1904.4 | 0.16 | 364.6 | 99.8 | 464.4 | 26.72 | 0 | 0.29 | 27 | 28.3 | 0 | 0.3 | 28.6 | 477255.9 | 126613.9 | 0 | 4247.1 | 0 | 7819.2 | 87097.4 | 0 | 409.7 | 12352.6 | 138422.1 | 0 | 121.8 | 3315.4 | 21906.4 | 87033.9 | 678.6 | 0 | 0 | 86639.9 | 23822.5 | 3389.2 | 10253.5 | 213 | 0 | 8112
329 | 14 | Day14 | 16 | Hour16 | 1 | Winter | 2761 | #N/A | Winter | 483235.2 | 2024-01-14 16:00 | 474177 | 4337.5 | 564.3 | 4156.4 | 483235.2 | 457417.5 | 380515.3 | 0.0353 | 0.0528 | 0.48 | 0.48 | 338.2 | 27.1 | 3.85 | 23.1 | 1110.4 | 0.2 | 340 | 56.3 | 396.3 | 352.2 | 28.3 | 4.01 | 24.1 | 1156.7 | 0.21 | 354.1 | 58.6 | 412.7 | 266.3 | 16.6 | 2.29 | 21 | 1026.2 | 0.12 | 267.5 | 51.7 | 319.1 | 903 | 92.3 | 13.33 | 38.6 | 2326.3 | 0.45 | 909.4 | 108.1 | 1017.5 | 28.43 | 0 | 0.28 | 28.72 | 30.16 | 0 | 0.3 | 30.45 | 483235.2 | 102720 | 0 | 4257.5 | 0 | 7819.2 | 99595.6 | 0 | 308.9 | 8560 | 151661.6 | 0 | 159.1 | 3315.4 | 25504.8 | 87033.9 | 955.2 | 213 | 0 | 64217 | 26086 | 3548.1 | 8002.4 | 101.5 | 0 | 8112
330 | 14 | Day14 | 17 | Hour17 | 1 | Winter | 2761 | #N/A | Winter | 497070 | 2024-01-14 17:00 | 492918.9 | 0 | 50.8 | 4100.4 | 497070 | 475094.9 | 415342.6 | 0.0362 | 0.0551 | 0.45 | 0.44 | 362.4 | 29.3 | 4.15 | 24.4 | 1184.3 | 0.21 | 364.4 | 59.8 | 424.2 | 377.8 | 30.4 | 4.32 | 25.6 | 1237.1 | 0.22 | 379.9 | 62.5 | 442.4 | 420.1 | 27.1 | 3.75 | 32.3 | 1586.6 | 0.2 | 422 | 79.6 | 501.6 | 503.2 | 12.3 | 1.4 | 57.1 | 2528.6 | 0.23 | 503.9 | 132.5 | 636.4 | 33.38 | 0 | 0.28 | 33.66 | 35.36 | 0 | 0.29 | 35.65 | 497070 | 81727.4 | 290 | 4257.5 | 0 | 7819.2 | 110397.2 | 0 | 276 | 4955.9 | 164023.7 | 0 | 170.8 | 3315.4 | 31155.6 | 88396.1 | 988.4 | 4528.8 | 0 | 37832.3 | 35079.8 | 3583.4 | 4746.1 | 1273.4 | 1188 | 7713.3
331 | 14 | Day14 | 18 | Hour18 | 1 | Winter | 2761 | #N/A | Winter | 511442.2 | 2024-01-14 18:00 | 508058.4 | 0 | 0 | 3383.9 | 511442.3 | 489395.9 | 453529.7 | 0.0367 | 0.0568 | 0.41 | 0.41 | 383.2 | 30.4 | 4.31 | 26.3 | 1261.5 | 0.23 | 385.3 | 63.9 | 449.2 | 401.5 | 31.7 | 4.5 | 27.7 | 1326.3 | 0.24 | 403.6 | 67.3 | 471 | 469.3 | 28.5 | 3.98 | 38.4 | 1775.2 | 0.26 | 471.3 | 91.4 | 562.7 | 835.4 | 29.9 | 5.66 | 107.7 | 2247.1 | 1.55 | 837.8 | 175.1 | 1012.9 | 57.9 | 0 | 0.28 | 58.19 | 61.46 | 0 | 0.3 | 61.76 | 511442.2 | 57912.6 | 2223.8 | 4257.5 | 0 | 8019.4 | 116954.6 | 0 | 126.7 | 1376.2 | 176386.1 | 0 | 3836.5 | 3315.4 | 39761.9 | 88396.1 | 2788.3 | 7590.2 | 0 | 7412.8 | 45403 | 3593.9 | 2897.4 | 3884.7 | 3716.6 | 8272.7
332 | 14 | Day14 | 19 | Hour19 | 1 | Winter | 2761 | #N/A | Winter | 521193.6 | 2024-01-14 19:00 | 516885.6 | 0 | 0 | 4307.9 | 521193.5 | 497802.9 | 463321.9 | 0.0369 | 0.0575 | 0.42 | 0.42 | 375.6 | 29.8 | 4.22 | 25.8 | 1237.4 | 0.22 | 377.6 | 62.7 | 440.3 | 393.6 | 31 | 4.4 | 27.2 | 1301.5 | 0.23 | 395.8 | 66.1 | 461.8 | 473.6 | 28.3 | 3.95 | 39.2 | 1805.8 | 0.26 | 475.5 | 93 | 568.6 | 462.9 | 9.1 | 0.95 | 54.5 | 2393.6 | 0.21 | 463.4 | 125.9 | 589.3 | 35.34 | 0 | 0.28 | 35.62 | 37.51 | 0 | 0.3 | 37.81 | 521193.6 | 57871.6 | 3484.9 | 4257.5 | 0 | 8374.7 | 116664.3 | 0 | 0 | 0.1 | 176673.6 | 0 | 3836.5 | 3315.4 | 49305.1 | 88396.1 | 2788.3 | 6225.5 | 0 | 0.1 | 54226.8 | 3644.6 | 807.9 | 4398 | 3215.6 | 8315.2
333 | 14 | Day14 | 20 | Hour20 | 1 | Winter | 2761 | #N/A | Winter | 523313.8 | 2024-01-14 20:00 | 518762.8 | 0 | 0 | 4551 | 523313.8 | 499613.9 | 460765.3 | 0.0369 | 0.0575 | 0.44 | 0.43 | 366.2 | 29.3 | 4.16 | 24.8 | 1202.7 | 0.21 | 368.2 | 60.7 | 428.9 | 383 | 30.6 | 4.33 | 26.1 | 1261.8 | 0.22 | 385.1 | 63.8 | 448.9 | 458.1 | 27.5 | 3.81 | 37.3 | 1772.7 | 0.23 | 460 | 90.2 | 550.2 | 619.5 | 12.8 | 1.36 | 72.4 | 3188.9 | 0.28 | 620.3 | 167.5 | 787.7 | 35.05 | 0 | 0.28 | 35.33 | 37.21 | 0 | 0.3 | 37.51 | 523313.8 | 62548.5 | 3354.7 | 4257.5 | 0 | 8374.7 | 116051 | 0 | 0 | 0 | 175984.5 | 0 | 906.6 | 3315.4 | 53685.5 | 88396.1 | 1473.3 | 4965.9 | 0 | 0 | 58976.5 | 3572 | 0 | 1840.6 | 3104.8 | 7717.9
334 | 14 | Day14 | 21 | Hour21 | 1 | Winter | 2761 | #N/A | Winter | 516981.6 | 2024-01-14 21:00 | 511928 | 0 | 0 | 5053.5 | 516981.6 | 493190.6 | 449211.7 | 0.0366 | 0.0567 | 0.45 | 0.44 | 363.3 | 29.4 | 4.18 | 24.3 | 1184 | 0.21 | 365.3 | 59.7 | 425 | 379.3 | 30.7 | 4.35 | 25.5 | 1238.1 | 0.22 | 381.4 | 62.4 | 443.8 | 447.2 | 26.5 | 3.63 | 36.5 | 1763.5 | 0.21 | 449 | 89.1 | 538.1 | 484.9 | 10.4 | 1.12 | 56.3 | 2481.4 | 0.22 | 485.5 | 130.3 | 615.9 | 33.98 | 0 | 0.28 | 34.26 | 36.04 | 0 | 0.3 | 36.34 | 516981.6 | 67769.9 | 1628.1 | 4257.5 | 0 | 8374.7 | 115695.9 | 0 | 0 | 0 | 169847.9 | 0 | 159.1 | 3315.4 | 53597 | 88396.1 | 961.6 | 2978.4 | 0 | 0 | 64423.8 | 3346.1 | 0 | 17.7 | 1510.5 | 7916.5
335 | 14 | Day14 | 22 | Hour22 | 1 | Winter | 2761 | #N/A | Winter | 502984.4 | 2024-01-14 22:00 | 497303.6 | 0 | 0 | 5680.8 | 502984.4 | 479395.1 | 429575.8 | 0.036 | 0.055 | 0.46 | 0.45 | 357.3 | 29.1 | 4.12 | 23.9 | 1161.1 | 0.21 | 359.2 | 58.6 | 417.8 | 371.5 | 30.2 | 4.28 | 24.9 | 1208.8 | 0.22 | 373.5 | 61 | 434.6 | 465.9 | 28 | 3.85 | 37.6 | 1825.6 | 0.22 | 467.8 | 92.1 | 559.8 | 1013.9 | 108.1 | 15.66 | 39.3 | 2472 | 0.51 | 1021.4 | 113.1 | 1134.5 | 32.44 | 0 | 0.28 | 32.72 | 34.34 | 0 | 0.3 | 34.64 | 502984.4 | 73408.7 | 1128.4 | 4257.5 | 0 | 8370.1 | 111392.6 | 0 | 0 | 0 | 161594.7 | 0 | 159.1 | 3315.4 | 49157.9 | 88396.1 | 961.6 | 842.3 | 0 | 0 | 70297.6 | 3111.1 | 0 | 34.7 | 716.8 | 8315.2
336 | 14 | Day14 | 23 | Hour23 | 1 | Winter | 2761 | #N/A | Winter | 485943.6 | 2024-01-14 23:00 | 479775 | 0 | 0 | 6168.7 | 485943.6 | 462814.4 | 405326.6 | 0.0353 | 0.0531 | 0.47 | 0.47 | 340.3 | 27.4 | 3.89 | 23.2 | 1114 | 0.2 | 342.2 | 56.4 | 398.6 | 353.3 | 28.4 | 4.03 | 24.1 | 1157.8 | 0.21 | 355.3 | 58.7 | 413.9 | 494 | 31.9 | 4.41 | 37.9 | 1868.5 | 0.23 | 496.1 | 93.7 | 589.8 | 994.1 | 105 | 15.2 | 39.4 | 2454.2 | 0.5 | 1001.4 | 112.7 | 1114.1 | 31.19 | 0 | 0.22 | 31.41 | 32.95 | 0 | 0.24 | 33.19 | 485943.6 | 80617 | 485.7 | 4247.1 | 0 | 8374.7 | 101718.9 | 0 | 0 | 0 | 152590.4 | 0 | 159.1 | 3315.4 | 45056 | 88396.1 | 943.8 | 39.3 | 0 | 0 | 77655.2 | 2961.8 | 0 | 0 | 690.2 | 7912
337 | 15 | Day15 | 0 | Hour0 | 1 | Winter | 42 | 522302.2 | Winter | 469054.9 | 2024-01-15 | 462838.5 | 0 | 0 | 6216.4 | 469054.9 | 446761.6 | 382305.3 | 0.0347 | 0.0512 | 0.49 | 0.48 | 326.8 | 25.9 | 3.67 | 22.8 | 1084.5 | 0.2 | 328.6 | 55.2 | 383.7 | 339.5 | 26.9 | 3.8 | 23.7 | 1128.3 | 0.21 | 341.4 | 57.4 | 398.8 | 491 | 31.1 | 4.29 | 38.2 | 1877 | 0.23 | 493.1 | 94.2 | 587.4 | 800.8 | 64.2 | 9.11 | 50.2 | 2618.7 | 0.39 | 805.2 | 128.4 | 933.6 | 30.74 | 0 | 0.28 | 31.02 | 32.41 | 0 | 0.29 | 32.7 | 469054.9 | 86749.6 | 2986.5 | 4237.7 | 0 | 8374.7 | 92461.5 | 0 | 0 | 0 | 147394.4 | 0 | 159.1 | 3315.4 | 34162.3 | 88396.1 | 817.5 | 0 | 0 | 0 | 83953.8 | 2795.9 | 0 | 0 | 17.6 | 5845.6
338 | 15 | Day15 | 1 | Hour1 | 1 | Winter | 2761 | #N/A | Winter | 456115.9 | 2024-01-15 01:00 | 449696.4 | 0 | 0 | 6419.5 | 456115.9 | 434279.5 | 364307.6 | 0.0343 | 0.0497 | 0.5 | 0.49 | 315.9 | 24.6 | 3.48 | 22.5 | 1061.9 | 0.19 | 317.6 | 54.2 | 371.8 | 327.9 | 25.5 | 3.61 | 23.4 | 1103.9 | 0.2 | 329.7 | 56.4 | 386 | 497.6 | 32.9 | 4.57 | 37.5 | 1857 | 0.23 | 499.8 | 92.9 | 592.7 | 586.8 | 34.9 | 4.8 | 47.8 | 2300.4 | 0.28 | 589.1 | 116.5 | 705.6 | 29.38 | 0 | 0.21 | 29.59 | 30.94 | 0 | 0.22 | 31.16 | 456115.9 | 91808.3 | 2129.2 | 4230.1 | 0 | 8356.4 | 85170.6 | 0 | 0 | 0 | 143754.4 | 0 | 159.1 | 3315.4 | 28488 | 88061 | 643.3 | 0 | 0 | 0 | 89259.9 | 2548.4 | 0 | 0 | 0 | 4897.9
339 | 15 | Day15 | 2 | Hour2 | 1 | Winter | 2761 | #N/A | Winter | 448328.4 | 2024-01-15 02:00 | 441688.5 | 102.8 | 213 | 6324 | 448328.4 | 426656.8 | 352699.8 | 0.034 | 0.0489 | 0.5 | 0.5 | 312.5 | 24.2 | 3.42 | 22.5 | 1056.8 | 0.19 | 314.2 | 54 | 368.2 | 324.3 | 25 | 3.54 | 23.4 | 1098.1 | 0.2 | 326 | 56.2 | 382.1 | 494.8 | 32.5 | 4.51 | 37.5 | 1853.5 | 0.23 | 497 | 92.8 | 589.8 | 511.2 | 24.2 | 3.21 | 47.2 | 2211.5 | 0.23 | 512.8 | 113.1 | 625.9 | 29.15 | 0 | 0.14 | 29.29 | 30.69 | 0 | 0.15 | 30.84 | 448328.4 | 95628.5 | 940.6 | 4230.1 | 0 | 6572.6 | 81932.9 | 0 | 0 | 0 | 142315 | 0 | 95.5 | 3315.4 | 24611.6 | 88061 | 625.1 | 0 | 0 | 0 | 93228.4 | 2400.1 | 0 | 0 | 258.5 | 4733.6
340 | 15 | Day15 | 3 | Hour3 | 1 | Winter | 2761 | #N/A | Winter | 446267.4 | 2024-01-15 03:00 | 439569.9 | 139.3 | 213 | 6345.3 | 446267.4 | 424622.9 | 347668 | 0.034 | 0.0488 | 0.5 | 0.5 | 312 | 24.1 | 3.41 | 22.5 | 1055.4 | 0.19 | 313.6 | 54 | 367.6 | 323.5 | 25 | 3.53 | 23.3 | 1095.8 | 0.2 | 325.3 | 56.1 | 381.3 | 483.5 | 30.6 | 4.23 | 37.6 | 1846.5 | 0.23 | 485.6 | 92.7 | 578.4 | 899.9 | 94.5 | 13.66 | 36 | 2252.7 | 0.44 | 906.4 | 103.3 | 1009.7 | 28.24 | 0 | 0.25 | 28.49 | 29.73 | 0 | 0.27 | 30 | 446267.4 | 98599.5 | 0.4 | 4210.9 | 0 | 5593.9 | 81313.9 | 0 | 0 | 0 | 141643.6 | 0 | 95.5 | 3315.4 | 23472.1 | 87397.2 | 625.1 | 0 | 0 | 0 | 96041.9 | 2557.6 | 0 | 0 | 0 | 4733.6
341 | 15 | Day15 | 4 | Hour4 | 1 | Winter | 2761 | #N/A | Winter | 449086.6 | 2024-01-15 04:00 | 442552.5 | 145.3 | 36.9 | 6351.9 | 449086.6 | 427433.2 | 348275.7 | 0.0342 | 0.0492 | 0.5 | 0.5 | 313 | 24.3 | 3.44 | 22.4 | 1054.6 | 0.19 | 314.7 | 53.9 | 368.6 | 324.5 | 25.2 | 3.56 | 23.3 | 1094.4 | 0.2 | 326.2 | 55.9 | 382.1 | 477.4 | 29.4 | 4.06 | 37.9 | 1847.9 | 0.22 | 479.4 | 93 | 572.4 | 885.4 | 93.7 | 13.56 | 34.8 | 2191.4 | 0.43 | 891.9 | 100.2 | 992 | 28.2 | 0 | 0.25 | 28.45 | 29.69 | 0 | 0.26 | 29.96 | 449086.6 | 100810.9 | 47.4 | 4181.6 | 0 | 6154.3 | 82650.4 | 0 | 0 | 0 | 141420.9 | 0 | 95.5 | 3315.4 | 22387.9 | 87397.2 | 625.1 | 0 | 0 | 0 | 97863.4 | 2947.6 | 0 | 0 | 0 | 4733.6
342 | 15 | Day15 | 5 | Hour5 | 1 | Winter | 2761 | #N/A | Winter | 458055.9 | 2024-01-15 05:00 | 451290.4 | 19.7 | 221.6 | 6524.1 | 458055.9 | 435699.7 | 354980.2 | 0.0345 | 0.0503 | 0.5 | 0.5 | 315.1 | 24.5 | 3.47 | 22.5 | 1060.5 | 0.19 | 316.8 | 54.1 | 370.9 | 327.1 | 25.4 | 3.59 | 23.4 | 1102.2 | 0.2 | 328.8 | 56.3 | 385.1 | 491 | 31.6 | 4.38 | 37.7 | 1858.8 | 0.23 | 493.2 | 93.2 | 586.4 | 430.9 | 15 | 1.87 | 44.7 | 2036.4 | 0.19 | 431.8 | 105.4 | 537.2 | 28.63 | 0 | 0.25 | 28.88 | 30.2 | 0 | 0.26 | 30.46 | 458055.9 | 103075.6 | 479.7 | 4181.6 | 0 | 6990.4 | 84906.5 | 0 | 0 | 0 | 144642.6 | 0 | 95.5 | 3315.4 | 22346.3 | 87397.2 | 625.1 | 0 | 0 | 0 | 99723.3 | 3352.4 | 0 | 0 | 0 | 4676.3
343 | 15 | Day15 | 6 | Hour6 | 1 | Winter | 2761 | #N/A | Winter | 472457.1 | 2024-01-15 06:00 | 465738.3 | 17.6 | 0 | 6701.3 | 472457.1 | 449366.4 | 366720.9 | 0.0351 | 0.0521 | 0.49 | 0.49 | 318 | 24.5 | 3.47 | 22.8 | 1077.3 | 0.19 | 319.7 | 54.9 | 374.7 | 330.1 | 25.4 | 3.59 | 23.7 | 1119.5 | 0.2 | 331.9 | 57.1 | 389 | 516.9 | 36.6 | 5.13 | 36.8 | 1845 | 0.25 | 519.4 | 91.8 | 611.2 | 829.4 | 84.1 | 12.13 | 35.9 | 2170.4 | 0.4 | 835.2 | 100.7 | 935.9 | 29.24 | 0 | 0.24 | 29.48 | 30.9 | 0 | 0.25 | 31.15 | 472457.1 | 105736.3 | 479.7 | 4181.6 | 0 | 6757.7 | 87301.9 | 0 | 0 | 132.9 | 150907.8 | 0 | 1480.9 | 3315.4 | 24273.6 | 87397.2 | 625.1 | 0 | 0 | 24.5 | 101923.2 | 3655.7 | 0 | 85.7 | 431.5 | 5552.6
344 | 15 | Day15 | 7 | Hour7 | 1 | Winter | 2761 | #N/A | Winter | 487977.9 | 2024-01-15 07:00 | 481472.2 | 0 | 0 | 6505.6 | 487977.9 | 464252.9 | 363579.3 | 0.0358 | 0.0539 | 0.52 | 0.52 | 304.2 | 23.7 | 3.35 | 21.6 | 1022.8 | 0.18 | 305.8 | 52.1 | 357.9 | 315.9 | 24.6 | 3.48 | 22.5 | 1063.1 | 0.19 | 317.6 | 54.2 | 371.8 | 456 | 30.7 | 4.28 | 33.8 | 1683.1 | 0.21 | 458.1 | 84 | 542.1 | 896.4 | 94.7 | 13.69 | 35.4 | 2226 | 0.44 | 903 | 101.8 | 1004.8 | 29.38 | 0 | 0.24 | 29.62 | 31.09 | 0 | 0.25 | 31.34 | 487977.9 | 124398.6 | 522.7 | 4181.6 | 0 | 5902.5 | 87300.2 | 0 | 0 | 4173.8 | 148201.2 | 0 | 95.5 | 3315.4 | 26036.3 | 87397.2 | 625.1 | 1.7 | 0 | 12002.8 | 104335.4 | 3886.6 | 115.6 | 132.8 | 880.5 | 6467.6
345 | 15 | Day15 | 8 | Hour8 | 1 | Winter | 2761 | #N/A | Winter | 494758.2 | 2024-01-15 08:00 | 487820.8 | 823.6 | 651.7 | 5462.1 | 494758.2 | 470316.1 | 332858.9 | 0.0359 | 0.0544 | 0.58 | 0.58 | 256.5 | 19.4 | 2.74 | 19 | 880.7 | 0.16 | 257.9 | 45.3 | 303.1 | 266.8 | 20.2 | 2.85 | 19.8 | 916.2 | 0.17 | 268.2 | 47.1 | 315.3 | 234.9 | 12.7 | 1.72 | 20.2 | 965.1 | 0.11 | 235.7 | 49 | 284.8 | 831.8 | 82.4 | 11.86 | 37.8 | 2237.9 | 0.4 | 837.5 | 104.6 | 942.1 | 27.43 | 0 | 0.25 | 27.68 | 29.04 | 0 | 0.26 | 29.29 | 494758.2 | 161899.4 | 627.4 | 4132.7 | 0 | 5018.1 | 72001.6 | 0 | 0 | 9235 | 134625.2 | 0 | 95.5 | 3315.4 | 25019 | 87397.2 | 625.1 | 1.7 | 0 | 43741.3 | 104964.8 | 3958.1 | 3810.8 | 95.6 | 11.6 | 5319.2
346 | 15 | Day15 | 9 | Hour9 | 1 | Winter | 2761 | #N/A | Winter | 495318 | 2024-01-15 09:00 | 487807.4 | 1129 | 1195.9 | 5185.7 | 495318 | 470362 | 319322.9 | 0.0358 | 0.0542 | 0.61 | 0.61 | 237.4 | 18 | 2.54 | 17.7 | 815 | 0.15 | 238.6 | 42.1 | 280.7 | 247 | 18.7 | 2.64 | 18.4 | 848 | 0.16 | 248.3 | 43.7 | 292 | 148.5 | 6.6 | 0.86 | 14.1 | 656.9 | 0.07 | 148.9 | 33.7 | 182.6 | 693.5 | 59.1 | 8.41 | 40.2 | 2169.1 | 0.33 | 697.6 | 104.9 | 802.5 | 26.44 | 0 | 0.26 | 26.7 | 28.01 | 0 | 0.27 | 28.28 | 495318 | 175995.1 | 245.6 | 4132.7 | 0 | 4575.8 | 66669.1 | 0 | 0 | 10602.9 | 124489 | 0 | 95.5 | 3315.4 | 27776.6 | 87397.2 | 625.1 | 0.8 | 0 | 68487.3 | 92982.8 | 3922.1 | 8068.3 | 0 | 229.2 | 5329.5
347 | 15 | Day15 | 10 | Hour10 | 1 | Winter | 2761 | #N/A | Winter | 488142.9 | 2024-01-15 10:00 | 481718 | 491.7 | 876.3 | 5057 | 488142.9 | 464614.9 | 307441.9 | 0.0355 | 0.0534 | 0.62 | 0.62 | 231.1 | 17.5 | 2.48 | 17.3 | 792.1 | 0.15 | 232.3 | 40.9 | 273.2 | 240.3 | 18.2 | 2.57 | 18 | 824.3 | 0.15 | 241.5 | 42.6 | 284.1 | 132.2 | 5.4 | 0.7 | 13 | 599.1 | 0.06 | 132.6 | 30.9 | 163.5 | 925.1 | 103.8 | 15.08 | 30.9 | 2102.4 | 0.46 | 932.3 | 93.7 | 1026 | 25.98 | 0 | 0.27 | 26.25 | 27.51 | 0 | 0.29 | 27.8 | 488142.9 | 180701 | 0 | 4132.7 | 0 | 4733.8 | 64062.8 | 0 | 18.7 | 11976.6 | 118911.7 | 0 | 95.5 | 3315.4 | 24167.7 | 87397.2 | 625.1 | 0 | 0 | 81470.3 | 83383.8 | 3851.4 | 9085 | 0 | 6 | 5821.4
348 | 15 | Day15 | 11 | Hour11 | 1 | Winter | 2761 | #N/A | Winter | 484272 | 2024-01-15 11:00 | 474749.6 | 378 | 3625.8 | 5518.5 | 484271.9 | 458007.2 | 299757.5 | 0.0353 | 0.0527 | 0.63 | 0.63 | 228.5 | 17.4 | 2.45 | 17.1 | 781.5 | 0.15 | 229.7 | 40.4 | 270.1 | 237.9 | 18.1 | 2.55 | 17.8 | 814.1 | 0.15 | 239.2 | 42.1 | 281.3 | 124.7 | 5.1 | 0.65 | 12.3 | 565.8 | 0.06 | 125 | 29.2 | 154.1 | 677.5 | 59.9 | 8.55 | 37.3 | 2050.4 | 0.32 | 681.6 | 98.5 | 780.1 | 25.77 | 0 | 0.28 | 26.05 | 27.26 | 0 | 0.3 | 27.55 | 484272 | 184514.5 | 50.1 | 4132.7 | 0 | 4375.6 | 63082.9 | 0 | 48.6 | 13356.6 | 116003.7 | 0 | 95.5 | 3315.4 | 20679.3 | 87397.2 | 625.1 | 0 | 0 | 87409.6 | 79988.7 | 3711 | 10518 | 212.6 | 30.9 | 6654.7
349 | 15 | Day15 | 12 | Hour12 | 1 | Winter | 2761 | #N/A | Winter | 481986.7 | 2024-01-15 12:00 | 467316.4 | 2247.8 | 6774.1 | 5648.4 | 481986.7 | 450939.3 | 295413.6 | 0.035 | 0.052 | 0.64 | 0.64 | 220.3 | 16.7 | 2.36 | 16.6 | 755.3 | 0.14 | 221.5 | 39.2 | 260.6 | 230 | 17.5 | 2.47 | 17.3 | 787.3 | 0.15 | 231.2 | 40.8 | 272 | 124.6 | 4.9 | 0.64 | 12.4 | 569.3 | 0.06 | 124.9 | 29.4 | 154.3 | 753.1 | 65.2 | 9.3 | 42.7 | 2322.2 | 0.36 | 757.6 | 112 | 869.6 | 26.46 | 0 | 0.28 | 26.74 | 27.93 | 0 | 0.31 | 28.23 | 481986.7 | 186573.1 | 26.7 | 4190.9 | 0 | 5482.1 | 60238.4 | 0 | 84.2 | 14300.5 | 112003.2 | 0 | 95.5 | 3315.4 | 21040.1 | 88396.1 | 625.1 | 0 | 0 | 87753.5 | 80735.1 | 3699.9 | 12052.2 | 0 | 10.7 | 6487.4
350 | 15 | Day15 | 13 | Hour13 | 1 | Winter | 2761 | #N/A | Winter | 482622.3 | 2024-01-15 13:00 | 459161.4 | 7289.1 | 10487.9 | 5683.8 | 482622.3 | 443189.5 | 285692.5 | 0.0348 | 0.0511 | 0.66 | 0.66 | 206.6 | 15.4 | 2.18 | 15.9 | 716.3 | 0.14 | 207.7 | 37.3 | 245 | 216 | 16.3 | 2.29 | 16.5 | 744.9 | 0.14 | 217.1 | 38.7 | 255.8 | 129.3 | 5.4 | 0.69 | 12.6 | 583.4 | 0.06 | 129.6 | 30 | 159.7 | 635.1 | 50.3 | 7.11 | 41 | 2110.9 | 0.32 | 638.6 | 104 | 742.6 | 24.72 | 0 | 0.31 | 25.03 | 26.01 | 0 | 0.31 | 26.33 | 482622.3 | 196929.8 | 18.6 | 4190.9 | 0 | 5286.5 | 55410.5 | 0 | 108.7 | 19028.3 | 108464 | 0 | 95.5 | 3315.4 | 20698.5 | 87587.6 | 625.1 | 0 | 0 | 92993.2 | 81155.6 | 3644 | 11539.8 | 0 | 8.4 | 7466.5
351 | 15 | Day15 | 14 | Hour14 | 1 | Winter | 2761 | #N/A | Winter | 477524.6 | 2024-01-15 14:00 | 452102.4 | 7480.5 | 12363 | 5578.7 | 477524.6 | 436479.2 | 280873.4 | 0.0346 | 0.0504 | 0.67 | 0.67 | 200.8 | 14.8 | 2.09 | 15.7 | 701.3 | 0.14 | 201.8 | 36.6 | 238.4 | 209.2 | 15.5 | 2.19 | 16.3 | 728.3 | 0.14 | 210.3 | 38 | 248.2 | 139 | 6.2 | 0.82 | 13.2 | 613 | 0.06 | 139.4 | 31.5 | 170.8 | 693.6 | 61.8 | 8.83 | 37.7 | 2083.5 | 0.33 | 697.9 | 99.9 | 797.8 | 23.6 | 0 | 0.31 | 23.9 | 24.82 | 0 | 0.32 | 25.14 | 477524.6 | 196651.2 | 10.7 | 4190.9 | 0 | 5399.3 | 52409.3 | 0 | 92.6 | 18278.6 | 106357.9 | 0 | 95.5 | 3315.4 | 21435.4 | 87033.9 | 625.1 | 0 | 0 | 93243.2 | 81344 | 3692.8 | 13264 | 0 | 0 | 5781.3
352 | 15 | Day15 | 15 | Hour15 | 1 | Winter | 2761 | #N/A | Winter | 465445.5 | 2024-01-15 15:00 | 449770.6 | 2521.1 | 7452.9 | 5700.9 | 465445.5 | 434258 | 285414.9 | 0.0345 | 0.0502 | 0.65 | 0.64 | 212.3 | 15.7 | 2.2 | 16.5 | 742.1 | 0.14 | 213.4 | 38.7 | 252.1 | 221.4 | 16.3 | 2.3 | 17.2 | 773.5 | 0.15 | 222.5 | 40.3 | 262.8 | 139 | 6.1 | 0.79 | 13.3 | 618 | 0.06 | 139.4 | 31.7 | 171.2 | 482.9 | 25.3 | 3.41 | 42.8 | 2013.4 | 0.23 | 484.6 | 102.8 | 587.4 | 23.39 | 0 | 0.29 | 23.68 | 24.71 | 0 | 0.32 | 25.02 | 465445.5 | 180030.6 | 0 | 4190.9 | 0 | 6258.7 | 53957.6 | 0 | 90.7 | 12261.7 | 109675.3 | 0 | 129.4 | 3315.4 | 21208 | 86054.5 | 625.1 | 0 | 0 | 79993.1 | 83974.1 | 3711 | 11873.9 | 0 | 83.2 | 7244.9
353 | 15 | Day15 | 16 | Hour16 | 1 | Winter | 2761 | #N/A | Winter | 467342 | 2024-01-15 16:00 | 458175.9 | 2718 | 759.6 | 5688.6 | 467342 | 442223.8 | 316213.1 | 0.0348 | 0.0512 | 0.58 | 0.58 | 255.9 | 19.4 | 2.74 | 19.1 | 875.8 | 0.16 | 257.2 | 45.2 | 302.4 | 266.2 | 20.1 | 2.84 | 19.9 | 913 | 0.17 | 267.5 | 47.1 | 314.7 | 233.5 | 13.3 | 1.82 | 19.5 | 938 | 0.11 | 234.4 | 47.5 | 281.9 | 655.9 | 57.3 | 8.19 | 36.9 | 1993.4 | 0.32 | 659.8 | 96.4 | 756.3 | 24.79 | 0 | 0.29 | 25.08 | 26.3 | 0 | 0.31 | 26.61 | 467342 | 151128.9 | 0 | 4239.7 | 0 | 6808.3 | 67872.8 | 0 | 87.8 | 8510 | 125454.6 | 0 | 159.1 | 3315.4 | 21339.9 | 86034.9 | 988.3 | 0 | 0 | 48391.4 | 90328.3 | 3811.4 | 7633.9 | 0 | 0 | 7386.2
354 | 15 | Day15 | 17 | Hour17 | 1 | Winter | 2761 | #N/A | Winter | 488172.1 | 2024-01-15 17:00 | 481597.1 | 19.7 | 157.7 | 6397.6 | 488172.1 | 464367.9 | 353401.2 | 0.0358 | 0.054 | 0.53 | 0.53 | 296.7 | 23.4 | 3.31 | 20.9 | 986.6 | 0.18 | 298.3 | 50.3 | 348.6 | 308.1 | 24.2 | 3.43 | 21.7 | 1026.5 | 0.19 | 309.8 | 52.4 | 362.2 | 442.8 | 31.2 | 4.36 | 31.6 | 1590.5 | 0.21 | 445 | 79.1 | 524 | 735.4 | 70.6 | 10.16 | 35.6 | 2035.1 | 0.37 | 740.2 | 96.4 | 836.6 | 27.33 | 0 | 0.28 | 27.61 | 29 | 0 | 0.3 | 29.31 | 488172.1 | 134770.9 | 59.1 | 4250.1 | 0 | 7268.2 | 86404.2 | 0 | 69.8 | 6735.8 | 139714.2 | 0 | 159.1 | 3315.4 | 24549.5 | 86034.9 | 1108.9 | 537.6 | 0 | 26851.1 | 97205.9 | 3908.3 | 4726 | 1850.6 | 462.3 | 7651.6
355 | 15 | Day15 | 18 | Hour18 | 1 | Winter | 2761 | #N/A | Winter | 507989.1 | 2024-01-15 18:00 | 501708.4 | 0.7 | 118.1 | 6161.9 | 507989.1 | 483371.5 | 384217.8 | 0.0365 | 0.0562 | 0.53 | 0.52 | 302.9 | 24.1 | 3.41 | 21 | 1000.4 | 0.18 | 304.5 | 50.9 | 355.4 | 317.2 | 25.1 | 3.55 | 22.2 | 1052.6 | 0.19 | 319 | 53.6 | 372.6 | 456.9 | 31.9 | 4.46 | 32.9 | 1648.8 | 0.22 | 459 | 82.1 | 541.1 | 445.5 | 16.5 | 2.12 | 45.6 | 2056.4 | 0.21 | 446.6 | 106.9 | 553.5 | 32.12 | 0 | 0.29 | 32.41 | 34.1 | 0 | 0.31 | 34.41 | 507989.1 | 123771.3 | 1908.5 | 4250.1 | 0 | 8222.8 | 92607.6 | 0 | 26.4 | 2910.1 | 145183 | 0 | 159.1 | 3315.4 | 35896.2 | 87594.9 | 1220.2 | 3860.1 | 0 | 5888.5 | 111009.2 | 3937.1 | 4178.2 | 3807.8 | 1870.8 | 8315.2
356 | 15 | Day15 | 19 | Hour19 | 1 | Winter | 2761 | #N/A | Winter | 519087.1 | 2024-01-15 19:00 | 512787.8 | 0 | 0 | 6299.3 | 519087.1 | 493886.4 | 402804.7 | 0.0369 | 0.0572 | 0.54 | 0.53 | 296.7 | 23.6 | 3.34 | 20.7 | 981.5 | 0.18 | 298.3 | 50 | 348.3 | 313.8 | 24.7 | 3.5 | 22.1 | 1043 | 0.19 | 315.5 | 53.2 | 368.7 | 464.6 | 31.5 | 4.39 | 34.3 | 1707.3 | 0.22 | 466.7 | 85.3 | 552 | 524 | 26.4 | 3.56 | 47.2 | 2200.5 | 0.25 | 525.8 | 112.9 | 638.6 | 50.18 | 0 | 0.17 | 50.36 | 53.33 | 0 | 0.19 | 53.52 | 519087.1 | 116282.4 | 3558.6 | 4245.4 | 0 | 8374.7 | 92618.5 | 0 | 0 | 0.1 | 145915.8 | 0 | 159.1 | 3315.4 | 46936.8 | 88061 | 1220.2 | 8399.1 | 0 | 0.2 | 112353.5 | 3928.6 | 1793.1 | 3944.3 | 2222.1 | 8315.2
357 | 15 | Day15 | 20 | Hour20 | 1 | Winter | 2761 | #N/A | Winter | 522302.2 | 2024-01-15 20:00 | 515973.8 | 0.4 | 21.8 | 6306.1 | 522302.2 | 496904.9 | 404819.4 | 0.0369 | 0.0575 | 0.54 | 0.53 | 295.1 | 23.4 | 3.32 | 20.5 | 976.1 | 0.18 | 296.7 | 49.7 | 346.4 | 310.4 | 24.5 | 3.47 | 21.8 | 1031.2 | 0.19 | 312.1 | 52.6 | 364.7 | 464.8 | 31.6 | 4.4 | 34.3 | 1706.6 | 0.22 | 467 | 85.2 | 552.2 | 611.9 | 41.4 | 5.78 | 45.8 | 2241.1 | 0.3 | 614.7 | 112.6 | 727.3 | 32.67 | 26.04 | 0.29 | 58.99 | 34.72 | 27.79 | 0.31 | 62.82 | 522302.2 | 117482.8 | 5033 | 4235.3 | 0 | 8374.7 | 92615.5 | 0 | 0 | 0 | 145946.8 | 0 | 159.1 | 3315.4 | 51420.2 | 87727.8 | 1202.9 | 4788.6 | 0 | 0 | 113620.6 | 3862.1 | 0 | 2714.1 | 3599.6 | 8315.2
358 | 15 | Day15 | 21 | Hour21 | 1 | Winter | 2761 | #N/A | Winter | 513055.6 | 2024-01-15 21:00 | 506656.6 | 0 | 76.4 | 6322.5 | 513055.5 | 488113.2 | 395481.8 | 0.0366 | 0.0565 | 0.54 | 0.53 | 296.8 | 23.5 | 3.33 | 20.8 | 984.3 | 0.18 | 298.4 | 50.1 | 348.5 | 310 | 24.4 | 3.46 | 21.8 | 1031.2 | 0.19 | 311.7 | 52.6 | 364.3 | 470 | 32.1 | 4.48 | 34.5 | 1718.8 | 0.22 | 472.2 | 85.8 | 557.9 | 782.9 | 72.5 | 10.4 | 40.5 | 2251.9 | 0.39 | 787.9 | 107.7 | 895.6 | 30.68 | 5.64 | 0.16 | 36.47 | 32.57 | 6.01 | 0.17 | 38.75 | 513055.6 | 117573.7 | 4395.3 | 4188.2 | 0 | 8183.1 | 91019.3 | 0 | 0 | 0 | 145456 | 0 | 159.1 | 3315.4 | 48725.6 | 87446.3 | 1220.2 | 1373.3 | 0 | 0 | 113880.5 | 3693.2 | 0 | 89.7 | 2940.6 | 7916.5
359 | 15 | Day15 | 22 | Hour22 | 1 | Winter | 2761 | #N/A | Winter | 497234.8 | 2024-01-15 22:00 | 490472.7 | 9.7 | 322.8 | 6429.6 | 497234.8 | 472817.3 | 378866.2 | 0.036 | 0.0547 | 0.54 | 0.54 | 293 | 23 | 3.25 | 20.8 | 978.2 | 0.18 | 294.6 | 50 | 344.5 | 305.2 | 23.9 | 3.38 | 21.7 | 1020 | 0.19 | 306.8 | 52.1 | 358.9 | 504.1 | 36.3 | 5.09 | 35.3 | 1785.6 | 0.24 | 506.6 | 88.5 | 595.2 | 757.9 | 71.9 | 10.32 | 37.3 | 2140.2 | 0.37 | 762.8 | 101.2 | 864 | 29.48 | 0 | 0.16 | 29.63 | 31.26 | 0 | 0.17 | 31.43 | 497234.8 | 118368.6 | 2616.8 | 4188.2 | 0 | 7567.5 | 86199.6 | 0 | 0 | 0 | 141978 | 0 | 159.1 | 3315.4 | 44224.2 | 87397.2 | 1220.2 | 0.1 | 0 | 0 | 114832.1 | 3536.6 | 0 | 0 | 2094.6 | 7817.5
360 | 15 | Day15 | 23 | Hour23 | 1 | Winter | 2761 | #N/A | Winter | 478193.2 | 2024-01-15 23:00 | 471617.1 | 9.7 | 366.6 | 6199.8 | 478193.2 | 454949.7 | 360692.7 | 0.0353 | 0.0527 | 0.55 | 0.54 | 282.5 | 21.7 | 3.07 | 20.5 | 956.9 | 0.18 | 283.9 | 49.1 | 333 | 293.8 | 22.5 | 3.19 | 21.4 | 996.6 | 0.18 | 295.3 | 51.2 | 346.5 | 513.2 | 36.7 | 5.15 | 36.1 | 1826.5 | 0.24 | 515.7 | 90.6 | 606.3 | 853.7 | 85.5 | 12.33 | 38.8 | 2255.3 | 0.44 | 859.7 | 106.2 | 965.8 | 27.36 | 0 | 0.23 | 27.59 | 28.98 | 0 | 0.25 | 29.23 | 478193.2 | 117500.6 | 1867.6 | 4187.2 | 0 | 7463.8 | 78086.7 | 0 | 0 | 0 | 137388.6 | 0 | 159.1 | 3315.4 | 39749.1 | 87390.2 | 1085 | 0 | 0 | 0 | 114249.8 | 3250.7 | 0 | 0 | 765.4 | 7500.2
361 | 16 | Day16 | 0 | Hour0 | 1 | Winter | 25 | 533624.3 | Winter | 460107.2 | 2024-01-16 | 453412.5 | 21.4 | 546.5 | 6126.7 | 460107.3 | 437661 | 345204 | 0.0347 | 0.0508 | 0.55 | 0.55 | 278.7 | 21.3 | 3.01 | 20.5 | 949.8 | 0.17 | 280.2 | 48.8 | 329 | 289.5 | 22 | 3.11 | 21.3 | 988.6 | 0.18 | 291 | 50.8 | 341.8 | 488.6 | 34 | 4.74 | 35.4 | 1770.7 | 0.23 | 490.9 | 88.2 | 579.1 | 550.3 | 33.3 | 4.59 | 44.4 | 2138.7 | 0.26 | 552.6 | 108.2 | 660.8 | 26.13 | 0 | 0.15 | 26.28 | 27.63 | 0 | 0.16 | 27.79 | 460107.2 | 114903.3 | 2493.3 | 4103.1 | 0 | 7378 | 73492.1 | 0 | 0 | 0 | 132825 | 0 | 159.1 | 3315.4 | 34520.4 | 86034.9 | 882.6 | 0 | 0 | 0 | 112002.4 | 2900.8 | 0 | 0 | 39.3 | 7021.5
362 | 16 | Day16 | 1 | Hour1 | 1 | Winter | 2761 | #N/A | Winter | 446855.2 | 2024-01-16 01:00 | 439348.6 | 1084.1 | 546.5 | 5875.9 | 446855.2 | 424274.7 | 334643.3 | 0.0343 | 0.0493 | 0.54 | 0.54 | 280.7 | 21.3 | 3 | 20.8 | 962 | 0.18 | 282.1 | 49.5 | 331.6 | 291.4 | 22 | 3.11 | 21.6 | 1000.2 | 0.18 | 292.9 | 51.5 | 344.3 | 493.5 | 35 | 4.89 | 35.1 | 1767.7 | 0.23 | 495.8 | 87.8 | 583.7 | 927.2 | 99.3 | 14.37 | 35.4 | 2259.5 | 0.46 | 934.1 | 102.8 | 1036.9 | 25.84 | 0 | 0.23 | 26.07 | 27.3 | 0 | 0.24 | 27.54 | 446855.2 | 112211.9 | 1168.1 | 4103.1 | 0 | 6777.7 | 71259.6 | 0 | 0 | 0 | 131951.4 | 0 | 139.6 | 3315.4 | 29161.4 | 86034.9 | 732.1 | 0 | 0 | 0 | 109662.2 | 2549.7 | 0 | 0 | 0 | 6472.8
363 | 16 | Day16 | 2 | Hour2 | 1 | Winter | 2761 | #N/A | Winter | 441292 | 2024-01-16 02:00 | 431702.5 | 3040.4 | 565.8 | 5983.3 | 441292.1 | 416975 | 329990 | 0.0341 | 0.0486 | 0.54 | 0.54 | 283.7 | 21.6 | 3.04 | 21 | 971.1 | 0.18 | 285.1 | 50 | 335.1 | 294.8 | 22.4 | 3.16 | 21.8 | 1010.1 | 0.18 | 296.4 | 52 | 348.3 | 495.9 | 34.9 | 4.88 | 35.5 | 1784.2 | 0.23 | 498.3 | 88.7 | 587 | 789.9 | 80.3 | 11.59 | 34 | 2059.1 | 0.39 | 795.5 | 95.4 | 891 | 25.72 | 0 | 0.29 | 26.01 | 27.18 | 0 | 0.29 | 27.48 | 441292 | 111302.1 | 0 | 4103.1 | 0 | 7394 | 71252.4 | 0 | 0 | 0 | 131384.4 | 0 | 95.5 | 3315.4 | 25678 | 86034.9 | 732.1 | 0 | 0 | 0 | 109147.1 | 2155 | 0 | 0 | 0 | 6931.6
364 | 16 | Day16 | 3 | Hour3 | 1 | Winter | 2761 | #N/A | Winter | 439519.2 | 2024-01-16 03:00 | 430205.4 | 2777.7 | 546.5 | 5989.5 | 439519.2 | 415509.9 | 329705.9 | 0.0342 | 0.0486 | 0.53 | 0.53 | 289.1 | 22.2 | 3.14 | 21.1 | 981.9 | 0.18 | 290.6 | 50.4 | 341.1 | 300.6 | 23.1 | 3.26 | 22 | 1022.1 | 0.19 | 302.2 | 52.5 | 354.7 | 483.7 | 32.4 | 4.5 | 36.1 | 1792 | 0.23 | 485.9 | 89.6 | 575.5 | 732 | 67.4 | 9.66 | 38.2 | 2130.6 | 0.36 | 736.6 | 101.8 | 838.4 | 26.2 | 0 | 0.29 | 26.48 | 27.7 | 0 | 0.29 | 27.99 | 439519.2 | 109813.3 | 84.6 | 4103.1 | 0 | 7133 | 73536.6 | 0 | 0 | 0 | 130535.2 | 0 | 95.5 | 3315.4 | 23805.4 | 86364.8 | 732.1 | 0 | 0 | 0 | 108076.5 | 1736.8 | 0 | 0 | 0 | 6894.5
365 | 16 | Day16 | 4 | Hour4 | 1 | Winter | 2761 | #N/A | Winter | 444629.7 | 2024-01-16 04:00 | 436743 | 1087.8 | 546.5 | 6252.3 | 444629.7 | 421675.6 | 335731.2 | 0.0345 | 0.0496 | 0.53 | 0.52 | 297.2 | 23.1 | 3.27 | 21.4 | 1000 | 0.18 | 298.8 | 51.2 | 350 | 308.5 | 24 | 3.39 | 22.2 | 1039.7 | 0.19 | 310.2 | 53.3 | 363.4 | 483.7 | 32.5 | 4.52 | 36 | 1788.2 | 0.23 | 485.9 | 89.3 | 575.2 | 528.4 | 31.6 | 4.34 | 42.8 | 2077.6 | 0.24 | 530.5 | 104.8 | 635.2 | 27.03 | 0 | 0.26 | 27.29 | 28.6 | 0 | 0.28 | 28.88 | 444629.7 | 108898.5 | 0 | 4164.8 | 0 | 7463.8 | 77743.6 | 0 | 0 | 0 | 132162.8 | 0 | 95.5 | 3315.4 | 23354.5 | 86698.8 | 732.1 | 0 | 0 | 0 | 107558 | 1340.4 | 0 | 0 | 0 | 7328.5
366 | 16 | Day16 | 5 | Hour5 | 1 | Winter | 2761 | #N/A | Winter | 459581.6 | 2024-01-16 05:00 | 452458.4 | 360.8 | 4.1 | 6758.3 | 459581.7 | 436537.2 | 351554.3 | 0.0352 | 0.0516 | 0.51 | 0.51 | 308 | 24.1 | 3.41 | 21.9 | 1031.5 | 0.19 | 309.7 | 52.6 | 362.3 | 319.4 | 25 | 3.53 | 22.7 | 1071 | 0.2 | 321.1 | 54.7 | 375.8 | 494.4 | 35.3 | 4.94 | 34.9 | 1762.5 | 0.23 | 496.8 | 87.5 | 584.3 | 927.8 | 96.4 | 13.93 | 38 | 2352.3 | 0.45 | 934.5 | 108.2 | 1042.7 | 28.34 | 0 | 0.26 | 28.59 | 29.99 | 0 | 0.27 | 30.26 | 459581.6 | 108027.4 | 0 | 4164.8 | 0 | 7463.8 | 83897.2 | 0 | 0 | 0 | 139513.4 | 0 | 95.5 | 3315.4 | 25673.3 | 86698.8 | 732.1 | 0 | 0 | 0 | 107064.3 | 963 | 0 | 0 | 2.1 | 7129.8
367 | 16 | Day16 | 6 | Hour6 | 1 | Winter | 2761 | #N/A | Winter | 482096.6 | 2024-01-16 06:00 | 475447.6 | 0 | 4.1 | 6644.9 | 482096.6 | 458290.5 | 372889 | 0.0361 | 0.0543 | 0.51 | 0.51 | 314 | 24.9 | 3.52 | 21.9 | 1042 | 0.19 | 315.7 | 53 | 368.6 | 327.5 | 25.9 | 3.66 | 22.9 | 1089.5 | 0.2 | 329.2 | 55.4 | 384.7 | 484.8 | 33.7 | 4.7 | 35.2 | 1757.3 | 0.23 | 487.1 | 87.6 | 574.7 | 628.6 | 46.5 | 6.54 | 42.8 | 2188.5 | 0.3 | 631.8 | 108.1 | 739.9 | 30.03 | 0 | 0.25 | 30.28 | 31.86 | 0 | 0.27 | 32.13 | 482096.6 | 109207.6 | 655.3 | 4165.8 | 0 | 7463.8 | 90902.1 | 0 | 0 | 135.2 | 145003.8 | 0 | 100.2 | 3315.4 | 30840.3 | 86698.8 | 732.1 | 3011.4 | 0 | 37.8 | 108417.9 | 616.7 | 0 | 3576.6 | 2266.3 | 7402.4
368 | 16 | Day16 | 7 | Hour7 | 1 | Winter | 2761 | #N/A | Winter | 503634 | 2024-01-16 07:00 | 497270.4 | 0 | 0 | 6363.7 | 503634.1 | 478983.3 | 382324.7 | 0.0368 | 0.0565 | 0.52 | 0.52 | 309.3 | 24.7 | 3.5 | 21.3 | 1020.3 | 0.19 | 311 | 51.8 | 362.8 | 322.8 | 25.7 | 3.65 | 22.3 | 1066.6 | 0.19 | 324.5 | 54.2 | 378.7 | 454.1 | 31.2 | 4.35 | 33.2 | 1656.9 | 0.21 | 456.3 | 82.6 | 538.9 | 656.3 | 34.5 | 4.65 | 57.6 | 2731.7 | 0.3 | 658.6 | 139.1 | 797.6 | 32.24 | 0 | 0.25 | 32.49 | 34.23 | 0 | 0.27 | 34.5 | 503634 | 121309.3 | 2535.1 | 4244.2 | 0 | 7669.6 | 94532 | 0 | 0 | 3195 | 146431.7 | 0 | 95.5 | 3315.4 | 33460 | 88168.2 | 732.1 | 1141 | 0 | 8881.8 | 108857.9 | 374.7 | 136.4 | 5349.5 | 3389 | 8315.2
369 | 16 | Day16 | 8 | Hour8 | 1 | Winter | 2761 | #N/A | Winter | 512931.4 | 2024-01-16 08:00 | 507450.7 | 61.1 | 0 | 5419.6 | 512931.4 | 488680.8 | 364917.7 | 0.037 | 0.0573 | 0.56 | 0.56 | 280.4 | 22.2 | 3.14 | 19.7 | 932.8 | 0.17 | 281.9 | 47.6 | 329.5 | 291.8 | 23 | 3.26 | 20.6 | 972 | 0.18 | 293.4 | 49.6 | 343 | 350.9 | 23.2 | 3.23 | 26.4 | 1307.7 | 0.16 | 352.4 | 65.4 | 417.8 | 1014.2 | 111.3 | 16.13 | 36.3 | 2386.3 | 0.5 | 1021.9 | 107.5 | 1129.4 | 30.07 | 0 | 0.22 | 30.29 | 31.92 | 0 | 0.23 | 32.16 | 512931.4 | 148013.8 | 2318.5 | 4244.2 | 0 | 8236.9 | 86225.8 | 0 | 0 | 7218.3 | 138759 | 0 | 95.5 | 3315.4 | 32594.2 | 88396.1 | 732.1 | 0 | 0 | 32070.9 | 108526.7 | 197.8 | 3045 | 875.7 | 1034.4 | 8116.6
370 | 16 | Day16 | 9 | Hour9 | 1 | Winter | 2761 | #N/A | Winter | 518091.2 | 2024-01-16 09:00 | 511210.8 | 1342.4 | 217.1 | 5320.9 | 518091.2 | 492298.2 | 358195.2 | 0.037 | 0.0574 | 0.58 | 0.58 | 265.4 | 21 | 2.97 | 18.7 | 882.7 | 0.16 | 266.8 | 45.1 | 311.9 | 276.6 | 21.8 | 3.09 | 19.6 | 921.5 | 0.17 | 278.1 | 47.1 | 325.2 | 227.9 | 11.5 | 1.55 | 20.4 | 962.9 | 0.1 | 228.7 | 49.1 | 277.8 | 555.2 | 30.2 | 4.1 | 47.7 | 2278.1 | 0.25 | 557.3 | 115.6 | 672.9 | 28.24 | 0 | 0.22 | 28.46 | 30.07 | 0 | 0.24 | 30.3 | 518091.2 | 159896 | 1850.5 | 4244.2 | 0 | 8374.7 | 82497.5 | 0 | 8.4 | 9159.3 | 132516.9 | 0 | 95.5 | 3315.4 | 36172.2 | 88396.1 | 732.1 | 0 | 0 | 50910.3 | 99724.4 | 93.6 | 6554.2 | 0 | 126.6 | 8116.6
371 | 16 | Day16 | 10 | Hour10 | 1 | Winter | 2761 | #N/A | Winter | 519065.4 | 2024-01-16 10:00 | 512294.6 | 1266.5 | 4.1 | 5500.2 | 519065.4 | 493358.5 | 342102.6 | 0.037 | 0.0574 | 0.59 | 0.59 | 262.1 | 20.9 | 2.96 | 18.4 | 866.8 | 0.16 | 263.6 | 44.3 | 307.8 | 272.7 | 21.7 | 3.07 | 19.2 | 903 | 0.17 | 274.2 | 46.1 | 320.3 | 202.6 | 10.6 | 1.43 | 17.8 | 845 | 0.09 | 203.3 | 43 | 246.3 | 609.8 | 46.7 | 6.59 | 40.1 | 2072.8 | 0.29 | 613 | 101.9 | 714.9 | 27.56 | 0 | 0.28 | 27.84 | 29.34 | 0 | 0.3 | 29.64 | 519065.4 | 176962.8 | 0.1 | 4244.2 | 0 | 8374.7 | 82507.4 | 0 | 492.6 | 12828.3 | 129122.8 | 0 | 95.5 | 3315.4 | 25295.9 | 88396.1 | 732.1 | 18.4 | 0 | 74963.4 | 88627.4 | 50.9 | 8308.2 | 56.1 | 0 | 8116.6
372 | 16 | Day16 | 11 | Hour11 | 1 | Winter | 2761 | #N/A | Winter | 521718.6 | 2024-01-16 11:00 | 510771.2 | 3727.3 | 1344.1 | 5875.9 | 521718.6 | 491956.2 | 335174.4 | 0.0368 | 0.0571 | 0.6 | 0.6 | 255.5 | 20.4 | 2.89 | 17.9 | 843.3 | 0.16 | 256.9 | 43.1 | 300 | 267.4 | 21.4 | 3.03 | 18.7 | 882.7 | 0.17 | 268.9 | 45.1 | 314 | 183.8 | 8.9 | 1.18 | 16.8 | 790.4 | 0.08 | 184.4 | 40.4 | 224.8 | 599.1 | 40.6 | 5.66 | 44.2 | 2204.3 | 0.28 | 601.8 | 109.9 | 711.8 | 27.2 | 0 | 0.29 | 27.49 | 28.89 | 0 | 0.31 | 29.2 | 521718.6 | 186544.2 | 19.9 | 4244.2 | 0 | 7823.8 | 81182 | 0 | 752.5 | 13933.6 | 125747.7 | 0 | 95.5 | 3315.4 | 23591.9 | 88396.1 | 732.1 | 25.8 | 0 | 89256.4 | 82512.9 | 88.8 | 12066.9 | 213 | 20.2 | 8315.2
373 | 16 | Day16 | 12 | Hour12 | 1 | Winter | 2761 | #N/A | Winter | 514964.5 | 2024-01-16 12:00 | 505825.6 | 3331.9 | 33.2 | 5773.8 | 514964.5 | 487301.6 | 329788.4 | 0.0366 | 0.0565 | 0.61 | 0.61 | 249.8 | 19.8 | 2.8 | 17.7 | 829.9 | 0.16 | 251.1 | 42.5 | 293.6 | 260.8 | 20.6 | 2.92 | 18.5 | 866.7 | 0.16 | 262.2 | 44.4 | 306.6 | 181.1 | 8.9 | 1.18 | 16.5 | 774.1 | 0.08 | 181.7 | 39.5 | 221.2 | 536.8 | 34 | 4.69 | 42.5 | 2054.1 | 0.26 | 539.1 | 103.8 | 642.9 | 26.73 | 0 | 0.29 | 27.02 | 28.37 | 0 | 0.31 | 28.68 | 514964.5 | 185176.1 | 52.1 | 4244.2 | 0 | 8015.8 | 77456.6 | 0 | 744.6 | 13976.3 | 123869.8 | 0 | 95.5 | 3315.4 | 23587.6 | 88389.2 | 732.1 | 30 | 0 | 89757.1 | 80473.8 | 224.3 | 13473 | 103.5 | 0 | 7916.5
374 | 16 | Day16 | 13 | Hour13 | 1 | Winter | 2761 | #N/A | Winter | 509129 | 2024-01-16 13:00 | 500428.9 | 2983.4 | 4.1 | 5712.5 | 509129 | 482205.8 | 321839.6 | 0.0364 | 0.0559 | 0.62 | 0.62 | 243.6 | 19.2 | 2.72 | 17.4 | 811.6 | 0.15 | 244.9 | 41.7 | 286.6 | 253.7 | 20 | 2.84 | 18.1 | 844.9 | 0.16 | 255.1 | 43.3 | 298.4 | 188.4 | 9.7 | 1.31 | 16.7 | 789.8 | 0.09 | 189.1 | 40.2 | 229.3 | 896.6 | 96.9 | 14.04 | 33.4 | 2156.2 | 0.44 | 903.3 | 97.8 | 1001.1 | 26.44 | 0 | 0.3 | 26.74 | 28.05 | 0 | 0.31 | 28.36 | 509129 | 187289.4 | 149.6 | 4244.2 | 0 | 8068.3 | 74198.9 | 0 | 699.8 | 15939 | 120451 | 0 | 95.5 | 3315.4 | 22188.5 | 88396.1 | 732.1 | 0 | 0 | 88195 | 81869.2 | 586.5 | 12237.9 | 27.4 | 4.6 | 8313.8
375 | 16 | Day16 | 14 | Hour14 | 1 | Winter | 2761 | #N/A | Winter | 503962.6 | 2024-01-16 14:00 | 495048.4 | 2629.4 | 581.1 | 5703.8 | 503962.7 | 477124.5 | 318794.6 | 0.0362 | 0.0553 | 0.62 | 0.61 | 243.3 | 19.1 | 2.71 | 17.5 | 812 | 0.15 | 244.6 | 41.7 | 286.3 | 253.4 | 19.9 | 2.82 | 18.2 | 845.8 | 0.16 | 254.8 | 43.4 | 298.2 | 189.8 | 9.3 | 1.24 | 17.2 | 810.1 | 0.09 | 190.4 | 41.4 | 231.8 | 507.1 | 28.8 | 3.92 | 43.2 | 2044.9 | 0.25 | 509 | 104.2 | 613.2 | 26.23 | 0 | 0.29 | 26.53 | 27.82 | 0 | 0.31 | 28.14 | 503962.6 | 185168 | 0 | 4244.2 | 0 | 7719.2 | 73043.2 | 0 | 679.9 | 14764 | 119729.9 | 0 | 95.5 | 3315.4 | 21819.2 | 88095.9 | 732.1 | 0 | 0 | 83391.3 | 85217 | 1115.9 | 12036.2 | 19.9 | 10.7 | 8116.6
376 | 16 | Day16 | 15 | Hour15 | 1 | Winter | 2761 | #N/A | Winter | 503710.8 | 2024-01-16 15:00 | 493225.7 | 3287.3 | 1372.5 | 5825.3 | 503710.8 | 475403.1 | 326148.3 | 0.0361 | 0.0551 | 0.6 | 0.6 | 252.7 | 19.9 | 2.82 | 18 | 840.4 | 0.16 | 254.1 | 43.1 | 297.2 | 264.1 | 20.8 | 2.95 | 18.9 | 878.7 | 0.17 | 265.5 | 45.1 | 310.6 | 213.6 | 11.4 | 1.54 | 18.6 | 884.4 | 0.1 | 214.4 | 45 | 259.3 | 965.1 | 105.6 | 15.32 | 35.7 | 2268.6 | 0.5 | 972.4 | 103.4 | 1075.8 | 26.68 | 0 | 0.29 | 26.97 | 28.29 | 0 | 0.31 | 28.6 | 503710.8 | 177562.6 | 0 | 4244.2 | 0 | 7814.1 | 76230 | 0 | 708 | 11366.9 | 122794 | 0 | 159.1 | 3315.4 | 22249.6 | 88366.3 | 975.5 | 0 | 0 | 77317.3 | 86189.8 | 1980.6 | 10758.3 | 0 | 0.1 | 8310.6
377 | 16 | Day16 | 16 | Hour16 | 1 | Winter | 2761 | #N/A | Winter | 514007.6 | 2024-01-16 16:00 | 499910.2 | 4253 | 3346.6 | 6497.8 | 514007.6 | 481714 | 349317.3 | 0.0364 | 0.0559 | 0.57 | 0.56 | 275.9 | 22 | 3.12 | 19.3 | 910.8 | 0.17 | 277.4 | 46.5 | 323.9 | 290 | 23.1 | 3.27 | 20.3 | 957 | 0.18 | 291.5 | 48.8 | 340.4 | 325.8 | 21.1 | 2.93 | 24.9 | 1229.4 | 0.15 | 327.3 | 61.6 | 388.8 | 693.7 | 56.2 | 7.97 | 43.1 | 2250.1 | 0.34 | 697.6 | 110.2 | 807.8 | 29.11 | 0 | 0.29 | 29.4 | 30.89 | 0 | 0.31 | 31.2 | 514007.6 | 164690.3 | 2.1 | 4254.6 | 0 | 7819.2 | 85999.5 | 0 | 752.7 | 11094.7 | 133871.8 | 0 | 159.1 | 3315.4 | 24352.1 | 88396.1 | 1095.5 | 52 | 0 | 59804.5 | 89873.4 | 3165.1 | 8034.7 | 0 | 0.3 | 8259.4
378 | 16 | Day16 | 17 | Hour17 | 1 | Winter | 2761 | #N/A | Winter | 530566.8 | 2024-01-16 17:00 | 517903.2 | 4253 | 1553.2 | 6857.3 | 530566.8 | 498664.2 | 378878.8 | 0.0371 | 0.0579 | 0.54 | 0.54 | 297.7 | 24.1 | 3.42 | 20.3 | 971.3 | 0.18 | 299.4 | 49.3 | 348.7 | 313.8 | 25.3 | 3.59 | 21.5 | 1026.5 | 0.19 | 315.6 | 52.1 | 367.7 | 401 | 26.6 | 3.7 | 30.1 | 1490.9 | 0.19 | 402.8 | 74.6 | 477.4 | 602.7 | 38.4 | 5.33 | 46.8 | 2281.2 | 0.29 | 605.3 | 114.9 | 720.2 | 31.29 | 0 | 0.28 | 31.58 | 33.32 | 0 | 0.3 | 33.62 | 530566.8 | 151688 | 1609.1 | 4254.6 | 0 | 7819.2 | 97496.4 | 0 | 722.5 | 8740.4 | 143772.2 | 0 | 159.1 | 3315.4 | 28836 | 88396.1 | 1181.8 | 2038.9 | 0 | 43557.7 | 94947.2 | 3720.2 | 6622.2 | 1985.4 | 2090.2 | 7912
379 | 16 | Day16 | 18 | Hour18 | 1 | Winter | 2761 | #N/A | Winter | 531839.5 | 2024-01-16 18:00 | 526562.3 | 0 | 0 | 5277.2 | 531839.5 | 506840.5 | 402746.4 | 0.0374 | 0.0588 | 0.53 | 0.52 | 305.3 | 24.3 | 3.45 | 21.1 | 1006.3 | 0.18 | 307 | 51.1 | 358.1 | 320.4 | 25.4 | 3.6 | 22.3 | 1061.2 | 0.19 | 322.1 | 54 | 376.1 | 432.2 | 27.8 | 3.88 | 33.7 | 1605.7 | 0.22 | 434.1 | 81.6 | 515.8 | 455 | 10.3 | 1.15 | 52.4 | 2306.8 | 0.21 | 455.6 | 121.2 | 576.8 | 56.05 | 0 | 0.29 | 56.34 | 59.58 | 0 | 0.31 | 59.89 | 531839.5 | 129093 | 4421.1 | 4254.6 | 0 | 8374.7 | 98260.6 | 0 | 358.3 | 3532.2 | 152278.8 | 0 | 159.1 | 3315.4 | 37393 | 88396.1 | 1276.8 | 4616.1 | 0 | 14788 | 106392.6 | 4022 | 5531.6 | 4469.9 | 2798.3 | 7916.5
380 | 16 | Day16 | 19 | Hour19 | 1 | Winter | 2761 | #N/A | Winter | 533624.3 | 2024-01-16 19:00 | 527659.5 | 0 | 0 | 5964.8 | 533624.3 | 507917.4 | 417417.3 | 0.0374 | 0.0588 | 0.52 | 0.51 | 310.2 | 24.7 | 3.49 | 21.4 | 1025 | 0.19 | 311.9 | 52 | 364 | 324.8 | 25.7 | 3.64 | 22.6 | 1077.1 | 0.2 | 326.6 | 54.8 | 381.4 | 448.6 | 28.6 | 3.96 | 34.8 | 1705 | 0.21 | 450.5 | 85.6 | 536.1 | 691.6 | 47.5 | 6.64 | 50.7 | 2509.6 | 0.33 | 694.9 | 125.5 | 820.4 | 33.38 | 0 | 0.29 | 33.67 | 35.49 | 0 | 0.31 | 35.81 | 533624.3 | 116207 | 4419.7 | 4254.6 | 0 | 8374.7 | 99880.4 | 0 | 0 | 37.8 | 156272.7 | 0 | 159.1 | 3315.4 | 49179.6 | 88396.1 | 1278.2 | 1886.9 | 0 | 3.2 | 111868.5 | 4297.4 | 2123 | 1842.3 | 3260.9 | 8315.2
381 | 16 | Day16 | 20 | Hour20 | 1 | Winter | 2761 | #N/A | Winter | 527279.6 | 2024-01-16 20:00 | 521489.7 | 0 | 0 | 5789.9 | 527279.6 | 502081.4 | 409772.3 | 0.0372 | 0.0582 | 0.52 | 0.52 | 304.4 | 24.1 | 3.41 | 21.2 | 1009.8 | 0.18 | 306 | 51.4 | 357.4 | 317.9 | 25 | 3.55 | 22.3 | 1057.2 | 0.19 | 319.6 | 53.8 | 373.4 | 468.8 | 30.8 | 4.28 | 35.5 | 1752.7 | 0.22 | 470.9 | 87.8 | 558.6 | 923.1 | 96.5 | 13.96 | 37.5 | 2308.4 | 0.46 | 929.8 | 106.5 | 1036.2 | 31.22 | 14.43 | 0.29 | 45.95 | 33.18 | 15.5 | 0.32 | 49 | 527279.6 | 117507.4 | 4974.6 | 4249.9 | 0 | 8374.7 | 96171.1 | 0 | 0 | 0 | 151813.8 | 0 | 1205.3 | 3315.4 | 48070.1 | 88061 | 1273.7 | 2262.7 | 0 | 0 | 113078.5 | 4428.8 | 9.4 | 202.3 | 2467.7 | 8315.2
382 | 16 | Day16 | 21 | Hour21 | 1 | Winter | 2761 | #N/A | Winter | 509397.2 | 2024-01-16 21:00 | 503630.8 | 0 | 0 | 5766.5 | 509397.2 | 485215.1 | 391930.2 | 0.0366 | 0.0563 | 0.54 | 0.54 | 290.5 | 22.5 | 3.19 | 20.8 | 977.2 | 0.18 | 292.1 | 49.9 | 342 | 303.2 | 23.4 | 3.32 | 21.8 | 1022 | 0.19 | 304.8 | 52.3 | 357 | 484 | 32.8 | 4.56 | 35.8 | 1782.4 | 0.23 | 486.2 | 89 | 575.2 | 976.8 | 101.9 | 14.74 | 39.9 | 2451.5 | 0.49 | 983.9 | 113.1 | 1097 | 31.02 | 0 | 0.3 | 31.32 | 32.91 | 0 | 0.32 | 33.23 | 509397.2 | 117467 | 5044.6 | 4249.9 | 0 | 8374.7 | 86529.6 | 0 | 0 | 0 | 146618 | 0 | 771 | 3315.4 | 45778.5 | 88061 | 1237.1 | 1950.4 | 0 | 0 | 113033.9 | 4433.2 | 0 | 0 | 3427.9 | 8315.2
383 | 16 | Day16 | 22 | Hour22 | 1 | Winter | 2761 | #N/A | Winter | 484056.9 | 2024-01-16 22:00 | 478427.6 | 0 | 0 | 5629.3 | 484056.9 | 461359.7 | 368350 | 0.0357 | 0.0536 | 0.55 | 0.55 | 275.2 | 21 | 2.96 | 20.2 | 938.6 | 0.17 | 276.6 | 48.3 | 324.9 | 286.5 | 21.8 | 3.07 | 21.1 | 979 | 0.18 | 288 | 50.4 | 338.4 | 473.8 | 31 | 4.31 | 35.9 | 1776.8 | 0.22 | 475.9 | 89 | 564.8 | 778.2 | 70.2 | 10.06 | 41.7 | 2295.4 | 0.38 | 783.1 | 110.2 | 893.3 | 28.92 | 0 | 0.22 | 29.13 | 30.59 | 0 | 0.23 | 30.82 | 484056.9 | 115706.9 | 3285.8 | 4249.9 | 0 | 7622.4 | 75873.9 | 0 | 0 | 0 | 138248 | 0 | 159.1 | 3315.4 | 45039 | 88061 | 1151.3 | 1344.1 | 0 | 0 | 111342.4 | 4364.5 | 0 | 0 | 2213.9 | 7589.1
384 | 16 | Day16 | 23 | Hour23 | 1 | Winter | 2761 | #N/A | Winter | 456405.4 | 2024-01-16 23:00 | 450753.8 | 36 | 0 | 5615.6 | 456405.5 | 435088.3 | 343077.5 | 0.0347 | 0.0507 | 0.57 | 0.57 | 262.3 | 19.6 | 2.76 | 19.8 | 907.7 | 0.17 | 263.6 | 46.9 | 310.5 | 272.5 | 20.3 | 2.86 | 20.7 | 944.6 | 0.17 | 273.9 | 48.9 | 322.8 | 469.9 | 30.4 | 4.21 | 36 | 1775.2 | 0.22 | 472 | 89 | 561 | 469.1 | 14.3 | 1.74 | 50.7 | 2266.6 | 0.22 | 470 | 118.3 | 588.3 | 28.2 | 0 | 0.3 | 28.51 | 29.75 | 0 | 0.32 | 30.07 | 456405.4 | 113327.9 | 1322.3 | 4117 | 0 | 5006.4 | 66432.8 | 0 | 0 | 0 | 129022.4 | 0 | 159.1 | 3315.4 | 43513.4 | 88061 | 909.4 | 1218.3 | 0 | 0 | 108951.4 | 4376.5 | 0 | 0 | 1057.2 | 5418.2
385 | 17 | Day17 | 0 | Hour0 | 1 | Winter | 32 | 528020 | Winter | 434323.4 | 2024-01-17 | 425540.2 | 136.6 | 2996.7 | 5649.9 | 434323.4 | 411117.4 | 322642.6 | 0.0339 | 0.0479 | 0.58 | 0.58 | 249.9 | 18.3 | 2.57 | 19.4 | 877.8 | 0.16 | 251.2 | 45.6 | 296.8 | 258.8 | 18.9 | 2.66 | 20.1 | 909.6 | 0.17 | 260.1 | 47.3 | 307.4 | 486 | 32.5 | 4.52 | 36.3 | 1801.5 | 0.23 | 488.2 | 90 | 578.2 | 533 | 26.9 | 3.61 | 48.4 | 2254.5 | 0.26 | 534.7 | 115.6 | 650.4 | 25.89 | 0 | 0.29 | 26.19 | 27.25 | 0 | 0.32 | 27.56 | 434323.4 | 111680.8 | 10.4 | 4111.4 | 0 | 4931.1 | 58632.7 | 0 | 0 | 0 | 121806.1 | 0 | 154.5 | 3315.4 | 40991.1 | 87801.6 | 651.9 | 236.4 | 0 | 0 | 107277.7 | 4403.1 | 0 | 0 | 182.5 | 4738.1
386 | 17 | Day17 | 1 | Hour1 | 1 | Winter | 2761 | #N/A | Winter | 420936.6 | 2024-01-17 01:00 | 407553.5 | 1998.5 | 5726.2 | 5658.5 | 420936.6 | 393999.4 | 311159.3 | 0.0333 | 0.0457 | 0.58 | 0.58 | 252.1 | 18.4 | 2.59 | 19.6 | 887.1 | 0.16 | 253.4 | 46.1 | 299.5 | 261.8 | 19.1 | 2.69 | 20.4 | 920.5 | 0.17 | 263.1 | 47.8 | 310.9 | 472.2 | 30.3 | 4.2 | 36.5 | 1791 | 0.22 | 474.3 | 89.9 | 564.2 | 727.8 | 68.3 | 9.8 | 37 | 2077.7 | 0.36 | 732.5 | 99 | 831.5 | 24.26 | 0 | 0.3 | 24.56 | 25.46 | 0 | 0.31 | 25.77 | 420936.6 | 109777.3 | 133.1 | 4111.4 | 0 | 4931.1 | 57058.2 | 0 | 0 | 0 | 119757.9 | 0 | 95.5 | 3315.4 | 34579.6 | 86525.3 | 651.9 | 0 | 0 | 0 | 105347.6 | 4429.8 | 0 | 0 | 0 | 4538.1
387 | 17 | Day17 | 2 | Hour2 | 1 | Winter | 2761 | #N/A | Winter | 413287.9 | 2024-01-17 02:00 | 396626.2 | 3821.2 | 7299.2 | 5541.4 | 413287.9 | 383589.3 | 304399.2 | 0.0329 | 0.0444 | 0.57 | 0.57 | 256.3 | 18.8 | 2.64 | 19.9 | 901.1 | 0.17 | 257.6 | 46.8 | 304.5 | 266.3 | 19.5 | 2.74 | 20.7 | 935 | 0.17 | 267.7 | 48.6 | 316.2 | 476.5 | 30.3 | 4.19 | 37 | 1815.4 | 0.22 | 478.5 | 91.1 | 569.7 | 631.5 | 54.1 | 7.7 | 36.6 | 1967.2 | 0.31 | 635.2 | 95.3 | 730.5 | 23.89 | 0 | 0.29 | 24.18 | 25.07 | 0 | 0.3 | 25.37 | 413287.9 | 108888.7 | 0 | 4111.4 | 0 | 4931.1 | 57058.2 | 0 | 0 | 0 | 119235.4 | 0 | 95.5 | 3315.4 | 28906.9 | 86093.4 | 651.9 | 0 | 0 | 0 | 104457.3 | 4431.4 | 0 | 0 | 0 | 4334.9
388 | 17 | Day17 | 3 | Hour3 | 1 | Winter | 2761 | #N/A | Winter | 409716.8 | 2024-01-17 03:00 | 393138.6 | 3948.5 | 7209.1 | 5420.6 | 409716.8 | 380268 | 301883.1 | 0.0327 | 0.0439 | 0.57 | 0.56 | 258.9 | 18.9 | 2.66 | 20.2 | 911.6 | 0.17 | 260.2 | 47.4 | 307.6 | 269 | 19.7 | 2.76 | 20.9 | 945.9 | 0.17 | 270.3 | 49.1 | 319.4 | 475.6 | 30.3 | 4.19 | 36.9 | 1812.6 | 0.22 | 477.7 | 91 | 568.7 | 399.7 | 10.2 | 1.16 | 44.8 | 2005.9 | 0.18 | 400.3 | 104.6 | 504.9 | 23.7 | 0 | 0.3 | 23.99 | 24.87 | 0 | 0.3 | 25.16 | 409716.8 | 107833.6 | 0 | 4111.4 | 0 | 4931.1 | 56943.2 | 0 | 0 | 0 | 119965.9 | 0 | 95.5 | 3315.4 | 25833.8 | 86034.9 | 651.9 | 0 | 0 | 0 | 103404.4 | 4429.3 | 0 | 0 | 0 | 4533.5
389 | 17 | Day17 | 4 | Hour4 | 1 | Winter | 2761 | #N/A | Winter | 413321 | 2024-01-17 04:00 | 400187.9 | 2722.8 | 4951.1 | 5459.3 | 413321.1 | 387005.9 | 305694.9 | 0.0329 | 0.0447 | 0.56 | 0.56 | 262.5 | 19.1 | 2.68 | 20.5 | 926.2 | 0.17 | 263.8 | 48.1 | 311.9 | 272 | 19.8 | 2.78 | 21.2 | 960.4 | 0.18 | 273.3 | 49.9 | 323.2 | 486.4 | 31.8 | 4.41 | 37 | 1826.1 | 0.23 | 488.6 | 91.4 | 580 | 679 | 65 | 9.34 | 33.3 | 1897.7 | 0.34 | 683.5 | 90 | 773.4 | 24.27 | 0 | 0.29 | 24.56 | 25.53 | 0 | 0.29 | 25.82 | 413321 | 107626.2 | 0 | 4111.4 | 0 | 4931.1 | 58034.3 | 0 | 0 | 0 | 123586.5 | 0 | 95.5 | 3315.4 | 24726.8 | 86242 | 651.9 | 0 | 0 | 0 | 103195.7 | 4430.5 | 0 | 0 | 0 | 4700.9
390 | 17 | Day17 | 5 | Hour5 | 1 | Winter | 2761 | #N/A | Winter | 428839.3 | 2024-01-17 05:00 | 421708 | 752 | 383.3 | 5995.9 | 428839.3 | 407510.7 | 320533.8 | 0.0337 | 0.0473 | 0.54 | 0.54 | 278.2 | 20.7 | 2.92 | 21 | 965.6 | 0.18 | 279.6 | 49.9 | 329.5 | 288.2 | 21.5 | 3.02 | 21.8 | 1001.8 | 0.18 | 289.7 | 51.7 | 341.4 | 512.8 | 37.2 | 5.22 | 35.6 | 1809.2 | 0.24 | 515.3 | 89.6 | 605 | 467.9 | 21.7 | 2.86 | 43.6 | 2039.9 | 0.21 | 469.3 | 104.5 | 573.8 | 25.85 | 0 | 0.26 | 26.11 | 27.23 | 0 | 0.27 | 27.51 | 428839.3 | 108305.5 | 0 | 4116.1 | 0 | 4931.1 | 66163 | 0 | 0 | 0 | 130260.9 | 0 | 95.5 | 3315.4 | 24301.1 | 86698.8 | 651.9 | 0 | 0 | 0 | 103870.6 | 4434.9 | 0 | 0 | 177.9 | 5535.5
391 | 17 | Day17 | 6 | Hour6 | 1 | Winter | 2761 | #N/A | Winter | 457574.5 | 2024-01-17 06:00 | 451243.5 | 97 | 4.1 | 6229.9 | 457574.5 | 435608.6 | 346545.9 | 0.0346 | 0.0505 | 0.52 | 0.52 | 297.8 | 23.1 | 3.27 | 21.4 | 1004.7 | 0.18 | 299.4 | 51.4 | 350.8 | 308.8 | 23.9 | 3.38 | 22.2 | 1042.6 | 0.19 | 310.4 | 53.3 | 363.8 | 481.8 | 31.1 | 4.31 | 36.9 | 1820.6 | 0.22 | 483.9 | 91.3 | 575.1 | 503.4 | 24.5 | 3.27 | 46.5 | 2157.4 | 0.24 | 505 | 110.8 | 615.9 | 27.59 | 0 | 0.25 | 27.84 | 29.11 | 0 | 0.27 | 29.38 | 457574.5 | 111028.6 | 17 | 4119.2 | 0 | 7251.6 | 79786.5 | 0 | 0 | 76.6 | 137221.6 | 0 | 95.5 | 3315.4 | 27354.8 | 86732.4 | 651.9 | 0 | 0 | 9.4 | 106506.1 | 4436.5 | 0 | 0 | 0 | 7042
392 | 17 | Day17 | 7 | Hour7 | 1 | Winter | 2761 | #N/A | Winter | 482367.2 | 2024-01-17 07:00 | 476602.2 | 0 | 0 | 5765 | 482367.2 | 459725.9 | 364312.3 | 0.0354 | 0.0531 | 0.53 | 0.53 | 295.9 | 23.2 | 3.28 | 21 | 990.9 | 0.18 | 297.5 | 50.6 | 348.1 | 307 | 24 | 3.4 | 21.8 | 1029 | 0.19 | 308.6 | 52.5 | 361.2 | 479.5 | 33.4 | 4.66 | 34.6 | 1736.6 | 0.22 | 481.7 | 86.4 | 568.2 | 968.2 | 99.6 | 14.37 | 40.7 | 2488.2 | 0.47 | 975 | 114.9 | 1090 | 29.87 | 0 | 0.26 | 30.13 | 31.55 | 0 | 0.27 | 31.83 | 482367.2 | 118054.8 | 321 | 4156.2 | 0 | 8374.7 | 84587.4 | 0 | 0 | 1593.8 | 140562.1 | 0 | 95.5 | 3315.4 | 33639 | 88396.1 | 651.9 | 213 | 0 | 5490.9 | 106533 | 4437.2 | 62.8 | 0 | 0 | 7717.9
393 | 17 | Day17 | 8 | Hour8 | 1 | Winter | 2761 | #N/A | Winter | 495620.8 | 2024-01-17 08:00 | 490848.6 | 0 | 0 | 4772.2 | 495620.8 | 473237.6 | 363435.6 | 0.0359 | 0.0545 | 0.56 | 0.56 | 279.3 | 21.9 | 3.09 | 19.9 | 936.5 | 0.17 | 280.8 | 47.9 | 328.7 | 290.1 | 22.7 | 3.21 | 20.7 | 973.7 | 0.18 | 291.7 | 49.8 | 341.5 | 356.8 | 21.9 | 3.01 | 28.4 | 1385.3 | 0.17 | 358.3 | 69.7 | 428 | 451.3 | 8.8 | 0.9 | 53 | 2349.2 | 0.2 | 451.9 | 123.1 | 574.9 | 29.62 | 0 | 0.27 | 29.9 | 31.34 | 0 | 0.29 | 31.63 | 495620.8 | 132185.2 | 1159.4 | 4198.3 | 0 | 8374.7 | 82083.6 | 0 | 0 | 3409.2 | 136573.2 | 0 | 95.5 | 3315.4 | 38077.6 | 88396.1 | 651.9 | 510 | 0 | 20787.8 | 103554.7 | 4433.5 | 1425.8 | 0 | 187.4 | 8315.2
394 | 17 | Day17 | 9 | Hour9 | 1 | Winter | 2761 | #N/A | Winter | 503323.7 | 2024-01-17 09:00 | 497200.8 | 547.6 | 217.1 | 5358.2 | 503323.7 | 479222.2 | 353286.1 | 0.0362 | 0.0553 | 0.59 | 0.59 | 254.2 | 19.6 | 2.77 | 18.5 | 860.9 | 0.16 | 255.6 | 44.2 | 299.8 | 265.1 | 20.4 | 2.88 | 19.3 | 899.2 | 0.17 | 266.5 | 46.2 | 312.7 | 288.5 | 16.1 | 2.19 | 24.4 | 1170.7 | 0.13 | 289.6 | 59.3 | 348.9 | 547.5 | 27.9 | 3.74 | 48.8 | 2306.9 | 0.25 | 549.4 | 117.6 | 666.9 | 28.16 | 0 | 0.28 | 28.44 | 29.86 | 0 | 0.3 | 30.16 | 503323.7 | 150037.6 | 2425.8 | 4198.3 | 0 | 8270.1 | 74201.6 | 0 | 10.6 | 5621.9 | 129818.1 | 0 | 95.5 | 3315.4 | 40573.2 | 88396.1 | 651.9 | 1339.9 | 0 | 50192 | 89810.2 | 4402.9 | 2671 | 1.2 | 1124 | 8315.2
395 | 17 | Day17 | 10 | Hour10 | 1 | Winter | 2761 | #N/A | Winter | 506167.3 | 2024-01-17 10:00 | 500341.4 | 263.8 | 213 | 5349.2 | 506167.3 | 482167.9 | 327881.8 | 0.0363 | 0.0557 | 0.61 | 0.61 | 244.1 | 19 | 2.68 | 17.7 | 822.8 | 0.15 | 245.4 | 42.3 | 287.7 | 253.8 | 19.7 | 2.78 | 18.5 | 856.4 | 0.16 | 255.1 | 44 | 299.2 | 232.2 | 12.2 | 1.64 | 20.3 | 966.6 | 0.11 | 233 | 49.2 | 282.2 | 517.2 | 24.4 | 3.23 | 47.8 | 2241.8 | 0.23 | 518.8 | 114.7 | 633.5 | 27.41 | 0 | 0.28 | 27.7 | 29.09 | 0 | 0.3 | 29.39 | 506167.3 | 178285.6 | 0 | 4198.3 | 0 | 8270.1 | 72283.1 | 0 | 517.8 | 10480.1 | 124036 | 0 | 95.5 | 3315.4 | 26635.4 | 88396.1 | 651.9 | 0 | 0 | 81730.3 | 81181.8 | 4375.5 | 4749.2 | 0 | 36.6 | 7916.5
396 | 17 | Day17 | 11 | Hour11 | 1 | Winter | 2761 | #N/A | Winter | 510126.5 | 2024-01-17 11:00 | 499271.3 | 3771.3 | 1553 | 5531 | 510126.5 | 481160.7 | 320408 | 0.0363 | 0.0556 | 0.62 | 0.62 | 240.3 | 18.8 | 2.66 | 17.3 | 805.5 | 0.15 | 241.6 | 41.4 | 283 | 251.5 | 19.7 | 2.79 | 18.1 | 843.2 | 0.16 | 252.9 | 43.3 | 296.2 | 190.7 | 9.2 | 1.23 | 17.4 | 819.1 | 0.09 | 191.3 | 41.9 | 233.2 | 609.2 | 40.6 | 5.64 | 45.6 | 2264.6 | 0.28 | 611.9 | 113.1 | 725.1 | 27.12 | 0 | 0.29 | 27.4 | 28.76 | 0 | 0.3 | 29.06 | 510126.5 | 189718.5 | 166.3 | 4198.3 | 0 | 8265.6 | 72554.8 | 0 | 772.5 | 12705.6 | 121016.7 | 0 | 140.9 | 3315.4 | 21702.1 | 88396.1 | 651.9 | 0 | 0 | 94430.1 | 77472.7 | 4337.5 | 9945.6 | 0 | 0 | 8112
397 | 17 | Day17 | 12 | Hour12 | 1 | Winter | 2761 | #N/A | Winter | 506199.6 | 2024-01-17 12:00 | 496111 | 3455.4 | 1339.9 | 5293.3 | 506199.6 | 478179.4 | 322178.8 | 0.0361 | 0.0552 | 0.61 | 0.61 | 244.8 | 19.2 | 2.72 | 17.6 | 818.6 | 0.15 | 246.1 | 42 | 288.1 | 256 | 20.1 | 2.84 | 18.4 | 856.2 | 0.16 | 257.4 | 44 | 301.3 | 191.1 | 9.4 | 1.25 | 17.4 | 816.8 | 0.09 | 191.7 | 41.7 | 233.5 | 398.4 | 7.6 | 0.78 | 47.1 | 2067.1 | 0.18 | 398.9 | 108.8 | 507.7 | 27.34 | 0 | 0.29 | 27.63 | 28.97 | 0 | 0.31 | 29.28 | 506199.6 | 184020.8 | 0 | 4198.3 | 0 | 8161 | 73675.4 | 0 | 753.3 | 11564.3 | 121533.9 | 0 | 159.1 | 3315.4 | 22083.6 | 88396.1 | 655.8 | 0 | 0 | 92947.3 | 74558.1 | 4197.9 | 12232.8 | 0 | 0 | 8310.6
398 | 17 | Day17 | 13 | Hour13 | 1 | Winter | 2761 | #N/A | Winter | 499579.1 | 2024-01-17 13:00 | 492029.7 | 1334.8 | 1339.9 | 4874.6 | 499579.1 | 474325.5 | 320028.5 | 0.036 | 0.0548 | 0.61 | 0.61 | 245.3 | 19.1 | 2.7 | 17.8 | 824.7 | 0.16 | 246.6 | 42.4 | 289 | 255.7 | 19.9 | 2.82 | 18.6 | 859.5 | 0.16 | 257 | 44.2 | 301.2 | 184.1 | 9 | 1.2 | 16.7 | 787 | 0.08 | 184.7 | 40.2 | 224.9 | 871.8 | 92.9 | 13.46 | 33.8 | 2124.5 | 0.44 | 878.3 | 97.2 | 975.5 | 27.64 | 0 | 0.29 | 27.93 | 29.28 | 0 | 0.31 | 29.58 | 499579.1 | 179550.6 | 50.1 | 4198.3 | 0 | 7819.2 | 72020.1 | 0 | 704 | 13141 | 122098.2 | 0 | 159.1 | 3315.4 | 21122.7 | 88396.1 | 849.3 | 0 | 0 | 93347.8 | 68265.2 | 4092.8 | 10699.5 | 0 | 0 | 8310.6
399 | 17 | Day17 | 14 | Hour14 | 1 | Winter | 2761 | #N/A | Winter | 495409.6 | 2024-01-17 14:00 | 488322.8 | 1172.2 | 1339.9 | 4574.6 | 495409.6 | 470827 | 316400.1 | 0.0358 | 0.0543 | 0.61 | 0.61 | 243.6 | 18.9 | 2.67 | 17.8 | 821 | 0.16 | 244.9 | 42.3 | 287.2 | 253.8 | 19.7 | 2.78 | 18.5 | 855.3 | 0.16 | 255.2 | 44.1 | 299.2 | 178.9 | 8.6 | 1.14 | 16.4 | 769.6 | 0.08 | 179.5 | 39.4 | 218.9 | 882.6 | 86.6 | 12.47 | 41 | 2387.9 | 0.44 | 888.6 | 112.3 | 1000.9 | 27.44 | 0 | 0.29 | 27.73 | 29.04 | 0 | 0.31 | 29.35 | 495409.6 | 179009.5 | 139.3 | 4198.3 | 0 | 6879.5 | 70486.7 | 0 | 682.7 | 13533.3 | 121121 | 0 | 159.1 | 3315.4 | 20793.4 | 88396.1 | 911.3 | 0 | 0 | 97838.4 | 62844.3 | 4110.8 | 10764.5 | 19.8 | 0 | 8310.6
400 | 17 | Day17 | 15 | Hour15 | 1 | Winter | 2761 | #N/A | Winter | 496335.9 | 2024-01-17 15:00 | 486391.4 | 3107 | 2267.1 | 4570.5 | 496335.9 | 469008.5 | 321504 | 0.0357 | 0.0541 | 0.6 | 0.6 | 249.4 | 19.4 | 2.75 | 18.1 | 836.8 | 0.16 | 250.7 | 43 | 293.7 | 261 | 20.4 | 2.88 | 18.9 | 875.1 | 0.17 | 262.4 | 45 | 307.4 | 171 | 8.4 | 1.11 | 15.5 | 731.3 | 0.08 | 171.5 | 37.4 | 208.9 | 447.5 | 17.3 | 2.23 | 45 | 2044.7 | 0.21 | 448.7 | 106 | 554.6 | 27.72 | 0 | 0.29 | 28.01 | 29.34 | 0 | 0.31 | 29.65 | 496335.9 | 174831.8 | 0 | 4198.3 | 0 | 7714.6 | 72819.1 | 0 | 710.8 | 12700.2 | 122731.1 | 0 | 159.1 | 3315.4 | 21196.6 | 88396.1 | 973.6 | 0 | 0 | 98570.5 | 58589.8 | 4260.5 | 10025.7 | 179.4 | 0 | 8085.9
401 | 17 | Day17 | 16 | Hour16 | 1 | Winter | 2761 | #N/A | Winter | 505383.4 | 2024-01-17 16:00 | 492504.1 | 4309.1 | 3643.8 | 4926.5 | 505383.5 | 474798.4 | 350826.5 | 0.0359 | 0.0547 | 0.56 | 0.55 | 280.5 | 22.1 | 3.13 | 19.8 | 933.5 | 0.17 | 282.1 | 47.7 | 329.7 | 295 | 23.3 | 3.3 | 20.8 | 980.6 | 0.18 | 296.6 | 50.1 | 346.6 | 245.2 | 14.4 | 1.97 | 20.1 | 973.2 | 0.11 | 246.1 | 49.2 | 295.3 | 515.4 | 24.5 | 3.27 | 47.6 | 2212.5 | 0.24 | 517 | 113.6 | 630.6 | 28.72 | 0 | 0.29 | 29.02 | 30.46 | 0 | 0.31 | 30.76 | 505383.4 | 154556.9 | 0 | 4257.5 | 0 | 7819.2 | 84816.9 | 0 | 757.4 | 12487.2 | 137293.3 | 0 | 159.1 | 3315.4 | 23706.8 | 88396.1 | 1062.2 | 0 | 0 | 81622.6 | 55294.5 | 4395.4 | 8793.7 | 213 | 0 | 8112
402 | 17 | Day17 | 17 | Hour17 | 1 | Winter | 2761 | #N/A | Winter | 522624.4 | 2024-01-17 17:00 | 510570.3 | 4188.7 | 3229.7 | 4635.8 | 522624.5 | 491858.5 | 397890.8 | 0.0366 | 0.0567 | 0.5 | 0.49 | 329.2 | 26.7 | 3.79 | 22.2 | 1072 | 0.2 | 331 | 54.2 | 385.2 | 346.5 | 28.1 | 3.99 | 23.3 | 1127.6 | 0.21 | 348.4 | 57 | 405.4 | 404.6 | 26.5 | 3.68 | 30.7 | 1516.4 | 0.19 | 406.4 | 76 | 482.4 | 630.9 | 32.9 | 4.45 | 55.6 | 2618.6 | 0.3 | 633.1 | 133.7 | 766.8 | 31.79 | 0 | 0.29 | 32.08 | 33.78 | 0 | 0.3 | 34.08 | 522624.4 | 124733.7 | 861.7 | 4257.5 | 0 | 8374.2 | 106534.1 | 0 | 733.4 | 9408.6 | 155632.6 | 0 | 159.1 | 3315.4 | 29146.6 | 88396.1 | 1100.5 | 112.9 | 0 | 54018.6 | 56140.2 | 4432.8 | 7487.7 | 213 | 1337.7 | 8055.4
403 | 17 | Day17 | 18 | Hour18 | 1 | Winter | 2761 | #N/A | Winter | 524328.5 | 2024-01-17 18:00 | 521454.4 | 0 | 0 | 2874.1 | 524328.5 | 502113.3 | 437704.7 | 0.0371 | 0.0579 | 0.46 | 0.45 | 351.2 | 28 | 3.96 | 24 | 1159.7 | 0.21 | 353.1 | 58.6 | 411.8 | 367.9 | 29.2 | 4.14 | 25.3 | 1218 | 0.22 | 369.9 | 61.7 | 431.6 | 435.8 | 28.4 | 3.94 | 33.3 | 1634.7 | 0.21 | 437.7 | 82 | 519.8 | 827.3 | 37.9 | 6.46 | 94.5 | 2330.4 | 1.28 | 830.2 | 164.3 | 994.4 | 58.36 | 0 | 0.29 | 58.65 | 61.96 | 0 | 0.31 | 62.26 | 524328.5 | 86623.8 | 3832.3 | 4257.5 | 0 | 8374.7 | 110965 | 0 | 379.7 | 3861.5 | 171425.6 | 0 | 1168 | 3315.4 | 40472.9 | 88396.1 | 1157.9 | 4339.3 | 0 | 16036.7 | 61907 | 4438.9 | 5969.9 | 1454 | 5192.2 | 8315.2
404 | 17 | Day17 | 19 | Hour19 | 1 | Winter | 2761 | #N/A | Winter | 528020 | 2024-01-17 19:00 | 524517.3 | 0 | 0 | 3502.7 | 528020 | 505020.6 | 455094 | 0.0372 | 0.0582 | 0.46 | 0.46 | 347.4 | 27.6 | 3.91 | 23.8 | 1148.4 | 0.2 | 349.3 | 58.1 | 407.4 | 364.1 | 28.9 | 4.09 | 25.1 | 1206.6 | 0.21 | 366.1 | 61.1 | 427.2 | 460.7 | 28.8 | 3.98 | 36.2 | 1766.6 | 0.22 | 462.6 | 88.9 | 551.6 | 513.8 | 15.7 | 1.91 | 55.4 | 2482.2 | 0.24 | 514.8 | 129.5 | 644.3 | 35.41 | 0 | 0.28 | 35.7 | 37.6 | 0 | 0.3 | 37.9 | 528020 | 72926 | 7534.8 | 4257.5 | 0 | 8374.7 | 110422.8 | 0 | 0 | 19 | 171359.2 | 0 | 1168 | 3315.4 | 56716.6 | 88396.1 | 1154.3 | 2394.5 | 0 | 1.1 | 68465 | 4440.9 | 2348.4 | 557.9 | 3264.4 | 8315.2
405 | 17 | Day17 | 20 | Hour20 | 1 | Winter | 2761 | #N/A | Winter | 525389 | 2024-01-17 20:00 | 521691.1 | 0 | 0 | 3697.9 | 525389 | 502320.1 | 448553.2 | 0.0371 | 0.058 | 0.46 | 0.46 | 347.3 | 27.6 | 3.91 | 23.8 | 1148.9 | 0.2 | 349.2 | 58.1 | 407.3 | 363 | 28.8 | 4.08 | 25 | 1202.2 | 0.21 | 364.9 | 60.8 | 425.8 | 459.7 | 29.1 | 4.02 | 35.9 | 1753 | 0.22 | 461.6 | 88.2 | 549.8 | 504.9 | 13.1 | 1.51 | 56.6 | 2513.6 | 0.23 | 505.7 | 131.6 | 637.3 | 37.9 | 0 | 0.28 | 38.18 | 40.23 | 0 | 0.3 | 40.53 | 525389 | 76835.8 | 5445.6 | 4257.5 | 0 | 8374.7 | 109707 | 0 | 0 | 0 | 171358.1 | 0 | 842.1 | 3315.4 | 52936.9 | 88396.1 | 1113.2 | 2806.6 | 0 | 0 | 72396.3 | 4439.6 | 4.7 | 989.8 | 2911.7 | 7756.9
406 | 17 | Day17 | 21 | Hour21 | 1 | Winter | 2761 | #N/A | Winter | 509928.4 | 2024-01-17 21:00 | 506304.4 | 0 | 0 | 3624.1 | 509928.5 | 487753 | 431580 | 0.0366 | 0.0565 | 0.48 | 0.47 | 336.3 | 26.6 | 3.76 | 23.3 | 1117.3 | 0.2 | 338.2 | 56.7 | 394.8 | 351.3 | 27.7 | 3.93 | 24.4 | 1167.9 | 0.21 | 353.2 | 59.3 | 412.4 | 472.5 | 30 | 4.15 | 36.7 | 1798.5 | 0.22 | 474.5 | 90.4 | 564.9 | 1002.8 | 104.6 | 15.14 | 40.9 | 2515.7 | 0.5 | 1010 | 116 | 1126 | 32.98 | 0 | 0.29 | 33.27 | 34.96 | 0 | 0.31 | 35.26 | 509928.4 | 78348.4 | 5135.8 | 4257.5 | 0 | 8374.7 | 102263.6 | 0 | 0 | 0 | 163358 | 0 | 842.1 | 3315.4 | 51773.4 | 88396.1 | 1113.2 | 2750.3 | 0 | 0 | 73912.1 | 4436.4 | 0 | 1700.3 | 2278.9 | 7916.5
407 | 17 | Day17 | 22 | Hour22 | 1 | Winter | 2761 | #N/A | Winter | 486072.2 | 2024-01-17 22:00 | 482398 | 0 | 0 | 3674.2 | 486072.2 | 465105.7 | 407551.6 | 0.0358 | 0.0541 | 0.48 | 0.48 | 327.8 | 25.6 | 3.62 | 23.1 | 1098.6 | 0.2 | 329.6 | 55.9 | 385.5 | 341.2 | 26.6 | 3.76 | 24.1 | 1144.6 | 0.21 | 343 | 58.3 | 401.3 | 478 | 29.8 | 4.11 | 37.7 | 1837.4 | 0.22 | 480.1 | 92.5 | 572.6 | 942.1 | 90.4 | 13.01 | 45.6 | 2612.6 | 0.47 | 948.3 | 123.6 | 1071.9 | 30.92 | 0 | 0.29 | 31.21 | 32.69 | 0 | 0.31 | 33 | 486072.2 | 78520.6 | 3391.2 | 4257.5 | 0 | 6985.8 | 93674 | 0 | 0 | 0 | 156959.3 | 0 | 159.1 | 3315.4 | 47665.7 | 88396.1 | 1014.4 | 1733.1 | 0 | 0 | 74088.2 | 4432.4 | 0 | 1081.7 | 2435.6 | 6092.7
408 | 17 | Day17 | 23 | Hour23 | 1 | Winter | 2761 | #N/A | Winter | 460012.9 | 2024-01-17 23:00 | 455989.1 | 10.3 | 29.8 | 3983.6 | 460012.9 | 440042 | 382575.8 | 0.035 | 0.0514 | 0.5 | 0.49 | 319.8 | 25.2 | 3.56 | 22.6 | 1067.8 | 0.19 | 321.6 | 54.4 | 376 | 332.3 | 26.1 | 3.69 | 23.5 | 1109.7 | 0.2 | 334 | 56.6 | 390.6 | 456.4 | 26.5 | 3.63 | 37.8 | 1816 | 0.21 | 458.2 | 91.9 | 550.1 | 740.3 | 64.1 | 9.15 | 42.2 | 2270.6 | 0.36 | 744.7 | 109.9 | 854.6 | 29.51 | 0 | 0.29 | 29.8 | 31.11 | 0 | 0.3 | 31.42 | 460012.9 | 77437.1 | 1008.9 | 4198.3 | 0 | 5842 | 87258.2 | 0 | 0 | 0 | 143553.4 | 0 | 159.1 | 3315.4 | 46275.6 | 88396.1 | 769.6 | 1799.2 | 0 | 0 | 73009.9 | 4427.2 | 0 | 407.9 | 1339.9 | 5450.9
409 | 18 | Day18 | 0 | Hour0 | 1 | Winter | 7 | 557167.2 | Winter | 443777.6 | 2024-01-18 | 433746.1 | 387.6 | 5464.5 | 4179.4 | 443777.5 | 418908.6 | 366597.2 | 0.0342 | 0.0489 | 0.5 | 0.5 | 314 | 24.4 | 3.45 | 22.5 | 1058.9 | 0.19 | 315.7 | 54.1 | 369.8 | 327.9 | 25.6 | 3.61 | 23.4 | 1102.9 | 0.2 | 329.7 | 56.3 | 386 | 480 | 30.3 | 4.19 | 37.5 | 1833.4 | 0.23 | 482 | 92.2 | 574.2 | 679.2 | 52.1 | 7.36 | 44.8 | 2295.8 | 0.33 | 682.8 | 113.3 | 796 | 28.99 | 0 | 0.29 | 29.28 | 30.51 | 0 | 0.3 | 30.8 | 443777.6 | 77180.4 | 0 | 4198.3 | 0 | 5842 | 81407.8 | 0 | 0 | 0 | 139830.4 | 0 | 159.1 | 3315.4 | 42800.9 | 88396.1 | 512.5 | 134.7 | 0 | 0 | 72756.4 | 4424 | 0 | 1374.6 | 1241.7 | 5646.4
410 | 18 | Day18 | 1 | Hour1 | 1 | Winter | 2761 | #N/A | Winter | 432832.2 | 2024-01-18 01:00 | 418229.6 | 3476.6 | 6837.2 | 4288.9 | 432832.2 | 404162.2 | 353791.8 | 0.0336 | 0.047 | 0.5 | 0.5 | 312.8 | 24.2 | 3.42 | 22.5 | 1057.7 | 0.19 | 314.5 | 54.1 | 368.6 | 327.7 | 25.5 | 3.61 | 23.4 | 1102.9 | 0.2 | 329.4 | 56.3 | 385.7 | 492.1 | 31.5 | 4.36 | 38.1 | 1866.5 | 0.23 | 494.2 | 93.8 | 588 | 855.2 | 85.5 | 12.32 | 38.1 | 2275.8 | 0.42 | 861.1 | 106.1 | 967.1 | 28.68 | 0 | 0.29 | 28.98 | 30.14 | 0 | 0.29 | 30.43 | 432832.2 | 79040.4 | 0 | 4198.3 | 0 | 5837.4 | 78706 | 0 | 0 | 0 | 137022.2 | 0 | 100.2 | 3315.4 | 35831.7 | 88396.1 | 384.4 | 0 | 0 | 0 | 74618.4 | 4422 | 0 | 1768.5 | 3.6 | 5446.3
411 | 18 | Day18 | 2 | Hour2 | 1 | Winter | 2761 | #N/A | Winter | 426582 | 2024-01-18 02:00 | 410518.8 | 3508.4 | 8256.2 | 4298.6 | 426582 | 396835.4 | 345856.5 | 0.0333 | 0.046 | 0.5 | 0.5 | 311.2 | 24 | 3.38 | 22.6 | 1057.1 | 0.19 | 312.9 | 54.2 | 367 | 326 | 25.3 | 3.58 | 23.4 | 1100.9 | 0.2 | 327.8 | 56.3 | 384.1 | 508 | 33.9 | 4.72 | 38 | 1881.2 | 0.24 | 510.3 | 94.1 | 604.4 | 523.8 | 19 | 2.4 | 53.6 | 2448.8 | 0.23 | 525 | 126.6 | 651.6 | 28.33 | 0 | 0.28 | 28.6 | 29.74 | 0 | 0.28 | 30.02 | 426582 | 80725.5 | 0 | 4198.3 | 0 | 5842 | 76587.9 | 0 | 0 | 0 | 136103.4 | 0 | 95.5 | 3315.4 | 30933.5 | 88396.1 | 384.4 | 0 | 0 | 0 | 76310.3 | 4415.1 | 0 | 0 | 0 | 4976.9
412 | 18 | Day18 | 3 | Hour3 | 1 | Winter | 2761 | #N/A | Winter | 424451.6 | 2024-01-18 03:00 | 410246.4 | 3687 | 6154 | 4364.2 | 424451.6 | 396594.7 | 343026.5 | 0.0333 | 0.0459 | 0.5 | 0.5 | 311.8 | 24 | 3.39 | 22.7 | 1059.3 | 0.19 | 313.4 | 54.3 | 367.7 | 326.5 | 25.3 | 3.57 | 23.5 | 1104.1 | 0.2 | 328.2 | 56.5 | 384.7 | 507.5 | 33.7 | 4.69 | 38.1 | 1885.2 | 0.24 | 509.7 | 94.4 | 604.1 | 615.5 | 37 | 5.08 | 49.7 | 2413.8 | 0.28 | 618 | 121.7 | 739.6 | 28.19 | 0 | 0.29 | 28.48 | 29.59 | 0 | 0.27 | 29.86 | 424451.6 | 81425.1 | 0 | 4198.3 | 0 | 5842 | 76388.9 | 0 | 0 | 0 | 135849.7 | 0 | 95.5 | 3315.4 | 28556.2 | 88396.1 | 384.4 | 0 | 0 | 0 | 77021 | 4404 | 0 | 0 | 0 | 4533.5
413 | 18 | Day18 | 4 | Hour4 | 1 | Winter | 2761 | #N/A | Winter | 428971.3 | 2024-01-18 04:00 | 419987 | 1104.1 | 3351.1 | 4529.2 | 428971.3 | 405912.1 | 345994.7 | 0.0335 | 0.0469 | 0.49 | 0.49 | 315.9 | 24.4 | 3.45 | 22.8 | 1070.5 | 0.19 | 317.6 | 54.8 | 372.3 | 328.9 | 25.5 | 3.6 | 23.7 | 1112.7 | 0.2 | 330.7 | 56.9 | 387.6 | 497.5 | 32 | 4.44 | 38.3 | 1879.5 | 0.23 | 499.6 | 94.4 | 594 | 801.5 | 80.1 | 11.55 | 35.7 | 2132.8 | 0.39 | 807.1 | 99.4 | 906.4 | 28.27 | 0 | 0.27 | 28.54 | 29.68 | 0 | 0.26 | 29.95 | 428971.3 | 82976.6 | 0 | 4198.3 | 0 | 4931.1 | 78744.8 | 0 | 0 | 0 | 138283.2 | 0 | 95.5 | 3315.4 | 27646 | 88396.1 | 384.4 | 0 | 0 | 0 | 78567 | 4409.6 | 0 | 0 | 0 | 4932.2
414 | 18 | Day18 | 5 | Hour5 | 1 | Winter | 2761 | #N/A | Winter | 452552.4 | 2024-01-18 05:00 | 444904.8 | 58 | 2650.2 | 4939.5 | 452552.4 | 429644.7 | 367314.7 | 0.0343 | 0.0496 | 0.47 | 0.47 | 331.9 | 26 | 3.67 | 23.4 | 1113.2 | 0.2 | 333.6 | 56.7 | 390.3 | 345 | 27.1 | 3.82 | 24.3 | 1156.3 | 0.21 | 346.8 | 58.8 | 405.7 | 485 | 30.2 | 4.17 | 38.3 | 1864.8 | 0.23 | 487 | 93.9 | 580.9 | 626.7 | 42.9 | 5.98 | 45.8 | 2292.2 | 0.29 | 629.7 | 114.2 | 743.9 | 29.12 | 0 | 0.25 | 29.37 | 30.66 | 0 | 0.25 | 30.91 | 452552.4 | 85237.7 | 0 | 4198.3 | 0 | 5034.7 | 88990.6 | 0 | 0 | 0 | 149026.6 | 0 | 95.5 | 3315.4 | 27873.2 | 88396.1 | 384.4 | 0 | 0 | 0 | 80823.3 | 4414.4 | 0 | 0 | 0 | 5010.6
415 | 18 | Day18 | 6 | Hour6 | 1 | Winter | 2761 | #N/A | Winter | 484928.5 | 2024-01-18 06:00 | 479493.7 | 0 | 0 | 5434.8 | 484928.5 | 462440.2 | 397526.3 | 0.0356 | 0.0535 | 0.46 | 0.46 | 349.1 | 28.1 | 3.98 | 23.7 | 1146.9 | 0.21 | 351.1 | 57.9 | 409 | 362.4 | 29.2 | 4.13 | 24.6 | 1191 | 0.21 | 364.4 | 60.2 | 424.6 | 478.1 | 29.6 | 4.09 | 37.8 | 1841.8 | 0.22 | 480.1 | 92.8 | 572.9 | 890.6 | 90 | 12.98 | 38.8 | 2339.6 | 0.43 | 896.8 | 108.7 | 1005.5 | 30.74 | 0 | 0.23 | 30.97 | 32.49 | 0 | 0.24 | 32.73 | 484928.5 | 87402.2 | 145.5 | 4198.3 | 0 | 6730.4 | 103668.6 | 0 | 0 | 188.6 | 157575.2 | 0 | 95.5 | 3315.4 | 33012.7 | 88396.1 | 384.4 | 4.1 | 0 | 38.9 | 82748.2 | 4426.5 | 0 | 0 | 1392.7 | 7493.4
416 | 18 | Day18 | 7 | Hour7 | 1 | Winter | 2761 | #N/A | Winter | 514891 | 2024-01-18 07:00 | 509777.9 | 0 | 0 | 5113 | 514890.9 | 491081.3 | 412230.3 | 0.0367 | 0.0567 | 0.48 | 0.47 | 338.9 | 27 | 3.82 | 23.3 | 1119.3 | 0.2 | 340.8 | 56.7 | 397.5 | 352.6 | 28 | 3.97 | 24.3 | 1164.9 | 0.21 | 354.5 | 59 | 413.6 | 450.6 | 27.5 | 3.81 | 36.3 | 1729.9 | 0.22 | 452.4 | 87.9 | 540.3 | 469.4 | 12.4 | 1.43 | 52.2 | 2342 | 0.21 | 470.1 | 122.1 | 592.2 | 31.07 | 0 | 0.24 | 31.31 | 32.94 | 0 | 0.25 | 33.2 | 514891 | 102660.7 | 1546.1 | 4198.3 | 0 | 8008.2 | 105041 | 0 | 0 | 3543.5 | 161595 | 0 | 2206.7 | 3315.4 | 36691.2 | 88396.1 | 1214 | 18.3 | 0 | 9885.7 | 84808 | 4423.6 | 175.4 | 304.7 | 1153.6 | 8310.6
417 | 18 | Day18 | 8 | Hour8 | 1 | Winter | 2761 | #N/A | Winter | 530048.9 | 2024-01-18 08:00 | 524381.4 | 393.6 | 0 | 5273.9 | 530048.9 | 504891.5 | 397256.5 | 0.0372 | 0.0582 | 0.53 | 0.52 | 305.1 | 24 | 3.4 | 21.4 | 1012.1 | 0.19 | 306.8 | 51.6 | 358.4 | 317.7 | 25 | 3.54 | 22.3 | 1054.1 | 0.19 | 319.4 | 53.8 | 373.2 | 290.4 | 15.2 | 2.08 | 25.7 | 1188.9 | 0.15 | 291.4 | 61.2 | 352.6 | 490 | 22.9 | 3.03 | 45.5 | 2130.3 | 0.22 | 491.6 | 109.1 | 600.6 | 29.9 | 0 | 0.25 | 30.16 | 31.75 | 0 | 0.27 | 32.02 | 530048.9 | 132792.4 | 1539.2 | 4198.3 | 0 | 6630.9 | 95757.9 | 0 | 0 | 7696.3 | 151518.7 | 0 | 2208.6 | 3315.4 | 41644.7 | 88396.1 | 2042.5 | 4.1 | 0 | 34900.7 | 85870.8 | 4324.5 | 3235.8 | 333.6 | 673.3 | 8146.6
418 | 18 | Day18 | 9 | Hour9 | 1 | Winter | 2761 | #N/A | Winter | 535215.1 | 2024-01-18 09:00 | 528052.6 | 773.5 | 1076.7 | 5312.3 | 535215.1 | 508382.6 | 376197.5 | 0.0372 | 0.0585 | 0.57 | 0.57 | 271.7 | 21.3 | 3.01 | 19.2 | 910.8 | 0.16 | 273.1 | 46.4 | 319.6 | 282.9 | 22.2 | 3.14 | 20 | 948.5 | 0.17 | 284.5 | 48.3 | 332.8 | 175.9 | 6.7 | 0.86 | 17.7 | 808.7 | 0.08 | 176.4 | 41.8 | 218.2 | 887.5 | 86.5 | 12.44 | 41.6 | 2432.7 | 0.43 | 893.5 | 114.2 | 1007.7 | 28.79 | 6.12 | 0.26 | 35.17 | 30.59 | 6.54 | 0.28 | 37.4 | 535215.1 | 159017.6 | 720.6 | 4198.3 | 0 | 5035.7 | 86293.7 | 0 | 2 | 10477 | 143331.7 | 0 | 95.5 | 3315.4 | 44426.1 | 88396.1 | 384.4 | 0 | 0 | 68250.5 | 76240.9 | 4047.3 | 6627.7 | 2541.6 | 1504 | 5935.8
419 | 18 | Day18 | 10 | Hour10 | 1 | Winter | 2761 | #N/A | Winter | 531970.3 | 2024-01-18 10:00 | 525500.1 | 742.5 | 534.6 | 5193.1 | 531970.3 | 505964.6 | 352772.7 | 0.0372 | 0.0582 | 0.58 | 0.58 | 263.4 | 20.6 | 2.92 | 18.7 | 883.3 | 0.16 | 264.8 | 45.1 | 309.9 | 274.1 | 21.5 | 3.04 | 19.5 | 919.6 | 0.17 | 275.6 | 46.9 | 322.5 | 149.6 | 5.6 | 0.71 | 15.2 | 692.1 | 0.07 | 149.9 | 35.8 | 185.8 | 971.9 | 105.4 | 15.27 | 35.9 | 2326.7 | 0.48 | 979.2 | 105.4 | 1084.6 | 28.01 | 39.58 | 0.27 | 67.85 | 29.78 | 42.63 | 0.29 | 72.7 | 531970.3 | 179197.6 | 0 | 4198.3 | 0 | 4680.4 | 82883.7 | 0 | 460 | 14163.6 | 138384.6 | 0 | 95.5 | 3315.4 | 30434.4 | 88396.1 | 384.4 | 0 | 0 | 95053.4 | 65579.4 | 3941.2 | 9157 | 1009.9 | 1433 | 6538
420 | 18 | Day18 | 11 | Hour11 | 1 | Winter | 2761 | #N/A | Winter | 528082.4 | 2024-01-18 11:00 | 518451 | 3386.6 | 401 | 5843.7 | 528082.4 | 499305.1 | 338917.3 | 0.0369 | 0.0575 | 0.59 | 0.59 | 258.4 | 20.3 | 2.88 | 18.3 | 864.1 | 0.16 | 259.8 | 44.1 | 303.9 | 269.9 | 21.2 | 3 | 19.1 | 902.3 | 0.17 | 271.3 | 46.1 | 317.4 | 135.2 | 5.3 | 0.69 | 13.5 | 616.7 | 0.06 | 135.5 | 31.9 | 167.4 | 744.6 | 66 | 9.42 | 40.9 | 2249.7 | 0.36 | 749.1 | 108 | 857.1 | 27.68 | 50.86 | 0.27 | 78.81 | 29.4 | 54.65 | 0.29 | 84.34 | 528082.4 | 189165.1 | 0 | 4198.3 | 0 | 4835.5 | 81224 | 0 | 742.4 | 15983.3 | 133521.2 | 0 | 95.5 | 3315.4 | 22946.9 | 88396.1 | 384.4 | 0 | 0 | 106728 | 61863.9 | 3847.4 | 13120.7 | 929.6 | 26 | 7025.3
421 | 18 | Day18 | 12 | Hour12 | 1 | Winter | 2761 | #N/A | Winter | 521612 | 2024-01-18 12:00 | 510787.4 | 2583.7 | 2534.4 | 5706.5 | 521612 | 492059 | 335369.2 | 0.0367 | 0.0568 | 0.59 | 0.59 | 257.1 | 20.2 | 2.86 | 18.3 | 860.9 | 0.16 | 258.5 | 44 | 302.5 | 268.9 | 21.1 | 2.99 | 19.1 | 900.1 | 0.17 | 270.4 | 46 | 316.4 | 137.1 | 5.4 | 0.7 | 13.7 | 625.1 | 0.06 | 137.4 | 32.3 | 169.7 | 838.9 | 80.3 | 11.54 | 40.6 | 2344.9 | 0.41 | 844.5 | 110.6 | 955.1 | 27.51 | 53.24 | 0.28 | 81.02 | 29.2 | 57.3 | 0.3 | 86.8 | 521612 | 186242.8 | 0 | 4198.3 | 0 | 5091.5 | 79612.1 | 0 | 716.4 | 16444.4 | 131689.2 | 0 | 95.5 | 3315.4 | 22586.8 | 88396.1 | 384.4 | 0 | 0 | 105508.4 | 59666.6 | 3907 | 15240.5 | 865.3 | 4.3 | 6282.7
422 | 18 | Day18 | 13 | Hour13 | 1 | Winter | 2761 | #N/A | Winter | 517601.8 | 2024-01-18 13:00 | 503343.3 | 2697.9 | 5643.1 | 5917.6 | 517601.8 | 485014.8 | 327395.2 | 0.0364 | 0.056 | 0.61 | 0.6 | 246.4 | 19.1 | 2.69 | 17.9 | 833.9 | 0.15 | 247.7 | 42.8 | 290.5 | 258.3 | 20.1 | 2.83 | 18.7 | 872.3 | 0.16 | 259.7 | 44.7 | 304.4 | 142.2 | 6.1 | 0.8 | 13.7 | 631 | 0.07 | 142.6 | 32.5 | 175.1 | 582.7 | 35.6 | 4.91 | 46.5 | 2266.3 | 0.27 | 585.1 | 114.1 | 699.2 | 27.2 | 51.02 | 0.29 | 78.52 | 28.84 | 55.3 | 0.3 | 84.44 | 517601.8 | 190206.6 | 151.1 | 4198.3 | 0 | 4468.7 | 74117.8 | 0 | 672.5 | 19065 | 129245.4 | 0 | 95.5 | 3315.4 | 23022.6 | 88396.1 | 384.4 | 0 | 0 | 105844.9 | 60761.5 | 3862.7 | 13987 | 710.5 | 9.6 | 7273.4
423 | 18 | Day18 | 14 | Hour14 | 1 | Winter | 2761 | #N/A | Winter | 511599.4 | 2024-01-18 14:00 | 497272.7 | 1240.9 | 7036.2 | 6049.5 | 511599.3 | 479275.4 | 322181.9 | 0.0362 | 0.0554 | 0.61 | 0.6 | 244.2 | 18.7 | 2.65 | 17.9 | 831.2 | 0.15 | 245.4 | 42.7 | 288.1 | 255.8 | 19.7 | 2.78 | 18.6 | 868.7 | 0.16 | 257.1 | 44.6 | 301.7 | 132.4 | 5.6 | 0.74 | 12.9 | 590.2 | 0.06 | 132.8 | 30.5 | 163.3 | 938.8 | 103.9 | 15.07 | 33.4 | 2182.3 | 0.48 | 946.1 | 98.6 | 1044.7 | 25.85 | 35.88 | 0.28 | 62.01 | 27.41 | 38.8 | 0.3 | 66.51 | 511599.4 | 189417.5 | 0 | 4198.3 | 0 | 4511.6 | 71880.9 | 0 | 650.3 | 19662.7 | 128695.1 | 0 | 95.5 | 3315.4 | 21658.2 | 87442.5 | 384.4 | 0 | 0 | 105080.9 | 60178.8 | 3844.9 | 13787.8 | 512.3 | 1.5 | 6923.2
424 | 18 | Day18 | 15 | Hour15 | 1 | Winter | 2761 | #N/A | Winter | 506812.9 | 2024-01-18 15:00 | 495976.4 | 3376.2 | 1344.1 | 6116.2 | 506812.9 | 478045.8 | 335564 | 0.0361 | 0.0552 | 0.58 | 0.58 | 259.9 | 20 | 2.83 | 18.9 | 882.5 | 0.16 | 261.3 | 45.2 | 306.5 | 271.4 | 20.9 | 2.95 | 19.7 | 922 | 0.17 | 272.9 | 47.2 | 320.1 | 163.7 | 7.7 | 1.03 | 15.3 | 706.2 | 0.08 | 164.2 | 36.3 | 200.5 | 648.1 | 52 | 7.36 | 41.2 | 2131.8 | 0.32 | 651.6 | 104.8 | 756.4 | 26.4 | 18.67 | 0.28 | 45.36 | 28.02 | 20.02 | 0.3 | 48.34 | 506812.9 | 171248.9 | 69.4 | 4198.3 | 0 | 7698.9 | 76168.8 | 0 | 673.8 | 14661 | 134653 | 0 | 125.5 | 3315.4 | 21679.7 | 87270.7 | 384.4 | 0 | 0 | 92650.7 | 59397.8 | 3865.5 | 13206.9 | 344.7 | 56.6 | 7732
425 | 18 | Day18 | 16 | Hour16 | 1 | Winter | 2761 | #N/A | Winter | 519396.4 | 2024-01-18 16:00 | 504933.2 | 5571.6 | 2102.8 | 6788.7 | 519396.4 | 486504.2 | 371536.9 | 0.0365 | 0.0562 | 0.53 | 0.52 | 302 | 24 | 3.4 | 20.9 | 998.3 | 0.18 | 303.6 | 50.7 | 354.3 | 317.2 | 25.2 | 3.58 | 22 | 1048.6 | 0.19 | 319 | 53.3 | 372.2 | 282.2 | 17.3 | 2.38 | 22.6 | 1094.4 | 0.13 | 283.4 | 55.3 | 338.7 | 445.2 | 18.6 | 2.42 | 44.2 | 1995.1 | 0.22 | 446.5 | 103.7 | 550.2 | 28.3 | 0 | 0.28 | 28.58 | 30.12 | 0 | 0.3 | 30.41 | 519396.4 | 147859.5 | 0 | 4257.5 | 0 | 7819.2 | 94614.8 | 0 | 710.9 | 12050.6 | 148337.4 | 0 | 159.1 | 3315.4 | 25022 | 87082 | 929.5 | 0 | 0 | 71353.4 | 59869.7 | 3874.9 | 9609.3 | 0 | 198 | 8315.2
426 | 18 | Day18 | 17 | Hour17 | 1 | Winter | 2761 | #N/A | Winter | 540605.4 | 2024-01-18 17:00 | 528207.8 | 4219.9 | 1374.6 | 6803.1 | 540605.3 | 508407 | 401896 | 0.0375 | 0.0589 | 0.51 | 0.5 | 324.3 | 26.3 | 3.73 | 21.8 | 1055.5 | 0.19 | 326.1 | 53.3 | 379.4 | 341.2 | 27.6 | 3.92 | 23 | 1112.4 | 0.2 | 343.1 | 56.2 | 399.3 | 400.4 | 25.1 | 3.47 | 31.5 | 1532.6 | 0.19 | 402.1 | 77.2 | 479.4 | 920.7 | 92.6 | 13.36 | 40.7 | 2420.3 | 0.46 | 927.1 | 113 | 1040.1 | 31.56 | 0 | 0.28 | 31.83 | 33.63 | 0 | 0.29 | 33.92 | 540605.4 | 138709.4 | 673.8 | 4257.5 | 0 | 7819.2 | 108238.8 | 0 | 680.4 | 8819.8 | 157765.2 | 0 | 159.1 | 3315.4 | 28730.4 | 88396.1 | 1073.2 | 1467.2 | 0 | 50669.3 | 74734.8 | 3805 | 7173 | 3265.9 | 1212.5 | 8315.2
427 | 18 | Day18 | 18 | Hour18 | 1 | Winter | 2761 | #N/A | Winter | 550051.6 | 2024-01-18 18:00 | 544948.5 | 0 | 0 | 5103.1 | 550051.5 | 524135.7 | 438860.8 | 0.0382 | 0.0608 | 0.48 | 0.47 | 339.9 | 27.5 | 3.9 | 22.8 | 1108.8 | 0.2 | 341.8 | 55.9 | 397.7 | 357.3 | 28.7 | 4.08 | 24.2 | 1170.2 | 0.21 | 359.3 | 59.1 | 418.4 | 443 | 26.1 | 3.66 | 37.3 | 1678.4 | 0.26 | 444.8 | 87.3 | 532.1 | 651.8 | 37.3 | 5.11 | 54.5 | 2601 | 0.31 | 654.3 | 132.1 | 786.4 | 54.28 | 0 | 0.28 | 54.56 | 57.91 | 0 | 0.3 | 58.21 | 550051.6 | 111190.7 | 3549.5 | 4257.5 | 0 | 8019.4 | 114645.4 | 0 | 343.9 | 3585.2 | 169194.6 | 0 | 159.1 | 3315.4 | 39516.4 | 88396.1 | 1255.9 | 6551.5 | 0 | 13992 | 89594.9 | 3674.8 | 5610.5 | 5519.5 | 3536.5 | 7916.5
428 | 18 | Day18 | 19 | Hour19 | 1 | Winter | 2761 | #N/A | Winter | 557167.2 | 2024-01-18 19:00 | 551614 | 0 | 0 | 5553.2 | 557167.2 | 530457.4 | 456549.9 | 0.0383 | 0.0614 | 0.48 | 0.48 | 336.8 | 27 | 3.83 | 22.8 | 1105.1 | 0.2 | 338.7 | 55.8 | 394.5 | 353.4 | 28.2 | 4 | 24.1 | 1164 | 0.21 | 355.4 | 58.9 | 414.2 | 463 | 26.7 | 3.73 | 39.4 | 1778.4 | 0.26 | 464.8 | 92.4 | 557.2 | 566.5 | 26.6 | 3.55 | 52.6 | 2442.8 | 0.27 | 568.2 | 125.5 | 693.7 | 36 | 14.52 | 0.28 | 50.79 | 38.37 | 15.49 | 0.3 | 54.17 | 557167.2 | 100617.3 | 5225.6 | 4257.5 | 0 | 8374.7 | 114096.5 | 0 | 0 | 27.2 | 172628.1 | 0 | 159.1 | 3315.4 | 54986.6 | 88396.1 | 1255.9 | 3854.4 | 0 | 1.3 | 97069.5 | 3519.3 | 2187.1 | 6555.3 | 3626.6 | 7717.9
429 | 18 | Day18 | 20 | Hour20 | 1 | Winter | 2761 | #N/A | Winter | 556711.2 | 2024-01-18 20:00 | 550911.1 | 0.2 | 213 | 5586.9 | 556711.2 | 529809.2 | 452212.9 | 0.0383 | 0.0612 | 0.49 | 0.48 | 332.4 | 26.7 | 3.79 | 22.5 | 1089 | 0.19 | 334.2 | 55 | 389.2 | 348.6 | 27.9 | 3.95 | 23.8 | 1146.7 | 0.21 | 350.5 | 58 | 408.5 | 447.6 | 26.2 | 3.62 | 37.1 | 1751.8 | 0.22 | 449.3 | 89.3 | 538.7 | 512.3 | 15.5 | 1.89 | 55.4 | 2478.7 | 0.24 | 513.3 | 129.3 | 642.6 | 34.1 | 59.19 | 0.28 | 93.57 | 36.35 | 63.55 | 0.3 | 100.2 | 556711.2 | 104498.3 | 5989.3 | 4257.5 | 0 | 8084.9 | 112838.2 | 0 | 0 | 0 | 168393.9 | 0 | 994.1 | 3315.4 | 54572.2 | 88396.1 | 1257.6 | 4113.7 | 0 | 0 | 101201.7 | 3296.6 | 6.8 | 4719.2 | 4142.6 | 7929.9
430 | 18 | Day18 | 21 | Hour21 | 1 | Winter | 2761 | #N/A | Winter | 543842.4 | 2024-01-18 21:00 | 537844.2 | 1 | 213 | 5784.2 | 543842.4 | 517522.6 | 438946.7 | 0.0378 | 0.0598 | 0.49 | 0.49 | 329.7 | 26.4 | 3.75 | 22.4 | 1082.5 | 0.19 | 331.5 | 54.7 | 386.3 | 344.3 | 27.5 | 3.9 | 23.5 | 1132.9 | 0.2 | 346.2 | 57.3 | 403.5 | 471 | 29.3 | 4.06 | 37.5 | 1793.3 | 0.24 | 473 | 91 | 564 | 953.3 | 93.9 | 13.53 | 44.2 | 2569.4 | 0.48 | 959.8 | 120.9 | 1080.8 | 31.74 | 34.18 | 0.28 | 66.21 | 33.8 | 36.57 | 0.3 | 70.67 | 543842.4 | 104895.7 | 3328.3 | 4249.9 | 0 | 8214 | 109037.5 | 0 | 0 | 0 | 163745.8 | 0 | 1428.4 | 3315.4 | 52783.3 | 88273.5 | 1255.9 | 3314.7 | 0 | 0 | 101829 | 3066.7 | 0 | 1730.7 | 2111.1 | 7717.9
431 | 18 | Day18 | 22 | Hour22 | 1 | Winter | 2761 | #N/A | Winter | 521551.5 | 2024-01-18 22:00 | 515592.2 | 9.7 | 213 | 5736.6 | 521551.5 | 496547.9 | 418423.9 | 0.0369 | 0.0574 | 0.5 | 0.5 | 319.2 | 25.3 | 3.58 | 22.1 | 1057 | 0.19 | 320.9 | 53.7 | 374.6 | 332.8 | 26.3 | 3.73 | 23.1 | 1104.3 | 0.2 | 334.6 | 56.1 | 390.7 | 498.4 | 32.5 | 4.54 | 38.2 | 1850.4 | 0.25 | 500.6 | 93.4 | 594 | 1186.7 | 136.2 | 19.83 | 37.1 | 2586.6 | 0.6 | 1196.2 | 114.4 | 1310.5 | 30.34 | 0 | 0.28 | 30.62 | 32.22 | 0 | 0.3 | 32.52 | 521551.5 | 103127.6 | 2775.7 | 4249.9 | 0 | 8374.7 | 99893.8 | 0 | 0 | 0 | 158116 | 0 | 159.1 | 3315.4 | 49582.7 | 88061 | 1233.1 | 2662.6 | 0 | 0 | 100354.8 | 2772.8 | 0 | 1603.5 | 1730.4 | 8315.2
432 | 18 | Day18 | 23 | Hour23 | 1 | Winter | 2761 | #N/A | Winter | 496519.9 | 2024-01-18 23:00 | 490516.1 | 9.7 | 213 | 5781 | 496519.9 | 472845.5 | 395731.9 | 0.036 | 0.0548 | 0.51 | 0.51 | 306.8 | 23.8 | 3.37 | 21.9 | 1032.6 | 0.19 | 308.4 | 52.7 | 361.1 | 319.2 | 24.7 | 3.5 | 22.8 | 1075.9 | 0.19 | 320.9 | 54.9 | 375.8 | 512.4 | 34.9 | 4.89 | 38 | 1854.1 | 0.26 | 514.7 | 93.3 | 608 | 911.9 | 92.3 | 13.33 | 39.8 | 2377.6 | 0.45 | 918.3 | 110.8 | 1029.1 | 29.25 | 0 | 0.28 | 29.53 | 30.98 | 0 | 0.3 | 31.28 | 496519.9 | 100788 | 1641.1 | 4239.5 | 0 | 8374.7 | 88816.7 | 0 | 0 | 0 | 151730.4 | 0 | 159.1 | 3315.4 | 47529.7 | 88061 | 1016.4 | 847.8 | 0 | 0 | 98268.3 | 2519.7 | 0 | 1593 | 1075.4 | 7231.4
433 | 19 | Day19 | 0 | Hour0 | 1 | Winter | 13 | 549224 | Winter | 475508.9 | 2024-01-19 | 468911.4 | 724.5 | 229.5 | 5643.5 | 475508.9 | 452381.1 | 376245.5 | 0.0352 | 0.0524 | 0.52 | 0.52 | 301.5 | 23.5 | 3.32 | 21.5 | 1014.1 | 0.18 | 303.1 | 51.8 | 354.9 | 313.1 | 24.3 | 3.44 | 22.4 | 1053.6 | 0.19 | 314.7 | 53.8 | 368.6 | 501.8 | 32.5 | 4.54 | 38.7 | 1867 | 0.25 | 504 | 94.4 | 598.4 | 738.3 | 64.4 | 9.19 | 41.6 | 2251.1 | 0.36 | 742.8 | 108.8 | 851.6 | 28.21 | 0 | 0.28 | 28.48 | 29.8 | 0 | 0.29 | 30.09 | 475508.9 | 99263.3 | 237.6 | 4239.5 | 0 | 7558.4 | 83829 | 0 | 0 | 0 | 142633.5 | 0 | 159.1 | 3315.4 | 45414.2 | 88061 | 797.9 | 0 | 0 | 0 | 96920 | 2343.3 | 0 | 0 | 6.6 | 6756.9
434 | 19 | Day19 | 1 | Hour1 | 1 | Winter | 2761 | #N/A | Winter | 464309.7 | 2024-01-19 01:00 | 454227.8 | 4201.7 | 229.5 | 5650.7 | 464309.7 | 438446.9 | 366918.6 | 0.0347 | 0.0508 | 0.52 | 0.51 | 305 | 23.7 | 3.35 | 21.9 | 1027.6 | 0.19 | 306.6 | 52.5 | 359.1 | 317.3 | 24.7 | 3.49 | 22.7 | 1067.8 | 0.19 | 319 | 54.6 | 373.6 | 511.6 | 33.8 | 4.73 | 38.9 | 1879.1 | 0.26 | 513.9 | 95 | 608.9 | 577.2 | 37.1 | 5.14 | 44.4 | 2186.6 | 0.27 | 579.7 | 109.6 | 689.3 | 27.92 | 0 | 0.28 | 28.2 | 29.45 | 0 | 0.28 | 29.74 | 464309.7 | 97391.1 | 0 | 4239.5 | 0 | 7329.5 | 82602.6 | 0 | 0 | 0 | 141627.1 | 0 | 95.5 | 3315.4 | 38862.4 | 88061 | 785.6 | 0 | 0 | 0 | 95154.4 | 2236.7 | 0 | 0 | 0 | 6564.3
435 | 19 | Day19 | 2 | Hour2 | 1 | Winter | 2761 | #N/A | Winter | 456921.2 | 2024-01-19 02:00 | 446576.9 | 3354.4 | 1286.8 | 5703.1 | 456921.2 | 431171.8 | 360812 | 0.0345 | 0.05 | 0.51 | 0.51 | 310.5 | 24.1 | 3.41 | 22.3 | 1046.2 | 0.19 | 312.1 | 53.5 | 365.6 | 322.7 | 25.1 | 3.55 | 23.1 | 1086.2 | 0.2 | 324.4 | 55.5 | 379.9 | 515.3 | 34.6 | 4.83 | 38.7 | 1883.5 | 0.26 | 517.6 | 94.9 | 612.5 | 820.2 | 83 | 11.97 | 35.6 | 2150.5 | 0.4 | 826 | 99.8 | 925.8 | 27.87 | 0 | 0.27 | 28.14 | 29.38 | 0 | 0.28 | 29.66 | 456921.2 | 96109.2 | 0 | 4239.5 | 0 | 7243.9 | 82729.2 | 0 | 0 | 0 | 141918.8 | 0 | 95.5 | 3315.4 | 32423 | 88061 | 785.6 | 0 | 0 | 0 | 94045 | 2064.2 | 0 | 0 | 0 | 5970.5
436 | 19 | Day19 | 3 | Hour3 | 1 | Winter | 2761 | #N/A | Winter | 456391.2 | 2024-01-19 03:00 | 446477.1 | 3910.3 | 229.5 | 5774.2 | 456391.2 | 431055 | 362368.8 | 0.0345 | 0.0501 | 0.5 | 0.5 | 312.6 | 24.3 | 3.43 | 22.4 | 1052.5 | 0.19 | 314.3 | 53.8 | 368.1 | 325.5 | 25.3 | 3.58 | 23.3 | 1095.5 | 0.2 | 327.2 | 56 | 383.2 | 515.5 | 34.5 | 4.83 | 38.8 | 1885.4 | 0.26 | 517.8 | 95 | 612.8 | 539.1 | 26.1 | 3.47 | 49.3 | 2315.6 | 0.24 | 540.8 | 118.3 | 659.2 | 28.49 | 0 | 0.27 | 28.76 | 30.03 | 0 | 0.27 | 30.3 | 456391.2 | 94022.4 | 0 | 4239.5 | 0 | 8194.8 | 83291.1 | 0 | 0 | 0 | 142435 | 0 | 95.5 | 3315.4 | 31615.7 | 88396.1 | 785.6 | 0 | 0 | 0 | 92117.6 | 1904.9 | 0 | 0 | 50.7 | 6650
437 | 19 | Day19 | 4 | Hour4 | 1 | Winter | 2761 | #N/A | Winter | 463378.8 | 2024-01-19 04:00 | 456778.2 | 582.7 | 0 | 6018 | 463378.8 | 440799 | 372550.4 | 0.035 | 0.0514 | 0.49 | 0.49 | 322.3 | 25.2 | 3.57 | 22.8 | 1080.5 | 0.2 | 324.1 | 55.1 | 379.1 | 334.3 | 26.1 | 3.69 | 23.7 | 1121.5 | 0.2 | 336.1 | 57.2 | 393.2 | 529.1 | 36.6 | 5.13 | 38.8 | 1897.2 | 0.27 | 531.6 | 95.4 | 626.9 | 938.9 | 97.6 | 14.1 | 38.5 | 2380.6 | 0.46 | 945.6 | 109.5 | 1055.2 | 29 | 0 | 0.25 | 29.25 | 30.59 | 0 | 0.26 | 30.85 | 463378.8 | 90828.4 | 0 | 4247.1 | 0 | 8370.1 | 87844.1 | 0 | 0 | 0 | 147301.6 | 0 | 95.5 | 3315.4 | 32194.8 | 88396.1 | 785.6 | 0 | 0 | 0 | 89029.4 | 1799 | 0 | 0 | 0 | 8236.7
438 | 19 | Day19 | 5 | Hour5 | 1 | Winter | 2761 | #N/A | Winter | 487578.1 | 2024-01-19 05:00 | 481279.4 | 0 | 0 | 6298.8 | 487578.1 | 463924.6 | 399766.1 | 0.036 | 0.0545 | 0.46 | 0.46 | 348.5 | 28 | 3.97 | 23.8 | 1145.1 | 0.21 | 350.4 | 57.9 | 408.4 | 361.7 | 29 | 4.11 | 24.7 | 1189.1 | 0.21 | 363.6 | 60.2 | 423.8 | 502.7 | 33.4 | 4.67 | 38.1 | 1845.2 | 0.25 | 504.9 | 93.1 | 598.1 | 862.7 | 84.6 | 12.17 | 39.9 | 2347.5 | 0.42 | 868.5 | 110 | 978.5 | 30.68 | 0 | 0.24 | 30.92 | 32.48 | 0 | 0.25 | 32.73 | 487578.1 | 87812 | 0 | 4247.1 | 0 | 8374.7 | 103477 | 0 | 0 | 0 | 157713.9 | 0 | 95.5 | 3315.4 | 33360.7 | 88396.1 | 785.6 | 0 | 0 | 0 | 86325.5 | 1486.5 | 0 | 0 | 108.3 | 8315.2
439 | 19 | Day19 | 6 | Hour6 | 1 | Winter | 2761 | #N/A | Winter | 519685.8 | 2024-01-19 06:00 | 513232.4 | 0 | 0 | 6453.4 | 519685.8 | 494043.8 | 434609.3 | 0.0374 | 0.0582 | 0.45 | 0.45 | 361.7 | 29.5 | 4.19 | 24 | 1173.3 | 0.21 | 363.7 | 59.1 | 422.7 | 377.9 | 30.7 | 4.36 | 25.2 | 1229.5 | 0.22 | 380.1 | 61.9 | 442 | 480.2 | 29.9 | 4.18 | 38.6 | 1796.2 | 0.26 | 482.3 | 92.2 | 574.4 | 613.2 | 28.2 | 3.88 | 59 | 2547.3 | 0.37 | 615.1 | 135.1 | 750.2 | 37.04 | 0 | 0.23 | 37.27 | 39.39 | 0 | 0.25 | 39.64 | 519685.8 | 85076.4 | 3350.3 | 4250 | 0 | 8019.4 | 116701.3 | 0 | 0 | 188.2 | 167360.9 | 0 | 95.5 | 3315.4 | 40337.7 | 88396.1 | 814 | 1968.7 | 0 | 38.2 | 83533.8 | 1316.3 | 0 | 4961.9 | 3235.6 | 8315.2
440 | 19 | Day19 | 7 | Hour7 | 1 | Winter | 2761 | #N/A | Winter | 543404.3 | 2024-01-19 07:00 | 538177.4 | 0 | 0 | 5227 | 543404.3 | 517651.4 | 445868.2 | 0.0381 | 0.0605 | 0.47 | 0.46 | 350.9 | 28.6 | 4.06 | 23.3 | 1138.6 | 0.2 | 352.8 | 57.3 | 410.1 | 367.4 | 29.8 | 4.23 | 24.5 | 1196.1 | 0.21 | 369.5 | 60.2 | 429.7 | 429.3 | 24.7 | 3.44 | 36.5 | 1656.5 | 0.24 | 431 | 85.9 | 516.9 | 537.9 | 15.5 | 1.85 | 58.7 | 2642.1 | 0.24 | 538.9 | 137.5 | 676.3 | 55.72 | 0 | 0.24 | 55.97 | 59.47 | 0 | 0.26 | 59.73 | 543404.3 | 97536.1 | 4099.3 | 4250 | 0 | 8019.4 | 118474.4 | 0 | 0 | 3533 | 169752.7 | 0 | 100.2 | 3315.4 | 45450.2 | 88396.1 | 814 | 3196.5 | 0 | 12580.5 | 80283.8 | 1138.8 | 176.7 | 6874.4 | 4093 | 8315.2
441 | 19 | Day19 | 8 | Hour8 | 1 | Winter | 2761 | #N/A | Winter | 549224 | 2024-01-19 08:00 | 544507 | 0 | 0 | 4717.1 | 549224 | 523743.8 | 420257 | 0.0381 | 0.0607 | 0.52 | 0.51 | 317.4 | 25.7 | 3.65 | 21.4 | 1034.7 | 0.19 | 319.2 | 52.2 | 371.4 | 330.7 | 26.8 | 3.8 | 22.3 | 1078.1 | 0.19 | 332.5 | 54.4 | 387 | 305.5 | 15.2 | 2.11 | 28.3 | 1237.7 | 0.18 | 306.5 | 65.2 | 371.7 | 766.2 | 65.7 | 9.36 | 44 | 2384 | 0.37 | 770.7 | 115.2 | 885.9 | 30.94 | 0 | 0.26 | 31.19 | 32.94 | 0 | 0.28 | 33.22 | 549224 | 128967 | 1539.2 | 4250 | 0 | 8220.9 | 107486.7 | 0 | 0 | 8389.6 | 157733.2 | 0 | 95.5 | 3315.4 | 48406.1 | 88396.1 | 814 | 0 | 0 | 42746.5 | 76864.8 | 966.2 | 3208.9 | 908.1 | 253.5 | 8315.2
442 | 19 | Day19 | 9 | Hour9 | 1 | Winter | 2761 | #N/A | Winter | 544360.7 | 2024-01-19 09:00 | 539227.2 | 323.5 | 0 | 4810 | 544360.7 | 518848.4 | 400435.5 | 0.0378 | 0.0599 | 0.55 | 0.55 | 292.5 | 23.5 | 3.33 | 20.1 | 962 | 0.18 | 294.2 | 48.8 | 342.9 | 304.7 | 24.4 | 3.46 | 20.9 | 1002.4 | 0.18 | 306.4 | 50.8 | 357.3 | 206.8 | 8 | 1.08 | 21.3 | 905.6 | 0.12 | 207.4 | 48.3 | 255.7 | 497.8 | 25.7 | 3.46 | 44 | 2086.4 | 0.23 | 499.5 | 106.2 | 605.8 | 29.27 | 0 | 0.27 | 29.54 | 31.17 | 0 | 0.29 | 31.46 | 544360.7 | 143925.2 | 1024.9 | 4250 | 0 | 8374.7 | 96599.9 | 0 | 9.3 | 10409.3 | 147780.4 | 0 | 95.5 | 3315.4 | 49784.6 | 88396.1 | 814 | 0 | 0 | 66755.2 | 65980.4 | 771 | 7409.2 | 37.9 | 386.4 | 7916.5
443 | 19 | Day19 | 10 | Hour10 | 1 | Winter | 2761 | #N/A | Winter | 536746.3 | 2024-01-19 10:00 | 531822.3 | 315.9 | 0 | 4608.1 | 536746.3 | 511873.8 | 378845 | 0.0375 | 0.0591 | 0.55 | 0.55 | 289.2 | 23.2 | 3.29 | 19.9 | 951.3 | 0.17 | 290.8 | 48.3 | 339.1 | 300.9 | 24.1 | 3.42 | 20.7 | 989.9 | 0.18 | 302.6 | 50.3 | 352.8 | 174.2 | 6.2 | 0.83 | 18.5 | 776 | 0.11 | 174.6 | 41.6 | 216.2 | 953.2 | 91.9 | 13.21 | 45.5 | 2642.9 | 0.46 | 959.5 | 124.4 | 1084 | 28.87 | 4.05 | 0.28 | 33.19 | 30.71 | 4.35 | 0.3 | 35.36 | 536746.3 | 157901.3 | 0 | 4250 | 0 | 8370.1 | 94185.2 | 0 | 455.1 | 12773 | 144360.8 | 0 | 95.5 | 3315.4 | 35058 | 88396.1 | 814 | 0 | 0 | 91322.4 | 52740.6 | 610.2 | 9246.5 | 153.6 | 238.2 | 8315.2
444 | 19 | Day19 | 11 | Hour11 | 1 | Winter | 2761 | #N/A | Winter | 528020.2 | 2024-01-19 11:00 | 521320.6 | 1994.5 | 0 | 4705.1 | 528020.2 | 501969.6 | 364772.1 | 0.0371 | 0.058 | 0.56 | 0.56 | 287.9 | 23.2 | 3.29 | 19.7 | 942.7 | 0.17 | 289.5 | 47.9 | 337.4 | 300.1 | 24.2 | 3.43 | 20.6 | 982.7 | 0.18 | 301.7 | 49.9 | 351.6 | 167.1 | 6.3 | 0.85 | 17.4 | 730 | 0.11 | 167.5 | 39.2 | 206.7 | 509.9 | 25 | 3.33 | 46.3 | 2179.6 | 0.23 | 511.6 | 111.3 | 622.9 | 28.53 | 4.63 | 0.29 | 33.45 | 30.33 | 4.96 | 0.3 | 35.6 | 528020.2 | 163248 | 0 | 4250 | 0 | 8174.5 | 92985.8 | 0 | 697.1 | 14875.7 | 139401.4 | 0 | 95.5 | 3315.4 | 27339.4 | 88396.1 | 814 | 0 | 0 | 106790 | 40373 | 512.3 | 11827.4 | 252.3 | 0 | 8315.2
445 | 19 | Day19 | 12 | Hour12 | 1 | Winter | 2761 | #N/A | Winter | 520028.8 | 2024-01-19 12:00 | 512539.4 | 2800.9 | 4.1 | 4684.5 | 520028.8 | 493670.9 | 359302.2 | 0.0368 | 0.0571 | 0.56 | 0.56 | 283.4 | 22.7 | 3.21 | 19.6 | 933.8 | 0.17 | 285 | 47.5 | 332.5 | 295.5 | 23.7 | 3.35 | 20.5 | 973.4 | 0.18 | 297.1 | 49.5 | 346.6 | 162.7 | 6.1 | 0.83 | 17 | 712.7 | 0.1 | 163.1 | 38.2 | 201.3 | 592.7 | 36.4 | 5.01 | 47.8 | 2301.6 | 0.29 | 595.1 | 116.4 | 711.6 | 27.09 | 2.03 | 0.29 | 29.42 | 28.78 | 2.18 | 0.31 | 31.27 | 520028.8 | 160726.6 | 0 | 4250 | 0 | 8174.5 | 89288.7 | 0 | 708.8 | 14209.7 | 137659.3 | 0 | 95.5 | 3315.4 | 27326.2 | 88378.6 | 814 | 0 | 0 | 109139.8 | 36233.5 | 434.9 | 14258.7 | 366.6 | 0 | 7493.4
446 | 19 | Day19 | 13 | Hour13 | 1 | Winter | 2761 | #N/A | Winter | 517308.8 | 2024-01-19 13:00 | 505215.8 | 4243.7 | 3230 | 4619.3 | 517308.7 | 486743.3 | 355711.6 | 0.0366 | 0.0564 | 0.56 | 0.56 | 282 | 22.5 | 3.2 | 19.6 | 929.8 | 0.17 | 283.6 | 47.3 | 330.9 | 294.9 | 23.7 | 3.35 | 20.4 | 969.8 | 0.18 | 296.5 | 49.3 | 345.8 | 151.4 | 5.2 | 0.7 | 16.3 | 676 | 0.1 | 151.8 | 36.4 | 188.2 | 770.7 | 70.6 | 10.11 | 40.9 | 2257.2 | 0.39 | 775.6 | 108.2 | 883.8 | 26.92 | 0 | 0.3 | 27.22 | 28.58 | 0 | 0.31 | 28.89 | 517308.8 | 161597.2 | 139.3 | 4250 | 0 | 8174.5 | 88303.7 | 0 | 667.9 | 16293.5 | 136524.4 | 0 | 95.5 | 3315.4 | 25980.9 | 88113.9 | 814 | 0 | 0 | 109651.3 | 34577.4 | 407.1 | 12137.7 | 402.3 | 49.6 | 8315.2
447 | 19 | Day19 | 14 | Hour14 | 1 | Winter | 2761 | #N/A | Winter | 515083.2 | 2024-01-19 14:00 | 499822 | 5372.8 | 5249.8 | 4638.5 | 515083.2 | 481647.4 | 354720 | 0.0364 | 0.0558 | 0.56 | 0.56 | 282.3 | 22.6 | 3.2 | 19.6 | 929.7 | 0.17 | 283.9 | 47.3 | 331.2 | 296.1 | 23.8 | 3.38 | 20.4 | 971.2 | 0.18 | 297.7 | 49.4 | 347.1 | 148.2 | 4.9 | 0.65 | 16.1 | 668.3 | 0.09 | 148.5 | 36.1 | 184.6 | 509 | 25.2 | 3.36 | 46.7 | 2170.4 | 0.25 | 510.6 | 111.4 | 622.1 | 26.81 | 0 | 0.3 | 27.11 | 28.46 | 0 | 0.31 | 28.77 | 515083.2 | 160363.2 | 0 | 4250 | 0 | 8174.5 | 88180.2 | 0 | 643.7 | 15599.4 | 135620.6 | 0 | 95.5 | 3315.4 | 26050.8 | 88219.1 | 814 | 0 | 0 | 109748.5 | 33927.7 | 443.9 | 12007.9 | 366.6 | 1.2 | 8315.2
448 | 19 | Day19 | 15 | Hour15 | 1 | Winter | 2761 | #N/A | Winter | 507582.4 | 2024-01-19 15:00 | 498808 | 3963.6 | 4.1 | 4806.8 | 507582.4 | 480692.7 | 359126.7 | 0.0363 | 0.0557 | 0.55 | 0.54 | 293.4 | 23.5 | 3.33 | 20.3 | 965.7 | 0.18 | 295.1 | 49.2 | 344.2 | 306.4 | 24.5 | 3.47 | 21.2 | 1008.4 | 0.19 | 308 | 51.3 | 359.4 | 168.5 | 6.2 | 0.84 | 17.8 | 735.6 | 0.11 | 168.9 | 39.8 | 208.7 | 462.5 | 22.1 | 2.95 | 43.4 | 1983.6 | 0.23 | 463.9 | 102.5 | 566.5 | 27.22 | 0 | 0.29 | 27.51 | 28.91 | 0 | 0.31 | 29.22 | 507582.4 | 148455.7 | 0 | 4250 | 0 | 8174.5 | 90170.1 | 0 | 676.6 | 12026.5 | 138454.4 | 0 | 159.1 | 3315.4 | 25429.9 | 88133.2 | 1040.1 | 0 | 0 | 100735.6 | 34472 | 545.1 | 10795.6 | 366.6 | 0.2 | 8315.2
449 | 19 | Day19 | 16 | Hour16 | 1 | Winter | 2761 | #N/A | Winter | 516241.6 | 2024-01-19 16:00 | 506953.6 | 4040.2 | 4.1 | 5243.7 | 516241.6 | 488382.1 | 391795.3 | 0.0366 | 0.0566 | 0.5 | 0.5 | 328.7 | 26.8 | 3.8 | 22.1 | 1066.1 | 0.2 | 330.5 | 53.9 | 384.4 | 343.6 | 28 | 3.97 | 23.1 | 1114.9 | 0.2 | 345.6 | 56.4 | 401.9 | 252.5 | 11.6 | 1.6 | 24.5 | 1041.5 | 0.16 | 253.3 | 55.6 | 308.9 | 472.7 | 17 | 2.16 | 48.6 | 2200.5 | 0.22 | 473.8 | 114.3 | 588 | 29.22 | 0 | 0.29 | 29.51 | 31.07 | 0 | 0.31 | 31.38 | 516241.6 | 124446.4 | 0 | 4257.5 | 0 | 7819.2 | 105038.8 | 0 | 702 | 10209 | 150925 | 0 | 159.1 | 3315.4 | 30713.5 | 88396.1 | 1170.7 | 0 | 0 | 77074.8 | 35666.7 | 793.9 | 7996.9 | 366.6 | 1 | 8315.2
450 | 19 | Day19 | 17 | Hour17 | 1 | Winter | 2761 | #N/A | Winter | 533819.4 | 2024-01-19 17:00 | 526453.8 | 2490.5 | 0 | 4875.1 | 533819.4 | 506730.6 | 438191.5 | 0.0375 | 0.0588 | 0.45 | 0.45 | 362.7 | 29.3 | 4.17 | 24.4 | 1179.3 | 0.21 | 364.8 | 59.6 | 424.3 | 381 | 30.7 | 4.36 | 25.7 | 1241.9 | 0.23 | 383.1 | 62.8 | 445.9 | 424.4 | 25.5 | 3.56 | 35.1 | 1608.2 | 0.24 | 426.1 | 83 | 509.2 | 705.4 | 30.7 | 4.03 | 67.7 | 3123.9 | 0.33 | 707.4 | 160.9 | 868.4 | 34.71 | 3.13 | 0.29 | 38.13 | 36.95 | 3.35 | 0.3 | 40.61 | 533819.4 | 95627.9 | 1067.2 | 4257.5 | 0 | 7819.2 | 118682.4 | 0 | 669.6 | 6549.5 | 169431 | 0 | 2456.5 | 3315.4 | 34622.8 | 88396.1 | 2116.1 | 6027.3 | 0 | 45868 | 41279.3 | 1261.6 | 6053.3 | 1791.6 | 1629 | 8315.2
451 | 19 | Day19 | 18 | Hour18 | 1 | Winter | 2761 | #N/A | Winter | 543900.6 | 2024-01-19 18:00 | 540397.4 | 0 | 0 | 3503.1 | 543900.6 | 519842.8 | 472755.1 | 0.038 | 0.0604 | 0.42 | 0.42 | 381.6 | 30.2 | 4.29 | 26.2 | 1253.4 | 0.23 | 383.6 | 63.6 | 447.2 | 401.8 | 31.7 | 4.5 | 27.7 | 1324 | 0.24 | 404 | 67.2 | 471.2 | 459.5 | 25.7 | 3.6 | 40 | 1773.9 | 0.27 | 461.2 | 92.9 | 554.2 | 638.9 | 13.9 | 1.51 | 74 | 3266.1 | 0.29 | 639.7 | 171.4 | 811.1 | 57.03 | 3.16 | 0.29 | 60.48 | 60.76 | 3.36 | 0.31 | 64.43 | 543900.6 | 71145.5 | 3839.5 | 4257.5 | 0 | 8370.1 | 123225.8 | 0 | 348.9 | 2649.6 | 176935.4 | 0 | 9043.1 | 3315.4 | 43171.8 | 88396.1 | 3772.3 | 8428.1 | 0 | 13196 | 52905.3 | 2045.8 | 4096.4 | 3873.1 | 4959.4 | 7916.5
452 | 19 | Day19 | 19 | Hour19 | 1 | Winter | 2761 | #N/A | Winter | 548608.2 | 2024-01-19 19:00 | 544199.5 | 0 | 0 | 4408.7 | 548608.2 | 523479.2 | 482361.2 | 0.0381 | 0.0606 | 0.44 | 0.43 | 373.1 | 29.7 | 4.22 | 25.4 | 1222.8 | 0.22 | 375.2 | 61.9 | 437.1 | 392.3 | 31.2 | 4.42 | 26.9 | 1289.1 | 0.23 | 394.4 | 65.3 | 459.7 | 469.8 | 26.4 | 3.68 | 40.7 | 1823.5 | 0.27 | 471.6 | 95.1 | 566.7 | 592.2 | 20.1 | 3.67 | 75.5 | 1773.5 | 1 | 593.8 | 128.6 | 722.4 | 35.82 | 1.62 | 0.29 | 37.73 | 38.15 | 1.73 | 0.31 | 40.19 | 548608.2 | 66247 | 4879.6 | 4257.5 | 0 | 8374.7 | 122705 | 0 | 0 | 5.7 | 177356.8 | 0 | 6404.9 | 3315.4 | 57961.6 | 88396.1 | 3077.5 | 5632.1 | 0 | 0.3 | 63185.8 | 3055.2 | 1558.9 | 3109.2 | 3803 | 8315.2
453 | 19 | Day19 | 20 | Hour20 | 1 | Winter | 2761 | #N/A | Winter | 546230 | 2024-01-19 20:00 | 541651.6 | 0 | 0 | 4578.4 | 546230 | 521096 | 473567.2 | 0.0379 | 0.0603 | 0.45 | 0.44 | 364.7 | 29.6 | 4.2 | 24.3 | 1183.7 | 0.21 | 366.7 | 59.7 | 426.4 | 382.6 | 30.9 | 4.39 | 25.7 | 1245.4 | 0.22 | 384.8 | 62.9 | 447.6 | 455.6 | 26 | 3.61 | 38.6 | 1782.4 | 0.24 | 457.3 | 91.8 | 549.1 | 548 | 10.7 | 1.11 | 64.6 | 2839 | 0.25 | 548.6 | 149.3 | 697.9 | 36.77 | 21.25 | 0.29 | 58.31 | 39.13 | 22.63 | 0.31 | 62.07 | 546230 | 72662.8 | 6387.9 | 4257.5 | 0 | 8374.7 | 122509.6 | 0 | 0 | 0 | 174837.3 | 0 | 1667 | 3315.4 | 56823.8 | 88396.1 | 1851.9 | 5145.9 | 0 | 0 | 68889.4 | 3773.4 | 1.4 | 852.6 | 2072.9 | 8315.2
454 | 19 | Day19 | 21 | Hour21 | 1 | Winter | 2761 | #N/A | Winter | 530991.2 | 2024-01-19 21:00 | 526217.8 | 0 | 0 | 4773.5 | 530991.2 | 506562.1 | 454269.2 | 0.0373 | 0.0586 | 0.46 | 0.46 | 359.2 | 29.5 | 4.18 | 23.7 | 1158.8 | 0.21 | 361.2 | 58.3 | 419.6 | 375.1 | 30.7 | 4.36 | 24.9 | 1211.7 | 0.22 | 377.2 | 61 | 438.2 | 455.7 | 26.5 | 3.65 | 37.8 | 1798.4 | 0.22 | 457.5 | 91.4 | 548.9 | 1020.7 | 100.1 | 14.41 | 47.5 | 2764.8 | 0.51 | 1027.6 | 130 | 1157.7 | 34.09 | 9.47 | 0.29 | 43.85 | 36.23 | 10.06 | 0.31 | 46.59 | 530991.2 | 76722 | 4258.7 | 4257.5 | 0 | 8374.7 | 119229.5 | 0 | 0 | 0 | 166946.8 | 0 | 159.1 | 3315.4 | 55647.4 | 88396.1 | 1239.6 | 2444.3 | 0 | 0 | 72650.5 | 4071.5 | 0 | 34.7 | 1827.8 | 8315.2
455 | 19 | Day19 | 22 | Hour22 | 1 | Winter | 2761 | #N/A | Winter | 506510.8 | 2024-01-19 22:00 | 501501.6 | 9.7 | 213 | 4786.5 | 506510.8 | 483238.4 | 427938.5 | 0.0364 | 0.0559 | 0.47 | 0.47 | 343.4 | 27.8 | 3.95 | 23.2 | 1118.6 | 0.2 | 345.3 | 56.6 | 401.8 | 357.6 | 28.9 | 4.1 | 24.2 | 1166.3 | 0.21 | 359.6 | 59 | 418.6 | 483 | 29.1 | 4.01 | 39.2 | 1877.8 | 0.23 | 485 | 95.2 | 580.1 | 630.5 | 42.2 | 5.88 | 47.2 | 2324.3 | 0.3 | 633.3 | 116.6 | 749.9 | 31.18 | 0 | 0.29 | 31.47 | 33.05 | 0 | 0.31 | 33.36 | 506510.8 | 78572.3 | 2774.3 | 4254.7 | 0 | 8374.7 | 107274.6 | 0 | 0 | 0 | 157316.3 | 0 | 159.1 | 3315.4 | 53283.7 | 88396.1 | 1207.7 | 1581.9 | 0 | 0 | 74578.5 | 3993.9 | 0 | 34.7 | 844.1 | 8285.3
456 | 19 | Day19 | 23 | Hour23 | 1 | Winter | 2761 | #N/A | Winter | 480626.6 | 2024-01-19 23:00 | 475434.2 | 19.5 | 213 | 4960 | 480626.6 | 458561.6 | 402644.9 | 0.0355 | 0.0532 | 0.49 | 0.49 | 331.2 | 26.5 | 3.76 | 22.8 | 1089.7 | 0.2 | 333 | 55.3 | 388.3 | 344.2 | 27.5 | 3.9 | 23.7 | 1133.1 | 0.21 | 346.1 | 57.5 | 403.6 | 486.1 | 30.6 | 4.25 | 38.2 | 1845.9 | 0.24 | 488.2 | 93.3 | 581.5 | 911.8 | 90.1 | 12.99 | 41.8 | 2446 | 0.45 | 918.1 | 114.8 | 1032.9 | 29.67 | 0 | 0.29 | 29.96 | 31.36 | 0 | 0.31 | 31.67 | 480626.6 | 77981.7 | 1435.1 | 4247.1 | 0 | 8374.7 | 96741.5 | 0 | 0 | 0 | 148750.9 | 0 | 159.1 | 3315.4 | 50013.2 | 88396.1 | 952.5 | 259.2 | 0 | 0 | 73964.8 | 4016.9 | 0 | 0 | 0 | 6099.8
457 | 20 | Day20 | 0 | Hour0 | 1 | Winter | 31 | 528807.6 | Winter | 458913.2 | 2024-01-20 | 452694.4 | 236.9 | 1117.8 | 4864.3 | 458913.2 | 436986.2 | 383302.7 | 0.0347 | 0.0507 | 0.49 | 0.48 | 331.1 | 26.4 | 3.74 | 22.9 | 1092.8 | 0.2 | 332.9 | 55.6 | 388.4 | 344 | 27.5 | 3.89 | 23.8 | 1135.5 | 0.21 | 345.9 | 57.7 | 403.6 | 494 | 30.3 | 4.19 | 39.5 | 1901 | 0.24 | 496 | 96.2 | 592.2 | 876 | 81.7 | 11.71 | 44.4 | 2518.4 | 0.42 | 881.7 | 119.6 | 1001.2 | 29.3 | 0 | 0.29 | 29.59 | 30.88 | 0 | 0.3 | 31.18 | 458913.2 | 75610.5 | 791.6 | 4247.1 | 0 | 7724.5 | 91948.8 | 0 | 0 | 0 | 143427.2 | 0 | 95.5 | 3315.4 | 42569.3 | 88396.1 | 787.2 | 0 | 0 | 0 | 71605.9 | 4004.6 | 0 | 0 | 76.4 | 7187.4
458 | 20 | Day20 | 1 | Hour1 | 1 | Winter | 2761 | #N/A | Winter | 445471.8 | 2024-01-20 01:00 | 436013.6 | 2395 | 2214.2 | 4849.2 | 445471.8 | 421129.9 | 370913.2 | 0.0341 | 0.0489 | 0.48 | 0.48 | 332.3 | 26.5 | 3.76 | 23.1 | 1097.3 | 0.2 | 334.2 | 55.8 | 390 | 345.8 | 27.7 | 3.92 | 23.9 | 1139.4 | 0.21 | 347.7 | 57.9 | 405.7 | 498.5 | 30.8 | 4.26 | 39.7 | 1913 | 0.24 | 500.6 | 96.8 | 597.4 | 507.6 | 17.7 | 2.22 | 52.6 | 2396.3 | 0.23 | 508.8 | 124 | 632.8 | 28.86 | 0 | 0.29 | 29.15 | 30.36 | 0 | 0.29 | 30.65 | 445471.8 | 74558.6 | 8.2 | 4247.1 | 0 | 7520.7 | 89535.6 | 0 | 0 | 0 | 139789.9 | 0 | 95.5 | 3315.4 | 37217.3 | 88396.1 | 787.2 | 0 | 0 | 0 | 70661.2 | 3897.5 | 0 | 0 | 30.6 | 6898.4
459 | 20 | Day20 | 2 | Hour2 | 1 | Winter | 2761 | #N/A | Winter | 438181 | 2024-01-20 02:00 | 426626 | 4154.5 | 2693.2 | 4707.4 | 438181 | 412189.4 | 363377.6 | 0.0338 | 0.0478 | 0.48 | 0.48 | 335.7 | 26.8 | 3.79 | 23.3 | 1108.5 | 0.2 | 337.5 | 56.4 | 393.9 | 349.9 | 28 | 3.97 | 24.2 | 1152.3 | 0.21 | 351.8 | 58.6 | 410.4 | 500.5 | 30.7 | 4.24 | 40.1 | 1928.1 | 0.24 | 502.6 | 97.6 | 600.2 | 609.1 | 41.2 | 5.73 | 45 | 2245.3 | 0.28 | 611.9 | 112 | 723.9 | 27.35 | 0 | 0.3 | 27.65 | 28.79 | 0 | 0.28 | 29.07 | 438181 | 74803.5 | 0 | 4247.1 | 0 | 6735 | 88933.6 | 0 | 0 | 0 | 138951.6 | 0 | 95.5 | 3315.4 | 31916 | 88396.1 | 787.2 | 0 | 0 | 0 | 70891.4 | 3912 | 0 | 0 | 0 | 6887.5
460 | 20 | Day20 | 3 | Hour3 | 1 | Winter | 2761 | #N/A | Winter | 435168 | 2024-01-20 03:00 | 424041.8 | 4572.4 | 1957.7 | 4596.1 | 435168 | 409719.8 | 362248.6 | 0.0338 | 0.0476 | 0.47 | 0.47 | 341.9 | 27.3 | 3.86 | 23.7 | 1129.1 | 0.21 | 343.7 | 57.4 | 401.2 | 356.6 | 28.5 | 4.04 | 24.7 | 1175.3 | 0.22 | 358.5 | 59.7 | 418.3 | 502.6 | 31.1 | 4.3 | 40.1 | 1927.5 | 0.25 | 504.7 | 97.6 | 602.3 | 493.2 | 23.3 | 3.09 | 46.2 | 2137.2 | 0.24 | 494.8 | 110 | 604.7 | 27.66 | 0 | 0.29 | 27.96 | 29.14 | 0 | 0.28 | 29.42 | 435168 | 72919.4 | 0 | 4247.1 | 0 | 6417.1 | 89950.4 | 0 | 0 | 0 | 140676.8 | 0 | 95.5 | 3315.4 | 29019.4 | 87739.6 | 787.2 | 0 | 0 | 0 | 69340.2 | 3579.2 | 0 | 0 | 445.5 | 6146.5
461 | 20 | Day20 | 4 | Hour4 | 1 | Winter | 2761 | #N/A | Winter | 438026.3 | 2024-01-20 04:00 | 431770.4 | 1270.1 | 20.6 | 4965.1 | 438026.3 | 417059.3 | 367840.5 | 0.0341 | 0.0485 | 0.46 | 0.46 | 350 | 28 | 3.98 | 24.1 | 1151.5 | 0.21 | 351.9 | 58.5 | 410.4 | 363.1 | 29.1 | 4.12 | 25 | 1195.2 | 0.22 | 365.1 | 60.7 | 425.8 | 524.9 | 34.7 | 4.83 | 39.8 | 1943.5 | 0.26 | 527.3 | 97.8 | 625.1 | 461 | 16.5 | 2.07 | 47.9 | 2165.8 | 0.22 | 462 | 112.5 | 574.6 | 28.08 | 0 | 0.26 | 28.33 | 29.59 | 0 | 0.27 | 29.86 | 438026.3 | 70185.8 | 0 | 4247.1 | 0 | 6135.6 | 93142.7 | 0 | 0 | 0 | 143350.8 | 0 | 95.5 | 3315.4 | 28942.8 | 87823.4 | 787.2 | 0 | 0 | 0 | 66478 | 3707.8 | 0 | 0 | 278.8 | 6802.5
462 | 20 | Day20 | 5 | Hour5 | 1 | Winter | 2761 | #N/A | Winter | 459637 | 2024-01-20 05:00 | 453049.4 | 687.2 | 606.5 | 5293.8 | 459637 | 437229.5 | 390625.9 | 0.0349 | 0.0511 | 0.44 | 0.44 | 366.5 | 30 | 4.26 | 24.5 | 1186.7 | 0.22 | 368.5 | 59.9 | 428.5 | 380.7 | 31.1 | 4.42 | 25.4 | 1232.3 | 0.23 | 382.8 | 62.2 | 445 | 516.4 | 33.3 | 4.63 | 39.9 | 1936.3 | 0.25 | 518.6 | 97.7 | 616.3 | 883.6 | 93.8 | 13.57 | 35.1 | 2181 | 0.45 | 890.1 | 100.2 | 990.3 | 29.28 | 0 | 0.24 | 29.52 | 30.93 | 0 | 0.26 | 31.19 | 459637 | 69011 | 0 | 4247.1 | 0 | 8019.4 | 104949 | 0 | 0 | 0 | 149835 | 0 | 95.5 | 3315.4 | 31619.8 | 87757.5 | 787.2 | 0 | 0 | 0 | 65458.4 | 3552.6 | 0 | 0 | 6.6 | 8116.6
463 | 20 | Day20 | 6 | Hour6 | 1 | Winter | 2761 | #N/A | Winter | 487158.6 | 2024-01-20 06:00 | 481683.1 | 33.2 | 0 | 5442.3 | 487158.6 | 464327 | 418274.2 | 0.036 | 0.0545 | 0.43 | 0.43 | 380.5 | 31.5 | 4.48 | 24.9 | 1219 | 0.22 | 382.6 | 61.2 | 443.9 | 395.2 | 32.7 | 4.65 | 25.8 | 1266.8 | 0.23 | 397.4 | 63.7 | 461.1 | 475.1 | 28.6 | 3.95 | 38.5 | 1843.5 | 0.23 | 477 | 93.5 | 570.5 | 1085.5 | 116.8 | 16.92 | 40.9 | 2625.3 | 0.53 | 1093.6 | 119.2 | 1212.8 | 32.93 | 0 | 0.24 | 33.17 | 34.86 | 0 | 0.25 | 35.12 | 487158.6 | 68884.4 | 335.3 | 4247.1 | 0 | 8019.4 | 117189.6 | 0 | 0 | 218.3 | 158990.1 | 0 | 95.5 | 3315.4 | 36400.5 | 88396.1 | 787.2 | 497.8 | 0 | 48.4 | 64940.9 | 3676.9 | 0 | 1472.8 | 354.1 | 8315.2
464 | 20 | Day20 | 7 | Hour7 | 1 | Winter | 2761 | #N/A | Winter | 510296.3 | 2024-01-20 07:00 | 505647.8 | 0 | 0 | 4648.5 | 510296.3 | 487037.1 | 428408.8 | 0.0368 | 0.0569 | 0.45 | 0.45 | 368 | 30.5 | 4.33 | 24 | 1179.1 | 0.21 | 370.1 | 59.2 | 429.3 | 383.6 | 31.8 | 4.51 | 25.1 | 1229.7 | 0.22 | 385.8 | 61.8 | 447.6 | 442.5 | 26.3 | 3.63 | 36.3 | 1723.1 | 0.22 | 444.3 | 87.7 | 532 | 461.1 | 13.6 | 1.63 | 50 | 2253.7 | 0.2 | 461.9 | 117.2 | 579.1 | 34.44 | 1.09 | 0.25 | 35.78 | 36.55 | 1.16 | 0.27 | 37.97 | 510296.3 | 81887.5 | 2560.3 | 4247.1 | 0 | 8019.4 | 118831.2 | 0 | 0 | 3978.9 | 161122.5 | 0 | 95.5 | 3315.4 | 40468.3 | 88396.1 | 787.2 | 565.7 | 0 | 10732.2 | 63587.6 | 3588.7 | 205.1 | 4953.2 | 1305.9 | 8116.6
465 | 20 | Day20 | 8 | Hour8 | 1 | Winter | 2761 | #N/A | Winter | 520659.6 | 2024-01-20 08:00 | 515859.6 | 0 | 0 | 4799.9 | 520659.5 | 496747.3 | 417160.9 | 0.037 | 0.0577 | 0.48 | 0.48 | 343 | 28.3 | 4.02 | 22.6 | 1102.1 | 0.2 | 344.9 | 55.5 | 400.4 | 357 | 29.5 | 4.19 | 23.5 | 1147.2 | 0.21 | 359 | 57.7 | 416.7 | 364 | 20.1 | 2.76 | 31.2 | 1463.9 | 0.18 | 365.3 | 74.9 | 440.2 | 993.1 | 106 | 15.34 | 38.2 | 2430.1 | 0.49 | 1000.4 | 110.8 | 1111.2 | 32.18 | 3.2 | 0.26 | 35.64 | 34.16 | 3.4 | 0.28 | 37.85 | 520659.6 | 103498.7 | 1539.2 | 4247.1 | 0 | 7706.7 | 112540.7 | 0 | 0 | 7755.2 | 154725.2 | 0 | 95.5 | 3315.4 | 43525.2 | 88396.1 | 787.2 | 282.5 | 0 | 31474.7 | 60920.2 | 3348.6 | 3703 | 1321.9 | 23.8 | 8315.2
466 | 20 | Day20 | 9 | Hour9 | 1 | Winter | 2761 | #N/A | Winter | 523362.2 | 2024-01-20 09:00 | 518268.2 | 105.5 | 4.1 | 4984.3 | 523362.2 | 499046.7 | 408703.3 | 0.0371 | 0.0578 | 0.51 | 0.51 | 326.4 | 26.7 | 3.8 | 21.7 | 1055.8 | 0.19 | 328.3 | 53.3 | 381.5 | 339.5 | 27.8 | 3.95 | 22.6 | 1098.5 | 0.2 | 341.4 | 55.4 | 396.9 | 321.3 | 17.4 | 2.37 | 28 | 1304.1 | 0.16 | 322.5 | 66.9 | 389.4 | 688.7 | 54.7 | 7.74 | 44.2 | 2281 | 0.34 | 692.4 | 112.2 | 804.6 | 29.69 | 2.62 | 0.27 | 32.59 | 31.57 | 2.8 | 0.29 | 34.66 | 523362.2 | 114658.9 | 430 | 4247.1 | 0 | 7926.7 | 106470.4 | 0 | 6.9 | 9140.3 | 150718.7 | 0 | 95.5 | 3315.4 | 47269.1 | 87230.1 | 787.2 | 213 | 0 | 53645.3 | 49022.3 | 2844.2 | 7019.4 | 1009.8 | 70.1 | 8188.6
467 | 20 | Day20 | 10 | Hour10 | 1 | Winter | 2761 | #N/A | Winter | 524667.2 | 2024-01-20 10:00 | 518325.3 | 1444.9 | 4.1 | 4892.9 | 524667.3 | 499103.8 | 394857.1 | 0.0371 | 0.0578 | 0.51 | 0.51 | 322.2 | 26.4 | 3.75 | 21.4 | 1040.5 | 0.19 | 324 | 52.5 | 376.5 | 335.5 | 27.5 | 3.91 | 22.3 | 1084.1 | 0.2 | 337.4 | 54.7 | 392.1 | 273.5 | 13.9 | 1.89 | 24.6 | 1135.6 | 0.14 | 274.5 | 58.5 | 333 | 597 | 36.2 | 4.98 | 48.5 | 2333.3 | 0.29 | 599.5 | 118.2 | 717.6 | 29.44 | 2.32 | 0.28 | 32.04 | 31.37 | 2.48 | 0.3 | 34.15 | 524667.2 | 129810.2 | 9.7 | 4247.1 | 0 | 8019.4 | 105523.5 | 0 | 332.4 | 11840.5 | 148599.8 | 0 | 95.5 | 3315.4 | 36940.1 | 87106.2 | 787.2 | 213 | 0 | 73099.1 | 41851.9 | 2686.3 | 8439.9 | 1180.9 | 19.6 | 8315.2
468 | 20 | Day20 | 11 | Hour11 | 1 | Winter | 2761 | #N/A | Winter | 520336.6 | 2024-01-20 11:00 | 514130.2 | 1274.9 | 4.1 | 4927.3 | 520336.5 | 495157 | 383371.2 | 0.0369 | 0.0573 | 0.52 | 0.52 | 316.5 | 26.1 | 3.71 | 21 | 1017.6 | 0.19 | 318.3 | 51.3 | 369.6 | 329.6 | 27.2 | 3.86 | 21.9 | 1060.2 | 0.2 | 331.5 | 53.5 | 385 | 255.9 | 12.4 | 1.68 | 23.6 | 1079.4 | 0.13 | 256.7 | 55.8 | 312.5 | 820.3 | 85.9 | 12.42 | 33.7 | 2059.7 | 0.42 | 826.2 | 95.2 | 921.4 | 28.76 | 2.13 | 0.28 | 31.17 | 30.59 | 2.28 | 0.3 | 33.17 | 520336.6 | 136965.3 | 0 | 4247.1 | 0 | 7823.8 | 103682.7 | 0 | 566 | 13009 | 142839.1 | 0 | 95.5 | 3315.4 | 33333.5 | 87033.9 | 787.2 | 213 | 0 | 83087.1 | 37810.8 | 2492.4 | 11120.9 | 980.9 | 0 | 8133.7
469 | 20 | Day20 | 12 | Hour12 | 1 | Winter | 2761 | #N/A | Winter | 517750 | 2024-01-20 12:00 | 510001.3 | 2775.7 | 40.3 | 4932.7 | 517750 | 491270.5 | 378113.2 | 0.0367 | 0.0568 | 0.53 | 0.53 | 312.6 | 25.7 | 3.66 | 20.8 | 1006.8 | 0.19 | 314.4 | 50.8 | 365.2 | 326.2 | 26.9 | 3.82 | 21.7 | 1050.6 | 0.19 | 328 | 53.1 | 381.1 | 262.8 | 13.1 | 1.78 | 23.9 | 1097.8 | 0.13 | 263.7 | 56.6 | 320.3 | 506.6 | 26.2 | 3.52 | 45.5 | 2124.9 | 0.25 | 508.3 | 108.8 | 617.2 | 28.55 | 1.62 | 0.29 | 30.46 | 30.33 | 1.73 | 0.3 | 32.37 | 517750 | 139636.8 | 126.4 | 4247.1 | 0 | 7779 | 101680.7 | 0 | 641.1 | 13289.4 | 141211 | 0 | 95.5 | 3315.4 | 31431.5 | 87226.4 | 787.2 | 213 | 0 | 85116.7 | 38297.8 | 2291.9 | 12403.6 | 1028.1 | 21.1 | 7383.5
470 | 20 | Day20 | 13 | Hour13 | 1 | Winter | 2761 | #N/A | Winter | 513763 | 2024-01-20 13:00 | 505361.7 | 3482.1 | 4.1 | 4915.1 | 513763 | 486893.6 | 371984.3 | 0.0365 | 0.0563 | 0.53 | 0.53 | 311.2 | 25.6 | 3.64 | 20.7 | 1003.1 | 0.19 | 313 | 50.7 | 363.7 | 324.8 | 26.7 | 3.8 | 21.6 | 1047.1 | 0.19 | 326.7 | 52.9 | 379.6 | 271.4 | 14.3 | 1.95 | 24 | 1110.6 | 0.14 | 272.3 | 57.1 | 329.4 | 534.8 | 27.9 | 3.76 | 47.7 | 2234.6 | 0.26 | 536.7 | 114.4 | 651.1 | 28.37 | 0 | 0.29 | 28.66 | 30.13 | 0 | 0.31 | 30.44 | 513763 | 141778.8 | 0 | 4247.1 | 0 | 6539.5 | 100280.3 | 0 | 661.2 | 15037.4 | 139852.6 | 0 | 95.5 | 3315.4 | 29429.4 | 87224.1 | 787.2 | 213 | 0 | 86520.2 | 37474.7 | 2085.2 | 11129.1 | 947.2 | 76.9 | 7904.3
471 | 20 | Day20 | 14 | Hour14 | 1 | Winter | 2761 | #N/A | Winter | 510035.6 | 2024-01-20 14:00 | 501543.6 | 3544.4 | 4.1 | 4943.4 | 510035.5 | 483295.9 | 370548.8 | 0.0364 | 0.0559 | 0.53 | 0.53 | 312.7 | 25.7 | 3.66 | 20.8 | 1007.1 | 0.19 | 314.5 | 50.9 | 365.3 | 326.2 | 26.9 | 3.82 | 21.7 | 1050.7 | 0.2 | 328 | 53.1 | 381.1 | 273.7 | 14.4 | 1.96 | 24.2 | 1120 | 0.14 | 274.7 | 57.6 | 332.3 | 962 | 101.7 | 14.71 | 38.6 | 2386.5 | 0.49 | 969 | 109.8 | 1078.9 | 28.27 | 0 | 0.29 | 28.56 | 30.02 | 0 | 0.31 | 30.33 | 510035.6 | 139486.8 | 0 | 4247.1 | 0 | 7200.1 | 100126.1 | 0 | 637.6 | 14422.8 | 139262.5 | 0 | 95.5 | 3315.4 | 28456.9 | 87033.9 | 787.2 | 23.9 | 0 | 84148.8 | 38487.9 | 1789.6 | 10899.8 | 918.1 | 3.9 | 8039
472 | 20 | Day20 | 15 | Hour15 | 1 | Winter | 2761 | #N/A | Winter | 507699.5 | 2024-01-20 15:00 | 499788.9 | 2935.3 | 4.1 | 4971.2 | 507699.5 | 481644.6 | 378118.9 | 0.0363 | 0.0557 | 0.52 | 0.51 | 320.8 | 26.4 | 3.75 | 21.4 | 1034.1 | 0.19 | 322.6 | 52.2 | 374.8 | 334.5 | 27.5 | 3.9 | 22.3 | 1079.2 | 0.2 | 336.4 | 54.5 | 390.9 | 271.9 | 14.4 | 1.97 | 23.9 | 1108.4 | 0.14 | 272.8 | 57 | 329.8 | 412.5 | 10.9 | 1.26 | 46.6 | 2059.8 | 0.2 | 413.2 | 108 | 521.2 | 28.77 | 0 | 0.29 | 29.06 | 30.57 | 0 | 0.3 | 30.88 | 507699.5 | 129580.6 | 220.5 | 4247.1 | 0 | 8174.5 | 102097.5 | 0 | 662.1 | 10944.9 | 142391.1 | 0 | 95.5 | 3315.4 | 29543.1 | 87033.9 | 787.2 | 213 | 0 | 77040.6 | 39465.8 | 1467.1 | 9697 | 786.9 | 0.8 | 7916.5
473 | 20 | Day20 | 16 | Hour16 | 1 | Winter | 2761 | #N/A | Winter | 512851.6 | 2024-01-20 16:00 | 504468.7 | 3349.2 | 4.1 | 5029.5 | 512851.6 | 486056.2 | 399355.9 | 0.0365 | 0.0562 | 0.49 | 0.48 | 343.5 | 28.4 | 4.04 | 22.6 | 1100.5 | 0.2 | 345.5 | 55.4 | 400.9 | 358.7 | 29.6 | 4.21 | 23.6 | 1149.8 | 0.21 | 360.7 | 57.9 | 418.6 | 329.6 | 19 | 2.62 | 27.6 | 1298.8 | 0.16 | 330.9 | 66.3 | 397.2 | 407.8 | 9 | 0.99 | 47.8 | 2078.5 | 0.2 | 408.3 | 109.8 | 518.2 | 30.39 | 0 | 0.28 | 30.67 | 32.29 | 0 | 0.3 | 32.6 | 512851.6 | 113495.6 | 1 | 4257.5 | 0 | 7819.2 | 111257.2 | 0 | 675.5 | 8190.4 | 151021.9 | 0 | 159.1 | 3315.4 | 32908.6 | 87261.1 | 1141.9 | 213 | 0 | 62038.4 | 41286.6 | 1304.8 | 7060.1 | 2255.1 | 416 | 8315.2
474 | 20 | Day20 | 17 | Hour17 | 1 | Winter | 2761 | #N/A | Winter | 522950.6 | 2024-01-20 17:00 | 518114.2 | 0 | 0 | 4836.4 | 522950.5 | 498895.7 | 428243.8 | 0.0371 | 0.0578 | 0.46 | 0.46 | 359.7 | 29.5 | 4.19 | 23.9 | 1154.5 | 0.22 | 361.7 | 58.4 | 420.1 | 377.2 | 30.7 | 4.37 | 25.3 | 1215.9 | 0.23 | 379.3 | 61.6 | 440.9 | 443.9 | 26.2 | 3.7 | 37.5 | 1658.9 | 0.27 | 445.7 | 87 | 532.7 | 871.8 | 49 | 7.91 | 87.8 | 2434.5 | 1.17 | 875.4 | 160.6 | 1036.1 | 35.93 | 1.98 | 0.28 | 38.2 | 38.2 | 2.11 | 0.3 | 40.6 | 522950.6 | 94706.8 | 1993.6 | 4257.5 | 0 | 7823.8 | 116843.6 | 0 | 628.5 | 4902.6 | 157024.8 | 0 | 3282.8 | 3315.4 | 35774 | 88396.1 | 2719.9 | 6812.3 | 0 | 41742 | 46312.1 | 1121.4 | 4755.1 | 6085.7 | 2137.8 | 8315.2
475 | 20 | Day20 | 18 | Hour18 | 1 | Winter | 2761 | #N/A | Winter | 528807.6 | 2024-01-20 18:00 | 524398.6 | 0 | 0 | 4409 | 528807.6 | 504786.6 | 453098.2 | 0.0374 | 0.0586 | 0.45 | 0.44 | 368.6 | 29.9 | 4.26 | 24.7 | 1187.2 | 0.22 | 370.7 | 60.2 | 430.9 | 387.9 | 31.4 | 4.46 | 26.2 | 1254.1 | 0.23 | 390.1 | 63.7 | 453.7 | 471.7 | 27 | 3.82 | 40.7 | 1780.1 | 0.3 | 473.6 | 93.9 | 567.4 | 995.2 | 47.9 | 8.43 | 114.8 | 2469.1 | 1.73 | 998.9 | 188.9 | 1187.8 | 62.3 | 4.04 | 0.29 | 66.63 | 66.25 | 4.29 | 0.31 | 70.85 | 528807.6 | 75709.4 | 3648.6 | 4257.5 | 0 | 8374.7 | 119675.5 | 0 | 312.2 | 1102.2 | 164381.9 | 0 | 3538.1 | 3315.4 | 46164.9 | 88396.1 | 3678.1 | 7667.5 | 0 | 11278.3 | 61957.2 | 1059.5 | 3038.4 | 6192.7 | 3163.1 | 8315.2
476 | 20 | Day20 | 19 | Hour19 | 1 | Winter | 2761 | #N/A | Winter | 528089.7 | 2024-01-20 19:00 | 523108 | 0 | 0 | 4981.7 | 528089.7 | 503609.7 | 455545.7 | 0.0373 | 0.0584 | 0.46 | 0.45 | 361.2 | 29.5 | 4.19 | 24.1 | 1165.1 | 0.21 | 363.2 | 58.8 | 422 | 379.4 | 30.8 | 4.38 | 25.4 | 1228.5 | 0.23 | 381.5 | 62.1 | 443.7 | 470 | 26.9 | 3.75 | 40.1 | 1817.8 | 0.26 | 471.8 | 94.3 | 566.1 | 783.2 | 35.3 | 5.23 | 80.7 | 2929.1 | 0.72 | 785.7 | 168.2 | 953.8 | 36.32 | 3.2 | 0.29 | 39.81 | 38.59 | 3.39 | 0.31 | 42.3 | 528089.7 | 72544 | 4667.5 | 4257.5 | 0 | 8374.7 | 118290.3 | 0 | 0 | 0 | 164730.6 | 0 | 1570.9 | 3315.4 | 54381.4 | 88396.1 | 2295.1 | 5266.1 | 0 | 0.1 | 71656.9 | 887.1 | 535.5 | 4266.2 | 2347.9 | 7717.9
477 | 20 | Day20 | 20 | Hour20 | 1 | Winter | 2761 | #N/A | Winter | 522418.8 | 2024-01-20 20:00 | 517119.5 | 0 | 213 | 5086.2 | 522418.7 | 497960.4 | 445321.8 | 0.037 | 0.0577 | 0.47 | 0.46 | 356.1 | 29.3 | 4.17 | 23.5 | 1142.8 | 0.21 | 358.1 | 57.6 | 415.7 | 372.6 | 30.6 | 4.34 | 24.7 | 1199.7 | 0.22 | 374.7 | 60.5 | 435.2 | 465.3 | 26.8 | 3.71 | 39.2 | 1816.9 | 0.25 | 467.1 | 93.4 | 560.6 | 534 | 17.8 | 2.22 | 56.5 | 2533.6 | 0.25 | 535.2 | 132.1 | 667.3 | 34.38 | 0.58 | 0.29 | 35.26 | 36.53 | 0.62 | 0.31 | 37.46 | 522418.8 | 77097 | 5648.1 | 4257.5 | 0 | 8374.7 | 116987.9 | 0 | 0 | 0 | 159925.7 | 0 | 552.3 | 3315.4 | 52989.1 | 88221.8 | 1622.4 | 3426.8 | 0 | 0 | 76361.9 | 735 | 0 | 1217.5 | 1822.2 | 8315.2
478 | 20 | Day20 | 21 | Hour21 | 1 | Winter | 2761 | #N/A | Winter | 507587 | 2024-01-20 21:00 | 502159.9 | 9.7 | 213 | 5204.4 | 507587 | 483827.2 | 428626.8 | 0.0365 | 0.0561 | 0.47 | 0.47 | 349.8 | 28.8 | 4.1 | 23.1 | 1122.6 | 0.21 | 351.8 | 56.6 | 408.4 | 364.8 | 30 | 4.27 | 24.2 | 1173.1 | 0.22 | 366.9 | 59.2 | 426.1 | 477.8 | 29.7 | 4.11 | 38 | 1825.3 | 0.24 | 479.9 | 92.4 | 572.3 | 570.4 | 32.1 | 4.39 | 48.3 | 2291.2 | 0.27 | 572.6 | 116.6 | 689.2 | 32.26 | 0 | 0.22 | 32.48 | 34.23 | 0 | 0.23 | 34.46 | 507587 | 78960.2 | 3285.9 | 4257.5 | 0 | 8374.7 | 111826.3 | 0 | 0 | 0 | 153352.4 | 0 | 159.1 | 3315.4 | 52572.8 | 88095.5 | 1336.1 | 2051.1 | 0 | 0 | 78347.5 | 612.8 | 0 | 920 | 1457.2 | 7717.9
479 | 20 | Day20 | 22 | Hour22 | 1 | Winter | 2761 | #N/A | Winter | 486540.6 | 2024-01-20 22:00 | 481198.4 | 9.7 | 213 | 5119.5 | 486540.6 | 463996.5 | 406581.4 | 0.0357 | 0.0539 | 0.49 | 0.48 | 337.3 | 27.5 | 3.91 | 22.7 | 1092.9 | 0.2 | 339.2 | 55.3 | 394.6 | 351 | 28.6 | 4.06 | 23.7 | 1138.4 | 0.21 | 352.9 | 57.7 | 410.6 | 486.3 | 31.4 | 4.34 | 37.3 | 1838.6 | 0.23 | 488.4 | 92.2 | 580.6 | 1035.1 | 110.3 | 15.98 | 40.1 | 2523.1 | 0.52 | 1042.7 | 115.5 | 1158.2 | 31.13 | 0 | 0.24 | 31.36 | 32.95 | 0 | 0.25 | 33.2 | 486540.6 | 79959.2 | 2095.9 | 4257.5 | 0 | 8374.7 | 101925.6 | 0 | 0 | 0 | 146249.6 | 0 | 159.1 | 3315.4 | 49570 | 88396.1 | 1312.5 | 925 | 0 | 0 | 79485.3 | 473.9 | 0 | 422.6 | 733.2 | 7717.9
480 | 20 | Day20 | 23 | Hour23 | 1 | Winter | 2761 | #N/A | Winter | 464236.3 | 2024-01-20 23:00 | 457588.4 | 1543.4 | 213 | 4891.5 | 464236.3 | 441605.7 | 384349.6 | 0.0349 | 0.0514 | 0.5 | 0.49 | 326.2 | 26.2 | 3.72 | 22.5 | 1069.1 | 0.2 | 328 | 54.4 | 382.4 | 339.8 | 27.3 | 3.87 | 23.4 | 1114.6 | 0.21 | 341.6 | 56.7 | 398.3 | 497.1 | 33.1 | 4.6 | 37.2 | 1847.7 | 0.23 | 499.3 | 92.4 | 591.7 | 860.7 | 86.2 | 12.44 | 39.2 | 2273.6 | 0.45 | 866.7 | 107.1 | 973.7 | 28.64 | 0 | 0.24 | 28.87 | 30.33 | 0 | 0.25 | 30.58 | 464236.3 | 79886.7 | 1588.4 | 4247.1 | 0 | 8374.7 | 92313.8 | 0 | 0 | 0 | 140262.1 | 0 | 159.1 | 3315.4 | 44567.2 | 88392.6 | 1129.1 | 0 | 0 | 0 | 79267.8 | 618.8 | 0 | 0 | 68 | 7916.5
481 | 21 | Day21 | 0 | Hour0 | 1 | Winter | 59 | 509885.6 | Winter | 441635.6 | 2024-01-21 | 436623 | 51.5 | 217.1 | 4744 | 441635.5 | 421684 | 363387.6 | 0.0342 | 0.049 | 0.5 | 0.5 | 318 | 25.3 | 3.58 | 22.3 | 1052.5 | 0.2 | 319.7 | 53.7 | 373.4 | 330 | 26.2 | 3.71 | 23.1 | 1092.8 | 0.2 | 331.8 | 55.8 | 387.6 | 489.9 | 31.4 | 4.35 | 37.8 | 1858.3 | 0.23 | 492 | 93.2 | 585.2 | 973.8 | 107.1 | 15.55 | 34.8 | 2269.7 | 0.49 | 981.3 | 102.5 | 1083.8 | 26.94 | 0 | 0.23 | 27.17 | 28.39 | 0 | 0.25 | 28.64 | 441635.6 | 78247.9 | 49.2 | 4247.1 | 0 | 8299.4 | 84632.5 | 0 | 0 | 0 | 134068.3 | 0 | 159.1 | 3315.4 | 40710.2 | 87033.9 | 872.5 | 0 | 0 | 0 | 77402 | 845.9 | 0 | 0 | 0 | 6358.5
482 | 21 | Day21 | 1 | Hour1 | 1 | Winter | 2761 | #N/A | Winter | 425177.1 | 2024-01-21 01:00 | 419807.6 | 663.9 | 214 | 4491.7 | 425177.1 | 405677.3 | 348490.4 | 0.0337 | 0.0472 | 0.5 | 0.5 | 317.9 | 25.2 | 3.58 | 22.4 | 1053.6 | 0.2 | 319.6 | 53.8 | 373.4 | 329.8 | 26.2 | 3.71 | 23.2 | 1093.1 | 0.2 | 331.6 | 55.8 | 387.4 | 498.6 | 32 | 4.44 | 38.5 | 1889.7 | 0.23 | 500.8 | 94.8 | 595.6 | 457.2 | 17.1 | 2.19 | 47.4 | 2110.9 | 0.23 | 458.3 | 110.4 | 568.6 | 27.41 | 0 | 0.3 | 27.7 | 28.81 | 0 | 0.31 | 29.12 | 425177.1 | 76686.7 | 0 | 4247.1 | 0 | 7187.2 | 81311.4 | 0 | 0 | 0 | 129678.2 | 0 | 159.1 | 3315.4 | 34514.7 | 87325.8 | 751.3 | 0 | 0 | 0 | 75700.6 | 986.2 | 0 | 0 | 0 | 6878.4
483 | 21 | Day21 | 2 | Hour2 | 1 | Winter | 2761 | #N/A | Winter | 414122.8 | 2024-01-21 02:00 | 408099 | 1964.2 | 0 | 4059.5 | 414122.8 | 394514.2 | 340226.1 | 0.0333 | 0.0458 | 0.49 | 0.49 | 323.1 | 25.7 | 3.63 | 22.8 | 1070.8 | 0.2 | 324.8 | 54.7 | 379.6 | 335 | 26.6 | 3.77 | 23.6 | 1109.6 | 0.21 | 336.9 | 56.7 | 393.6 | 517.8 | 34.6 | 4.81 | 38.7 | 1920.7 | 0.24 | 520.2 | 96 | 616.2 | 493.1 | 17.4 | 2.19 | 50.9 | 2320.8 | 0.22 | 494.3 | 120.1 | 614.3 | 28.87 | 0 | 0.3 | 29.17 | 30.27 | 0 | 0.3 | 30.57 | 414122.8 | 73896.7 | 0 | 4247.1 | 0 | 6886.7 | 80497.3 | 0 | 0 | 0 | 128474.6 | 0 | 95.5 | 3315.4 | 27581.3 | 88396.1 | 732.1 | 0 | 0 | 0 | 72466.6 | 1430.1 | 0 | 0 | 0 | 6636.4
484 | 21 | Day21 | 3 | Hour3 | 1 | Winter | 2761 | #N/A | Winter | 409091.2 | 2024-01-21 03:00 | 402662.1 | 2672.9 | 0 | 3756.3 | 409091.3 | 389327.9 | 338564.4 | 0.0331 | 0.0452 | 0.48 | 0.48 | 331.5 | 26.5 | 3.75 | 23.2 | 1093.4 | 0.21 | 333.3 | 55.8 | 389.1 | 343.9 | 27.5 | 3.9 | 24 | 1132.9 | 0.21 | 345.7 | 57.8 | 403.6 | 511.2 | 33.4 | 4.64 | 38.8 | 1917.9 | 0.24 | 513.4 | 96 | 609.5 | 580.3 | 32.4 | 4.4 | 49.1 | 2356.3 | 0.27 | 582.4 | 119.4 | 701.9 | 28.96 | 0 | 0.3 | 29.26 | 30.33 | 0 | 0.3 | 30.63 | 409091.2 | 70526.9 | 0 | 4247.1 | 0 | 5593.4 | 82192 | 0 | 0 | 0 | 128433.8 | 0 | 95.5 | 3315.4 | 25558.9 | 88396.1 | 732.1 | 0 | 0 | 0 | 68864.8 | 1662.2 | 0 | 0 | 177.9 | 6006.5
485 | 21 | Day21 | 4 | Hour4 | 1 | Winter | 2761 | #N/A | Winter | 408476.5 | 2024-01-21 04:00 | 402924.1 | 2038.9 | 0 | 3513.6 | 408476.5 | 389583.1 | 340258 | 0.0331 | 0.0452 | 0.47 | 0.47 | 337.4 | 27 | 3.82 | 23.6 | 1113.1 | 0.21 | 339.2 | 56.8 | 396 | 349.7 | 28 | 3.97 | 24.4 | 1152.3 | 0.22 | 351.6 | 58.8 | 410.3 | 505.2 | 32.1 | 4.44 | 39.2 | 1924.5 | 0.24 | 507.3 | 96.6 | 604 | 949.1 | 95.1 | 13.7 | 42.1 | 2519.5 | 0.46 | 955.7 | 117.3 | 1073 | 28.95 | 0 | 0.28 | 29.24 | 30.33 | 0 | 0.29 | 30.62 | 408476.5 | 68218.6 | 0 | 4247.1 | 0 | 5604.5 | 83521.8 | 0 | 0 | 0 | 130656.5 | 0 | 95.5 | 3315.4 | 23688.8 | 88396.1 | 732.1 | 0 | 0 | 0 | 66342.6 | 1876 | 0 | 0 | 0 | 6429.5
486 | 21 | Day21 | 5 | Hour5 | 1 | Winter | 2761 | #N/A | Winter | 412739 | 2024-01-21 05:00 | 409096.8 | 168.4 | 0 | 3473.8 | 412739 | 395482.7 | 346738.1 | 0.0333 | 0.0459 | 0.46 | 0.46 | 342.9 | 27.3 | 3.87 | 24 | 1134.3 | 0.21 | 344.7 | 57.8 | 402.6 | 354.7 | 28.2 | 4 | 24.8 | 1174 | 0.22 | 356.6 | 59.9 | 416.5 | 504.8 | 32.1 | 4.44 | 39.2 | 1924.5 | 0.23 | 507 | 96.6 | 603.6 | 449 | 11.5 | 1.31 | 50.3 | 2252.5 | 0.2 | 449.7 | 117.5 | 567.2 | 29.21 | 0 | 0.27 | 29.48 | 30.61 | 0 | 0.29 | 30.9 | 412739 | 66000.8 | 0 | 4247.1 | 0 | 6506.7 | 85540.3 | 0 | 0 | 0 | 135406 | 0 | 95.5 | 3315.4 | 22496.1 | 88396.1 | 732.1 | 2.8 | 0 | 0 | 63975.6 | 2025.2 | 0 | 0 | 6.6 | 6646.2
487 | 21 | Day21 | 6 | Hour6 | 1 | Winter | 2761 | #N/A | Winter | 425837.6 | 2024-01-21 06:00 | 421404.3 | 873.7 | 0 | 3559.5 | 425837.6 | 407223.3 | 361707 | 0.0336 | 0.0472 | 0.45 | 0.45 | 355.9 | 28.7 | 4.07 | 24.4 | 1166.1 | 0.22 | 357.9 | 59.2 | 417.1 | 368.7 | 29.7 | 4.21 | 25.3 | 1208.1 | 0.22 | 370.7 | 61.3 | 432.1 | 498.8 | 31.8 | 4.4 | 38.6 | 1897.7 | 0.23 | 500.9 | 95.2 | 596.2 | 618.7 | 37.7 | 5.18 | 49.5 | 2411.6 | 0.29 | 621.2 | 121.4 | 742.7 | 29.95 | 0 | 0.28 | 30.22 | 31.43 | 0 | 0.28 | 31.72 | 425837.6 | 64130.5 | 0 | 4247.1 | 0 | 7013.5 | 93292.9 | 0 | 0 | 56.6 | 140877.9 | 0 | 95.5 | 3315.4 | 23519.3 | 88396.1 | 732.1 | 217.1 | 0 | 1 | 61861.9 | 2211.1 | 0 | 213 | 0 | 7290.2
488 | 21 | Day21 | 7 | Hour7 | 1 | Winter | 2761 | #N/A | Winter | 442687.9 | 2024-01-21 07:00 | 439191.8 | 52.6 | 0 | 3443.6 | 442687.9 | 424161.9 | 373852.7 | 0.0342 | 0.0492 | 0.45 | 0.45 | 356.1 | 28.8 | 4.08 | 24.2 | 1163.5 | 0.21 | 358 | 59 | 417 | 369.2 | 29.8 | 4.23 | 25.1 | 1206.8 | 0.22 | 371.2 | 61.2 | 432.4 | 478.3 | 30.7 | 4.24 | 36.9 | 1815.2 | 0.22 | 480.4 | 91.1 | 571.4 | 1071.7 | 114.6 | 16.6 | 41 | 2614.7 | 0.53 | 1079.7 | 119 | 1198.7 | 30.55 | 0 | 0.27 | 30.82 | 32.13 | 0 | 0.28 | 32.41 | 442687.9 | 68835.2 | 1151.1 | 4247.1 | 0 | 7674.7 | 97269.9 | 0 | 0 | 746.7 | 145086.7 | 0 | 95.5 | 3315.4 | 25611.7 | 88396.1 | 732.1 | 272.2 | 0 | 5672.6 | 59994.7 | 2421.3 | 39.2 | 213 | 0 | 8112
489 | 21 | Day21 | 8 | Hour8 | 1 | Winter | 2761 | #N/A | Winter | 460380.8 | 2024-01-21 08:00 | 456720.4 | 0 | 0 | 3660.3 | 460380.7 | 440833.2 | 378098.4 | 0.0348 | 0.051 | 0.47 | 0.47 | 342.7 | 27.8 | 3.95 | 23.2 | 1117 | 0.21 | 344.6 | 56.6 | 401.2 | 355.7 | 28.9 | 4.09 | 24.1 | 1159.7 | 0.21 | 357.7 | 58.7 | 416.4 | 353.4 | 19.7 | 2.67 | 30 | 1435.6 | 0.16 | 354.7 | 72.8 | 427.5 | 599.9 | 35 | 4.79 | 49.4 | 2385.9 | 0.28 | 602.3 | 120.5 | 722.8 | 31.28 | 0 | 0.27 | 31.55 | 32.96 | 0 | 0.28 | 33.25 | 460380.8 | 82282.4 | 1428.6 | 4247.1 | 0 | 7885.1 | 97752.2 | 0 | 0 | 2186.8 | 143504.2 | 0 | 100.2 | 3315.4 | 30516.2 | 88396.1 | 732.1 | 221 | 0 | 20396.2 | 57069 | 2630.3 | 577.2 | 213 | 236.3 | 8112
490 | 21 | Day21 | 9 | Hour9 | 1 | Winter | 2761 | #N/A | Winter | 478168.6 | 2024-01-21 09:00 | 473841 | 0 | 0 | 4327.6 | 478168.6 | 457076.1 | 375066.6 | 0.0354 | 0.0529 | 0.49 | 0.49 | 330.1 | 26.8 | 3.8 | 22.4 | 1076 | 0.2 | 332 | 54.5 | 386.5 | 342.4 | 27.8 | 3.94 | 23.2 | 1116.7 | 0.21 | 344.3 | 56.6 | 400.9 | 256 | 11.9 | 1.57 | 23.8 | 1114.5 | 0.12 | 256.7 | 57.1 | 313.8 | 494.5 | 24.3 | 3.26 | 45 | 2099.6 | 0.23 | 496.1 | 107.7 | 603.8 | 30.97 | 0 | 0.27 | 31.24 | 32.71 | 0 | 0.29 | 32.99 | 478168.6 | 103102 | 0.7 | 4247.1 | 0 | 8293.6 | 97864.2 | 0 | 1.5 | 4235.5 | 143466.1 | 0 | 159.1 | 3315.4 | 28337.4 | 88396.1 | 761.9 | 224.8 | 0 | 48160.2 | 48080.8 | 2624 | 1590.2 | 904.1 | 123.7 | 8160.5
491 | 21 | Day21 | 10 | Hour10 | 1 | Winter | 2761 | #N/A | Winter | 490657.4 | 2024-01-21 10:00 | 486064.4 | 0 | 0 | 4593 | 490657.4 | 468651.4 | 372212.7 | 0.0358 | 0.0542 | 0.51 | 0.51 | 320.5 | 26.2 | 3.72 | 21.6 | 1038.6 | 0.19 | 322.3 | 52.6 | 374.9 | 332.7 | 27.1 | 3.85 | 22.5 | 1079.2 | 0.2 | 334.5 | 54.7 | 389.2 | 253.4 | 11.9 | 1.58 | 23.5 | 1099.5 | 0.12 | 254.2 | 56.3 | 310.5 | 1133.5 | 124.1 | 18.01 | 40.9 | 2661.6 | 0.57 | 1142.1 | 120.4 | 1262.5 | 31.11 | 0 | 0.23 | 31.34 | 32.91 | 0 | 0.24 | 33.15 | 490657.4 | 118444.8 | 47.7 | 4247.1 | 0 | 8010.9 | 97940.7 | 0 | 118.1 | 6810 | 140484.8 | 0 | 159.1 | 3315.4 | 28437.4 | 88396.1 | 914.5 | 258.8 | 0 | 66750.4 | 41847.1 | 2919.2 | 3268.4 | 2766.1 | 2029.4 | 8315.2
492 | 21 | Day21 | 11 | Hour11 | 1 | Winter | 2761 | #N/A | Winter | 496913.6 | 2024-01-21 11:00 | 492278.4 | 0 | 0 | 4635.2 | 496913.6 | 474544.7 | 366257.9 | 0.036 | 0.0548 | 0.52 | 0.52 | 313.4 | 25.7 | 3.65 | 21.1 | 1012.7 | 0.19 | 315.2 | 51.3 | 366.5 | 325.5 | 26.6 | 3.78 | 21.9 | 1052.8 | 0.2 | 327.3 | 53.3 | 380.6 | 241.8 | 11.5 | 1.53 | 22.3 | 1043.9 | 0.11 | 242.5 | 53.4 | 295.9 | 1026.6 | 107.2 | 15.51 | 41.8 | 2572.4 | 0.51 | 1034 | 118.6 | 1152.6 | 30.8 | 0 | 0.28 | 31.08 | 32.61 | 0 | 0.3 | 32.91 | 496913.6 | 130655.7 | 10.5 | 4247.1 | 0 | 7823.8 | 97634.9 | 0 | 375.4 | 9252.4 | 137821.9 | 0 | 159.1 | 3315.4 | 25491 | 88396.1 | 877.1 | 480.7 | 0 | 77099.7 | 40489.4 | 3438.8 | 6027 | 1957 | 1698 | 8315.2
493 | 21 | Day21 | 12 | Hour12 | 1 | Winter | 2761 | #N/A | Winter | 497914 | 2024-01-21 12:00 | 491885.3 | 0 | 1173.7 | 4855 | 497914.1 | 474177 | 362135.1 | 0.036 | 0.0548 | 0.53 | 0.53 | 309.3 | 25.3 | 3.6 | 20.8 | 1000 | 0.19 | 311 | 50.7 | 361.7 | 321.6 | 26.3 | 3.73 | 21.7 | 1040.7 | 0.2 | 323.4 | 52.8 | 376.1 | 215.2 | 9.6 | 1.27 | 20.4 | 948.3 | 0.1 | 215.8 | 48.7 | 264.5 | 414.1 | 11.3 | 1.33 | 46 | 2040.8 | 0.19 | 414.8 | 106.8 | 521.6 | 30.31 | 0 | 0.29 | 30.59 | 32.09 | 0 | 0.31 | 32.4 | 497914 | 135779 | 69 | 4247.1 | 0 | 7823.8 | 96325.8 | 0 | 455.4 | 9248.4 | 136572.4 | 0 | 159.1 | 3315.4 | 24029.8 | 88396.1 | 987 | 209.4 | 0 | 78368.2 | 43928.7 | 3778.3 | 8598.9 | 1953 | 826.9 | 8210.9
494 | 21 | Day21 | 13 | Hour13 | 1 | Winter | 2761 | #N/A | Winter | 498782.6 | 2024-01-21 13:00 | 486934 | 3333.6 | 3229.7 | 5285.4 | 498782.6 | 469495 | 352377.3 | 0.0358 | 0.0542 | 0.55 | 0.54 | 296.3 | 24.1 | 3.42 | 20.2 | 964 | 0.18 | 298 | 49 | 347 | 310.6 | 25.2 | 3.58 | 21.2 | 1010.2 | 0.19 | 312.3 | 51.3 | 363.6 | 214.3 | 10.1 | 1.33 | 19.9 | 930 | 0.1 | 215 | 47.6 | 262.6 | 1011.1 | 109.9 | 15.95 | 37.2 | 2395.1 | 0.51 | 1018.7 | 108.7 | 1127.4 | 29.69 | 0 | 0.29 | 29.99 | 31.43 | 0 | 0.31 | 31.74 | 498782.6 | 146405.3 | 2.5 | 4247.1 | 0 | 7819.2 | 91514.1 | 0 | 602.2 | 11171.1 | 133662.2 | 0 | 159.1 | 3315.4 | 22255.4 | 88396.1 | 941.1 | 64.9 | 0 | 82802.8 | 48344.3 | 3484.9 | 8153.6 | 1526.1 | 177.5 | 7491.5
495 | 21 | Day21 | 14 | Hour14 | 1 | Winter | 2761 | #N/A | Winter | 493586.7 | 2024-01-21 14:00 | 480410.6 | 4046 | 3531.1 | 5598.9 | 493586.7 | 463319.3 | 341971.3 | 0.0356 | 0.0535 | 0.56 | 0.56 | 283.2 | 22.8 | 3.23 | 19.6 | 927.8 | 0.18 | 284.8 | 47.3 | 332.1 | 297 | 23.9 | 3.39 | 20.6 | 973.2 | 0.18 | 298.7 | 49.6 | 348.3 | 234.6 | 11.8 | 1.58 | 21 | 992.9 | 0.11 | 235.4 | 50.7 | 286 | 1111.8 | 127.6 | 18.57 | 34.9 | 2423.3 | 0.56 | 1120.7 | 107.2 | 1227.9 | 28.9 | 0 | 0.3 | 29.2 | 30.58 | 0 | 0.31 | 30.89 | 493586.7 | 151615.4 | 0 | 4247.1 | 0 | 7819.2 | 85664.5 | 0 | 637.4 | 10947.8 | 129203.9 | 0 | 159.1 | 3315.4 | 22122.5 | 88396.1 | 1043.4 | 0 | 0 | 83348.4 | 53182.9 | 3498.8 | 9225.7 | 1008.3 | 238.2 | 7405.6
496 | 21 | Day21 | 15 | Hour15 | 1 | Winter | 2761 | #N/A | Winter | 490849.4 | 2024-01-21 15:00 | 475981 | 5341.7 | 3887.8 | 5638.9 | 490849.4 | 459122.1 | 339174 | 0.0354 | 0.053 | 0.56 | 0.56 | 277.7 | 22 | 3.11 | 19.6 | 921.1 | 0.17 | 279.2 | 47.1 | 326.3 | 291.9 | 23.1 | 3.27 | 20.6 | 968.5 | 0.18 | 293.4 | 49.6 | 343 | 257.8 | 15.1 | 2.06 | 21.2 | 1024.9 | 0.12 | 258.8 | 51.8 | 310.6 | 1011.8 | 106 | 15.34 | 40.9 | 2524.9 | 0.51 | 1019.1 | 116.3 | 1135.4 | 28.74 | 0 | 0.29 | 29.03 | 30.45 | 0 | 0.31 | 30.76 | 490849.4 | 151675.4 | 0 | 4257.5 | 0 | 7138 | 81909.9 | 0 | 651.3 | 10456.1 | 130789.2 | 0 | 159.1 | 3315.4 | 22087.8 | 88396.1 | 1121 | 0 | 0 | 78938.6 | 58017.7 | 3611.7 | 8350.6 | 851.9 | 1.1 | 6899.5
497 | 21 | Day21 | 16 | Hour16 | 1 | Winter | 2761 | #N/A | Winter | 493136 | 2024-01-21 16:00 | 477384.6 | 6072.4 | 3887.8 | 5791.2 | 493136 | 460433.8 | 349253.7 | 0.0355 | 0.0533 | 0.55 | 0.54 | 284.8 | 22.4 | 3.17 | 20.2 | 948.1 | 0.18 | 286.3 | 48.5 | 334.8 | 299.9 | 23.6 | 3.34 | 21.3 | 998.9 | 0.19 | 301.6 | 51.1 | 352.6 | 304.3 | 19.1 | 2.64 | 23.8 | 1167.2 | 0.14 | 305.6 | 58.6 | 364.3 | 850.3 | 83.1 | 11.97 | 39.8 | 2308.3 | 0.42 | 856.1 | 108.7 | 964.8 | 29.21 | 0 | 0.29 | 29.51 | 30.99 | 0 | 0.31 | 31.3 | 493136 | 143882.3 | 0 | 4257.5 | 0 | 6908.3 | 83861.8 | 0 | 661.1 | 11213.7 | 136217.4 | 0 | 159.1 | 3315.4 | 24983 | 88396.1 | 1155.1 | 0 | 0 | 62661.4 | 65534.1 | 3812 | 7444 | 975.6 | 185.5 | 7455.7
498 | 21 | Day21 | 17 | Hour17 | 1 | Winter | 2761 | #N/A | Winter | 503528.3 | 2024-01-21 17:00 | 489333 | 4339.2 | 3887.8 | 5968.2 | 503528.3 | 471709.1 | 375719.5 | 0.036 | 0.0547 | 0.52 | 0.51 | 307.9 | 24.8 | 3.51 | 21.2 | 1008.8 | 0.19 | 309.6 | 51.3 | 360.9 | 325.5 | 26.1 | 3.7 | 22.5 | 1069.7 | 0.2 | 327.3 | 54.4 | 381.7 | 408.5 | 25.2 | 3.48 | 32.5 | 1573.8 | 0.2 | 410.2 | 79.5 | 489.7 | 980.8 | 107 | 15.52 | 35.8 | 2313.2 | 0.49 | 988.3 | 104.9 | 1093.2 | 31.65 | 0 | 0.29 | 31.94 | 33.6 | 0 | 0.3 | 33.91 | 503528.3 | 127808.8 | 1253.5 | 4257.5 | 0 | 7819.2 | 95203.2 | 0 | 541.7 | 7739.4 | 143357.9 | 0 | 159.1 | 3315.4 | 27709 | 88396.1 | 1206.8 | 3041.6 | 0 | 40796 | 74767.6 | 3964.1 | 6703.7 | 1991.5 | 2336.4 | 7991.1
499 | 21 | Day21 | 18 | Hour18 | 1 | Winter | 2761 | #N/A | Winter | 506302.9 | 2024-01-21 18:00 | 499907.2 | 0 | 929.1 | 5466.6 | 506302.9 | 481675.8 | 395304.1 | 0.0365 | 0.056 | 0.5 | 0.49 | 325.2 | 26.2 | 3.72 | 22.2 | 1060 | 0.2 | 327 | 53.8 | 380.9 | 342.7 | 27.5 | 3.9 | 23.6 | 1122 | 0.21 | 344.6 | 57.1 | 401.7 | 448.6 | 26.2 | 3.67 | 37.9 | 1709.6 | 0.26 | 450.4 | 88.9 | 539.3 | 904.2 | 34.3 | 6.59 | 116.9 | 2218.5 | 1.79 | 907 | 183.5 | 1090.5 | 54.48 | 0 | 0.29 | 54.78 | 57.86 | 0 | 0.31 | 58.17 | 506302.9 | 110998.8 | 4016.1 | 4257.5 | 0 | 7819.2 | 101141.5 | 0 | 288.5 | 4065.1 | 147543.4 | 0 | 1724.3 | 3315.4 | 28734.6 | 88396.1 | 1871 | 6485 | 0 | 13517.5 | 89119.8 | 4007.8 | 4836.2 | 3159.7 | 3065.9 | 8112
500 | 21 | Day21 | 19 | Hour19 | 1 | Winter | 2761 | #N/A | Winter | 509885.6 | 2024-01-21 19:00 | 503800.8 | 0 | 0 | 6084.8 | 509885.6 | 485406.4 | 404202.6 | 0.0365 | 0.0562 | 0.5 | 0.5 | 322.7 | 25.9 | 3.67 | 22.1 | 1059.4 | 0.19 | 324.5 | 53.7 | 378.3 | 338 | 26.9 | 3.82 | 23.3 | 1114.3 | 0.2 | 339.9 | 56.6 | 396.5 | 450.4 | 26.3 | 3.61 | 37.3 | 1777.5 | 0.22 | 452.2 | 90.3 | 542.5 | 492.1 | 18.8 | 2.41 | 49.7 | 2257.2 | 0.23 | 493.3 | 117.1 | 610.4 | 32.09 | 0 | 0.29 | 32.39 | 34.03 | 0 | 0.31 | 34.34 | 509885.6 | 105683 | 4160.1 | 4257.5 | 0 | 7797.7 | 100426.3 | 0 | 0 | 36 | 151121.2 | 0 | 1377.5 | 3315.4 | 39931.2 | 88396.1 | 1229.1 | 2190.4 | 0 | 2 | 101509.9 | 4135.1 | 2539.5 | 1849.5 | 952 | 8315.2
501 | 21 | Day21 | 20 | Hour20 | 1 | Winter | 2761 | #N/A | Winter | 508684.2 | 2024-01-21 20:00 | 502321 | 0 | 0 | 6363.3 | 508684.3 | 484030 | 396762 | 0.0364 | 0.056 | 0.51 | 0.51 | 313.4 | 25.2 | 3.57 | 21.5 | 1027.4 | 0.19 | 315.1 | 52.2 | 367.3 | 326.6 | 26.2 | 3.71 | 22.5 | 1072.6 | 0.2 | 328.4 | 54.5 | 382.9 | 460.2 | 28.3 | 3.9 | 36.6 | 1782.1 | 0.22 | 462.1 | 89.8 | 551.9 | 1099.2 | 121.5 | 17.64 | 38.7 | 2542.6 | 0.55 | 1107.6 | 114.6 | 1222.2 | 30.76 | 0 | 0.22 | 30.98 | 32.61 | 0 | 0.24 | 32.85 | 508684.2 | 111922.2 | 1783.1 | 4249.9 | 0 | 7410.6 | 97647.3 | 0 | 0 | 0 | 147771 | 0 | 159.1 | 3315.4 | 44556.6 | 88061 | 1237.6 | 570.4 | 0 | 0 | 107795.2 | 4127 | 8.9 | 650.7 | 1906 | 7916.5
502 | 21 | Day21 | 21 | Hour21 | 1 | Winter | 2761 | #N/A | Winter | 498040.5 | 2024-01-21 21:00 | 491794.2 | 0.4 | 0 | 6245.9 | 498040.5 | 474070.4 | 384872.3 | 0.036 | 0.0549 | 0.53 | 0.52 | 301.9 | 23.9 | 3.39 | 21.1 | 999.3 | 0.18 | 303.5 | 50.9 | 354.5 | 314.1 | 24.9 | 3.52 | 22 | 1041 | 0.19 | 315.8 | 53.1 | 368.9 | 479.2 | 31.5 | 4.37 | 36.3 | 1794.2 | 0.22 | 481.3 | 89.8 | 571.2 | 1255.8 | 144 | 20.96 | 39.4 | 2742.2 | 0.63 | 1265.8 | 121.3 | 1387.2 | 29.97 | 0 | 0.22 | 30.19 | 31.74 | 0 | 0.23 | 31.97 | 498040.5 | 113168.2 | 1882.8 | 4249.9 | 0 | 7108.5 | 90718 | 0 | 0 | 0 | 143490.4 | 0 | 159.1 | 3315.4 | 44653.9 | 88061 | 1229.1 | 4.1 | 0 | 0 | 108958.2 | 4210 | 0 | 17.3 | 1029.3 | 8269.6
503 | 21 | Day21 | 22 | Hour22 | 1 | Winter | 2761 | #N/A | Winter | 480854 | 2024-01-21 22:00 | 474829.4 | 0.4 | 0 | 6024.1 | 480854 | 457997.5 | 366749.7 | 0.0354 | 0.0531 | 0.54 | 0.54 | 288.5 | 22.5 | 3.18 | 20.7 | 967.9 | 0.18 | 290 | 49.6 | 339.6 | 299.9 | 23.3 | 3.3 | 21.5 | 1007.5 | 0.19 | 301.5 | 51.6 | 353.1 | 472.6 | 31 | 4.3 | 35.9 | 1772.5 | 0.22 | 474.7 | 88.7 | 563.4 | 1112.9 | 125.8 | 18.29 | 36.7 | 2487.7 | 0.56 | 1121.6 | 111 | 1232.6 | 29.14 | 0 | 0.22 | 29.36 | 30.79 | 0 | 0.24 | 31.03 | 480854 | 114104.3 | 1439.9 | 4239.5 | 0 | 7108.5 | 81603.8 | 0 | 0 | 0 | 137995.1 | 0 | 159.1 | 3315.4 | 41644.7 | 88061 | 1178.5 | 4.1 | 0 | 0 | 109794.4 | 4309.9 | 0 | 4.7 | 584.3 | 7233.2
504 | 21 | Day21 | 23 | Hour23 | 1 | Winter | 2761 | #N/A | Winter | 460079.8 | 2024-01-21 23:00 | 454062.2 | 9.8 | 42.3 | 5965.5 | 460079.8 | 438286.3 | 345059.1 | 0.0347 | 0.0508 | 0.56 | 0.56 | 271.3 | 20.7 | 2.93 | 20 | 923.4 | 0.17 | 272.8 | 47.6 | 320.3 | 282 | 21.5 | 3.04 | 20.8 | 960.7 | 0.18 | 283.4 | 49.5 | 333 | 478.1 | 31.4 | 4.36 | 36.2 | 1790.9 | 0.22 | 480.2 | 89.6 | 569.8 | 983.5 | 100 | 14.44 | 42.5 | 2550.1 | 0.49 | 990.4 | 118.7 | 1109.1 | 28.1 | 0 | 0.16 | 28.26 | 29.63 | 0 | 0.17 | 29.79 | 460079.8 | 115020.7 | 1328.7 | 4205.4 | 0 | 7420.7 | 71557.9 | 0 | 0 | 0 | 129222.1 | 0 | 159.1 | 3315.4 | 38779.7 | 88061 | 1008.9 | 0 | 0 | 0 | 110689.9 | 4330.8 | 0 | 0 | 1006.6 | 6506.1
505 | 22 | Day22 | 0 | Hour0 | 1 | Winter | 62 | 508385.5 | Winter | 439923.4 | 2024-01-22 | 433821.1 | 119.7 | 151.1 | 5831.5 | 439923.4 | 419042.7 | 324587.4 | 0.0341 | 0.0486 | 0.58 | 0.58 | 259.3 | 19.7 | 2.78 | 19.4 | 887.1 | 0.17 | 260.6 | 45.9 | 306.5 | 269.6 | 20.4 | 2.88 | 20.2 | 924.3 | 0.17 | 271 | 47.8 | 318.8 | 487 | 32.5 | 4.52 | 36.4 | 1808.4 | 0.23 | 489.2 | 90.4 | 579.6 | 669.2 | 51.4 | 7.26 | 44.5 | 2258.4 | 0.33 | 672.7 | 111.9 | 784.6 | 26.95 | 0 | 0.3 | 27.25 | 28.35 | 0 | 0.32 | 28.67 | 439923.4 | 115336 | 3281.6 | 4148.2 | 0 | 7359.2 | 64755.6 | 0 | 0 | 0 | 119788.9 | 0 | 159.1 | 3315.4 | 33120.6 | 87836.9 | 818.4 | 3.3 | 0 | 0 | 110972.6 | 4363.3 | 0 | 0 | 1576.5 | 6838.7
506 | 22 | Day22 | 1 | Hour1 | 1 | Winter | 2761 | #N/A | Winter | 424599.8 | 2024-01-22 01:00 | 418236.8 | 368.4 | 153.6 | 5841.1 | 424599.8 | 404200 | 308034.5 | 0.0336 | 0.0469 | 0.58 | 0.58 | 254.2 | 19.2 | 2.71 | 19.2 | 874 | 0.17 | 255.5 | 45.3 | 300.8 | 263.8 | 19.9 | 2.8 | 20 | 908.6 | 0.17 | 265.2 | 47.1 | 312.3 | 484.4 | 32.1 | 4.46 | 36.4 | 1804.6 | 0.23 | 486.5 | 90.3 | 576.8 | 790.8 | 76 | 10.92 | 38.3 | 2201.9 | 0.39 | 796 | 104 | 900 | 26.01 | 0 | 0.29 | 26.3 | 27.33 | 0 | 0.31 | 27.64 | 424599.8 | 116565.3 | 1876.5 | 4147.2 | 0 | 6333 | 60790.2 | 0 | 0 | 0 | 114809 | 0 | 106.3 | 3315.4 | 28509.4 | 87442.2 | 705.4 | 0 | 0 | 0 | 112184.1 | 4381.2 | 0 | 0 | 1016.9 | 6615.6
507 | 22 | Day22 | 2 | Hour2 | 1 | Winter | 2761 | #N/A | Winter | 415958.8 | 2024-01-22 02:00 | 407577.5 | 1127.7 | 1514.2 | 5739.4 | 415958.8 | 394037 | 299140.3 | 0.0332 | 0.0457 | 0.58 | 0.58 | 253.1 | 18.9 | 2.67 | 19.4 | 875.9 | 0.17 | 254.3 | 45.5 | 299.9 | 263 | 19.7 | 2.77 | 20.1 | 910.8 | 0.17 | 264.3 | 47.3 | 311.6 | 489.7 | 32.1 | 4.46 | 37.1 | 1835.1 | 0.23 | 491.9 | 91.9 | 583.7 | 860.4 | 89.7 | 12.97 | 35 | 2171.6 | 0.42 | 866.6 | 99.8 | 966.5 | 25.49 | 0 | 0.29 | 25.78 | 26.77 | 0 | 0.31 | 27.07 | 415958.8 | 116818.5 | 1128.7 | 4147.2 | 0 | 5475 | 58545 | 0 | 0 | 0 | 114046.3 | 0 | 95.5 | 3315.4 | 24284.6 | 87397.2 | 705.4 | 0 | 0 | 0 | 112492.6 | 4325.8 | 0 | 0 | 15 | 6196.1
508 | 22 | Day22 | 3 | Hour3 | 1 | Winter | 2761 | #N/A | Winter | 411612.8 | 2024-01-22 03:00 | 402205.2 | 2333.3 | 1376.8 | 5697.5 | 411612.8 | 388906.6 | 295329.5 | 0.0331 | 0.0451 | 0.58 | 0.58 | 254.3 | 19 | 2.68 | 19.5 | 879.9 | 0.17 | 255.6 | 45.7 | 301.3 | 264.1 | 19.8 | 2.78 | 20.2 | 914.4 | 0.17 | 265.4 | 47.5 | 313 | 488.8 | 31.8 | 4.41 | 37.3 | 1839.4 | 0.23 | 490.9 | 92.2 | 583.1 | 714.6 | 64.9 | 9.29 | 37.7 | 2107 | 0.34 | 719.1 | 100.6 | 819.7 | 24.02 | 0 | 0.29 | 24.31 | 25.24 | 0 | 0.3 | 25.54 | 411612.8 | 116283.3 | 0 | 4147.2 | 0 | 5454.5 | 58254.1 | 0 | 0 | 0 | 113328.8 | 0 | 95.5 | 3315.4 | 22631.4 | 87397.2 | 705.4 | 0 | 0 | 0 | 112061.4 | 4222 | 0 | 0 | 0 | 6283.9
509 | 22 | Day22 | 4 | Hour4 | 1 | Winter | 2761 | #N/A | Winter | 410196.1 | 2024-01-22 04:00 | 401644.8 | 2325.2 | 598 | 5628.1 | 410196.1 | 388370.9 | 294114.3 | 0.033 | 0.045 | 0.58 | 0.58 | 255.9 | 19.2 | 2.71 | 19.5 | 883.9 | 0.17 | 257.3 | 45.9 | 303.2 | 265.4 | 19.9 | 2.8 | 20.3 | 917.5 | 0.17 | 266.8 | 47.7 | 314.4 | 491.7 | 32.3 | 4.48 | 37.3 | 1842.6 | 0.23 | 493.9 | 92.3 | 586.2 | 598.9 | 51.9 | 7.4 | 34.7 | 1847.7 | 0.3 | 602.4 | 89.8 | 692.2 | 23.94 | 0 | 0.28 | 24.22 | 25.16 | 0 | 0.3 | 25.46 | 410196.1 | 116081.8 | 0 | 4147.2 | 0 | 5302.2 | 58651.3 | 0 | 0 | 0 | 113153.7 | 0 | 95.5 | 3315.4 | 21627.1 | 87116.6 | 705.4 | 0 | 0 | 0 | 111934.4 | 4147.4 | 0 | 0 | 0 | 6288.3
510 | 22 | Day22 | 5 | Hour5 | 1 | Winter | 2761 | #N/A | Winter | 413782.6 | 2024-01-22 05:00 | 406073.6 | 1655 | 397.9 | 5656.2 | 413782.6 | 392603 | 298246.2 | 0.0332 | 0.0455 | 0.57 | 0.57 | 261.7 | 19.8 | 2.79 | 19.7 | 898.8 | 0.17 | 263.1 | 46.6 | 309.7 | 271.5 | 20.5 | 2.9 | 20.5 | 933.2 | 0.18 | 272.9 | 48.4 | 321.3 | 495.7 | 32.9 | 4.57 | 37.3 | 1846 | 0.23 | 497.9 | 92.3 | 590.2 | 651.1 | 58.3 | 8.33 | 35.9 | 1949.1 | 0.33 | 655.1 | 94.1 | 749.2 | 24.1 | 0 | 0.28 | 24.38 | 25.34 | 0 | 0.29 | 25.63 | 413782.6 | 115536.4 | 0 | 4147.2 | 0 | 5390.4 | 61238.8 | 0 | 0 | 0 | 115027.9 | 0 | 95.5 | 3315.4 | 21585 | 86740.7 | 705.4 | 0 | 0 | 0 | 111537.7 | 3998.7 | 0 | 0 | 0 | 6799
511 | 22 | Day22 | 6 | Hour6 | 1 | Winter | 2761 | #N/A | Winter | 422243 | 2024-01-22 06:00 | 415963.9 | 260.2 | 182.6 | 5836.2 | 422243 | 402039 | 306765 | 0.0335 | 0.0466 | 0.56 | 0.56 | 268.7 | 20.5 | 2.89 | 20 | 918 | 0.17 | 270.1 | 47.4 | 317.5 | 278.4 | 21.2 | 2.99 | 20.8 | 952.8 | 0.18 | 279.9 | 49.3 | 329.1 | 511.1 | 35.4 | 4.94 | 37.1 | 1857.4 | 0.24 | 513.5 | 92.5 | 606 | 593.1 | 48.9 | 6.94 | 37 | 1910.8 | 0.31 | 596.5 | 94.1 | 690.6 | 24.94 | 0 | 0.27 | 25.21 | 26.23 | 0 | 0.29 | 26.52 | 422243 | 115478 | 0.5 | 4166.7 | 0 | 5793.1 | 64762.5 | 0 | 0 | 238.5 | 118909.1 | 0 | 95.5 | 3315.4 | 21790.8 | 87225.9 | 705.4 | 0 | 0 | 51.2 | 111316.4 | 3871.8 | 0 | 0 | 7.8 | 6726.6
512 | 22 | Day22 | 7 | Hour7 | 1 | Winter | 2761 | #N/A | Winter | 437373.3 | 2024-01-22 07:00 | 430800 | 905.2 | 4.1 | 5664 | 437373.3 | 416175.6 | 309239.8 | 0.0339 | 0.0482 | 0.58 | 0.58 | 260.8 | 20 | 2.82 | 19.4 | 888.4 | 0.17 | 262.2 | 45.9 | 308.1 | 270.6 | 20.7 | 2.92 | 20.1 | 922.7 | 0.17 | 272 | 47.7 | 319.7 | 445.6 | 28.8 | 3.99 | 34.1 | 1683.2 | 0.21 | 447.6 | 84.3 | 531.9 | 1061.5 | 118 | 17.12 | 36.6 | 2449.8 | 0.52 | 1069.7 | 109.7 | 1179.4 | 25.97 | 0 | 0.28 | 26.25 | 27.34 | 0 | 0.28 | 27.62 | 437373.3 | 128133.5 | 608.7 | 4194.3 | 0 | 5357.3 | 65481.6 | 0 | 0 | 3120.2 | 118571.4 | 0 | 95.5 | 3315.4 | 22849.3 | 88061 | 705.4 | 0 | 0 | 10025 | 111337.4 | 3651 | 221.9 | 0 | 0 | 7125.3
513 | 22 | Day22 | 8 | Hour8 | 1 | Winter | 2761 | #N/A | Winter | 453277.8 | 2024-01-22 08:00 | 445011.9 | 2742.9 | 4.1 | 5518.8 | 453277.8 | 429698.1 | 306507.1 | 0.0344 | 0.0498 | 0.6 | 0.6 | 247.7 | 19.1 | 2.7 | 18.3 | 838.4 | 0.16 | 249 | 43.3 | 292.3 | 257.5 | 19.9 | 2.81 | 19 | 871.8 | 0.17 | 258.9 | 45 | 303.9 | 333 | 20.1 | 2.77 | 26.8 | 1302.4 | 0.15 | 334.4 | 65.6 | 400 | 906.2 | 90.5 | 13.05 | 40.4 | 2413.1 | 0.44 | 912.4 | 112.5 | 1024.9 | 25.9 | 0 | 0.28 | 26.18 | 27.29 | 0 | 0.28 | 27.58 | 453277.8 | 146770.6 | 1145.2 | 4194.3 | 0 | 4929.2 | 65225 | 0 | 0 | 5609.4 | 114456.1 | 0 | 95.5 | 3315.4 | 24380 | 88061 | 705.4 | 0 | 0 | 26345 | 111256 | 3560.3 | 2902.6 | 0 | 129.4 | 7282.9
514 | 22 | Day22 | 9 | Hour9 | 1 | Winter | 2761 | #N/A | Winter | 463964 | 2024-01-22 09:00 | 456839.7 | 1359.1 | 217.1 | 5548.1 | 463964 | 440945.9 | 313660.8 | 0.0348 | 0.051 | 0.6 | 0.6 | 250.9 | 19.5 | 2.76 | 18.3 | 845.1 | 0.16 | 252.3 | 43.6 | 295.8 | 260.9 | 20.3 | 2.86 | 19.1 | 879.9 | 0.17 | 262.3 | 45.4 | 307.7 | 269.8 | 14.4 | 1.95 | 23.4 | 1116.1 | 0.12 | 270.8 | 56.7 | 327.5 | 752.9 | 61.6 | 8.74 | 46 | 2436.3 | 0.36 | 757.1 | 118.7 | 875.8 | 26.11 | 0 | 0.23 | 26.34 | 27.59 | 0 | 0.24 | 27.83 | 463964 | 150303.3 | 1353 | 4244.2 | 0 | 5556.6 | 68286.3 | 0 | 13.4 | 6471.7 | 116919.4 | 0 | 95.5 | 3315.4 | 25124 | 88061 | 705.4 | 0 | 0 | 39216.5 | 101129.5 | 3472.1 | 4932.8 | 0 | 980.5 | 6510.5
515 | 22 | Day22 | 10 | Hour10 | 1 | Winter | 2761 | #N/A | Winter | 470655.4 | 2024-01-22 10:00 | 464359.1 | 287.5 | 217.1 | 5791.6 | 470655.4 | 448095.8 | 311525.6 | 0.035 | 0.0518 | 0.6 | 0.6 | 251.1 | 19.9 | 2.81 | 18 | 834.8 | 0.16 | 252.5 | 42.9 | 295.4 | 260.5 | 20.6 | 2.91 | 18.7 | 867.4 | 0.17 | 261.9 | 44.6 | 306.5 | 260 | 13.5 | 1.82 | 22.9 | 1086.1 | 0.12 | 260.9 | 55.3 | 316.2 | 664.9 | 51.6 | 7.28 | 43.9 | 2241.8 | 0.33 | 668.4 | 110.8 | 779.2 | 25.75 | 0 | 0.28 | 26.03 | 27.23 | 0 | 0.3 | 27.52 | 470655.4 | 159129.8 | 0 | 4244.2 | 0 | 7580.1 | 71033.9 | 0 | 352.1 | 7811.7 | 114527.9 | 0 | 95.5 | 3315.4 | 21833.4 | 88189.9 | 705.4 | 0 | 0 | 55799.6 | 91875.5 | 3291 | 5738.7 | 0 | 107.7 | 7011.3
516 | 22 | Day22 | 11 | Hour11 | 1 | Winter | 2761 | #N/A | Winter | 476449.6 | 2024-01-22 11:00 | 468808 | 1805.5 | 38.8 | 5797.4 | 476449.6 | 452329.5 | 314659.1 | 0.0351 | 0.0522 | 0.6 | 0.6 | 255.2 | 20.4 | 2.89 | 18 | 842.3 | 0.16 | 256.6 | 43.2 | 299.8 | 265.2 | 21.1 | 3 | 18.8 | 876.7 | 0.17 | 266.7 | 45 | 311.6 | 253 | 13.2 | 1.77 | 22.3 | 1057.2 | 0.12 | 253.9 | 53.8 | 307.7 | 689.6 | 63.2 | 9.05 | 36.6 | 2018.8 | 0.35 | 693.9 | 96.9 | 790.8 | 26.07 | 0 | 0.28 | 26.35 | 27.58 | 0 | 0.3 | 27.88 | 476449.6 | 161790.5 | 0 | 4244.2 | 0 | 8053 | 74027.1 | 0 | 523.4 | 8622 | 115240.5 | 0 | 95.5 | 3315.4 | 21433.3 | 87544.7 | 705.4 | 0 | 0 | 60012.3 | 89536.6 | 3096.2 | 7108.3 | 0 | 4 | 7754
517 | 22 | Day22 | 12 | Hour12 | 1 | Winter | 2761 | #N/A | Winter | 480884.2 | 2024-01-22 12:00 | 470352.7 | 3913.6 | 934.2 | 5683.7 | 480884.2 | 453801.1 | 317371.6 | 0.0352 | 0.0524 | 0.6 | 0.6 | 256.4 | 20.5 | 2.91 | 18.1 | 844.7 | 0.16 | 257.8 | 43.3 | 301.1 | 267.6 | 21.4 | 3.03 | 18.9 | 882.5 | 0.17 | 269 | 45.2 | 314.3 | 244.1 | 12.7 | 1.71 | 21.5 | 1019 | 0.11 | 244.9 | 51.9 | 296.8 | 644 | 59 | 8.44 | 34.3 | 1887.3 | 0.33 | 648.1 | 90.6 | 738.7 | 26.3 | 0 | 0.29 | 26.59 | 27.84 | 0 | 0.3 | 28.14 | 480884.2 | 163512.6 | 55.2 | 4244.2 | 0 | 8014.8 | 75404.2 | 0 | 496.3 | 10422.2 | 116243.8 | 0 | 95.5 | 3315.4 | 21553.5 | 87739.6 | 705.4 | 0 | 0 | 62311.2 | 87330.7 | 2952.4 | 8021.4 | 0 | 8 | 8315.2
518 | 22 | Day22 | 13 | Hour13 | 1 | Winter | 2761 | #N/A | Winter | 481022.1 | 2024-01-22 13:00 | 469567.2 | 4095.3 | 1735.7 | 5623.9 | 481022.1 | 453062.5 | 314910.3 | 0.0351 | 0.0523 | 0.6 | 0.6 | 253.6 | 20.2 | 2.87 | 17.9 | 837.4 | 0.16 | 255 | 42.9 | 297.9 | 265 | 21.1 | 2.99 | 18.8 | 876.2 | 0.17 | 266.5 | 44.9 | 311.4 | 243.3 | 13 | 1.76 | 21.1 | 1005.4 | 0.11 | 244.2 | 51.1 | 295.3 | 494.4 | 27.6 | 3.76 | 42.5 | 2007.9 | 0.24 | 496.3 | 102.4 | 598.7 | 26.16 | 0 | 0.29 | 26.45 | 27.68 | 0 | 0.3 | 27.99 | 481022.1 | 166111.8 | 139.6 | 4244.2 | 0 | 7679.2 | 74256.7 | 0 | 544.7 | 11679.2 | 115878.9 | 0 | 95.5 | 3315.4 | 20855.7 | 87739.6 | 705.4 | 0 | 0 | 64016 | 86997.7 | 2874.2 | 9290 | 0 | 0 | 7890.4
519 | 22 | Day22 | 14 | Hour14 | 1 | Winter | 2761 | #N/A | Winter | 476230.1 | 2024-01-22 14:00 | 467298.8 | 3009.7 | 395.7 | 5526 | 476230.1 | 450913.9 | 311216.2 | 0.0351 | 0.052 | 0.61 | 0.61 | 249.3 | 19.8 | 2.8 | 17.8 | 826.8 | 0.16 | 250.7 | 42.5 | 293.2 | 259.7 | 20.5 | 2.91 | 18.6 | 862.5 | 0.17 | 261.1 | 44.4 | 305.4 | 255.8 | 14.1 | 1.92 | 21.8 | 1043.1 | 0.12 | 256.7 | 52.9 | 309.6 | 722.2 | 73.2 | 10.57 | 32.2 | 1878.3 | 0.38 | 727.3 | 88.2 | 815.5 | 25.79 | 0 | 0.29 | 26.08 | 27.31 | 0 | 0.3 | 27.62 | 476230.1 | 165014 | 50.1 | 4239.5 | 0 | 8070 | 71458.1 | 0 | 463.9 | 10534.4 | 114169.2 | 0 | 159.1 | 3315.4 | 21430.8 | 87404.5 | 919.4 | 0 | 0 | 64084 | 87218.8 | 2712.9 | 9545.4 | 0 | 0.6 | 7408.5
520 | 22 | Day22 | 15 | Hour15 | 1 | Winter | 2761 | #N/A | Winter | 474742.4 | 2024-01-22 15:00 | 466372.2 | 1260.5 | 1585.3 | 5524.3 | 474742.3 | 450033.4 | 313759 | 0.035 | 0.0519 | 0.6 | 0.6 | 252.5 | 20 | 2.83 | 18.1 | 838.6 | 0.16 | 253.9 | 43.1 | 297 | 262.7 | 20.7 | 2.93 | 18.9 | 873.9 | 0.17 | 264.1 | 45 | 309 | 253.1 | 13.5 | 1.83 | 22 | 1046.6 | 0.12 | 254 | 53.2 | 307.2 | 622.6 | 55 | 7.87 | 35.2 | 1873 | 0.32 | 626.4 | 91.1 | 717.5 | 25.93 | 0 | 0.28 | 26.21 | 27.44 | 0 | 0.3 | 27.74 | 474742.4 | 160983.3 | 230.2 | 4239.5 | 0 | 8265.6 | 71880.9 | 0 | 471.9 | 9556.6 | 115834 | 0 | 159.1 | 3315.4 | 21430.8 | 87404.5 | 998.8 | 0 | 0 | 59194.2 | 89207.9 | 2552.7 | 7844.1 | 0 | 0 | 7242.2
521 | 22 | Day22 | 16 | Hour16 | 1 | Winter | 2761 | #N/A | Winter | 480436.7 | 2024-01-22 16:00 | 471367.8 | 2325.6 | 543.8 | 6199.4 | 480436.7 | 454753.2 | 334280.9 | 0.0352 | 0.0525 | 0.57 | 0.57 | 276.8 | 22.1 | 3.13 | 19.4 | 912.3 | 0.17 | 278.4 | 46.7 | 325 | 288.3 | 23 | 3.26 | 20.3 | 951.3 | 0.18 | 289.9 | 48.7 | 338.6 | 350.5 | 22.9 | 3.18 | 26.6 | 1315.4 | 0.16 | 352.1 | 65.8 | 417.9 | 619.1 | 48.5 | 6.87 | 40.6 | 2059 | 0.32 | 622.4 | 102.1 | 724.4 | 26.98 | 0 | 0.28 | 27.26 | 28.56 | 0 | 0.3 | 28.86 | 480436.7 | 146155.7 | 0 | 4239.5 | 0 | 8014.8 | 80913 | 0 | 536.5 | 8517.7 | 125542.9 | 0 | 159.1 | 3315.4 | 23081.4 | 87955.4 | 1059.3 | 0 | 0 | 44792.1 | 89782.3 | 2527.2 | 6421.6 | 0 | 10.7 | 8112
522 | 22 | Day22 | 17 | Hour17 | 1 | Winter | 2761 | #N/A | Winter | 496459.1 | 2024-01-22 17:00 | 486095.9 | 1922.4 | 1587.6 | 6853.1 | 496459.1 | 468674.2 | 362495.2 | 0.0358 | 0.0543 | 0.53 | 0.53 | 307.4 | 25.2 | 3.58 | 20.7 | 992.2 | 0.19 | 309.1 | 50.3 | 359.5 | 320.5 | 26.2 | 3.73 | 21.6 | 1035.6 | 0.2 | 322.3 | 52.5 | 374.9 | 425.6 | 27.6 | 3.83 | 32.5 | 1603.4 | 0.2 | 427.5 | 80.4 | 507.8 | 1053.1 | 114.2 | 16.57 | 39 | 2504.6 | 0.53 | 1061 | 113.8 | 1174.8 | 30.17 | 0 | 0.28 | 30.45 | 31.98 | 0 | 0.3 | 32.28 | 496459.1 | 133963.9 | 137.2 | 4239.5 | 0 | 7940.7 | 95891.8 | 0 | 546.4 | 6475.5 | 135024.2 | 0 | 159.1 | 3315.4 | 26571.7 | 88061 | 1154.6 | 0 | 0 | 32537.5 | 92008.8 | 2395.7 | 4940.4 | 31.3 | 305.6 | 8112
523 | 22 | Day22 | 18 | Hour18 | 1 | Winter | 2761 | #N/A | Winter | 503661.6 | 2024-01-22 18:00 | 497533.9 | 0 | 0 | 6127.7 | 503661.6 | 479485 | 385369.1 | 0.0363 | 0.0555 | 0.52 | 0.51 | 316.6 | 25.9 | 3.68 | 21.3 | 1023.7 | 0.19 | 318.3 | 51.9 | 370.2 | 330.4 | 26.9 | 3.81 | 22.4 | 1072.9 | 0.2 | 332.3 | 54.4 | 386.7 | 424.8 | 26.2 | 3.61 | 33.8 | 1644 | 0.2 | 426.6 | 82.8 | 509.4 | 993.8 | 98.9 | 14.26 | 45 | 2642 | 0.5 | 1000.7 | 123.8 | 1124.5 | 31.92 | 0 | 0.29 | 32.21 | 33.83 | 0 | 0.31 | 34.14 | 503661.6 | 118292.5 | 3786.1 | 4239.5 | 0 | 8374.7 | 99860.8 | 0 | 290.4 | 2610.3 | 142103.1 | 0 | 159.1 | 3315.4 | 33325.1 | 88061 | 1220.2 | 923.9 | 0 | 11996.2 | 101051.3 | 2344.3 | 4042.6 | 929.8 | 3470.2 | 8315.2
524 | 22 | Day22 | 19 | Hour19 | 1 | Winter | 2761 | #N/A | Winter | 508385.5 | 2024-01-22 19:00 | 502120 | 0 | 0 | 6265.4 | 508385.5 | 483867.8 | 402767 | 0.0363 | 0.0558 | 0.51 | 0.5 | 319.6 | 25.8 | 3.67 | 21.7 | 1043.1 | 0.19 | 321.4 | 52.9 | 374.3 | 333.9 | 26.8 | 3.81 | 22.9 | 1093.7 | 0.2 | 335.8 | 55.5 | 391.3 | 440.4 | 26.7 | 3.68 | 35.4 | 1717.5 | 0.2 | 442.2 | 86.6 | 528.8 | 719.7 | 55.3 | 7.8 | 47.2 | 2438.7 | 0.34 | 723.5 | 120 | 843.4 | 33.2 | 0 | 0.17 | 33.37 | 35.19 | 0 | 0.18 | 35.37 | 508385.5 | 105618.5 | 3712.7 | 4239.5 | 0 | 8374.7 | 100364.8 | 0 | 0 | 6.1 | 148581.3 | 0 | 159.1 | 3315.4 | 43456 | 88061 | 1220.2 | 1282.2 | 0 | 0.4 | 103372.5 | 2239.5 | 1488.2 | 2.5 | 3172.6 | 8315.2
525 | 22 | Day22 | 20 | Hour20 | 1 | Winter | 2761 | #N/A | Winter | 505146.2 | 2024-01-22 20:00 | 498914.5 | 0 | 0 | 6231.7 | 505146.2 | 480846 | 398463 | 0.0362 | 0.0555 | 0.51 | 0.51 | 313.2 | 25.1 | 3.57 | 21.5 | 1027.5 | 0.19 | 314.9 | 52.2 | 367.1 | 325.8 | 26.1 | 3.7 | 22.5 | 1070.7 | 0.2 | 327.6 | 54.4 | 382 | 460.4 | 29 | 4.01 | 36 | 1762.8 | 0.21 | 462.4 | 88.6 | 551 | 484.6 | 17.4 | 2.22 | 50 | 2253 | 0.23 | 485.7 | 117.2 | 602.9 | 31.09 | 0 | 0.29 | 31.38 | 32.94 | 0 | 0.31 | 33.25 | 505146.2 | 106683.2 | 671.5 | 4239.5 | 0 | 8374.7 | 96885.2 | 0 | 0 | 0 | 146956.4 | 0 | 159.1 | 3315.4 | 47159.9 | 88061 | 1220.2 | 1420.2 | 0 | 0 | 104453.9 | 2229.4 | 0 | 0 | 353.4 | 7916.5
526 | 22 | Day22 | 21 | Hour21 | 1 | Winter | 2761 | #N/A | Winter | 490691.4 | 2024-01-22 21:00 | 484446.4 | 0 | 0 | 6245 | 490691.5 | 467149.7 | 383443.3 | 0.0357 | 0.0539 | 0.53 | 0.52 | 299.6 | 23.5 | 3.33 | 21.2 | 998.8 | 0.18 | 301.2 | 51 | 352.2 | 311.2 | 24.4 | 3.45 | 22.1 | 1038.9 | 0.19 | 312.9 | 53.1 | 365.9 | 472.8 | 31 | 4.31 | 35.8 | 1771.3 | 0.22 | 474.9 | 88.6 | 563.6 | 926.7 | 94.1 | 13.58 | 40.1 | 2417.5 | 0.45 | 933.2 | 112.2 | 1045.5 | 29.97 | 0 | 0.1 | 30.07 | 31.69 | 0 | 0.11 | 31.81 | 490691.4 | 107248.2 | 92.2 | 4239.5 | 0 | 8374.7 | 87634.7 | 0 | 0 | 0 | 143349.8 | 0 | 159.1 | 3315.4 | 45596.6 | 88061 | 1220.2 | 1400 | 0 | 0 | 105242.2 | 2006 | 0 | 412.7 | 107.4 | 6839.2
527 | 22 | Day22 | 22 | Hour22 | 1 | Winter | 2761 | #N/A | Winter | 469525.4 | 2024-01-22 22:00 | 463452.6 | 0 | 0 | 6072.9 | 469525.4 | 447237.5 | 362542.2 | 0.035 | 0.0517 | 0.54 | 0.54 | 287.2 | 22.2 | 3.15 | 20.8 | 967.6 | 0.18 | 288.7 | 49.6 | 338.3 | 297.9 | 23 | 3.26 | 21.6 | 1005.1 | 0.19 | 299.5 | 51.6 | 351.1 | 472.7 | 29.5 | 4.07 | 37.2 | 1820.6 | 0.22 | 474.7 | 91.5 | 566.2 | 522.4 | 22.9 | 3.02 | 50.1 | 2299.9 | 0.25 | 523.9 | 118.7 | 642.6 | 28.98 | 0 | 0.3 | 29.28 | 30.57 | 0 | 0.32 | 30.89 | 469525.4 | 106983.2 | 4.6 | 4239.5 | 0 | 8270.1 | 78615.8 | 0 | 0 | 0 | 135766.6 | 0 | 159.1 | 3315.4 | 42186.7 | 88061 | 1178 | 745.3 | 0 | 0 | 105134.6 | 1848.6 | 0 | 178.6 | 0 | 5496.3
528 | 22 | Day22 | 23 | Hour23 | 1 | Winter | 2761 | #N/A | Winter | 445957 | 2024-01-22 23:00 | 440051.6 | 10.2 | 0 | 5895.3 | 445957 | 424976.4 | 340933.8 | 0.0343 | 0.0493 | 0.56 | 0.56 | 272 | 20.6 | 2.9 | 20.3 | 932.8 | 0.17 | 273.4 | 48.2 | 321.6 | 282 | 21.3 | 3 | 21.1 | 968.3 | 0.18 | 283.5 | 50 | 333.5 | 484.1 | 31.7 | 4.39 | 36.8 | 1817.5 | 0.23 | 486.3 | 91 | 577.3 | 882.4 | 91.5 | 13.23 | 36.6 | 2229.8 | 0.44 | 888.7 | 103.1 | 991.9 | 28.25 | 0 | 0.15 | 28.4 | 29.73 | 0 | 0.16 | 29.89 | 445957 | 105023.3 | 0 | 4238.5 | 0 | 7294.4 | 68483 | 0 | 0 | 0 | 128189 | 0 | 159.1 | 3315.4 | 39647.8 | 88061 | 1011.8 | 533.8 | 0 | 0 | 103316.2 | 1707.1 | 0 | 178.6 | 7.8 | 4809.3
529 | 23 | Day23 | 0 | Hour0 | 1 | Winter | 35 | 525618.2 | Winter | 422070.2 | 2024-01-23 | 416210.4 | 164.9 | 16.5 | 5678.3 | 422070.2 | 402267.3 | 318207.2 | 0.0335 | 0.0467 | 0.57 | 0.57 | 261.8 | 19.6 | 2.75 | 20 | 907.1 | 0.17 | 263.1 | 47 | 310.2 | 271.1 | 20.2 | 2.85 | 20.7 | 940.6 | 0.18 | 272.5 | 48.8 | 321.3 | 463.4 | 28.6 | 3.94 | 36.8 | 1794.9 | 0.21 | 465.4 | 90.3 | 555.7 | 668 | 51.5 | 7.28 | 43.9 | 2248.1 | 0.33 | 671.6 | 110.9 | 782.5 | 27.45 | 0 | 0.23 | 27.68 | 28.82 | 0 | 0.25 | 29.06 | 422070.2 | 103862.9 | 510.8 | 4234 | 0 | 5069.2 | 61239 | 0 | 0 | 0 | 119967.1 | 0 | 159.1 | 3315.4 | 34910.9 | 88061 | 740.8 | 0 | 0 | 0 | 102215.4 | 1647.5 | 0 | 0 | 198.6 | 4936.7
530 | 23 | Day23 | 1 | Hour1 | 1 | Winter | 2761 | #N/A | Winter | 409690.9 | 2024-01-23 01:00 | 398851.8 | 1954.7 | 3252 | 5632.5 | 409690.9 | 385708.6 | 305027.6 | 0.0329 | 0.0447 | 0.57 | 0.57 | 255.9 | 18.8 | 2.64 | 19.9 | 897.1 | 0.17 | 257.1 | 46.7 | 303.8 | 265.2 | 19.5 | 2.74 | 20.6 | 929.8 | 0.17 | 266.5 | 48.4 | 314.9 | 473.2 | 29.6 | 4.08 | 37.2 | 1819.7 | 0.22 | 475.2 | 91.5 | 566.7 | 667.7 | 53.5 | 7.58 | 41.7 | 2195.2 | 0.32 | 671.4 | 107.3 | 778.6 | 27.07 | 0 | 0.29 | 27.36 | 28.37 | 0 | 0.31 | 28.68 | 409690.9 | 104663.3 | 5.5 | 4234 | 0 | 4931.1 | 56839.3 | 0 | 0 | 0 | 117536.5 | 0 | 125 | 3315.4 | 29354.6 | 88061 | 625.1 | 0 | 0 | 0 | 102925.6 | 1737.7 | 0 | 2.1 | 0 | 4932.2
531 | 23 | Day23 | 2 | Hour2 | 1 | Winter | 2761 | #N/A | Winter | 402151.4 | 2024-01-23 02:00 | 389048.4 | 2748.6 | 4983.6 | 5370.8 | 402151.4 | 376345.2 | 299079.7 | 0.0326 | 0.0435 | 0.57 | 0.57 | 257.2 | 18.8 | 2.64 | 20.1 | 904.9 | 0.17 | 258.5 | 47.1 | 305.6 | 267.1 | 19.6 | 2.75 | 20.9 | 938.8 | 0.18 | 268.5 | 48.9 | 317.3 | 486 | 31 | 4.29 | 37.6 | 1850 | 0.23 | 488.1 | 92.8 | 581 | 729.1 | 63.2 | 9.01 | 41.7 | 2248.2 | 0.36 | 733.4 | 108.8 | 842.2 | 26.2 | 0 | 0.29 | 26.5 | 27.44 | 0 | 0.3 | 27.75 | 402151.4 | 103071.7 | 0 | 4234 | 0 | 4730.9 | 55640.1 | 0 | 0 | 0 | 117119.4 | 0 | 95.5 | 3315.4 | 25314.2 | 88005.1 | 625.1 | 0 | 0 | 0 | 101346.3 | 1725.4 | 0 | 0 | 0 | 4789.2
532 | 23 | Day23 | 3 | Hour3 | 1 | Winter | 2761 | #N/A | Winter | 397576 | 2024-01-23 03:00 | 386464.6 | 2616.5 | 3483.4 | 5011.5 | 397576 | 373877.2 | 297168.2 | 0.0326 | 0.0432 | 0.56 | 0.56 | 261.5 | 19.1 | 2.68 | 20.5 | 921.5 | 0.17 | 262.8 | 48 | 310.8 | 271.1 | 19.8 | 2.78 | 21.2 | 954.4 | 0.18 | 272.5 | 49.7 | 322.2 | 482.6 | 30.5 | 4.21 | 37.6 | 1846.8 | 0.22 | 484.7 | 92.7 | 577.4 | 769.9 | 71.3 | 10.21 | 39.5 | 2228.7 | 0.37 | 774.8 | 106 | 880.8 | 25.84 | 0 | 0.29 | 26.13 | 27.07 | 0 | 0.29 | 27.36 | 397576 | 100407.8 | 0 | 4234 | 0 | 4730.9 | 55744.1 | 0 | 0 | 0 | 118308.6 | 0 | 95.5 | 3315.4 | 22717.5 | 87397.2 | 625.1 | 0 | 0 | 0 | 98536.4 | 1871.4 | 0 | 0 | 0 | 4733.6
533 | 23 | Day23 | 4 | Hour4 | 1 | Winter | 2761 | #N/A | Winter | 402363.6 | 2024-01-23 04:00 | 394397.6 | 1717.3 | 1177.3 | 5071.3 | 402363.6 | 381460.7 | 305170.1 | 0.0328 | 0.0441 | 0.55 | 0.54 | 270.9 | 19.8 | 2.79 | 21 | 951.7 | 0.18 | 272.3 | 49.4 | 321.7 | 280.9 | 20.6 | 2.89 | 21.8 | 987.4 | 0.18 | 282.3 | 51.3 | 333.6 | 494.6 | 32.5 | 4.5 | 37.5 | 1854 | 0.23 | 496.8 | 92.8 | 589.6 | 687.1 | 61 | 8.71 | 37.6 | 2073 | 0.33 | 691.3 | 99.5 | 790.8 | 26.12 | 0 | 0.29 | 26.41 | 27.39 | 0 | 0.29 | 27.68 | 402363.6 | 97193.5 | 0 | 4234 | 0 | 4375.6 | 59072.4 | 0 | 0 | 0 | 123263.5 | 0 | 95.5 | 3315.4 | 22791.3 | 87397.2 | 625.1 | 0.1 | 0 | 0 | 95337.8 | 1855.7 | 0 | 0 | 0 | 4733.6
534 | 23 | Day23 | 5 | Hour5 | 1 | Winter | 2761 | #N/A | Winter | 421774.5 | 2024-01-23 05:00 | 415741.4 | 122.8 | 542.4 | 5367.9 | 421774.5 | 401812.5 | 327145.6 | 0.0335 | 0.0466 | 0.51 | 0.51 | 295.5 | 22.3 | 3.15 | 22 | 1016.2 | 0.19 | 297 | 52.3 | 349.4 | 305.7 | 23.1 | 3.25 | 22.8 | 1052.7 | 0.19 | 307.3 | 54.2 | 361.5 | 504.3 | 34.4 | 4.79 | 37 | 1848.5 | 0.24 | 506.6 | 92.2 | 598.8 | 506.9 | 26.5 | 3.56 | 44.6 | 2115.8 | 0.23 | 508.7 | 107.7 | 616.3 | 27.13 | 0 | 0.26 | 27.39 | 28.51 | 0 | 0.27 | 28.78 | 421774.5 | 94628.9 | 0 | 4234 | 0 | 4730.9 | 70671.2 | 0 | 0 | 0 | 133259.6 | 0 | 95.5 | 3315.4 | 22812.6 | 87397.2 | 625.1 | 4.1 | 0 | 0 | 92663.3 | 1965.5 | 0 | 213 | 0 | 4882.2
535 | 23 | Day23 | 6 | Hour6 | 1 | Winter | 2761 | #N/A | Winter | 451733.8 | 2024-01-23 06:00 | 446103.7 | 45.1 | 0 | 5585.1 | 451733.8 | 430696.1 | 358986.9 | 0.0345 | 0.0501 | 0.49 | 0.49 | 321.2 | 25.2 | 3.57 | 22.7 | 1073.3 | 0.2 | 322.9 | 54.7 | 377.6 | 332.8 | 26.1 | 3.7 | 23.5 | 1112.8 | 0.2 | 334.5 | 56.7 | 391.3 | 482.1 | 30.9 | 4.28 | 37.2 | 1829.5 | 0.22 | 484.2 | 91.8 | 576 | 486.5 | 17.9 | 2.26 | 49.5 | 2267.4 | 0.22 | 487.6 | 117.2 | 604.8 | 30.15 | 0 | 0.25 | 30.4 | 31.75 | 0 | 0.27 | 32.01 | 451733.8 | 92746.9 | 81.8 | 4242.6 | 0 | 7108.5 | 86445.8 | 0 | 0 | 75.8 | 142679.4 | 0 | 95.5 | 3315.4 | 25992.5 | 88396.1 | 625.1 | 4.1 | 0 | 10.5 | 90744.3 | 1916.3 | 0 | 213 | 427.2 | 6518.4
536 | 23 | Day23 | 7 | Hour7 | 1 | Winter | 2761 | #N/A | Winter | 480188.9 | 2024-01-23 07:00 | 474937 | 0 | 0 | 5252 | 480188.9 | 458098.6 | 382977.9 | 0.0354 | 0.0531 | 0.49 | 0.49 | 326 | 25.7 | 3.63 | 22.8 | 1087.3 | 0.2 | 327.7 | 55.3 | 383 | 338.4 | 26.6 | 3.77 | 23.7 | 1129.6 | 0.2 | 340.2 | 57.4 | 397.7 | 479 | 31.3 | 4.34 | 36.4 | 1796 | 0.23 | 481.1 | 90 | 571.2 | 868.4 | 82.5 | 11.86 | 42.8 | 2435.7 | 0.43 | 874.1 | 115.5 | 989.6 | 30.89 | 0 | 0.26 | 31.15 | 32.63 | 0 | 0.27 | 32.9 | 480188.9 | 97211 | 1649.3 | 4247.1 | 0 | 7637.6 | 93520.2 | 0 | 0 | 1440.8 | 150129.2 | 0 | 1809.8 | 3315.4 | 31643.9 | 88396.1 | 625.1 | 4.1 | 0 | 4749.6 | 88909.1 | 2111.6 | 54.5 | 213 | 1167.4 | 7797.7
537 | 23 | Day23 | 8 | Hour8 | 1 | Winter | 2761 | #N/A | Winter | 496820.8 | 2024-01-23 08:00 | 491915.8 | 0 | 0 | 4904.9 | 496820.7 | 474219.2 | 386543.4 | 0.036 | 0.0547 | 0.51 | 0.51 | 315.6 | 25 | 3.54 | 22.1 | 1043.3 | 0.19 | 317.3 | 53.2 | 370.5 | 327.8 | 25.9 | 3.67 | 23 | 1084.4 | 0.2 | 329.6 | 55.3 | 384.9 | 325.3 | 17.2 | 2.33 | 28.5 | 1341.2 | 0.16 | 326.5 | 68.5 | 395 | 888.9 | 90.5 | 13.08 | 38.3 | 2300.7 | 0.44 | 895.2 | 107 | 1002.1 | 30.81 | 0 | 0.22 | 31.03 | 32.6 | 0 | 0.24 | 32.83 | 496820.8 | 110277.3 | 1621.7 | 4247.1 | 0 | 8374.7 | 93905.5 | 0 | 0 | 2780.3 | 146123.8 | 0 | 1978.2 | 3315.4 | 36667.6 | 88396.1 | 1909.1 | 4.1 | 0 | 18607.3 | 86430.5 | 2459.2 | 1200.3 | 391.6 | 854.3 | 8315.2
538 | 23 | Day23 | 9 | Hour9 | 1 | Winter | 2761 | #N/A | Winter | 505750.6 | 2024-01-23 09:00 | 500214.1 | 0 | 0 | 5536.5 | 505750.6 | 482079 | 374179.9 | 0.0362 | 0.0556 | 0.55 | 0.55 | 284.9 | 22.5 | 3.18 | 20.1 | 949.8 | 0.17 | 286.4 | 48.4 | 334.9 | 295.6 | 23.3 | 3.29 | 20.9 | 986.3 | 0.18 | 297.2 | 50.3 | 347.5 | 224.6 | 9.7 | 1.27 | 21.6 | 1001.5 | 0.1 | 225.2 | 51.5 | 276.7 | 507.5 | 21.7 | 2.82 | 49 | 2270.7 | 0.23 | 508.9 | 116.7 | 625.6 | 29.98 | 0 | 0.22 | 30.2 | 31.75 | 0 | 0.24 | 31.98 | 505750.6 | 131570.6 | 0 | 4247.1 | 0 | 8019.4 | 86203 | 0 | 1.1 | 4166.4 | 140152.7 | 0 | 100.2 | 3315.4 | 43120.8 | 88396.1 | 625.1 | 0 | 0 | 47859.4 | 77072.5 | 2471.2 | 2092.7 | 342.4 | 768.6 | 8280.5
539 | 23 | Day23 | 10 | Hour10 | 1 | Winter | 2761 | #N/A | Winter | 509626.6 | 2024-01-23 10:00 | 504365.9 | 0 | 0 | 5260.7 | 509626.6 | 485995.7 | 371042.4 | 0.0364 | 0.0561 | 0.55 | 0.55 | 283.4 | 22.4 | 3.17 | 19.9 | 943.9 | 0.17 | 284.9 | 48.1 | 333 | 294.2 | 23.2 | 3.28 | 20.7 | 980.6 | 0.18 | 295.8 | 50 | 345.7 | 202.9 | 8.5 | 1.1 | 19.8 | 913.5 | 0.09 | 203.4 | 47 | 250.4 | 1084.4 | 113.5 | 16.41 | 43.7 | 2723.6 | 0.53 | 1092.3 | 125 | 1217.3 | 29.86 | 27.48 | 0.28 | 57.62 | 31.66 | 29.33 | 0.3 | 61.29 | 509626.6 | 138584.2 | 0 | 4247.1 | 0 | 8019.4 | 86426.4 | 0 | 183.7 | 5758.2 | 139984.4 | 0 | 102.7 | 3315.4 | 39925.6 | 88396.1 | 625.1 | 0 | 0 | 66813 | 63344.1 | 2485.2 | 3198.5 | 235 | 938.9 | 8315.2
540 | 23 | Day23 | 11 | Hour11 | 1 | Winter | 2761 | #N/A | Winter | 508548.8 | 2024-01-23 11:00 | 503099.2 | 475.1 | 0 | 4974.5 | 508548.9 | 484813.8 | 366252.4 | 0.0363 | 0.0559 | 0.55 | 0.55 | 282.4 | 22.2 | 3.15 | 19.9 | 942.3 | 0.17 | 283.9 | 48 | 332 | 293.3 | 23.1 | 3.27 | 20.7 | 979.5 | 0.18 | 294.9 | 50 | 344.9 | 184 | 7.5 | 0.97 | 18.1 | 834.2 | 0.08 | 184.5 | 43 | 227.5 | 411.1 | 9.2 | 1.01 | 47.9 | 2104.3 | 0.2 | 411.7 | 110.7 | 522.4 | 28.48 | 0 | 0.28 | 28.76 | 30.22 | 0 | 0.3 | 30.52 | 508548.8 | 142296.5 | 0 | 4247.1 | 0 | 8019.4 | 85665.9 | 0 | 275.2 | 6471.5 | 140037.6 | 0 | 95.5 | 3315.4 | 35920.4 | 88325.9 | 625.1 | 0 | 0 | 73358.2 | 59559.3 | 2632.3 | 4637.9 | 213 | 115.6 | 8315.2
541 | 23 | Day23 | 12 | Hour12 | 1 | Winter | 2761 | #N/A | Winter | 504924 | 2024-01-23 12:00 | 499961 | 244.4 | 4.1 | 4714.4 | 504923.9 | 481859.5 | 361659.1 | 0.0362 | 0.0555 | 0.55 | 0.55 | 282.8 | 22.2 | 3.14 | 20 | 945.2 | 0.17 | 284.3 | 48.2 | 332.5 | 293.6 | 23 | 3.26 | 20.8 | 982.2 | 0.18 | 295.1 | 50.1 | 345.3 | 180 | 7.1 | 0.9 | 18 | 824.7 | 0.08 | 180.4 | 42.6 | 223 | 934.2 | 93.6 | 13.49 | 42.1 | 2480.7 | 0.47 | 940.7 | 116.2 | 1056.9 | 28.1 | 0 | 0.29 | 28.39 | 29.81 | 0 | 0.3 | 30.11 | 504924 | 143264.9 | 50.1 | 4247.1 | 0 | 8019.4 | 84867.1 | 0 | 390.7 | 8238.4 | 140005 | 0 | 95.5 | 3315.4 | 32219.1 | 88096.6 | 625.1 | 118.8 | 0 | 72260 | 59456.9 | 2918.9 | 5560.3 | 0 | 0 | 7916.5
542 | 23 | Day23 | 13 | Hour13 | 1 | Winter | 2761 | #N/A | Winter | 500916.7 | 2024-01-23 13:00 | 495769.6 | 276.3 | 4.1 | 4866.7 | 500916.7 | 477898.4 | 356780.6 | 0.036 | 0.055 | 0.55 | 0.55 | 282.2 | 22.2 | 3.14 | 19.9 | 942.5 | 0.17 | 283.7 | 48.1 | 331.8 | 292.8 | 23 | 3.26 | 20.7 | 978.9 | 0.18 | 294.4 | 49.9 | 344.3 | 175.4 | 6.8 | 0.87 | 17.6 | 806.5 | 0.08 | 175.8 | 41.7 | 217.5 | 390.6 | 7.4 | 0.74 | 46.8 | 2044.2 | 0.19 | 391 | 107.8 | 498.8 | 28.05 | 0 | 0.29 | 28.33 | 29.72 | 0 | 0.31 | 30.03 | 500916.7 | 144136 | 166.3 | 4247.1 | 0 | 8374.7 | 84119.9 | 0 | 394.7 | 9570.7 | 138384.5 | 0 | 95.5 | 3315.4 | 30085.2 | 87366.9 | 625.1 | 0 | 0 | 72250.8 | 58869.7 | 3050.3 | 6892.8 | 205.8 | 995.7 | 8315.2
543 | 23 | Day23 | 14 | Hour14 | 1 | Winter | 2761 | #N/A | Winter | 497113.1 | 2024-01-23 14:00 | 491439.5 | 879.7 | 4.1 | 4789.8 | 497113.1 | 473810.2 | 352795.5 | 0.0359 | 0.0545 | 0.55 | 0.55 | 282.5 | 22.2 | 3.14 | 20 | 943.3 | 0.17 | 284 | 48.1 | 332.1 | 293.3 | 23.1 | 3.26 | 20.8 | 980.5 | 0.18 | 294.9 | 50 | 344.9 | 182.4 | 7.5 | 0.97 | 17.9 | 825.2 | 0.08 | 182.9 | 42.5 | 225.5 | 403.8 | 7.6 | 0.76 | 47.7 | 2111.5 | 0.18 | 404.2 | 110.7 | 514.9 | 27.15 | 0 | 0.29 | 27.44 | 28.83 | 0 | 0.31 | 29.13 | 497113.1 | 144317.7 | 0 | 4247.1 | 0 | 8374.7 | 83622.5 | 0 | 359.7 | 10251.4 | 137476.2 | 0 | 95.5 | 3315.4 | 28005 | 87033.9 | 625.1 | 0 | 0 | 71107.8 | 59274.8 | 3324 | 7599.2 | 0 | 0 | 8315.2
544 | 23 | Day23 | 15 | Hour15 | 1 | Winter | 2761 | #N/A | Winter | 494962.8 | 2024-01-23 15:00 | 488791.6 | 1296.7 | 4.1 | 4870.4 | 494962.8 | 471304.7 | 354305.2 | 0.0358 | 0.0542 | 0.55 | 0.55 | 286.1 | 22.5 | 3.19 | 20.2 | 954.3 | 0.18 | 287.6 | 48.7 | 336.3 | 297.1 | 23.4 | 3.31 | 21 | 992.2 | 0.18 | 298.7 | 50.6 | 349.4 | 192.4 | 8.5 | 1.12 | 18.4 | 851.9 | 0.09 | 193 | 43.8 | 236.8 | 404.7 | 7.7 | 0.79 | 47.9 | 2099.9 | 0.19 | 405.1 | 110.5 | 515.6 | 27.22 | 0 | 0.29 | 27.51 | 28.91 | 0 | 0.31 | 29.22 | 494962.8 | 140657.6 | 0 | 4257.5 | 0 | 8019.4 | 84366.2 | 0 | 331.2 | 9929.1 | 138210.8 | 0 | 159.1 | 3315.4 | 28179.1 | 87033.9 | 763.8 | 0 | 0 | 66320.9 | 60636.6 | 3439.9 | 7822.5 | 0 | 0 | 8315.2
545 | 23 | Day23 | 16 | Hour16 | 1 | Winter | 2761 | #N/A | Winter | 499735.8 | 2024-01-23 16:00 | 493026 | 1322.5 | 4.1 | 5383.2 | 499735.8 | 475299.3 | 372241.9 | 0.036 | 0.0547 | 0.52 | 0.52 | 305 | 24.2 | 3.43 | 21.2 | 1011.1 | 0.18 | 306.7 | 51.4 | 358.1 | 316.9 | 25.1 | 3.56 | 22.1 | 1051.2 | 0.19 | 318.6 | 53.5 | 372.1 | 289.2 | 17 | 2.33 | 23.7 | 1145.2 | 0.13 | 290.4 | 57.9 | 348.2 | 968.3 | 99.5 | 14.37 | 40.9 | 2479.6 | 0.48 | 975.2 | 114.9 | 1090.1 | 28.18 | 0 | 0.28 | 28.46 | 29.95 | 0 | 0.3 | 30.25 | 499735.8 | 127493.9 | 0 | 4257.5 | 0 | 8374.7 | 91650.6 | 0 | 409 | 6705.4 | 145968 | 0 | 159.1 | 3315.4 | 30580 | 87033.9 | 902.7 | 0 | 0 | 57581.7 | 59125.8 | 3672 | 7001 | 0 | 165 | 8310.6
546 | 23 | Day23 | 17 | Hour17 | 1 | Winter | 2761 | #N/A | Winter | 514184.4 | 2024-01-23 17:00 | 508834.7 | 0 | 0 | 5349.7 | 514184.4 | 490208.7 | 402471.1 | 0.0366 | 0.0566 | 0.49 | 0.49 | 326.8 | 26.1 | 3.71 | 22.4 | 1075.6 | 0.19 | 328.6 | 54.5 | 383.1 | 340.5 | 27.2 | 3.85 | 23.4 | 1123.1 | 0.2 | 342.4 | 56.9 | 399.3 | 404.7 | 24.9 | 3.44 | 32.2 | 1564.9 | 0.19 | 406.4 | 78.8 | 485.3 | 504.5 | 18 | 2.28 | 52.1 | 2354.5 | 0.23 | 505.7 | 122.3 | 628 | 32.04 | 0 | 0.28 | 32.32 | 33.98 | 0 | 0.3 | 34.28 | 514184.4 | 111713.4 | 2488.9 | 4257.5 | 0 | 8019.4 | 101982.2 | 0 | 351.5 | 5833.9 | 156093.7 | 0 | 725.5 | 3315.4 | 35928.7 | 88396.1 | 1050.7 | 213 | 0 | 36713 | 65075.7 | 3739.3 | 3692.7 | 1169.8 | 2262.5 | 8315.2
547 | 23 | Day23 | 18 | Hour18 | 1 | Winter | 2761 | #N/A | Winter | 522802.6 | 2024-01-23 18:00 | 518329.6 | 0 | 0 | 4472.9 | 522802.5 | 499172.1 | 429591.4 | 0.037 | 0.0576 | 0.48 | 0.47 | 335.9 | 26.7 | 3.79 | 23 | 1109.2 | 0.2 | 337.7 | 56.2 | 393.9 | 351.9 | 27.9 | 3.95 | 24.3 | 1166.3 | 0.21 | 353.8 | 59.1 | 413 | 435.7 | 25.7 | 3.56 | 36.1 | 1689.1 | 0.23 | 437.4 | 86.5 | 523.9 | 514.5 | 10 | 1.03 | 60.7 | 2667.4 | 0.23 | 515.1 | 140.3 | 655.3 | 42.13 | 0 | 0.29 | 42.42 | 44.72 | 0 | 0.31 | 45.03 | 522802.6 | 93211.2 | 4196.9 | 4257.5 | 0 | 8374.7 | 106083.7 | 0 | 312.5 | 3175.3 | 164573 | 0 | 725.5 | 3315.4 | 43624.6 | 88396.1 | 1050.8 | 4993.2 | 0 | 10285.7 | 75500.2 | 3937.4 | 3447.9 | 4763.6 | 4547.2 | 8315.2
548 | 23 | Day23 | 19 | Hour19 | 1 | Winter | 2761 | #N/A | Winter | 525618.2 | 2024-01-23 19:00 | 520440.4 | 0 | 0 | 5177.8 | 525618.2 | 501219.7 | 436142.5 | 0.0369 | 0.0576 | 0.48 | 0.48 | 333.8 | 26.7 | 3.79 | 22.8 | 1098.3 | 0.2 | 335.6 | 55.6 | 391.2 | 349.2 | 27.8 | 3.95 | 24 | 1151.8 | 0.21 | 351.1 | 58.3 | 409.4 | 436.6 | 26.1 | 3.59 | 35.4 | 1712.1 | 0.2 | 438.3 | 86.5 | 524.8 | 467.4 | 9.2 | 0.96 | 55.1 | 2417.5 | 0.21 | 468 | 127.2 | 595.1 | 32.76 | 0 | 0.28 | 33.04 | 34.77 | 0 | 0.3 | 35.07 | 525618.2 | 89475.7 | 6147 | 4257.5 | 0 | 8374.7 | 106631 | 0 | 0 | 145.1 | 163698.4 | 0 | 159.1 | 3315.4 | 52284.3 | 88396.1 | 1050.8 | 1828.1 | 0 | 21.1 | 85169 | 4140.5 | 1924.6 | 4086.2 | 4715.3 | 8315.2
549 | 23 | Day23 | 20 | Hour20 | 1 | Winter | 2761 | #N/A | Winter | 520839.6 | 2024-01-23 20:00 | 515614 | 0 | 0 | 5225.6 | 520839.6 | 496647.1 | 425389.1 | 0.0368 | 0.0571 | 0.5 | 0.5 | 322.8 | 25.7 | 3.64 | 22.2 | 1066.2 | 0.19 | 324.5 | 54.1 | 378.6 | 336.6 | 26.7 | 3.79 | 23.3 | 1114.1 | 0.2 | 338.4 | 56.5 | 395 | 463.4 | 29 | 4 | 36.4 | 1780.8 | 0.22 | 465.4 | 89.5 | 554.9 | 807.8 | 73 | 10.46 | 43.2 | 2381.1 | 0.4 | 812.8 | 114.3 | 927.1 | 31.4 | 68.61 | 0.28 | 100.29 | 33.31 | 73.04 | 0.3 | 106.65 | 520839.6 | 95450.6 | 3641 | 4257.5 | 0 | 8374.7 | 101611.3 | 0 | 0 | 0 | 156724.2 | 0 | 1600.1 | 3315.4 | 52829.4 | 88396.1 | 1050.8 | 3588.6 | 0 | 0 | 91070.8 | 4379.8 | 35 | 1068.7 | 2086.6 | 8315.2
550 | 23 | Day23 | 21 | Hour21 | 1 | Winter | 2761 | #N/A | Winter | 503903 | 2024-01-23 21:00 | 498744.2 | 0 | 0 | 5158.8 | 503903.1 | 480685.1 | 405977.9 | 0.0362 | 0.0554 | 0.51 | 0.51 | 310.8 | 24.3 | 3.44 | 22 | 1041 | 0.19 | 312.4 | 53 | 365.5 | 323.9 | 25.2 | 3.57 | 23 | 1087.2 | 0.2 | 325.6 | 55.4 | 381 | 484.9 | 32 | 4.45 | 36.5 | 1809.1 | 0.23 | 487.1 | 90.5 | 577.6 | 1173.5 | 125.5 | 18.19 | 45 | 2848.5 | 0.59 | 1182.2 | 130.1 | 1312.3 | 30.32 | 79.72 | 0.29 | 110.33 | 32.12 | 84.81 | 0.31 | 117.23 | 503903 | 97925.2 | 3742.1 | 4257.5 | 0 | 8374.7 | 92561 | 0 | 0 | 0 | 152182.4 | 0 | 1600.1 | 3315.4 | 46985.2 | 88396.1 | 1055 | 3508.3 | 0 | 0 | 93552.1 | 4373.1 | 0 | 906.5 | 3140.6 | 7812.1
551 | 23 | Day23 | 22 | Hour22 | 1 | Winter | 2761 | #N/A | Winter | 477984.4 | 2024-01-23 22:00 | 472955.2 | 0 | 0 | 5029.1 | 477984.4 | 456239.5 | 379249.4 | 0.0353 | 0.0528 | 0.53 | 0.53 | 290.5 | 22.3 | 3.15 | 21.1 | 987.2 | 0.18 | 292 | 50.6 | 342.7 | 302.5 | 23.1 | 3.26 | 22.1 | 1029.8 | 0.19 | 304 | 52.8 | 356.9 | 489.3 | 32.3 | 4.49 | 36.9 | 1826.9 | 0.23 | 491.5 | 91.4 | 582.9 | 489.1 | 19.5 | 2.52 | 48.7 | 2219.9 | 0.23 | 490.4 | 114.9 | 605.3 | 29.29 | 64.16 | 0.29 | 93.73 | 30.93 | 68.1 | 0.31 | 99.34 | 477984.4 | 98734.9 | 2773.1 | 4198.3 | 0 | 7611.6 | 79902.7 | 0 | 0 | 0 | 142672.2 | 0 | 159.1 | 3315.4 | 45686.4 | 88396.1 | 945.1 | 3589.4 | 0 | 0 | 94352.2 | 4382.8 | 0 | 1947.1 | 2311.1 | 5798
552 | 23 | Day23 | 23 | Hour23 | 1 | Winter | 2761 | #N/A | Winter | 450822.8 | 2024-01-23 23:00 | 445518 | 110 | 0 | 5194.9 | 450822.9 | 430165.2 | 353151.4 | 0.0345 | 0.0499 | 0.55 | 0.55 | 277.1 | 21 | 2.96 | 20.6 | 950.6 | 0.17 | 278.6 | 49 | 327.5 | 287.9 | 21.8 | 3.07 | 21.4 | 989.3 | 0.18 | 289.4 | 51 | 340.4 | 472 | 29.9 | 4.13 | 36.7 | 1802.5 | 0.22 | 474 | 90.5 | 564.5 | 651 | 46.3 | 6.49 | 46.2 | 2314.3 | 0.31 | 654.2 | 115.3 | 769.5 | 28.49 | 30.02 | 0.29 | 58.8 | 30.01 | 31.79 | 0.31 | 62.11 | 450822.8 | 97671.4 | 1239.1 | 4198.3 | 0 | 5668.2 | 70519.9 | 0 | 0 | 0 | 131485.4 | 0 | 159.1 | 3315.4 | 45045.2 | 88396.1 | 702.9 | 2421.9 | 0 | 0 | 93333.6 | 4337.8 | 0 | 81.9 | 1332.5 | 4936.7
553 | 24 | Day24 | 0 | Hour0 | 1 | Winter | 44 | 520083 | Winter | 433598.4 | 2024-01-24 | 420798 | 680.1 | 6680.6 | 5439.5 | 433598.3 | 406638.5 | 338635.3 | 0.0336 | 0.0472 | 0.55 | 0.55 | 272.1 | 20.4 | 2.88 | 20.5 | 940.6 | 0.17 | 273.5 | 48.6 | 322.1 | 283.5 | 21.4 | 3.01 | 21.2 | 977.1 | 0.18 | 284.9 | 50.4 | 335.3 | 470.9 | 29.2 | 4.02 | 37.2 | 1819.2 | 0.22 | 472.9 | 91.5 | 564.4 | 895.9 | 87.6 | 12.61 | 41.9 | 2434.8 | 0.44 | 901.9 | 114.6 | 1016.5 | 27.96 | 0 | 0.2 | 28.17 | 29.38 | 0 | 0.21 | 29.58 | 433598.4 | 94963.1 | 128.7 | 4198.3 | 0 | 4931.1 | 65832.6 | 0 | 0 | 0 | 126873.3 | 0 | 159.1 | 3315.4 | 44258 | 88396.1 | 460.3 | 82.3 | 0 | 0 | 90678.1 | 4285 | 0 | 178.6 | 0 | 4538.1
554 | 24 | Day24 | 1 | Hour1 | 1 | Winter | 2761 | #N/A | Winter | 421573 | 2024-01-24 01:00 | 403924.8 | 1922.6 | 10326.4 | 5399.2 | 421573 | 390566.1 | 329843.4 | 0.0331 | 0.0452 | 0.54 | 0.54 | 278.4 | 20.9 | 2.95 | 20.9 | 962.2 | 0.18 | 279.8 | 49.6 | 329.4 | 290.8 | 22 | 3.1 | 21.6 | 1000 | 0.18 | 292.3 | 51.5 | 343.8 | 481.4 | 30.7 | 4.25 | 37.3 | 1832.5 | 0.23 | 483.5 | 92 | 575.5 | 760.7 | 72.8 | 10.45 | 37.6 | 2129.3 | 0.38 | 765.7 | 101.1 | 866.8 | 26.16 | 0 | 0.29 | 26.45 | 27.43 | 0 | 0.29 | 27.72 | 421573 | 91729.6 | 0 | 4198.3 | 0 | 4665.9 | 65540.1 | 0 | 0 | 0 | 126334 | 0 | 95.5 | 3315.4 | 38254.6 | 87082 | 357.6 | 0 | 0 | 0 | 87508.8 | 4220.8 | 0 | 0 | 2.9 | 4936.7
555 | 24 | Day24 | 2 | Hour2 | 1 | Winter | 2761 | #N/A | Winter | 413197.8 | 2024-01-24 02:00 | 393514.6 | 3713.1 | 10876.2 | 5093.9 | 413197.7 | 380637.6 | 323874.6 | 0.0327 | 0.0439 | 0.54 | 0.53 | 283.6 | 21.3 | 3.01 | 21.3 | 979.4 | 0.18 | 285 | 50.5 | 335.5 | 296.9 | 22.5 | 3.18 | 22 | 1019.1 | 0.19 | 298.5 | 52.5 | 350.9 | 488.8 | 31.7 | 4.4 | 37.4 | 1842.6 | 0.23 | 491 | 92.3 | 583.3 | 382.9 | 7.2 | 0.72 | 45.2 | 2002 | 0.17 | 383.3 | 104.9 | 488.2 | 25.4 | 0 | 0.29 | 25.69 | 26.63 | 0 | 0.28 | 26.91 | 413197.8 | 89323.2 | 0 | 4198.3 | 0 | 4931.1 | 65540.1 | 0 | 0 | 0 | 125900.8 | 0 | 95.5 | 3315.4 | 32501.9 | 87033.9 | 357.6 | 0 | 0 | 0 | 84958.1 | 4365.1 | 0 | 0 | 0 | 4533.5
556 | 24 | Day24 | 3 | Hour3 | 1 | Winter | 2761 | #N/A | Winter | 408601 | 2024-01-24 03:00 | 390577.4 | 3873.6 | 9245 | 4905.1 | 408601 | 377837.1 | 321304.6 | 0.0326 | 0.0436 | 0.53 | 0.53 | 287.9 | 21.7 | 3.05 | 21.6 | 994 | 0.18 | 289.4 | 51.3 | 340.6 | 301.6 | 22.9 | 3.23 | 22.4 | 1035.4 | 0.19 | 303.2 | 53.3 | 356.5 | 484.9 | 30.9 | 4.28 | 37.6 | 1845.7 | 0.23 | 487 | 92.7 | 579.6 | 387.9 | 7.9 | 0.82 | 45.3 | 2011 | 0.17 | 388.4 | 105.3 | 493.7 | 25.33 | 0 | 0.28 | 25.61 | 26.59 | 0 | 0.27 | 26.86 | 408601 | 87296.4 | 0 | 4198.3 | 0 | 4575.8 | 65857.4 | 0 | 0 | 0 | 126271 | 0 | 95.5 | 3315.4 | 29599.7 | 87033.9 | 357.6 | 0 | 0 | 0 | 83027.7 | 4268.7 | 0 | 0 | 0 | 4932.2
557 | 24 | Day24 | 4 | Hour4 | 1 | Winter | 2761 | #N/A | Winter | 410129.1 | 2024-01-24 04:00 | 398704.6 | 2061.5 | 4485.7 | 4877.2 | 410129.1 | 385616.4 | 324546.7 | 0.0328 | 0.0444 | 0.52 | 0.52 | 296.4 | 22.6 | 3.19 | 21.9 | 1013.1 | 0.19 | 297.9 | 52.1 | 350 | 308.7 | 23.7 | 3.34 | 22.7 | 1052.8 | 0.19 | 310.4 | 54.1 | 364.5 | 491.7 | 31.8 | 4.41 | 37.7 | 1857.3 | 0.23 | 493.8 | 93.1 | 586.9 | 589.3 | 42 | 5.88 | 41.6 | 2103.4 | 0.28 | 592.1 | 104.4 | 696.5 | 25.47 | 0 | 0.27 | 25.74 | 26.8 | 0 | 0.27 | 27.07 | 410129.1 | 85582.4 | 0 | 4198.3 | 0 | 4931.1 | 69401.1 | 0 | 0 | 0 | 126981.8 | 0 | 95.5 | 3315.4 | 28232 | 87033.9 | 357.6 | 0 | 0 | 0 | 81680.3 | 3902.1 | 0 | 0 | 0 | 4532.2
558 | 24 | Day24 | 5 | Hour5 | 1 | Winter | 2761 | #N/A | Winter | 427869.3 | 2024-01-24 05:00 | 421177.1 | 336.4 | 1294.7 | 5061.1 | 427869.3 | 407053.3 | 343590.3 | 0.0335 | 0.047 | 0.49 | 0.49 | 316.6 | 24.6 | 3.48 | 22.7 | 1067.5 | 0.19 | 318.3 | 54.5 | 372.8 | 328.7 | 25.6 | 3.62 | 23.5 | 1107.8 | 0.2 | 330.4 | 56.6 | 387 | 497.2 | 33.1 | 4.6 | 37.3 | 1848.4 | 0.23 | 499.4 | 92.4 | 591.8 | 705.4 | 65.1 | 9.32 | 36.5 | 2049.2 | 0.34 | 709.9 | 97.7 | 807.5 | 26.19 | 0 | 0.24 | 26.43 | 27.57 | 0 | 0.25 | 27.82 | 427869.3 | 84279 | 0 | 4198.3 | 0 | 4661.3 | 79443.2 | 0 | 0 | 0 | 136449 | 0 | 95.5 | 3315.4 | 28262.6 | 86807.4 | 357.6 | 0 | 0 | 0 | 80676.7 | 3602.3 | 0 | 0 | 83.2 | 5845
559 | 24 | Day24 | 6 | Hour6 | 1 | Winter | 2761 | #N/A | Winter | 458205.5 | 2024-01-24 06:00 | 452733.4 | 0 | 213 | 5259.1 | 458205.5 | 437047.8 | 373872.9 | 0.0346 | 0.0506 | 0.48 | 0.48 | 333.3 | 26.6 | 3.77 | 23 | 1102.1 | 0.2 | 335.1 | 55.9 | 391 | 345.9 | 27.6 | 3.91 | 23.9 | 1144 | 0.21 | 347.7 | 58.1 | 405.8 | 499.7 | 33.6 | 4.68 | 37.1 | 1845.3 | 0.23 | 502 | 92.1 | 594.1 | 478.3 | 17.8 | 2.25 | 48.7 | 2223.9 | 0.22 | 479.4 | 115 | 594.5 | 29.57 | 0 | 0.24 | 29.8 | 31.18 | 0 | 0.25 | 31.42 | 458205.5 | 84332.6 | 41.2 | 4198.3 | 0 | 7548.1 | 92683.3 | 0 | 0 | 157.4 | 145118.8 | 0 | 95.5 | 3315.4 | 32431 | 88083.7 | 357.6 | 0 | 0 | 19.1 | 81067.8 | 3088.2 | 0 | 0 | 26.2 | 7448.1
560 | 24 | Day24 | 7 | Hour7 | 1 | Winter | 2761 | #N/A | Winter | 484996.4 | 2024-01-24 07:00 | 479989.4 | 0 | 213 | 4794.1 | 484996.4 | 462926.8 | 387948.7 | 0.0355 | 0.0535 | 0.49 | 0.49 | 325.6 | 26.1 | 3.7 | 22.3 | 1072.2 | 0.19 | 327.4 | 54.3 | 381.7 | 338.3 | 27.1 | 3.85 | 23.2 | 1114.1 | 0.2 | 340.1 | 56.4 | 396.6 | 450.9 | 28.7 | 3.98 | 35 | 1715.4 | 0.21 | 452.8 | 86.1 | 539 | 1017.4 | 107.7 | 15.58 | 39.9 | 2517.6 | 0.5 | 1024.9 | 115.1 | 1139.9 | 30.3 | 0 | 0.24 | 30.55 | 32.03 | 0 | 0.26 | 32.29 | 484996.4 | 97047.8 | 0 | 4198.3 | 0 | 8338.3 | 96750.5 | 0 | 0 | 3641.8 | 148383.8 | 0 | 95.5 | 3315.4 | 37959.6 | 88396.1 | 357.6 | 153.6 | 0 | 9521.3 | 81304.3 | 2580.4 | 139.9 | 85.7 | 413 | 7270.8
561 | 24 | Day24 | 8 | Hour8 | 1 | Winter | 2761 | #N/A | Winter | 497625.6 | 2024-01-24 08:00 | 492719.2 | 75.1 | 0 | 4831.3 | 497625.5 | 475025 | 381457.1 | 0.0359 | 0.0546 | 0.53 | 0.52 | 303.9 | 24.3 | 3.44 | 21 | 1004.4 | 0.18 | 305.6 | 51 | 356.6 | 315.8 | 25.2 | 3.57 | 21.8 | 1043.7 | 0.19 | 317.5 | 53 | 370.5 | 279.2 | 14.7 | 1.99 | 24.4 | 1160.5 | 0.13 | 280.2 | 59.1 | 339.3 | 930.6 | 95.2 | 13.73 | 39.6 | 2409.2 | 0.45 | 937.2 | 111.5 | 1048.6 | 29.87 | 0 | 0.26 | 30.13 | 31.6 | 0 | 0.27 | 31.87 | 497625.6 | 116168.4 | 129.7 | 4198.3 | 0 | 7668.2 | 92164 | 0 | 0 | 7447.9 | 143504.8 | 0 | 95.5 | 3315.4 | 41599.5 | 88396.1 | 357.6 | 28 | 0 | 26482.6 | 79895.4 | 2342.6 | 3324.4 | 527 | 120 | 7036.4
562 | 24 | Day24 | 9 | Hour9 | 1 | Winter | 2761 | #N/A | Winter | 500668.7 | 2024-01-24 09:00 | 495233 | 586.4 | 213 | 4636.3 | 500668.7 | 477416 | 371526.6 | 0.036 | 0.0549 | 0.55 | 0.55 | 285 | 22.7 | 3.21 | 19.9 | 944.9 | 0.17 | 286.5 | 48.1 | 334.6 | 296.6 | 23.6 | 3.34 | 20.7 | 983.9 | 0.18 | 298.2 | 50.1 | 348.3 | 180.5 | 7 | 0.89 | 18.1 | 830.6 | 0.08 | 180.9 | 42.9 | 223.8 | 441.7 | 9.9 | 1.07 | 50.8 | 2260.5 | 0.19 | 442.3 | 118.2 | 560.5 | 28.92 | 0 | 0.27 | 29.19 | 30.63 | 0 | 0.28 | 30.91 | 500668.7 | 129142 | 1718.5 | 4198.3 | 0 | 5946.6 | 86146.3 | 0 | 17.7 | 9344.2 | 136653.2 | 0 | 95.5 | 3315.4 | 44548.6 | 88396.1 | 357.6 | 150.5 | 0 | 47288.9 | 70681.3 | 1810 | 6794.9 | 1088.6 | 667.4 | 5923.5
563 | 24 | Day24 | 10 | Hour10 | 1 | Winter | 2761 | #N/A | Winter | 497783.4 | 2024-01-24 10:00 | 493452.7 | 479.7 | 0 | 3851 | 497783.4 | 475715.8 | 359803.4 | 0.0359 | 0.0547 | 0.55 | 0.55 | 291.2 | 23.3 | 3.3 | 20.2 | 961.6 | 0.18 | 292.8 | 48.9 | 341.7 | 302.4 | 24.2 | 3.43 | 21 | 998.5 | 0.18 | 304.1 | 50.8 | 354.8 | 152.3 | 5.9 | 0.76 | 15.2 | 699.4 | 0.07 | 152.6 | 36.1 | 188.7 | 440.1 | 8.3 | 0.83 | 52 | 2301.4 | 0.19 | 440.6 | 120.6 | 561.2 | 29.48 | 0 | 0.27 | 29.75 | 31.19 | 0 | 0.29 | 31.48 | 497783.4 | 137980 | 0 | 4198.3 | 0 | 6342.9 | 88250.1 | 0 | 382.3 | 11936.3 | 137194.3 | 0 | 95.5 | 3315.4 | 31653.2 | 88396.1 | 357.6 | 0 | 0 | 71035.2 | 53435.1 | 1191.1 | 8538.5 | 480.6 | 0 | 6190
564 | 24 | Day24 | 11 | Hour11 | 1 | Winter | 2761 | #N/A | Winter | 495101.6 | 2024-01-24 11:00 | 489131.6 | 1696.8 | 0 | 4273.2 | 495101.6 | 471628 | 345140.4 | 0.0358 | 0.0543 | 0.56 | 0.56 | 285.6 | 23 | 3.25 | 19.7 | 939.3 | 0.17 | 287.2 | 47.8 | 334.9 | 297.1 | 23.9 | 3.39 | 20.5 | 977.3 | 0.18 | 298.8 | 49.7 | 348.5 | 138.3 | 5.2 | 0.67 | 14 | 639.9 | 0.06 | 138.6 | 33.1 | 171.7 | 429.4 | 8.1 | 0.81 | 50.7 | 2245.5 | 0.19 | 429.9 | 117.7 | 547.6 | 28.75 | 0 | 0.28 | 29.03 | 30.41 | 0 | 0.29 | 30.7 | 495101.6 | 149961.2 | 0 | 4198.3 | 0 | 5422.8 | 86609.8 | 0 | 701 | 14711.3 | 132412 | 0 | 95.5 | 3315.4 | 24333 | 88396.1 | 357.6 | 0 | 0 | 86383.3 | 47172.7 | 992.9 | 11288.8 | 367.1 | 8.3 | 6642.5
565 | 24 | Day24 | 12 | Hour12 | 1 | Winter | 2761 | #N/A | Winter | 492118.3 | 2024-01-24 12:00 | 484221.9 | 2752.1 | 817.1 | 4327.2 | 492118.3 | 466981.6 | 340719.8 | 0.0356 | 0.0537 | 0.56 | 0.56 | 282.4 | 22.7 | 3.22 | 19.5 | 928.8 | 0.17 | 283.9 | 47.3 | 331.2 | 294.6 | 23.7 | 3.36 | 20.4 | 968.7 | 0.18 | 296.2 | 49.3 | 345.5 | 129.8 | 4.1 | 0.5 | 13.9 | 626.6 | 0.06 | 130.1 | 32.5 | 162.6 | 574.9 | 35.8 | 4.94 | 45.2 | 2214.8 | 0.27 | 577.3 | 111.3 | 688.6 | 28.52 | 0 | 0.28 | 28.8 | 30.15 | 0 | 0.29 | 30.44 | 492118.3 | 151398.4 | 0 | 4198.3 | 0 | 5746.4 | 84988.2 | 0 | 727.4 | 13995.4 | 130120.8 | 0 | 95.5 | 3315.4 | 23501.5 | 88396.1 | 357.6 | 0 | 0 | 88875.2 | 46831.8 | 968.6 | 14348.5 | 0 | 0 | 5941.4
566 | 24 | Day24 | 13 | Hour13 | 1 | Winter | 2761 | #N/A | Winter | 490100.6 | 2024-01-24 13:00 | 479622.4 | 2503.7 | 3487.4 | 4487 | 490100.6 | 462624 | 333579.5 | 0.0354 | 0.0532 | 0.57 | 0.57 | 274.9 | 22.1 | 3.13 | 19.1 | 905.7 | 0.17 | 276.4 | 46.2 | 322.6 | 287.2 | 23.1 | 3.28 | 19.9 | 944.4 | 0.18 | 288.8 | 48.1 | 336.9 | 127.4 | 4.3 | 0.53 | 13.4 | 606.7 | 0.06 | 127.7 | 31.5 | 159.1 | 1041.6 | 115.7 | 16.79 | 36 | 2406.5 | 0.51 | 1049.6 | 107.8 | 1157.4 | 28.14 | 0 | 0.28 | 28.42 | 29.73 | 0 | 0.29 | 30.02 | 490100.6 | 156521 | 0 | 4198.3 | 0 | 5739.4 | 82141.8 | 0 | 708.5 | 15780.3 | 126777.6 | 0 | 95.5 | 3315.4 | 22557.8 | 88396.1 | 357.6 | 0 | 0 | 90963.4 | 48026.2 | 1042.6 | 11849.3 | 0 | 0 | 5848.2
567 | 24 | Day24 | 14 | Hour14 | 1 | Winter | 2761 | #N/A | Winter | 486069.4 | 2024-01-24 14:00 | 475016.4 | 1885.7 | 4592.6 | 4574.7 | 486069.4 | 458260.6 | 330903.1 | 0.0353 | 0.0527 | 0.57 | 0.57 | 275.7 | 22.1 | 3.13 | 19.2 | 909.5 | 0.17 | 277.2 | 46.4 | 323.6 | 288.2 | 23.2 | 3.28 | 20 | 948.5 | 0.18 | 289.8 | 48.3 | 338.1 | 125.8 | 4.1 | 0.51 | 13.3 | 602.3 | 0.06 | 126.1 | 31.3 | 157.3 | 581.3 | 35.8 | 4.93 | 46.2 | 2254.1 | 0.27 | 583.7 | 113.4 | 697.1 | 28.1 | 0 | 0.28 | 28.38 | 29.67 | 0 | 0.3 | 29.96 | 486069.4 | 155166.3 | 0 | 4198.3 | 0 | 5286.5 | 81488 | 0 | 689.9 | 14472.7 | 126528 | 0 | 95.5 | 3315.4 | 21237.6 | 88396.1 | 357.6 | 0 | 0 | 90084.1 | 48886.1 | 1033.4 | 11299.8 | 0 | 0 | 6218.7
568 | 24 | Day24 | 15 | Hour15 | 1 | Winter | 2761 | #N/A | Winter | 480504.6 | 2024-01-24 15:00 | 472631 | 2281.8 | 1122.2 | 4469.7 | 480504.6 | 456006.5 | 337380.1 | 0.0352 | 0.0524 | 0.56 | 0.56 | 283.9 | 22.7 | 3.21 | 19.8 | 938.5 | 0.17 | 285.5 | 47.8 | 333.3 | 296 | 23.7 | 3.35 | 20.6 | 978 | 0.18 | 297.6 | 49.8 | 347.4 | 134.5 | 4.7 | 0.59 | 13.9 | 633.7 | 0.06 | 134.8 | 32.8 | 167.6 | 727.5 | 66.5 | 9.54 | 38.2 | 2119.6 | 0.36 | 732.1 | 101.5 | 833.5 | 28.41 | 0 | 0.28 | 28.69 | 29.99 | 0 | 0.29 | 30.28 | 480504.6 | 143124.5 | 0 | 4198.3 | 0 | 6881.9 | 82706.1 | 0 | 682.6 | 11051 | 129434.8 | 0 | 159.1 | 3315.4 | 21929.6 | 88396.1 | 358.7 | 0 | 0 | 81899 | 48355.1 | 1136.8 | 9714 | 0 | 0 | 6897
569 | 24 | Day24 | 16 | Hour16 | 1 | Winter | 2761 | #N/A | Winter | 485501.5 | 2024-01-24 16:00 | 477778 | 3137.1 | 0 | 4586.4 | 485501.5 | 460891.8 | 366875.6 | 0.0353 | 0.053 | 0.51 | 0.5 | 318.1 | 25.5 | 3.62 | 21.9 | 1045.9 | 0.19 | 319.9 | 53.1 | 373 | 331.7 | 26.6 | 3.77 | 22.8 | 1090.6 | 0.2 | 333.5 | 55.4 | 388.9 | 186.6 | 8.4 | 1.11 | 17.6 | 820.4 | 0.08 | 187.1 | 42.1 | 229.2 | 438.2 | 8.4 | 0.86 | 51.8 | 2275.6 | 0.2 | 438.6 | 119.7 | 558.3 | 29.86 | 0 | 0.28 | 30.14 | 31.55 | 0 | 0.3 | 31.84 | 485501.5 | 118625.9 | 0 | 4257.5 | 0 | 7819.2 | 94107.1 | 0 | 591.6 | 8856.3 | 144370.8 | 0 | 159.1 | 3315.4 | 23660.6 | 88396.1 | 789.7 | 0 | 0 | 57975 | 49864.7 | 1338.2 | 6926.7 | 0 | 0 | 8315.2
570 | 24 | Day24 | 17 | Hour17 | 1 | Winter | 2761 | #N/A | Winter | 503446.2 | 2024-01-24 17:00 | 497380.3 | 1089 | 0 | 4976.9 | 503446.2 | 479446.3 | 403148.2 | 0.0361 | 0.0551 | 0.47 | 0.47 | 346.1 | 28 | 3.97 | 23.4 | 1130.6 | 0.2 | 348 | 57.2 | 405.2 | 360.4 | 29.1 | 4.12 | 24.4 | 1178.3 | 0.21 | 362.4 | 59.6 | 421.9 | 400 | 24.9 | 3.45 | 31.6 | 1532.2 | 0.19 | 401.7 | 77.3 | 479 | 645.1 | 36.9 | 5.04 | 54 | 2579.1 | 0.31 | 647.6 | 130.9 | 778.5 | 33.41 | 0 | 0.27 | 33.68 | 35.38 | 0 | 0.29 | 35.67 | 503446.2 | 100298.1 | 684.3 | 4257.5 | 0 | 8175.9 | 107296.7 | 0 | 526.6 | 7850.1 | 158595.4 | 0 | 524.4 | 3315.4 | 30471.5 | 88396.1 | 1079.9 | 351 | 0 | 35372.5 | 55028 | 1520.9 | 5259.5 | 0 | 1440 | 7916.5
571 | 24 | Day24 | 18 | Hour18 | 1 | Winter | 2761 | #N/A | Winter | 516867.1 | 2024-01-24 18:00 | 512947.7 | 0 | 0 | 3919.4 | 516867.1 | 494144 | 434821.7 | 0.0367 | 0.0568 | 0.46 | 0.45 | 353.2 | 28.2 | 4 | 24.1 | 1161 | 0.21 | 355.1 | 58.8 | 413.9 | 370.4 | 29.4 | 4.18 | 25.5 | 1221.3 | 0.22 | 372.4 | 61.9 | 434.4 | 436.3 | 24.9 | 3.44 | 36.9 | 1717.5 | 0.23 | 438 | 88.1 | 526.1 | 599.5 | 11.4 | 1.16 | 70.9 | 3117.9 | 0.27 | 600.2 | 163.9 | 764.1 | 58.62 | 0 | 0.28 | 58.9 | 62.18 | 0 | 0.3 | 62.47 | 516867.1 | 82045.4 | 1856.9 | 4257.5 | 0 | 8374.7 | 110231.9 | 0 | 335.9 | 3376.7 | 165413.8 | 0 | 2809.9 | 3315.4 | 41679.1 | 88396.1 | 1864.2 | 6622.3 | 0 | 14490.3 | 62091.9 | 1750.6 | 5067.2 | 5970.1 | 3610.9 | 8315.2
572 | 24 | Day24 | 19 | Hour19 | 1 | Winter | 2761 | #N/A | Winter | 520083 | 2024-01-24 19:00 | 515820.2 | 0 | 0 | 4262.9 | 520083.1 | 496870 | 452654.3 | 0.0367 | 0.0571 | 0.46 | 0.45 | 351 | 28 | 3.96 | 24.1 | 1155.7 | 0.21 | 352.9 | 58.6 | 411.5 | 369.1 | 29.3 | 4.15 | 25.5 | 1219.1 | 0.22 | 371.1 | 61.9 | 433 | 449.2 | 25.4 | 3.5 | 38.1 | 1780.8 | 0.23 | 450.9 | 91.2 | 542.1 | 818.4 | 29.5 | 5.57 | 105.4 | 2193.6 | 1.52 | 820.8 | 171.2 | 992 | 36.8 | 0 | 0.28 | 37.08 | 39.03 | 0 | 0.3 | 39.33 | 520083 | 67428.8 | 6015.1 | 4257.5 | 0 | 8374.7 | 109947 | 0 | 0 | 57.6 | 166585.6 | 0 | 2553.7 | 3315.4 | 55000.1 | 88396.1 | 1864.2 | 6345 | 0 | 17.5 | 65644.3 | 1709.3 | 2002.7 | 5155.3 | 3718 | 8315.2
573 | 24 | Day24 | 20 | Hour20 | 1 | Winter | 2761 | #N/A | Winter | 517158.3 | 2024-01-24 20:00 | 512954.7 | 0 | 0 | 4203.6 | 517158.3 | 494147.8 | 449773.8 | 0.0367 | 0.0568 | 0.46 | 0.45 | 350.4 | 28.1 | 3.98 | 23.8 | 1151 | 0.21 | 352.3 | 58.2 | 410.5 | 367.9 | 29.4 | 4.16 | 25.2 | 1212.2 | 0.22 | 369.9 | 61.4 | 431.3 | 435.1 | 25.5 | 3.51 | 35.9 | 1714.5 | 0.21 | 436.9 | 87 | 523.9 | 624.9 | 11.9 | 1.21 | 73.9 | 3249.9 | 0.28 | 625.5 | 170.8 | 796.3 | 36.56 | 0 | 0.28 | 36.84 | 38.76 | 0 | 0.3 | 39.06 | 517158.3 | 67384.5 | 8259.8 | 4257.5 | 0 | 8374.7 | 110067 | 0 | 0 | 0 | 166707.8 | 0 | 983.2 | 3315.4 | 54166.9 | 88396.1 | 1308.7 | 3936.7 | 0 | 0 | 65539.2 | 1845.3 | 11.9 | 4873.1 | 4761.9 | 7916.5
574 | 24 | Day24 | 21 | Hour21 | 1 | Winter | 2761 | #N/A | Winter | 501646.6 | 2024-01-24 21:00 | 497492.2 | 0 | 0 | 4154.3 | 501646.5 | 479516.3 | 434944.6 | 0.0361 | 0.0552 | 0.46 | 0.45 | 353.5 | 28.6 | 4.05 | 23.9 | 1154.9 | 0.21 | 355.5 | 58.3 | 413.8 | 368.5 | 29.7 | 4.22 | 24.9 | 1205 | 0.22 | 370.5 | 60.9 | 431.4 | 444.3 | 26.3 | 3.61 | 36.3 | 1754.5 | 0.21 | 446.1 | 88.6 | 534.7 | 443.4 | 8.5 | 0.87 | 52.4 | 2300.9 | 0.2 | 443.9 | 121.1 | 564.9 | 32.94 | 0 | 0.28 | 33.22 | 34.87 | 0 | 0.3 | 35.17 | 501646.6 | 66701.9 | 4585.7 | 4257.5 | 0 | 8374.7 | 109008.9 | 0 | 0 | 0 | 161924.2 | 0 | 159.1 | 3315.4 | 52475.7 | 88396.1 | 979.5 | 1467.9 | 0 | 0 | 64817.4 | 1884.6 | 0 | 1339.9 | 2361 | 8315.2
575 | 24 | Day24 | 22 | Hour22 | 1 | Winter | 2761 | #N/A | Winter | 477887.8 | 2024-01-24 22:00 | 473606.7 | 0 | 0 | 4281.1 | 477887.8 | 456878.7 | 413050.3 | 0.0353 | 0.0528 | 0.46 | 0.46 | 345.2 | 27.6 | 3.92 | 23.7 | 1136.2 | 0.21 | 347.1 | 57.6 | 404.7 | 358.8 | 28.7 | 4.07 | 24.6 | 1181.8 | 0.21 | 360.8 | 59.9 | 420.7 | 466.5 | 28.8 | 3.97 | 37 | 1805.7 | 0.22 | 468.5 | 90.9 | 559.3 | 516.4 | 22.3 | 2.94 | 49.8 | 2287.3 | 0.24 | 517.9 | 118 | 635.8 | 31.31 | 0 | 0.22 | 31.53 | 33.05 | 0 | 0.23 | 33.29 | 477887.8 | 64837.4 | 2248.7 | 4257.5 | 0 | 8374.7 | 100155.2 | 0 | 0 | 0 | 154521.7 | 0 | 159.1 | 3315.4 | 49743 | 88396.1 | 952.6 | 926.3 | 0 | 0 | 62623.9 | 2213.6 | 0 | 2805.3 | 454.4 | 6046.7
576 | 24 | Day24 | 23 | Hour23 | 1 | Winter | 2761 | #N/A | Winter | 451833.2 | 2024-01-24 23:00 | 447606.9 | 0 | 0 | 4226.4 | 451833.3 | 432176 | 387313.2 | 0.0345 | 0.05 | 0.47 | 0.47 | 337.8 | 26.8 | 3.8 | 23.5 | 1119.6 | 0.2 | 339.7 | 56.9 | 396.6 | 350.6 | 27.8 | 3.94 | 24.4 | 1162 | 0.21 | 352.5 | 59.1 | 411.6 | 454.3 | 26.3 | 3.59 | 37.6 | 1814.2 | 0.21 | 456 | 91.7 | 547.8 | 522.8 | 24.1 | 3.2 | 49 | 2268.3 | 0.25 | 524.4 | 116.6 | 641 | 30.14 | 0 | 0.28 | 30.43 | 31.73 | 0 | 0.3 | 32.03 | 451833.2 | 64520.1 | 1206 | 4247.1 | 0 | 7573.8 | 91975 | 0 | 0 | 0 | 146070.5 | 0 | 159.1 | 3315.4 | 43401.5 | 88396.1 | 755.7 | 213 | 0 | 0 | 61934.7 | 2585.4 | 0 | 635.4 | 1207 | 5853.3
577 | 25 | Day25 | 0 | Hour0 | 1 | Winter | 41 | 522609.6 | Winter | 428500.9 | 2024-01-25 | 424049 | 112.8 | 0 | 4339.1 | 428500.9 | 409759.1 | 362166.5 | 0.0337 | 0.0474 | 0.48 | 0.48 | 329.5 | 26 | 3.67 | 23.3 | 1099.5 | 0.2 | 331.3 | 56.1 | 387.4 | 341.6 | 26.9 | 3.81 | 24.1 | 1140 | 0.21 | 343.4 | 58.1 | 401.6 | 465.8 | 28.1 | 3.86 | 37.5 | 1823.8 | 0.22 | 467.7 | 91.9 | 559.7 | 646.4 | 48.3 | 6.8 | 43.8 | 2224.8 | 0.31 | 649.7 | 110.2 | 759.8 | 29.45 | 0 | 0.13 | 29.57 | 30.91 | 0 | 0.13 | 31.04 | 428500.9 | 66334.3 | 579.9 | 4247.1 | 0 | 5668 | 84270.1 | 0 | 0 | 0 | 137860.8 | 0 | 159.1 | 3315.4 | 37159.2 | 88396.1 | 510.7 | 0 | 0 | 0 | 62829 | 3505.3 | 0 | 1374.6 | 0 | 5525.2
578 | 25 | Day25 | 1 | Hour1 | 1 | Winter | 2761 | #N/A | Winter | 414272.2 | 2024-01-25 01:00 | 407251.9 | 1886.2 | 965.4 | 4168.7 | 414272.2 | 393752.2 | 347634 | 0.0331 | 0.0455 | 0.48 | 0.48 | 327.7 | 25.7 | 3.64 | 23.3 | 1097.4 | 0.2 | 329.5 | 56.1 | 385.6 | 340.4 | 26.8 | 3.79 | 24.2 | 1137.8 | 0.21 | 342.2 | 58.1 | 400.3 | 481.8 | 30.1 | 4.15 | 37.9 | 1854.7 | 0.22 | 483.8 | 93.2 | 577.1 | 448.9 | 16.4 | 2.07 | 45.8 | 2095.4 | 0.2 | 449.9 | 108.3 | 558.2 | 28.85 | 0 | 0.28 | 29.13 | 30.24 | 0 | 0.29 | 30.53 | 414272.2 | 66638.2 | 0 | 4247.1 | 0 | 5842 | 80387.1 | 0 | 0 | 0 | 133882.6 | 0 | 95.5 | 3315.4 | 31003.4 | 88396.1 | 464.6 | 0 | 0 | 0 | 62896.3 | 3741.9 | 0 | 0 | 0 | 5099.1
579 | 25 | Day25 | 2 | Hour2 | 1 | Winter | 2761 | #N/A | Winter | 407253.9 | 2024-01-25 02:00 | 397818.3 | 3322.2 | 2100.7 | 4012.7 | 407253.9 | 384747.1 | 337929.5 | 0.0329 | 0.0444 | 0.48 | 0.48 | 325.4 | 25.4 | 3.59 | 23.3 | 1094.5 | 0.2 | 327.1 | 56 | 383.1 | 338.8 | 26.5 | 3.75 | 24.2 | 1136.4 | 0.21 | 340.6 | 58.1 | 398.7 | 495.2 | 31.5 | 4.35 | 38.4 | 1888.1 | 0.23 | 497.3 | 94.8 | 592.1 | 691 | 57.2 | 8.13 | 41.5 | 2213.2 | 0.33 | 694.9 | 107.6 | 802.5 | 28.56 | 0 | 0.3 | 28.86 | 29.92 | 0 | 0.28 | 30.2 | 407253.9 | 69324.4 | 0 | 4247.1 | 0 | 5486.7 | 77808.9 | 0 | 0 | 0 | 132324.8 | 0 | 95.5 | 3315.4 | 25790.4 | 88396.1 | 464.6 | 0 | 0 | 0 | 65763.5 | 3560.9 | 0 | 0 | 0 | 4753.1
580 | 25 | Day25 | 3 | Hour3 | 1 | Winter | 2761 | #N/A | Winter | 404524 | 2024-01-25 03:00 | 396234.1 | 2965.3 | 1218.9 | 4105.7 | 404523.9 | 383227.4 | 333886.3 | 0.0328 | 0.0443 | 0.48 | 0.48 | 325.7 | 25.3 | 3.57 | 23.5 | 1098.9 | 0.2 | 327.4 | 56.3 | 383.7 | 338.5 | 26.4 | 3.73 | 24.3 | 1139.9 | 0.21 | 340.3 | 58.3 | 398.6 | 502.2 | 32.7 | 4.53 | 38.3 | 1890.9 | 0.23 | 504.4 | 94.8 | 599.1 | 392.6 | 10.6 | 1.23 | 44.2 | 1954.5 | 0.19 | 393.3 | 102.5 | 495.8 | 27.15 | 0 | 0.28 | 27.43 | 28.44 | 0 | 0.27 | 28.71 | 404524 | 70637.6 | 0 | 4247.1 | 0 | 5749.9 | 76951.3 | 0 | 0 | 0 | 132813.4 | 0 | 95.5 | 3315.4 | 22767.6 | 87481.5 | 464.6 | 0 | 0 | 0 | 67299.4 | 3338.2 | 0 | 0 | 0 | 4750.5
581 | 25 | Day25 | 4 | Hour4 | 1 | Winter | 2761 | #N/A | Winter | 411929.9 | 2024-01-25 04:00 | 404303 | 1883.5 | 1160.9 | 4582.4 | 411929.9 | 390924.2 | 338164.7 | 0.0331 | 0.0452 | 0.48 | 0.47 | 328.4 | 25.6 | 3.61 | 23.6 | 1106.9 | 0.2 | 330.2 | 56.6 | 386.8 | 341 | 26.6 | 3.75 | 24.4 | 1149 | 0.21 | 342.8 | 58.7 | 401.6 | 502.2 | 32.4 | 4.49 | 38.6 | 1900 | 0.24 | 504.4 | 95.3 | 599.7 | 390.7 | 7.9 | 0.81 | 45.7 | 2027.5 | 0.17 | 391.2 | 106.2 | 497.3 | 26.66 | 0 | 0.25 | 26.92 | 28.06 | 0 | 0.27 | 28.33 | 411929.9 | 73765.1 | 0 | 4247.1 | 0 | 5842 | 79239.1 | 0 | 0 | 0 | 136021.7 | 0 | 95.5 | 3315.4 | 21905.4 | 87033.9 | 464.6 | 0 | 0 | 0 | 70544.6 | 3220.5 | 0 | 0 | 268.9 | 4754.5
582 | 25 | Day25 | 5 | Hour5 | 1 | Winter | 2761 | #N/A | Winter | 434300.6 | 2024-01-25 05:00 | 427191.4 | 1561.5 | 4.1 | 5543.5 | 434300.6 | 412694.5 | 358177.9 | 0.0339 | 0.048 | 0.46 | 0.46 | 342.1 | 27.1 | 3.83 | 23.9 | 1138.5 | 0.21 | 343.9 | 57.9 | 401.8 | 354.9 | 28.1 | 3.97 | 24.8 | 1181.8 | 0.21 | 356.8 | 60.1 | 416.9 | 495.3 | 32.4 | 4.49 | 37.7 | 1858.8 | 0.23 | 497.5 | 93.2 | 590.6 | 489.5 | 22.3 | 2.95 | 45.9 | 2144.6 | 0.22 | 491 | 109.9 | 600.9 | 27.66 | 0 | 0.24 | 27.9 | 29.2 | 0 | 0.25 | 29.45 | 434300.6 | 76122.6 | 0 | 4247.1 | 0 | 6800.5 | 89045.1 | 0 | 0 | 0 | 143995.8 | 0 | 95.5 | 3315.4 | 23180 | 87033.9 | 464.6 | 0 | 0 | 0 | 73092.6 | 3030.1 | 0 | 0 | 0 | 5487.4
583 | 25 | Day25 | 6 | Hour6 | 1 | Winter | 2761 | #N/A | Winter | 463618.9 | 2024-01-25 06:00 | 457064.1 | 641.1 | 4.1 | 5909.6 | 463618.9 | 441052.2 | 383388.8 | 0.035 | 0.0515 | 0.45 | 0.45 | 353.2 | 28.4 | 4.03 | 24.1 | 1160.1 | 0.21 | 355.1 | 58.7 | 413.8 | 366.4 | 29.4 | 4.17 | 25 | 1204.8 | 0.22 | 368.5 | 61 | 429.4 | 468.5 | 29.4 | 4.06 | 36.8 | 1796.2 | 0.22 | 470.5 | 90.4 | 560.9 | 425.8 | 10.9 | 1.25 | 48.4 | 2136.7 | 0.2 | 426.4 | 112.1 | 538.5 | 29.7 | 0 | 0.24 | 29.93 | 31.38 | 0 | 0.25 | 31.63 | 463618.9 | 80230.1 | 142.4 | 4247.1 | 0 | 7365 | 100255.6 | 0 | 0 | 249.8 | 152294.2 | 0 | 95.5 | 3315.4 | 27857.5 | 87351.4 | 464.6 | 0 | 0 | 51.4 | 77141.5 | 2787.4 | 0 | 40.8 | 0 | 7704.6
584 | 25 | Day25 | 7 | Hour7 | 1 | Winter | 2761 | #N/A | Winter | 487712 | 2024-01-25 07:00 | 482312.2 | 0 | 0 | 5399.9 | 487712.1 | 465055.6 | 393583.7 | 0.0358 | 0.054 | 0.47 | 0.47 | 342.6 | 27.6 | 3.92 | 23.3 | 1123.6 | 0.2 | 344.5 | 56.8 | 401.3 | 355.7 | 28.7 | 4.06 | 24.2 | 1167.2 | 0.21 | 357.6 | 59 | 416.6 | 432 | 25.6 | 3.51 | 35.3 | 1704.6 | 0.2 | 433.7 | 86.1 | 519.8 | 608.9 | 37.1 | 5.11 | 48.7 | 2371.9 | 0.28 | 611.4 | 119.4 | 730.9 | 31.39 | 0 | 0.25 | 31.64 | 33.2 | 0 | 0.26 | 33.46 | 487712 | 94128.4 | 205.2 | 4247.1 | 0 | 8374.7 | 102511.5 | 0 | 0 | 3104.6 | 154584.6 | 0 | 95.5 | 3315.4 | 31033.4 | 88396.1 | 464.6 | 355.5 | 0 | 9953.2 | 78406.9 | 2663.7 | 237.1 | 3835.9 | 1817.7 | 8298.3
585 | 25 | Day25 | 8 | Hour8 | 1 | Winter | 2761 | #N/A | Winter | 498739.6 | 2024-01-25 08:00 | 493384.8 | 326.2 | 0 | 5028.7 | 498739.6 | 475627.9 | 374295.8 | 0.036 | 0.0548 | 0.53 | 0.53 | 303.6 | 24.3 | 3.44 | 20.9 | 1001 | 0.18 | 305.3 | 50.8 | 356.1 | 315.3 | 25.2 | 3.58 | 21.8 | 1040 | 0.19 | 317 | 52.8 | 369.8 | 319.2 | 17.5 | 2.38 | 27.3 | 1304.9 | 0.15 | 320.4 | 66.2 | 386.6 | 425.6 | 15.6 | 1.97 | 43.4 | 1985.8 | 0.19 | 426.6 | 102.6 | 529.2 | 29.92 | 0 | 0.15 | 30.08 | 31.66 | 0 | 0.16 | 31.82 | 498739.6 | 124443.8 | 205.7 | 4247.1 | 0 | 8374.7 | 92019.7 | 0 | 0 | 6636.9 | 142372.2 | 0 | 95.5 | 3315.4 | 34782.2 | 88396.1 | 464.6 | 22.6 | 0 | 34888.8 | 80515 | 2403.1 | 2815.5 | 1348.9 | 0 | 7807.7
586 | 25 | Day25 | 9 | Hour9 | 1 | Winter | 2761 | #N/A | Winter | 501867.9 | 2024-01-25 09:00 | 496349.9 | 540.8 | 0 | 4977.2 | 501867.9 | 478477.1 | 368252.6 | 0.036 | 0.055 | 0.55 | 0.55 | 290.9 | 23.2 | 3.29 | 20.2 | 962.1 | 0.18 | 292.5 | 48.9 | 341.4 | 302.2 | 24.1 | 3.41 | 21 | 999.8 | 0.18 | 303.9 | 50.9 | 354.7 | 232.6 | 9.9 | 1.3 | 22.4 | 1039.6 | 0.11 | 233.2 | 53.4 | 286.7 | 738.3 | 58.8 | 8.32 | 46.5 | 2440.1 | 0.35 | 742.4 | 119.3 | 861.7 | 29.47 | 0 | 0.27 | 29.74 | 31.19 | 0 | 0.29 | 31.48 | 501867.9 | 133615.2 | 395.7 | 4198.3 | 0 | 7600.6 | 88303.6 | 0 | 0.2 | 8907.5 | 138503.4 | 0 | 95.5 | 3315.4 | 36979.3 | 88396.1 | 464.6 | 0 | 0 | 48656.1 | 74072.4 | 1979.1 | 5784.3 | 1228.5 | 1492.2 | 7236.2
587 | 25 | Day25 | 10 | Hour10 | 1 | Winter | 2761 | #N/A | Winter | 501093 | 2024-01-25 10:00 | 496136.8 | 479.7 | 0 | 4476.5 | 501093 | 478281.5 | 349962.1 | 0.036 | 0.0549 | 0.56 | 0.56 | 286.4 | 23.1 | 3.27 | 19.7 | 940.7 | 0.17 | 288 | 47.8 | 335.8 | 297.3 | 23.9 | 3.39 | 20.5 | 976.9 | 0.18 | 298.9 | 49.7 | 348.6 | 185.4 | 7.1 | 0.91 | 18.6 | 853.9 | 0.08 | 185.9 | 44.1 | 230 | 543.7 | 30.9 | 4.22 | 45.5 | 2188.1 | 0.25 | 545.8 | 110.7 | 656.5 | 28.75 | 0 | 0.27 | 29.02 | 30.43 | 0 | 0.29 | 30.72 | 501093 | 151130.9 | 0 | 4198.3 | 0 | 7837.4 | 87867.3 | 0 | 233.6 | 13226.7 | 133713 | 0 | 95.5 | 3315.4 | 24074.5 | 88396.1 | 464.6 | 0 | 0 | 70557.1 | 65573.6 | 1539.9 | 7828.8 | 1220 | 0 | 7774.2
588 | 25 | Day25 | 11 | Hour11 | 1 | Winter | 2761 | #N/A | Winter | 501788.4 | 2024-01-25 11:00 | 492835.3 | 938.6 | 3408.2 | 4606.1 | 501788.3 | 475170.5 | 343252.5 | 0.0358 | 0.0545 | 0.57 | 0.56 | 279 | 22.5 | 3.19 | 19.3 | 915.7 | 0.17 | 280.6 | 46.6 | 327.2 | 291.9 | 23.5 | 3.34 | 20.1 | 957.6 | 0.18 | 293.6 | 48.7 | 342.3 | 178.9 | 7.4 | 0.96 | 17.5 | 806.8 | 0.08 | 179.4 | 41.5 | 220.9 | 991.9 | 101.5 | 14.65 | 42.1 | 2565.8 | 0.48 | 998.9 | 118.7 | 1117.6 | 28.29 | 0 | 0.28 | 28.57 | 29.94 | 0 | 0.3 | 30.23 | 501788.4 | 158535.8 | 779.5 | 4198.3 | 0 | 7819.2 | 86098.7 | 0 | 570.3 | 15405.7 | 130078.5 | 0 | 95.5 | 3315.4 | 22006.7 | 88396.1 | 464.6 | 0 | 0 | 83212.1 | 58179.1 | 1168.6 | 12415.8 | 1200.5 | 525.6 | 8047.4
589 | 25 | Day25 | 12 | Hour12 | 1 | Winter | 2761 | #N/A | Winter | 499098.5 | 2024-01-25 12:00 | 488327.4 | 2763.1 | 3408.2 | 4599.7 | 499098.5 | 470911.7 | 340251.1 | 0.0357 | 0.054 | 0.57 | 0.57 | 277.3 | 22.3 | 3.16 | 19.2 | 911.2 | 0.17 | 278.9 | 46.4 | 325.3 | 290.8 | 23.4 | 3.32 | 20.1 | 954.8 | 0.18 | 292.4 | 48.6 | 341 | 178.6 | 7.5 | 0.97 | 17.4 | 803.1 | 0.08 | 179.1 | 41.3 | 220.4 | 591.6 | 40.7 | 5.67 | 43.1 | 2157.9 | 0.28 | 594.3 | 107.5 | 701.8 | 28.22 | 0 | 0.29 | 28.51 | 29.86 | 0 | 0.3 | 30.16 | 499098.5 | 158847.4 | 69.5 | 4198.3 | 0 | 7819.2 | 84912.3 | 0 | 592 | 15519.9 | 129141.6 | 0 | 95.5 | 3315.4 | 21838.6 | 88396.1 | 464.6 | 0 | 0 | 85587.2 | 56283.2 | 865.1 | 14756.1 | 1100.6 | 116.5 | 7469.4
590 | 25 | Day25 | 13 | Hour13 | 1 | Winter | 2761 | #N/A | Winter | 496224.6 | 2024-01-25 13:00 | 484186.4 | 1898.1 | 5407.6 | 4732.5 | 496224.6 | 466995.2 | 333330.2 | 0.0355 | 0.0535 | 0.58 | 0.57 | 271.2 | 21.7 | 3.08 | 18.9 | 894.2 | 0.17 | 272.7 | 45.6 | 318.3 | 284.5 | 22.8 | 3.24 | 19.8 | 936.9 | 0.18 | 286.1 | 47.7 | 333.8 | 172.3 | 7.5 | 0.98 | 16.5 | 766.6 | 0.08 | 172.8 | 39.4 | 212.2 | 496.3 | 22.1 | 2.9 | 47.1 | 2193 | 0.22 | 497.7 | 112.5 | 610.2 | 27.81 | 0 | 0.29 | 28.09 | 29.4 | 0 | 0.3 | 29.7 | 496224.6 | 162894.4 | 0 | 4198.3 | 0 | 6854.3 | 82016.9 | 0 | 555.8 | 16893.8 | 126814.2 | 0 | 95.5 | 3315.4 | 21174.8 | 88396.1 | 464.6 | 0 | 0 | 87592.7 | 57143.6 | 708.4 | 13419.7 | 1085.2 | 0 | 7732
591 | 25 | Day25 | 14 | Hour14 | 1 | Winter | 2761 | #N/A | Winter | 494342.4 | 2024-01-25 14:00 | 480569.4 | 2882.8 | 6239.4 | 4650.7 | 494342.4 | 463572.5 | 334065.4 | 0.0354 | 0.0531 | 0.58 | 0.57 | 271.1 | 21.6 | 3.06 | 19 | 896.3 | 0.17 | 272.5 | 45.7 | 318.3 | 284.8 | 22.8 | 3.23 | 19.9 | 940.1 | 0.18 | 286.4 | 47.9 | 334.3 | 174.6 | 7.6 | 1 | 16.7 | 775.2 | 0.08 | 175.1 | 39.9 | 215 | 440.6 | 13.3 | 1.6 | 48.3 | 2148.7 | 0.21 | 441.4 | 112.4 | 553.9 | 26.38 | 0 | 0.29 | 26.67 | 27.91 | 0 | 0.3 | 28.21 | 494342.4 | 160277 | 0 | 4198.3 | 0 | 7819.2 | 81314.8 | 0 | 535.7 | 15744.3 | 127355.1 | 0 | 95.5 | 3315.4 | 21183.5 | 88319 | 464.6 | 0 | 0 | 85908.3 | 57515.6 | 573 | 12449.4 | 1031.2 | 5.5 | 7630.1
592 | 25 | Day25 | 15 | Hour15 | 1 | Winter | 2761 | #N/A | Winter | 492088.9 | 2024-01-25 15:00 | 479599.6 | 4424.4 | 3419.3 | 4645.5 | 492088.9 | 462659.2 | 340248.6 | 0.0353 | 0.053 | 0.56 | 0.56 | 277.4 | 22 | 3.11 | 19.5 | 922.1 | 0.17 | 278.9 | 47.1 | 326 | 291.6 | 23.1 | 3.27 | 20.5 | 968.6 | 0.18 | 293.2 | 49.4 | 342.6 | 197.3 | 9.8 | 1.31 | 17.8 | 839.1 | 0.09 | 197.9 | 42.9 | 240.8 | 528.9 | 24.6 | 3.26 | 49.2 | 2302.1 | 0.24 | 530.5 | 117.9 | 648.4 | 28.04 | 0 | 0.29 | 28.33 | 29.65 | 0 | 0.3 | 29.95 | 492088.9 | 151840.3 | 0 | 4198.3 | 0 | 7819.2 | 82163.9 | 0 | 555.4 | 12826.4 | 131735.1 | 0 | 95.5 | 3315.4 | 22060.5 | 88396.1 | 464.6 | 0 | 0 | 79272.8 | 58681 | 504.7 | 11044.2 | 952 | 7.8 | 8112
593 | 25 | Day25 | 16 | Hour16 | 1 | Winter | 2761 | #N/A | Winter | 498579.6 | 2024-01-25 16:00 | 484950.4 | 4549.5 | 3887.8 | 5191.9 | 498579.6 | 467729.3 | 362537.1 | 0.0355 | 0.0536 | 0.53 | 0.52 | 298.3 | 23.5 | 3.33 | 21 | 992.7 | 0.18 | 299.9 | 50.6 | 350.5 | 313.7 | 24.8 | 3.51 | 22 | 1044 | 0.19 | 315.4 | 53.2 | 368.6 | 313.7 | 20.2 | 2.8 | 24.1 | 1187.8 | 0.15 | 315.1 | 59.6 | 374.7 | 1173 | 133.6 | 19.44 | 37.6 | 2590.7 | 0.59 | 1182.3 | 115 | 1297.3 | 29.43 | 0 | 0.28 | 29.71 | 31.18 | 0 | 0.3 | 31.48 | 498579.6 | 136042.5 | 0 | 4257.5 | 0 | 7819.2 | 88822.7 | 0 | 581.7 | 11999.2 | 143632.4 | 0 | 159.1 | 3315.4 | 25023.8 | 88396.1 | 897.8 | 213 | 0 | 61037.5 | 61871.4 | 552.7 | 8931.5 | 991.5 | 60.8 | 7713.3
594 | 25 | Day25 | 17 | Hour17 | 1 | Winter | 2761 | #N/A | Winter | 517337.6 | 2024-01-25 17:00 | 504110.8 | 4207.9 | 3680.3 | 5338.7 | 517337.6 | 485834.6 | 396605.3 | 0.0363 | 0.0557 | 0.5 | 0.49 | 322.7 | 25.9 | 3.67 | 22 | 1059.7 | 0.19 | 324.4 | 53.7 | 378.1 | 341.9 | 27.3 | 3.87 | 23.5 | 1126.2 | 0.2 | 343.7 | 57.1 | 400.8 | 397 | 23.9 | 3.31 | 32.4 | 1528.6 | 0.2 | 398.7 | 78 | 476.6 | 539.9 | 15.7 | 1.89 | 58.9 | 2635.4 | 0.25 | 540.9 | 137.5 | 678.4 | 32.73 | 0 | 0.28 | 33.01 | 34.78 | 0 | 0.29 | 35.07 | 517337.6 | 120732.4 | 1037.9 | 4257.5 | 0 | 7819.2 | 102171.8 | 0 | 561.9 | 9671.2 | 153659.8 | 0 | 985.8 | 3315.4 | 28410.5 | 88396.1 | 988.3 | 5563 | 0 | 43427.7 | 66498.1 | 573.6 | 7192.5 | 5487.6 | 2196.3 | 7713.3
595 | 25 | Day25 | 18 | Hour18 | 1 | Winter | 2761 | #N/A | Winter | 520744.2 | 2024-01-25 18:00 | 516278.3 | 0 | 0 | 4465.9 | 520744.2 | 497305.4 | 424628.7 | 0.0367 | 0.0571 | 0.47 | 0.46 | 348.1 | 27.8 | 3.94 | 23.9 | 1139 | 0.21 | 350 | 57.9 | 407.9 | 365.2 | 28.9 | 4.11 | 25.3 | 1200.9 | 0.22 | 367.1 | 61.2 | 428.3 | 426.7 | 24.5 | 3.43 | 36.4 | 1636.5 | 0.25 | 428.4 | 85.3 | 513.6 | 658.9 | 15.9 | 2.18 | 79.3 | 2984.7 | 0.54 | 659.9 | 168.4 | 828.3 | 62.57 | 0 | 0.28 | 62.86 | 66.39 | 0 | 0.3 | 66.7 | 520744.2 | 96115.5 | 3257.4 | 4257.5 | 0 | 8019.4 | 109162.4 | 0 | 327.7 | 4498.9 | 162538.5 | 0 | 2715.4 | 3315.4 | 32515.2 | 88396.1 | 3032.7 | 7418.6 | 0 | 18345.9 | 72371.7 | 571.3 | 6129.1 | 9933.8 | 2921 | 8315.2
596 | 25 | Day25 | 19 | Hour19 | 1 | Winter | 2761 | #N/A | Winter | 522609.6 | 2024-01-25 19:00 | 517528.6 | 0 | 0 | 5081.1 | 522609.7 | 498507.6 | 444689.6 | 0.0367 | 0.0572 | 0.47 | 0.46 | 346.8 | 27.7 | 3.93 | 23.8 | 1136 | 0.21 | 348.7 | 57.7 | 406.4 | 364.6 | 28.9 | 4.1 | 25.3 | 1200.4 | 0.22 | 366.6 | 61.1 | 427.7 | 450.4 | 25.7 | 3.56 | 38.2 | 1764 | 0.24 | 452.1 | 90.9 | 543 | 541.6 | 26.2 | 3.5 | 49.7 | 2312.1 | 0.26 | 543.3 | 118.7 | 662 | 35.8 | 0 | 0.28 | 36.08 | 37.97 | 0 | 0.3 | 38.27 | 522609.6 | 77920.1 | 4740.4 | 4257.5 | 0 | 8374.7 | 109320.5 | 0 | 0 | 183 | 163478.2 | 0 | 2402.4 | 3315.4 | 49399.5 | 88396.1 | 2658.3 | 8346.6 | 0 | 109.3 | 77187.4 | 440.3 | 2667.6 | 8638.5 | 3678.8 | 8315.2
597 | 25 | Day25 | 20 | Hour20 | 1 | Winter | 2761 | #N/A | Winter | 518050.5 | 2024-01-25 20:00 | 513106.6 | 0 | 0 | 4943.9 | 518050.5 | 494324.8 | 440303 | 0.0366 | 0.0567 | 0.47 | 0.46 | 344.4 | 27.7 | 3.93 | 23.4 | 1127.7 | 0.2 | 346.3 | 57.1 | 403.4 | 361 | 28.8 | 4.09 | 24.7 | 1187.3 | 0.21 | 363 | 60.2 | 423.2 | 442 | 25.9 | 3.56 | 36.3 | 1749.3 | 0.21 | 443.8 | 88.5 | 532.3 | 1023 | 105.8 | 15.3 | 42.6 | 2595.6 | 0.51 | 1030.4 | 120.1 | 1150.4 | 34.62 | 0 | 0.15 | 34.77 | 36.71 | 0 | 0.16 | 36.87 | 518050.5 | 77747.5 | 6303.3 | 4257.5 | 0 | 8374.7 | 108854.3 | 0 | 0 | 0 | 163062.6 | 0 | 819.7 | 3315.4 | 50660.4 | 88396.1 | 1493.7 | 4765.3 | 0 | 0 | 77373.2 | 374.3 | 42.9 | 7108.8 | 3153.4 | 8315.2
598 | 25 | Day25 | 21 | Hour21 | 1 | Winter | 2761 | #N/A | Winter | 502180 | 2024-01-25 21:00 | 497210.4 | 0 | 0 | 4969.6 | 502180 | 479279.9 | 425371.5 | 0.0361 | 0.0551 | 0.47 | 0.47 | 343.4 | 27.8 | 3.94 | 23.2 | 1119.8 | 0.2 | 345.3 | 56.6 | 401.9 | 358.3 | 28.9 | 4.1 | 24.3 | 1171 | 0.21 | 360.3 | 59.3 | 419.5 | 455.9 | 27.1 | 3.71 | 37.1 | 1797.8 | 0.21 | 457.7 | 90.8 | 548.5 | 1226.4 | 140.6 | 20.47 | 38.5 | 2678.3 | 0.62 | 1236.2 | 118.5 | 1354.7 | 33.92 | 0 | 0.14 | 34.06 | 35.91 | 0 | 0.15 | 36.06 | 502180 | 76808.5 | 4920.2 | 4257.5 | 0 | 7661.8 | 106437.3 | 0 | 0 | 0 | 156825.2 | 0 | 159.1 | 3315.4 | 49493 | 88396.1 | 1033.5 | 2872.5 | 0 | 0 | 76478 | 330.5 | 0 | 2077.5 | 2075.1 | 8315.2
599 | 25 | Day25 | 22 | Hour22 | 1 | Winter | 2761 | #N/A | Winter | 476321.3 | 2024-01-25 22:00 | 471405.1 | 0 | 0 | 4916.1 | 476321.3 | 454821.4 | 401403.3 | 0.0352 | 0.0524 | 0.48 | 0.48 | 332.2 | 26.5 | 3.75 | 23 | 1096.2 | 0.2 | 334 | 55.7 | 389.7 | 345.8 | 27.5 | 3.9 | 24 | 1143 | 0.21 | 347.7 | 58.1 | 405.8 | 487.2 | 31.6 | 4.38 | 37.2 | 1837.5 | 0.23 | 489.3 | 92.1 | 581.4 | 949.5 | 99.3 | 14.36 | 38.6 | 2375.1 | 0.47 | 956.4 | 109.5 | 1065.9 | 31.54 | 0 | 0.14 | 31.68 | 33.29 | 0 | 0.15 | 33.44 | 476321.3 | 74918 | 4096.9 | 4257.5 | 0 | 7463.8 | 95799.5 | 0 | 0 | 0 | 149550.9 | 0 | 159.1 | 3315.4 | 45463.5 | 88396.1 | 1041.9 | 1858.6 | 0 | 0 | 74635.6 | 282.4 | 0 | 1347.6 | 2132.1 | 8021.5
600 | 25 | Day25 | 23 | Hour23 | 1 | Winter | 2761 | #N/A | Winter | 448190.7 | 2024-01-25 23:00 | 443396.1 | 0 | 0 | 4794.6 | 448190.7 | 428204.7 | 374126.9 | 0.0343 | 0.0494 | 0.5 | 0.5 | 316.1 | 24.7 | 3.5 | 22.5 | 1059.2 | 0.19 | 317.8 | 54.1 | 371.9 | 328.3 | 25.6 | 3.62 | 23.4 | 1101.8 | 0.2 | 330 | 56.3 | 386.4 | 477.5 | 29.8 | 4.11 | 37.6 | 1837.3 | 0.22 | 479.5 | 92.4 | 571.8 | 751.6 | 61.2 | 8.69 | 46.3 | 2427.7 | 0.37 | 755.8 | 118.8 | 874.6 | 30 | 0 | 0.22 | 30.22 | 31.56 | 0 | 0.24 | 31.8 | 448190.7 | 74063.8 | 2268.5 | 4232.6 | 0 | 7359.2 | 83720.8 | 0 | 0 | 0 | 140360.4 | 0 | 159.1 | 3315.4 | 41836.9 | 88396.1 | 886 | 1591.8 | 0 | 0 | 73822.8 | 241.1 | 0 | 1346.4 | 461.1 | 6561.8
601 | 26 | Day26 | 0 | Hour0 | 1 | Winter | 60 | 509563.7 | Winter | 423468.9 | 2024-01-26 | 418854 | 2 | 0 | 4612.9 | 423468.9 | 404834.4 | 349368.3 | 0.0335 | 0.0467 | 0.5 | 0.5 | 309 | 24 | 3.38 | 22.4 | 1043.1 | 0.19 | 310.6 | 53.5 | 364.1 | 320.3 | 24.8 | 3.5 | 23.2 | 1082.6 | 0.2 | 322 | 55.5 | 377.5 | 477.2 | 29.9 | 4.12 | 37.5 | 1834.6 | 0.22 | 479.2 | 92.2 | 571.4 | 768.6 | 66.3 | 9.45 | 43.8 | 2377.3 | 0.37 | 773.1 | 114.7 | 887.8 | 29.92 | 0 | 0.13 | 30.06 | 31.39 | 0 | 0.14 | 31.54 | 423468.9 | 74100.6 | 420.6 | 4225.9 | 0 | 4931.1 | 76500.3 | 0 | 0 | 0 | 132514.4 | 0 | 134 | 3315.4 | 36656.9 | 88396.1 | 678.6 | 1594.9 | 0 | 0 | 73928.6 | 172 | 0 | 0 | 828.2 | 4932.2
602 | 26 | Day26 | 1 | Hour1 | 1 | Winter | 2761 | #N/A | Winter | 406218.7 | 2024-01-26 01:00 | 401174.8 | 422.1 | 0 | 4621.8 | 406218.7 | 387977.1 | 330658.1 | 0.0329 | 0.0447 | 0.51 | 0.51 | 303.8 | 23.2 | 3.28 | 22.4 | 1035.4 | 0.19 | 305.3 | 53.3 | 358.6 | 314.4 | 24 | 3.39 | 23.2 | 1073.2 | 0.2 | 316.1 | 55.3 | 371.3 | 489.4 | 31 | 4.29 | 38.1 | 1869.4 | 0.23 | 491.5 | 93.9 | 585.4 | 927.4 | 97.6 | 14.11 | 37.3 | 2315.5 | 0.46 | 934.2 | 106.4 | 1040.6 | 28.77 | 0 | 0.14 | 28.91 | 30.12 | 0 | 0.14 | 30.27 | 406218.7 | 75560.6 | 61.5 | 4225.9 | 0 | 4931.1 | 70910.9 | 0 | 0 | 0 | 128253 | 0 | 95.5 | 3315.4 | 28659.9 | 88072.8 | 678.6 | 1453.5 | 0 | 0 | 75390.7 | 169.9 | 0 | 0 | 0 | 4399.5
603 | 26 | Day26 | 2 | Hour2 | 1 | Winter | 2761 | #N/A | Winter | 397650.9 | 2024-01-26 02:00 | 390161.6 | 2706.7 | 0 | 4782.6 | 397650.9 | 377459.8 | 317474.5 | 0.0326 | 0.0434 | 0.51 | 0.51 | 300.3 | 22.8 | 3.22 | 22.4 | 1028.9 | 0.19 | 301.9 | 53.1 | 355 | 310.7 | 23.6 | 3.33 | 23.1 | 1064.3 | 0.2 | 312.4 | 54.9 | 367.2 | 488.2 | 30.4 | 4.19 | 38.5 | 1881.3 | 0.23 | 490.2 | 94.6 | 584.8 | 709.5 | 67.7 | 9.72 | 34.6 | 1990.3 | 0.34 | 714.2 | 94 | 808.1 | 28.22 | 0 | 0.15 | 28.37 | 29.51 | 0 | 0.15 | 29.66 | 397650.9 | 80176.4 | 6.1 | 4214 | 0 | 4931.1 | 67757.7 | 0 | 0 | 0 | 125816 | 0 | 95.5 | 3315.4 | 22927.8 | 87732.2 | 678.6 | 0 | 0 | 0 | 80001.9 | 174.5 | 0 | 0 | 0 | 4733.6
604 | 26 | Day26 | 3 | Hour3 | 1 | Winter | 2761 | #N/A | Winter | 395579.5 | 2024-01-26 03:00 | 386767.6 | 3713.3 | 0 | 5098.7 | 395579.5 | 374219.8 | 308277.4 | 0.0324 | 0.043 | 0.53 | 0.53 | 290.3 | 21.9 | 3.09 | 21.8 | 997.9 | 0.19 | 291.8 | 51.6 | 343.3 | 300.5 | 22.7 | 3.21 | 22.5 | 1032.3 | 0.19 | 302.1 | 53.3 | 355.4 | 503.5 | 32.7 | 4.53 | 38.5 | 1899.2 | 0.23 | 505.7 | 95.1 | 600.9 | 412.9 | 13.5 | 1.66 | 43.6 | 1978.7 | 0.18 | 413.7 | 102.6 | 516.4 | 26.97 | 0 | 0.29 | 27.26 | 28.19 | 0 | 0.29 | 28.48 | 395579.5 | 87302.1 | 0 | 4214 | 0 | 4931.1 | 64532.5 | 0 | 0 | 0 | 122144.2 | 0 | 95.5 | 3315.4 | 20633.8 | 87732.2 | 678.6 | 0 | 0 | 0 | 87157.9 | 144.2 | 0 | 0 | 0 | 4733.6
605 | 26 | Day26 | 4 | Hour4 | 1 | Winter | 2761 | #N/A | Winter | 401880.8 | 2024-01-26 04:00 | 392536.7 | 3759.4 | 369.3 | 5215.4 | 401880.8 | 379747.3 | 309557.3 | 0.0326 | 0.0436 | 0.53 | 0.53 | 288.3 | 21.8 | 3.07 | 21.6 | 990.7 | 0.18 | 289.7 | 51.2 | 340.9 | 298.8 | 22.6 | 3.18 | 22.4 | 1027.4 | 0.19 | 300.3 | 53.1 | 353.4 | 507.4 | 34 | 4.72 | 37.8 | 1880.2 | 0.24 | 509.7 | 93.9 | 603.6 | 923.2 | 100.6 | 14.59 | 33.6 | 2192.5 | 0.45 | 930.2 | 99 | 1029.3 | 25.78 | 0 | 0.27 | 26.05 | 26.99 | 0 | 0.28 | 27.27 | 401880.8 | 92323.6 | 0 | 4205.6 | 0 | 4877.2 | 65292.7 | 0 | 0 | 0 | 123246.5 | 0 | 95.5 | 3315.4 | 20448.6 | 87397.2 | 678.6 | 0 | 0 | 0 | 92224.5 | 99.1 | 0 | 0 | 0 | 4334.9
606 | 26 | Day26 | 5 | Hour5 | 1 | Winter | 2761 | #N/A | Winter | 421656.8 | 2024-01-26 05:00 | 413357 | 2452.4 | 370.7 | 5476.8 | 421656.9 | 399626.2 | 326923 | 0.0332 | 0.046 | 0.51 | 0.51 | 304.8 | 23.5 | 3.32 | 22.2 | 1032.5 | 0.19 | 306.4 | 53 | 359.4 | 316 | 24.3 | 3.44 | 23 | 1071.8 | 0.2 | 317.7 | 55 | 372.7 | 520.7 | 36.1 | 5.04 | 37.7 | 1889.5 | 0.24 | 523.1 | 94 | 617.1 | 658.8 | 48.1 | 6.74 | 45.5 | 2316.4 | 0.31 | 662.1 | 114.6 | 776.7 | 26.64 | 0 | 0.25 | 26.9 | 27.98 | 0 | 0.27 | 28.24 | 421656.8 | 94733.9 | 0 | 4205.6 | 0 | 4780.3 | 74522.5 | 0 | 0 | 0 | 131479.3 | 0 | 95.5 | 3315.4 | 20448.6 | 87397.2 | 678.6 | 0 | 0 | 0 | 94584.4 | 149.5 | 0 | 0 | 0 | 4995
607 | 26 | Day26 | 6 | Hour6 | 1 | Winter | 2761 | #N/A | Winter | 448637.2 | 2024-01-26 06:00 | 442257.1 | 307.2 | 364.6 | 5708.2 | 448637.2 | 427128 | 351204.1 | 0.0342 | 0.0493 | 0.49 | 0.49 | 322.1 | 25.6 | 3.62 | 22.5 | 1068.4 | 0.2 | 323.9 | 54.4 | 378.3 | 333.8 | 26.5 | 3.75 | 23.4 | 1108.5 | 0.2 | 335.6 | 56.5 | 392.1 | 499.1 | 34 | 4.74 | 36.7 | 1829.5 | 0.23 | 501.4 | 91.2 | 592.7 | 684 | 54 | 7.64 | 43.5 | 2273.9 | 0.32 | 687.7 | 111.3 | 799.1 | 28.04 | 0 | 0.25 | 28.29 | 29.54 | 0 | 0.26 | 29.8 | 448637.2 | 97433.1 | 0 | 4205.6 | 0 | 6738.5 | 87056.8 | 0 | 0 | 180 | 138935.8 | 0 | 95.5 | 3315.4 | 22780.7 | 87397.2 | 678.6 | 0 | 0 | 34.2 | 96996.5 | 222.4 | 0 | 0 | 0 | 6800.5
608 | 26 | Day26 | 7 | Hour7 | 1 | Winter | 2761 | #N/A | Winter | 474770.2 | 2024-01-26 07:00 | 469084 | 0 | 213 | 5473.3 | 474770.3 | 452618.1 | 362932.7 | 0.0351 | 0.0522 | 0.51 | 0.5 | 314.7 | 24.9 | 3.53 | 22 | 1045.9 | 0.19 | 316.4 | 53.2 | 369.6 | 326.7 | 25.8 | 3.65 | 22.9 | 1087.1 | 0.2 | 328.5 | 55.3 | 383.8 | 465.7 | 31.3 | 4.36 | 34.6 | 1721.6 | 0.22 | 467.9 | 86 | 553.8 | 527 | 31.2 | 4.27 | 43 | 2083.8 | 0.24 | 529.1 | 105.2 | 634.3 | 29.68 | 0 | 0.15 | 29.83 | 31.35 | 0 | 0.16 | 31.51 | 474770.2 | 111837.6 | 545.8 | 4221.4 | 0 | 7463.8 | 89759.6 | 0 | 0 | 2024 | 144260.9 | 0 | 137.1 | 3315.4 | 24699.6 | 87850.4 | 678.6 | 0 | 0 | 8284.8 | 101222.2 | 306.6 | 158 | 1528.2 | 0 | 8002.8
609 | 26 | Day26 | 8 | Hour8 | 1 | Winter | 2761 | #N/A | Winter | 490111.8 | 2024-01-26 08:00 | 484111 | 479.7 | 213 | 5308.1 | 490111.8 | 466899.9 | 355070.8 | 0.0355 | 0.0536 | 0.55 | 0.55 | 286.7 | 22.7 | 3.21 | 20.2 | 953.1 | 0.18 | 288.2 | 48.6 | 336.9 | 298.6 | 23.6 | 3.34 | 21.1 | 993.8 | 0.18 | 300.3 | 50.7 | 351 | 359.4 | 21.5 | 2.95 | 29.2 | 1413.4 | 0.17 | 360.9 | 71.3 | 432.2 | 957.4 | 101.7 | 14.73 | 37.6 | 2346.1 | 0.48 | 964.4 | 107.6 | 1072.1 | 28.96 | 0 | 0.27 | 29.23 | 30.63 | 0 | 0.28 | 30.92 | 490111.8 | 135041 | 2566.4 | 4221.4 | 0 | 7463.8 | 84179.5 | 0 | 0 | 4376 | 135537.1 | 0 | 159.1 | 3315.4 | 28649.4 | 87852.4 | 750.1 | 376.1 | 0 | 27964.7 | 102305.7 | 394.6 | 1794.7 | 551 | 266.3 | 8315.2
610 | 26 | Day26 | 9 | Hour9 | 1 | Winter | 2761 | #N/A | Winter | 496699.2 | 2024-01-26 09:00 | 490476.7 | 768.6 | 213 | 5240.9 | 496699.2 | 472949.1 | 350634.2 | 0.0357 | 0.0542 | 0.57 | 0.57 | 271.1 | 21.3 | 3.01 | 19.3 | 907.3 | 0.17 | 272.6 | 46.4 | 319 | 282.7 | 22.1 | 3.13 | 20.2 | 947.4 | 0.18 | 284.2 | 48.5 | 332.7 | 269.4 | 13.6 | 1.83 | 24.1 | 1138 | 0.12 | 270.3 | 58 | 328.3 | 524.7 | 29.6 | 4.04 | 44.3 | 2114.7 | 0.25 | 526.7 | 107.4 | 634.1 | 28.07 | 0 | 0.22 | 28.29 | 29.74 | 0 | 0.23 | 29.97 | 496699.2 | 146065 | 2332 | 4221.4 | 0 | 7463.8 | 79851.4 | 0 | 36 | 6559.4 | 132406.9 | 0 | 100.2 | 3315.4 | 30978.1 | 87831.6 | 678.6 | 1454.8 | 0 | 54598.6 | 84359.3 | 511.7 | 3691.2 | 869.8 | 699.3 | 8315.2
611 | 26 | Day26 | 10 | Hour10 | 1 | Winter | 2761 | #N/A | Winter | 499778.3 | 2024-01-26 10:00 | 492261.7 | 288.3 | 2061.1 | 5167.1 | 499778.3 | 474628 | 334987.5 | 0.0358 | 0.0544 | 0.58 | 0.58 | 269.1 | 21.4 | 3.03 | 18.9 | 891.4 | 0.17 | 270.5 | 45.6 | 316.1 | 280.2 | 22.2 | 3.15 | 19.8 | 928.8 | 0.17 | 281.7 | 47.5 | 329.2 | 229.1 | 11.5 | 1.55 | 20.5 | 969.1 | 0.1 | 229.8 | 49.4 | 279.3 | 479.4 | 29.5 | 4.08 | 39 | 1848 | 0.25 | 481.4 | 94.1 | 575.5 | 26.36 | 0 | 0.28 | 26.64 | 27.93 | 0 | 0.3 | 28.23 | 499778.3 | 164790.8 | 0 | 4165 | 0 | 7463.8 | 80976.8 | 0 | 542.4 | 11091.8 | 128577.5 | 0 | 159.1 | 3315.4 | 21523.1 | 87984.6 | 822.2 | 0 | 0 | 79977 | 72564.4 | 615.2 | 6026.3 | 1335.1 | 0 | 7973.1
612 | 26 | Day26 | 11 | Hour11 | 1 | Winter | 2761 | #N/A | Winter | 500580 | 2024-01-26 11:00 | 489580.4 | 2267.9 | 3625.4 | 5106.4 | 500580 | 472092 | 329796.2 | 0.0357 | 0.0542 | 0.59 | 0.58 | 262.1 | 20.7 | 2.94 | 18.6 | 871.1 | 0.16 | 263.5 | 44.6 | 308.1 | 274.7 | 21.7 | 3.08 | 19.4 | 913 | 0.17 | 276.2 | 46.7 | 322.9 | 211.6 | 10.9 | 1.46 | 18.7 | 887.9 | 0.1 | 212.3 | 45.2 | 257.6 | 906.4 | 100.2 | 14.56 | 32.6 | 2096.9 | 0.47 | 913.4 | 95.2 | 1008.6 | 26.16 | 0 | 0.28 | 26.45 | 27.72 | 0 | 0.3 | 28.02 | 500580 | 170783.9 | 0 | 4165.8 | 0 | 7175.5 | 78833.5 | 0 | 757.3 | 11994.3 | 126694.3 | 0 | 159.1 | 3315.4 | 21523.1 | 87159 | 770.4 | 0 | 0 | 92816.9 | 64513.8 | 701.5 | 10718.6 | 946.8 | 0 | 7683
613 | 26 | Day26 | 12 | Hour12 | 1 | Winter | 2761 | #N/A | Winter | 496518 | 2024-01-26 12:00 | 485360.6 | 2479.4 | 3625.4 | 5052.7 | 496518 | 468096.7 | 330401.6 | 0.0356 | 0.0537 | 0.58 | 0.58 | 266.9 | 21.3 | 3.01 | 18.8 | 881.7 | 0.17 | 268.3 | 45.1 | 313.4 | 279.7 | 22.3 | 3.16 | 19.6 | 924 | 0.17 | 281.2 | 47.2 | 328.4 | 211.5 | 11 | 1.48 | 18.6 | 883.5 | 0.1 | 212.2 | 45 | 257.2 | 553.8 | 37.3 | 5.21 | 41.5 | 2032.2 | 0.27 | 556.4 | 102.2 | 658.5 | 25.8 | 0 | 0.29 | 26.09 | 27.34 | 0 | 0.3 | 27.64 | 496518 | 166116.4 | 76.4 | 4173.4 | 0 | 7007.2 | 80307 | 0 | 741.8 | 11966.9 | 125905.2 | 0 | 159.1 | 3315.4 | 21655.2 | 86891.3 | 911.4 | 0 | 0 | 92597.3 | 59898.5 | 911.9 | 11502.4 | 863.9 | 0 | 7493.8
614 | 26 | Day26 | 13 | Hour13 | 1 | Winter | 2761 | #N/A | Winter | 492325.6 | 2024-01-26 13:00 | 481482 | 2584.7 | 3412.4 | 4846.6 | 492325.6 | 464418.5 | 329731.4 | 0.0354 | 0.0533 | 0.58 | 0.58 | 266.7 | 21.2 | 3 | 18.8 | 882.7 | 0.17 | 268.2 | 45.2 | 313.3 | 279.2 | 22.2 | 3.14 | 19.7 | 924.4 | 0.17 | 280.8 | 47.3 | 328.1 | 214 | 11 | 1.47 | 19 | 899.1 | 0.1 | 214.7 | 45.8 | 260.6 | 743.4 | 63.2 | 9.01 | 43.4 | 2317 | 0.36 | 747.7 | 112.5 | 860.2 | 26.2 | 0 | 0.29 | 26.49 | 27.77 | 0 | 0.31 | 28.08 | 492325.6 | 162594.2 | 94.3 | 4173.4 | 0 | 7630.3 | 79310.7 | 0 | 701.2 | 12866.8 | 125388.8 | 0 | 159.1 | 3315.4 | 21655.2 | 87033.9 | 970.2 | 0 | 0 | 90132.8 | 57702 | 1191.4 | 10669.7 | 908.9 | 0 | 7742.5
615 | 26 | Day26 | 14 | Hour14 | 1 | Winter | 2761 | #N/A | Winter | 488252.3 | 2024-01-26 14:00 | 477811.4 | 2377.2 | 3412.4 | 4651.3 | 488252.3 | 460941.4 | 330928.6 | 0.0353 | 0.0529 | 0.58 | 0.57 | 269.3 | 21.4 | 3.03 | 19 | 892.1 | 0.17 | 270.8 | 45.7 | 316.4 | 281.9 | 22.4 | 3.17 | 19.9 | 933.5 | 0.18 | 283.4 | 47.8 | 331.2 | 225.1 | 12.4 | 1.69 | 19.2 | 917.4 | 0.1 | 225.9 | 46.5 | 272.5 | 744.5 | 63.8 | 9.11 | 43 | 2302.8 | 0.37 | 748.9 | 111.7 | 860.6 | 26.37 | 0 | 0.29 | 26.66 | 27.9 | 0 | 0.31 | 28.21 | 488252.3 | 157323.7 | 139.3 | 4173.4 | 0 | 8075.9 | 79266.7 | 0 | 678.2 | 12232.4 | 125856.2 | 0 | 159.1 | 3315.4 | 21909.2 | 87033.9 | 999.6 | 0 | 0 | 87229 | 55713.8 | 1470.4 | 10667.9 | 854.5 | 0 | 7370.2
616 | 26 | Day26 | 15 | Hour15 | 1 | Winter | 2761 | #N/A | Winter | 489213.8 | 2024-01-26 15:00 | 475851.4 | 5259 | 3412.4 | 4691 | 489213.8 | 459085.1 | 332803.2 | 0.0352 | 0.0527 | 0.57 | 0.57 | 271.9 | 21.5 | 3.05 | 19.2 | 900.8 | 0.17 | 273.3 | 46.1 | 319.4 | 285.7 | 22.7 | 3.21 | 20.2 | 946.7 | 0.18 | 287.3 | 48.4 | 335.7 | 228.3 | 12.2 | 1.65 | 19.8 | 944 | 0.1 | 229.1 | 48 | 277.1 | 533.1 | 31.9 | 4.4 | 43.3 | 2081.8 | 0.26 | 535.3 | 105.4 | 640.7 | 26.47 | 0 | 0.3 | 26.77 | 28.03 | 0 | 0.31 | 28.34 | 489213.8 | 156410.6 | 16.8 | 4173.4 | 0 | 7555.9 | 80142.2 | 0 | 692.2 | 11627.7 | 127473.3 | 0 | 159.1 | 3315.4 | 21873.5 | 87033.9 | 1059.7 | 0 | 0 | 87456.4 | 54887 | 1747.3 | 9504.6 | 920.9 | 0 | 6861.7
617 | 26 | Day26 | 16 | Hour16 | 1 | Winter | 2761 | #N/A | Winter | 494517.8 | 2024-01-26 16:00 | 480785.6 | 5067.5 | 3891.9 | 4772.8 | 494517.8 | 463752.7 | 347342.2 | 0.0354 | 0.0532 | 0.55 | 0.54 | 285.8 | 22.6 | 3.2 | 20.1 | 949.1 | 0.18 | 287.4 | 48.5 | 335.8 | 300.8 | 23.8 | 3.36 | 21.2 | 999.5 | 0.19 | 302.5 | 51 | 353.5 | 344.1 | 23.5 | 3.28 | 25.2 | 1258.9 | 0.16 | 345.7 | 62.7 | 408.5 | 718.2 | 61.7 | 8.8 | 41.4 | 2218.4 | 0.35 | 722.4 | 107.6 | 830 | 27.38 | 0 | 0.3 | 27.68 | 29.02 | 0 | 0.31 | 29.33 | 494517.8 | 147175.6 | 118.5 | 4183.8 | 0 | 7456.1 | 84902.4 | 0 | 728.4 | 12345.9 | 136209.1 | 0 | 159.1 | 3315.4 | 22299 | 87033.9 | 1068.5 | 596.4 | 0 | 76714 | 55198.1 | 2189.2 | 8170.8 | 1014.3 | 21.2 | 7402.4
618 | 26 | Day26 | 17 | Hour17 | 1 | Winter | 2761 | #N/A | Winter | 507356 | 2024-01-26 17:00 | 495461.2 | 3292.5 | 3408.2 | 5194.1 | 507356 | 477613.1 | 381497 | 0.036 | 0.055 | 0.52 | 0.51 | 317.5 | 25.9 | 3.68 | 21.4 | 1028.8 | 0.19 | 319.3 | 52.1 | 371.4 | 335.4 | 27.3 | 3.87 | 22.7 | 1089.7 | 0.2 | 337.3 | 55.2 | 392.5 | 381.3 | 23.8 | 3.29 | 30 | 1464.5 | 0.18 | 382.9 | 73.7 | 456.5 | 1026.2 | 103.6 | 15.06 | 46.2 | 2590.5 | 0.58 | 1033.4 | 123.6 | 1157 | 31.73 | 0 | 0.3 | 32.03 | 33.66 | 0 | 0.31 | 33.97 | 507356 | 125859 | 844.5 | 4257.5 | 0 | 7819.2 | 100549.1 | 0 | 710.9 | 9567.7 | 144126.4 | 0 | 159.1 | 3315.4 | 27003.1 | 88396.1 | 1077.5 | 3949.1 | 0 | 53737 | 59297.6 | 2545.7 | 7302 | 5683 | 833.2 | 8315.1
619 | 26 | Day26 | 18 | Hour18 | 1 | Winter | 2761 | #N/A | Winter | 507537.6 | 2024-01-26 18:00 | 503665 | 0 | 0 | 3872.6 | 507537.6 | 485362.7 | 418987.8 | 0.0363 | 0.0559 | 0.46 | 0.45 | 351.2 | 28 | 3.97 | 24.1 | 1157.3 | 0.21 | 353.1 | 58.6 | 411.7 | 367.5 | 29.1 | 4.13 | 25.4 | 1216.4 | 0.22 | 369.5 | 61.7 | 431.2 | 427.6 | 25.1 | 3.48 | 35.5 | 1662.6 | 0.22 | 429.3 | 85.1 | 514.4 | 635 | 15.2 | 2.12 | 77 | 2843.9 | 0.54 | 636.1 | 161.9 | 798 | 58.25 | 0 | 0.29 | 58.54 | 61.73 | 0 | 0.31 | 62.05 | 507537.6 | 88549.8 | 2959.4 | 4257.5 | 0 | 8374.7 | 107597.8 | 0 | 427.8 | 4457.2 | 166494.8 | 0 | 436.8 | 3315.4 | 29691.7 | 88396.1 | 1486.5 | 5977.1 | 0 | 17411.6 | 63418.1 | 2835 | 5829.1 | 8668.5 | 2796.3 | 8315.2
620 | 26 | Day26 | 19 | Hour19 | 1 | Winter | 2761 | #N/A | Winter | 509563.7 | 2024-01-26 19:00 | 505368.4 | 0 | 0 | 4195.4 | 509563.7 | 487015.5 | 439656.1 | 0.0363 | 0.0559 | 0.46 | 0.45 | 348.2 | 27.5 | 3.9 | 24.1 | 1153.8 | 0.21 | 350.1 | 58.5 | 408.6 | 366.5 | 28.8 | 4.08 | 25.5 | 1219.6 | 0.22 | 368.5 | 61.9 | 430.4 | 446 | 26.2 | 3.61 | 36.8 | 1749.2 | 0.22 | 447.8 | 89 | 536.8 | 510.1 | 15.8 | 1.94 | 54.8 | 2456 | 0.24 | 511.1 | 128.1 | 639.2 | 36.49 | 0 | 0.29 | 36.78 | 38.65 | 0 | 0.31 | 38.96 | 509563.7 | 69907.6 | 6475.7 | 4257.5 | 0 | 8374.7 | 106111 | 0 | 0 | 239.1 | 168341.2 | 0 | 436.8 | 3315.4 | 45200.9 | 88396.1 | 1481.2 | 7265.7 | 0 | 171.9 | 66369.9 | 3126.7 | 2652.1 | 6634.5 | 3983 | 7916.5
621 | 26 | Day26 | 20 | Hour20 | 1 | Winter | 2761 | #N/A | Winter | 505500.3 | 2024-01-26 20:00 | 501423.6 | 0 | 0 | 4076.7 | 505500.3 | 483280.2 | 435991.1 | 0.0362 | 0.0555 | 0.46 | 0.45 | 349.8 | 27.7 | 3.92 | 24.1 | 1159.9 | 0.21 | 351.7 | 58.7 | 410.4 | 365.3 | 28.9 | 4.09 | 25.3 | 1213.7 | 0.22 | 367.3 | 61.5 | 428.8 | 440.8 | 26.5 | 3.65 | 35.7 | 1721.1 | 0.21 | 442.6 | 87 | 529.6 | 910 | 56.6 | 9.06 | 86.2 | 2401.4 | 1.2 | 914.2 | 158.1 | 1072.3 | 34.69 | 0 | 0.2 | 34.88 | 36.72 | 0 | 0.21 | 36.93 | 505500.3 | 69509.2 | 4627.8 | 4257.5 | 0 | 8374.7 | 106007.3 | 0 | 0 | 0 | 167758.4 | 0 | 654.4 | 3315.4 | 48293.9 | 88396.1 | 1059.6 | 3245.9 | 0 | 0 | 66104.3 | 3404.9 | 59.4 | 2817.9 | 3702.1 | 8315.2
622 | 26 | Day26 | 21 | Hour21 | 1 | Winter | 2761 | #N/A | Winter | 490480.3 | 2024-01-26 21:00 | 486357.1 | 0 | 0 | 4123.2 | 490480.3 | 468995.3 | 422587 | 0.0357 | 0.054 | 0.46 | 0.45 | 346.5 | 27.3 | 3.86 | 24.1 | 1153.2 | 0.21 | 348.3 | 58.5 | 406.9 | 360.6 | 28.4 | 4.01 | 25.2 | 1201.7 | 0.21 | 362.6 | 61 | 423.6 | 452.2 | 27.4 | 3.77 | 36.4 | 1765 | 0.21 | 454.1 | 89 | 543.1 | 1049.4 | 109.8 | 15.88 | 42.6 | 2623.5 | 0.52 | 1057 | 120.9 | 1177.9 | 32.95 | 0 | 0.21 | 33.16 | 34.83 | 0 | 0.23 | 35.06 | 490480.3 | 67893.2 | 3242.8 | 4257.5 | 0 | 8374.7 | 101197.2 | 0 | 0 | 0 | 162799 | 0 | 937.2 | 3315.4 | 46495.2 | 88396.1 | 1184.8 | 2387.1 | 0 | 0 | 64288.7 | 3604.6 | 0 | 1081 | 2531.2 | 6994
623 | 26 | Day26 | 22 | Hour22 | 1 | Winter | 2761 | #N/A | Winter | 466244.4 | 2024-01-26 22:00 | 462079.9 | 0 | 0 | 4164.5 | 466244.4 | 445950.2 | 397898.6 | 0.0349 | 0.0515 | 0.47 | 0.47 | 334.2 | 26 | 3.68 | 23.7 | 1122.7 | 0.2 | 336 | 57.2 | 393.2 | 347.8 | 27 | 3.82 | 24.7 | 1170.1 | 0.21 | 349.7 | 59.7 | 409.4 | 468.4 | 29.4 | 4.06 | 36.7 | 1798.1 | 0.22 | 470.4 | 90.4 | 560.8 | 995.5 | 103.1 | 14.92 | 42.5 | 2520.6 | 0.5 | 1002.7 | 117.8 | 1120.4 | 31.85 | 0 | 0.23 | 32.08 | 33.58 | 0 | 0.24 | 33.82 | 466244.4 | 68345.9 | 2980.2 | 4257.5 | 0 | 8374.7 | 91421.1 | 0 | 0 | 0 | 154541.7 | 0 | 305.2 | 3315.4 | 40061.4 | 88396.1 | 983.9 | 3261.3 | 0 | 0 | 64634.9 | 3711 | 0 | 114.8 | 2114.7 | 5923.5
624 | 26 | Day26 | 23 | Hour23 | 1 | Winter | 2761 | #N/A | Winter | 439258.2 | 2024-01-26 23:00 | 435100.3 | 0 | 0 | 4157.9 | 439258.2 | 420278.1 | 369427.6 | 0.0341 | 0.0487 | 0.49 | 0.48 | 321.1 | 24.9 | 3.51 | 23.1 | 1084.4 | 0.2 | 322.8 | 55.5 | 378.3 | 333.5 | 25.8 | 3.64 | 24 | 1127.6 | 0.2 | 335.3 | 57.7 | 393 | 453.5 | 26.4 | 3.61 | 37.4 | 1806.6 | 0.21 | 455.3 | 91.3 | 546.6 | 738.8 | 56.9 | 8.04 | 48.5 | 2489.5 | 0.36 | 742.7 | 122.8 | 865.5 | 30.64 | 0 | 0.29 | 30.94 | 32.21 | 0 | 0.31 | 32.52 | 439258.2 | 69830.6 | 2001.3 | 4198.3 | 0 | 5842 | 82008 | 0 | 0 | 0 | 142737.8 | 0 | 159.1 | 3315.4 | 37624.4 | 88396.1 | 791.9 | 2353.2 | 0 | 0 | 66052.6 | 3778 | 0 | 178.6 | 1368.8 | 5849.6
625 | 27 | Day27 | 0 | Hour0 | 1 | Winter | 77 | 498590.9 | Winter | 415860.9 | 2024-01-27 | 411625 | 0 | 0 | 4235.9 | 415860.9 | 397907.6 | 343606.9 | 0.0333 | 0.0461 | 0.51 | 0.5 | 307.8 | 23.8 | 3.37 | 22.3 | 1040.3 | 0.19 | 309.4 | 53.4 | 362.8 | 319.2 | 24.7 | 3.49 | 23.2 | 1079.7 | 0.2 | 320.9 | 55.4 | 376.3 | 469.9 | 28.1 | 3.85 | 38.1 | 1849.2 | 0.22 | 471.8 | 93.3 | 565.1 | 733.2 | 68.7 | 9.85 | 36.9 | 2097.7 | 0.35 | 737.9 | 99.5 | 837.4 | 29.69 | 0 | 0.13 | 29.83 | 31.13 | 0 | 0.14 | 31.27 | 415860.9 | 72254 | 612.7 | 4198.3 | 0 | 5842 | 74459.3 | 0 | 0 | 0 | 130316.4 | 0 | 133.6 | 3315.4 | 34126 | 88396.1 | 544.9 | 1662.3 | 0 | 0 | 68286.2 | 3967.8 | 0 | 0 | 0 | 5010.1
626 | 27 | Day27 | 1 | Hour1 | 1 | Winter | 2761 | #N/A | Winter | 401461.5 | 2024-01-27 01:00 | 394521.3 | 282.8 | 2290.3 | 4367.1 | 401461.5 | 381596.2 | 325864.8 | 0.0328 | 0.0441 | 0.52 | 0.51 | 298.7 | 22.9 | 3.24 | 22 | 1016.2 | 0.19 | 300.3 | 52.3 | 352.6 | 309.7 | 23.8 | 3.35 | 22.8 | 1054.2 | 0.2 | 311.3 | 54.3 | 365.6 | 482.3 | 29.3 | 4.03 | 38.6 | 1881.4 | 0.22 | 484.2 | 94.8 | 579 | 717.9 | 55.3 | 7.81 | 46.9 | 2430.5 | 0.34 | 721.7 | 119.4 | 841.1 | 29.04 | 0 | 0.15 | 29.19 | 30.39 | 0 | 0.14 | 30.53 | 401461.5 | 75596.7 | 662.5 | 4198.3 | 0 | 5842 | 68987.6 | 0 | 0 | 0 | 124589.7 | 0 | 95.5 | 3315.4 | 28921.1 | 88396.1 | 544.9 | 311.7 | 0 | 0 | 71428.8 | 4167.9 | 0 | 0 | 0 | 4819.6
627 | 27 | Day27 | 2 | Hour2 | 1 | Winter | 2761 | #N/A | Winter | 395064.4 | 2024-01-27 02:00 | 384420 | 3437.3 | 2744.5 | 4462.6 | 395064.4 | 371952.2 | 314492.3 | 0.0324 | 0.0429 | 0.52 | 0.52 | 290.9 | 22.1 | 3.11 | 21.8 | 998.2 | 0.19 | 292.4 | 51.6 | 344 | 302.1 | 23 | 3.24 | 22.5 | 1035.1 | 0.19 | 303.7 | 53.4 | 357.1 | 486.8 | 29.5 | 4.06 | 39.1 | 1901.5 | 0.22 | 488.8 | 95.8 | 584.6 | 768 | 70.2 | 10.05 | 40.2 | 2250.6 | 0.37 | 772.8 | 107.3 | 880.1 | 28.48 | 0 | 0.16 | 28.64 | 29.78 | 0 | 0.14 | 29.93 | 395064.4 | 80572.1 | 0 | 4198.3 | 0 | 5842 | 65247.3 | 0 | 0 | 0 | 122208.6 | 0 | 95.5 | 3315.4 | 24640 | 88396.1 | 544.9 | 4.1 | 0 | 0 | 76295.8 | 4276.2 | 0 | 0 | 0 | 4738.1
628 | 27 | Day27 | 3 | Hour3 | 1 | Winter | 2761 | #N/A | Winter | 392866 | 2024-01-27 03:00 | 381338.2 | 3833.8 | 3027.1 | 4667 | 392866 | 369017.5 | 306960.3 | 0.0323 | 0.0424 | 0.53 | 0.53 | 283 | 21.3 | 3.01 | 21.4 | 975.3 | 0.18 | 284.5 | 50.5 | 335 | 294 | 22.2 | 3.13 | 22.1 | 1011.7 | 0.19 | 295.6 | 52.3 | 347.9 | 493 | 30 | 4.13 | 39.5 | 1921.9 | 0.23 | 495 | 96.8 | 591.8 | 944.8 | 98.9 | 14.29 | 38.1 | 2374.9 | 0.46 | 951.7 | 109 | 1060.7 | 28 | 0 | 0.3 | 28.3 | 29.27 | 0 | 0.28 | 29.55 | 392866 | 85905.7 | 0 | 4198.3 | 0 | 5842 | 62522.1 | 0 | 0 | 0 | 119664.1 | 0 | 95.5 | 3315.4 | 22381.9 | 88396.1 | 544.9 | 0 | 0 | 0 | 81881.7 | 4024 | 0 | 0 | 0 | 4334.9
629 | 27 | Day27 | 4 | Hour4 | 1 | Winter | 2761 | #N/A | Winter | 397085.1 | 2024-01-27 04:00 | 387711.1 | 3463 | 980.1 | 4930.9 | 397085.1 | 375138.7 | 307241.4 | 0.0324 | 0.043 | 0.54 | 0.54 | 281.8 | 21.3 | 3 | 21.2 | 969.3 | 0.18 | 283.3 | 50.2 | 333.4 | 292.8 | 22.2 | 3.12 | 22 | 1006.8 | 0.19 | 294.3 | 52.1 | 346.4 | 498.4 | 31.2 | 4.31 | 39.1 | 1914.4 | 0.23 | 500.5 | 96.2 | 596.7 | 895.1 | 89.9 | 12.95 | 39.6 | 2369.8 | 0.44 | 901.3 | 110.3 | 1011.6 | 28.01 | 0 | 0.29 | 28.31 | 29.3 | 0 | 0.27 | 29.57 | 397085.1 | 89843.7 | 0 | 4198.3 | 0 | 5842 | 63129.4 | 0 | 0 | 0 | 119904.8 | 0 | 95.5 | 3315.4 | 21815 | 88396.1 | 544.9 | 0 | 0 | 0 | 86154.8 | 3688.9 | 0 | 0 | 10.7 | 4736.8
630 | 27 | Day27 | 5 | Hour5 | 1 | Winter | 2761 | #N/A | Winter | 414981.4 | 2024-01-27 05:00 | 408529 | 1094.2 | 0 | 5358.2 | 414981.4 | 395053.5 | 321529.7 | 0.033 | 0.0453 | 0.52 | 0.52 | 293.2 | 22.5 | 3.17 | 21.6 | 998.3 | 0.19 | 294.7 | 51.4 | 346.1 | 303.2 | 23.2 | 3.28 | 22.4 | 1034 | 0.19 | 304.8 | 53.2 | 358.1 | 505.7 | 32.5 | 4.51 | 38.9 | 1915.8 | 0.23 | 507.9 | 96 | 604 | 694.7 | 56.7 | 8.03 | 42.6 | 2254 | 0.33 | 698.6 | 109.8 | 808.4 | 28.53 | 0 | 0.25 | 28.78 | 29.88 | 0 | 0.26 | 30.15 | 414981.4 | 93451.7 | 0 | 4198.3 | 0 | 5842 | 70117.4 | 0 | 0 | 0 | 126958.5 | 0 | 95.5 | 3315.4 | 22061.6 | 88396.1 | 544.9 | 0 | 0 | 0 | 89888 | 3563.7 | 0 | 0 | 0 | 5569.4
631 | 27 | Day27 | 6 | Hour6 | 1 | Winter | 2761 | #N/A | Winter | 445962.4 | 2024-01-27 06:00 | 440156.9 | 80 | 0 | 5725.6 | 445962.4 | 425177.2 | 347428.3 | 0.034 | 0.0488 | 0.5 | 0.5 | 315.4 | 25 | 3.54 | 22.2 | 1048.3 | 0.19 | 317.1 | 53.4 | 370.6 | 326.6 | 25.8 | 3.66 | 23 | 1086.7 | 0.2 | 328.4 | 55.4 | 383.8 | 468.8 | 29 | 4 | 37.1 | 1811.6 | 0.22 | 470.8 | 91.2 | 561.9 | 503.8 | 20.5 | 2.65 | 49.5 | 2285.4 | 0.23 | 505.1 | 117.7 | 622.8 | 29.74 | 0 | 0.24 | 29.98 | 31.27 | 0 | 0.25 | 31.52 | 445962.4 | 98534.1 | 0 | 4198.3 | 0 | 6130.8 | 84869 | 0 | 0 | 48.4 | 136694.5 | 0 | 95.5 | 3315.4 | 23183.9 | 88396.1 | 544.9 | 0 | 0 | 0.8 | 94322.1 | 4162.8 | 0 | 0 | 502.7 | 5724.1
632 | 27 | Day27 | 7 | Hour7 | 1 | Winter | 2761 | #N/A | Winter | 474904.6 | 2024-01-27 07:00 | 469339.1 | 0 | 0 | 5565.5 | 474904.6 | 452887.8 | 370696.3 | 0.035 | 0.0521 | 0.51 | 0.51 | 311.6 | 24.9 | 3.52 | 21.6 | 1030.5 | 0.19 | 313.3 | 52.4 | 365.7 | 324.6 | 25.8 | 3.65 | 22.6 | 1075.8 | 0.2 | 326.4 | 54.7 | 381.1 | 437.6 | 27 | 3.72 | 34.8 | 1693.1 | 0.2 | 439.4 | 85.3 | 524.7 | 507.4 | 21.3 | 2.77 | 49.3 | 2279.8 | 0.23 | 508.8 | 117.3 | 626.1 | 33.36 | 0 | 0.2 | 33.56 | 35.2 | 0 | 0.21 | 35.41 | 474904.6 | 104208.3 | 2957.4 | 4198.3 | 0 | 8374.7 | 89866.8 | 0 | 0 | 758.2 | 141457 | 0 | 95.5 | 3315.4 | 31117.9 | 88396.1 | 544.9 | 372.4 | 0 | 1615.3 | 97402.9 | 4431.9 | 32.4 | 0 | 979.3 | 8252.5
633 | 27 | Day27 | 8 | Hour8 | 1 | Winter | 2761 | #N/A | Winter | 491263.6 | 2024-01-27 08:00 | 485836.4 | 0 | 0 | 5427.2 | 491263.6 | 468528.7 | 369727.2 | 0.0356 | 0.0538 | 0.54 | 0.53 | 295.3 | 23.5 | 3.32 | 20.6 | 979.9 | 0.18 | 297 | 49.9 | 346.8 | 307 | 24.3 | 3.45 | 21.5 | 1019.7 | 0.19 | 308.7 | 51.9 | 360.6 | 291.5 | 15 | 2.02 | 25.8 | 1221.6 | 0.13 | 292.5 | 62.2 | 354.7 | 1171.6 | 132.2 | 19.21 | 38.5 | 2639.6 | 0.58 | 1180.8 | 117.4 | 1298.2 | 31.24 | 0 | 0.15 | 31.39 | 33.02 | 0 | 0.16 | 33.18 | 491263.6 | 121536.4 | 1994.3 | 4198.3 | 0 | 8374.7 | 87711.8 | 0 | 0 | 2528.6 | 139925.2 | 0 | 147.8 | 3315.4 | 35012.3 | 88396.1 | 544.9 | 106.4 | 0 | 14690.9 | 100041.9 | 4275.1 | 496.7 | 0 | 423.8 | 7974.8
634 | 27 | Day27 | 9 | Hour9 | 1 | Winter | 2761 | #N/A | Winter | 497274 | 2024-01-27 09:00 | 491955.4 | 212.2 | 0 | 5106.4 | 497274 | 474317.6 | 353235.6 | 0.0358 | 0.0545 | 0.57 | 0.57 | 266.7 | 20.9 | 2.95 | 19.1 | 894.9 | 0.17 | 268.1 | 45.8 | 313.9 | 277.6 | 21.7 | 3.06 | 19.9 | 933.5 | 0.17 | 279.1 | 47.8 | 326.9 | 172.2 | 6.4 | 0.82 | 17.5 | 799.4 | 0.08 | 172.7 | 41.3 | 214 | 1062.3 | 115.1 | 16.69 | 39.5 | 2533.5 | 0.53 | 1070.3 | 115.1 | 1185.4 | 29.18 | 35.17 | 0.2 | 64.55 | 30.9 | 37.63 | 0.21 | 68.75 | 497274 | 144038.4 | 2035.7 | 4198.3 | 0 | 8374.7 | 78511 | 0 | 37.6 | 5460.5 | 132142.6 | 0 | 159.1 | 3315.4 | 34006.2 | 88396.1 | 591.1 | 1505.4 | 0 | 42712.7 | 91397.8 | 4429.9 | 1647.4 | 395.4 | 0 | 8315.2
635 | 27 | Day27 | 10 | Hour10 | 1 | Winter | 2761 | #N/A | Winter | 498590.9 | 2024-01-27 10:00 | 492606.4 | 262.8 | 213 | 5508.6 | 498590.9 | 474902.4 | 335323.5 | 0.0359 | 0.0547 | 0.59 | 0.59 | 256.8 | 20.1 | 2.84 | 18.4 | 860.9 | 0.16 | 258.2 | 44.1 | 302.3 | 266.8 | 20.9 | 2.95 | 19.2 | 895.6 | 0.17 | 268.2 | 45.9 | 314.2 | 158.2 | 5.8 | 0.74 | 16.1 | 736.1 | 0.07 | 158.5 | 38.1 | 196.6 | 902.9 | 92.1 | 13.31 | 38.7 | 2332.1 | 0.45 | 909.3 | 108.4 | 1017.6 | 28.1 | 81.38 | 0.27 | 109.75 | 29.79 | 87.4 | 0.29 | 117.49 | 498590.9 | 163267.4 | 0 | 4198.3 | 0 | 7989.9 | 75954 | 0 | 449.1 | 7237.8 | 127385 | 0 | 159.1 | 3315.4 | 27677.3 | 88061 | 583.5 | 0 | 0 | 69315.3 | 81830.5 | 4434.7 | 4142 | 15.8 | 285 | 7493.4
636 | 27 | Day27 | 11 | Hour11 | 1 | Winter | 2761 | #N/A | Winter | 496723.1 | 2024-01-27 11:00 | 489231.4 | 94.3 | 1344.1 | 6053.3 | 496723.1 | 471700.3 | 319628.7 | 0.0358 | 0.0544 | 0.61 | 0.61 | 245.5 | 19.2 | 2.72 | 17.7 | 822.5 | 0.16 | 246.8 | 42.3 | 289 | 255.4 | 20 | 2.82 | 18.5 | 856.4 | 0.16 | 256.7 | 44 | 300.7 | 142.7 | 5.5 | 0.71 | 14.3 | 655.8 | 0.06 | 143 | 33.8 | 176.9 | 438.8 | 16.1 | 2.05 | 45.6 | 2035.9 | 0.22 | 439.9 | 106.4 | 546.2 | 26.15 | 43.99 | 0.28 | 70.42 | 27.71 | 46.88 | 0.29 | 74.89 | 496723.1 | 177094.4 | 178.8 | 4124.6 | 0 | 8024.7 | 72248.4 | 0 | 621.3 | 10785.4 | 121331.3 | 0 | 159.1 | 3315.4 | 21485.2 | 87808.8 | 781.5 | 170.9 | 0 | 83932.8 | 77326.6 | 4428.3 | 5884.3 | 0 | 0 | 7916.5
637 | 27 | Day27 | 12 | Hour12 | 1 | Winter | 2761 | #N/A | Winter | 491750.4 | 2024-01-27 12:00 | 483297.9 | 1150.6 | 1399.9 | 5902.1 | 491750.4 | 466085.1 | 311425.2 | 0.0356 | 0.0537 | 0.62 | 0.62 | 239.4 | 18.7 | 2.65 | 17.4 | 803.2 | 0.15 | 240.7 | 41.3 | 282 | 249.4 | 19.5 | 2.75 | 18.1 | 837.2 | 0.16 | 250.7 | 43.1 | 293.8 | 129 | 4.5 | 0.57 | 13.3 | 607.5 | 0.06 | 129.3 | 31.5 | 160.8 | 599.7 | 44.5 | 6.28 | 40.9 | 2070.6 | 0.29 | 602.8 | 102.7 | 705.4 | 25.35 | 7.03 | 0.28 | 32.66 | 26.83 | 7.51 | 0.3 | 34.64 | 491750.4 | 180325.2 | 32.8 | 4117 | 0 | 7665.4 | 69634.9 | 0 | 540.8 | 11170.8 | 117526.4 | 0 | 159.1 | 3315.4 | 21510 | 86698.8 | 765.5 | 0 | 0 | 85511.3 | 78779.1 | 4323.3 | 9596.1 | 0 | 2 | 7965.4
638 | 27 | Day27 | 13 | Hour13 | 1 | Winter | 2761 | #N/A | Winter | 487018.4 | 2024-01-27 13:00 | 476899.3 | 2861.4 | 1591.8 | 5666 | 487018.4 | 460023.9 | 301424.7 | 0.0354 | 0.053 | 0.63 | 0.63 | 229.9 | 17.9 | 2.52 | 16.9 | 774.6 | 0.15 | 231.1 | 40 | 271.1 | 239.9 | 18.6 | 2.63 | 17.6 | 808.9 | 0.16 | 241.2 | 41.8 | 283 | 125.5 | 4.1 | 0.51 | 13.2 | 600.8 | 0.06 | 125.8 | 31.2 | 157 | 639 | 52.5 | 7.46 | 39 | 2047.6 | 0.31 | 642.6 | 100.1 | 742.7 | 24.93 | 0 | 0.29 | 25.22 | 26.38 | 0 | 0.3 | 26.69 | 487018.4 | 185593.7 | 10.6 | 4117 | 0 | 7161.2 | 65566 | 0 | 575.9 | 13559.3 | 113079.8 | 0 | 159.1 | 3315.4 | 20546.8 | 86698.8 | 769.9 | 0 | 0 | 85938 | 81406.6 | 4113.9 | 9419.2 | 0 | 74.5 | 7916.5
639 | 27 | Day27 | 14 | Hour14 | 1 | Winter | 2761 | #N/A | Winter | 482803.8 | 2024-01-27 14:00 | 469969.2 | 5544.8 | 1703.1 | 5586.7 | 482803.8 | 453464.5 | 294312.9 | 0.0351 | 0.0522 | 0.64 | 0.64 | 221.8 | 17 | 2.41 | 16.5 | 754.2 | 0.14 | 223 | 39 | 262 | 231.8 | 17.8 | 2.52 | 17.2 | 788.3 | 0.15 | 233.1 | 40.8 | 273.8 | 129.6 | 4.5 | 0.57 | 13.4 | 611.2 | 0.06 | 129.9 | 31.6 | 161.5 | 604.8 | 52.6 | 7.5 | 34.1 | 1858.7 | 0.29 | 608.4 | 89.6 | 698 | 24.59 | 0 | 0.29 | 24.88 | 26.02 | 0 | 0.31 | 26.32 | 482803.8 | 188490.9 | 139.3 | 4117 | 0 | 5934.3 | 61792.2 | 0 | 544.8 | 14947.9 | 111128.7 | 0 | 95.5 | 3315.4 | 20546.8 | 86698.8 | 544.9 | 0 | 0 | 86287.5 | 82519.4 | 4191.3 | 10457.3 | 0 | 8.6 | 8198.1
640 | 27 | Day27 | 15 | Hour15 | 1 | Winter | 2761 | #N/A | Winter | 477965.4 | 2024-01-27 15:00 | 464965 | 5846.7 | 1770.3 | 5383.4 | 477965.4 | 448726.4 | 293103.1 | 0.0349 | 0.0516 | 0.64 | 0.63 | 222 | 16.9 | 2.39 | 16.7 | 758.6 | 0.15 | 223.2 | 39.3 | 262.5 | 232.5 | 17.7 | 2.5 | 17.4 | 794.3 | 0.15 | 233.7 | 41.1 | 274.8 | 136.4 | 5.1 | 0.64 | 13.9 | 634.3 | 0.06 | 136.8 | 32.8 | 169.5 | 655.8 | 55.7 | 7.95 | 38.3 | 2043 | 0.32 | 659.7 | 99.3 | 759 | 24.59 | 0 | 0.29 | 24.88 | 25.99 | 0 | 0.31 | 26.3 | 477965.4 | 184862.3 | 0 | 4117 | 0 | 5372.2 | 60665.7 | 0 | 524.5 | 13517.7 | 111607.4 | 0 | 159.1 | 3315.4 | 20546.8 | 86698.8 | 620.7 | 0 | 0 | 82109.2 | 84332.9 | 4378.1 | 10327.8 | 0 | 1.1 | 7936.4
641 | 27 | Day27 | 16 | Hour16 | 1 | Winter | 2761 | #N/A | Winter | 481063.6 | 2024-01-27 16:00 | 466355 | 5300.9 | 3778.9 | 5628.8 | 481063.6 | 450055.1 | 315548.9 | 0.0349 | 0.0518 | 0.6 | 0.59 | 250.2 | 19.4 | 2.75 | 18.2 | 843 | 0.16 | 251.5 | 43.4 | 294.9 | 262.7 | 20.4 | 2.88 | 19.1 | 885.5 | 0.17 | 264.1 | 45.6 | 309.7 | 199.6 | 9.7 | 1.3 | 18.2 | 854.9 | 0.09 | 200.3 | 43.7 | 244 | 556.9 | 39.3 | 5.51 | 40.1 | 1988.2 | 0.28 | 559.6 | 99.4 | 659 | 25.2 | 0 | 0.29 | 25.49 | 26.66 | 0 | 0.31 | 26.97 | 481063.6 | 165514.7 | 0.3 | 4176.2 | 0 | 6908.3 | 70657.3 | 0 | 482.6 | 12124.5 | 121633.8 | 0 | 159.1 | 3315.4 | 21292.1 | 86556.2 | 850.2 | 0 | 0 | 60551 | 87928.1 | 4428.5 | 8492.5 | 0 | 50 | 7732.7
642 | 27 | Day27 | 17 | Hour17 | 1 | Winter | 2761 | #N/A | Winter | 492865.3 | 2024-01-27 17:00 | 479677.2 | 4079.4 | 2875.9 | 6232.8 | 492865.3 | 462680.6 | 342295 | 0.0354 | 0.0532 | 0.57 | 0.56 | 268.9 | 21 | 2.97 | 19.3 | 901.6 | 0.17 | 270.4 | 46.2 | 316.5 | 284.2 | 22.1 | 3.13 | 20.5 | 955.5 | 0.18 | 285.8 | 49 | 334.7 | 364.2 | 23 | 3.19 | 28.5 | 1389.9 | 0.17 | 365.8 | 69.9 | 435.7 | 1074.4 | 119.2 | 17.32 | 38 | 2472.8 | 0.56 | 1082.7 | 111.9 | 1194.6 | 29.01 | 0 | 0.29 | 29.3 | 30.74 | 0 | 0.3 | 31.04 | 492865.3 | 150570.2 | 1869 | 4176.2 | 0 | 7286.4 | 78275.1 | 0 | 453.2 | 9500 | 131225 | 0 | 415.3 | 3315.4 | 24967.9 | 86727.1 | 894.7 | 3142.8 | 0 | 43496.3 | 92690.4 | 4430.3 | 6932.7 | 567.6 | 1524.5 | 8023.9
643 | 27 | Day27 | 18 | Hour18 | 1 | Winter | 2761 | #N/A | Winter | 494738.5 | 2024-01-27 18:00 | 489041.9 | 0 | 213 | 5483.6 | 494738.5 | 471531.6 | 366803.3 | 0.0358 | 0.0543 | 0.55 | 0.54 | 286.7 | 22.6 | 3.19 | 20.3 | 955.9 | 0.18 | 288.2 | 48.8 | 337.1 | 301.4 | 23.5 | 3.33 | 21.6 | 1010.4 | 0.19 | 303 | 51.7 | 354.7 | 412.1 | 25.9 | 3.6 | 32.5 | 1560.1 | 0.21 | 413.9 | 79.1 | 492.9 | 642.4 | 26.8 | 3.5 | 62.7 | 2879.6 | 0.3 | 644.2 | 148.6 | 792.8 | 46.82 | 0 | 0.29 | 47.1 | 49.63 | 0 | 0.31 | 49.93 | 494738.5 | 127935.2 | 3734.3 | 4249.9 | 0 | 8374.7 | 84600.8 | 0 | 229 | 4651.6 | 138193.5 | 0 | 415.3 | 3315.4 | 28687.7 | 88061 | 908.1 | 6262.5 | 0 | 16262.3 | 102363.5 | 4428.8 | 5827.2 | 2544.7 | 4068.3 | 7916.5
644 | 27 | Day27 | 19 | Hour19 | 1 | Winter | 2761 | #N/A | Winter | 496001.6 | 2024-01-27 19:00 | 490124.4 | 0 | 213 | 5664.2 | 496001.6 | 472587.1 | 382706.4 | 0.0358 | 0.0543 | 0.54 | 0.54 | 287.3 | 22.5 | 3.18 | 20.4 | 962.3 | 0.18 | 288.8 | 49.2 | 338 | 301.9 | 23.5 | 3.32 | 21.7 | 1015.6 | 0.19 | 303.5 | 52 | 355.4 | 432.4 | 27.1 | 3.74 | 34 | 1658.6 | 0.2 | 434.2 | 83.5 | 517.7 | 1029.6 | 115.2 | 16.74 | 35.8 | 2339.1 | 0.54 | 1037.6 | 105.6 | 1143.2 | 32.44 | 0 | 0.23 | 32.67 | 34.34 | 0 | 0.24 | 34.59 | 496001.6 | 113295.3 | 6401.3 | 4249.9 | 0 | 8019.4 | 84215 | 0 | 0 | 291.1 | 141027.2 | 0 | 159.1 | 3315.4 | 43647.4 | 88061 | 896.2 | 2714.4 | 0 | 269 | 108311.1 | 4424.1 | 2781.4 | 830 | 3425.5 | 8315.2
645 | 27 | Day27 | 20 | Hour20 | 1 | Winter | 2761 | #N/A | Winter | 494023 | 2024-01-27 20:00 | 488218.8 | 0 | 213 | 5591.2 | 494023 | 470764.2 | 379810.5 | 0.0357 | 0.0542 | 0.54 | 0.54 | 287.2 | 22.5 | 3.18 | 20.4 | 961.5 | 0.18 | 288.7 | 49.1 | 337.8 | 299.6 | 23.4 | 3.31 | 21.4 | 1005.3 | 0.18 | 301.2 | 51.4 | 352.6 | 429 | 27.1 | 3.75 | 33.5 | 1638.1 | 0.2 | 430.8 | 82.4 | 513.2 | 519 | 29.8 | 4.08 | 43.9 | 2067.4 | 0.26 | 521 | 105.6 | 626.6 | 30.07 | 27.55 | 0.22 | 57.84 | 31.84 | 29.27 | 0.24 | 61.34 | 494023 | 114212.5 | 2951.1 | 4231.8 | 0 | 7463.8 | 83959.9 | 0 | 0 | 0 | 140168 | 0 | 159.1 | 3315.4 | 45594.8 | 87850.4 | 890.3 | 3225.8 | 0 | 0 | 109834.2 | 4378.3 | 72.9 | 178.6 | 3151.5 | 8196.4
646 | 27 | Day27 | 21 | Hour21 | 1 | Winter | 2761 | #N/A | Winter | 483904.7 | 2024-01-27 21:00 | 477998.8 | 0.4 | 213 | 5692.5 | 483904.7 | 461067.3 | 366791.2 | 0.0354 | 0.0531 | 0.56 | 0.56 | 277.6 | 21.7 | 3.07 | 19.9 | 930 | 0.17 | 279.1 | 47.6 | 326.7 | 289.3 | 22.6 | 3.19 | 20.8 | 971.3 | 0.18 | 290.9 | 49.8 | 340.6 | 451.2 | 29.7 | 4.12 | 34.2 | 1688.3 | 0.21 | 453.2 | 84.5 | 537.8 | 559.3 | 42.5 | 6 | 38.9 | 1903.1 | 0.31 | 562.2 | 95.7 | 657.9 | 29.25 | 34.93 | 0.28 | 64.47 | 30.94 | 37.13 | 0.3 | 68.37 | 483904.7 | 117113.5 | 1629.8 | 4231.8 | 0 | 7463.8 | 79362.3 | 0 | 0 | 0 | 133014.4 | 0 | 159.1 | 3315.4 | 45473.2 | 87850.4 | 890.3 | 3400.7 | 0 | 0 | 112773.7 | 4339.8 | 0 | 178.6 | 2486.6 | 5772.6
647 | 27 | Day27 | 22 | Hour22 | 1 | Winter | 2761 | #N/A | Winter | 466789.1 | 2024-01-27 22:00 | 460898.5 | 0.4 | 269.7 | 5620.5 | 466789.1 | 444840.1 | 350186.3 | 0.0348 | 0.0513 | 0.57 | 0.56 | 268.2 | 20.6 | 2.91 | 19.7 | 911.1 | 0.17 | 269.6 | 46.9 | 316.5 | 279.4 | 21.4 | 3.02 | 20.6 | 951.5 | 0.18 | 280.9 | 49 | 329.9 | 474.9 | 31.9 | 4.44 | 35.3 | 1754.6 | 0.22 | 477.1 | 87.6 | 564.7 | 638.9 | 52.3 | 7.44 | 40.2 | 2053.9 | 0.34 | 642.5 | 101.5 | 744 | 28.36 | 13.43 | 0.28 | 42.08 | 29.94 | 14.26 | 0.3 | 44.51 | 466789.1 | 116602.8 | 2232.1 | 4231.8 | 0 | 6899.9 | 72172.1 | 0 | 0 | 0 | 129066.3 | 0 | 159.1 | 3315.4 | 40124.9 | 87850.4 | 884.1 | 3250.3 | 0 | 0 | 112236.4 | 4366.3 | 0 | 178.6 | 2920.1 | 4924.3
648 | 27 | Day27 | 23 | Hour23 | 1 | Winter | 2761 | #N/A | Winter | 446591.7 | 2024-01-27 23:00 | 440703.4 | 9.9 | 370.7 | 5507.8 | 446591.7 | 425635 | 331266.6 | 0.0342 | 0.0492 | 0.58 | 0.57 | 257.9 | 19.4 | 2.74 | 19.4 | 887.6 | 0.17 | 259.2 | 45.9 | 305.1 | 268.6 | 20.2 | 2.85 | 20.3 | 926.5 | 0.17 | 270 | 47.9 | 317.9 | 472.3 | 31.7 | 4.4 | 35.3 | 1748.7 | 0.22 | 474.4 | 87.4 | 561.9 | 615 | 56.9 | 8.17 | 33.8 | 1773 | 0.35 | 618.9 | 86.8 | 705.7 | 26.04 | 0 | 0.28 | 26.33 | 27.47 | 0 | 0.3 | 27.77 | 446591.7 | 115325.1 | 3141.5 | 4156.7 | 0 | 4931.1 | 64757.6 | 0 | 0 | 0 | 123227 | 0 | 159.1 | 3315.4 | 38235.9 | 86846 | 724.7 | 1771.5 | 0 | 0 | 110919.1 | 4406 | 0 | 178.6 | 2117 | 4730.8
649 | 28 | Day28 | 0 | Hour0 | 1 | Winter | 93 | 486664 | Winter | 429497.1 | 2024-01-28 | 422895.8 | 650.4 | 370.7 | 5580.3 | 429497.1 | 408677.6 | 315952.4 | 0.0336 | 0.0472 | 0.59 | 0.58 | 249 | 18.5 | 2.6 | 19.1 | 868.1 | 0.16 | 250.3 | 45 | 295.3 | 259.2 | 19.2 | 2.7 | 20 | 905.6 | 0.17 | 260.5 | 47 | 307.6 | 462.7 | 30.7 | 4.27 | 34.9 | 1722.7 | 0.22 | 464.8 | 86.3 | 551 | 706.7 | 76.3 | 11.07 | 28 | 1691.5 | 0.39 | 712 | 78.5 | 790.5 | 24.72 | 0 | 0.21 | 24.93 | 26.07 | 0 | 0.23 | 26.3 | 429497.1 | 113544.7 | 592.2 | 4129 | 0 | 4931.1 | 58850.2 | 0 | 0 | 0 | 118529.9 | 0 | 159.1 | 3315.4 | 35957.9 | 86034.9 | 541.5 | 2911 | 0 | 0 | 109313.7 | 4231 | 0 | 0 | 1241.7 | 4936.7
650 | 28 | Day28 | 1 | Hour1 | 1 | Winter | 2761 | #N/A | Winter | 416479.7 | 2024-01-28 01:00 | 408735.5 | 1652.6 | 442.2 | 5649.3 | 416479.7 | 395184.3 | 304729.6 | 0.0332 | 0.0456 | 0.59 | 0.58 | 246.6 | 18.2 | 2.56 | 19.1 | 862.8 | 0.16 | 247.9 | 44.8 | 292.7 | 256.6 | 18.9 | 2.66 | 19.9 | 899.2 | 0.17 | 257.9 | 46.8 | 304.7 | 453.2 | 29.1 | 4.03 | 35.1 | 1718.5 | 0.21 | 455.2 | 86.3 | 541.5 | 382 | 15 | 1.92 | 39 | 1753.3 | 0.19 | 383 | 91.3 | 474.3 | 24.13 | 0 | 0.21 | 24.34 | 25.45 | 0 | 0.22 | 25.67 | 416479.7 | 111750.1 | 188.6 | 4129 | 0 | 4931.1 | 56140.6 | 0 | 0 | 0 | 114996.5 | 0 | 103.7 | 3315.4 | 32728.2 | 86034.9 | 437.9 | 1723.6 | 0 | 0 | 107691.6 | 4058.5 | 0 | 0 | 0 | 4936.7
651 | 28 | Day28 | 2 | Hour2 | 1 | Winter | 2761 | #N/A | Winter | 409739.4 | 2024-01-28 02:00 | 400165.2 | 2276.7 | 1852.1 | 5445.4 | 409739.3 | 387012.1 | 299320.6 | 0.0329 | 0.0446 | 0.58 | 0.58 | 248.2 | 18.3 | 2.57 | 19.3 | 870.2 | 0.16 | 249.4 | 45.3 | 294.7 | 257.9 | 18.9 | 2.66 | 20.1 | 905.7 | 0.17 | 259.2 | 47.1 | 306.3 | 449 | 28.2 | 3.89 | 35.3 | 1724 | 0.21 | 450.9 | 86.7 | 537.6 | 633.5 | 57.3 | 8.19 | 33.7 | 1877.6 | 0.3 | 637.5 | 89.8 | 727.2 | 23.94 | 0 | 0.14 | 24.08 | 25.2 | 0 | 0.14 | 25.34 | 409739.4 | 110418.7 | 857.9 | 4129 | 0 | 4931.1 | 55304 | 0 | 0 | 0 | 114588.2 | 0 | 95.5 | 3315.4 | 29626.7 | 86034.9 | 437.9 | 0 | 0 | 0 | 106592.3 | 3826.5 | 0 | 0 | 2.7 | 4936.7
652 | 28 | Day28 | 3 | Hour3 | 1 | Winter | 2761 | #N/A | Winter | 406494.4 | 2024-01-28 03:00 | 397668.8 | 1710.7 | 1652.1 | 5462.8 | 406494.3 | 384628.1 | 296405.8 | 0.0328 | 0.0443 | 0.58 | 0.58 | 249.4 | 18.3 | 2.57 | 19.5 | 877.3 | 0.16 | 250.7 | 45.7 | 296.3 | 259 | 18.9 | 2.66 | 20.2 | 912.1 | 0.17 | 260.3 | 47.5 | 307.8 | 462.7 | 29.9 | 4.15 | 35.6 | 1747.3 | 0.22 | 464.7 | 87.7 | 552.4 | 723.3 | 70.9 | 10.21 | 33.5 | 1968.1 | 0.35 | 728.2 | 92.2 | 820.5 | 23.87 | 0 | 0.21 | 24.08 | 25.1 | 0 | 0.21 | 25.32 | 406494.4 | 110088.6 | 298.8 | 4129 | 0 | 4931.1 | 54817.5 | 0 | 0 | 0 | 115229.3 | 0 | 95.5 | 3315.4 | 27116.4 | 86034.9 | 437.9 | 0 | 0 | 0 | 106849.3 | 3239.2 | 0 | 0 | 177.9 | 4767.6
653 | 28 | Day28 | 4 | Hour4 | 1 | Winter | 2761 | #N/A | Winter | 407051.2 | 2024-01-28 04:00 | 400532.4 | 256.5 | 595.5 | 5666.8 | 407051.2 | 387363 | 297673.6 | 0.0329 | 0.0446 | 0.57 | 0.57 | 253.9 | 18.6 | 2.61 | 19.8 | 893.2 | 0.17 | 255.2 | 46.4 | 301.6 | 262.9 | 19.2 | 2.7 | 20.5 | 926.2 | 0.17 | 264.2 | 48.2 | 312.3 | 500.3 | 35 | 4.89 | 36 | 1806.3 | 0.24 | 502.7 | 89.9 | 592.6 | 685.5 | 70.2 | 10.14 | 29 | 1770.6 | 0.33 | 690.3 | 81.9 | 772.2 | 24.02 | 0 | 0.25 | 24.28 | 25.23 | 0 | 0.27 | 25.5 | 407051.2 | 109377.7 | 32.4 | 4129 | 0 | 4931.1 | 55935.8 | 0 | 0 | 0 | 117581.9 | 0 | 95.5 | 3315.4 | 25179.6 | 86034.9 | 437.9 | 0 | 0 | 0 | 106957.6 | 2420.1 | 0 | 0 | 354.2 | 4334.9
654 | 28 | Day28 | 5 | Hour5 | 1 | Winter | 2761 | #N/A | Winter | 416265 | 2024-01-28 05:00 | 409794.6 | 47.7 | 546.4 | 5876.3 | 416265 | 396203.6 | 307137.7 | 0.0332 | 0.0457 | 0.56 | 0.56 | 265.5 | 19.8 | 2.79 | 20.2 | 921.6 | 0.17 | 266.9 | 47.7 | 314.6 | 274.9 | 20.5 | 2.88 | 21 | 955.6 | 0.18 | 276.3 | 49.5 | 325.8 | 504.2 | 35.2 | 4.92 | 36.3 | 1822.8 | 0.24 | 506.6 | 90.7 | 597.4 | 423.7 | 16.2 | 2.07 | 43.3 | 1956 | 0.21 | 424.8 | 101.7 | 526.4 | 25.11 | 0 | 0.13 | 25.24 | 26.39 | 0 | 0.14 | 26.53 | 416265 | 109127.3 | 0 | 4129 | 0 | 4931.1 | 61518 | 0 | 0 | 0 | 121348.3 | 0 | 95.5 | 3315.4 | 24018.1 | 87085.2 | 437.9 | 259.2 | 0 | 0 | 107461 | 1666.3 | 0 | 0 | 83.2 | 4733.6
655 | 28 | Day28 | 6 | Hour6 | 1 | Winter | 2761 | #N/A | Winter | 431218 | 2024-01-28 06:00 | 425290.4 | 0 | 0 | 5927.5 | 431218 | 410979.5 | 326641.9 | 0.0336 | 0.0474 | 0.54 | 0.54 | 286.5 | 22 | 3.11 | 21 | 974.8 | 0.18 | 288 | 50.1 | 338.1 | 296.8 | 22.8 | 3.22 | 21.8 | 1010.6 | 0.19 | 298.4 | 52 | 350.4 | 499.7 | 34.6 | 4.83 | 36.2 | 1815.2 | 0.23 | 502.1 | 90.4 | 592.4 | 780 | 73 | 10.47 | 39.6 | 2234.2 | 0.38 | 785.1 | 106.3 | 891.4 | 28.89 | 0 | 0.13 | 29.02 | 30.34 | 0 | 0.14 | 30.48 | 431218 | 104576 | 88.9 | 4156.1 | 0 | 6034.9 | 71409.6 | 0 | 0 | 295.2 | 128181.9 | 0 | 95.5 | 3315.4 | 24672.2 | 88245.4 | 437.9 | 4.1 | 0 | 71.5 | 103139.4 | 1069.9 | 0 | 0 | 1241.7 | 4733.6
656 | 28 | Day28 | 7 | Hour7 | 1 | Winter | 2761 | #N/A | Winter | 448566.4 | 2024-01-28 07:00 | 443308.8 | 0 | 0 | 5257.6 | 448566.4 | 428147.7 | 335228.1 | 0.0342 | 0.0493 | 0.54 | 0.54 | 281.7 | 21.7 | 3.06 | 20.6 | 957 | 0.18 | 283.2 | 49.1 | 332.3 | 292.4 | 22.5 | 3.17 | 21.4 | 994 | 0.18 | 293.9 | 51.1 | 345 | 420.6 | 27.6 | 3.83 | 31.9 | 1576.4 | 0.2 | 422.5 | 78.9 | 501.4 | 931.1 | 95.1 | 13.73 | 39.6 | 2412.5 | 0.45 | 937.7 | 111.7 | 1049.3 | 29.71 | 0 | 0.13 | 29.84 | 31.25 | 0 | 0.14 | 31.39 | 448566.4 | 113338.3 | 2077.2 | 4193.8 | 0 | 5567.2 | 73338.7 | 0 | 0 | 2753 | 130680 | 0 | 95.5 | 3315.4 | 26874.4 | 88396.1 | 437.9 | 251.8 | 0 | 12511.1 | 97388.5 | 685.8 | 273.5 | 303 | 0 | 5520
657 | 28 | Day28 | 8 | Hour8 | 1 | Winter | 2761 | #N/A | Winter | 460738.1 | 2024-01-28 08:00 | 456013.6 | 156.3 | 0 | 4568.2 | 460738.1 | 440257.1 | 319786.8 | 0.0345 | 0.0505 | 0.6 | 0.6 | 246.5 | 18.8 | 2.64 | 18.4 | 844.8 | 0.16 | 247.8 | 43.6 | 291.4 | 256.2 | 19.5 | 2.75 | 19.2 | 878.9 | 0.16 | 257.5 | 45.4 | 302.9 | 175.5 | 6.5 | 0.83 | 17.9 | 815 | 0.08 | 175.9 | 42.2 | 218.1 | 860.9 | 90.2 | 13.04 | 34.6 | 2159.6 | 0.42 | 867.1 | 99.1 | 966.2 | 29.08 | 0 | 0.14 | 29.22 | 30.63 | 0 | 0.14 | 30.77 | 460738.1 | 140951.3 | 3219.6 | 4193.8 | 0 | 4931.1 | 64750.2 | 0 | 0 | 7230.7 | 120202.7 | 0 | 95.5 | 3315.4 | 29848.8 | 88396.1 | 437.9 | 395.7 | 0 | 42087.8 | 91221.3 | 411.5 | 2412.7 | 366.6 | 0 | 6233.2
658 | 28 | Day28 | 9 | Hour9 | 1 | Winter | 2761 | #N/A | Winter | 470323.6 | 2024-01-28 09:00 | 463816.7 | 154.5 | 1931.9 | 4420.6 | 470323.6 | 447691.2 | 305380.4 | 0.0348 | 0.0513 | 0.63 | 0.63 | 225 | 16.9 | 2.37 | 17.2 | 779.6 | 0.15 | 226.2 | 40.4 | 266.6 | 234.3 | 17.5 | 2.47 | 17.9 | 812.7 | 0.15 | 235.5 | 42.2 | 277.7 | 119.2 | 4 | 0.49 | 12.6 | 567.2 | 0.05 | 119.4 | 29.5 | 148.9 | 516.2 | 28.2 | 3.82 | 44.9 | 2116.3 | 0.25 | 518.1 | 108 | 626.1 | 27.53 | 0 | 0.25 | 27.78 | 29.04 | 0 | 0.27 | 29.3 | 470323.6 | 164943.2 | 2849.7 | 4193.8 | 0 | 4931.1 | 58953.5 | 0 | 46 | 10975.6 | 115255.3 | 0 | 95.5 | 3315.4 | 26355.2 | 87732.2 | 437.9 | 1260.9 | 0 | 76372.4 | 77300.6 | 248.5 | 6096.3 | 323.8 | 1378.3 | 7328.5
659 | 28 | Day28 | 10 | Hour10 | 1 | Winter | 2761 | #N/A | Winter | 478355.9 | 2024-01-28 10:00 | 466450.4 | 511.2 | 6442.4 | 4951.9 | 478355.9 | 450185.7 | 287113.1 | 0.0349 | 0.0516 | 0.65 | 0.65 | 211.2 | 16 | 2.26 | 16 | 725.8 | 0.14 | 212.3 | 37.7 | 250 | 221.1 | 16.8 | 2.37 | 16.7 | 758.6 | 0.15 | 222.2 | 39.4 | 261.6 | 89.1 | 3.7 | 0.48 | 8.7 | 402.4 | 0.04 | 89.4 | 20.7 | 110.1 | 495.3 | 23.9 | 3.18 | 46.1 | 2130.9 | 0.24 | 496.9 | 109.6 | 606.5 | 25.51 | 0 | 0.26 | 25.78 | 26.92 | 0 | 0.28 | 27.19 | 478355.9 | 191242.8 | 10.9 | 4127.6 | 0 | 4806.7 | 57328.6 | 0 | 601.2 | 15484.9 | 107948.7 | 0 | 95.5 | 3315.4 | 20866.2 | 87834.9 | 437.9 | 340.7 | 0 | 111061.8 | 63957.5 | 137.6 | 9530.1 | 278 | 25 | 7345
660 | 28 | Day28 | 11 | Hour11 | 1 | Winter | 2761 | #N/A | Winter | 481031.4 | 2024-01-28 11:00 | 464403.9 | 2600.9 | 8922 | 5104.6 | 481031.5 | 448233.4 | 282856.7 | 0.0348 | 0.0514 | 0.66 | 0.66 | 201.7 | 15.1 | 2.12 | 15.6 | 700.2 | 0.13 | 202.7 | 36.5 | 239.2 | 212.3 | 15.9 | 2.24 | 16.3 | 734.6 | 0.14 | 213.3 | 38.2 | 251.6 | 82.1 | 3 | 0.38 | 8.4 | 384.1 | 0.04 | 82.3 | 19.9 | 102.2 | 612.6 | 41.7 | 5.81 | 45.8 | 2249.7 | 0.3 | 615.5 | 112.9 | 728.3 | 24.97 | 0 | 0.27 | 25.24 | 26.34 | 0 | 0.28 | 26.62 | 481031.4 | 198174.8 | 0.4 | 4127.6 | 0 | 5286.5 | 54156.9 | 0 | 836.7 | 17461.8 | 106504.5 | 0 | 95.5 | 3315.4 | 20793.4 | 87925.7 | 437.9 | 213 | 0 | 121871.4 | 57854.3 | 150.6 | 14508.1 | 213 | 11.7 | 7207.9
661 | 28 | Day28 | 12 | Hour12 | 1 | Winter | 2761 | #N/A | Winter | 479831.8 | 2024-01-28 12:00 | 459045.4 | 2714.7 | 12957.7 | 5114 | 479831.7 | 443132.1 | 279663.8 | 0.0347 | 0.0509 | 0.67 | 0.67 | 199.2 | 14.9 | 2.1 | 15.4 | 690.6 | 0.13 | 200.2 | 36 | 236.2 | 209.6 | 15.8 | 2.22 | 16.1 | 723.8 | 0.14 | 210.7 | 37.7 | 248.4 | 88.8 | 3.2 | 0.4 | 9.2 | 416.9 | 0.04 | 89 | 21.6 | 110.6 | 775.6 | 74.1 | 10.64 | 38.5 | 2175.2 | 0.39 | 780.7 | 103.4 | 884.1 | 24.78 | 0 | 0.27 | 25.05 | 26.1 | 0 | 0.29 | 26.39 | 479831.8 | 200168 | 0.4 | 4127.6 | 0 | 5286.5 | 53429.9 | 0 | 831.1 | 17620.9 | 104607.3 | 0 | 95.5 | 3315.4 | 20793.4 | 87356.8 | 437.9 | 213 | 0 | 121793.3 | 59614.7 | 307.9 | 16738.3 | 213 | 35.6 | 6050.4
662 | 28 | Day28 | 13 | Hour13 | 1 | Winter | 2761 | #N/A | Winter | 473729.7 | 2024-01-28 13:00 | 450611.4 | 2961.7 | 14883 | 5273.5 | 473729.7 | 435113.1 | 269860.6 | 0.0344 | 0.05 | 0.68 | 0.68 | 190.5 | 14.3 | 2.02 | 14.8 | 658.6 | 0.13 | 191.5 | 34.4 | 225.9 | 199.7 | 15.1 | 2.13 | 15.3 | 686.9 | 0.13 | 200.7 | 35.8 | 236.6 | 85.4 | 3.3 | 0.42 | 8.6 | 392.1 | 0.04 | 85.6 | 20.3 | 105.8 | 463.4 | 24.6 | 3.32 | 40.4 | 1920.5 | 0.21 | 465 | 97.7 | 562.7 | 23.73 | 0 | 0.27 | 24.01 | 24.93 | 0 | 0.29 | 25.23 | 473729.7 | 203869.1 | 41.6 | 4127.6 | 0 | 5286.5 | 50814.4 | 0 | 778.1 | 19173 | 98008 | 0 | 95.5 | 3315.4 | 20644.2 | 87033.9 | 437.9 | 55.6 | 0 | 121736 | 61643.5 | 538.5 | 15139.3 | 147 | 0.4 | 5992.2
663 | 28 | Day28 | 14 | Hour14 | 1 | Winter | 2761 | #N/A | Winter | 469065.9 | 2024-01-28 14:00 | 441619.8 | 7276.1 | 14900.9 | 5269.1 | 469065.9 | 426568 | 262210.7 | 0.0341 | 0.049 | 0.7 | 0.69 | 180.8 | 13.3 | 1.88 | 14.4 | 633 | 0.13 | 181.7 | 33.3 | 214.9 | 190.3 | 14.2 | 1.99 | 14.9 | 662.3 | 0.13 | 191.2 | 34.7 | 225.9 | 93.8 | 3.7 | 0.47 | 9.4 | 429.5 | 0.04 | 94.1 | 22.2 | 116.2 | 531.5 | 33.3 | 4.6 | 41.6 | 2041.2 | 0.25 | 533.7 | 102.5 | 636.3 | 23.27 | 0 | 0.29 | 23.56 | 24.46 | 0 | 0.29 | 24.75 | 469065.9 | 206855.1 | 0 | 4127.6 | 0 | 4646.7 | 46507.9 | 0 | 751.3 | 19252.8 | 95401.7 | 0 | 95.5 | 3315.4 | 20644.2 | 87033.9 | 437.9 | 0 | 0 | 121382.8 | 64670 | 798.3 | 14424.8 | 0 | 0 | 4451.5
664 | 28 | Day28 | 15 | Hour15 | 1 | Winter | 2761 | #N/A | Winter | 462430.6 | 2024-01-28 15:00 | 435471.6 | 6154.4 | 15362.5 | 5442.1 | 462430.6 | 420727.6 | 262629.8 | 0.0339 | 0.0483 | 0.69 | 0.69 | 180.6 | 13 | 1.82 | 14.7 | 644.2 | 0.13 | 181.5 | 34 | 215.4 | 189.9 | 13.7 | 1.92 | 15.3 | 674.4 | 0.13 | 190.8 | 35.5 | 226.3 | 92 | 3.3 | 0.42 | 9.4 | 430.6 | 0.04 | 92.2 | 22.3 | 114.5 | 973.3 | 111.7 | 16.26 | 30.5 | 2121.3 | 0.49 | 981 | 93.8 | 1074.9 | 23.43 | 0 | 0.28 | 23.71 | 24.63 | 0 | 0.3 | 24.93 | 462430.6 | 199800.7 | 0 | 4127.6 | 0 | 4375.6 | 44112.2 | 0 | 772.8 | 16700.9 | 98420.1 | 0 | 159.1 | 3315.4 | 20644.2 | 87033.9 | 441.6 | 0 | 0 | 113608.2 | 67670.6 | 1048.2 | 13397.5 | 0 | 0 | 4334.9
665 | 28 | Day28 | 16 | Hour16 | 1 | Winter | 2761 | #N/A | Winter | 452526.1 | 2024-01-28 16:00 | 437265.2 | 5112.7 | 4175.9 | 5972.2 | 452526.1 | 422445 | 277225.8 | 0.0339 | 0.0484 | 0.66 | 0.65 | 201.5 | 14.5 | 2.03 | 16.2 | 716.8 | 0.14 | 202.5 | 37.6 | 240.1 | 212.4 | 15.3 | 2.14 | 17.1 | 754.9 | 0.14 | 213.4 | 39.6 | 253 | 134.2 | 5.5 | 0.71 | 13.2 | 608.3 | 0.06 | 134.6 | 31.4 | 165.9 | 534.7 | 46.2 | 6.6 | 32.5 | 1644.4 | 0.31 | 537.9 | 81.6 | 619.4 | 20.59 | 0 | 0.28 | 20.88 | 21.98 | 0 | 0.29 | 22.27 | 452526.1 | 175300.4 | 0 | 4127.6 | 0 | 6458.7 | 48326.6 | 0 | 811.2 | 14060.6 | 106827.3 | 0 | 159.1 | 3315.4 | 20689.7 | 86648.2 | 673.2 | 0 | 0 | 88595.6 | 70528.2 | 1304.7 | 10915 | 0 | 5.2 | 5545.7
666 | 28 | Day28 | 17 | Hour17 | 1 | Winter | 2761 | #N/A | Winter | 467847.2 | 2024-01-28 17:00 | 452923.6 | 4549.5 | 4147 | 6227.1 | 467847.2 | 437331.1 | 320637.6 | 0.0344 | 0.0502 | 0.58 | 0.57 | 260.3 | 20.1 | 2.83 | 19.1 | 882 | 0.17 | 261.7 | 45.4 | 307.1 | 274.1 | 21.1 | 2.99 | 20.1 | 928.4 | 0.17 | 275.5 | 47.8 | 323.3 | 372.5 | 24 | 3.33 | 28.6 | 1408.6 | 0.17 | 374.1 | 70.6 | 444.8 | 1088.1 | 124.9 | 18.18 | 34 | 2371.7 | 0.55 | 1096.8 | 104.9 | 1201.7 | 28.08 | 0 | 0.28 | 28.35 | 29.69 | 0 | 0.29 | 29.98 | 467847.2 | 147209.6 | 57.1 | 4247.1 | 0 | 6908.3 | 70951.1 | 0 | 786.9 | 10508.8 | 125075.3 | 0 | 159.1 | 3315.4 | 20801.5 | 88396.1 | 719.1 | 7.4 | 0 | 56861.3 | 77352.5 | 1700.1 | 8240.9 | 213 | 371.8 | 6789.4
667 | 28 | Day28 | 18 | Hour18 | 1 | Winter | 2761 | #N/A | Winter | 476320.3 | 2024-01-28 18:00 | 469948.6 | 0 | 1374.6 | 4997.1 | 476320.3 | 453473.1 | 363117.5 | 0.0351 | 0.0521 | 0.52 | 0.51 | 306.3 | 24.2 | 3.43 | 21.5 | 1018.2 | 0.19 | 308 | 51.9 | 359.9 | 321 | 25.3 | 3.58 | 22.7 | 1070.7 | 0.2 | 322.7 | 54.7 | 377.4 | 393.1 | 24.3 | 3.35 | 31.2 | 1518 | 0.18 | 394.7 | 76.5 | 471.2 | 686.7 | 53.1 | 7.51 | 44.9 | 2306.6 | 0.33 | 690.4 | 113.7 | 804.1 | 32.92 | 0 | 0.28 | 33.2 | 34.75 | 0 | 0.3 | 35.05 | 476320.3 | 113202.8 | 3031.2 | 4247.1 | 0 | 8374.7 | 87535.8 | 0 | 481.6 | 5058.6 | 141344.6 | 0 | 159.1 | 3315.4 | 22381.1 | 88396.1 | 832.3 | 3499.9 | 0 | 22403.5 | 83153.7 | 2105.4 | 6616.9 | 308.1 | 1946.5 | 7713.3
668 | 28 | Day28 | 19 | Hour19 | 1 | Winter | 2761 | #N/A | Winter | 483879.3 | 2024-01-28 19:00 | 479026 | 0 | 0 | 4853.3 | 483879.3 | 462102.7 | 391362.9 | 0.0353 | 0.053 | 0.51 | 0.5 | 308.5 | 24 | 3.4 | 21.9 | 1036.3 | 0.19 | 310.1 | 52.9 | 363 | 324.2 | 25.1 | 3.55 | 23.3 | 1093.9 | 0.2 | 325.9 | 55.9 | 381.8 | 413.3 | 24.1 | 3.3 | 34.1 | 1641 | 0.19 | 414.9 | 83 | 497.9 | 538.5 | 26.8 | 3.6 | 49.1 | 2276 | 0.26 | 540.2 | 117 | 657.2 | 34.46 | 0 | 0.28 | 34.74 | 36.39 | 0 | 0.3 | 36.69 | 483879.3 | 92516.4 | 5692.7 | 4247.1 | 0 | 8374.7 | 87887.1 | 0 | 0 | 319.1 | 147963.7 | 0 | 749 | 3315.4 | 36614.6 | 88396.1 | 872.5 | 7250 | 0 | 369.5 | 89061.8 | 2766 | 3015.1 | 342.1 | 1643.6 | 8315.2
669 | 28 | Day28 | 20 | Hour20 | 1 | Winter | 2761 | #N/A | Winter | 486664 | 2024-01-28 20:00 | 481335.2 | 0 | 0 | 5328.8 | 486664.1 | 464294.9 | 389063.4 | 0.0354 | 0.0532 | 0.51 | 0.51 | 305.8 | 23.8 | 3.37 | 21.8 | 1027.7 | 0.19 | 307.4 | 52.4 | 359.9 | 320.3 | 24.8 | 3.51 | 22.9 | 1079.8 | 0.2 | 322 | 55.1 | 377.2 | 429.7 | 26 | 3.58 | 34.6 | 1677.3 | 0.2 | 431.5 | 84.6 | 516.1 | 437.6 | 11.1 | 1.5 | 54 | 1990.2 | 0.36 | 438.3 | 113.4 | 551.7 | 34.24 | 0 | 0.22 | 34.46 | 36.17 | 0 | 0.24 | 36.4 | 486664 | 97600.7 | 6637.8 | 4247.1 | 0 | 8374.7 | 87584.5 | 0 | 0 | 0 | 147703.6 | 0 | 749 | 3315.4 | 38767.1 | 88396.1 | 832.3 | 2455.7 | 0 | 0 | 94269.4 | 3331.3 | 77 | 312.7 | 2851.6 | 7883.8
670 | 28 | Day28 | 21 | Hour21 | 1 | Winter | 2761 | #N/A | Winter | 481189 | 2024-01-28 21:00 | 475765.8 | 0 | 0 | 5423.2 | 481189 | 459008.8 | 380091.1 | 0.0352 | 0.0527 | 0.52 | 0.52 | 300.7 | 23.4 | 3.3 | 21.5 | 1012 | 0.18 | 302.3 | 51.7 | 354 | 313.7 | 24.3 | 3.44 | 22.5 | 1058 | 0.19 | 315.3 | 54.1 | 369.4 | 447.7 | 27.8 | 3.83 | 35.4 | 1727.4 | 0.21 | 449.6 | 86.9 | 536.5 | 898.7 | 89.9 | 12.97 | 40.7 | 2376.9 | 0.46 | 905 | 111.6 | 1016.6 | 30.84 | 0 | 0.2 | 31.04 | 32.56 | 0 | 0.22 | 32.78 | 481189 | 101097.9 | 4193.5 | 4247.1 | 0 | 8215.7 | 84772.5 | 0 | 0 | 0 | 145227.2 | 0 | 159.1 | 3315.4 | 37031 | 88396.1 | 832.7 | 3700.8 | 0 | 0 | 97265.3 | 3832.5 | 0 | 0 | 4884.7 | 6696
671 | 28 | Day28 | 22 | Hour22 | 1 | Winter | 2761 | #N/A | Winter | 467514 | 2024-01-28 22:00 | 461975 | 0 | 0 | 5539.1 | 467514.1 | 445920.2 | 364648.7 | 0.0347 | 0.0512 | 0.53 | 0.53 | 289.7 | 22.1 | 3.13 | 21.2 | 987 | 0.18 | 291.2 | 50.6 | 341.8 | 301.7 | 23 | 3.25 | 22.1 | 1029.9 | 0.19 | 303.3 | 52.9 | 356.2 | 471.8 | 30.8 | 4.28 | 35.9 | 1771.4 | 0.22 | 473.9 | 88.7 | 562.6 | 756.3 | 73.6 | 10.6 | 38.2 | 2068.1 | 0.41 | 761.4 | 99.9 | 861.3 | 30.04 | 0 | 0.2 | 30.24 | 31.67 | 0 | 0.21 | 31.88 | 467514 | 102865.4 | 3202.8 | 4247.1 | 0 | 6371.7 | 77708.2 | 0 | 0 | 0 | 140924.7 | 0 | 159.1 | 3315.4 | 36428.5 | 88396.1 | 832.3 | 3062.7 | 0 | 0 | 98608.6 | 4256.7 | 0 | 178.6 | 1543.7 | 4936.7
672 | 28 | Day28 | 23 | Hour23 | 1 | Winter | 2761 | #N/A | Winter | 450615.2 | 2024-01-28 23:00 | 445143.2 | 0 | 0 | 5472 | 450615.2 | 429916.8 | 346733.7 | 0.0342 | 0.0494 | 0.54 | 0.54 | 276.9 | 20.8 | 2.93 | 20.7 | 955 | 0.17 | 278.3 | 49.2 | 327.6 | 288.3 | 21.6 | 3.05 | 21.6 | 996.1 | 0.18 | 289.8 | 51.4 | 341.2 | 493 | 33.1 | 4.61 | 36.6 | 1822.8 | 0.23 | 495.2 | 91 | 586.3 | 736.8 | 67.6 | 9.69 | 39.9 | 2142.5 | 0.37 | 741.5 | 103.9 | 845.3 | 29.35 | 0 | 0.28 | 29.62 | 30.88 | 0 | 0.3 | 31.18 | 450615.2 | 103881.5 | 4146.4 | 4247.1 | 0 | 4931.1 | 70058.3 | 0 | 0 | 0 | 134451.1 | 0 | 159.1 | 3315.4 | 34751 | 88396.1 | 720.7 | 1557.3 | 0 | 0 | 99485.1 | 4396.3 | 0 | 0 | 2270.2 | 4936.7
673 | 29 | Day29 | 0 | Hour0 | 1 | Winter | 71 | 501512.4 | Winter | 434361 | 2024-01-29 | 428581 | 4.6 | 213 | 5562.4 | 434361 | 414150.4 | 330945.2 | 0.0337 | 0.0476 | 0.55 | 0.55 | 267.3 | 19.8 | 2.79 | 20.4 | 932.4 | 0.17 | 268.7 | 48.2 | 316.9 | 278.1 | 20.6 | 2.89 | 21.3 | 971.2 | 0.18 | 279.5 | 50.3 | 329.7 | 486 | 31.5 | 4.37 | 37.2 | 1833.9 | 0.23 | 488.2 | 91.9 | 580.1 | 856.8 | 91.7 | 13.28 | 34 | 2080.1 | 0.45 | 863.2 | 96.1 | 959.3 | 28.47 | 0 | 0.2 | 28.67 | 29.92 | 0 | 0.21 | 30.13 | 434361 | 103415.8 | 533.9 | 4198.3 | 0 | 4931.1 | 63974.6 | 0 | 0 | 0 | 129163.3 | 0 | 159.1 | 3315.4 | 32988.4 | 88061 | 558.3 | 3061.8 | 0 | 0 | 98996.2 | 4419.6 | 0 | 0 | 1620.2 | 4936.7
674 | 29 | Day29 | 1 | Hour1 | 1 | Winter | 2761 | #N/A | Winter | 422219.6 | 2024-01-29 01:00 | 416292.7 | 126.3 | 225.9 | 5574.6 | 422219.6 | 402438.4 | 319974.8 | 0.0333 | 0.0462 | 0.56 | 0.55 | 263.9 | 19.4 | 2.72 | 20.4 | 927.3 | 0.17 | 265.2 | 48.1 | 313.3 | 273.9 | 20.1 | 2.82 | 21.2 | 963.7 | 0.18 | 275.3 | 50 | 325.3 | 478.6 | 30.2 | 4.18 | 37.3 | 1831.5 | 0.22 | 480.7 | 92 | 572.7 | 656.5 | 63.9 | 9.2 | 33.5 | 1796.3 | 0.38 | 660.9 | 87.1 | 748 | 27.94 | 0 | 0.27 | 28.21 | 29.33 | 0 | 0.28 | 29.61 | 422219.6 | 102244.7 | 316.2 | 4198.3 | 0 | 4931.1 | 60711 | 0 | 0 | 0 | 126408.5 | 0 | 159.1 | 3315.4 | 29607.9 | 88061 | 402.7 | 1863.6 | 0 | 0 | 97830.7 | 4414 | 0 | 0 | 43.5 | 4936.7
675 | 29 | Day29 | 2 | Hour2 | 1 | Winter | 2761 | #N/A | Winter | 416257.6 | 2024-01-29 02:00 | 409046.3 | 615.8 | 1163.4 | 5432.1 | 416257.6 | 395521.7 | 315469.9 | 0.0331 | 0.0454 | 0.55 | 0.55 | 266.7 | 19.5 | 2.74 | 20.7 | 938.8 | 0.17 | 268 | 48.7 | 316.7 | 276.9 | 20.2 | 2.84 | 21.5 | 975.7 | 0.18 | 278.3 | 50.6 | 328.9 | 483.3 | 30.7 | 4.25 | 37.5 | 1843.4 | 0.22 | 485.4 | 92.5 | 577.9 | 595.2 | 51.4 | 7.32 | 35.8 | 1846.5 | 0.33 | 598.8 | 91 | 689.7 | 27.81 | 0 | 0.26 | 28.07 | 29.18 | 0 | 0.28 | 29.45 | 416257.6 | 100787.7 | 51.8 | 4198.3 | 0 | 4931.1 | 60322.4 | 0 | 0 | 0 | 126635.6 | 0 | 103.5 | 3315.4 | 26008.8 | 88061 | 357.6 | 1484.3 | 0 | 0 | 96415.7 | 4372 | 0 | 0 | 0 | 4936.7
676 | 29 | Day29 | 3 | Hour3 | 1 | Winter | 2761 | #N/A | Winter | 413817.7 | 2024-01-29 03:00 | 406658.8 | 210.9 | 1459 | 5489.1 | 413817.7 | 393232.7 | 313755.3 | 0.033 | 0.0452 | 0.54 | 0.54 | 270.3 | 19.8 | 2.78 | 20.9 | 952.4 | 0.17 | 271.7 | 49.4 | 321 | 280.5 | 20.5 | 2.88 | 21.7 | 988.2 | 0.18 | 281.9 | 51.2 | 333.1 | 491.2 | 31.3 | 4.33 | 38.1 | 1870.8 | 0.23 | 493.3 | 93.9 | 587.2 | 893.1 | 79.9 | 11.93 | 54.4 | 2214.7 | 0.75 | 898.7 | 120.6 | 1019.3 | 27.74 | 0 | 0.13 | 27.87 | 29.1 | 0 | 0.14 | 29.24 | 413817.7 | 100062.4 | 0 | 4198.3 | 0 | 4931.1 | 60732.6 | 0 | 0 | 0 | 127911 | 0 | 95.5 | 3315.4 | 24152.9 | 88061 | 357.6 | 0 | 0 | 0 | 95715.3 | 4347 | 0 | 0 | 630.2 | 4888.3
677 | 29 | Day29 | 4 | Hour4 | 1 | Winter | 2761 | #N/A | Winter | 416325.5 | 2024-01-29 04:00 | 409625.4 | 0 | 1270.9 | 5429.2 | 416325.5 | 396051.4 | 317944.4 | 0.0331 | 0.0456 | 0.53 | 0.53 | 278.9 | 20.6 | 2.9 | 21.3 | 975.9 | 0.18 | 280.3 | 50.5 | 330.8 | 289.2 | 21.4 | 3 | 22.1 | 1012.1 | 0.18 | 290.7 | 52.3 | 343 | 511 | 34.5 | 4.8 | 37.9 | 1885.8 | 0.24 | 513.3 | 94.1 | 607.4 | 913.4 | 94.2 | 13.61 | 38.1 | 2338.1 | 0.45 | 919.9 | 107.9 | 1027.8 | 28.48 | 0 | 0.25 | 28.73 | 29.86 | 0 | 0.26 | 30.12 | 416325.5 | 98381.1 | 3.1 | 4198.3 | 0 | 4931.1 | 63881.6 | 0 | 0 | 0 | 130464.2 | 0 | 95.5 | 3315.4 | 22299.3 | 88396.1 | 357.6 | 2.2 | 0 | 0 | 94105.5 | 4275.5 | 0 | 0 | 202.5 | 4733.6
678 | 29 | Day29 | 5 | Hour5 | 1 | Winter | 2761 | #N/A | Winter | 422888.6 | 2024-01-29 05:00 | 417378.6 | 0 | 0 | 5510.1 | 422888.7 | 403432.8 | 326832.9 | 0.0334 | 0.0465 | 0.52 | 0.52 | 294.9 | 22.4 | 3.15 | 21.9 | 1013.1 | 0.18 | 296.4 | 52.1 | 348.5 | 305.3 | 23.1 | 3.26 | 22.7 | 1049.6 | 0.19 | 306.9 | 54 | 360.9 | 494.3 | 32 | 4.44 | 37.8 | 1865.5 | 0.23 | 496.5 | 93.5 | 590 | 1032.9 | 103.6 | 15.43 | 51.5 | 2298.3 | 0.81 | 1040.2 | 120.2 | 1160.3 | 28.97 | 0 | 0.13 | 29.1 | 30.39 | 0 | 0.14 | 30.53 | 422888.6 | 96055.7 | 29.6 | 4198.3 | 0 | 4931.1 | 70975.3 | 0 | 0 | 0 | 133303.7 | 0 | 95.5 | 3315.4 | 21226.1 | 88396.1 | 357.6 | 4.1 | 0 | 0 | 91963.3 | 4092.4 | 0 | 0 | 36.2 | 4733.6
679 | 29 | Day29 | 6 | Hour6 | 1 | Winter | 2761 | #N/A | Winter | 436484.7 | 2024-01-29 06:00 | 430853 | 0 | 0 | 5631.6 | 436484.7 | 416256 | 342902 | 0.0339 | 0.0481 | 0.49 | 0.49 | 316.2 | 24.7 | 3.49 | 22.6 | 1063.2 | 0.19 | 317.9 | 54.3 | 372.2 | 327.5 | 25.6 | 3.61 | 23.4 | 1101.8 | 0.2 | 329.2 | 56.3 | 385.5 | 456.7 | 27.2 | 3.74 | 37.1 | 1797.4 | 0.21 | 458.5 | 90.7 | 549.2 | 825.9 | 66.8 | 9.95 | 56.7 | 2269.5 | 0.69 | 830.6 | 124.5 | 955.1 | 29.95 | 0 | 0.13 | 30.08 | 31.47 | 0 | 0.14 | 31.61 | 436484.7 | 93582.7 | 0 | 4198.3 | 0 | 4931.1 | 81678.9 | 0 | 0 | 424.2 | 138703.8 | 0 | 95.5 | 3315.4 | 21221.2 | 88396.1 | 357.6 | 4.1 | 0 | 115.7 | 89201.3 | 3841.5 | 0 | 0 | 262.2 | 4334.9
680 | 29 | Day29 | 7 | Hour7 | 1 | Winter | 2761 | #N/A | Winter | 452444.3 | 2024-01-29 07:00 | 446479.6 | 11.6 | 358.6 | 5594.5 | 452444.3 | 431120.4 | 345845.8 | 0.0344 | 0.0498 | 0.51 | 0.51 | 306.9 | 23.9 | 3.38 | 21.9 | 1033.8 | 0.19 | 308.6 | 52.8 | 361.4 | 318.2 | 24.8 | 3.5 | 22.8 | 1071.9 | 0.19 | 319.9 | 54.7 | 374.7 | 408.2 | 24.6 | 3.37 | 32.9 | 1600 | 0.19 | 409.9 | 80.7 | 490.6 | 1047 | 102.9 | 15.27 | 53.7 | 2431.1 | 0.8 | 1054.3 | 126.3 | 1180.6 | 30.17 | 0 | 0.13 | 30.3 | 31.76 | 0 | 0.14 | 31.9 | 452444.3 | 106598.5 | 117.2 | 4198.3 | 0 | 5318.7 | 81887.8 | 0 | 0 | 4616.1 | 140164.4 | 0 | 95.5 | 3315.4 | 21990.7 | 88396.1 | 357.6 | 4.1 | 0 | 12093.8 | 86491.4 | 3397.2 | 424.8 | 0 | 1189.2 | 4743.3
681 | 29 | Day29 | 8 | Hour8 | 1 | Winter | 2761 | #N/A | Winter | 464739.3 | 2024-01-29 08:00 | 454967.9 | 2341.3 | 2677.1 | 4753 | 464739.3 | 439227 | 329474.6 | 0.0346 | 0.0506 | 0.56 | 0.56 | 267.2 | 20.3 | 2.86 | 19.8 | 916.5 | 0.17 | 268.6 | 47.1 | 315.7 | 279 | 21.3 | 3 | 20.6 | 955.4 | 0.17 | 280.5 | 49.1 | 329.6 | 169.6 | 5.7 | 0.71 | 17.8 | 805.6 | 0.08 | 170 | 41.9 | 211.8 | 1001.1 | 100.2 | 14.79 | 48.6 | 2352.7 | 0.7 | 1008.2 | 118.9 | 1127 | 29.4 | 0 | 0.17 | 29.57 | 31.01 | 0 | 0.14 | 31.15 | 464739.3 | 135264.7 | 1327 | 4198.3 | 0 | 5053.1 | 70728.9 | 0 | 0 | 9504.8 | 131894 | 0 | 95.5 | 3315.4 | 24104.4 | 88396.1 | 357.6 | 4.1 | 0 | 42156.6 | 80846.3 | 2757 | 4292.4 | 0 | 958.7 | 5095.2
682 | 29 | Day29 | 9 | Hour9 | 1 | Winter | 2761 | #N/A | Winter | 465949.8 | 2024-01-29 09:00 | 456435.1 | 1773.5 | 3080.3 | 4660.9 | 465949.8 | 440677.6 | 308683.5 | 0.0345 | 0.0505 | 0.6 | 0.6 | 242 | 18.4 | 2.59 | 18.1 | 830.8 | 0.16 | 243.3 | 42.9 | 286.2 | 252.1 | 19.2 | 2.71 | 18.8 | 864.4 | 0.16 | 253.4 | 44.6 | 298.1 | 125.3 | 4.5 | 0.57 | 12.9 | 587.5 | 0.06 | 125.6 | 30.4 | 156 | 627.9 | 26.9 | 4 | 66.2 | 2372 | 0.59 | 629.8 | 137 | 766.9 | 27.93 | 0 | 0.17 | 28.1 | 29.45 | 0 | 0.15 | 29.6 | 465949.8 | 157266.3 | 132.3 | 4198.3 | 0 | 5842 | 64012.3 | 0 | 51 | 12184 | 119954 | 0 | 95.5 | 3315.4 | 22379.9 | 88396.1 | 357.6 | 0 | 0 | 81277.6 | 61693.1 | 2060.6 | 8371.7 | 0 | 801 | 5849.6
683 | 29 | Day29 | 10 | Hour10 | 1 | Winter | 2761 | #N/A | Winter | 464765.2 | 2024-01-29 10:00 | 452747.3 | 454.2 | 7325.9 | 4237.7 | 464765.2 | 437197.5 | 296578.7 | 0.0343 | 0.05 | 0.63 | 0.62 | 228.2 | 17.4 | 2.45 | 17.2 | 782.1 | 0.15 | 229.4 | 40.5 | 269.9 | 239 | 18.3 | 2.58 | 17.9 | 817 | 0.16 | 240.3 | 42.3 | 282.5 | 100.1 | 4 | 0.52 | 9.9 | 455 | 0.05 | 100.3 | 23.4 | 123.8 | 434.2 | 9.9 | 1.08 | 49.8 | 2217.5 | 0.19 | 434.8 | 115.9 | 550.7 | 26.86 | 0 | 0.27 | 27.13 | 28.31 | 0 | 0.27 | 28.59 | 464765.2 | 168186.4 | 2.1 | 4198.3 | 0 | 5646.4 | 60676.7 | 0 | 524.5 | 14521.1 | 112372.6 | 0 | 95.5 | 3315.4 | 21151.4 | 88396.1 | 357.6 | 366.6 | 0 | 107347.2 | 44188.7 | 1605 | 10786.1 | 130.2 | 435.7 | 5923.5
684 | 29 | Day29 | 11 | Hour11 | 1 | Winter | 2761 | #N/A | Winter | 465112.3 | 2024-01-29 11:00 | 448253.8 | 4424.6 | 8130.3 | 4303.6 | 465112.3 | 432931.3 | 292208.2 | 0.0342 | 0.0495 | 0.64 | 0.63 | 218.5 | 16.3 | 2.29 | 16.8 | 759.4 | 0.14 | 219.6 | 39.5 | 259 | 230.7 | 17.3 | 2.43 | 17.7 | 799.9 | 0.15 | 231.9 | 41.5 | 273.4 | 81.6 | 2.8 | 0.35 | 8.5 | 386 | 0.04 | 81.7 | 20 | 101.8 | 838.2 | 83.4 | 12.01 | 37.8 | 2244.6 | 0.41 | 844 | 104.8 | 948.8 | 26.39 | 0 | 0.27 | 26.66 | 27.81 | 0 | 0.28 | 28.1 | 465112.3 | 172904.1 | 92 | 4127.6 | 0 | 5286.5 | 56676.6 | 0 | 756.8 | 15639.8 | 111888.4 | 0 | 95.5 | 3315.4 | 21606 | 88396.1 | 357.6 | 366.6 | 0 | 115771.2 | 39292.3 | 1444 | 13464.4 | 213 | 20.2 | 5798
685 | 29 | Day29 | 12 | Hour12 | 1 | Winter | 2761 | #N/A | Winter | 460992.4 | 2024-01-29 12:00 | 442922.5 | 4431 | 9538.6 | 4100.3 | 460992.3 | 427850.5 | 289073.2 | 0.034 | 0.0489 | 0.64 | 0.63 | 218.4 | 16.3 | 2.29 | 16.8 | 759.6 | 0.14 | 219.5 | 39.5 | 259 | 230.9 | 17.3 | 2.44 | 17.6 | 800.1 | 0.15 | 232 | 41.5 | 273.6 | 89.9 | 3.4 | 0.43 | 9.2 | 417.4 | 0.04 | 90.2 | 21.7 | 111.8 | 799.1 | 76.7 | 11.02 | 38.5 | 2226.2 | 0.39 | 804.4 | 104.9 | 909.3 | 24.38 | 0 | 0.28 | 24.66 | 25.64 | 0 | 0.29 | 25.93 | 460992.4 | 171919.1 | 166.3 | 4127.6 | 0 | 5290.1 | 55994.8 | 0 | 761.4 | 16024.8 | 111080.9 | 0 | 95.5 | 3315.4 | 21259.6 | 87033.9 | 357.6 | 351.4 | 0 | 115195.8 | 38543.1 | 1393.9 | 14854.5 | 164.3 | 11.1 | 5769.7
686 | 29 | Day29 | 13 | Hour13 | 1 | Winter | 2761 | #N/A | Winter | 459990.6 | 2024-01-29 13:00 | 437031.6 | 5013.8 | 14064.6 | 3880.8 | 459990.7 | 422235.4 | 284705.7 | 0.0339 | 0.0483 | 0.65 | 0.64 | 212.4 | 15.8 | 2.22 | 16.5 | 741.6 | 0.14 | 213.5 | 38.6 | 252.1 | 225 | 16.9 | 2.38 | 17.2 | 779.3 | 0.15 | 226.2 | 40.5 | 266.6 | 87.6 | 2.9 | 0.36 | 9.3 | 418.8 | 0.04 | 87.8 | 21.8 | 109.6 | 523.1 | 31.6 | 4.34 | 42.1 | 2046.7 | 0.24 | 525.2 | 103.1 | 628.3 | 24.24 | 0 | 0.29 | 24.53 | 25.44 | 0 | 0.3 | 25.73 | 459990.6 | 175285 | 0 | 4127.6 | 0 | 5286.5 | 53997.7 | 0 | 730.8 | 18687.5 | 108837.8 | 0 | 95.5 | 3315.4 | 21440.6 | 87033.9 | 357.6 | 213 | 0 | 115532.8 | 38893 | 1440.9 | 13794.4 | 0 | 0 | 5722.6
687 | 29 | Day29 | 14 | Hour14 | 1 | Winter | 2761 | #N/A | Winter | 454172.3 | 2024-01-29 14:00 | 430570.2 | 6367.8 | 13364.1 | 3870.2 | 454172.3 | 416074.1 | 277584.3 | 0.0337 | 0.0477 | 0.65 | 0.65 | 207.6 | 15.4 | 2.17 | 16.2 | 724.6 | 0.14 | 208.6 | 37.8 | 246.4 | 219.4 | 16.4 | 2.31 | 16.9 | 760.7 | 0.15 | 220.6 | 39.6 | 260.2 | 86.2 | 3 | 0.38 | 9 | 406 | 0.04 | 86.4 | 21.1 | 107.5 | 614.4 | 44.8 | 6.29 | 42.5 | 2160.8 | 0.29 | 617.4 | 106.9 | 724.3 | 23.95 | 0 | 0.29 | 24.24 | 25.19 | 0 | 0.3 | 25.48 | 454172.3 | 176588 | 0 | 4127.6 | 0 | 4616.9 | 52101.8 | 0 | 699.6 | 19432.4 | 104958 | 0 | 95.5 | 3315.4 | 20764.5 | 87033.9 | 357.6 | 213 | 0 | 114863.2 | 40066.6 | 1526.3 | 13760.8 | 0 | 5 | 5247.7
688 | 29 | Day29 | 15 | Hour15 | 1 | Winter | 2761 | #N/A | Winter | 448544.4 | 2024-01-29 15:00 | 428376.6 | 4540.9 | 11747.3 | 3879.5 | 448544.4 | 413977.8 | 281907.8 | 0.0336 | 0.0475 | 0.64 | 0.63 | 215.1 | 15.8 | 2.22 | 16.9 | 755.7 | 0.14 | 216.2 | 39.4 | 255.6 | 226.8 | 16.8 | 2.36 | 17.6 | 792.8 | 0.15 | 227.9 | 41.3 | 269.2 | 90.4 | 3.2 | 0.41 | 9.4 | 424.6 | 0.04 | 90.6 | 22 | 112.7 | 737.8 | 66.6 | 9.52 | 39.4 | 2190 | 0.35 | 742.4 | 104.7 | 847.1 | 24.23 | 0 | 0.28 | 24.51 | 25.5 | 0 | 0.3 | 25.8 | 448544.4 | 166636.6 | 0 | 4127.6 | 0 | 4375.6 | 52611.6 | 0 | 728.3 | 15372.5 | 109226.1 | 0 | 95.5 | 3315.4 | 20764.5 | 87033.9 | 357.6 | 0 | 0 | 107836.9 | 41029.5 | 1669.3 | 13378.2 | 0 | 0.1 | 5332.7
689 | 29 | Day29 | 16 | Hour16 | 1 | Winter | 2761 | #N/A | Winter | 447151.2 | 2024-01-29 16:00 | 433956.7 | 4815.6 | 4151.1 | 4227.7 | 447151.2 | 419284.7 | 308095.9 | 0.0338 | 0.0481 | 0.59 | 0.58 | 251.4 | 19 | 2.68 | 18.9 | 863.7 | 0.16 | 252.7 | 44.7 | 297.4 | 264.5 | 20 | 2.82 | 19.8 | 908.1 | 0.17 | 265.9 | 46.9 | 312.8 | 124.4 | 4.7 | 0.6 | 12.7 | 576.6 | 0.06 | 124.8 | 29.9 | 154.6 | 635.6 | 50.5 | 7.16 | 40.3 | 2091.9 | 0.31 | 639.1 | 102.8 | 741.9 | 25.53 | 0 | 0.28 | 25.81 | 26.92 | 0 | 0.3 | 27.21 | 447151.2 | 139055.3 | 0.8 | 4127.6 | 0 | 7819.2 | 63877.6 | 0 | 758.3 | 11756.8 | 119881.2 | 0 | 159.1 | 3315.4 | 20839.1 | 87033.9 | 675.5 | 366.6 | 0 | 80888.9 | 43724 | 1927.2 | 9996.6 | 0 | 0.3 | 7016.1
690 | 29 | Day29 | 17 | Hour17 | 1 | Winter | 2761 | #N/A | Winter | 464207.1 | 2024-01-29 17:00 | 454645.3 | 57.6 | 3891.9 | 5612.3 | 464207.1 | 438926.2 | 345828.3 | 0.0346 | 0.0505 | 0.53 | 0.52 | 294.2 | 22.6 | 3.19 | 21.3 | 998.7 | 0.18 | 295.8 | 51.2 | 346.9 | 307.4 | 23.6 | 3.34 | 22.3 | 1042.9 | 0.19 | 309 | 53.4 | 362.4 | 373.6 | 22.3 | 3.06 | 30.5 | 1470.3 | 0.18 | 375.1 | 74.3 | 449.4 | 1031.8 | 113.5 | 16.48 | 36.8 | 2404.6 | 0.52 | 1039.7 | 108.6 | 1148.2 | 28.05 | 0 | 0.28 | 28.32 | 29.63 | 0 | 0.29 | 29.92 | 464207.1 | 118378.8 | 25.6 | 4186.8 | 0 | 7855.4 | 79218.8 | 0 | 672.3 | 8169.6 | 140164.3 | 0 | 159.1 | 3315.4 | 22552.4 | 87033.9 | 756.5 | 560.1 | 0 | 53359.9 | 53763.2 | 2413.7 | 6834.5 | 0 | 428.6 | 8112
691 | 29 | Day29 | 18 | Hour18 | 1 | Winter | 2761 | #N/A | Winter | 482380.4 | 2024-01-29 18:00 | 477951.2 | 0 | 0 | 4429.2 | 482380.3 | 461002.7 | 388028.4 | 0.0355 | 0.0532 | 0.49 | 0.48 | 319.9 | 24.7 | 3.5 | 22.9 | 1078.9 | 0.19 | 321.6 | 55.1 | 376.7 | 336.2 | 25.9 | 3.66 | 24.2 | 1137.7 | 0.21 | 338 | 58.2 | 396.2 | 402.5 | 22.5 | 3.1 | 34.6 | 1596.3 | 0.21 | 404.1 | 82.2 | 486.2 | 999.1 | 40.1 | 8 | 131.6 | 2043.1 | 2.22 | 1002.4 | 193.1 | 1195.5 | 35.71 | 0 | 0.28 | 35.98 | 37.72 | 0 | 0.29 | 38.02 | 482380.4 | 94351.9 | 1983.9 | 4257.5 | 0 | 8374.7 | 89982.3 | 0 | 392.5 | 3746.2 | 153778.3 | 0 | 1189 | 3315.4 | 26832.5 | 88396.1 | 1231.3 | 8687.3 | 0 | 19099 | 68140.3 | 2973.8 | 5126.6 | 3824.8 | 3767.3 | 8315.2
692 | 29 | Day29 | 19 | Hour19 | 1 | Winter | 2761 | #N/A | Winter | 496714 | 2024-01-29 19:00 | 491753.6 | 0 | 0 | 4960.5 | 496714.1 | 474115 | 413023.1 | 0.0359 | 0.0545 | 0.49 | 0.48 | 316.4 | 24.3 | 3.43 | 22.8 | 1071.9 | 0.19 | 318 | 54.8 | 372.8 | 334.7 | 25.5 | 3.6 | 24.3 | 1139.5 | 0.2 | 336.5 | 58.4 | 394.8 | 438 | 23.6 | 3.25 | 38.5 | 1754.7 | 0.24 | 439.6 | 90.9 | 530.5 | 672.8 | 24.2 | 3.07 | 69.2 | 3138.3 | 0.31 | 674.4 | 162.8 | 837.2 | 45.73 | 0 | 0.28 | 46.01 | 48.39 | 0 | 0.3 | 48.68 | 496714 | 83691 | 5520.6 | 4257.5 | 0 | 8374.7 | 90562.5 | 0 | 0 | 149 | 157189.2 | 0 | 1989.2 | 3315.4 | 39000.5 | 88396.1 | 1459.4 | 12958 | 0 | 190.5 | 79908.9 | 3442.5 | 2179.2 | 5669.7 | 4455.8 | 8315.2
693 | 29 | Day29 | 20 | Hour20 | 1 | Winter | 2761 | #N/A | Winter | 501512.4 | 2024-01-29 20:00 | 495778.9 | 0 | 0 | 5733.5 | 501512.4 | 477954 | 408079.1 | 0.0359 | 0.0548 | 0.51 | 0.5 | 307 | 23.6 | 3.34 | 22 | 1040.1 | 0.19 | 308.6 | 53.1 | 361.6 | 323.7 | 24.8 | 3.5 | 23.4 | 1100.9 | 0.2 | 325.3 | 56.3 | 381.6 | 427.2 | 24 | 3.28 | 36.3 | 1711.7 | 0.21 | 428.8 | 87.3 | 516.1 | 699 | 24.5 | 3.08 | 72.5 | 3283.5 | 0.32 | 700.5 | 170.5 | 871 | 34.92 | 0 | 0.28 | 35.19 | 36.95 | 0 | 0.29 | 37.25 | 501512.4 | 93433.3 | 5623.9 | 4257.5 | 0 | 8374.7 | 89181.4 | 0 | 0 | 0 | 156856.2 | 0 | 208.9 | 3315.4 | 42111.1 | 88396.1 | 923.1 | 8830.7 | 0 | 0 | 89557.7 | 3875.6 | 31.5 | 4203.6 | 3030.4 | 8315.2
694 | 29 | Day29 | 21 | Hour21 | 1 | Winter | 2761 | #N/A | Winter | 493109.2 | 2024-01-29 21:00 | 487039.3 | 0 | 0 | 6069.9 | 493109.2 | 469687.8 | 391868.5 | 0.0356 | 0.0539 | 0.51 | 0.51 | 304.2 | 23.4 | 3.3 | 21.9 | 1032.5 | 0.18 | 305.8 | 52.7 | 358.6 | 318.3 | 24.4 | 3.45 | 23 | 1082.1 | 0.19 | 320 | 55.3 | 375.3 | 436.3 | 26.4 | 3.64 | 35.1 | 1702.1 | 0.2 | 438.1 | 85.9 | 524 | 668.9 | 42 | 5.81 | 52.6 | 2553.9 | 0.32 | 671.8 | 128.8 | 800.5 | 32.74 | 0 | 0.2 | 32.95 | 34.62 | 0 | 0.22 | 34.84 | 493109.2 | 101240.7 | 2938.1 | 4257.5 | 0 | 7463.8 | 86822.4 | 0 | 0 | 0 | 153658.7 | 0 | 159.1 | 3315.4 | 39798.3 | 88396.1 | 854.6 | 4204.5 | 0 | 0 | 97345 | 3895.6 | 0 | 1466 | 1354.6 | 8315.2
695 | 29 | Day29 | 22 | Hour22 | 1 | Winter | 2761 | #N/A | Winter | 475243 | 2024-01-29 22:00 | 469086.1 | 0 | 0 | 6156.9 | 475243.1 | 452668.6 | 370544.8 | 0.035 | 0.052 | 0.53 | 0.52 | 293.1 | 22.5 | 3.18 | 21.3 | 996.2 | 0.18 | 294.7 | 51 | 345.7 | 305.7 | 23.4 | 3.3 | 22.3 | 1040.6 | 0.19 | 307.3 | 53.4 | 360.6 | 474.6 | 30.4 | 4.2 | 36.7 | 1803.5 | 0.22 | 476.7 | 90.5 | 567.2 | 538.5 | 26.8 | 3.61 | 48.9 | 2274.3 | 0.26 | 540.3 | 116.8 | 657 | 30.31 | 0 | 0.2 | 30.51 | 31.98 | 0 | 0.22 | 32.2 | 475243 | 104698.3 | 2766.6 | 4257.5 | 0 | 7463.8 | 80519.8 | 0 | 0 | 0 | 143544.6 | 0 | 159.1 | 3315.4 | 36370.1 | 88174.6 | 854.6 | 3118.7 | 0 | 0 | 100631.9 | 4066.4 | 0 | 685.8 | 1909.8 | 6045.7
696 | 29 | Day29 | 23 | Hour23 | 1 | Winter | 2761 | #N/A | Winter | 454193.6 | 2024-01-29 23:00 | 447956.4 | 0 | 153.6 | 6083.6 | 454193.6 | 432590.1 | 347373.2 | 0.0343 | 0.0497 | 0.55 | 0.54 | 275.5 | 20.6 | 2.91 | 20.7 | 952.6 | 0.17 | 276.9 | 49.1 | 326 | 287 | 21.4 | 3.02 | 21.6 | 994.4 | 0.18 | 288.5 | 51.3 | 339.8 | 476.9 | 31.2 | 4.33 | 36.2 | 1789.2 | 0.22 | 479 | 89.6 | 568.6 | 517.3 | 26.1 | 3.51 | 46.5 | 2175.8 | 0.24 | 519.1 | 111.4 | 630.5 | 28.51 | 0 | 0.2 | 28.71 | 30.04 | 0 | 0.21 | 30.26 | 454193.6 | 106820.4 | 3124 | 4220.8 | 0 | 7463.8 | 69980.9 | 0 | 0 | 0 | 135394.3 | 0 | 159.1 | 3315.4 | 32777.8 | 87850.4 | 752 | 2334.6 | 0 | 0 | 102726.7 | 4093.7 | 0 | 178.6 | 992.8 | 5506.7
697 | 30 | Day30 | 0 | Hour0 | 1 | Winter | 43 | 520474.1 | Winter | 434778.3 | 2024-01-30 | 428656.4 | 107.2 | 366.6 | 5648.1 | 434778.3 | 414211.9 | 327881 | 0.0337 | 0.0477 | 0.55 | 0.55 | 270.6 | 20.1 | 2.82 | 20.6 | 942.8 | 0.17 | 271.9 | 48.7 | 320.7 | 281.7 | 20.8 | 2.93 | 21.5 | 983.7 | 0.18 | 283.1 | 50.9 | 334 | 474.8 | 30.7 | 4.25 | 36.4 | 1794.8 | 0.22 | 476.9 | 90 | 566.9 | 908.3 | 95.1 | 13.77 | 36.9 | 2267.6 | 0.46 | 914.9 | 104.6 | 1019.5 | 27.7 | 0 | 0.19 | 27.89 | 29.17 | 0 | 0.21 | 29.38 | 434778.3 | 106897.3 | 1174.7 | 4213.8 | 0 | 4931.1 | 64835.5 | 0 | 0 | 0 | 129922.8 | 0 | 159.1 | 3315.4 | 27772 | 87631.8 | 516.5 | 3408.2 | 0 | 0 | 102689.5 | 4207.8 | 0 | 1374.6 | 364.7 | 4551.3
698 | 30 | Day30 | 1 | Hour1 | 1 | Winter | 2761 | #N/A | Winter | 423241.6 | 2024-01-30 01:00 | 415721.4 | 1406.8 | 366.6 | 5746.9 | 423241.7 | 401872.6 | 316227.8 | 0.0333 | 0.0463 | 0.55 | 0.55 | 267.3 | 19.6 | 2.75 | 20.7 | 940.6 | 0.17 | 268.6 | 48.7 | 317.3 | 278 | 20.3 | 2.85 | 21.5 | 979.4 | 0.18 | 279.4 | 50.8 | 330.1 | 482.7 | 31.9 | 4.44 | 36.3 | 1801 | 0.23 | 484.9 | 90.1 | 575 | 901 | 93.5 | 13.51 | 37.1 | 2289.1 | 0.44 | 907.5 | 105.4 | 1012.9 | 27.09 | 0 | 0.27 | 27.36 | 28.49 | 0 | 0.28 | 28.77 | 423241.6 | 107013.9 | 11.9 | 4213.8 | 0 | 4931.1 | 61262.7 | 0 | 0 | 0 | 128403.2 | 0 | 100.2 | 3315.4 | 23695.5 | 87397.2 | 411.1 | 2485.6 | 0 | 0 | 102784.7 | 4229.1 | 0 | 3.9 | 9.8 | 4611.4
699 | 30 | Day30 | 2 | Hour2 | 1 | Winter | 2761 | #N/A | Winter | 418759.4 | 2024-01-30 02:00 | 410432.1 | 2131.7 | 366.6 | 5829.1 | 418759.4 | 396811.8 | 311403.5 | 0.0332 | 0.0457 | 0.55 | 0.54 | 270.2 | 19.8 | 2.78 | 20.9 | 950.2 | 0.17 | 271.6 | 49.2 | 320.8 | 280.9 | 20.6 | 2.89 | 21.7 | 987.9 | 0.18 | 282.3 | 51.2 | 333.5 | 483.7 | 31.7 | 4.4 | 36.7 | 1814.4 | 0.23 | 485.8 | 90.8 | 576.6 | 726.8 | 59.6 | 8.98 | 51 | 1886.7 | 0.69 | 731 | 107.4 | 838.3 | 25.5 | 0 | 0.15 | 25.65 | 26.83 | 0 | 0.14 | 26.97 | 418759.4 | 107355.9 | 10 | 4213.8 | 0 | 4931.1 | 61373.6 | 0 | 0 | 0 | 128237 | 0 | 95.5 | 3315.4 | 21475.2 | 87340.7 | 411.1 | 0 | 0 | 0 | 103225.9 | 4130 | 0 | 0 | 0 | 4733.6
700 | 30 | Day30 | 3 | Hour3 | 1 | Winter | 2761 | #N/A | Winter | 419535.6 | 2024-01-30 03:00 | 411638.2 | 1612.9 | 366.6 | 5917.9 | 419535.5 | 397939.4 | 310900.3 | 0.0333 | 0.046 | 0.55 | 0.54 | 271.3 | 20 | 2.82 | 20.8 | 949.2 | 0.17 | 272.7 | 49.1 | 321.8 | 281.9 | 20.8 | 2.92 | 21.6 | 986.7 | 0.18 | 283.3 | 51.1 | 334.4 | 494.8 | 33.1 | 4.61 | 36.9 | 1833.6 | 0.23 | 497 | 91.6 | 588.6 | 829.7 | 84.5 | 12.2 | 35.5 | 2157.3 | 0.4 | 835.6 | 99.9 | 935.5 | 25.86 | 0 | 0.26 | 26.12 | 27.2 | 0 | 0.26 | 27.46 | 419535.6 | 108635.2 | 0 | 4213.8 | 0 | 4931.1 | 62508 | 0 | 0 | 0 | 127527.4 | 0 | 95.5 | 3315.4 | 20500.9 | 87397.2 | 411.1 | 0 | 0 | 0 | 104431.8 | 4203.4 | 0 | 0 | 358.1 | 4334.9
701 | 30 | Day30 | 4 | Hour4 | 1 | Winter | 2761 | #N/A | Winter | 431015.4 | 2024-01-30 04:00 | 423395 | 835.3 | 377.9 | 6407.2 | 431015.4 | 409100.5 | 320698.8 | 0.0338 | 0.0475 | 0.54 | 0.53 | 281.7 | 21.2 | 2.98 | 21.1 | 973.5 | 0.18 | 283.2 | 50.2 | 333.3 | 292.4 | 22 | 3.09 | 21.9 | 1010.9 | 0.18 | 293.9 | 52.1 | 346 | 476.7 | 31.6 | 4.39 | 35.8 | 1775.3 | 0.22 | 478.8 | 88.8 | 567.6 | 915.5 | 99.3 | 14.39 | 33.7 | 2189.6 | 0.45 | 922.4 | 99.1 | 1021.5 | 26.69 | 0 | 0.24 | 26.93 | 28.1 | 0 | 0.26 | 28.35 | 431015.4 | 110316.7 | 0 | 4213.8 | 0 | 5015.3 | 68302 | 0 | 0 | 0 | 131424.8 | 0 | 95.5 | 3315.4 | 20523.6 | 87397.2 | 411.1 | 0 | 0 | 0 | 105966.4 | 4350.3 | 0 | 0 | 0 | 4408.8
702 | 30 | Day30 | 5 | Hour5 | 1 | Winter | 2761 | #N/A | Winter | 458071.6 | 2024-01-30 05:00 | 450015.1 | 735.1 | 366.6 | 6954.7 | 458071.5 | 434317.5 | 345773.1 | 0.0349 | 0.0509 | 0.52 | 0.52 | 299.4 | 23.3 | 3.29 | 21.5 | 1010 | 0.18 | 300.9 | 51.6 | 352.6 | 311.3 | 24.2 | 3.41 | 22.4 | 1050.9 | 0.19 | 313 | 53.7 | 366.7 | 459 | 31 | 4.32 | 34 | 1688.2 | 0.22 | 461.1 | 84.4 | 545.5 | 886.2 | 91.1 | 13.15 | 37.2 | 2279.3 | 0.43 | 892.6 | 105.3 | 997.8 | 28.15 | 0 | 0.23 | 28.38 | 29.75 | 0 | 0.24 | 29.99 | 458071.6 | 112298.5 | 251.1 | 4213.8 | 0 | 6450.7 | 80465.6 | 0 | 0 | 0 | 138598.8 | 0 | 95.5 | 3315.4 | 23881.4 | 87397.2 | 411.1 | 692.5 | 0 | 0 | 107933.7 | 4364.8 | 0 | 51.3 | 0 | 4732.5
703 | 30 | Day30 | 6 | Hour6 | 1 | Winter | 2761 | #N/A | Winter | 489743.6 | 2024-01-30 06:00 | 483202.6 | 0 | 0 | 6541 | 489743.7 | 465727.1 | 376051.4 | 0.0362 | 0.0548 | 0.52 | 0.51 | 299.9 | 23 | 3.25 | 21.6 | 1020.9 | 0.18 | 301.4 | 52.1 | 353.6 | 317.5 | 24.2 | 3.42 | 23.1 | 1085.2 | 0.19 | 319.2 | 55.5 | 374.7 | 479.8 | 32 | 4.49 | 36.3 | 1745.7 | 0.25 | 481.9 | 88.4 | 570.3 | 669.5 | 31.9 | 4.25 | 61.6 | 2888.7 | 0.3 | 671.6 | 147.7 | 819.3 | 35.99 | 0 | 0.23 | 36.22 | 38.14 | 0 | 0.24 | 38.38 | 489743.6 | 113692.2 | 2413.6 | 4245.8 | 0 | 7502.9 | 84949.3 | 0 | 0 | 322.2 | 149761.5 | 0 | 1014.4 | 3315.4 | 25120 | 88061 | 411.1 | 9256.3 | 0 | 76.2 | 109080.4 | 4213.4 | 0 | 9491.2 | 2574.7 | 7075
704 | 30 | Day30 | 7 | Hour7 | 1 | Winter | 2761 | #N/A | Winter | 515472.7 | 2024-01-30 07:00 | 509409 | 0 | 0 | 6063.8 | 515472.7 | 490617.3 | 380585.6 | 0.0369 | 0.0571 | 0.53 | 0.53 | 292.4 | 22.5 | 3.18 | 21 | 992.8 | 0.18 | 294 | 50.6 | 344.6 | 307 | 23.6 | 3.32 | 22.2 | 1045.5 | 0.19 | 308.6 | 53.4 | 362 | 420.2 | 27.6 | 3.85 | 32.2 | 1549.6 | 0.21 | 422.1 | 78.4 | 500.6 | 570.1 | 24.3 | 3.17 | 55.3 | 2552.1 | 0.26 | 571.7 | 131.5 | 703.2 | 33.06 | 0 | 0.14 | 33.21 | 35.09 | 0 | 0.15 | 35.25 | 515472.7 | 134887.1 | 1933.3 | 4257.5 | 0 | 8374.7 | 87605.6 | 0 | 0 | 3718.2 | 151822.9 | 0 | 1719.4 | 3315.4 | 27145.2 | 88061 | 437.9 | 5912.6 | 0 | 15220.5 | 111736.1 | 4212.4 | 312.8 | 10213.5 | 4365.5 | 8112
705 | 30 | Day30 | 8 | Hour8 | 1 | Winter | 2761 | #N/A | Winter | 520474.1 | 2024-01-30 08:00 | 514760.4 | 81.4 | 0 | 5632.3 | 520474.1 | 495820.4 | 353947.9 | 0.0368 | 0.0571 | 0.58 | 0.58 | 260.9 | 20 | 2.82 | 19 | 887.7 | 0.16 | 262.3 | 45.5 | 307.8 | 272.4 | 20.8 | 2.94 | 19.9 | 928.5 | 0.17 | 273.8 | 47.7 | 321.5 | 227.4 | 11.8 | 1.59 | 20.2 | 946.8 | 0.11 | 228.2 | 48.4 | 276.6 | 859.3 | 78.7 | 11.27 | 44.8 | 2513.7 | 0.41 | 864.7 | 119.9 | 984.6 | 29.73 | 0 | 0.25 | 29.98 | 31.54 | 0 | 0.27 | 31.8 | 520474.1 | 166526.2 | 2586.1 | 4198.3 | 0 | 8374.7 | 78278.2 | 0 | 0 | 8105.8 | 137785.7 | 0 | 1494.1 | 3315.4 | 25005.4 | 88396.1 | 892.6 | 3621.2 | 0 | 45297.8 | 109163.8 | 3958.9 | 3377.6 | 6270.8 | 1457.4 | 7916.5
706 | 30 | Day30 | 9 | Hour9 | 1 | Winter | 2761 | #N/A | Winter | 515915.2 | 2024-01-30 09:00 | 509966.7 | 401.7 | 60.6 | 5486.2 | 515915.2 | 491367.4 | 337211.1 | 0.0365 | 0.0563 | 0.61 | 0.61 | 239.3 | 18.1 | 2.55 | 17.8 | 822.8 | 0.15 | 240.5 | 42.3 | 282.9 | 249.8 | 18.9 | 2.66 | 18.6 | 860.7 | 0.16 | 251.1 | 44.3 | 295.4 | 127.5 | 4.2 | 0.52 | 13.5 | 605.4 | 0.06 | 127.8 | 31.6 | 159.4 | 930.3 | 93.2 | 13.43 | 41.3 | 2470.4 | 0.45 | 936.7 | 115.1 | 1051.8 | 28.21 | 0 | 0.27 | 28.47 | 29.93 | 0 | 0.28 | 30.21 | 515915.2 | 178704.1 | 2053.9 | 4198.3 | 0 | 5989.6 | 70088.7 | 0 | 55.8 | 10657.6 | 130973 | 0 | 95.5 | 3315.4 | 28616.2 | 88061 | 411.1 | 3408.2 | 0 | 69668.2 | 94724.8 | 3597.7 | 7296.5 | 2282.7 | 1553.3 | 7066.8
707 | 30 | Day30 | 10 | Hour10 | 1 | Winter | 2761 | #N/A | Winter | 509158 | 2024-01-30 10:00 | 502997.4 | 269.6 | 201.9 | 5689.2 | 509158 | 484779.2 | 315019 | 0.0362 | 0.0556 | 0.63 | 0.62 | 230.6 | 17.6 | 2.48 | 17.1 | 788.8 | 0.15 | 231.8 | 40.7 | 272.5 | 239.7 | 18.3 | 2.57 | 17.8 | 820.8 | 0.15 | 240.9 | 42.3 | 283.3 | 112.8 | 3.5 | 0.43 | 12.1 | 540.9 | 0.05 | 113 | 28.3 | 141.3 | 904 | 95.7 | 13.85 | 35.5 | 2236.4 | 0.44 | 910.6 | 102.2 | 1012.9 | 27.61 | 0 | 0.27 | 27.89 | 29.27 | 0 | 0.29 | 29.57 | 509158 | 194139 | 2.7 | 4198.3 | 0 | 6764.2 | 67251.1 | 0 | 513.9 | 13435.1 | 123059.6 | 0 | 95.5 | 3315.4 | 21158.4 | 88396.1 | 411.1 | 366.6 | 0 | 93273.5 | 83590.6 | 3325.9 | 9578.6 | 1157.4 | 0 | 6631.6
708 | 30 | Day30 | 11 | Hour11 | 1 | Winter | 2761 | #N/A | Winter | 504015.6 | 2024-01-30 11:00 | 493074 | 2389 | 3424.5 | 5128.2 | 504015.7 | 475393.5 | 307613.7 | 0.0359 | 0.0545 | 0.64 | 0.63 | 224.9 | 17.3 | 2.44 | 16.7 | 766 | 0.14 | 226.1 | 39.5 | 265.6 | 235.5 | 18.1 | 2.55 | 17.4 | 801.4 | 0.15 | 236.7 | 41.3 | 278.1 | 111.6 | 4.5 | 0.59 | 11 | 500.7 | 0.05 | 111.9 | 26 | 137.9 | 484.4 | 19.4 | 2.49 | 48 | 2208.6 | 0.22 | 485.7 | 113.8 | 599.5 | 27.18 | 0 | 0.28 | 27.46 | 28.78 | 0 | 0.3 | 29.08 | 504015.6 | 196401.9 | 26.8 | 4198.3 | 0 | 6797.2 | 65534 | 0 | 744.4 | 14571.8 | 117279.4 | 0 | 95.5 | 3315.4 | 21289.9 | 88396.1 | 411.1 | 270.1 | 0 | 108129.5 | 69820.5 | 3135.7 | 12435.9 | 1269 | 25.3 | 7128.5
709 | 30 | Day30 | 12 | Hour12 | 1 | Winter | 2761 | #N/A | Winter | 495375.1 | 2024-01-30 12:00 | 483858.4 | 3072.6 | 3408.2 | 5035.9 | 495375.1 | 466665.7 | 300654.3 | 0.0355 | 0.0536 | 0.64 | 0.64 | 219.9 | 16.7 | 2.36 | 16.5 | 753.7 | 0.14 | 221 | 39 | 260 | 230.4 | 17.6 | 2.48 | 17.3 | 789.1 | 0.15 | 231.6 | 40.8 | 272.4 | 115.3 | 4.6 | 0.59 | 11.5 | 521.5 | 0.06 | 115.6 | 27.1 | 142.7 | 404.1 | 7.9 | 0.8 | 47.5 | 2104.2 | 0.18 | 404.6 | 110.3 | 514.9 | 26.75 | 0 | 0.29 | 27.04 | 28.28 | 0 | 0.3 | 28.58 | 495375.1 | 194720.9 | 91.4 | 4198.3 | 0 | 5573 | 62201.9 | 0 | 739 | 15051 | 114696.4 | 0 | 95.5 | 3315.4 | 21462.1 | 88396.1 | 411.1 | 213 | 0 | 105548.8 | 70518.7 | 2863.4 | 13745.6 | 1031 | 1.6 | 7016.9
710 | 30 | Day30 | 13 | Hour13 | 1 | Winter | 2761 | #N/A | Winter | 489562.2 | 2024-01-30 13:00 | 475171.4 | 4328.3 | 4978.9 | 5083.7 | 489562.2 | 458429.9 | 289930.1 | 0.0352 | 0.0526 | 0.66 | 0.66 | 204.5 | 15.1 | 2.12 | 15.9 | 715.8 | 0.14 | 205.5 | 37.3 | 242.8 | 214.1 | 15.8 | 2.23 | 16.6 | 748.1 | 0.14 | 215.1 | 38.9 | 254.1 | 123.4 | 5.3 | 0.7 | 11.9 | 545 | 0.06 | 123.7 | 28.2 | 151.9 | 759.8 | 75.8 | 10.93 | 34.7 | 2027.5 | 0.39 | 765.1 | 95.2 | 860.3 | 24.55 | 0 | 0.29 | 24.85 | 25.92 | 0 | 0.31 | 26.23 | 489562.2 | 199632.1 | 1.2 | 4198.3 | 0 | 5286.5 | 54844.9 | 0 | 723.7 | 17765.3 | 111652 | 0 | 95.5 | 3315.4 | 22024.6 | 88100.4 | 411.1 | 0 | 0 | 103575.7 | 74848.7 | 2718.8 | 12825.6 | 500.4 | 376.6 | 7525.3
711 | 30 | Day30 | 14 | Hour14 | 1 | Winter | 2761 | #N/A | Winter | 486570.6 | 2024-01-30 14:00 | 467816.8 | 7304.7 | 6409.8 | 5039.3 | 486570.6 | 451459.1 | 284796.9 | 0.035 | 0.0518 | 0.66 | 0.66 | 200.7 | 14.7 | 2.07 | 15.8 | 705.9 | 0.13 | 201.7 | 36.8 | 238.5 | 210.9 | 15.5 | 2.18 | 16.5 | 739.9 | 0.14 | 211.9 | 38.6 | 250.5 | 126.8 | 5.4 | 0.71 | 12.3 | 562.3 | 0.06 | 127.2 | 29.1 | 156.2 | 630.7 | 51.5 | 7.3 | 39.3 | 2046.5 | 0.32 | 634.2 | 100.4 | 734.6 | 24.33 | 0 | 0.31 | 24.64 | 25.69 | 0 | 0.31 | 26 | 486570.6 | 201773.7 | 0 | 4195.4 | 0 | 5286.5 | 52954.1 | 0 | 704.8 | 17993.4 | 110362.6 | 0 | 95.5 | 3315.4 | 20698.5 | 87477.8 | 411.1 | 0 | 0 | 104614.6 | 76028.9 | 2431.9 | 12972.6 | 238 | 142.3 | 8027.9
712 | 30 | Day30 | 15 | Hour15 | 1 | Winter | 2761 | #N/A | Winter | 480786.1 | 2024-01-30 15:00 | 463850 | 6249.6 | 5467.2 | 5219.3 | 480786.1 | 447699.1 | 285009.1 | 0.0348 | 0.0514 | 0.66 | 0.65 | 203.7 | 14.9 | 2.09 | 16 | 718.3 | 0.14 | 204.8 | 37.5 | 242.2 | 213.7 | 15.6 | 2.19 | 16.8 | 753.5 | 0.14 | 214.8 | 39.3 | 254.1 | 129.1 | 5.4 | 0.7 | 12.7 | 577 | 0.06 | 129.5 | 29.9 | 159.4 | 411.8 | 10.5 | 1.2 | 46.9 | 2067.7 | 0.2 | 412.5 | 108.5 | 521 | 24.4 | 0 | 0.3 | 24.69 | 25.75 | 0 | 0.31 | 26.07 | 480786.1 | 195777.1 | 0 | 4195.4 | 0 | 4941.5 | 52944.2 | 0 | 720 | 14899.6 | 111288.6 | 0 | 95.5 | 3315.4 | 20698.5 | 87119 | 411.1 | 0 | 0 | 92118.2 | 85985.4 | 2053.9 | 12281.9 | 0 | 26.8 | 7251.2
713 | 30 | Day30 | 16 | Hour16 | 1 | Winter | 2761 | #N/A | Winter | 481766.2 | 2024-01-30 16:00 | 467325.3 | 4679.5 | 4104.9 | 5656.5 | 481766.2 | 450998.4 | 311510.9 | 0.0349 | 0.0518 | 0.61 | 0.61 | 233 | 17.1 | 2.41 | 18 | 814.8 | 0.15 | 234.2 | 42.3 | 276.5 | 244.8 | 18 | 2.53 | 18.9 | 856.6 | 0.16 | 246 | 44.5 | 290.5 | 167.3 | 7.7 | 1.03 | 15.8 | 724.8 | 0.08 | 167.8 | 37.4 | 205.2 | 939.5 | 105.8 | 15.38 | 32 | 2112.3 | 0.49 | 946.9 | 95.1 | 1042 | 25.91 | 0 | 0.3 | 26.2 | 27.38 | 0 | 0.31 | 27.69 | 481766.2 | 170255.4 | 0 | 4205.7 | 0 | 7100.3 | 61336.6 | 0 | 751.9 | 9868.3 | 124631.7 | 0 | 159.1 | 3315.4 | 21959.7 | 87665.2 | 917.4 | 219.7 | 0 | 67375.8 | 90691.7 | 1567.6 | 9729.3 | 0 | 10.3 | 7232.1
714 | 30 | Day30 | 17 | Hour17 | 1 | Winter | 2761 | #N/A | Winter | 499662 | 2024-01-30 17:00 | 487286.2 | 2071.2 | 3621.2 | 6683.4 | 499662 | 469885.2 | 353200.7 | 0.0357 | 0.054 | 0.55 | 0.55 | 280.5 | 21.9 | 3.09 | 20.1 | 942 | 0.17 | 282 | 48.2 | 330.2 | 295.5 | 22.9 | 3.24 | 21.2 | 995 | 0.18 | 297.1 | 50.9 | 348 | 403.5 | 27.6 | 3.85 | 29.7 | 1468.4 | 0.2 | 405.4 | 73.5 | 478.9 | 519.2 | 24.6 | 3.29 | 48 | 2231.1 | 0.24 | 520.8 | 114.6 | 635.4 | 29.11 | 0 | 0.29 | 29.4 | 30.86 | 0 | 0.3 | 31.16 | 499662 | 146461.3 | 484.4 | 4249.9 | 0 | 7090.4 | 82513.1 | 0 | 702.6 | 7118.7 | 139132.2 | 0 | 159.1 | 3315.4 | 24082.4 | 88061 | 1035.6 | 3077.1 | 0 | 38959.7 | 98449.7 | 1230.6 | 5647.2 | 3715.9 | 708.5 | 7871.9
715 | 30 | Day30 | 18 | Hour18 | 1 | Winter | 2761 | #N/A | Winter | 511498.2 | 2024-01-30 18:00 | 505020.6 | 0.1 | 213 | 6264.6 | 511498.2 | 486631.8 | 385132.9 | 0.0364 | 0.0561 | 0.53 | 0.52 | 296.1 | 22.8 | 3.23 | 21.3 | 1000.8 | 0.18 | 297.7 | 51.1 | 348.8 | 312.9 | 24 | 3.39 | 22.7 | 1062.3 | 0.19 | 314.5 | 54.4 | 368.9 | 428.3 | 28 | 3.9 | 32.8 | 1595.3 | 0.21 | 430.2 | 80.3 | 510.6 | 557.1 | 28.8 | 3.88 | 49.2 | 2333.1 | 0.25 | 559.1 | 118.8 | 677.8 | 33.26 | 0 | 0.29 | 33.55 | 35.32 | 0 | 0.31 | 35.63 | 511498.2 | 126365.3 | 2722.9 | 4249.9 | 0 | 8374.7 | 87918.5 | 0 | 372.8 | 2155.1 | 152904.4 | 0 | 159.1 | 3315.4 | 27392.8 | 88061 | 1220.2 | 8814 | 0 | 15236.8 | 107640 | 960.7 | 4439.6 | 7571.2 | 2753.8 | 7916.5
716 | 30 | Day30 | 19 | Hour19 | 1 | Winter | 2761 | #N/A | Winter | 516874.6 | 2024-01-30 19:00 | 510809.4 | 0 | 0 | 6065.1 | 516874.6 | 492138.7 | 404354.5 | 0.0365 | 0.0565 | 0.53 | 0.52 | 294 | 22.6 | 3.2 | 21.2 | 995.3 | 0.18 | 295.5 | 50.9 | 346.4 | 312.2 | 23.8 | 3.36 | 22.8 | 1063.5 | 0.19 | 313.8 | 54.5 | 368.3 | 433.9 | 26.8 | 3.71 | 34.6 | 1664.7 | 0.21 | 435.7 | 84.2 | 520 | 516.7 | 12.7 | 1.45 | 58.5 | 2592.4 | 0.24 | 517.5 | 135.8 | 653.3 | 50.95 | 0 | 0.22 | 51.17 | 54.09 | 0 | 0.23 | 54.32 | 516874.6 | 112520.2 | 5236.4 | 4249.9 | 0 | 8374.7 | 87966.8 | 0 | 0 | 53.3 | 154032.8 | 0 | 159.1 | 3315.4 | 38303 | 88061 | 1220.2 | 13435.1 | 0 | 30.9 | 111634.8 | 801.2 | 1105.5 | 9090.7 | 3515.2 | 7916.5
717 | 30 | Day30 | 20 | Hour20 | 1 | Winter | 2761 | #N/A | Winter | 515048 | 2024-01-30 20:00 | 508697 | 0 | 0 | 6351 | 515048 | 490147.9 | 400635 | 0.0365 | 0.0563 | 0.54 | 0.53 | 291.1 | 22.5 | 3.18 | 20.9 | 981.8 | 0.18 | 292.6 | 50.2 | 342.8 | 306.6 | 23.5 | 3.32 | 22.2 | 1039.7 | 0.19 | 308.2 | 53.2 | 361.4 | 435.5 | 28.8 | 4.01 | 32.8 | 1621 | 0.21 | 437.4 | 81.2 | 518.6 | 615 | 38.5 | 5.33 | 48.5 | 2350 | 0.3 | 617.6 | 118.6 | 736.2 | 32.21 | 0 | 0.23 | 32.44 | 34.16 | 0 | 0.25 | 34.4 | 515048 | 114413.1 | 6633.7 | 4249.9 | 0 | 8098 | 87262.1 | 0 | 0 | 0 | 150620.6 | 0 | 159.1 | 3315.4 | 43116.3 | 88061 | 1218.4 | 7900.4 | 0 | 0 | 113657 | 756.1 | 12.3 | 5860.5 | 3449 | 7916.5
718 | 30 | Day30 | 21 | Hour21 | 1 | Winter | 2761 | #N/A | Winter | 500897.7 | 2024-01-30 21:00 | 494421.9 | 10.2 | 213 | 6252.7 | 500897.7 | 476645.4 | 385583.8 | 0.0359 | 0.0548 | 0.54 | 0.53 | 287.2 | 22.2 | 3.14 | 20.7 | 968.4 | 0.18 | 288.7 | 49.6 | 338.3 | 301.3 | 23.2 | 3.28 | 21.8 | 1019.8 | 0.19 | 302.9 | 52.3 | 355.1 | 449.9 | 30.4 | 4.23 | 33.3 | 1655.2 | 0.21 | 451.9 | 82.7 | 534.6 | 608.7 | 40.5 | 5.65 | 45.8 | 2248.8 | 0.29 | 611.4 | 112.9 | 724.3 | 30.75 | 0 | 0.29 | 31.04 | 32.58 | 0 | 0.31 | 32.9 | 500897.7 | 115314 | 6993.2 | 4249.9 | 0 | 7745.8 | 83787 | 0 | 0 | 0 | 144653.1 | 0 | 159.1 | 3315.4 | 40919.4 | 88061 | 1184.5 | 4515.3 | 0 | 0 | 114498.7 | 815.3 | 0 | 2213.1 | 3728.3 | 7916.5
719 | 30 | Day30 | 22 | Hour22 | 1 | Winter | 2761 | #N/A | Winter | 476139 | 2024-01-30 22:00 | 469622.4 | 1 | 366.6 | 6149.1 | 476139 | 453145.8 | 360224.1 | 0.0351 | 0.0521 | 0.56 | 0.55 | 270 | 20.1 | 2.84 | 20.3 | 934.4 | 0.17 | 271.4 | 48.2 | 319.6 | 281.8 | 20.9 | 2.95 | 21.3 | 978 | 0.18 | 283.3 | 50.5 | 333.8 | 500.5 | 37.1 | 5.21 | 34.1 | 1741.7 | 0.24 | 503 | 86.1 | 589.1 | 490.5 | 22.6 | 3 | 46 | 2127.1 | 0.23 | 492 | 109.5 | 601.5 | 29.08 | 0 | 0.29 | 29.37 | 30.74 | 0 | 0.31 | 31.06 | 476139 | 115915 | 2910.2 | 4231.8 | 0 | 7463.8 | 71290.2 | 0 | 0 | 0 | 139158.7 | 0 | 159.1 | 3315.4 | 38909.5 | 87850.4 | 1146.2 | 3788.8 | 0 | 0 | 114769.2 | 1145.8 | 0 | 1374.6 | 1499.4 | 7129.4
720 | 30 | Day30 | 23 | Hour23 | 1 | Winter | 2761 | #N/A | Winter | 449231.6 | 2024-01-30 23:00 | 442785 | 10.2 | 370.7 | 6065.6 | 449231.5 | 427642.8 | 333353.6 | 0.0342 | 0.0493 | 0.57 | 0.57 | 254.9 | 18.7 | 2.63 | 19.7 | 893.3 | 0.16 | 256.1 | 46.3 | 302.5 | 265.7 | 19.4 | 2.73 | 20.6 | 933.8 | 0.17 | 267 | 48.5 | 315.5 | 477.4 | 32.6 | 4.54 | 35.1 | 1748.1 | 0.22 | 479.6 | 87.2 | 566.8 | 438.6 | 18 | 2.35 | 43.9 | 1972.9 | 0.22 | 439.8 | 102.8 | 542.6 | 26.46 | 0 | 0.23 | 26.69 | 27.93 | 0 | 0.24 | 28.17 | 449231.6 | 115877.9 | 2678.2 | 4148.2 | 0 | 7359.2 | 62034.3 | 0 | 0 | 0 | 128382.3 | 0 | 159.1 | 3315.4 | 33548.1 | 87380.8 | 939.8 | 3408.2 | 0 | 0 | 114274.7 | 1603.2 | 0 | 1392.2 | 2254.5 | 6108.1
721 | 31 | Day31 | 0 | Hour0 | 1 | Winter | 84 | 494653.4 | Winter | 426461.4 | 2024-01-31 | 419991.2 | 95.3 | 759.6 | 5615.2 | 426461.3 | 405934.3 | 314530.1 | 0.0335 | 0.0468 | 0.57 | 0.57 | 252.7 | 18.1 | 2.54 | 20 | 900.9 | 0.16 | 253.9 | 46.9 | 300.8 | 263.2 | 18.8 | 2.63 | 20.9 | 940.8 | 0.17 | 264.5 | 49 | 313.5 | 470.7 | 32.6 | 4.55 | 34.3 | 1711.4 | 0.22 | 473 | 85.4 | 558.3 | 454.6 | 40.4 | 5.79 | 32.9 | 1364.9 | 0.26 | 457.4 | 73.6 | 531.1 | 25.9 | 0 | 0.29 | 26.19 | 27.28 | 0 | 0.31 | 27.59 | 426461.4 | 111931.3 | 1057.2 | 4096.5 | 0 | 6949.8 | 56428 | 0 | 0 | 0 | 126098.9 | 0 | 159.1 | 3315.4 | 25560.4 | 86034.9 | 682.8 | 4147 | 0 | 0 | 109783.7 | 2147.6 | 0 | 1449.6 | 0.6 | 4936.7
722 | 31 | Day31 | 1 | Hour1 | 1 | Winter | 2761 | #N/A | Winter | 411202.8 | 2024-01-31 01:00 | 403579.4 | 1453.2 | 739.6 | 5430.7 | 411202.9 | 390277.2 | 301686.7 | 0.033 | 0.045 | 0.57 | 0.56 | 252.7 | 17.8 | 2.5 | 20.3 | 909.7 | 0.16 | 253.9 | 47.4 | 301.4 | 262.1 | 18.4 | 2.58 | 21.1 | 946.2 | 0.17 | 263.4 | 49.4 | 312.8 | 474 | 32.7 | 4.56 | 34.5 | 1726.8 | 0.22 | 476.2 | 86.1 | 562.3 | 737.7 | 74.3 | 10.73 | 32.5 | 1933.2 | 0.37 | 742.8 | 90.2 | 833 | 24.32 | 0 | 0.28 | 24.59 | 25.61 | 0 | 0.3 | 25.91 | 411202.8 | 109516.1 | 0.4 | 4096.5 | 0 | 4974.7 | 53474.9 | 0 | 0 | 0 | 124558.6 | 0 | 159.1 | 3315.4 | 22587.1 | 86034.9 | 478.7 | 2006.4 | 0 | 0 | 106983.8 | 2532.3 | 0 | 0 | 1309.9 | 4778
723 | 31 | Day31 | 2 | Hour2 | 1 | Winter | 2761 | #N/A | Winter | 403757.8 | 2024-01-31 02:00 | 394445 | 3132.4 | 693.8 | 5486.6 | 403757.8 | 381544.7 | 295840.9 | 0.0327 | 0.044 | 0.56 | 0.56 | 253.2 | 17.9 | 2.51 | 20.3 | 909.6 | 0.17 | 254.4 | 47.4 | 301.8 | 262.4 | 18.6 | 2.6 | 21.1 | 943.9 | 0.17 | 263.7 | 49.2 | 312.9 | 471 | 32.1 | 4.48 | 34.6 | 1725.8 | 0.22 | 473.1 | 86.1 | 559.2 | 720.5 | 72.7 | 10.48 | 31.5 | 1896.3 | 0.35 | 725.6 | 88.1 | 813.7 | 23.84 | 0 | 0.27 | 24.12 | 25.1 | 0 | 0.29 | 25.39 | 403757.8 | 107916.9 | 0 | 4096.5 | 0 | 4931.1 | 52888.4 | 0 | 0 | 0 | 122220.1 | 0 | 95.5 | 3315.4 | 21821.2 | 86034.9 | 437.9 | 0 | 0 | 0 | 105114.1 | 2802.8 | 0 | 1114.2 | 0 | 4338.7
724 | 31 | Day31 | 3 | Hour3 | 1 | Winter | 2761 | #N/A | Winter | 402028.8 | 2024-01-31 03:00 | 392990.6 | 2675.8 | 759.6 | 5602.9 | 402028.8 | 380140.1 | 295379.9 | 0.0327 | 0.0439 | 0.56 | 0.56 | 254.8 | 18.2 | 2.55 | 20.3 | 912.1 | 0.17 | 256.1 | 47.5 | 303.6 | 263.9 | 18.8 | 2.63 | 21.1 | 946.2 | 0.17 | 265.2 | 49.3 | 314.5 | 479.1 | 33.2 | 4.63 | 34.8 | 1741.3 | 0.23 | 481.4 | 86.8 | 568.1 | 562.8 | 41 | 5.75 | 39 | 1981.7 | 0.26 | 565.6 | 98.1 | 663.7 | 23.78 | 0 | 0.27 | 24.05 | 24.99 | 0 | 0.28 | 25.27 | 402028.8 | 106649 | 0 | 4096.5 | 0 | 4931.1 | 53449 | 0 | 0 | 0 | 121495.8 | 0 | 95.5 | 3315.4 | 21523.8 | 86034.9 | 437.9 | 0 | 0 | 0 | 103680.4 | 2968.5 | 0 | 0 | 0 | 4733.6
725 | 31 | Day31 | 4 | Hour4 | 1 | Winter | 2761 | #N/A | Winter | 409945.7 | 2024-01-31 04:00 | 400789.8 | 2723.8 | 546.5 | 5885.5 | 409945.7 | 387556.8 | 304308.5 | 0.033 | 0.0449 | 0.55 | 0.55 | 264.1 | 19 | 2.66 | 20.8 | 939.8 | 0.17 | 265.4 | 48.8 | 314.2 | 273.1 | 19.6 | 2.75 | 21.5 | 972.8 | 0.18 | 274.4 | 50.6 | 325 | 501.1 | 36.5 | 5.12 | 34.8 | 1764 | 0.24 | 503.6 | 87.4 | 591 | 791.5 | 81.4 | 11.75 | 33.3 | 2035.8 | 0.39 | 797.1 | 94 | 891.2 | 24.3 | 0 | 0.26 | 24.56 | 25.48 | 0 | 0.27 | 25.75 | 409945.7 | 105637.2 | 91.8 | 4096.5 | 0 | 4931.1 | 57270.6 | 0 | 0 | 0 | 126566.8 | 0 | 95.5 | 3315.4 | 21467.9 | 86034.9 | 437.9 | 0 | 0 | 0 | 102497.2 | 3140 | 0 | 0 | 0 | 4334.9
726 | 31 | Day31 | 5 | Hour5 | 1 | Winter | 2761 | #N/A | Winter | 432441.3 | 2024-01-31 05:00 | 423649.7 | 1609.7 | 759.6 | 6422.3 | 432441.3 | 409272.7 | 324518.5 | 0.0339 | 0.0479 | 0.53 | 0.53 | 288.5 | 21.9 | 3.09 | 21.3 | 989.7 | 0.18 | 290 | 50.9 | 340.8 | 298.7 | 22.6 | 3.19 | 22.1 | 1026.1 | 0.19 | 300.3 | 52.7 | 353 | 461.8 | 30.6 | 4.25 | 34.9 | 1721.6 | 0.22 | 463.8 | 86.2 | 550.1 | 617.7 | 49.5 | 7 | 38.7 | 2032.5 | 0.29 | 621.1 | 99.3 | 720.4 | 25.31 | 0 | 0.25 | 25.56 | 26.66 | 0 | 0.26 | 26.92 | 432441.3 | 107922.9 | 0 | 4096.5 | 0 | 6846.7 | 71071.6 | 0 | 0 | 0 | 132232.6 | 0 | 95.5 | 3315.4 | 20387.4 | 86034.9 | 437.9 | 0 | 0 | 0 | 104519.4 | 3403.5 | 0 | 0 | 309.4 | 4334.9
727 | 31 | Day31 | 6 | Hour6 | 1 | Winter | 2761 | #N/A | Winter | 461573.8 | 2024-01-31 06:00 | 453146 | 943.6 | 396.3 | 7087.9 | 461573.8 | 437297.4 | 348885.5 | 0.035 | 0.0513 | 0.52 | 0.52 | 299.4 | 23.1 | 3.26 | 21.6 | 1014.9 | 0.18 | 301 | 51.9 | 352.9 | 312.5 | 24.1 | 3.4 | 22.6 | 1061.1 | 0.19 | 314.1 | 54.3 | 368.4 | 472.9 | 33 | 4.61 | 34.1 | 1708.2 | 0.22 | 475.1 | 85.1 | 560.2 | 533.7 | 32.7 | 4.5 | 43.2 | 2074.9 | 0.26 | 535.9 | 105.1 | 641 | 27.99 | 0 | 0.24 | 28.23 | 29.59 | 0 | 0.26 | 29.85 | 461573.8 | 112688.4 | 1842.7 | 4125.1 | 0 | 7463.8 | 80316.5 | 0 | 0 | 188.9 | 141192.2 | 0 | 95.5 | 3315.4 | 21627 | 86911.7 | 437.9 | 1557.8 | 0 | 42.3 | 108736.3 | 3720.9 | 0 | 3268.9 | 2288.3 | 6800.5
728 | 31 | Day31 | 7 | Hour7 | 1 | Winter | 2761 | #N/A | Winter | 481158.6 | 2024-01-31 07:00 | 475111 | 0 | 153.6 | 5894 | 481158.6 | 458256 | 352956.5 | 0.0355 | 0.0531 | 0.53 | 0.53 | 293.3 | 22.7 | 3.21 | 21.1 | 992.2 | 0.18 | 294.9 | 50.7 | 345.6 | 304.5 | 23.5 | 3.32 | 21.9 | 1031.3 | 0.19 | 306.1 | 52.7 | 358.8 | 420.7 | 28.8 | 4.01 | 30.8 | 1539 | 0.2 | 422.6 | 76.7 | 499.3 | 602.1 | 40.5 | 5.63 | 44.7 | 2226.1 | 0.28 | 604.9 | 111.1 | 716 | 29.54 | 0 | 0.25 | 29.79 | 31.22 | 0 | 0.27 | 31.49 | 481158.6 | 128202.1 | 502.2 | 4239.5 | 0 | 7463.8 | 82443.1 | 0 | 0 | 2467.3 | 143450.3 | 0 | 95.5 | 3315.4 | 22947.8 | 88061 | 437.9 | 0 | 0 | 12445.2 | 109425.5 | 3864.2 | 171 | 7289.9 | 2884.3 | 7897.2
729 | 31 | Day31 | 8 | Hour8 | 1 | Winter | 2761 | #N/A | Winter | 486654 | 2024-01-31 08:00 | 481602.4 | 0 | 0 | 5051.5 | 486654 | 464507.2 | 330080.1 | 0.0355 | 0.0534 | 0.59 | 0.59 | 248.5 | 18.6 | 2.62 | 18.7 | 860.7 | 0.16 | 249.7 | 44.4 | 294.1 | 259.4 | 19.4 | 2.73 | 19.6 | 899.7 | 0.16 | 260.7 | 46.4 | 307.1 | 236.4 | 12 | 1.61 | 21.1 | 997 | 0.11 | 237.2 | 50.9 | 288.1 | 760 | 62.7 | 8.89 | 46 | 2443.9 | 0.36 | 764.3 | 118.9 | 883.2 | 28.77 | 0 | 0.27 | 29.03 | 30.4 | 0 | 0.28 | 30.69 | 486654 | 156573.9 | 2577.9 | 4190.7 | 0 | 7133.1 | 67623.2 | 0 | 0 | 5949.9 | 131065.9 | 0 | 95.5 | 3315.4 | 22868.1 | 88061 | 437.9 | 2711.3 | 0 | 39260.4 | 107497.3 | 3866.4 | 2174.5 | 178.6 | 132 | 7575.1
730 | 31 | Day31 | 9 | Hour9 | 1 | Winter | 2761 | #N/A | Winter | 485899.6 | 2024-01-31 09:00 | 479927.6 | 667.9 | 213 | 5091.1 | 485899.6 | 462945.1 | 310994.9 | 0.0354 | 0.0531 | 0.63 | 0.63 | 218 | 15.8 | 2.23 | 17.1 | 770.4 | 0.14 | 219 | 40.1 | 259.1 | 228.2 | 16.5 | 2.32 | 17.9 | 808.3 | 0.15 | 229.3 | 42.1 | 271.3 | 172.3 | 7.7 | 1.02 | 16.3 | 758.4 | 0.08 | 172.8 | 38.9 | 211.7 | 990.8 | 101.9 | 14.71 | 41.6 | 2546.7 | 0.48 | 997.8 | 117.6 | 1115.4 | 27.75 | 0 | 0.28 | 28.03 | 29.38 | 0 | 0.29 | 29.67 | 485899.6 | 174904.8 | 3150.6 | 4190.7 | 0 | 5504.6 | 56615.8 | 0 | 62.1 | 9146.7 | 120999.2 | 0 | 95.5 | 3315.4 | 24589.3 | 88061 | 437.9 | 4034.9 | 0 | 66177.4 | 95585.9 | 3932.7 | 5095.3 | 213.3 | 1783.6 | 7338.4
731 | 31 | Day31 | 10 | Hour10 | 1 | Winter | 2761 | #N/A | Winter | 484959.1 | 2024-01-31 10:00 | 476470.8 | 396.1 | 2642.5 | 5449.7 | 484959.1 | 459663.9 | 293820.8 | 0.0353 | 0.0528 | 0.65 | 0.65 | 213.6 | 15.9 | 2.24 | 16.4 | 742.6 | 0.14 | 214.7 | 38.6 | 253.3 | 221.8 | 16.5 | 2.32 | 17.1 | 771.9 | 0.15 | 223 | 40.1 | 263.1 | 140.5 | 5.8 | 0.76 | 13.7 | 633.2 | 0.06 | 140.8 | 32.6 | 173.5 | 519.4 | 28.4 | 3.85 | 44.8 | 2128 | 0.24 | 521.3 | 108.3 | 629.5 | 25.58 | 0 | 0.28 | 25.86 | 27.04 | 0 | 0.3 | 27.34 | 484959.1 | 191138.4 | 0 | 4190.7 | 0 | 4931.1 | 57330.5 | 0 | 552.1 | 12749.7 | 113683.8 | 0 | 95.5 | 3315.4 | 21804.1 | 88031.7 | 437.9 | 0 | 0 | 95071.4 | 78863.6 | 3901.5 | 8143.6 | 0 | 1336.6 | 6502.3
732 | 31 | Day31 | 11 | Hour11 | 1 | Winter | 2761 | #N/A | Winter | 484360.4 | 2024-01-31 11:00 | 470325 | 3864.4 | 5063.6 | 5107.5 | 484360.5 | 453849.6 | 291549 | 0.035 | 0.0521 | 0.65 | 0.65 | 213.4 | 16.1 | 2.27 | 16.3 | 736.3 | 0.14 | 214.5 | 38.2 | 252.7 | 223.4 | 16.9 | 2.38 | 17 | 770.4 | 0.15 | 224.6 | 40 | 264.6 | 131.1 | 5.5 | 0.71 | 12.8 | 590.3 | 0.06 | 131.4 | 30.4 | 161.8 | 538.8 | 31.8 | 4.36 | 44 | 2132.3 | 0.25 | 540.9 | 107.6 | 648.6 | 26.35 | 0 | 0.28 | 26.64 | 27.82 | 0 | 0.3 | 28.12 | 484360.4 | 192811.5 | 0 | 4198.3 | 0 | 4801.5 | 58236.8 | 0 | 766.7 | 15419.9 | 111238.2 | 0 | 95.5 | 3315.4 | 20829.3 | 88396.1 | 437.9 | 0 | 0 | 107729.4 | 64941 | 3954.6 | 11843.5 | 0 | 53.7 | 6931.2
733 | 31 | Day31 | 12 | Hour12 | 1 | Winter | 2761 | #N/A | Winter | 480116.2 | 2024-01-31 12:00 | 464140.2 | 4399.4 | 6683.7 | 4892.8 | 480116.2 | 447991.4 | 291839.1 | 0.0348 | 0.0513 | 0.65 | 0.64 | 215.7 | 16.3 | 2.3 | 16.4 | 742 | 0.14 | 216.8 | 38.5 | 255.4 | 226.5 | 17.2 | 2.43 | 17.1 | 777.1 | 0.15 | 227.7 | 40.3 | 267.9 | 130.5 | 5.5 | 0.72 | 12.6 | 584.2 | 0.06 | 130.8 | 30.1 | 160.9 | 1019.3 | 111.1 | 16.1 | 37.1 | 2422.2 | 0.5 | 1027 | 109.4 | 1136.4 | 26.39 | 0 | 0.29 | 26.68 | 27.81 | 0 | 0.3 | 28.11 | 480116.2 | 188277.1 | 0 | 4198.3 | 0 | 5317.5 | 58708.3 | 0 | 777.8 | 16581.3 | 110491.4 | 0 | 95.5 | 3315.4 | 20878.8 | 88396.1 | 437.9 | 0 | 0 | 109921.8 | 57018.7 | 3977.5 | 14725.7 | 0 | 31.1 | 6508.2
734 | 31 | Day31 | 13 | Hour13 | 1 | Winter | 2761 | #N/A | Winter | 478170.6 | 2024-01-31 13:00 | 458529.4 | 5805 | 9101.5 | 4734.8 | 478170.7 | 442673.6 | 290446.7 | 0.0346 | 0.0507 | 0.65 | 0.64 | 214.6 | 16.3 | 2.29 | 16.3 | 738.3 | 0.14 | 215.8 | 38.3 | 254.1 | 226 | 17.2 | 2.43 | 17 | 773.3 | 0.15 | 227.2 | 40.1 | 267.2 | 129.9 | 5.9 | 0.77 | 12.3 | 570.8 | 0.06 | 130.3 | 29.3 | 159.6 | 862.8 | 90.9 | 13.14 | 35 | 2152.4 | 0.44 | 869.1 | 99.3 | 968.4 | 25.14 | 0 | 0.31 | 25.45 | 26.46 | 0 | 0.3 | 26.76 | 478170.6 | 187723.9 | 94.3 | 4198.3 | 0 | 5486.7 | 58166.2 | 0 | 733.4 | 19100.7 | 109522.6 | 0 | 95.5 | 3315.4 | 20793.4 | 88336.5 | 437.9 | 0 | 0 | 110663.8 | 53162.2 | 4063.9 | 14313.6 | 0 | 0 | 5875.2
735 | 31 | Day31 | 14 | Hour14 | 1 | Winter | 2761 | #N/A | Winter | 474394.7 | 2024-01-31 14:00 | 453741.8 | 5864.5 | 10140.9 | 4647.5 | 474394.7 | 438134.2 | 290300.4 | 0.0344 | 0.0501 | 0.64 | 0.64 | 216.2 | 16.3 | 2.3 | 16.5 | 745.2 | 0.14 | 217.3 | 38.7 | 256 | 227.6 | 17.3 | 2.45 | 17.1 | 779.3 | 0.15 | 228.8 | 40.4 | 269.1 | 132.1 | 6 | 0.79 | 12.5 | 580.1 | 0.06 | 132.5 | 29.8 | 162.3 | 701.6 | 63.2 | 9.04 | 38.3 | 2087.1 | 0.35 | 706 | 100.5 | 806.5 | 25.08 | 0 | 0.31 | 25.39 | 26.39 | 0 | 0.3 | 26.69 | 474394.7 | 184094.3 | 0 | 4198.3 | 0 | 5286.5 | 57931.2 | 0 | 712.8 | 17637.1 | 110020.3 | 0 | 95.5 | 3315.4 | 20793.4 | 88221.9 | 437.9 | 0 | 0 | 111167.9 | 50397.2 | 4179.3 | 14262.4 | 0 | 0 | 5578.7
736 | 31 | Day31 | 15 | Hour15 | 1 | Winter | 2761 | #N/A | Winter | 466212.3 | 2024-01-31 15:00 | 451862.8 | 3371.1 | 6129.9 | 4848.5 | 466212.3 | 436357.3 | 291368.7 | 0.0343 | 0.0499 | 0.64 | 0.63 | 220.9 | 16.6 | 2.34 | 16.9 | 763 | 0.15 | 222 | 39.6 | 261.6 | 231.5 | 17.5 | 2.46 | 17.6 | 798.1 | 0.15 | 232.7 | 41.4 | 274.1 | 153.6 | 7.2 | 0.95 | 14.3 | 666.7 | 0.07 | 154.1 | 34.1 | 188.2 | 928.5 | 102.3 | 14.83 | 33.6 | 2173.8 | 0.47 | 935.6 | 98.5 | 1034 | 25.19 | 0 | 0.29 | 25.48 | 26.51 | 0 | 0.3 | 26.81 | 466212.3 | 174843.6 | 0 | 4198.3 | 0 | 5239.5 | 57898.1 | 0 | 738.7 | 14377.1 | 111111.6 | 0 | 95.5 | 3315.4 | 20793.4 | 88279 | 437.9 | 0 | 0 | 105147.1 | 50317.2 | 4263.5 | 12510.1 | 0 | 0 | 5106.5
737 | 31 | Day31 | 16 | Hour16 | 1 | Winter | 2761 | #N/A | Winter | 469094.5 | 2024-01-31 16:00 | 455430.3 | 4566.8 | 3782.5 | 5315 | 469094.5 | 439749.8 | 316901.2 | 0.0344 | 0.0503 | 0.59 | 0.58 | 253.1 | 19.4 | 2.74 | 18.7 | 861.6 | 0.16 | 254.5 | 44.4 | 298.9 | 265.7 | 20.4 | 2.88 | 19.6 | 903.7 | 0.17 | 267.1 | 46.6 | 313.7 | 224.6 | 11.4 | 1.53 | 20 | 946 | 0.1 | 225.3 | 48.2 | 273.6 | 811.9 | 77.9 | 11.2 | 39.4 | 2252.4 | 0.4 | 817.3 | 106.6 | 923.8 | 27.61 | 0 | 0.29 | 27.9 | 29.1 | 0 | 0.3 | 29.4 | 469094.5 | 152193.3 | 0 | 4247.1 | 0 | 7794.4 | 68394.6 | 0 | 767.7 | 11852.3 | 123055.7 | 0 | 159.1 | 3315.4 | 20829 | 88396.1 | 709.6 | 0 | 0 | 82799.3 | 52459 | 4315 | 9622.6 | 0 | 0 | 6329.4
738 | 31 | Day31 | 17 | Hour17 | 1 | Winter | 2761 | #N/A | Winter | 482925.2 | 2024-01-31 17:00 | 472211.4 | 2195.7 | 2722.6 | 5795.6 | 482925.2 | 455663.2 | 357251.9 | 0.035 | 0.0522 | 0.52 | 0.52 | 305.8 | 24.4 | 3.46 | 21.2 | 1008.6 | 0.19 | 307.5 | 51.3 | 358.8 | 319.7 | 25.6 | 3.62 | 22.2 | 1054 | 0.19 | 321.5 | 53.6 | 375.1 | 385.3 | 24.6 | 3.4 | 29.8 | 1465.1 | 0.18 | 386.9 | 73.5 | 460.4 | 677.9 | 56.5 | 8.04 | 40.6 | 2147.8 | 0.33 | 681.8 | 104.7 | 786.5 | 29.52 | 0 | 0.28 | 29.8 | 31.18 | 0 | 0.3 | 31.47 | 482925.2 | 125673.3 | 162.4 | 4247.1 | 0 | 8374.7 | 90057.8 | 0 | 744.3 | 7634.1 | 139404.6 | 0 | 415.3 | 3315.4 | 22088.7 | 88396.1 | 789.8 | 0 | 0 | 55822.6 | 57114.3 | 4358.1 | 7076.5 | 95.2 | 184.7 | 7885
739 | 31 | Day31 | 18 | Hour18 | 1 | Winter | 2761 | #N/A | Winter | 490922.2 | 2024-01-31 18:00 | 486483.9 | 0 | 0 | 4438.3 | 490922.2 | 469165.2 | 398411.8 | 0.0356 | 0.0538 | 0.47 | 0.46 | 333.6 | 26 | 3.68 | 23.5 | 1118.9 | 0.2 | 335.3 | 56.9 | 392.2 | 349.8 | 27.2 | 3.84 | 24.8 | 1177.8 | 0.21 | 351.6 | 60 | 411.6 | 419.6 | 27.8 | 3.87 | 31.5 | 1561.1 | 0.2 | 421.5 | 78.1 | 499.6 | 424.3 | 8.1 | 0.83 | 50.2 | 2200.8 | 0.19 | 424.7 | 115.8 | 540.6 | 33.94 | 0 | 0.28 | 34.22 | 35.87 | 0 | 0.3 | 36.18 | 490922.2 | 92510.3 | 5082.9 | 4247.1 | 0 | 8374.7 | 96595.1 | 0 | 454.6 | 3602.7 | 161445 | 0 | 415.3 | 3315.4 | 24893.8 | 88396.1 | 908.1 | 4738.2 | 0 | 21068.7 | 63032.6 | 4351.7 | 4708.1 | 2728 | 4692.5 | 8315.2
740 | 31 | Day31 | 19 | Hour19 | 1 | Winter | 2761 | #N/A | Winter | 494653.4 | 2024-01-31 19:00 | 489899.6 | 0 | 0 | 4753.9 | 494653.5 | 472422.1 | 422145.6 | 0.0357 | 0.0541 | 0.47 | 0.46 | 332.6 | 25.8 | 3.64 | 23.6 | 1122.2 | 0.2 | 334.4 | 57.1 | 391.5 | 350.5 | 27 | 3.81 | 25.1 | 1188.2 | 0.21 | 352.4 | 60.6 | 412.9 | 453.1 | 29.5 | 4.09 | 34.6 | 1702.5 | 0.21 | 455.1 | 85.4 | 540.5 | 456.8 | 9 | 0.94 | 53.8 | 2360.4 | 0.21 | 457.3 | 124.2 | 581.5 | 35.86 | 0 | 0.15 | 36.02 | 37.91 | 0 | 0.17 | 38.07 | 494653.4 | 72507.9 | 8428 | 4247.1 | 0 | 8374.7 | 96110.4 | 0 | 0 | 199 | 164986.8 | 0 | 159.1 | 3315.4 | 38632.5 | 88396.1 | 890.3 | 8605.1 | 0 | 234.7 | 67694.4 | 4379.7 | 2044.7 | 3962.1 | 6035.8 | 7916.5
741 | 31 | Day31 | 20 | Hour20 | 1 | Winter | 2761 | #N/A | Winter | 491561.4 | 2024-01-31 20:00 | 486730.6 | 0 | 0 | 4830.9 | 491561.5 | 469409.7 | 415597.6 | 0.0356 | 0.0538 | 0.47 | 0.47 | 332.1 | 25.9 | 3.67 | 23.4 | 1113.2 | 0.2 | 333.9 | 56.6 | 390.5 | 346.8 | 27 | 3.82 | 24.5 | 1164.4 | 0.21 | 348.6 | 59.2 | 407.9 | 445.7 | 27.9 | 3.86 | 35 | 1709.6 | 0.21 | 447.6 | 86 | 533.6 | 877.9 | 82.9 | 11.92 | 43.7 | 2475 | 0.43 | 883.6 | 117.6 | 1001.2 | 33.93 | 0 | 0.14 | 34.08 | 35.86 | 0 | 0.15 | 36.02 | 491561.4 | 75963.8 | 4596.7 | 4247.1 | 0 | 8374.7 | 96415 | 0 | 0 | 0 | 160912.8 | 0 | 159.1 | 3315.4 | 44015.1 | 88396.1 | 908.1 | 4257.4 | 0 | 0 | 71580.7 | 4383.1 | 41.9 | 2694.6 | 3628.7 | 8315.2
742 | 31 | Day31 | 21 | Hour21 | 1 | Winter | 2761 | #N/A | Winter | 476602.3 | 2024-01-31 21:00 | 471848.9 | 0 | 0 | 4753.4 | 476602.3 | 455279.8 | 398046.3 | 0.0351 | 0.0523 | 0.49 | 0.49 | 316.2 | 24.3 | 3.43 | 22.8 | 1072.7 | 0.19 | 317.9 | 54.8 | 372.6 | 329.9 | 25.3 | 3.57 | 23.8 | 1120.8 | 0.2 | 331.6 | 57.3 | 388.9 | 474.8 | 31.1 | 4.31 | 36.1 | 1782.3 | 0.22 | 476.9 | 89.2 | 566.1 | 599.6 | 34.2 | 4.68 | 50.2 | 2396.2 | 0.29 | 601.9 | 121.7 | 723.6 | 32.36 | 0 | 0.14 | 32.49 | 34.15 | 0 | 0.15 | 34.29 | 476602.3 | 78556 | 3779 | 4247.1 | 0 | 8374.7 | 87235.4 | 0 | 0 | 0 | 153996.7 | 0 | 159.1 | 3315.4 | 43498 | 88396.1 | 895.7 | 4149 | 0 | 0 | 74156.2 | 4399.8 | 0 | 3252.7 | 2680.2 | 5785.1
743 | 31 | Day31 | 22 | Hour22 | 1 | Winter | 2761 | #N/A | Winter | 451751.8 | 2024-01-31 22:00 | 447300.7 | 0 | 0 | 4451.1 | 451751.8 | 431941.7 | 374064.9 | 0.0343 | 0.0497 | 0.51 | 0.5 | 301 | 22.5 | 3.18 | 22.4 | 1039.9 | 0.19 | 302.5 | 53.5 | 356 | 313.6 | 23.4 | 3.3 | 23.4 | 1085 | 0.19 | 315.2 | 55.8 | 371 | 483.6 | 31.5 | 4.37 | 36.8 | 1818.7 | 0.23 | 485.7 | 91.1 | 576.8 | 485.6 | 15.1 | 1.85 | 52.2 | 2336.9 | 0.23 | 486.6 | 121.9 | 608.4 | 31.44 | 0 | 0.14 | 31.57 | 33.09 | 0 | 0.14 | 33.23 | 451751.8 | 77687 | 2625.9 | 4247.1 | 0 | 7626.1 | 76006.5 | 0 | 0 | 0 | 146160.7 | 0 | 159.1 | 3315.4 | 40515.6 | 88396.1 | 865.3 | 4147 | 0 | 0 | 73273.7 | 4413.3 | 0 | 3445.3 | 1194.9 | 4936.7
744 | 31 | Day31 | 23 | Hour23 | 1 | Winter | 2761 | #N/A | Winter | 424660.4 | 2024-01-31 23:00 | 420402.7 | 0 | 0 | 4257.8 | 424660.5 | 406304.8 | 350225.6 | 0.0335 | 0.0469 | 0.52 | 0.51 | 290 | 21.3 | 2.99 | 22.2 | 1017.6 | 0.18 | 291.4 | 52.6 | 344 | 302.4 | 22.1 | 3.11 | 23.2 | 1062.8 | 0.19 | 303.9 | 54.9 | 358.8 | 487 | 32.3 | 4.49 | 36.5 | 1813.4 | 0.23 | 489.1 | 90.7 | 579.8 | 946.9 | 90.2 | 12.97 | 46.4 | 2646 | 0.47 | 953.1 | 125.4 | 1078.5 | 30.93 | 0 | 0.13 | 31.06 | 32.47 | 0 | 0.14 | 32.61 | 424660.4 | 74434.8 | 4280.6 | 4198.3 | 0 | 5842 | 66649.6 | 0 | 0 | 0 | 137825.7 | 0 | 159.1 | 3315.4 | 34773.8 | 88396.1 | 638 | 4147 | 0 | 0 | 70025.7 | 4409.1 | 0 | 217.2 | 3399.2 | 4936.7
745 | 32 | Day32 | 0 | Hour0 | 2 | Winter | 91 | 489244.3 | Winter | 405798.5 | 2024-02-01 | 396509 | 504.5 | 4594.4 | 4190.6 | 405798.5 | 383495.3 | 335236.7 | 0.0328 | 0.0443 | 0.52 | 0.52 | 286.1 | 21 | 2.96 | 22 | 1003.9 | 0.18 | 287.5 | 51.9 | 339.5 | 297.8 | 22 | 3.09 | 22.8 | 1042.9 | 0.19 | 299.3 | 53.9 | 353.3 | 485.8 | 30.8 | 4.26 | 37.8 | 1855.1 | 0.23 | 487.9 | 93.1 | 581 | 946.2 | 94 | 13.56 | 42.9 | 2523.6 | 0.47 | 952.7 | 118.2 | 1070.9 | 28.05 | 0 | 0.3 | 28.35 | 29.37 | 0 | 0.3 | 29.67 | 405798.5 | 70561.8 | 0 | 4198.3 | 0 | 4931.1 | 63095.4 | 0 | 0 | 0 | 130195.7 | 0 | 159.1 | 3315.4 | 40557.4 | 88396.1 | 388.2 | 0 | 0 | 0 | 66154.7 | 4407.1 | 0 | 0 | 0 | 6258.3
746 | 32 | Day32 | 1 | Hour1 | 2 | Winter | 2761 | #N/A | Winter | 393842.1 | 2024-02-01 01:00 | 379249.6 | 2684.9 | 8007.6 | 3899.9 | 393842.1 | 367002.1 | 327792.6 | 0.0323 | 0.0423 | 0.51 | 0.51 | 294.5 | 21.7 | 3.05 | 22.6 | 1031.9 | 0.19 | 296 | 53.4 | 349.4 | 307.7 | 22.8 | 3.21 | 23.4 | 1073.6 | 0.19 | 309.2 | 55.4 | 364.7 | 480.1 | 30.2 | 4.17 | 37.5 | 1839.8 | 0.22 | 482.2 | 92.4 | 574.6 | 606.1 | 37.5 | 5.16 | 48 | 2345.4 | 0.28 | 608.7 | 118 | 726.6 | 27.89 | 0 | 0.29 | 28.18 | 29.16 | 0 | 0.29 | 29.45 | 393842.1 | 66049.6 | 0 | 4198.3 | 0 | 4931.1 | 63261.2 | 0 | 0 | 0 | 129688 | 0 | 95.5 | 3315.4 | 33576 | 88396.1 | 330.9 | 0 | 0 | 0 | 61658.8 | 4390.8 | 0 | 0 | 0 | 4410.5
747 | 32 | Day32 | 2 | Hour2 | 2 | Winter | 2761 | #N/A | Winter | 384490.3 | 2024-02-01 02:00 | 368983.7 | 4582.6 | 7335 | 3588.9 | 384490.3 | 357178.5 | 323013.3 | 0.032 | 0.0411 | 0.5 | 0.5 | 301.6 | 22.4 | 3.15 | 23 | 1052.1 | 0.19 | 303.1 | 54.4 | 357.5 | 315.8 | 23.6 | 3.32 | 23.9 | 1096.6 | 0.2 | 317.4 | 56.6 | 374 | 493.2 | 31.4 | 4.34 | 38.3 | 1880 | 0.23 | 495.4 | 94.3 | 589.7 | 930.8 | 95.2 | 13.74 | 39.6 | 2409.5 | 0.45 | 937.4 | 111.5 | 1048.9 | 27.66 | 0 | 0.3 | 27.96 | 28.89 | 0 | 0.29 | 29.17 | 384490.3 | 61477 | 0 | 4198.3 | 0 | 4931.1 | 63754.6 | 0 | 0 | 0 | 128234.4 | 0 | 95.5 | 3315.4 | 29757.1 | 88396.1 | 330.9 | 0 | 0 | 0 | 57081.2 | 4395.8 | 0 | 0 | 0 | 4695.9
748 | 32 | Day32 | 3 | Hour3 | 2 | Winter | 2761 | #N/A | Winter | 379300.1 | 2024-02-01 03:00 | 365735.4 | 3604.9 | 6467.7 | 3492.1 | 379300.1 | 354070.7 | 321074.4 | 0.0319 | 0.0407 | 0.49 | 0.48 | 309.2 | 23.1 | 3.24 | 23.4 | 1075.3 | 0.2 | 310.8 | 55.5 | 366.4 | 323.5 | 24.3 | 3.42 | 24.3 | 1119.8 | 0.2 | 325.1 | 57.7 | 382.9 | 501.8 | 32.4 | 4.49 | 38.5 | 1897.4 | 0.23 | 504 | 95.1 | 599 | 726.1 | 59 | 8.36 | 44.7 | 2363.2 | 0.34 | 730.2 | 115.2 | 845.4 | 27.68 | 0 | 0.3 | 27.98 | 28.9 | 0 | 0.28 | 29.18 | 379300.1 | 58225.7 | 0 | 4198.3 | 0 | 4931.1 | 64868.7 | 0 | 0 | 0 | 128590.2 | 0 | 95.5 | 3315.4 | 26348.2 | 88396.1 | 330.9 | 0 | 0 | 0 | 53824.6 | 4401.1 | 0 | 0 | 0 | 4758.9
749 | 32 | Day32 | 4 | Hour4 | 2 | Winter | 2761 | #N/A | Winter | 380964.6 | 2024-02-01 04:00 | 372541.7 | 1007.1 | 3935.7 | 3480.1 | 380964.6 | 360599 | 326195.6 | 0.0321 | 0.0414 | 0.47 | 0.47 | 319.2 | 23.9 | 3.37 | 24 | 1105.7 | 0.2 | 320.8 | 57 | 377.8 | 331.9 | 25 | 3.52 | 24.8 | 1146.5 | 0.21 | 333.6 | 59 | 392.6 | 508.9 | 33.5 | 4.66 | 38.4 | 1902.4 | 0.24 | 511.1 | 95.2 | 606.3 | 427.8 | 9.1 | 0.97 | 49.6 | 2202.8 | 0.19 | 428.4 | 115.2 | 543.6 | 27.94 | 0 | 0.28 | 28.22 | 29.18 | 0 | 0.27 | 29.45 | 380964.6 | 54768.9 | 0 | 4198.3 | 0 | 4931.1 | 67744.9 | 0 | 0 | 0 | 132043.8 | 0 | 95.5 | 3315.4 | 25139.7 | 88396.1 | 330.9 | 0 | 0 | 0 | 50377.9 | 4391 | 0 | 0 | 0 | 4932.2
750 | 32 | Day32 | 5 | Hour5 | 2 | Winter | 2761 | #N/A | Winter | 398075.8 | 2024-02-01 05:00 | 393481.5 | 81.3 | 603.2 | 3909.8 | 398075.8 | 380617.8 | 345878.5 | 0.0327 | 0.0439 | 0.45 | 0.45 | 344.2 | 26.7 | 3.77 | 24.8 | 1164.4 | 0.21 | 346.1 | 59.5 | 405.6 | 356.2 | 27.6 | 3.9 | 25.6 | 1204.8 | 0.22 | 358.1 | 61.6 | 419.7 | 475.5 | 28.9 | 3.97 | 38.1 | 1855.5 | 0.22 | 477.5 | 93.5 | 571 | 768.9 | 64.9 | 9.22 | 45.2 | 2425.8 | 0.37 | 773.3 | 117.5 | 890.8 | 28.85 | 0 | 0.26 | 29.1 | 30.18 | 0 | 0.26 | 30.44 | 398075.8 | 52197.2 | 0 | 4198.3 | 0 | 4931.1 | 80010.2 | 0 | 0 | 0 | 139723.8 | 0 | 95.5 | 3315.4 | 24877.3 | 88396.1 | 330.9 | 0 | 0 | 0 | 47883.2 | 4314 | 0 | 61 | 0 | 4881.2
751 | 32 | Day32 | 6 | Hour6 | 2 | Winter | 2761 | #N/A | Winter | 426420.7 | 2024-02-01 06:00 | 422424.8 | 0 | 0 | 3995.9 | 426420.7 | 408244.6 | 375867.4 | 0.0336 | 0.0471 | 0.43 | 0.43 | 357.7 | 28.1 | 3.97 | 25.2 | 1198.3 | 0.21 | 359.6 | 60.9 | 420.5 | 370.3 | 29.1 | 4.11 | 26 | 1240.4 | 0.22 | 372.3 | 63.1 | 435.4 | 491.5 | 32.3 | 4.48 | 37.2 | 1841.1 | 0.23 | 493.7 | 92.2 | 585.9 | 943.7 | 95.8 | 13.82 | 40.8 | 2466 | 0.46 | 950.3 | 114.4 | 1064.7 | 29.97 | 0 | 0.24 | 30.22 | 31.46 | 0 | 0.26 | 31.71 | 426420.7 | 50553.3 | 16.3 | 4198.3 | 0 | 8013.7 | 90839.6 | 0 | 0 | 123.7 | 150743.2 | 0 | 95.5 | 3315.4 | 29821.7 | 88396.1 | 330.9 | 96.8 | 0 | 16.1 | 46211.3 | 4202.3 | 0 | 153.6 | 0 | 7717.9
752 | 32 | Day32 | 7 | Hour7 | 2 | Winter | 2761 | #N/A | Winter | 450763 | 2024-02-01 07:00 | 447350.6 | 0 | 0 | 3412.5 | 450763 | 432025.7 | 392338 | 0.0343 | 0.0496 | 0.44 | 0.44 | 352.7 | 27.8 | 3.93 | 24.6 | 1178.4 | 0.21 | 354.6 | 59.8 | 414.4 | 366.4 | 28.9 | 4.08 | 25.6 | 1224 | 0.22 | 368.4 | 62.1 | 430.5 | 439.7 | 27.8 | 3.84 | 34.3 | 1681 | 0.2 | 441.6 | 84.4 | 526.1 | 1061.9 | 112.7 | 16.3 | 41.4 | 2619.7 | 0.52 | 1069.7 | 119.6 | 1189.3 | 31.02 | 0 | 0.25 | 31.27 | 32.64 | 0 | 0.27 | 32.9 | 450763 | 58425 | 1751.1 | 4198.3 | 0 | 8374.7 | 94861.4 | 0 | 0 | 1845.8 | 155697.6 | 0 | 95.5 | 3315.4 | 34922.3 | 88396.1 | 330.9 | 394.7 | 0 | 7739.2 | 44644.8 | 4195.3 | 103.9 | 180.7 | 138.9 | 8315.2
753 | 32 | Day32 | 8 | Hour8 | 2 | Winter | 2761 | #N/A | Winter | 462704.8 | 2024-02-01 08:00 | 459054.8 | 0 | 0 | 3650.1 | 462704.8 | 443180.9 | 383477.4 | 0.0346 | 0.0507 | 0.48 | 0.48 | 327.2 | 25.7 | 3.63 | 23 | 1096.1 | 0.2 | 329 | 55.7 | 384.7 | 340.2 | 26.7 | 3.78 | 23.9 | 1138.8 | 0.2 | 342.1 | 57.9 | 400 | 297.3 | 15.1 | 2.03 | 26.5 | 1252.3 | 0.14 | 298.3 | 63.8 | 362.1 | 480.3 | 15 | 1.82 | 51.3 | 2323.3 | 0.21 | 481.2 | 120.6 | 601.9 | 30.38 | 0 | 0.27 | 30.64 | 31.99 | 0 | 0.28 | 32.28 | 462704.8 | 79227.4 | 1539.2 | 4198.3 | 0 | 8374.7 | 90024 | 0 | 0 | 4748.3 | 148824.2 | 0 | 212.3 | 3315.4 | 37807.9 | 88396.1 | 330.9 | 454.5 | 0 | 27956.5 | 42326.2 | 4196.4 | 1608.8 | 70.2 | 258.4 | 7717.9
754 | 32 | Day32 | 9 | Hour9 | 2 | Winter | 2761 | #N/A | Winter | 468995.9 | 2024-02-01 09:00 | 464747.6 | 47.4 | 0 | 4201 | 468995.9 | 448580.3 | 357889.6 | 0.0348 | 0.0514 | 0.54 | 0.54 | 290.3 | 22.8 | 3.22 | 20.7 | 973.4 | 0.18 | 291.8 | 49.7 | 341.5 | 301.2 | 23.6 | 3.34 | 21.4 | 1009.8 | 0.18 | 302.8 | 51.6 | 354.4 | 197 | 7.9 | 1.01 | 19.5 | 898.3 | 0.09 | 197.5 | 46.3 | 243.8 | 633 | 40.7 | 5.64 | 48.7 | 2398.7 | 0.29 | 635.8 | 120.2 | 756 | 28.55 | 0 | 0.27 | 28.82 | 30.09 | 0 | 0.29 | 30.38 | 468995.9 | 111106.2 | 0 | 4198.3 | 0 | 8014 | 80726.7 | 0 | 14.2 | 7003.6 | 134735.4 | 0 | 95.5 | 3315.4 | 38077.2 | 88396.1 | 330.9 | 0 | 0 | 62231 | 37809.5 | 4047.8 | 4176.7 | 146.9 | 0 | 7916.5
755 | 32 | Day32 | 10 | Hour10 | 2 | Winter | 2761 | #N/A | Winter | 471386.1 | 2024-02-01 10:00 | 466363.5 | 1247.3 | 4.1 | 3771.2 | 471386.1 | 450098.5 | 338058.8 | 0.0349 | 0.0516 | 0.56 | 0.56 | 279.3 | 21.9 | 3.1 | 19.9 | 936.2 | 0.17 | 280.8 | 47.9 | 328.7 | 290 | 22.8 | 3.22 | 20.7 | 972.2 | 0.18 | 291.6 | 49.7 | 341.3 | 149 | 5.5 | 0.7 | 15.2 | 692.7 | 0.07 | 149.3 | 35.9 | 185.2 | 559.3 | 34.6 | 4.77 | 44.2 | 2161.9 | 0.26 | 561.6 | 108.7 | 670.4 | 25.82 | 0 | 0.28 | 26.1 | 27.33 | 0 | 0.3 | 27.63 | 471386.1 | 133327.3 | 0 | 4198.3 | 0 | 8011.1 | 78048 | 0 | 291.4 | 10694.9 | 130442.6 | 0 | 95.5 | 3315.4 | 26583.1 | 87033.9 | 330.9 | 0 | 0 | 88133.2 | 30077.2 | 4130.6 | 6271.4 | 189.6 | 0 | 8315.2
756 | 32 | Day32 | 11 | Hour11 | 2 | Winter | 2761 | #N/A | Winter | 470183.6 | 2024-02-01 11:00 | 463776.1 | 1157.9 | 1356.8 | 3892.7 | 470183.5 | 447651.3 | 325477.3 | 0.0348 | 0.0513 | 0.57 | 0.57 | 271.3 | 21.2 | 3 | 19.4 | 911 | 0.17 | 272.8 | 46.6 | 319.4 | 282.3 | 22.1 | 3.13 | 20.2 | 947.4 | 0.18 | 283.8 | 48.5 | 332.3 | 120.6 | 3.8 | 0.47 | 12.9 | 581 | 0.06 | 120.8 | 30.2 | 151.1 | 506.9 | 25.3 | 3.38 | 45.6 | 2152.8 | 0.23 | 508.6 | 109.8 | 618.4 | 25.24 | 0 | 0.28 | 25.52 | 26.68 | 0 | 0.3 | 26.98 | 470183.6 | 144706.2 | 0 | 4198.3 | 0 | 7146.1 | 75433.3 | 0 | 610.1 | 13856.4 | 127159.4 | 0 | 95.5 | 3315.4 | 20764.5 | 87033.9 | 330.9 | 0 | 0 | 101064.4 | 25009.8 | 4165.5 | 9953.4 | 251.5 | 0 | 8315.2
757 | 32 | Day32 | 12 | Hour12 | 2 | Winter | 2761 | #N/A | Winter | 467911.3 | 2024-02-01 12:00 | 460402.2 | 2227 | 1444.6 | 3837.5 | 467911.3 | 444457.3 | 320528.4 | 0.0346 | 0.0509 | 0.57 | 0.57 | 266.5 | 20.7 | 2.93 | 19.2 | 898.6 | 0.17 | 267.9 | 46.1 | 314 | 277.9 | 21.7 | 3.06 | 20 | 935.9 | 0.17 | 279.4 | 48 | 327.4 | 119.2 | 4.2 | 0.52 | 12.4 | 562 | 0.06 | 119.4 | 29.2 | 148.6 | 840.9 | 91.8 | 13.31 | 30.5 | 1993.3 | 0.41 | 847.2 | 90 | 937.2 | 25 | 0 | 0.29 | 25.29 | 26.39 | 0 | 0.3 | 26.69 | 467911.3 | 147382.9 | 0 | 4198.3 | 0 | 5790.2 | 73234.4 | 0 | 707 | 14781.6 | 125765.3 | 0 | 95.5 | 3315.4 | 20764.5 | 87033.9 | 330.9 | 0 | 0 | 104320.8 | 23419.6 | 4154 | 13317.4 | 445.4 | 0 | 8310.6
758 | 32 | Day32 | 13 | Hour13 | 2 | Winter | 2761 | #N/A | Winter | 467558.8 | 2024-02-01 13:00 | 457215.4 | 2833 | 3574.3 | 3936.1 | 467558.8 | 441436.5 | 315524.5 | 0.0345 | 0.0505 | 0.58 | 0.58 | 258.5 | 19.9 | 2.81 | 18.9 | 878.9 | 0.16 | 259.8 | 45.2 | 305 | 270.6 | 20.9 | 2.95 | 19.7 | 917.8 | 0.17 | 272 | 47.1 | 319.2 | 118 | 4.3 | 0.54 | 12.2 | 551.4 | 0.05 | 118.2 | 28.6 | 146.8 | 560.4 | 33.4 | 4.59 | 45.5 | 2206.3 | 0.26 | 562.7 | 111.3 | 674 | 24.92 | 0 | 0.3 | 25.22 | 26.28 | 0 | 0.3 | 26.58 | 467558.8 | 152034.3 | 0 | 4198.3 | 0 | 5029.2 | 69926.5 | 0 | 696.5 | 17741.8 | 124830.4 | 0 | 95.5 | 3315.4 | 20764.5 | 87033.9 | 330.9 | 0 | 0 | 107012.4 | 22489.4 | 4094.2 | 12894.9 | 411 | 0 | 7851.6
759 | 32 | Day32 | 14 | Hour14 | 2 | Winter | 2761 | #N/A | Winter | 465244.2 | 2024-02-01 14:00 | 454984.8 | 3722.8 | 2654 | 3882.5 | 465244.2 | 439325.7 | 315046.5 | 0.0344 | 0.0502 | 0.58 | 0.58 | 258.9 | 19.9 | 2.8 | 19 | 882.5 | 0.16 | 260.3 | 45.4 | 305.7 | 271 | 20.9 | 2.94 | 19.8 | 921.4 | 0.17 | 272.4 | 47.3 | 319.8 | 122.7 | 4.8 | 0.62 | 12.3 | 561.1 | 0.06 | 123 | 29 | 152 | 514.9 | 32.2 | 4.45 | 40.4 | 1979.4 | 0.24 | 517.1 | 99.5 | 616.5 | 24.9 | 0 | 0.3 | 25.2 | 26.28 | 0 | 0.3 | 26.58 | 465244.2 | 150197.7 | 139.3 | 4198.3 | 0 | 4495 | 69381.2 | 0 | 640.9 | 18258.4 | 125292.6 | 0 | 95.5 | 3315.4 | 20764.5 | 87033.9 | 330.9 | 0 | 0 | 105139.8 | 22189.9 | 3968.7 | 13208.2 | 406 | 0 | 7672.3
760 | 32 | Day32 | 15 | Hour15 | 2 | Winter | 2761 | #N/A | Winter | 465183 | 2024-02-01 15:00 | 453948.4 | 4989.5 | 2258 | 3987.1 | 465183 | 438351.6 | 324523 | 0.0344 | 0.0501 | 0.57 | 0.56 | 270.4 | 21 | 2.96 | 19.6 | 914.7 | 0.17 | 271.9 | 46.9 | 318.8 | 283.9 | 22.1 | 3.12 | 20.5 | 958.2 | 0.18 | 285.4 | 49.1 | 334.5 | 130 | 5.2 | 0.67 | 13 | 593.4 | 0.06 | 130.3 | 30.7 | 161 | 458 | 18.4 | 2.37 | 45.3 | 2086.4 | 0.21 | 459.2 | 107.5 | 566.7 | 25.12 | 0 | 0.29 | 25.41 | 26.54 | 0 | 0.3 | 26.84 | 465183 | 140660 | 0 | 4198.3 | 0 | 6602.6 | 73709.2 | 0 | 659.9 | 14406.7 | 128129.4 | 0 | 95.5 | 3315.4 | 21107.9 | 87033.9 | 330.9 | 0 | 0 | 98800.9 | 22979.7 | 3812.7 | 12889.3 | 194.1 | 7.7 | 8015.5
761 | 32 | Day32 | 16 | Hour16 | 2 | Winter | 2761 | #N/A | Winter | 470613.6 | 2024-02-01 16:00 | 457864.6 | 5065.3 | 3412.4 | 4271.3 | 470613.6 | 442078.1 | 345015.7 | 0.0345 | 0.0505 | 0.53 | 0.53 | 291.3 | 22.5 | 3.18 | 21 | 985.7 | 0.18 | 292.8 | 50.4 | 343.3 | 306.6 | 23.8 | 3.36 | 22.1 | 1035.5 | 0.19 | 308.2 | 53 | 361.2 | 207.4 | 10.7 | 1.44 | 18.4 | 868.3 | 0.1 | 208.1 | 44.3 | 252.4 | 498.3 | 27.7 | 3.78 | 42.4 | 2013.8 | 0.24 | 500.1 | 102.5 | 602.7 | 26.02 | 0 | 0.29 | 26.31 | 27.51 | 0 | 0.3 | 27.81 | 470613.6 | 125597.9 | 0 | 4257.5 | 0 | 7819.2 | 79885.2 | 0 | 727.9 | 12907.4 | 139277.7 | 0 | 159.1 | 3315.4 | 22586.8 | 87033.9 | 681 | 0 | 0 | 82845.3 | 25344.4 | 3773 | 9973.1 | 213 | 0 | 8312.1
762 | 32 | Day32 | 17 | Hour17 | 2 | Winter | 2761 | #N/A | Winter | 483837.2 | 2024-02-01 17:00 | 471685.6 | 4313.4 | 3408.2 | 4430 | 483837.2 | 455185.5 | 381439.3 | 0.035 | 0.052 | 0.49 | 0.48 | 322.8 | 25.2 | 3.57 | 22.8 | 1082.2 | 0.19 | 324.5 | 55.1 | 379.6 | 339.7 | 26.6 | 3.77 | 23.9 | 1136.9 | 0.2 | 341.5 | 57.8 | 399.3 | 384.4 | 25.4 | 3.53 | 29 | 1433.5 | 0.18 | 386.1 | 71.7 | 457.8 | 805.9 | 74.2 | 10.65 | 41.8 | 2332.6 | 0.4 | 811.1 | 111.5 | 922.5 | 30.08 | 0 | 0.28 | 30.36 | 31.83 | 0 | 0.29 | 32.12 | 483837.2 | 102397.9 | 155.2 | 4257.5 | 0 | 7819.2 | 92383.7 | 0 | 741.3 | 10467.2 | 154010.1 | 0 | 159.1 | 3315.4 | 29745.3 | 88396.1 | 759 | 438.5 | 0 | 60055.9 | 27344.7 | 3788.8 | 7676.3 | 233.6 | 236.1 | 7912
763 | 32 | Day32 | 18 | Hour18 | 2 | Winter | 2761 | #N/A | Winter | 486431 | 2024-02-01 18:00 | 483261.6 | 0 | 0 | 3169.3 | 486430.9 | 466136.5 | 421997.3 | 0.0354 | 0.0534 | 0.43 | 0.43 | 359.6 | 27.9 | 3.95 | 25.4 | 1208.6 | 0.21 | 361.5 | 61.5 | 423 | 377.1 | 29.1 | 4.12 | 26.8 | 1271.7 | 0.22 | 379 | 64.8 | 443.8 | 413.8 | 24.4 | 3.38 | 34.3 | 1606 | 0.21 | 415.5 | 82.2 | 497.6 | 871.1 | 32.8 | 6.27 | 112.3 | 2182.6 | 1.7 | 873.8 | 177.8 | 1051.7 | 35.42 | 0 | 0.28 | 35.71 | 37.43 | 0 | 0.3 | 37.73 | 486431 | 64433.7 | 3040.9 | 4257.5 | 0 | 8374.7 | 102132.1 | 0 | 498.9 | 5436.6 | 167421 | 0 | 3871.9 | 3315.4 | 33246.8 | 88396.1 | 1568 | 6372.8 | 0 | 24139.8 | 30562.6 | 3795.7 | 6434.5 | 4553.1 | 5319.1 | 8315.2
764 | 32 | Day32 | 19 | Hour19 | 2 | Winter | 2761 | #N/A | Winter | 489244.3 | 2024-02-01 19:00 | 485267.6 | 0 | 0 | 3976.8 | 489244.3 | 468048.2 | 449959.4 | 0.0355 | 0.0535 | 0.43 | 0.42 | 360.5 | 27.8 | 3.93 | 25.6 | 1217.1 | 0.21 | 362.4 | 61.9 | 424.3 | 379.2 | 29.1 | 4.11 | 27.1 | 1284.4 | 0.23 | 381.2 | 65.4 | 446.6 | 446 | 25.4 | 3.51 | 37.6 | 1762.1 | 0.23 | 447.7 | 90.2 | 538 | 819.1 | 26.4 | 4.72 | 104 | 2625.4 | 1.29 | 821.2 | 182.6 | 1003.7 | 35.85 | 0 | 0.28 | 36.13 | 37.88 | 0 | 0.3 | 38.19 | 489244.3 | 39285 | 6686.9 | 4257.5 | 0 | 8374.7 | 102083.3 | 0 | 0 | 460.4 | 170885.7 | 0 | 3871.9 | 3315.4 | 54539.1 | 88396.1 | 1575 | 5973.8 | 0 | 764.9 | 34219.6 | 3839.9 | 3197.9 | 4222.1 | 5603.6 | 8186.8
765 | 32 | Day32 | 20 | Hour20 | 2 | Winter | 2761 | #N/A | Winter | 485940.3 | 2024-02-01 20:00 | 482304.6 | 0 | 0 | 3635.7 | 485940.3 | 465221.3 | 445722 | 0.0354 | 0.0533 | 0.43 | 0.43 | 359.3 | 27.9 | 3.94 | 25.3 | 1209.2 | 0.21 | 361.2 | 61.4 | 422.7 | 375.9 | 29.1 | 4.11 | 26.6 | 1267.2 | 0.22 | 377.9 | 64.4 | 442.3 | 432.8 | 25.6 | 3.52 | 35.5 | 1701.3 | 0.21 | 434.5 | 86.2 | 520.8 | 461.1 | 8.8 | 0.9 | 54.5 | 2393.4 | 0.21 | 461.6 | 125.9 | 587.6 | 35.3 | 0 | 0.29 | 35.58 | 37.28 | 0 | 0.3 | 37.59 | 485940.3 | 40218.4 | 6949.7 | 4257.5 | 0 | 8374.7 | 102083.3 | 0 | 0 | 0 | 170199.7 | 0 | 2254.3 | 3315.4 | 55431.4 | 88396.1 | 1123.6 | 3336.4 | 0 | 0 | 36319.7 | 3898.6 | 107.2 | 549.1 | 2840.9 | 8315.2
766 | 32 | Day32 | 21 | Hour21 | 2 | Winter | 2761 | #N/A | Winter | 471875.3 | 2024-02-01 21:00 | 468326 | 0 | 0 | 3549.4 | 471875.3 | 451925 | 429819.7 | 0.035 | 0.052 | 0.44 | 0.43 | 354.7 | 27.5 | 3.89 | 25.1 | 1195.5 | 0.21 | 356.6 | 60.8 | 417.3 | 369.1 | 28.6 | 4.04 | 26.2 | 1245.1 | 0.22 | 371 | 63.3 | 434.4 | 462.1 | 29.5 | 4.08 | 35.8 | 1757.8 | 0.22 | 464 | 88.2 | 552.3 | 1171.3 | 128.6 | 18.67 | 41.9 | 2737.7 | 0.59 | 1180.2 | 123.7 | 1303.9 | 33.76 | 0 | 0.29 | 34.04 | 35.61 | 0 | 0.31 | 35.91 | 471875.3 | 42055.6 | 4924.2 | 4257.5 | 0 | 8374.7 | 97705.1 | 0 | 0 | 0 | 167010.4 | 0 | 159.1 | 3315.4 | 52993.4 | 88396.1 | 862.2 | 1821.6 | 0 | 0 | 38333.8 | 3721.8 | 0 | 126.2 | 1617.6 | 8096.4
767 | 32 | Day32 | 22 | Hour22 | 2 | Winter | 2761 | #N/A | Winter | 447423 | 2024-02-01 22:00 | 443753.6 | 0 | 0 | 3669.5 | 447423.1 | 428541.6 | 403976.4 | 0.0343 | 0.0495 | 0.45 | 0.45 | 346.6 | 26.8 | 3.79 | 24.7 | 1170.1 | 0.21 | 348.4 | 59.6 | 408 | 359.7 | 27.8 | 3.93 | 25.7 | 1215 | 0.22 | 361.6 | 61.9 | 423.5 | 450.7 | 25.6 | 3.49 | 37.8 | 1815 | 0.21 | 452.4 | 91.9 | 544.3 | 471.3 | 13.1 | 1.56 | 52 | 2316.3 | 0.22 | 472.1 | 121.1 | 593.2 | 30.75 | 0 | 0.29 | 31.04 | 32.35 | 0 | 0.31 | 32.66 | 447423 | 43446.7 | 2186.3 | 4257.5 | 0 | 8374.7 | 90342.4 | 0 | 0 | 0 | 156116.6 | 0 | 159.1 | 3315.4 | 48670.4 | 88396.1 | 845.8 | 1312 | 0 | 0 | 40181.7 | 3265 | 0 | 153.6 | 2544.9 | 7667.5
768 | 32 | Day32 | 23 | Hour23 | 2 | Winter | 2761 | #N/A | Winter | 421569.6 | 2024-02-01 23:00 | 417123.1 | 490.7 | 0 | 3955.9 | 421569.7 | 403143.8 | 377022.9 | 0.0335 | 0.0467 | 0.46 | 0.46 | 339.9 | 26.6 | 3.77 | 24.1 | 1138.7 | 0.21 | 341.8 | 58.1 | 399.9 | 352.5 | 27.6 | 3.91 | 25 | 1181 | 0.22 | 354.4 | 60.3 | 414.7 | 452 | 25.6 | 3.5 | 37.9 | 1821 | 0.21 | 453.8 | 92.2 | 546 | 887.8 | 86.7 | 12.49 | 41.6 | 2414.5 | 0.44 | 893.8 | 113.7 | 1007.4 | 29.85 | 0 | 0.3 | 30.15 | 31.32 | 0 | 0.31 | 31.63 | 421569.6 | 44546.8 | 1664.6 | 4198.3 | 0 | 7763.1 | 84858.2 | 0 | 0 | 0 | 141616.8 | 0 | 159.1 | 3315.4 | 44192 | 88396.1 | 642.1 | 217.1 | 0 | 0 | 41746.5 | 2800.3 | 0 | 0 | 1817.4 | 5550.4
769 | 33 | Day33 | 0 | Hour0 | 2 | Winter | 78 | 498435 | Winter | 397407.3 | 2024-02-02 | 393527.5 | 197 | 191.3 | 3491.4 | 397407.3 | 380610.1 | 351319.1 | 0.0328 | 0.0441 | 0.47 | 0.46 | 333.4 | 25.8 | 3.65 | 24.1 | 1126.8 | 0.21 | 335.2 | 57.7 | 392.9 | 345.3 | 26.7 | 3.78 | 25 | 1166.9 | 0.21 | 347.1 | 59.8 | 406.9 | 475.4 | 28.9 | 3.98 | 38.1 | 1853.7 | 0.22 | 477.3 | 93.4 | 570.7 | 626 | 40.5 | 5.61 | 47.9 | 2363.8 | 0.29 | 628.7 | 118.4 | 747.1 | 29.13 | 0 | 0.13 | 29.26 | 30.48 | 0 | 0.13 | 30.61 | 397407.3 | 46088.2 | 89 | 4198.3 | 0 | 4994.3 | 77245.2 | 0 | 0 | 0 | 134571.5 | 0 | 95.5 | 3315.4 | 36872.4 | 88396.1 | 544.9 | 996.4 | 0 | 0 | 43256.8 | 2831.4 | 0 | 101.4 | 0 | 4936.7
770 | 33 | Day33 | 1 | Hour1 | 2 | Winter | 2761 | #N/A | Winter | 384471.8 | 2024-02-02 01:00 | 376205 | 2196.1 | 2662.2 | 3408.6 | 384471.8 | 364052.4 | 337660.8 | 0.0323 | 0.0421 | 0.47 | 0.47 | 329.4 | 25.2 | 3.56 | 24.2 | 1122.8 | 0.21 | 331.2 | 57.7 | 388.9 | 342.4 | 26.3 | 3.72 | 25 | 1163.6 | 0.21 | 344.2 | 59.7 | 403.9 | 499.6 | 32.6 | 4.53 | 38 | 1877.1 | 0.23 | 501.8 | 94 | 595.8 | 447.9 | 8.4 | 0.84 | 52.9 | 2342.2 | 0.2 | 448.4 | 122.8 | 571.2 | 28.59 | 0 | 0.14 | 28.73 | 29.87 | 0 | 0.13 | 30 | 384471.8 | 46811 | 418 | 4198.3 | 0 | 4931.1 | 72595.1 | 0 | 0 | 0 | 131743.5 | 0 | 95.5 | 3315.4 | 31422.9 | 88396.1 | 544.9 | 0 | 0 | 0 | 44033.5 | 2777.5 | 0 | 0 | 0 | 4733.6
771 | 33 | Day33 | 2 | Hour2 | 2 | Winter | 2761 | #N/A | Winter | 376738.6 | 2024-02-02 02:00 | 366338.8 | 3545.2 | 3683.6 | 3171 | 376738.6 | 354616.3 | 330328 | 0.032 | 0.0409 | 0.46 | 0.46 | 329.4 | 25 | 3.52 | 24.5 | 1130.8 | 0.21 | 331.1 | 58.2 | 389.4 | 343 | 26.2 | 3.69 | 25.3 | 1172.1 | 0.21 | 344.8 | 60.3 | 405 | 516.2 | 35.1 | 4.88 | 38 | 1897 | 0.24 | 518.6 | 94.6 | 613.2 | 708.2 | 52.4 | 7.36 | 48.3 | 2468.2 | 0.33 | 711.7 | 121.9 | 833.7 | 28.32 | 0 | 0.29 | 28.61 | 29.55 | 0 | 0.29 | 29.84 | 376738.6 | 46410.6 | 0 | 4198.3 | 0 | 4931.1 | 70142.2 | 0 | 0 | 0 | 131613 | 0 | 95.5 | 3315.4 | 27091.5 | 88396.1 | 544.9 | 0 | 0 | 0 | 43870.9 | 2539.7 | 0 | 0 | 0 | 4932.2
772 | 33 | Day33 | 3 | Hour3 | 2 | Winter | 2761 | #N/A | Winter | 372719.7 | 2024-02-02 03:00 | 363432.7 | 4062.6 | 2167.1 | 3057.2 | 372719.7 | 351843.5 | 328264.9 | 0.0319 | 0.0405 | 0.46 | 0.46 | 333.9 | 25.4 | 3.58 | 24.7 | 1144.2 | 0.21 | 335.6 | 58.9 | 394.5 | 346.8 | 26.5 | 3.74 | 25.5 | 1184.1 | 0.22 | 348.6 | 60.9 | 409.5 | 521.2 | 35.6 | 4.96 | 38.2 | 1910.3 | 0.24 | 523.6 | 95.2 | 618.8 | 505 | 20.9 | 2.71 | 49.4 | 2281.1 | 0.23 | 506.4 | 117.4 | 623.8 | 28.12 | 0 | 0.29 | 28.41 | 29.33 | 0 | 0.29 | 29.61 | 372719.7 | 44454.8 | 0 | 4198.3 | 0 | 4970.8 | 70574.5 | 0 | 0 | 0 | 131379.2 | 0 | 95.5 | 3315.4 | 24790.3 | 88396.1 | 544.9 | 0 | 0 | 0 | 42427.9 | 2026.9 | 0 | 0 | 0 | 5417.3
773 | 33 | Day33 | 4 | Hour4 | 2 | Winter | 2761 | #N/A | Winter | 374916.8 | 2024-02-02 04:00 | 369475.6 | 1925.8 | 431.5 | 3083.9 | 374916.8 | 357651.7 | 333099.3 | 0.032 | 0.0411 | 0.45 | 0.45 | 340.2 | 25.9 | 3.66 | 25.1 | 1163.4 | 0.21 | 341.9 | 59.8 | 401.7 | 352.2 | 26.9 | 3.79 | 25.9 | 1203.8 | 0.22 | 354 | 61.9 | 415.9 | 506.2 | 32.9 | 4.56 | 38.6 | 1907.9 | 0.24 | 508.4 | 95.6 | 604 | 722.8 | 67.7 | 9.7 | 36.4 | 2068.6 | 0.35 | 727.5 | 98.1 | 825.6 | 28.24 | 0 | 0.28 | 28.52 | 29.46 | 0 | 0.28 | 29.74 | 374916.8 | 41817.5 | 0 | 4198.3 | 0 | 5509.2 | 72648.8 | 0 | 0 | 0 | 133961 | 0 | 95.5 | 3315.4 | 24430.1 | 88396.1 | 544.9 | 0 | 0 | 0 | 40501 | 1316.4 | 0 | 0 | 0 | 5555.1
774 | 33 | Day33 | 5 | Hour5 | 2 | Winter | 2761 | #N/A | Winter | 395173 | 2024-02-02 05:00 | 391714.8 | 132.8 | 0 | 3325.4 | 395173 | 378958 | 354838.9 | 0.0326 | 0.0435 | 0.42 | 0.42 | 362.3 | 28.2 | 3.99 | 25.8 | 1219 | 0.22 | 364.2 | 62.2 | 426.4 | 374.6 | 29.2 | 4.13 | 26.7 | 1260.7 | 0.23 | 376.6 | 64.3 | 441 | 487 | 29.9 | 4.12 | 38.7 | 1888.8 | 0.23 | 489 | 95.1 | 584.1 | 436.9 | 10.5 | 1.18 | 49.5 | 2212.4 | 0.19 | 437.5 | 115.5 | 553.1 | 29.25 | 0 | 0.25 | 29.51 | 30.59 | 0 | 0.27 | 30.85 | 395173 | 40334.1 | 0 | 4198.3 | 0 | 5946.6 | 84195.3 | 0 | 0 | 0 | 143466.8 | 0 | 95.5 | 3315.4 | 24680 | 88396.1 | 544.9 | 0 | 0 | 0 | 39043.9 | 1290.1 | 0 | 0 | 0 | 5760.5
775 | 33 | Day33 | 6 | Hour6 | 2 | Winter | 2761 | #N/A | Winter | 426451 | 2024-02-02 06:00 | 422835 | 0 | 0 | 3616.1 | 426451.1 | 408656 | 386105.9 | 0.0335 | 0.047 | 0.42 | 0.42 | 371.8 | 29.4 | 4.17 | 25.8 | 1236.1 | 0.22 | 373.8 | 62.7 | 436.6 | 384.9 | 30.5 | 4.31 | 26.8 | 1280 | 0.23 | 387 | 65 | 452 | 484.2 | 32.3 | 4.5 | 36.2 | 1796.2 | 0.23 | 486.4 | 89.8 | 576.2 | 586.2 | 35.6 | 4.9 | 46.9 | 2286.6 | 0.27 | 588.6 | 115.2 | 703.7 | 30.78 | 0 | 0.25 | 31.03 | 32.31 | 0 | 0.26 | 32.56 | 426451 | 40345.2 | 62.4 | 4247.1 | 0 | 8374.7 | 95386.2 | 0 | 0 | 115.8 | 153147.4 | 0 | 95.5 | 3315.4 | 32256 | 88396.1 | 544.9 | 280.1 | 0 | 24.8 | 38906.9 | 1297.7 | 0 | 0 | 261.4 | 8310.6
776 | 33 | Day33 | 7 | Hour7 | 2 | Winter | 2761 | #N/A | Winter | 454141.2 | 2024-02-02 07:00 | 450576.8 | 0 | 0 | 3564.4 | 454141.2 | 435079.9 | 406117.7 | 0.0344 | 0.05 | 0.44 | 0.43 | 363 | 29 | 4.11 | 24.9 | 1197.5 | 0.22 | 365 | 60.6 | 425.7 | 379.3 | 30.2 | 4.28 | 26.1 | 1253.9 | 0.23 | 381.4 | 63.6 | 444.9 | 424.3 | 26.7 | 3.68 | 33.2 | 1626.4 | 0.2 | 426.1 | 81.8 | 507.9 | 551.3 | 30.2 | 4.09 | 47.2 | 2256.3 | 0.25 | 553.4 | 114.5 | 667.9 | 35.28 | 0 | 0.26 | 35.54 | 37.15 | 0 | 0.27 | 37.42 | 454141.2 | 48023.5 | 3664.9 | 4247.1 | 0 | 8374.7 | 100325.1 | 0 | 0 | 2122.5 | 155432.6 | 0 | 100.2 | 3315.4 | 38644.1 | 88396.1 | 544.9 | 3072.5 | 0 | 5948.8 | 38513.3 | 1439 | 90 | 5534.7 | 2616.8 | 8314.9
777 | 33 | Day33 | 8 | Hour8 | 2 | Winter | 2761 | #N/A | Winter | 468894.4 | 2024-02-02 08:00 | 465399.6 | 0 | 0 | 3494.8 | 468894.4 | 449176.4 | 400898 | 0.0349 | 0.0515 | 0.47 | 0.46 | 342.4 | 27.3 | 3.87 | 23.6 | 1131.4 | 0.2 | 344.2 | 57.4 | 401.6 | 356 | 28.3 | 4.01 | 24.6 | 1178.6 | 0.21 | 358 | 59.8 | 417.7 | 261.3 | 14.6 | 1.99 | 22.1 | 1059.5 | 0.12 | 262.2 | 53.7 | 316 | 915.4 | 87.6 | 12.58 | 44.4 | 2560.8 | 0.44 | 921.5 | 120.8 | 1042.3 | 33.66 | 0 | 0.15 | 33.81 | 35.49 | 0 | 0.16 | 35.65 | 468894.4 | 67996.4 | 2632.8 | 4247.1 | 0 | 8374.7 | 97470.9 | 0 | 0 | 4194.2 | 152086.2 | 0 | 95.5 | 3315.4 | 42431.8 | 88396.1 | 544.9 | 1302.5 | 0 | 22968.5 | 38999.5 | 1834.2 | 1829.4 | 2353.8 | 2164.4 | 8315.2
778 | 33 | Day33 | 9 | Hour9 | 2 | Winter | 2761 | #N/A | Winter | 475947.2 | 2024-02-02 09:00 | 472550.4 | 0 | 0 | 3396.7 | 475947.2 | 455944.7 | 384312.4 | 0.0351 | 0.0524 | 0.51 | 0.51 | 315.6 | 25.1 | 3.55 | 22 | 1046 | 0.19 | 317.3 | 53.2 | 370.5 | 327.4 | 26 | 3.68 | 22.8 | 1086.2 | 0.2 | 329.2 | 55.2 | 384.4 | 155.1 | 5.6 | 0.7 | 15.9 | 726.4 | 0.07 | 155.4 | 37.6 | 193 | 681.1 | 48.7 | 6.81 | 48 | 2426.6 | 0.32 | 684.4 | 120.4 | 804.8 | 30.67 | 0 | 0.22 | 30.89 | 32.37 | 0 | 0.23 | 32.6 | 475947.2 | 91634.8 | 1346.5 | 4247.1 | 0 | 8374.7 | 90539.2 | 0 | 77.3 | 7175.7 | 143636.6 | 0 | 95.5 | 3315.4 | 43777.1 | 88396.1 | 544.9 | 39.2 | 0 | 47637.2 | 35637.2 | 1107.4 | 3323.9 | 1613.7 | 2050.1 | 7916.5
779 | 33 | Day33 | 10 | Hour10 | 2 | Winter | 2761 | #N/A | Winter | 479572.1 | 2024-02-02 10:00 | 474639.7 | 25.6 | 1140.8 | 3766 | 479572.1 | 457906.1 | 355671.3 | 0.0353 | 0.0527 | 0.53 | 0.53 | 297.5 | 23.7 | 3.36 | 20.7 | 984.4 | 0.18 | 299.1 | 50.1 | 349.3 | 309.3 | 24.6 | 3.49 | 21.6 | 1023.5 | 0.19 | 311 | 52.1 | 363.1 | 109.4 | 3.7 | 0.46 | 11.5 | 520.4 | 0.05 | 109.6 | 27 | 136.6 | 1015.2 | 105.1 | 15.18 | 42 | 2587.4 | 0.5 | 1022.5 | 119.2 | 1141.7 | 29.31 | 12.98 | 0.28 | 42.57 | 30.96 | 13.84 | 0.3 | 45.09 | 479572.1 | 123900.8 | 305.4 | 4247.1 | 0 | 8374.7 | 86301.8 | 0 | 613.6 | 12314.6 | 136137.2 | 0 | 95.5 | 3315.4 | 27952.9 | 88396.1 | 544.9 | 0.2 | 0 | 81481.2 | 28482.3 | 1009.3 | 6371.3 | 1246.3 | 777.8 | 8315.2
780 | 33 | Day33 | 11 | Hour11 | 2 | Winter | 2761 | #N/A | Winter | 477211 | 2024-02-02 11:00 | 470747.6 | 234.6 | 1553.2 | 4675.6 | 477210.9 | 454219.1 | 341090 | 0.0351 | 0.0522 | 0.55 | 0.55 | 284.2 | 22.4 | 3.17 | 20.1 | 947.7 | 0.18 | 285.7 | 48.4 | 334.1 | 296.2 | 23.4 | 3.31 | 21 | 987.6 | 0.18 | 297.8 | 50.5 | 348.3 | 104.7 | 3.8 | 0.48 | 10.7 | 489.6 | 0.05 | 105 | 25.3 | 130.3 | 597.2 | 37.6 | 5.19 | 46.7 | 2289.3 | 0.28 | 599.7 | 115 | 714.7 | 28.42 | 0 | 0.29 | 28.71 | 30.03 | 0 | 0.3 | 30.34 | 477211 | 136121 | 189.2 | 4247.1 | 0 | 7819.2 | 81187.3 | 0 | 831.4 | 13783.1 | 132590.8 | 0 | 95.5 | 3315.4 | 22704.1 | 88396.1 | 544.9 | 0.4 | 0 | 95568 | 25018.8 | 919.7 | 11656.8 | 1629.6 | 613.3 | 8315.2
781 | 33 | Day33 | 12 | Hour12 | 2 | Winter | 2761 | #N/A | Winter | 476512.9 | 2024-02-02 12:00 | 468081 | 2179.6 | 1553.2 | 4699 | 476512.9 | 451717.3 | 336370.9 | 0.035 | 0.0518 | 0.56 | 0.55 | 277.2 | 21.7 | 3.07 | 19.8 | 929.9 | 0.17 | 278.7 | 47.6 | 326.3 | 289.8 | 22.7 | 3.21 | 20.7 | 971.5 | 0.18 | 291.4 | 49.7 | 341.1 | 98.5 | 3.8 | 0.49 | 9.8 | 451.8 | 0.04 | 98.7 | 23.3 | 122.1 | 1056 | 117.3 | 17.03 | 36.4 | 2437.5 | 0.52 | 1064.1 | 109.2 | 1173.3 | 28.07 | 0 | 0.29 | 28.36 | 29.67 | 0 | 0.31 | 29.98 | 476512.9 | 140141.9 | 0 | 4247.1 | 0 | 7819.2 | 78264 | 0 | 821.2 | 13979.9 | 131503 | 0 | 95.5 | 3315.4 | 22185.8 | 88396.1 | 544.9 | 0 | 0 | 96489.2 | 27855.4 | 996.2 | 13308.6 | 948.6 | 10.5 | 7717.9
782 | 33 | Day33 | 13 | Hour13 | 2 | Winter | 2761 | #N/A | Winter | 474427.4 | 2024-02-02 13:00 | 464413.6 | 2984.1 | 2369.2 | 4660.4 | 474427.3 | 448244.2 | 327606.8 | 0.0348 | 0.0514 | 0.57 | 0.57 | 267.3 | 20.9 | 2.95 | 19.2 | 897.2 | 0.17 | 268.7 | 46 | 314.7 | 279.5 | 21.9 | 3.1 | 20.1 | 936.8 | 0.18 | 281 | 48 | 329 | 91.6 | 2.9 | 0.36 | 9.7 | 440.8 | 0.04 | 91.8 | 22.9 | 114.7 | 961.7 | 104.6 | 15.16 | 35.2 | 2291 | 0.47 | 969 | 103.6 | 1072.6 | 27.55 | 0 | 0.3 | 27.84 | 29.09 | 0 | 0.31 | 29.39 | 474427.4 | 146820.5 | 0 | 4247.1 | 0 | 7802.3 | 74908.2 | 0 | 776 | 15091.7 | 126562.2 | 0 | 95.5 | 3315.4 | 21735.1 | 88396.1 | 544.9 | 0 | 0 | 96395.9 | 33584.4 | 972.5 | 12602.7 | 815.6 | 71 | 7717.9
783 | 33 | Day33 | 14 | Hour14 | 2 | Winter | 2761 | #N/A | Winter | 473148.9 | 2024-02-02 14:00 | 460299.8 | 5816.4 | 2355.4 | 4677.3 | 473148.9 | 444347.3 | 324211.7 | 0.0347 | 0.0509 | 0.58 | 0.58 | 263.6 | 20.6 | 2.91 | 19 | 885.1 | 0.17 | 265 | 45.4 | 310.4 | 276.3 | 21.7 | 3.07 | 19.8 | 925.4 | 0.17 | 277.8 | 47.5 | 325.3 | 95.7 | 3.2 | 0.4 | 10 | 456.2 | 0.04 | 95.9 | 23.7 | 119.6 | 707 | 62.2 | 8.88 | 39.2 | 2148.6 | 0.34 | 711.3 | 103.3 | 814.6 | 27.37 | 0 | 0.3 | 27.67 | 28.9 | 0 | 0.31 | 29.2 | 473148.9 | 148937.2 | 0 | 4247.1 | 0 | 7714.6 | 73627.4 | 0 | 752.8 | 14140.6 | 124535.5 | 0 | 95.5 | 3315.4 | 21735.1 | 88396.1 | 544.9 | 0 | 0 | 94103.1 | 38986.4 | 954.4 | 12080.8 | 707.2 | 0 | 8315.2
784 | 33 | Day33 | 15 | Hour15 | 2 | Winter | 2761 | #N/A | Winter | 470326.6 | 2024-02-02 15:00 | 457741.8 | 4336.4 | 3408.2 | 4840.1 | 470326.5 | 441923.1 | 322937.7 | 0.0346 | 0.0506 | 0.58 | 0.58 | 260.9 | 20.1 | 2.85 | 19.1 | 882.8 | 0.17 | 262.2 | 45.4 | 307.7 | 274.1 | 21.2 | 3 | 20 | 925.9 | 0.17 | 275.5 | 47.6 | 323.1 | 96.2 | 3.4 | 0.42 | 9.9 | 453.2 | 0.04 | 96.5 | 23.5 | 119.9 | 712.1 | 56.4 | 7.99 | 45.3 | 2349.9 | 0.35 | 716 | 115.4 | 831.4 | 27.33 | 0 | 0.3 | 27.62 | 28.84 | 0 | 0.31 | 29.15 | 470326.6 | 147388.8 | 92.7 | 4247.1 | 0 | 7819.2 | 71363.5 | 0 | 780.7 | 13322 | 125046.3 | 0 | 159.1 | 3315.4 | 21711.5 | 88396.1 | 786.7 | 0 | 0 | 86989.1 | 45355.9 | 941.1 | 10780.5 | 456.7 | 177.9 | 7916.5
785 | 33 | Day33 | 16 | Hour16 | 2 | Winter | 2761 | #N/A | Winter | 475556.6 | 2024-02-02 16:00 | 460791.3 | 5765.4 | 3887.8 | 5112.2 | 475556.7 | 444815.7 | 340353.9 | 0.0347 | 0.051 | 0.55 | 0.54 | 280.6 | 21.7 | 3.06 | 20.4 | 949 | 0.17 | 282.1 | 48.7 | 330.7 | 295.8 | 22.8 | 3.23 | 21.4 | 1000 | 0.18 | 297.3 | 51.3 | 348.6 | 152.1 | 7.7 | 1.03 | 13.6 | 643.5 | 0.07 | 152.6 | 32.8 | 185.5 | 805.8 | 73.5 | 10.52 | 42.3 | 2368 | 0.39 | 810.9 | 113 | 923.9 | 28.05 | 0 | 0.3 | 28.35 | 29.71 | 0 | 0.31 | 30.02 | 475556.6 | 135202.7 | 31.3 | 4257.5 | 0 | 7819.2 | 77624.2 | 0 | 815.4 | 13981.2 | 135470.3 | 0 | 159.1 | 3315.4 | 22372.6 | 88396.1 | 908.1 | 0 | 0 | 69518.3 | 49871.3 | 1016.5 | 9252 | 1232.3 | 0 | 8315.2
786 | 33 | Day33 | 17 | Hour17 | 2 | Winter | 2761 | #N/A | Winter | 489837.6 | 2024-02-02 17:00 | 476057.6 | 4364.9 | 3887.8 | 5527.3 | 489837.6 | 459284.6 | 371261.4 | 0.0352 | 0.0527 | 0.52 | 0.51 | 300.8 | 23.5 | 3.32 | 21.4 | 1008.7 | 0.18 | 302.4 | 51.5 | 353.9 | 319.2 | 24.8 | 3.51 | 22.8 | 1073 | 0.2 | 320.9 | 54.8 | 375.7 | 392.2 | 25.4 | 3.54 | 30.2 | 1462.8 | 0.19 | 394 | 73.9 | 467.8 | 471.6 | 12 | 1.39 | 53.8 | 2355.1 | 0.23 | 472.3 | 124 | 596.4 | 30.08 | 0 | 0.29 | 30.37 | 31.93 | 0 | 0.31 | 32.24 | 489837.6 | 118576.2 | 969.3 | 4257.5 | 0 | 7819.2 | 87086.3 | 0 | 796.9 | 11037.8 | 144805.2 | 0 | 603.1 | 3315.4 | 27688.9 | 88378.1 | 908.1 | 5430.1 | 0 | 51128.7 | 54273 | 1339.9 | 8138.7 | 3672.8 | 2432.8 | 7947
787 | 33 | Day33 | 18 | Hour18 | 2 | Winter | 2761 | #N/A | Winter | 495682.8 | 2024-02-02 18:00 | 489639.4 | 0 | 1133.6 | 4909.7 | 495682.7 | 472129.7 | 391328.9 | 0.0358 | 0.0542 | 0.5 | 0.49 | 318.2 | 24.8 | 3.51 | 22.6 | 1064 | 0.2 | 319.9 | 54.4 | 374.3 | 335.1 | 25.9 | 3.67 | 24.1 | 1125.8 | 0.21 | 336.9 | 57.7 | 394.5 | 425.9 | 26.6 | 3.72 | 34.1 | 1591.2 | 0.23 | 427.7 | 81.6 | 509.3 | 708.6 | 34.8 | 4.67 | 64.4 | 3011.1 | 0.33 | 710.9 | 154.2 | 865.2 | 32.4 | 0 | 0.29 | 32.69 | 34.3 | 0 | 0.31 | 34.61 | 495682.8 | 104353.9 | 2547.9 | 4257.5 | 0 | 8174.5 | 92341.6 | 0 | 504.4 | 5788.4 | 150093.7 | 0 | 2966.8 | 3315.4 | 29799.5 | 88396.1 | 2188.7 | 7247.2 | 0 | 25366.3 | 70721 | 1973.7 | 6908.1 | 7497.6 | 1886.7 | 8315.2
788 | 33 | Day33 | 19 | Hour19 | 2 | Winter | 2761 | #N/A | Winter | 498435 | 2024-02-02 19:00 | 493513.3 | 0 | 0 | 4921.6 | 498434.9 | 475816.4 | 415817.3 | 0.0359 | 0.0546 | 0.49 | 0.48 | 322 | 25.1 | 3.56 | 22.8 | 1077 | 0.2 | 323.7 | 54.9 | 378.7 | 338.3 | 26.2 | 3.71 | 24.1 | 1136.8 | 0.21 | 340.1 | 58.1 | 398.2 | 447 | 27.2 | 3.77 | 36.2 | 1717.8 | 0.23 | 448.9 | 87.4 | 536.3 | 633.2 | 27.4 | 3.6 | 61 | 2806.4 | 0.3 | 635 | 144.7 | 779.7 | 33.62 | 0 | 0.16 | 33.78 | 35.57 | 0 | 0.18 | 35.75 | 498435 | 82617.6 | 4709.7 | 4257.5 | 0 | 8374.7 | 94404.2 | 0 | 0.1 | 605.7 | 155297.8 | 0 | 1432.6 | 3315.4 | 47408.2 | 88396.1 | 1683.1 | 6537.9 | 0 | 934.3 | 78295.5 | 2782.1 | 3389.6 | 7098.3 | 3295.3 | 8315.2
789 | 33 | Day33 | 20 | Hour20 | 2 | Winter | 2761 | #N/A | Winter | 496859.6 | 2024-02-02 20:00 | 491634.6 | 0.4 | 0 | 5224.5 | 496859.5 | 474027.3 | 412288.4 | 0.0358 | 0.0544 | 0.5 | 0.49 | 319.6 | 25.1 | 3.56 | 22.4 | 1064.9 | 0.19 | 321.3 | 54.2 | 375.5 | 333.7 | 26.1 | 3.7 | 23.5 | 1115 | 0.2 | 335.5 | 56.8 | 392.2 | 435.7 | 27 | 3.72 | 34.5 | 1678.5 | 0.21 | 437.5 | 84.6 | 522.1 | 629.2 | 16 | 1.84 | 71 | 3145.2 | 0.29 | 630.2 | 164.8 | 795 | 32.34 | 0 | 0.15 | 32.49 | 34.23 | 0 | 0.17 | 34.4 | 496859.6 | 84571.2 | 5369.8 | 4257.5 | 0 | 8374.7 | 94499.3 | 0 | 0 | 0 | 153503.9 | 0 | 434.1 | 3315.4 | 50433.3 | 88385.6 | 1132.4 | 2582.3 | 0 | 0 | 81642.8 | 2928.4 | 156.5 | 3586.3 | 3698 | 7916.5
790 | 33 | Day33 | 21 | Hour21 | 2 | Winter | 2761 | #N/A | Winter | 484315.7 | 2024-02-02 21:00 | 479221.4 | 0 | 0 | 5094.3 | 484315.7 | 462237.1 | 398079.4 | 0.0354 | 0.0532 | 0.51 | 0.5 | 310.5 | 24.2 | 3.43 | 22.1 | 1042.1 | 0.19 | 312.2 | 53.2 | 365.3 | 323.3 | 25.1 | 3.56 | 23.1 | 1087.1 | 0.2 | 325.1 | 55.5 | 380.6 | 481.6 | 31.9 | 4.43 | 36.2 | 1795.6 | 0.22 | 483.8 | 89.8 | 573.6 | 891.7 | 84.4 | 12.11 | 44.1 | 2523.5 | 0.43 | 897.5 | 119.4 | 1016.9 | 30.98 | 0 | 0.15 | 31.13 | 32.74 | 0 | 0.16 | 32.9 | 484315.7 | 86236.3 | 3531.3 | 4257.5 | 0 | 8374.7 | 88438.6 | 0 | 0 | 0 | 149086 | 0 | 159.1 | 3315.4 | 48838.6 | 88396.1 | 952.7 | 2729.4 | 0 | 0 | 82534.8 | 3701.5 | 0 | 964.6 | 3754.4 | 8116.6
791 | 33 | Day33 | 22 | Hour22 | 2 | Winter | 2761 | #N/A | Winter | 461207.1 | 2024-02-02 22:00 | 456146.6 | 0 | 0 | 5060.4 | 461207.1 | 440319.2 | 375321.6 | 0.0347 | 0.0508 | 0.52 | 0.52 | 301.6 | 23.6 | 3.34 | 21.5 | 1010.3 | 0.19 | 303.2 | 51.7 | 354.9 | 313.5 | 24.5 | 3.46 | 22.4 | 1052 | 0.19 | 315.2 | 53.8 | 369 | 475 | 30.1 | 4.16 | 37 | 1814.7 | 0.22 | 477.1 | 91.1 | 568.2 | 497.1 | 10.6 | 1.14 | 57.8 | 2546.2 | 0.23 | 497.7 | 133.7 | 631.4 | 29.89 | 0 | 0.23 | 30.12 | 31.51 | 0 | 0.24 | 31.75 | 461207.1 | 85885.5 | 3195.7 | 4257.5 | 0 | 8374.7 | 82204.3 | 0 | 0 | 0 | 137549.4 | 0 | 159.1 | 3315.4 | 45381.3 | 88396.1 | 934.9 | 1553.2 | 0 | 0 | 82023.8 | 3861.7 | 0 | 217.6 | 2168.8 | 8315.2
792 | 33 | Day33 | 23 | Hour23 | 2 | Winter | 2761 | #N/A | Winter | 436253.6 | 2024-02-02 23:00 | 431030.1 | 0 | 217.1 | 5006.4 | 436253.6 | 416405.5 | 351362.3 | 0.0339 | 0.0482 | 0.54 | 0.53 | 287.8 | 22.1 | 3.13 | 21.1 | 976.6 | 0.18 | 289.3 | 50.2 | 339.6 | 298.9 | 22.9 | 3.24 | 21.9 | 1015.8 | 0.19 | 300.5 | 52.3 | 352.8 | 467.2 | 29.6 | 4.09 | 36.4 | 1783.9 | 0.22 | 469.2 | 89.6 | 558.8 | 741 | 73.4 | 10.58 | 34.8 | 1982.3 | 0.39 | 746.1 | 94 | 840.1 | 27.26 | 0 | 0.14 | 27.4 | 28.69 | 0 | 0.15 | 28.84 | 436253.6 | 84891.3 | 1798.2 | 4127.6 | 0 | 7359.2 | 72446.6 | 0 | 0 | 0 | 128756.2 | 0 | 159.1 | 3315.4 | 43077.4 | 87964.2 | 805 | 1553.2 | 0 | 0 | 80969.9 | 3921.4 | 0 | 178.6 | 2248.2 | 6316.5
793 | 34 | Day34 | 0 | Hour0 | 2 | Winter | 90 | 490889.2 | Winter | 416246.7 | 2024-02-03 | 409650.2 | 559.3 | 1253.8 | 4783.4 | 416246.7 | 396018.9 | 335242.3 | 0.0333 | 0.0459 | 0.54 | 0.53 | 284.3 | 21.6 | 3.05 | 21.1 | 973.6 | 0.18 | 285.8 | 50.2 | 336 | 295.6 | 22.5 | 3.17 | 22 | 1012.9 | 0.19 | 297.1 | 52.2 | 349.3 | 462.1 | 29 | 4.01 | 36.3 | 1773.1 | 0.22 | 464.1 | 89.2 | 553.2 | 1016.9 | 107.5 | 15.57 | 40.2 | 2507.1 | 0.51 | 1024.3 | 115 | 1139.4 | 26.07 | 0 | 0.14 | 26.21 | 27.42 | 0 | 0.15 | 27.57 | 416246.7 | 81004.4 | 56.6 | 4124.6 | 0 | 6346.7 | 67256.7 | 0 | 0 | 0 | 124583.7 | 0 | 159.1 | 3315.4 | 40412.8 | 87033.9 | 578.3 | 1374.6 | 0 | 0 | 77046.7 | 3957.7 | 0 | 0 | 0 | 4738.1
794 | 34 | Day34 | 1 | Hour1 | 2 | Winter | 2761 | #N/A | Winter | 402047.9 | 2024-02-03 01:00 | 393523.9 | 2585.8 | 1123.4 | 4814.8 | 402047.9 | 380629.8 | 324723.1 | 0.0328 | 0.044 | 0.53 | 0.53 | 289.1 | 22 | 3.1 | 21.5 | 991.3 | 0.18 | 290.6 | 51.1 | 341.7 | 300.6 | 22.8 | 3.22 | 22.4 | 1030.4 | 0.19 | 302.1 | 53.1 | 355.3 | 469.2 | 29.8 | 4.11 | 36.5 | 1790.6 | 0.22 | 471.2 | 89.9 | 561.1 | 796.4 | 74.8 | 10.72 | 39.9 | 2273.4 | 0.38 | 801.6 | 107.8 | 909.4 | 25.95 | 0 | 0.22 | 26.17 | 27.22 | 0 | 0.23 | 27.46 | 402047.9 | 77324.8 | 149.9 | 4124.6 | 0 | 4931.1 | 65960.1 | 0 | 0 | 0 | 122979.1 | 0 | 95.5 | 3315.4 | 34060.1 | 87033.9 | 491.4 | 1582.1 | 0 | 0 | 73338.1 | 3986.7 | 0 | 0 | 0 | 4738.1
795 | 34 | Day34 | 2 | Hour2 | 2 | Winter | 2761 | #N/A | Winter | 394445.9 | 2024-02-03 02:00 | 384954.6 | 4026.2 | 741.8 | 4723.3 | 394445.9 | 372443.9 | 319226.4 | 0.0325 | 0.043 | 0.52 | 0.52 | 292.9 | 22.2 | 3.13 | 21.9 | 1005.4 | 0.19 | 294.4 | 51.9 | 346.3 | 304.2 | 23.1 | 3.26 | 22.7 | 1044 | 0.19 | 305.8 | 53.9 | 359.7 | 480.6 | 31 | 4.29 | 36.9 | 1819.3 | 0.22 | 482.7 | 91.2 | 573.9 | 923.5 | 96.3 | 13.92 | 37.6 | 2331.6 | 0.45 | 930.2 | 107.2 | 1037.4 | 26 | 0 | 0.23 | 26.22 | 27.26 | 0 | 0.23 | 27.49 | 394445.9 | 75219.6 | 645.5 | 4124.6 | 0 | 4931.1 | 65418.9 | 0 | 0 | 0 | 122661.7 | 0 | 95.5 | 3315.4 | 30277.2 | 87033.9 | 491.4 | 231.2 | 0 | 0 | 71139 | 4080.5 | 0 | 0 | 6.6 | 5007.6
796 | 34 | Day34 | 3 | Hour3 | 2 | Winter | 2761 | #N/A | Winter | 391834.6 | 2024-02-03 03:00 | 383426.2 | 3623.6 | 217.1 | 4567.5 | 391834.6 | 370980.5 | 317238.7 | 0.0325 | 0.0428 | 0.52 | 0.51 | 296.1 | 22.5 | 3.17 | 22.1 | 1015.7 | 0.19 | 297.7 | 52.4 | 350.1 | 307.8 | 23.4 | 3.3 | 22.9 | 1055.6 | 0.2 | 309.4 | 54.5 | 363.8 | 481.5 | 30.6 | 4.23 | 37.4 | 1836.7 | 0.22 | 483.6 | 92.2 | 575.8 | 732.8 | 64.4 | 9.2 | 40.7 | 2229.4 | 0.35 | 737.2 | 107.2 | 844.4 | 25.94 | 0 | 0.16 | 26.1 | 27.25 | 0 | 0.15 | 27.4 | 391834.6 | 74595.8 | 649.2 | 4124.6 | 0 | 4931.1 | 65854.8 | 0 | 0 | 0 | 122871.7 | 0 | 95.5 | 3315.4 | 27871.3 | 87033.9 | 491.4 | 0 | 0 | 0 | 70459.8 | 4136 | 0 | 0 | 0 | 5010.6
797 | 34 | Day34 | 4 | Hour4 | 2 | Winter | 2761 | #N/A | Winter | 398732.4 | 2024-02-03 04:00 | 391468.9 | 2258.2 | 217.1 | 4788.2 | 398732.4 | 378671.1 | 325628.2 | 0.0327 | 0.0438 | 0.5 | 0.5 | 306 | 23.4 | 3.31 | 22.5 | 1043.1 | 0.19 | 307.6 | 53.6 | 361.3 | 317.6 | 24.3 | 3.43 | 23.4 | 1082.9 | 0.2 | 319.3 | 55.7 | 375 | 478.9 | 30.2 | 4.18 | 37.4 | 1832.5 | 0.22 | 481 | 92 | 573 | 901.7 | 101 | 14.66 | 30.4 | 2056.5 | 0.45 | 908.7 | 91.8 | 1000.4 | 26.51 | 0 | 0.16 | 26.67 | 27.83 | 0 | 0.15 | 27.98 | 398732.4 | 73104.2 | 251.9 | 4124.6 | 0 | 5842 | 70017.6 | 0 | 0 | 0 | 126989.1 | 0 | 95.5 | 3315.4 | 27466.8 | 87033.9 | 491.4 | 0 | 0 | 0 | 68985 | 4119.1 | 0 | 0 | 0 | 4631
798 | 34 | Day34 | 5 | Hour5 | 2 | Winter | 2761 | #N/A | Winter | 419473.1 | 2024-02-03 05:00 | 413881.2 | 120.2 | 4.1 | 5467.6 | 419473.1 | 400032 | 345283.8 | 0.0335 | 0.0465 | 0.49 | 0.48 | 322.8 | 25.2 | 3.57 | 23 | 1084.3 | 0.2 | 324.5 | 55.4 | 379.9 | 334.3 | 26.1 | 3.69 | 23.9 | 1124.1 | 0.21 | 336.1 | 57.5 | 393.5 | 496.4 | 33.4 | 4.65 | 36.9 | 1834.4 | 0.23 | 498.7 | 91.6 | 590.3 | 479.1 | 20 | 2.6 | 46.6 | 2156.9 | 0.22 | 480.4 | 111 | 591.4 | 27.67 | 0 | 0.14 | 27.81 | 29.07 | 0 | 0.15 | 29.22 | 419473.1 | 74189.4 | 729.3 | 4124.6 | 0 | 7844.2 | 80058.1 | 0 | 0 | 0 | 135111.2 | 0 | 95.5 | 3315.4 | 26480.2 | 87033.9 | 491.4 | 0 | 0 | 0 | 70109.6 | 4079.7 | 0 | 0 | 142.3 | 5890.9
799 | 34 | Day34 | 6 | Hour6 | 2 | Winter | 2761 | #N/A | Winter | 449822 | 2024-02-03 06:00 | 443982.4 | 50 | 4.1 | 5785.6 | 449822.1 | 428652.1 | 371818.9 | 0.0345 | 0.05 | 0.48 | 0.47 | 334.4 | 26.6 | 3.77 | 23.2 | 1107.4 | 0.2 | 336.3 | 56.2 | 392.5 | 347.4 | 27.6 | 3.91 | 24.2 | 1152.3 | 0.21 | 349.3 | 58.6 | 407.8 | 453 | 29.9 | 4.16 | 34.3 | 1689.8 | 0.21 | 455 | 84.7 | 539.7 | 567.9 | 34.2 | 4.7 | 45.8 | 2225 | 0.26 | 570.2 | 112.1 | 682.4 | 30.71 | 0 | 0.14 | 30.85 | 32.38 | 0 | 0.15 | 32.53 | 449822 | 78003.2 | 1549.5 | 4124.6 | 0 | 8374.7 | 90980.6 | 0 | 0 | 671.3 | 143668.5 | 0 | 95.5 | 3315.4 | 32185 | 87033.9 | 491.4 | 0 | 0 | 175.3 | 73292.5 | 3864 | 0 | 1273.5 | 1759.8 | 8315.2
800 | 34 | Day34 | 7 | Hour7 | 2 | Winter | 2761 | #N/A | Winter | 474687.2 | 2024-02-03 07:00 | 469656.2 | 0 | 0 | 5031 | 474687.3 | 453090.8 | 381110.8 | 0.0353 | 0.0525 | 0.5 | 0.5 | 318.2 | 25.3 | 3.58 | 22.1 | 1055.4 | 0.19 | 319.9 | 53.6 | 373.6 | 331.5 | 26.3 | 3.72 | 23.2 | 1101.9 | 0.2 | 333.3 | 56 | 389.3 | 426.9 | 28.4 | 3.94 | 32 | 1587.5 | 0.2 | 428.8 | 79.4 | 508.2 | 993 | 105.4 | 15.25 | 38.7 | 2449.2 | 0.49 | 1000.3 | 111.9 | 1112.1 | 33.26 | 0 | 0.19 | 33.45 | 35.12 | 0 | 0.21 | 35.32 | 474687.2 | 93576.4 | 3511.9 | 4198.3 | 0 | 8372.1 | 91097.7 | 0 | 0 | 5034.1 | 145098.7 | 0 | 95.5 | 3315.4 | 36258.7 | 88396.1 | 491.4 | 275.1 | 0 | 11882.9 | 73125.3 | 3534.1 | 647.5 | 3877.2 | 4506.4 | 8315.2
801 | 34 | Day34 | 8 | Hour8 | 2 | Winter | 2761 | #N/A | Winter | 485623 | 2024-02-03 08:00 | 481290.7 | 0 | 0 | 4332.3 | 485623 | 464185.7 | 368370.3 | 0.0355 | 0.0535 | 0.54 | 0.54 | 292.4 | 23 | 3.25 | 20.7 | 978.3 | 0.18 | 294 | 49.9 | 343.9 | 303.9 | 23.9 | 3.37 | 21.5 | 1017.1 | 0.19 | 305.5 | 51.9 | 357.4 | 270.8 | 15.3 | 2.08 | 22.8 | 1092.9 | 0.12 | 271.9 | 55.4 | 327.2 | 613 | 37.5 | 5.17 | 48.8 | 2382.6 | 0.28 | 615.5 | 119.9 | 735.4 | 30.13 | 0 | 0.22 | 30.35 | 31.83 | 0 | 0.23 | 32.06 | 485623 | 117252.7 | 997.1 | 4198.3 | 0 | 8374.7 | 84348.4 | 0 | 0 | 8970.8 | 140053.8 | 0 | 95.5 | 3315.4 | 36581.1 | 88396.1 | 491.4 | 1518.5 | 0 | 35224.4 | 70001.7 | 3055.8 | 4703.1 | 934.1 | 32.2 | 8315.2
802 | 34 | Day34 | 9 | Hour9 | 2 | Winter | 2761 | #N/A | Winter | 489938.8 | 2024-02-03 09:00 | 484683.7 | 712.7 | 0 | 4542.3 | 489938.7 | 467410.6 | 355268.9 | 0.0356 | 0.0538 | 0.57 | 0.56 | 274.4 | 21.6 | 3.06 | 19.5 | 916.4 | 0.17 | 275.9 | 46.8 | 322.7 | 285.2 | 22.4 | 3.17 | 20.3 | 953.2 | 0.18 | 286.7 | 48.7 | 335.4 | 186.1 | 7.8 | 1.01 | 18.1 | 837.1 | 0.08 | 186.6 | 43.1 | 229.7 | 675.8 | 47.3 | 6.61 | 48.5 | 2439.6 | 0.32 | 679 | 121.3 | 800.3 | 29.07 | 0 | 0.16 | 29.22 | 30.76 | 0 | 0.16 | 30.92 | 489938.8 | 134669.8 | 1152.1 | 4198.3 | 0 | 7350.2 | 80121 | 0 | 91.1 | 11265.3 | 131924.7 | 0 | 95.5 | 3315.4 | 38224.2 | 88396.1 | 491.4 | 0 | 0 | 60642.9 | 59946.8 | 2723.7 | 8184.6 | 1116.7 | 662.2 | 7275.6
803 | 34 | Day34 | 10 | Hour10 | 2 | Winter | 2761 | #N/A | Winter | 490889.2 | 2024-02-03 10:00 | 484721.8 | 306 | 1059.1 | 4802.3 | 490889.3 | 467443.9 | 333759.5 | 0.0356 | 0.0538 | 0.58 | 0.58 | 266 | 21 | 2.98 | 18.9 | 885.8 | 0.17 | 267.5 | 45.3 | 312.8 | 276.6 | 21.9 | 3.1 | 19.6 | 921.1 | 0.17 | 278.1 | 47.1 | 325.2 | 154.8 | 6.4 | 0.83 | 15.2 | 699.6 | 0.07 | 155.2 | 36 | 191.3 | 575.5 | 32.2 | 4.38 | 48.6 | 2333.4 | 0.26 | 577.7 | 118.3 | 695.9 | 27.95 | 0 | 0.29 | 28.24 | 29.58 | 0 | 0.3 | 29.88 | 490889.2 | 157129.7 | 0 | 4198.3 | 0 | 7947.2 | 78324 | 0 | 632.5 | 14370.7 | 127234.8 | 0 | 95.5 | 3315.4 | 23543.8 | 88396.1 | 491.4 | 213 | 0 | 86089.8 | 53728.5 | 2308.3 | 10378.7 | 1113.7 | 0.6 | 7119.4
804 | 34 | Day34 | 11 | Hour11 | 2 | Winter | 2761 | #N/A | Winter | 489760.7 | 2024-02-03 11:00 | 480140.4 | 1124.3 | 3408.2 | 5087.8 | 489760.7 | 463125.9 | 324748.8 | 0.0354 | 0.0532 | 0.59 | 0.59 | 256.4 | 20.2 | 2.86 | 18.3 | 856.1 | 0.16 | 257.7 | 43.9 | 301.6 | 268.2 | 21.2 | 2.99 | 19.1 | 895 | 0.17 | 269.7 | 45.9 | 315.5 | 151.7 | 6.6 | 0.87 | 14.5 | 674.3 | 0.07 | 152.1 | 34.6 | 186.8 | 658.8 | 44.9 | 6.26 | 48.4 | 2415.8 | 0.31 | 661.9 | 120.4 | 782.3 | 27.34 | 0 | 0.29 | 27.63 | 28.94 | 0 | 0.3 | 29.25 | 489760.7 | 165011.9 | 0.5 | 4198.3 | 0 | 7809.4 | 75013.3 | 0 | 839.2 | 16364.5 | 123474.9 | 0 | 95.5 | 3315.4 | 21741 | 88396.1 | 491.4 | 213 | 0 | 97282 | 48510.2 | 2016 | 13624.1 | 1002.5 | 0 | 7534.1
805 | 34 | Day34 | 12 | Hour12 | 2 | Winter | 2761 | #N/A | Winter | 485112 | 2024-02-03 12:00 | 473832.8 | 2157.8 | 4134 | 4987.3 | 485111.9 | 457173.5 | 318163 | 0.0352 | 0.0525 | 0.6 | 0.6 | 249.3 | 19.5 | 2.76 | 18 | 836.8 | 0.16 | 250.7 | 43 | 293.7 | 261.4 | 20.5 | 2.9 | 18.8 | 875.4 | 0.17 | 262.8 | 44.9 | 307.7 | 135.2 | 5 | 0.64 | 13.7 | 628.1 | 0.06 | 135.5 | 32.5 | 168 | 594.7 | 37.1 | 5.12 | 46.8 | 2289.9 | 0.28 | 597.2 | 115.1 | 712.3 | 27.19 | 0 | 0.29 | 27.49 | 28.74 | 0 | 0.31 | 29.05 | 485112 | 166949 | 126.6 | 4198.3 | 0 | 7268.6 | 71759.6 | 0 | 822.8 | 17222 | 120767.1 | 0 | 95.5 | 3315.4 | 21531.5 | 88396.1 | 491.4 | 213 | 0 | 99655.8 | 47623.1 | 1625.3 | 15767.3 | 923.2 | 0 | 7611.9
806 | 34 | Day34 | 13 | Hour13 | 2 | Winter | 2761 | #N/A | Winter | 483121 | 2024-02-03 13:00 | 467347.8 | 3997.6 | 6875.9 | 4899.6 | 483121 | 451037.7 | 313068.1 | 0.0349 | 0.0517 | 0.61 | 0.6 | 246.7 | 19.3 | 2.73 | 17.9 | 828.6 | 0.16 | 248 | 42.6 | 290.6 | 259.8 | 20.4 | 2.89 | 18.7 | 868.5 | 0.16 | 261.2 | 44.6 | 305.8 | 134.7 | 4.8 | 0.61 | 13.9 | 632 | 0.06 | 135 | 32.7 | 167.7 | 542.2 | 28 | 3.77 | 47.9 | 2271.4 | 0.25 | 544.1 | 115.7 | 659.8 | 27.04 | 0 | 0.3 | 27.33 | 28.55 | 0 | 0.31 | 28.86 | 483121 | 170052.8 | 0 | 4198.3 | 0 | 5832.1 | 70580.5 | 0 | 778.4 | 19980.1 | 119329.9 | 0 | 95.5 | 3315.4 | 20829 | 88396.1 | 491.4 | 0 | 0 | 100120.7 | 47884.2 | 1289.4 | 14774.1 | 879.5 | 0 | 7270.2
807 | 34 | Day34 | 14 | Hour14 | 2 | Winter | 2761 | #N/A | Winter | 477404.1 | 2024-02-03 14:00 | 461650.2 | 4525.8 | 6370.8 | 4857.2 | 477404.1 | 445644 | 311555.4 | 0.0347 | 0.051 | 0.6 | 0.6 | 247 | 19.3 | 2.72 | 17.9 | 831.1 | 0.16 | 248.3 | 42.8 | 291.1 | 259.8 | 20.4 | 2.88 | 18.7 | 870 | 0.17 | 261.2 | 44.7 | 305.9 | 148.2 | 5.6 | 0.72 | 14.9 | 684.4 | 0.07 | 148.6 | 35.3 | 183.9 | 588.4 | 36.8 | 5.08 | 46.2 | 2262.3 | 0.27 | 590.9 | 113.7 | 704.5 | 26.95 | 0 | 0.3 | 27.25 | 28.44 | 0 | 0.31 | 28.75 | 477404.1 | 165848.8 | 0 | 4198.3 | 0 | 6028.1 | 69521.8 | 0 | 756.2 | 19685 | 118715.4 | 0 | 95.5 | 3315.4 | 20793.4 | 88396.1 | 491.4 | 0 | 0 | 96168.7 | 48170.6 | 1068.2 | 14799.8 | 694.7 | 0 | 7442
808 | 34 | Day34 | 15 | Hour15 | 2 | Winter | 2761 | #N/A | Winter | 470114.3 | 2024-02-03 15:00 | 457851 | 4048 | 3408.2 | 4807.1 | 470114.3 | 442050.4 | 314986.6 | 0.0345 | 0.0505 | 0.59 | 0.59 | 251.4 | 19.5 | 2.75 | 18.4 | 850.1 | 0.16 | 252.8 | 43.8 | 296.5 | 264.1 | 20.5 | 2.9 | 19.2 | 891.1 | 0.17 | 265.5 | 45.8 | 311.3 | 178.3 | 7.8 | 1.03 | 17 | 790.1 | 0.08 | 178.8 | 40.6 | 219.4 | 832.6 | 83 | 11.96 | 37.4 | 2224 | 0.4 | 838.4 | 103.7 | 942.1 | 27.04 | 0 | 0.3 | 27.34 | 28.54 | 0 | 0.31 | 28.85 | 470114.3 | 155127.8 | 0 | 4198.3 | 0 | 7714.6 | 69209.5 | 0 | 775.4 | 15474.5 | 120630.6 | 0 | 95.5 | 3315.4 | 20935.1 | 88396.1 | 491.4 | 0 | 0 | 87831.4 | 50145.5 | 900.9 | 14003.1 | 563.6 | 0 | 6770.6
809 | 34 | Day34 | 16 | Hour16 | 2 | Winter | 2761 | #N/A | Winter | 473805.8 | 2024-02-03 16:00 | 460130.3 | 4549.5 | 3893.3 | 5232.7 | 473805.7 | 444226.1 | 334587.8 | 0.0346 | 0.0507 | 0.56 | 0.55 | 275 | 21.4 | 3.02 | 19.9 | 926.2 | 0.17 | 276.5 | 47.5 | 324 | 289.4 | 22.5 | 3.18 | 20.9 | 974 | 0.18 | 290.9 | 50 | 340.9 | 297.9 | 17.9 | 2.46 | 24.1 | 1168.6 | 0.14 | 299.1 | 58.9 | 358 | 643.5 | 47.1 | 6.63 | 44.5 | 2243.6 | 0.31 | 646.7 | 111.4 | 758.2 | 27.84 | 0 | 0.29 | 28.14 | 29.46 | 0 | 0.31 | 29.77 | 473805.8 | 139217.9 | 0 | 4257.5 | 0 | 7819.2 | 76450.2 | 0 | 800.7 | 13499.2 | 130898.4 | 0 | 159.1 | 3315.4 | 22156.6 | 88396.1 | 922.3 | 213 | 0 | 69376.1 | 54626.7 | 915.2 | 10606.1 | 527.1 | 3.6 | 7713.3
810 | 34 | Day34 | 17 | Hour17 | 2 | Winter | 2761 | #N/A | Winter | 487956.6 | 2024-02-03 17:00 | 473939.6 | 4519.9 | 3887.8 | 5609.4 | 487956.6 | 457321.7 | 360308.8 | 0.0351 | 0.0523 | 0.54 | 0.53 | 291.2 | 22.7 | 3.2 | 20.8 | 979 | 0.18 | 292.8 | 50.1 | 342.9 | 307.7 | 23.9 | 3.38 | 22.1 | 1036.3 | 0.19 | 309.4 | 53 | 362.4 | 402.6 | 27.6 | 3.85 | 29.5 | 1470.5 | 0.19 | 404.5 | 73.4 | 477.9 | 904 | 89.2 | 12.87 | 41.5 | 2427.3 | 0.45 | 910.2 | 114 | 1024.1 | 31.46 | 0 | 0.29 | 31.75 | 33.36 | 0 | 0.3 | 33.67 | 487956.6 | 127647.8 | 1476.1 | 4257.5 | 0 | 7819.2 | 83653.2 | 0 | 778.4 | 10981.7 | 141562.5 | 0 | 415.3 | 3315.4 | 27113.3 | 88396.1 | 995.8 | 1304.2 | 0 | 51695.9 | 63192.6 | 999.3 | 7974.5 | 752.8 | 1843 | 7713.3
811 | 34 | Day34 | 18 | Hour18 | 2 | Winter | 2761 | #N/A | Winter | 489167.5 | 2024-02-03 18:00 | 483310.7 | 0 | 1339.9 | 4516.9 | 489167.5 | 466169.2 | 384463.5 | 0.0355 | 0.0534 | 0.5 | 0.5 | 316.8 | 24.9 | 3.53 | 22.3 | 1051.5 | 0.19 | 318.5 | 53.7 | 372.2 | 332.8 | 26 | 3.69 | 23.6 | 1110.2 | 0.21 | 334.6 | 56.8 | 391.3 | 444.5 | 29.7 | 4.16 | 33.7 | 1615.7 | 0.23 | 446.5 | 81.9 | 528.4 | 678 | 29.2 | 3.84 | 65.3 | 3009.4 | 0.32 | 679.9 | 155.1 | 835 | 53.89 | 0 | 0.29 | 54.17 | 57.03 | 0 | 0.31 | 57.33 | 489167.5 | 104704 | 3679.8 | 4257.5 | 0 | 8041.6 | 92408 | 0 | 519.2 | 5929.3 | 145924.9 | 0 | 2386.2 | 3315.4 | 27856.4 | 88396.1 | 1846 | 6351.5 | 0 | 24852.7 | 72484.9 | 917.9 | 6820.8 | 3860.4 | 4608 | 8112
812 | 34 | Day34 | 19 | Hour19 | 2 | Winter | 2761 | #N/A | Winter | 488625.3 | 2024-02-03 19:00 | 483761.4 | 0 | 0 | 4863.9 | 488625.3 | 466604.5 | 404594 | 0.0355 | 0.0534 | 0.49 | 0.49 | 320.7 | 25.1 | 3.55 | 22.7 | 1071.9 | 0.19 | 322.4 | 54.6 | 377.1 | 336.3 | 26.1 | 3.7 | 24 | 1129.9 | 0.21 | 338.1 | 57.7 | 395.8 | 461.8 | 30 | 4.18 | 35.5 | 1721.2 | 0.23 | 463.9 | 86.8 | 550.7 | 545.7 | 22.1 | 2.87 | 54.1 | 2465.1 | 0.26 | 547.2 | 127.6 | 674.7 | 34.73 | 0 | 0.23 | 34.97 | 36.7 | 0 | 0.25 | 36.95 | 488625.3 | 84031.3 | 7335.4 | 4257.5 | 0 | 8374.7 | 92759.8 | 0 | 1.2 | 681.8 | 151331.4 | 0 | 1755.8 | 3315.4 | 39852.6 | 88396.1 | 1358.5 | 5856.8 | 0 | 1139.9 | 81301.5 | 906.9 | 3497.8 | 2666.6 | 4207.8 | 8116.6
813 | 34 | Day34 | 20 | Hour20 | 2 | Winter | 2761 | #N/A | Winter | 486693 | 2024-02-03 20:00 | 481124.8 | 0 | 0 | 5568.3 | 486693.1 | 464098.2 | 398421.2 | 0.0354 | 0.0532 | 0.5 | 0.5 | 317.8 | 25 | 3.54 | 22.3 | 1059.7 | 0.19 | 319.5 | 54 | 373.5 | 330.8 | 25.9 | 3.67 | 23.4 | 1105.7 | 0.2 | 332.6 | 56.4 | 389 | 456.6 | 29.8 | 4.14 | 34.8 | 1714.1 | 0.21 | 458.6 | 85.9 | 544.5 | 1088.2 | 120.3 | 17.47 | 38.3 | 2516.8 | 0.55 | 1096.5 | 113.4 | 1210 | 32.26 | 0 | 0.23 | 32.49 | 34.08 | 0 | 0.24 | 34.33 | 486693 | 88271.8 | 3599.2 | 4257.5 | 0 | 8374.7 | 92169.1 | 0 | 0 | 0 | 150722.6 | 0 | 159.1 | 3315.4 | 43861.7 | 88396.1 | 1041.9 | 2523.9 | 0 | 0 | 87478.9 | 792.9 | 169.7 | 831.2 | 2516 | 8315.2
814 | 34 | Day34 | 21 | Hour21 | 2 | Winter | 2761 | #N/A | Winter | 476921 | 2024-02-03 21:00 | 471292.7 | 0 | 0 | 5628.2 | 476921 | 454754.7 | 385868.6 | 0.0351 | 0.0522 | 0.51 | 0.51 | 307 | 23.9 | 3.38 | 21.9 | 1031.5 | 0.19 | 308.6 | 52.7 | 361.3 | 319.6 | 24.8 | 3.5 | 22.9 | 1076.3 | 0.2 | 321.3 | 55 | 376.3 | 488.4 | 34 | 4.75 | 35.2 | 1768.4 | 0.23 | 490.8 | 88 | 578.8 | 1087.8 | 117.1 | 16.98 | 41.1 | 2614.3 | 0.54 | 1095.9 | 119.1 | 1215.1 | 30.59 | 0 | 0.23 | 30.82 | 32.29 | 0 | 0.24 | 32.54 | 476921 | 91052.4 | 3559.2 | 4257.5 | 0 | 8374.7 | 86101.2 | 0 | 0 | 0 | 146032.5 | 0 | 159.1 | 3315.4 | 41591 | 88396.1 | 1041.9 | 3040 | 0 | 0 | 90394.4 | 658 | 0 | 333.4 | 2807.6 | 7717.9
815 | 34 | Day34 | 22 | Hour22 | 2 | Winter | 2761 | #N/A | Winter | 457687.1 | 2024-02-03 22:00 | 452243.2 | 0 | 0 | 5444 | 457687.1 | 436657.5 | 365617.8 | 0.0345 | 0.0502 | 0.53 | 0.52 | 296 | 22.9 | 3.24 | 21.4 | 998.6 | 0.18 | 297.6 | 51.2 | 348.8 | 307.7 | 23.7 | 3.36 | 22.3 | 1040.2 | 0.19 | 309.3 | 53.4 | 362.7 | 463.3 | 28.4 | 3.91 | 36.9 | 1799.5 | 0.21 | 465.2 | 90.6 | 555.8 | 498 | 26.2 | 3.53 | 44.8 | 2075.4 | 0.25 | 499.8 | 106.7 | 606.4 | 29.62 | 0 | 0.23 | 29.85 | 31.2 | 0 | 0.24 | 31.44 | 457687.1 | 92069.3 | 2511.6 | 4257.5 | 0 | 7688.9 | 79030.3 | 0 | 0 | 0 | 136865.3 | 0 | 159.1 | 3315.4 | 39512.3 | 88396.1 | 1041.9 | 2839.5 | 0 | 0 | 91377.8 | 691.6 | 0 | 178.6 | 2098.9 | 7094.8
816 | 34 | Day34 | 23 | Hour23 | 2 | Winter | 2761 | #N/A | Winter | 436207.7 | 2024-02-03 23:00 | 430833.9 | 0 | 0 | 5373.8 | 436207.7 | 416267 | 344168.2 | 0.0338 | 0.048 | 0.54 | 0.54 | 281.6 | 21.5 | 3.04 | 20.8 | 959.2 | 0.18 | 283.1 | 49.4 | 332.5 | 292.6 | 22.3 | 3.15 | 21.7 | 998.9 | 0.19 | 294.1 | 51.5 | 345.6 | 470.7 | 30.1 | 4.16 | 36.4 | 1789.8 | 0.22 | 472.7 | 89.8 | 562.5 | 770.7 | 68.6 | 9.81 | 42.2 | 2304.9 | 0.38 | 775.4 | 111 | 886.4 | 28.92 | 0 | 0.23 | 29.15 | 30.39 | 0 | 0.24 | 30.64 | 436207.7 | 92039.5 | 2220.1 | 4176.5 | 0 | 7359.2 | 70267.5 | 0 | 0 | 0 | 127417.8 | 0 | 159.1 | 3315.4 | 36868.1 | 88396.1 | 927 | 3061.4 | 0 | 0 | 91304.3 | 735.2 | 0 | 178.6 | 1864.1 | 5223.4
817 | 35 | Day35 | 0 | Hour0 | 2 | Winter | 109 | 470382.1 | Winter | 416352.3 | 2024-02-04 | 410363.5 | 0.4 | 370.7 | 5617.6 | 416352.3 | 396741.1 | 324432.6 | 0.0332 | 0.0458 | 0.56 | 0.56 | 266.5 | 19.9 | 2.81 | 20.3 | 922.5 | 0.17 | 267.9 | 47.8 | 315.7 | 276.6 | 20.6 | 2.91 | 21.1 | 959 | 0.18 | 278 | 49.7 | 327.7 | 498.5 | 34.8 | 4.86 | 35.9 | 1803.5 | 0.23 | 500.9 | 89.8 | 590.7 | 884 | 93.3 | 13.52 | 36.1 | 2184.1 | 0.47 | 890.5 | 101.3 | 991.8 | 26.22 | 0 | 0.22 | 26.44 | 27.53 | 0 | 0.24 | 27.77 | 416352.3 | 91919.7 | 438.1 | 4124.6 | 0 | 6503.5 | 61817.9 | 0 | 0 | 0 | 120383.5 | 0 | 159.1 | 3315.4 | 37524.6 | 88119 | 745.5 | 1301.4 | 0 | 0 | 91234.8 | 684.9 | 0 | 99.4 | 192 | 4738.1
818 | 35 | Day35 | 1 | Hour1 | 2 | Winter | 2761 | #N/A | Winter | 399684.1 | 2024-02-04 01:00 | 393566.9 | 455.2 | 242.6 | 5419.5 | 399684.1 | 380699 | 309278.9 | 0.0327 | 0.0439 | 0.56 | 0.56 | 262.4 | 19.3 | 2.72 | 20.3 | 918.2 | 0.17 | 263.7 | 47.7 | 311.5 | 272.1 | 20 | 2.82 | 21.1 | 953.3 | 0.18 | 273.4 | 49.6 | 323 | 481.9 | 32.3 | 4.5 | 35.9 | 1783.1 | 0.23 | 484.1 | 89.1 | 573.2 | 807.5 | 80.9 | 11.67 | 36 | 2131.2 | 0.4 | 813.1 | 99.7 | 912.7 | 25.26 | 0 | 0.22 | 25.48 | 26.49 | 0 | 0.23 | 26.72 | 399684.1 | 90405.2 | 455 | 4124.6 | 0 | 5090.6 | 57265.3 | 0 | 0 | 0 | 117107.1 | 0 | 159.1 | 3315.4 | 33625 | 87033.9 | 568.5 | 534.3 | 0 | 0 | 89592.5 | 812.7 | 0 | 0 | 460.2 | 4897.8
819 | 35 | Day35 | 2 | Hour2 | 2 | Winter | 2761 | #N/A | Winter | 391627.3 | 2024-02-04 02:00 | 383496.2 | 2748 | 157.7 | 5225.4 | 391627.3 | 371066.4 | 302149.5 | 0.0324 | 0.0428 | 0.56 | 0.56 | 262.9 | 19.3 | 2.72 | 20.5 | 921.9 | 0.17 | 264.2 | 48 | 312.2 | 272.9 | 20 | 2.82 | 21.3 | 957.7 | 0.18 | 274.3 | 49.9 | 324.1 | 487.7 | 32.7 | 4.56 | 36.4 | 1804.6 | 0.23 | 489.9 | 90.2 | 580.1 | 756.9 | 70.2 | 10.06 | 38.7 | 2187.2 | 0.36 | 761.8 | 104 | 865.8 | 25 | 0 | 0.22 | 25.22 | 26.23 | 0 | 0.23 | 26.46 | 391627.3 | 89477.8 | 301.8 | 4124.6 | 0 | 4928.2 | 55997 | 0 | 0 | 0 | 115748.7 | 0 | 95.5 | 3315.4 | 29445.2 | 87033.9 | 544.9 | 614.4 | 0 | 0 | 88504.3 | 973.5 | 0 | 0 | 0 | 4533.5
820 | 35 | Day35 | 3 | Hour3 | 2 | Winter | 2761 | #N/A | Winter | 387202.6 | 2024-02-04 03:00 | 378020.2 | 3648.9 | 650.2 | 4883.3 | 387202.6 | 365821.8 | 298693.8 | 0.0323 | 0.0422 | 0.56 | 0.55 | 265.5 | 19.5 | 2.75 | 20.6 | 930.6 | 0.17 | 266.9 | 48.4 | 315.3 | 275.4 | 20.2 | 2.85 | 21.4 | 965.7 | 0.18 | 276.8 | 50.3 | 327 | 490.8 | 33.1 | 4.61 | 36.4 | 1810 | 0.23 | 493 | 90.4 | 583.5 | 681.1 | 59.3 | 8.45 | 38.3 | 2090.9 | 0.33 | 685.1 | 100.7 | 785.9 | 24.59 | 0 | 0.15 | 24.75 | 25.81 | 0 | 0.15 | 25.96 | 387202.6 | 88508.8 | 276.1 | 4124.6 | 0 | 4931.1 | 55982.8 | 0 | 0 | 0 | 115446.3 | 0 | 95.5 | 3315.4 | 27278.3 | 86698.8 | 544.9 | 0 | 0 | 0 | 87466.2 | 1042.5 | 0 | 0 | 0 | 4533.5
821 | 35 | Day35 | 4 | Hour4 | 2 | Winter | 2761 | #N/A | Winter | 386635 | 2024-02-04 04:00 | 377901.4 | 2927.7 | 759.6 | 5046.5 | 386635.1 | 365706.4 | 298318.1 | 0.0323 | 0.0421 | 0.55 | 0.55 | 268 | 19.8 | 2.78 | 20.8 | 937.9 | 0.18 | 269.3 | 48.8 | 318.1 | 278.1 | 20.5 | 2.88 | 21.6 | 974.8 | 0.18 | 279.5 | 50.7 | 330.2 | 492.4 | 33.4 | 4.65 | 36.4 | 1810.9 | 0.23 | 494.7 | 90.4 | 585.1 | 725.8 | 67.5 | 9.67 | 37 | 2092.1 | 0.35 | 730.5 | 99.4 | 829.8 | 24.61 | 0 | 0.15 | 24.77 | 25.85 | 0 | 0.15 | 26 | 386635 | 88316.9 | 310.5 | 4124.6 | 0 | 4735.5 | 56570.6 | 0 | 0 | 0 | 115918 | 0 | 95.5 | 3315.4 | 26004.4 | 86698.8 | 544.9 | 0 | 0 | 0 | 87255.3 | 1061.6 | 0 | 0 | 0 | 4932.2
822 | 35 | Day35 | 5 | Hour5 | 2 | Winter | 2761 | #N/A | Winter | 391184.4 | 2024-02-04 05:00 | 384080.2 | 1414.2 | 624.8 | 5065.1 | 391184.4 | 371622 | 303646.3 | 0.0324 | 0.0428 | 0.54 | 0.54 | 276.3 | 20.6 | 2.91 | 21.1 | 958.1 | 0.18 | 277.7 | 49.7 | 327.3 | 286.4 | 21.4 | 3.01 | 21.9 | 994.5 | 0.19 | 287.9 | 51.6 | 339.4 | 507.3 | 35.7 | 4.99 | 36.4 | 1825.8 | 0.24 | 509.7 | 90.8 | 600.5 | 633.1 | 49.9 | 7.05 | 40.4 | 2108.7 | 0.3 | 636.5 | 103.3 | 739.8 | 24.99 | 0 | 0.28 | 25.27 | 26.19 | 0 | 0.28 | 26.47 | 391184.4 | 87538.1 | 557.8 | 4124.6 | 0 | 4931.1 | 60160.4 | 0 | 0 | 0 | 118098.5 | 0 | 95.5 | 3315.4 | 25119.4 | 86698.8 | 544.9 | 0 | 0 | 0 | 86333.9 | 1204.2 | 0 | 0 | 0 | 4932.2
823 | 35 | Day35 | 6 | Hour6 | 2 | Winter | 2761 | #N/A | Winter | 401709.2 | 2024-02-04 06:00 | 396023.1 | 4.5 | 370.7 | 5310.9 | 401709.2 | 383048.7 | 313402.2 | 0.0328 | 0.0442 | 0.53 | 0.53 | 284.3 | 21.4 | 3.02 | 21.4 | 979.5 | 0.18 | 285.7 | 50.6 | 336.3 | 294.5 | 22.2 | 3.12 | 22.2 | 1016.2 | 0.19 | 296 | 52.5 | 348.5 | 505.2 | 34.3 | 4.78 | 37.2 | 1855.5 | 0.24 | 507.5 | 92.6 | 600.1 | 490.7 | 25.3 | 3.4 | 44.4 | 2060.2 | 0.25 | 492.4 | 105.8 | 598.2 | 26.2 | 0 | 0.14 | 26.35 | 27.48 | 0 | 0.15 | 27.63 | 401709.2 | 88307 | 206.7 | 4195.3 | 0 | 4931.1 | 64359.5 | 0 | 0 | 477.8 | 122576.6 | 0 | 95.5 | 3315.4 | 25400.5 | 87442.3 | 544.9 | 334.6 | 0 | 136 | 86326.9 | 1366.3 | 0 | 0 | 7.8 | 5249.2
824 | 35 | Day35 | 7 | Hour7 | 2 | Winter | 2761 | #N/A | Winter | 418666.4 | 2024-02-04 07:00 | 412941.5 | 47 | 213 | 5464.9 | 418666.4 | 399222.8 | 322054.4 | 0.0332 | 0.0459 | 0.54 | 0.54 | 285.9 | 22 | 3.1 | 21.1 | 972.5 | 0.18 | 287.4 | 50.1 | 337.5 | 296.2 | 22.7 | 3.21 | 21.9 | 1008.8 | 0.19 | 297.8 | 52 | 349.7 | 450.8 | 28.9 | 4 | 34.8 | 1711.3 | 0.21 | 452.7 | 85.8 | 538.5 | 1116 | 128.3 | 18.66 | 34.8 | 2441.4 | 0.56 | 1124.9 | 107.7 | 1232.7 | 27.77 | 0 | 0.26 | 28.03 | 29.15 | 0 | 0.27 | 29.42 | 418666.4 | 96612 | 662.5 | 4198.3 | 0 | 4931.1 | 69099.3 | 0 | 0 | 2894.6 | 123958.4 | 0 | 95.5 | 3315.4 | 26867.5 | 88381.6 | 544.9 | 0 | 0 | 6924.3 | 85376.5 | 1416.6 | 471.2 | 0 | 0 | 5745.8
825 | 35 | Day35 | 8 | Hour8 | 2 | Winter | 2761 | #N/A | Winter | 435427.6 | 2024-02-04 08:00 | 430021.4 | 292.2 | 149 | 4964.9 | 435427.6 | 415523.1 | 323590.5 | 0.0337 | 0.0477 | 0.56 | 0.56 | 271.9 | 20.8 | 2.94 | 20.1 | 926.9 | 0.17 | 273.4 | 47.8 | 321.1 | 282.2 | 21.6 | 3.04 | 20.9 | 963.5 | 0.18 | 283.7 | 49.7 | 333.4 | 330.3 | 19.1 | 2.62 | 27.3 | 1317.5 | 0.15 | 331.6 | 66.6 | 398.2 | 846.5 | 82.1 | 11.8 | 40.4 | 2334.2 | 0.42 | 852.2 | 110 | 962.2 | 27.91 | 0 | 0.26 | 28.17 | 29.33 | 0 | 0.27 | 29.6 | 435427.6 | 111837.1 | 1033.3 | 4198.3 | 0 | 4931.1 | 68003.7 | 0 | 0 | 4486.5 | 123242 | 0 | 95.5 | 3315.4 | 28525.2 | 88396.1 | 544.9 | 1305 | 0 | 22498.4 | 83657.8 | 1194.4 | 2899 | 0 | 0 | 6088.8
826 | 35 | Day35 | 9 | Hour9 | 2 | Winter | 2761 | #N/A | Winter | 450335.3 | 2024-02-04 09:00 | 444915.3 | 566.1 | 166.3 | 4687.6 | 450335.3 | 429714.5 | 321720.7 | 0.0342 | 0.0493 | 0.57 | 0.57 | 265.2 | 20.5 | 2.89 | 19.5 | 899.1 | 0.17 | 266.6 | 46.3 | 312.9 | 275.1 | 21.2 | 2.99 | 20.2 | 934.3 | 0.17 | 276.5 | 48.1 | 324.6 | 245.9 | 11.8 | 1.57 | 22.5 | 1057.7 | 0.11 | 246.7 | 54.1 | 300.7 | 887.7 | 96.9 | 14.04 | 32.2 | 2104.7 | 0.44 | 894.4 | 95 | 989.4 | 27.64 | 0 | 0.27 | 27.9 | 29.12 | 0 | 0.28 | 29.4 | 450335.3 | 128614.6 | 1082.4 | 4198.3 | 0 | 5898.8 | 69264.1 | 0 | 96.6 | 7513.5 | 122240 | 0 | 95.5 | 3315.4 | 26685.3 | 88396.1 | 544.9 | 0 | 0 | 43186.2 | 76930.4 | 888 | 4114.2 | 0 | 358.6 | 5845.9
827 | 35 | Day35 | 10 | Hour10 | 2 | Winter | 2761 | #N/A | Winter | 462883.9 | 2024-02-04 10:00 | 454490.2 | 328.4 | 2733.2 | 5332.1 | 462883.9 | 438819.9 | 307442.8 | 0.0345 | 0.0503 | 0.61 | 0.6 | 244.6 | 18.9 | 2.67 | 18 | 827.9 | 0.16 | 245.9 | 42.7 | 288.6 | 254.9 | 19.7 | 2.79 | 18.8 | 862.6 | 0.16 | 256.2 | 44.5 | 300.7 | 196.6 | 9.9 | 1.33 | 17.6 | 830.6 | 0.09 | 197.2 | 42.4 | 239.6 | 717.7 | 64 | 9.14 | 39 | 2155.6 | 0.34 | 722.1 | 103.4 | 825.5 | 26.87 | 0 | 0.27 | 27.14 | 28.34 | 0 | 0.28 | 28.62 | 462883.9 | 155441.1 | 309.5 | 4198.3 | 0 | 6813.3 | 66151.9 | 0 | 617.8 | 12531.2 | 115799.6 | 0 | 95.5 | 3315.4 | 21605.3 | 88396.1 | 544.9 | 213 | 0 | 70297.1 | 71316.4 | 678.7 | 7059.5 | 0 | 488.8 | 6665.1
828 | 35 | Day35 | 11 | Hour11 | 2 | Winter | 2761 | #N/A | Winter | 470382.1 | 2024-02-04 11:00 | 457687.3 | 3118.6 | 3980.8 | 5595.4 | 470382.1 | 441860.9 | 306719.8 | 0.0346 | 0.0507 | 0.62 | 0.61 | 237.2 | 18.3 | 2.58 | 17.6 | 805.5 | 0.15 | 238.4 | 41.6 | 280.1 | 249.6 | 19.2 | 2.72 | 18.5 | 846.9 | 0.16 | 250.9 | 43.7 | 294.7 | 187 | 9.1 | 1.22 | 17 | 799.9 | 0.09 | 187.6 | 40.9 | 228.5 | 932.8 | 98.5 | 14.25 | 36.8 | 2315.8 | 0.46 | 939.6 | 106 | 1045.6 | 26.42 | 0 | 0.28 | 26.7 | 27.92 | 0 | 0.29 | 28.21 | 470382.1 | 163662.3 | 1128.7 | 4187.2 | 0 | 7361.6 | 64897.3 | 0 | 812.9 | 14025.7 | 115187.8 | 0 | 95.5 | 3315.4 | 21605.3 | 88396.1 | 544.9 | 0 | 0 | 79954.7 | 68310.2 | 558.8 | 12322.3 | 0 | 375.1 | 6627.5
829 | 35 | Day35 | 12 | Hour12 | 2 | Winter | 2761 | #N/A | Winter | 466697.3 | 2024-02-04 12:00 | 454883.6 | 2144.8 | 4100.8 | 5568.2 | 466697.3 | 439201.3 | 303830.7 | 0.0345 | 0.0503 | 0.62 | 0.61 | 236.8 | 18.2 | 2.57 | 17.6 | 805.7 | 0.15 | 238 | 41.6 | 279.7 | 248.7 | 19.1 | 2.7 | 18.5 | 845.7 | 0.16 | 250 | 43.7 | 293.7 | 186.6 | 9.1 | 1.21 | 17 | 799 | 0.09 | 187.2 | 40.8 | 228.1 | 836.3 | 88.4 | 12.78 | 33.1 | 2075.4 | 0.41 | 842.4 | 95.1 | 937.5 | 26.23 | 0 | 0.28 | 26.5 | 27.69 | 0 | 0.29 | 27.98 | 466697.3 | 162866.5 | 977.9 | 4187.2 | 0 | 6290.9 | 64039.4 | 0 | 810.4 | 14240.5 | 114706.5 | 0 | 95.5 | 3315.4 | 21605.3 | 88067.8 | 544.9 | 0 | 0 | 81167.8 | 66138.9 | 508.9 | 13822.3 | 0 | 131.5 | 6800.6
830 | 35 | Day35 | 13 | Hour13 | 2 | Winter | 2761 | #N/A | Winter | 458405.3 | 2024-02-04 13:00 | 448428.6 | 502 | 4088.9 | 5385.7 | 458405.3 | 433075.5 | 297961.8 | 0.0342 | 0.0496 | 0.61 | 0.61 | 237.6 | 18.2 | 2.57 | 17.7 | 809.9 | 0.15 | 238.9 | 41.9 | 280.8 | 248.4 | 19 | 2.69 | 18.5 | 846.3 | 0.16 | 249.7 | 43.8 | 293.4 | 195 | 10.1 | 1.35 | 17.2 | 817 | 0.09 | 195.7 | 41.6 | 237.3 | 543.6 | 30.9 | 4.21 | 45.5 | 2188.6 | 0.25 | 545.7 | 110.8 | 656.4 | 26.06 | 0 | 0.28 | 26.34 | 27.49 | 0 | 0.29 | 27.78 | 458405.3 | 160443.6 | 0 | 4187.2 | 0 | 4670.7 | 62866.4 | 0 | 766.1 | 15159.3 | 113524.7 | 0 | 95.5 | 3315.4 | 20696 | 88061 | 544.9 | 0 | 0 | 78748.8 | 65288.5 | 480.9 | 12813.7 | 0 | 0.4 | 5212.8
831 | 35 | Day35 | 14 | Hour14 | 2 | Winter | 2761 | #N/A | Winter | 452113.8 | 2024-02-04 14:00 | 441489 | 1301.1 | 3984 | 5339.5 | 452113.8 | 426486.3 | 295973.9 | 0.034 | 0.0488 | 0.61 | 0.61 | 234.7 | 17.7 | 2.5 | 17.8 | 807.4 | 0.15 | 235.9 | 41.9 | 277.8 | 245.5 | 18.6 | 2.62 | 18.6 | 844.3 | 0.16 | 246.8 | 43.8 | 290.6 | 201.2 | 10.6 | 1.43 | 17.6 | 837 | 0.09 | 201.9 | 42.6 | 244.5 | 850.1 | 90.2 | 13.04 | 33.9 | 2100.2 | 0.43 | 856.3 | 96.6 | 953 | 24.6 | 0 | 0.28 | 24.88 | 25.94 | 0 | 0.29 | 26.23 | 452113.8 | 156139.9 | 0 | 4187.2 | 0 | 4668.7 | 60234.3 | 0 | 743 | 14566 | 113493.4 | 0 | 95.5 | 3315.4 | 21377.3 | 88057.2 | 544.9 | 0 | 0 | 76844.7 | 63511.5 | 474.6 | 12166.3 | 0 | 0 | 5654.4
832 | 35 | Day35 | 15 | Hour15 | 2 | Winter | 2761 | #N/A | Winter | 451524.8 | 2024-02-04 15:00 | 437116.6 | 4961.5 | 4104.9 | 5341.8 | 451524.9 | 422329.4 | 299639.1 | 0.0338 | 0.0483 | 0.61 | 0.6 | 236.7 | 17.9 | 2.52 | 17.9 | 815.1 | 0.15 | 238 | 42.3 | 280.2 | 249 | 18.8 | 2.65 | 18.8 | 857 | 0.16 | 250.3 | 44.4 | 294.8 | 217.2 | 11.6 | 1.57 | 18.8 | 897.7 | 0.1 | 218 | 45.6 | 263.6 | 633.2 | 58.5 | 8.38 | 33.3 | 1838.3 | 0.32 | 637.3 | 88.1 | 725.4 | 24.74 | 0 | 0.28 | 25.03 | 26.12 | 0 | 0.29 | 26.42 | 451524.8 | 151885.7 | 50.1 | 4236.1 | 0 | 6737.9 | 60543 | 0 | 760.9 | 13035.4 | 114606.4 | 0 | 95.5 | 3315.4 | 21545.4 | 87964.6 | 544.9 | 0 | 0 | 74019.6 | 63633.2 | 436.6 | 11005.2 | 0 | 0 | 6021.8
833 | 35 | Day35 | 16 | Hour16 | 2 | Winter | 2761 | #N/A | Winter | 454092.5 | 2024-02-04 16:00 | 437788.6 | 6048.4 | 4364.1 | 5891.3 | 454092.5 | 422968.1 | 308680.3 | 0.0339 | 0.0484 | 0.59 | 0.58 | 254.2 | 19.5 | 2.76 | 18.8 | 863.9 | 0.16 | 255.5 | 44.6 | 300.1 | 268.3 | 20.6 | 2.91 | 19.8 | 911.8 | 0.17 | 269.7 | 47 | 316.8 | 273.9 | 16.4 | 2.25 | 22.2 | 1076.9 | 0.13 | 275 | 54.3 | 329.3 | 304.8 | 6.5 | 0.71 | 37.9 | 1561.9 | 0.2 | 305.2 | 84.5 | 389.7 | 21.88 | 0 | 0.28 | 22.17 | 23.44 | 0 | 0.29 | 23.74 | 454092.5 | 145412.2 | 0 | 4236.1 | 0 | 6983 | 66865.9 | 0 | 778.2 | 13319.7 | 119280 | 0 | 159.1 | 3315.4 | 21805 | 85279.9 | 755.7 | 0 | 0 | 66149.8 | 64649.9 | 514.7 | 8964.4 | 0 | 8.9 | 6857.1
834 | 35 | Day35 | 17 | Hour17 | 2 | Winter | 2761 | #N/A | Winter | 464715.9 | 2024-02-04 17:00 | 448522.3 | 5262.9 | 4364.1 | 6566.6 | 464715.9 | 433164 | 333544.1 | 0.0342 | 0.0496 | 0.56 | 0.55 | 279 | 21.9 | 3.09 | 20 | 934.2 | 0.17 | 280.5 | 47.9 | 328.4 | 294.6 | 23.1 | 3.26 | 21.1 | 986.4 | 0.18 | 296.2 | 50.6 | 346.7 | 397.3 | 28.3 | 3.97 | 28.1 | 1415.6 | 0.19 | 399.2 | 70.3 | 469.5 | 613 | 57.3 | 8.23 | 33.6 | 1751.1 | 0.36 | 617 | 85.9 | 702.9 | 23.84 | 0 | 0.28 | 24.12 | 25.51 | 0 | 0.29 | 25.8 | 464715.9 | 131171.8 | 50.3 | 4236.1 | 0 | 7364.2 | 77097.5 | 0 | 228.3 | 10811.4 | 127701 | 0 | 415.3 | 3315.4 | 24106.7 | 88038.9 | 836.5 | 382.1 | 0 | 48525.8 | 70994.3 | 612 | 7926.2 | 0 | 1488.7 | 7081
835 | 35 | Day35 | 18 | Hour18 | 2 | Winter | 2761 | #N/A | Winter | 466174.4 | 2024-02-04 18:00 | 459514.6 | 0 | 1553.2 | 5106.6 | 466174.3 | 443596.3 | 359341.9 | 0.0346 | 0.0509 | 0.52 | 0.51 | 304 | 24 | 3.4 | 21.5 | 1011.8 | 0.19 | 305.7 | 51.7 | 357.4 | 317.8 | 25 | 3.54 | 22.6 | 1060.8 | 0.2 | 319.6 | 54.2 | 373.8 | 415.3 | 28.4 | 3.97 | 30.4 | 1516.7 | 0.2 | 417.3 | 75.7 | 493 | 523.3 | 21.2 | 2.75 | 51.7 | 2362.2 | 0.25 | 524.7 | 122.2 | 646.8 | 30.25 | 0 | 0.28 | 30.54 | 31.91 | 0 | 0.3 | 32.21 | 466174.4 | 106832.4 | 2727.1 | 4247.1 | 0 | 7819.2 | 85255.4 | 0 | 132.8 | 5864.8 | 137861.5 | 0 | 159.1 | 3315.4 | 27036.1 | 88396.1 | 934.9 | 1589.9 | 0 | 23763.5 | 76398.1 | 673.2 | 6740.8 | 0 | 3944.7 | 7197.5
836 | 35 | Day35 | 19 | Hour19 | 2 | Winter | 2761 | #N/A | Winter | 469682 | 2024-02-04 19:00 | 464514 | 0 | 0 | 5167.9 | 469681.9 | 448361.9 | 383515.4 | 0.0348 | 0.0513 | 0.5 | 0.5 | 316.8 | 25.1 | 3.55 | 22.2 | 1051.5 | 0.19 | 318.5 | 53.6 | 372 | 331.1 | 26.1 | 3.69 | 23.4 | 1103.6 | 0.2 | 332.9 | 56.3 | 389.2 | 449.6 | 29.9 | 4.16 | 33.7 | 1668.6 | 0.21 | 451.6 | 83.5 | 535.1 | 1076.6 | 117.1 | 16.99 | 39.6 | 2549 | 0.54 | 1084.7 | 115.7 | 1200.4 | 31.39 | 0 | 0.22 | 31.6 | 33.1 | 0 | 0.23 | 33.33 | 469682 | 86166.5 | 5045 | 4247.1 | 0 | 8374.7 | 89552.3 | 0 | 0.3 | 700.5 | 143381.8 | 0 | 159.1 | 3315.4 | 37694 | 88396.1 | 934.9 | 2414.9 | 0 | 1234.3 | 83501.8 | 729.7 | 3450.5 | 0 | 2062.9 | 8054.6
837 | 35 | Day35 | 20 | Hour20 | 2 | Winter | 2761 | #N/A | Winter | 468813.2 | 2024-02-04 20:00 | 463567.2 | 0 | 0 | 5246.1 | 468813.2 | 447467.4 | 381454.4 | 0.0347 | 0.0512 | 0.51 | 0.5 | 309.6 | 24.3 | 3.44 | 21.9 | 1033.6 | 0.19 | 311.2 | 52.8 | 364 | 323.9 | 25.3 | 3.58 | 23.1 | 1085.7 | 0.2 | 325.6 | 55.5 | 381.1 | 481.4 | 33.3 | 4.65 | 34.9 | 1748.3 | 0.23 | 483.6 | 87.1 | 570.7 | 1087.8 | 120.4 | 17.48 | 38.2 | 2512.8 | 0.55 | 1096.2 | 113.2 | 1209.3 | 30.47 | 0 | 0.16 | 30.63 | 32.13 | 0 | 0.17 | 32.3 | 468813.2 | 87358.8 | 4898.4 | 4247.1 | 0 | 7463.8 | 86557.7 | 0 | 0 | 0 | 142281.4 | 0 | 159.1 | 3315.4 | 38262.3 | 88396.1 | 928.6 | 4944.4 | 0 | 0 | 86506.2 | 852.6 | 180.3 | 0 | 3851 | 7548.5
838 | 35 | Day35 | 21 | Hour21 | 2 | Winter | 2761 | #N/A | Winter | 461567.4 | 2024-02-04 21:00 | 456183.4 | 0 | 0 | 5384.1 | 461567.5 | 440433.9 | 372833.7 | 0.0345 | 0.0505 | 0.52 | 0.52 | 300.1 | 23.3 | 3.3 | 21.5 | 1008.9 | 0.19 | 301.7 | 51.6 | 353.3 | 312.3 | 24.2 | 3.42 | 22.5 | 1052.5 | 0.19 | 314 | 53.9 | 367.9 | 482.3 | 32.6 | 4.53 | 35.7 | 1779 | 0.22 | 484.6 | 88.8 | 573.3 | 607.9 | 38.6 | 5.34 | 47.4 | 2307.1 | 0.29 | 610.5 | 116.3 | 726.8 | 29.91 | 0 | 0.15 | 30.05 | 31.51 | 0 | 0.16 | 31.67 | 461567.4 | 88733.8 | 2725 | 4247.1 | 0 | 7463.8 | 81495.3 | 0 | 0 | 0 | 138651.2 | 0 | 159.1 | 3315.4 | 41810.9 | 88396.1 | 934.9 | 3634.9 | 0 | 0 | 87725 | 1008.8 | 0 | 79.2 | 3194 | 7539.2
839 | 35 | Day35 | 22 | Hour22 | 2 | Winter | 2761 | #N/A | Winter | 445116.6 | 2024-02-04 22:00 | 439776.2 | 0 | 144.8 | 5195.7 | 445116.6 | 424811.5 | 356884.6 | 0.034 | 0.0488 | 0.54 | 0.53 | 287.3 | 22.1 | 3.12 | 21 | 975.1 | 0.18 | 288.8 | 50.2 | 339 | 298.9 | 22.9 | 3.23 | 22 | 1016.6 | 0.19 | 300.4 | 52.3 | 352.7 | 471.1 | 30.3 | 4.2 | 36.2 | 1783.9 | 0.22 | 473.1 | 89.4 | 562.5 | 641.8 | 43.7 | 6.1 | 47.3 | 2341.2 | 0.31 | 644.8 | 117.2 | 761.9 | 29 | 0 | 0.15 | 29.15 | 30.51 | 0 | 0.16 | 30.67 | 445116.6 | 88232 | 2721.9 | 4247.1 | 0 | 7463.8 | 73691 | 0 | 0 | 0 | 131510.6 | 0 | 159.1 | 3315.4 | 41832.9 | 88396.1 | 934.9 | 2611.7 | 0 | 0 | 87172.6 | 1059.4 | 0 | 0 | 3782.5 | 6929.8
840 | 35 | Day35 | 23 | Hour23 | 2 | Winter | 2761 | #N/A | Winter | 425248.8 | 2024-02-04 23:00 | 419904.6 | 9.7 | 213 | 5121.4 | 425248.9 | 405860.2 | 338379.2 | 0.0334 | 0.0467 | 0.55 | 0.55 | 272.7 | 20.6 | 2.91 | 20.5 | 936.5 | 0.18 | 274.1 | 48.4 | 322.6 | 283.7 | 21.4 | 3.02 | 21.4 | 976.4 | 0.18 | 285.2 | 50.5 | 335.7 | 488 | 32.8 | 4.56 | 36.3 | 1804.8 | 0.23 | 490.2 | 90.1 | 580.3 | 1196 | 137.2 | 19.97 | 37.8 | 2611.5 | 0.61 | 1205.5 | 115.7 | 1321.3 | 27.77 | 0 | 0.15 | 27.91 | 29.16 | 0 | 0.16 | 29.32 | 425248.8 | 86869.7 | 3221 | 4198.3 | 0 | 7359.2 | 65402 | 0 | 0 | 0 | 123142 | 0 | 159.1 | 3315.4 | 40635.6 | 88258.8 | 833.6 | 1854.1 | 0 | 0 | 85719.8 | 1149.9 | 0 | 178.6 | 3734.4 | 6885.5
841 | 36 | Day36 | 0 | Hour0 | 2 | Winter | 108 | 471631.6 | Winter | 406688.6 | 2024-02-05 | 400511.1 | 110 | 939.8 | 5127.7 | 406688.6 | 387340.4 | 322747.8 | 0.0329 | 0.0446 | 0.56 | 0.56 | 264 | 19.7 | 2.77 | 20.2 | 915.6 | 0.17 | 265.3 | 47.5 | 312.9 | 274.3 | 20.4 | 2.88 | 21 | 952.6 | 0.18 | 275.6 | 49.5 | 325.1 | 480 | 32.1 | 4.46 | 35.8 | 1779.6 | 0.22 | 482.2 | 88.9 | 571.1 | 640.2 | 44.4 | 6.21 | 46.5 | 2311.7 | 0.31 | 643.3 | 115.5 | 758.7 | 26.92 | 0 | 0.15 | 27.07 | 28.22 | 0 | 0.16 | 28.37 | 406688.6 | 83940.8 | 1268.6 | 4198.3 | 0 | 7136.8 | 59405.6 | 0 | 0 | 0 | 117157.4 | 0 | 159.1 | 3315.4 | 40185.7 | 88061 | 670.6 | 1189.3 | 0 | 0 | 82812 | 1128.7 | 0 | 0 | 188 | 7291
842 | 36 | Day36 | 1 | Hour1 | 2 | Winter | 2761 | #N/A | Winter | 394938.1 | 2024-02-05 01:00 | 385043.6 | 1738.5 | 3445.1 | 4710.8 | 394938.1 | 372554.9 | 313239.4 | 0.0324 | 0.0429 | 0.56 | 0.55 | 266.8 | 19.9 | 2.8 | 20.5 | 928 | 0.17 | 268.2 | 48.2 | 316.4 | 278.2 | 20.7 | 2.91 | 21.4 | 968.7 | 0.18 | 279.6 | 50.3 | 329.9 | 476.1 | 31.1 | 4.31 | 36.3 | 1789.8 | 0.22 | 478.2 | 89.7 | 567.9 | 663.2 | 56 | 7.96 | 40 | 2094.4 | 0.34 | 667.1 | 102.5 | 769.6 | 25.4 | 0 | 0.15 | 25.55 | 26.62 | 0 | 0.16 | 26.78 | 394938.1 | 81698.7 | 547.2 | 4198.3 | 0 | 5939.9 | 58139.3 | 0 | 0 | 0 | 115848.9 | 0 | 149.3 | 3315.4 | 35010.4 | 87710.1 | 518.1 | 1862.3 | 0 | 0 | 80621.8 | 1077 | 0 | 0 | 0 | 6167.7
843 | 36 | Day36 | 2 | Hour2 | 2 | Winter | 2761 | #N/A | Winter | 387534.6 | 2024-02-05 02:00 | 375096.2 | 3543.6 | 3999.1 | 4895.6 | 387534.6 | 363036.6 | 308369.1 | 0.0321 | 0.0417 | 0.55 | 0.55 | 269.8 | 20 | 2.82 | 20.8 | 940.1 | 0.18 | 271.1 | 48.9 | 320 | 281.4 | 20.9 | 2.94 | 21.6 | 979.5 | 0.18 | 282.8 | 50.8 | 333.6 | 481 | 31.8 | 4.41 | 36.3 | 1796.1 | 0.23 | 483.1 | 89.9 | 573 | 539 | 38.2 | 5.35 | 39.3 | 1932.4 | 0.28 | 541.6 | 96.9 | 638.5 | 25.35 | 0 | 0.24 | 25.59 | 26.52 | 0 | 0.24 | 26.76 | 387534.6 | 79165.5 | 229.1 | 4198.3 | 0 | 5722.5 | 57445 | 0 | 0 | 0 | 115655.9 | 0 | 95.5 | 3315.4 | 33784.7 | 87404.5 | 518.1 | 0 | 0 | 0 | 77908.3 | 1257.2 | 0 | 0 | 6.6 | 5265.6
844 | 36 | Day36 | 3 | Hour3 | 2 | Winter | 2761 | #N/A | Winter | 382338.9 | 2024-02-05 03:00 | 370133.2 | 3261.4 | 4419.3 | 4525 | 382338.9 | 358285 | 306204.9 | 0.032 | 0.0412 | 0.55 | 0.54 | 273 | 20.2 | 2.85 | 21.1 | 952.5 | 0.18 | 274.4 | 49.5 | 323.9 | 284.1 | 21.1 | 2.97 | 21.9 | 989.9 | 0.19 | 285.5 | 51.4 | 336.9 | 495.6 | 33.2 | 4.62 | 36.9 | 1835.7 | 0.23 | 497.8 | 91.7 | 589.5 | 713.9 | 69.6 | 10.01 | 34.5 | 1958.2 | 0.37 | 718.7 | 93 | 811.7 | 25.36 | 0 | 0.28 | 25.64 | 26.51 | 0 | 0.3 | 26.8 | 382338.9 | 76134 | 0.8 | 4198.3 | 0 | 5522 | 57248.1 | 0 | 0 | 0 | 115809.2 | 0 | 95.5 | 3315.4 | 31285.3 | 87831.3 | 518.1 | 381 | 0 | 0 | 74595.9 | 1538.1 | 0 | 0 | 493.2 | 5823.6
845 | 36 | Day36 | 4 | Hour4 | 2 | Winter | 2761 | #N/A | Winter | 380192.1 | 2024-02-05 04:00 | 370020.8 | 2904.8 | 2834 | 4432.4 | 380192.1 | 358181.4 | 307017.8 | 0.032 | 0.0411 | 0.54 | 0.54 | 277.9 | 20.7 | 2.91 | 21.4 | 967.1 | 0.18 | 279.3 | 50.2 | 329.5 | 289 | 21.5 | 3.03 | 22.2 | 1004.2 | 0.19 | 290.4 | 52.1 | 342.6 | 489.2 | 32.1 | 4.45 | 37.1 | 1834.2 | 0.23 | 491.3 | 91.8 | 583.1 | 855.7 | 82.5 | 11.86 | 40.9 | 2372.7 | 0.41 | 861.4 | 111.7 | 973.1 | 25.58 | 0 | 0.29 | 25.86 | 26.7 | 0 | 0.29 | 26.99 | 380192.1 | 73174.3 | 0 | 4198.3 | 0 | 5276 | 58208.6 | 0 | 0 | 0 | 116402.3 | 0 | 95.5 | 3315.4 | 30607.5 | 88396.1 | 518.1 | 0 | 0 | 0 | 71437.3 | 1736.9 | 0 | 0 | 6.6 | 5719.8
846 | 36 | Day36 | 5 | Hour5 | 2 | Winter | 2761 | #N/A | Winter | 380281.2 | 2024-02-05 05:00 | 375624 | 286.3 | 182.7 | 4188.1 | 380281.2 | 363560.4 | 310406.1 | 0.0321 | 0.0417 | 0.53 | 0.53 | 283.4 | 21.1 | 2.97 | 21.7 | 985.4 | 0.18 | 284.9 | 51.1 | 336 | 293.2 | 21.8 | 3.07 | 22.5 | 1020 | 0.19 | 294.7 | 52.9 | 347.6 | 499.6 | 33.6 | 4.68 | 37.1 | 1845.8 | 0.23 | 501.9 | 92.2 | 594.1 | 953.6 | 101.2 | 14.64 | 37.2 | 2352.2 | 0.47 | 960.6 | 107.4 | 1068.1 | 27.41 | 0 | 0.27 | 27.68 | 28.61 | 0 | 0.29 | 28.9 | 380281.2 | 69875 | 33.7 | 4198.3 | 0 | 5612.1 | 59483.8 | 0 | 0 | 0 | 118506.6 | 0 | 95.5 | 3315.4 | 30246.6 | 88396.1 | 518.1 | 0 | 0 | 0 | 68154.4 | 1720.7 | 0 | 0 | 0 | 6540.7
847 | 36 | Day36 | 6 | Hour6 | 2 | Winter | 2761 | #N/A | Winter | 390501.2 | 2024-02-05 06:00 | 386440 | 110 | 0 | 3951.2 | 390501.2 | 373928.4 | 323849.4 | 0.0324 | 0.0429 | 0.51 | 0.51 | 300 | 22.9 | 3.22 | 22.3 | 1026.6 | 0.19 | 301.6 | 53 | 354.5 | 310.2 | 23.6 | 3.33 | 23.1 | 1062.2 | 0.2 | 311.8 | 54.8 | 366.6 | 502.7 | 33.9 | 4.72 | 37.3 | 1854.9 | 0.23 | 505 | 92.6 | 597.6 | 601.7 | 37.6 | 5.18 | 47.3 | 2316.5 | 0.28 | 604.2 | 116.4 | 720.6 | 28.08 | 0 | 0.27 | 28.35 | 29.34 | 0 | 0.28 | 29.63 | 390501.2 | 66651.8 | 0 | 4198.3 | 0 | 5866.6 | 66813.3 | 0 | 0 | 425.3 | 123478.2 | 0 | 95.5 | 3315.4 | 31168 | 88396.1 | 518.1 | 0 | 0 | 129.7 | 64279.4 | 1817.4 | 0 | 0 | 0 | 7408.2
848 | 36 | Day36 | 7 | Hour7 | 2 | Winter | 2761 | #N/A | Winter | 407369.2 | 2024-02-05 07:00 | 402743.2 | 58.5 | 848.7 | 3718.8 | 407369.2 | 389535.8 | 335566.1 | 0.0328 | 0.0446 | 0.51 | 0.5 | 306.2 | 23.6 | 3.33 | 22.4 | 1040.2 | 0.19 | 307.8 | 53.5 | 361.3 | 317.2 | 24.4 | 3.45 | 23.2 | 1077.5 | 0.2 | 318.9 | 55.4 | 374.3 | 450.1 | 28.5 | 3.94 | 35 | 1719.9 | 0.21 | 452 | 86.4 | 538.3 | 456.7 | 12.7 | 1.5 | 50.2 | 2257.2 | 0.2 | 457.5 | 117.5 | 575 | 28.66 | 0 | 0.26 | 28.92 | 30 | 0 | 0.28 | 30.28 | 407369.2 | 71803.1 | 234.2 | 4198.3 | 0 | 5842 | 72093.8 | 0 | 0 | 3152.9 | 128882.6 | 0 | 95.5 | 3315.4 | 31990.2 | 88396.1 | 518.1 | 0 | 0 | 6370.3 | 60350.6 | 1929.2 | 416.7 | 0 | 83.2 | 8236.7
849 | 36 | Day36 | 8 | Hour8 | 2 | Winter | 2761 | #N/A | Winter | 424012.3 | 2024-02-05 08:00 | 419992.2 | 509.7 | 0 | 3510.4 | 424012.3 | 406009.4 | 342034.9 | 0.0333 | 0.0464 | 0.52 | 0.52 | 299.6 | 23.1 | 3.26 | 21.8 | 1015.6 | 0.19 | 301.2 | 52.1 | 353.3 | 310.6 | 24 | 3.38 | 22.6 | 1053.5 | 0.19 | 312.3 | 54.1 | 366.4 | 281.6 | 14.6 | 1.97 | 24.8 | 1176.9 | 0.13 | 282.6 | 59.9 | 342.5 | 888.1 | 91.4 | 13.2 | 37.2 | 2281.2 | 0.43 | 894.5 | 105.3 | 999.8 | 28.84 | 0 | 0.2 | 29.04 | 30.25 | 0 | 0.21 | 30.46 | 424012.3 | 81977.4 | 1597.2 | 4198.3 | 0 | 5842 | 73710.4 | 0 | 0 | 5662 | 130511 | 0 | 95.5 | 3315.4 | 33576.4 | 88396.1 | 518.1 | 274.5 | 0 | 20331.4 | 54027.4 | 1956.5 | 2927.2 | 0 | 0 | 7497.7
850 | 36 | Day36 | 9 | Hour9 | 2 | Winter | 2761 | #N/A | Winter | 438525.8 | 2024-02-05 09:00 | 434997.1 | 156.3 | 0 | 3372.4 | 438525.9 | 420309.7 | 339825.7 | 0.0338 | 0.0481 | 0.53 | 0.53 | 294.5 | 23 | 3.26 | 21.1 | 988.8 | 0.18 | 296.1 | 50.7 | 346.8 | 305.2 | 23.9 | 3.37 | 21.9 | 1025.2 | 0.19 | 306.9 | 52.5 | 359.4 | 189.3 | 7.1 | 0.91 | 19.1 | 876.9 | 0.08 | 189.8 | 45.3 | 235.1 | 880.8 | 94.7 | 13.71 | 33.2 | 2133.5 | 0.43 | 887.3 | 96.9 | 984.3 | 28.69 | 0 | 0.27 | 28.96 | 30.15 | 0 | 0.28 | 30.42 | 438525.8 | 98700.2 | 793.5 | 4198.3 | 0 | 6683.1 | 76170.3 | 0 | 40.4 | 9419.8 | 128975.3 | 0 | 95.5 | 3315.4 | 30680.2 | 88396.1 | 518.1 | 0 | 0 | 48534.8 | 38822.2 | 1883.1 | 5010 | 0 | 0 | 7671.9
851 | 36 | Day36 | 10 | Hour10 | 2 | Winter | 2761 | #N/A | Winter | 449371.1 | 2024-02-05 10:00 | 443376 | 52.7 | 1553.2 | 4389.2 | 449371.1 | 428273.8 | 319721 | 0.0341 | 0.049 | 0.56 | 0.56 | 272.4 | 21.3 | 3.01 | 19.7 | 916 | 0.17 | 273.9 | 47 | 320.9 | 283.3 | 22.1 | 3.13 | 20.5 | 952.1 | 0.18 | 284.8 | 48.9 | 333.7 | 148 | 5.7 | 0.73 | 14.9 | 681.8 | 0.07 | 148.4 | 35.2 | 183.6 | 554.3 | 32.2 | 4.4 | 45.8 | 2210.2 | 0.26 | 556.5 | 111.7 | 668.2 | 27.62 | 0 | 0.27 | 27.89 | 29.06 | 0 | 0.28 | 29.35 | 449371.1 | 129650.2 | 0 | 4198.3 | 0 | 6392.9 | 72189.2 | 0 | 194.4 | 13339.1 | 122966.1 | 0 | 95.5 | 3315.4 | 21649.3 | 88396.1 | 518.1 | 0 | 0 | 81013 | 33126.2 | 1977.5 | 8573.4 | 0 | 0 | 7843.5
852 | 36 | Day36 | 11 | Hour11 | 2 | Winter | 2761 | #N/A | Winter | 458886.8 | 2024-02-05 11:00 | 447401.3 | 3525.4 | 3408.2 | 4551.8 | 458886.8 | 432103.1 | 316715 | 0.0342 | 0.0495 | 0.58 | 0.57 | 263.5 | 20.6 | 2.91 | 19.1 | 886.2 | 0.17 | 264.9 | 45.5 | 310.4 | 276.7 | 21.6 | 3.06 | 20 | 928.7 | 0.18 | 278.1 | 47.7 | 325.8 | 145.9 | 6.3 | 0.82 | 14 | 650.1 | 0.07 | 146.3 | 33.4 | 179.7 | 730.6 | 62.8 | 8.94 | 41.9 | 2269.2 | 0.35 | 734.9 | 109.6 | 844.5 | 27.4 | 0 | 0.28 | 27.68 | 28.87 | 0 | 0.29 | 29.16 | 458886.8 | 142171.8 | 0 | 4198.3 | 0 | 6400.4 | 71341.8 | 0 | 250.3 | 16435.1 | 121594.1 | 0 | 95.5 | 3315.4 | 20855.3 | 88396.1 | 518.1 | 0 | 0 | 95241.7 | 28313.2 | 1931.4 | 12727.4 | 0 | 0 | 8230.7
853 | 36 | Day36 | 12 | Hour12 | 2 | Winter | 2761 | #N/A | Winter | 458210.8 | 2024-02-05 12:00 | 447748 | 2535.3 | 3408.2 | 4519.4 | 458210.8 | 432438.2 | 316537.3 | 0.0342 | 0.0495 | 0.58 | 0.58 | 262.8 | 20.5 | 2.9 | 19 | 883.3 | 0.17 | 264.2 | 45.4 | 309.6 | 275.6 | 21.6 | 3.05 | 19.9 | 924.4 | 0.17 | 277.1 | 47.5 | 324.6 | 146.3 | 6.5 | 0.85 | 13.9 | 646.6 | 0.07 | 146.8 | 33.2 | 180 | 972.6 | 106.8 | 15.49 | 34.7 | 2283.8 | 0.48 | 980 | 102.8 | 1082.8 | 27.39 | 0 | 0.28 | 27.67 | 28.86 | 0 | 0.29 | 29.15 | 458210.8 | 141673.5 | 0 | 4198.3 | 0 | 6227.4 | 71142 | 0 | 246.4 | 16543.6 | 120866.8 | 0 | 95.5 | 3315.4 | 21777.6 | 88396.1 | 518.1 | 0 | 0 | 97874.4 | 25164 | 1845.2 | 16035.2 | 53.8 | 0 | 8042.6
854 | 36 | Day36 | 13 | Hour13 | 2 | Winter | 2761 | #N/A | Winter | 454415.6 | 2024-02-05 13:00 | 444847.9 | 1725.4 | 3408.2 | 4434.1 | 454415.7 | 429691.6 | 312343.4 | 0.0341 | 0.0491 | 0.58 | 0.58 | 261.2 | 20.4 | 2.89 | 18.9 | 877.7 | 0.17 | 262.6 | 45.1 | 307.7 | 273.1 | 21.4 | 3.03 | 19.7 | 915.8 | 0.17 | 274.6 | 47.1 | 321.6 | 144.2 | 6.1 | 0.79 | 14 | 647.7 | 0.07 | 144.6 | 33.3 | 177.9 | 546.9 | 31.5 | 4.31 | 45.3 | 2187.4 | 0.25 | 549 | 110.6 | 659.6 | 27.27 | 0 | 0.29 | 27.56 | 28.71 | 0 | 0.29 | 29 | 454415.6 | 142072.3 | 0 | 4198.3 | 0 | 5474.7 | 70103.6 | 0 | 234 | 19592.6 | 119142 | 0 | 95.5 | 3315.4 | 21099.7 | 88396.1 | 518.1 | 0 | 0 | 98047 | 22474.2 | 1724.5 | 14513.4 | 153.6 | 0 | 7896
855 | 36 | Day36 | 14 | Hour14 | 2 | Winter | 2761 | #N/A | Winter | 450619 | 2024-02-05 14:00 | 440794.6 | 1885.1 | 3408.2 | 4531.1 | 450619 | 425845.7 | 309722 | 0.0339 | 0.0486 | 0.58 | 0.58 | 257.2 | 19.8 | 2.8 | 18.9 | 872.7 | 0.16 | 258.6 | 45 | 303.6 | 269 | 20.8 | 2.94 | 19.7 | 910.7 | 0.17 | 270.4 | 46.9 | 317.4 | 141 | 5.5 | 0.71 | 14.1 | 646.5 | 0.06 | 141.3 | 33.4 | 174.7 | 621.2 | 37 | 5.07 | 50.5 | 2449.2 | 0.29 | 623.7 | 123.6 | 747.3 | 27.17 | 0 | 0.29 | 27.46 | 28.59 | 0 | 0.29 | 28.88 | 450619 | 140897 | 0 | 4198.3 | 0 | 5558.2 | 67297.2 | 0 | 227.9 | 19633.2 | 119541.7 | 0 | 95.5 | 3315.4 | 20801.5 | 88396.1 | 518.1 | 0 | 0 | 98742.7 | 20646.9 | 1646.2 | 14731.2 | 153.6 | 0 | 7008.5
856 | 36 | Day36 | 15 | Hour15 | 2 | Winter | 2761 | #N/A | Winter | 449684 | 2024-02-05 15:00 | 438589.4 | 3133.3 | 3408.2 | 4553 | 449683.9 | 423754.2 | 314398 | 0.0338 | 0.0484 | 0.58 | 0.57 | 262.7 | 20.3 | 2.87 | 19.2 | 888.8 | 0.17 | 264.1 | 45.8 | 309.9 | 275.6 | 21.4 | 3.02 | 20.1 | 930.5 | 0.18 | 277.1 | 47.9 | 325 | 140.6 | 5.6 | 0.73 | 13.9 | 640.4 | 0.06 | 141 | 33 | 174 | 552.4 | 33 | 4.52 | 44.8 | 2174.5 | 0.25 | 554.6 | 109.7 | 664.3 | 27.31 | 0 | 0.28 | 27.59 | 28.74 | 0 | 0.29 | 29.03 | 449684 | 135285.9 | 0 | 4198.3 | 0 | 6860.7 | 68993.9 | 0 | 235.2 | 16039.3 | 120923.3 | 0 | 95.5 | 3315.4 | 21096.7 | 88396.1 | 518.1 | 0 | 0 | 96978.6 | 20366.3 | 1666.5 | 13946.3 | 153.6 | 54.4 | 7413
857 | 36 | Day36 | 16 | Hour16 | 2 | Winter | 2761 | #N/A | Winter | 453736.2 | 2024-02-05 16:00 | 441046.4 | 4352.3 | 3408.2 | 4929.3 | 453736.2 | 426092.1 | 333501.7 | 0.0339 | 0.0486 | 0.54 | 0.54 | 286.7 | 22.5 | 3.18 | 20.5 | 958.7 | 0.18 | 288.3 | 49.1 | 337.4 | 301.7 | 23.7 | 3.36 | 21.5 | 1007.3 | 0.19 | 303.3 | 51.6 | 354.9 | 169.2 | 6.9 | 0.9 | 16.6 | 766.3 | 0.08 | 169.7 | 39.5 | 209.2 | 423.1 | 8.1 | 0.83 | 50.1 | 2196.2 | 0.19 | 423.6 | 115.6 | 539.2 | 28.02 | 0 | 0.28 | 28.3 | 29.55 | 0 | 0.29 | 29.84 | 453736.2 | 120234.5 | 0 | 4247.1 | 0 | 7819.2 | 77378.7 | 0 | 246.8 | 14416.9 | 128432.6 | 0 | 159.1 | 3315.4 | 22968.6 | 88396.1 | 784.9 | 0 | 0 | 81973.7 | 22006.2 | 1590.9 | 10897.1 | 153.6 | 95.4 | 7639.4
858 | 36 | Day36 | 17 | Hour17 | 2 | Winter | 2761 | #N/A | Winter | 464854.8 | 2024-02-05 17:00 | 452420.2 | 4315 | 3408.2 | 4711.4 | 464854.8 | 436891.6 | 369006.1 | 0.0343 | 0.0499 | 0.5 | 0.49 | 321.7 | 25.5 | 3.62 | 22.4 | 1065.7 | 0.2 | 323.4 | 54.3 | 377.7 | 338.6 | 26.9 | 3.81 | 23.6 | 1120.4 | 0.21 | 340.4 | 57 | 397.5 | 404.1 | 27.3 | 3.81 | 29.9 | 1488.2 | 0.19 | 406 | 74.3 | 480.3 | 563.6 | 31.6 | 4.32 | 47.7 | 2268.8 | 0.27 | 565.7 | 115.4 | 681.1 | 29.68 | 0 | 0.28 | 29.96 | 31.36 | 0 | 0.29 | 31.65 | 464854.8 | 95848.8 | 330.1 | 4247.1 | 0 | 7819.2 | 90455.1 | 0 | 794.6 | 11207.1 | 143125.2 | 0 | 159.1 | 3315.4 | 30280.3 | 88396.1 | 878.4 | 0 | 0 | 56774.9 | 25562.6 | 1509.5 | 8419.2 | 0 | 474.1 | 7912
859 | 36 | Day36 | 18 | Hour18 | 2 | Winter | 2761 | #N/A | Winter | 466303.2 | 2024-02-05 18:00 | 462754.1 | 0 | 0 | 3549.1 | 466303.2 | 446687.7 | 402074.5 | 0.0347 | 0.0511 | 0.44 | 0.44 | 356.1 | 28.3 | 4 | 24.6 | 1179.9 | 0.21 | 358 | 59.9 | 417.9 | 372.1 | 29.4 | 4.16 | 25.9 | 1237.6 | 0.22 | 374.2 | 62.9 | 437 | 426.3 | 27.3 | 3.78 | 32.9 | 1617.2 | 0.2 | 428.1 | 81.1 | 509.3 | 574.7 | 30.6 | 4.14 | 49.9 | 2378.3 | 0.26 | 576.8 | 120.9 | 697.6 | 34.2 | 0 | 0.28 | 34.48 | 36.06 | 0 | 0.3 | 36.36 | 466303.2 | 64228.6 | 3034.1 | 4247.1 | 0 | 8174.5 | 99720 | 0 | 540.8 | 5263.4 | 158558.3 | 0 | 159.1 | 3315.4 | 31162.3 | 88396.1 | 952.7 | 4354.8 | 0 | 26613.5 | 30423.4 | 1387.5 | 6852.3 | 0 | 3276.1 | 7912.7
860 | 36 | Day36 | 19 | Hour19 | 2 | Winter | 2761 | #N/A | Winter | 469843.1 | 2024-02-05 19:00 | 466632.2 | 0 | 0 | 3210.9 | 469843.1 | 450380 | 431898.2 | 0.0348 | 0.0515 | 0.43 | 0.42 | 362.2 | 28.2 | 3.99 | 25.5 | 1216.9 | 0.21 | 364.1 | 61.8 | 426 | 379.4 | 29.4 | 4.15 | 26.9 | 1279.2 | 0.23 | 381.4 | 65.1 | 446.4 | 454.3 | 28.1 | 3.87 | 36 | 1756 | 0.21 | 456.2 | 88.4 | 544.6 | 497.6 | 18.4 | 2.35 | 50.8 | 2300.7 | 0.23 | 498.8 | 119.4 | 618.1 | 36.32 | 0 | 0.29 | 36.6 | 38.3 | 0 | 0.3 | 38.6 | 469843.1 | 37945 | 4756.5 | 4247.1 | 0 | 8374.7 | 99711.6 | 0 | 8.7 | 555.5 | 168407 | 0 | 159.1 | 3315.4 | 47479.3 | 88396.1 | 935.9 | 6115.4 | 0 | 1199.7 | 34778.3 | 1402.7 | 2987.4 | 254.9 | 1480 | 7717.9
861 | 36 | Day36 | 20 | Hour20 | 2 | Winter | 2761 | #N/A | Winter | 471631.6 | 2024-02-05 20:00 | 468181.4 | 0 | 0 | 3450.2 | 471631.6 | 451861.5 | 431832.3 | 0.0349 | 0.0516 | 0.43 | 0.43 | 360.2 | 28 | 3.96 | 25.4 | 1211.5 | 0.21 | 362.1 | 61.5 | 423.7 | 375.1 | 29.1 | 4.11 | 26.5 | 1264.1 | 0.22 | 377.1 | 64.3 | 441.4 | 464.8 | 29.2 | 4.04 | 36.4 | 1780.9 | 0.22 | 466.8 | 89.5 | 556.3 | 807.9 | 72.3 | 10.33 | 43.7 | 2418.9 | 0.39 | 812.9 | 115.9 | 928.8 | 33.87 | 0 | 0.28 | 34.15 | 35.71 | 0 | 0.3 | 36.01 | 471631.6 | 39799.2 | 4130.9 | 4247.1 | 0 | 8374.7 | 99343.9 | 0 | 0 | 0 | 168585.5 | 0 | 159.1 | 3315.4 | 51667.1 | 88396.1 | 952.7 | 2659.8 | 0 | 0 | 38445.9 | 1353.4 | 105 | 475.1 | 921.1 | 8116.6
862 | 36 | Day36 | 21 | Hour21 | 2 | Winter | 2761 | #N/A | Winter | 469578.7 | 2024-02-05 21:00 | 465632.3 | 0 | 0 | 3946.4 | 469578.7 | 449440.3 | 427810.2 | 0.0348 | 0.0514 | 0.43 | 0.43 | 357.9 | 27.9 | 3.95 | 25.2 | 1200.6 | 0.21 | 359.8 | 61 | 420.8 | 371.7 | 29 | 4.1 | 26.2 | 1247.6 | 0.22 | 373.6 | 63.4 | 437 | 467.1 | 29.3 | 4.05 | 36.6 | 1791 | 0.22 | 469 | 90 | 559 | 622.7 | 40.1 | 5.54 | 47.9 | 2359.6 | 0.29 | 625.4 | 118.3 | 743.7 | 31.97 | 0 | 0.15 | 32.12 | 33.7 | 0 | 0.16 | 33.86 | 469578.7 | 41768.5 | 1644.6 | 4247.1 | 0 | 8374.7 | 98718.3 | 0 | 0 | 0 | 165673.3 | 0 | 159.1 | 3315.4 | 54314.2 | 88396.1 | 952.7 | 2014.7 | 0 | 0 | 40529.9 | 1238.6 | 0 | 173.1 | 1126.7 | 8261.7
863 | 36 | Day36 | 22 | Hour22 | 2 | Winter | 2761 | #N/A | Winter | 460005.1 | 2024-02-05 22:00 | 456105.7 | 0 | 0 | 3899.5 | 460005.1 | 440356.3 | 417363.5 | 0.0345 | 0.0505 | 0.44 | 0.44 | 353.1 | 27.4 | 3.87 | 25 | 1189.5 | 0.21 | 355 | 60.5 | 415.6 | 366.8 | 28.4 | 4.02 | 26.1 | 1237.1 | 0.22 | 368.8 | 63 | 431.8 | 477.3 | 29.6 | 4.08 | 37.7 | 1842 | 0.22 | 479.3 | 92.6 | 571.9 | 443.4 | 9.1 | 0.97 | 51.9 | 2281.2 | 0.2 | 444 | 119.9 | 563.9 | 31.19 | 0 | 0.24 | 31.42 | 32.85 | 0 | 0.25 | 33.1 | 460005.1 | 42641.7 | 2507.3 | 4247.1 | 0 | 8255.1 | 94750.6 | 0 | 0 | 0 | 162176.8 | 0 | 159.1 | 3315.4 | 49220.1 | 88396.1 | 934.9 | 3401 | 0 | 0 | 41373.7 | 1268 | 0 | 234 | 1100.4 | 8241.3
864 | 36 | Day36 | 23 | Hour23 | 2 | Winter | 2761 | #N/A | Winter | 441317.6 | 2024-02-05 23:00 | 437439.8 | 0 | 0 | 3877.8 | 441317.5 | 422571.6 | 398048.3 | 0.034 | 0.0486 | 0.45 | 0.44 | 347.9 | 27 | 3.82 | 24.8 | 1172.2 | 0.21 | 349.8 | 59.8 | 409.6 | 361 | 28 | 3.95 | 25.8 | 1217.7 | 0.22 | 362.9 | 62.1 | 425.1 | 458.2 | 26.4 | 3.6 | 38.1 | 1834.3 | 0.21 | 460 | 92.8 | 552.8 | 440.9 | 8.8 | 0.93 | 51.8 | 2274.5 | 0.2 | 441.4 | 119.6 | 561 | 30.42 | 0 | 0.29 | 30.7 | 31.97 | 0 | 0.3 | 32.28 | 441317.6 | 43269.2 | 2427.3 | 4247.1 | 0 | 8374.7 | 89682.3 | 0 | 0 | 0 | 153546.6 | 0 | 159.1 | 3315.4 | 44587.5 | 88396.1 | 889.2 | 2422.8 | 0 | 0 | 41964.1 | 1305.1 | 0 | 178.6 | 385.6 | 5538.7
865 | 37 | Day37 | 0 | Hour0 | 2 | Winter | 49 | 517918.4 | Winter | 421114.5 | 2024-02-06 | 417089 | 7.4 | 0 | 4018.2 | 421114.5 | 403173.7 | 377527 | 0.0334 | 0.0464 | 0.45 | 0.45 | 340.9 | 26.4 | 3.72 | 24.5 | 1152.8 | 0.21 | 342.7 | 58.9 | 401.7 | 352.9 | 27.3 | 3.85 | 25.4 | 1193.8 | 0.22 | 354.8 | 61 | 415.8 | 465 | 27.7 | 3.8 | 37.7 | 1830.4 | 0.21 | 466.8 | 92.4 | 559.2 | 847 | 80.6 | 11.58 | 41.7 | 2370.9 | 0.42 | 852.6 | 112.4 | 965 | 29.56 | 0 | 0.28 | 29.84 | 31 | 0 | 0.3 | 31.3 | 421114.5 | 43587.5 | 193.8 | 4247.1 | 0 | 7054.9 | 83295.5 | 0 | 0 | 0 | 145465.4 | 0 | 159.1 | 3315.4 | 44690.1 | 88396.1 | 709.5 | 0 | 0 | 0 | 42210.7 | 1376.8 | 0 | 0 | 0 | 5688.3
866 | 37 | Day37 | 1 | Hour1 | 2 | Winter | 2761 | #N/A | Winter | 407420.5 | 2024-02-06 01:00 | 402533.4 | 1109 | 0 | 3778.2 | 407420.5 | 389281.2 | 363214.6 | 0.0329 | 0.0448 | 0.45 | 0.45 | 342.2 | 26.2 | 3.7 | 24.9 | 1165.3 | 0.21 | 344 | 59.6 | 403.6 | 354 | 27.1 | 3.83 | 25.7 | 1205 | 0.22 | 355.8 | 61.7 | 417.5 | 484.7 | 29.8 | 4.11 | 38.5 | 1878.6 | 0.22 | 486.7 | 94.5 | 581.3 | 906.2 | 92.1 | 13.29 | 39 | 2363.4 | 0.44 | 912.6 | 109.6 | 1022.1 | 29.23 | 0 | 0.28 | 29.51 | 30.6 | 0 | 0.29 | 30.9 | 407420.5 | 44205.9 | 0 | 4247.1 | 0 | 4871.9 | 80024.6 | 0 | 0 | 0 | 144058.5 | 0 | 134.1 | 3315.4 | 37488.3 | 88396.1 | 544.9 | 133.7 | 0 | 0 | 42710.3 | 1495.6 | 0 | 0 | 0 | 4753.6
867 | 37 | Day37 | 2 | Hour2 | 2 | Winter | 2761 | #N/A | Winter | 401716.6 | 2024-02-06 02:00 | 395750.2 | 2022.8 | 90.8 | 3852.8 | 401716.5 | 382797 | 357288.9 | 0.0327 | 0.0441 | 0.44 | 0.44 | 344.5 | 26.4 | 3.72 | 25.1 | 1174.6 | 0.21 | 346.3 | 60.1 | 406.5 | 356.7 | 27.3 | 3.86 | 25.9 | 1215.1 | 0.22 | 358.6 | 62.2 | 420.8 | 496.9 | 31.2 | 4.31 | 38.9 | 1907 | 0.23 | 499 | 95.8 | 594.8 | 822 | 77 | 11.04 | 41.4 | 2352.3 | 0.4 | 827.3 | 111.6 | 938.9 | 29.02 | 0 | 0.27 | 29.29 | 30.36 | 0 | 0.28 | 30.65 | 401716.6 | 44427.6 | 0 | 4247.1 | 0 | 5036.4 | 79303.6 | 0 | 0 | 0 | 143550.6 | 0 | 95.5 | 3315.4 | 32799.3 | 88396.1 | 544.9 | 0 | 0 | 0 | 42823.4 | 1604.3 | 0 | 0 | 0 | 4946.3
868 | 37 | Day37 | 3 | Hour3 | 2 | Winter | 2761 | #N/A | Winter | 400937.1 | 2024-02-06 03:00 | 395874.2 | 1077.6 | 67.8 | 3917.5 | 400937.1 | 382907.5 | 356080.1 | 0.0328 | 0.0441 | 0.44 | 0.44 | 349.5 | 26.8 | 3.79 | 25.3 | 1189 | 0.21 | 351.3 | 60.8 | 412.1 | 361.7 | 27.8 | 3.92 | 26.2 | 1230.3 | 0.22 | 363.5 | 63 | 426.5 | 497.1 | 31 | 4.28 | 39.1 | 1912.5 | 0.23 | 499.1 | 96.1 | 595.3 | 868 | 83.4 | 11.98 | 41.8 | 2417.1 | 0.42 | 873.7 | 113.9 | 987.6 | 29.2 | 0 | 0.26 | 29.46 | 30.55 | 0 | 0.28 | 30.83 | 400937.1 | 44857 | 0 | 4247.1 | 0 | 4666.9 | 80500.8 | 0 | 0 | 0 | 144535.1 | 0 | 95.5 | 3315.4 | 29778.3 | 88396.1 | 544.9 | 0 | 0 | 0 | 43276.6 | 1580.4 | 0 | 0 | 0 | 4494.9
869 | 37 | Day37 | 4 | Hour4 | 2 | Winter | 2761 | #N/A | Winter | 410721.8 | 2024-02-06 04:00 | 406600.9 | 35.9 | 0 | 4084.9 | 410721.8 | 393149.6 | 365222.7 | 0.0331 | 0.0453 | 0.43 | 0.43 | 355.9 | 27.6 | 3.9 | 25.4 | 1201.3 | 0.22 | 357.8 | 61.3 | 419.1 | 368.1 | 28.5 | 4.03 | 26.3 | 1243.1 | 0.22 | 370.1 | 63.4 | 433.5 | 480.4 | 29 | 3.98 | 38.7 | 1880.1 | 0.22 | 482.4 | 94.8 | 577.2 | 961.4 | 98.7 | 14.25 | 40.5 | 2475.6 | 0.47 | 968.2 | 114.4 | 1082.6 | 29.44 | 0 | 0.26 | 29.69 | 30.84 | 0 | 0.27 | 31.11 | 410721.8 | 45499 | 0 | 4247.1 | 0 | 5287.2 | 85260.6 | 0 | 0 | 0 | 147494.2 | 0 | 95.5 | 3315.4 | 30577.5 | 88396.1 | 544.9 | 4.1 | 0 | 0 | 43976.8 | 1522.2 | 0 | 0 | 0 | 4998.1
870 | 37 | Day37 | 5 | Hour5 | 2 | Winter | 2761 | #N/A | Winter | 436116.4 | 2024-02-06 05:00 | 431486.7 | 10.4 | 0 | 4619.3 | 436116.4 | 416843.9 | 389803 | 0.0339 | 0.0482 | 0.42 | 0.42 | 366.3 | 28.7 | 4.05 | 25.7 | 1228.1 | 0.22 | 368.3 | 62.4 | 430.7 | 379.3 | 29.7 | 4.2 | 26.7 | 1272 | 0.23 | 381.3 | 64.6 | 445.9 | 503.3 | 33 | 4.57 | 38.2 | 1887.8 | 0.23 | 505.5 | 94.5 | 600 | 552.2 | 23.6 | 3.08 | 53.2 | 2468.5 | 0.25 | 553.8 | 126.9 | 680.7 | 30.33 | 0 | 0.24 | 30.57 | 31.87 | 0 | 0.25 | 32.13 | 436116.4 | 46313.5 | 0 | 4247.1 | 0 | 7808.9 | 94392.6 | 0 | 0 | 0 | 157772.4 | 0 | 95.5 | 3315.4 | 33225.9 | 88396.1 | 544.9 | 4.1 | 0 | 0 | 44793 | 1520.4 | 0 | 0 | 0 | 6825.1
871 | 37 | Day37 | 6 | Hour6 | 2 | Winter | 2761 | #N/A | Winter | 469587.4 | 2024-02-06 06:00 | 465227.8 | 0 | 0 | 4359.6 | 469587.4 | 448851.7 | 421505.2 | 0.0352 | 0.0522 | 0.41 | 0.41 | 377.6 | 30.1 | 4.26 | 25.9 | 1250.1 | 0.22 | 379.7 | 63.2 | 442.9 | 392 | 31.2 | 4.41 | 26.9 | 1298.6 | 0.23 | 394.1 | 65.6 | 459.7 | 485.5 | 31.9 | 4.43 | 36.7 | 1817 | 0.23 | 487.7 | 91 | 578.6 | 1068.4 | 108.4 | 15.64 | 46.1 | 2791.3 | 0.52 | 1075.9 | 129.5 | 1205.3 | 32.56 | 0 | 0.24 | 32.8 | 34.37 | 0 | 0.25 | 34.62 | 469587.4 | 48082.2 | 1143.3 | 4247.1 | 0 | 8374.7 | 106967.4 | 0 | 0 | 701.4 | 168206.6 | 0 | 95.5 | 3315.4 | 40210 | 88396.1 | 544.9 | 4.1 | 0 | 174 | 45598.8 | 1608 | 0 | 171.5 | 1361 | 8315.2
872 | 37 | Day37 | 7 | Hour7 | 2 | Winter | 2761 | #N/A | Winter | 497707.7 | 2024-02-06 07:00 | 493737.4 | 0 | 0 | 3970.4 | 497707.7 | 475879.5 | 433418 | 0.0362 | 0.0552 | 0.44 | 0.44 | 361 | 28.4 | 4.02 | 25.1 | 1201.2 | 0.21 | 362.9 | 61 | 423.9 | 375.7 | 29.5 | 4.18 | 26.2 | 1251.2 | 0.22 | 377.8 | 63.6 | 441.3 | 453.1 | 28.9 | 4.04 | 35.6 | 1687.3 | 0.24 | 455.1 | 85.9 | 541 | 434.3 | 8.5 | 0.87 | 51 | 2260.5 | 0.19 | 434.8 | 118.4 | 553.2 | 37.06 | 0 | 0.24 | 37.3 | 39.24 | 0 | 0.26 | 39.5 | 497707.7 | 64289.7 | 1873.9 | 4247.1 | 0 | 8019.4 | 106219.9 | 0 | 0 | 4660.1 | 169852.1 | 0 | 2157.6 | 3315.4 | 46154.1 | 88396.1 | 1775.7 | 1406.6 | 0 | 11408.7 | 46580.7 | 1640.2 | 702.1 | 2314.2 | 4053 | 8315.2
873 | 37 | Day37 | 8 | Hour8 | 2 | Winter | 2761 | #N/A | Winter | 510321 | 2024-02-06 08:00 | 506531.8 | 52.7 | 0 | 3736.5 | 510321 | 488055.5 | 419226.4 | 0.0365 | 0.0562 | 0.48 | 0.48 | 333.3 | 25.9 | 3.67 | 23.6 | 1115.2 | 0.2 | 335.1 | 56.8 | 391.9 | 346.8 | 27 | 3.82 | 24.5 | 1160.6 | 0.21 | 348.7 | 59.2 | 407.9 | 257.4 | 12.3 | 1.67 | 24.1 | 1077.2 | 0.14 | 258.2 | 56.3 | 314.5 | 485.8 | 18.5 | 2.35 | 49 | 2246 | 0.22 | 487 | 115.9 | 602.9 | 31.01 | 0 | 0.25 | 31.26 | 32.86 | 0 | 0.27 | 33.13 | 510321 | 91094.7 | 2452.4 | 4247.1 | 0 | 8145.1 | 99156.7 | 0 | 0 | 8544.4 | 163636.2 | 0 | 2159.6 | 3315.4 | 45438.8 | 88396.1 | 2096.2 | 182.7 | 0 | 35046.7 | 45869.5 | 1634.1 | 4466.9 | 36.5 | 1559.1 | 8001.8
874 | 37 | Day37 | 9 | Hour9 | 2 | Winter | 2761 | #N/A | Winter | 513206.2 | 2024-02-06 09:00 | 508887.7 | 0 | 0 | 4318.5 | 513206.2 | 490338.9 | 396680.7 | 0.0364 | 0.0563 | 0.52 | 0.52 | 301.9 | 23.7 | 3.35 | 21.2 | 1011.1 | 0.18 | 303.5 | 51.4 | 354.9 | 313.7 | 24.6 | 3.48 | 22.1 | 1050.4 | 0.19 | 315.4 | 53.4 | 368.8 | 180 | 7.9 | 1.03 | 17.2 | 799.5 | 0.08 | 180.5 | 41.1 | 221.6 | 472.8 | 14.1 | 1.69 | 51.1 | 2308 | 0.21 | 473.6 | 120 | 593.6 | 29.52 | 0 | 0.26 | 29.78 | 31.28 | 0 | 0.28 | 31.55 | 513206.2 | 116525.5 | 60.8 | 4198.3 | 0 | 8374.7 | 91767.1 | 0 | 84.5 | 10029.2 | 152714.2 | 0 | 95.5 | 3315.4 | 47213.7 | 88396.1 | 544.9 | 0 | 0 | 67738.6 | 36908.7 | 1764.5 | 7916.3 | 0 | 485.8 | 7089.1
875 | 37 | Day37 | 10 | Hour10 | 2 | Winter | 2761 | #N/A | Winter | 510097.2 | 2024-02-06 10:00 | 505811 | 0 | 0 | 4286.2 | 510097.2 | 487445.6 | 373974.4 | 0.0363 | 0.0559 | 0.54 | 0.54 | 287.6 | 22.4 | 3.16 | 20.5 | 969.2 | 0.17 | 289.2 | 49.4 | 338.6 | 298.9 | 23.3 | 3.29 | 21.3 | 1007 | 0.18 | 300.5 | 51.4 | 351.9 | 156.4 | 6.6 | 0.85 | 15.2 | 703.6 | 0.07 | 156.9 | 36.2 | 193.1 | 548.5 | 29.6 | 4.01 | 47.3 | 2258.5 | 0.25 | 550.4 | 114.7 | 665.1 | 28.82 | 0 | 0.27 | 29.09 | 30.53 | 0 | 0.28 | 30.82 | 510097.2 | 136122.7 | 0 | 4198.3 | 0 | 8374.7 | 85828 | 0 | 322.8 | 12043.3 | 147232.6 | 0 | 95.5 | 3315.4 | 35988.9 | 88396.1 | 544.9 | 0 | 0 | 94168.3 | 27680.6 | 1907.7 | 9115.3 | 16 | 268.3 | 6301.4
876 | 37 | Day37 | 11 | Hour11 | 2 | Winter | 2761 | #N/A | Winter | 502532.4 | 2024-02-06 11:00 | 497829.2 | 227.4 | 289.2 | 4186.6 | 502532.4 | 479919.5 | 359598 | 0.036 | 0.0549 | 0.55 | 0.55 | 282 | 22.1 | 3.12 | 20 | 945.1 | 0.17 | 283.5 | 48.2 | 331.7 | 293.2 | 23 | 3.25 | 20.8 | 982.1 | 0.18 | 294.7 | 50.1 | 344.9 | 147.8 | 6.2 | 0.81 | 14.4 | 664 | 0.07 | 148.2 | 34.2 | 182.4 | 456.9 | 13.9 | 1.68 | 49.2 | 2221.2 | 0.2 | 457.7 | 115.4 | 573.1 | 27.99 | 0 | 0.27 | 28.27 | 29.66 | 0 | 0.29 | 29.95 | 502532.4 | 142934.4 | 0 | 4198.3 | 0 | 6932.2 | 83769 | 0 | 560.3 | 13260.1 | 140126.8 | 0 | 95.5 | 3315.4 | 32219.7 | 88396.1 | 544.9 | 0 | 0 | 102219.7 | 24909 | 1985.4 | 10883.7 | 0 | 109.3 | 7140.2
877 | 37 | Day37 | 12 | Hour12 | 2 | Winter | 2761 | #N/A | Winter | 495970.7 | 2024-02-06 12:00 | 488959.6 | 2102.7 | 651.3 | 4257.1 | 495970.7 | 471539.8 | 349097.6 | 0.0356 | 0.0539 | 0.56 | 0.55 | 278.1 | 21.6 | 3.06 | 19.9 | 936.8 | 0.17 | 279.6 | 47.9 | 327.5 | 290 | 22.6 | 3.19 | 20.7 | 975.8 | 0.18 | 291.5 | 49.9 | 341.4 | 145.9 | 6.8 | 0.9 | 13.6 | 634.2 | 0.07 | 146.4 | 32.5 | 178.9 | 440.5 | 14.8 | 1.83 | 46.9 | 2099.4 | 0.21 | 441.5 | 109.5 | 551 | 26.36 | 0 | 0.28 | 26.64 | 27.9 | 0 | 0.29 | 28.19 | 495970.7 | 146873.1 | 0 | 4198.3 | 0 | 5696.6 | 80894.1 | 0 | 611.3 | 14860.9 | 138367.3 | 0 | 95.5 | 3315.4 | 28237.9 | 87747.7 | 544.9 | 0 | 0 | 104457 | 24835.5 | 2108.4 | 12146.5 | 0 | 3.1 | 7447.4
878 | 37 | Day37 | 13 | Hour13 | 2 | Winter | 2761 | #N/A | Winter | 491490.4 | 2024-02-06 13:00 | 480223.6 | 4494.3 | 2358.4 | 4414.2 | 491490.4 | 463272.7 | 339553 | 0.0353 | 0.053 | 0.56 | 0.56 | 275.3 | 21.4 | 3.02 | 19.8 | 928.4 | 0.17 | 276.7 | 47.5 | 324.2 | 288.4 | 22.5 | 3.18 | 20.6 | 970.4 | 0.18 | 289.9 | 49.6 | 339.5 | 132.7 | 5.7 | 0.74 | 12.9 | 593.1 | 0.06 | 133 | 30.6 | 163.6 | 672 | 59.9 | 8.56 | 36.5 | 2017.5 | 0.32 | 676.1 | 96.7 | 772.8 | 25.5 | 0 | 0.3 | 25.8 | 26.96 | 0 | 0.29 | 27.25 | 491490.4 | 151937.4 | 0 | 4198.3 | 0 | 5942 | 79134.1 | 0 | 684.5 | 18344.8 | 136316.6 | 0 | 95.5 | 3315.4 | 22972.3 | 87033.9 | 544.9 | 0 | 0 | 104468.3 | 26228.3 | 2211.5 | 12245 | 0 | 0 | 6921.4
879 | 37 | Day37 | 14 | Hour14 | 2 | Winter | 2761 | #N/A | Winter | 487101 | 2024-02-06 14:00 | 472412.6 | 7151.6 | 3107.2 | 4429.7 | 487101 | 455873.2 | 336171 | 0.035 | 0.0521 | 0.56 | 0.56 | 271.8 | 20.8 | 2.94 | 19.8 | 925.8 | 0.17 | 273.3 | 47.5 | 320.7 | 285.4 | 22 | 3.1 | 20.7 | 968.9 | 0.18 | 287 | 49.6 | 336.6 | 127.6 | 5.4 | 0.7 | 12.5 | 573.6 | 0.06 | 128 | 29.6 | 157.6 | 667.5 | 52.3 | 7.39 | 42.9 | 2233.4 | 0.32 | 671 | 109.5 | 780.5 | 25.38 | 0 | 0.31 | 25.69 | 26.84 | 0 | 0.3 | 27.14 | 487101 | 150930 | 76.4 | 4198.3 | 0 | 5746.4 | 76065.9 | 0 | 659 | 19019.7 | 137215.1 | 0 | 95.5 | 3315.4 | 21879.4 | 87033.9 | 544.9 | 0 | 0 | 100987.2 | 27990 | 2274 | 13124 | 0 | 0 | 6505.4
880 | 37 | Day37 | 15 | Hour15 | 2 | Winter | 2761 | #N/A | Winter | 478265.1 | 2024-02-06 15:00 | 467720 | 5967.6 | 20.6 | 4556.8 | 478265.1 | 451424.1 | 334198 | 0.0348 | 0.0516 | 0.56 | 0.55 | 274.8 | 21 | 2.96 | 20.1 | 937.6 | 0.17 | 276.2 | 48.1 | 324.3 | 287.3 | 22 | 3.1 | 21 | 979.1 | 0.18 | 288.8 | 50.2 | 339 | 136.1 | 6.2 | 0.81 | 12.9 | 597.2 | 0.06 | 136.5 | 30.7 | 167.2 | 572.2 | 42.7 | 6.01 | 38.6 | 1981.3 | 0.27 | 575.1 | 97.8 | 672.8 | 25.38 | 0 | 0.29 | 25.68 | 26.88 | 0 | 0.3 | 27.18 | 478265.1 | 144067.1 | 0 | 4198.3 | 0 | 5567.8 | 75280.2 | 0 | 647 | 15353.2 | 136854.6 | 0 | 95.5 | 3315.4 | 21307.5 | 87033.9 | 544.9 | 0 | 0 | 95637.6 | 30075.1 | 2354.1 | 12619.3 | 0 | 0 | 6101.2
881 | 37 | Day37 | 16 | Hour16 | 2 | Winter | 2761 | #N/A | Winter | 478968.4 | 2024-02-06 16:00 | 469903.7 | 3923.8 | 4.1 | 5136.7 | 478968.4 | 453490.9 | 357420.6 | 0.0349 | 0.0518 | 0.52 | 0.52 | 300.2 | 23.2 | 3.28 | 21.6 | 1014.7 | 0.18 | 301.8 | 51.8 | 353.7 | 313 | 24.2 | 3.42 | 22.5 | 1057.6 | 0.19 | 314.7 | 54 | 368.7 | 172.2 | 8.1 | 1.07 | 16.1 | 748.4 | 0.08 | 172.8 | 38.4 | 211.2 | 714.3 | 63 | 9 | 39.6 | 2154.5 | 0.35 | 718.6 | 103.9 | 822.6 | 26.4 | 0 | 0.28 | 26.68 | 27.95 | 0 | 0.3 | 28.25 | 478968.4 | 121547.8 | 0 | 4257.5 | 0 | 7819.2 | 83718.1 | 0 | 596.5 | 9492.7 | 145331.9 | 0 | 159.1 | 3315.4 | 25014.9 | 87033.9 | 770.6 | 0 | 0 | 74548.2 | 34533 | 2377.3 | 9794.6 | 0 | 0 | 8315.2
882 | 37 | Day37 | 17 | Hour17 | 2 | Winter | 2761 | #N/A | Winter | 490971.3 | 2024-02-06 17:00 | 485799.8 | 0 | 4.1 | 5167.4 | 490971.3 | 468525.5 | 391965.4 | 0.0356 | 0.0537 | 0.48 | 0.48 | 334 | 26.4 | 3.73 | 23.3 | 1111.4 | 0.2 | 335.8 | 56.4 | 392.2 | 346.4 | 27.3 | 3.87 | 24.1 | 1153.5 | 0.21 | 348.3 | 58.6 | 406.9 | 402.2 | 26.8 | 3.72 | 30.1 | 1494.7 | 0.19 | 404 | 74.7 | 478.8 | 964.9 | 97 | 13.99 | 42.7 | 2539.4 | 0.48 | 971.6 | 118.5 | 1090.2 | 30.33 | 0 | 0.27 | 30.6 | 32.06 | 0 | 0.29 | 32.35 | 490971.3 | 99005.9 | 79.6 | 4257.5 | 0 | 8307.3 | 97749.6 | 0 | 319.4 | 6338.6 | 157937.2 | 0 | 159.1 | 3315.4 | 30898 | 88396.1 | 865.5 | 0 | 0 | 46947.7 | 42894.5 | 2505.7 | 4985 | 0 | 67.1 | 8315.2
883 | 37 | Day37 | 18 | Hour18 | 2 | Winter | 2761 | #N/A | Winter | 508628.3 | 2024-02-06 18:00 | 504194.9 | 0 | 0 | 4433.5 | 508628.3 | 485906.2 | 431347.1 | 0.0363 | 0.0558 | 0.44 | 0.44 | 355.9 | 28 | 3.97 | 24.7 | 1186.2 | 0.21 | 357.9 | 60.1 | 417.9 | 371.8 | 29.2 | 4.12 | 25.9 | 1242.5 | 0.22 | 373.8 | 63 | 436.8 | 437.6 | 27.7 | 3.83 | 34.1 | 1669.5 | 0.21 | 439.5 | 83.9 | 523.4 | 490.6 | 17.2 | 2.17 | 50.9 | 2300.6 | 0.23 | 491.7 | 119.6 | 611.3 | 36.47 | 0 | 0.27 | 36.74 | 38.63 | 0 | 0.29 | 38.92 | 508628.3 | 77281.2 | 3607.8 | 4257.5 | 0 | 8019.4 | 107519.3 | 0 | 194.3 | 3810.6 | 174017 | 0 | 561.4 | 3315.4 | 37998.2 | 88396.1 | 997.3 | 2657.6 | 0 | 17208.9 | 53500.1 | 2567.4 | 3553.4 | 152.9 | 4351.5 | 8116.6
884 | 37 | Day37 | 19 | Hour19 | 2 | Winter | 2761 | #N/A | Winter | 517918.4 | 2024-02-06 19:00 | 513211.8 | 0 | 0 | 4706.5 | 517918.3 | 494454.1 | 452560.2 | 0.0365 | 0.0566 | 0.45 | 0.44 | 350.6 | 27.5 | 3.89 | 24.4 | 1172.7 | 0.21 | 352.5 | 59.4 | 411.9 | 367.6 | 28.7 | 4.06 | 25.7 | 1232.7 | 0.22 | 369.5 | 62.5 | 432.1 | 454.6 | 27.7 | 3.82 | 36.4 | 1763 | 0.22 | 456.4 | 89 | 545.5 | 595.3 | 11.5 | 1.19 | 70.2 | 3087.6 | 0.27 | 595.9 | 162.3 | 758.2 | 61.17 | 0 | 0.28 | 61.45 | 64.91 | 0 | 0.3 | 65.2 | 517918.4 | 65358.2 | 4078 | 4257.5 | 0 | 8374.7 | 107137.4 | 0 | 0.7 | 92.1 | 175762.9 | 0 | 839.6 | 3315.4 | 54618.5 | 88396.1 | 1024.1 | 4755.9 | 0 | 280.9 | 62354.1 | 2630.3 | 2048.7 | 1306.5 | 5067.8 | 8315.2
885 | 37 | Day37 | 20 | Hour20 | 2 | Winter | 2761 | #N/A | Winter | 517736.5 | 2024-02-06 20:00 | 512573.9 | 0 | 0 | 5162.6 | 517736.5 | 493860.1 | 444063.6 | 0.0365 | 0.0565 | 0.46 | 0.45 | 347.8 | 27.3 | 3.87 | 24.1 | 1160.3 | 0.2 | 349.7 | 58.8 | 408.5 | 362.2 | 28.4 | 4.02 | 25.2 | 1209.4 | 0.21 | 364.1 | 61.3 | 425.4 | 460.4 | 28.9 | 3.99 | 36.1 | 1765.4 | 0.22 | 462.3 | 88.8 | 551.1 | 982 | 100.2 | 14.47 | 42.1 | 2535.6 | 0.49 | 988.9 | 117.8 | 1106.8 | 32 | 0 | 0.28 | 32.28 | 33.92 | 0 | 0.3 | 34.22 | 517736.5 | 73673 | 1508.1 | 4257.5 | 0 | 8374.7 | 106753 | 0 | 0 | 0 | 174115.2 | 0 | 188.3 | 3315.4 | 54126.2 | 88396.1 | 996.8 | 2032.2 | 0 | 0 | 70992.2 | 2680.8 | 23.7 | 178.6 | 596.3 | 8315.2
886 | 37 | Day37 | 21 | Hour21 | 2 | Winter | 2761 | #N/A | Winter | 505486.4 | 2024-02-06 21:00 | 500333.8 | 0 | 0 | 5152.6 | 505486.4 | 482271.1 | 428945 | 0.0361 | 0.0553 | 0.47 | 0.46 | 339.9 | 26.7 | 3.78 | 23.7 | 1135.3 | 0.2 | 341.8 | 57.6 | 399.4 | 353.7 | 27.7 | 3.92 | 24.7 | 1182.6 | 0.21 | 355.6 | 60 | 415.6 | 483.3 | 31.2 | 4.31 | 37.1 | 1828.8 | 0.22 | 485.4 | 91.7 | 577.1 | 888.1 | 87.6 | 12.63 | 40.8 | 2385.5 | 0.44 | 894.1 | 112 | 1006.1 | 30.88 | 0 | 0.28 | 31.16 | 32.69 | 0 | 0.3 | 32.99 | 505486.4 | 76541.4 | 739.3 | 4257.5 | 0 | 7666.4 | 101720 | 0 | 0 | 0 | 167127.6 | 0 | 159.1 | 3315.4 | 51198.2 | 88396.1 | 997.3 | 3368.1 | 0 | 0 | 73777.9 | 2763.5 | 0 | 220.2 | 1439.6 | 7717.9
887 | 37 | Day37 | 22 | Hour22 | 2 | Winter | 2761 | #N/A | Winter | 482078.3 | 2024-02-06 22:00 | 477000.5 | 0 | 0 | 5077.8 | 482078.3 | 460160.6 | 405432.6 | 0.0353 | 0.0529 | 0.48 | 0.48 | 326.2 | 25.3 | 3.57 | 23.2 | 1099.5 | 0.2 | 327.9 | 56 | 384 | 338.8 | 26.2 | 3.71 | 24.1 | 1143 | 0.2 | 340.6 | 58.3 | 398.9 | 486.8 | 30.4 | 4.2 | 38.2 | 1871.7 | 0.23 | 488.8 | 94.1 | 582.9 | 601.1 | 36.3 | 5.01 | 48.5 | 2337.2 | 0.29 | 603.5 | 118.2 | 721.7 | 29.81 | 0 | 0.28 | 30.09 | 31.47 | 0 | 0.3 | 31.77 | 482078.3 | 76645.7 | 372.6 | 4257.5 | 0 | 7463.8 | 91749.6 | 0 | 0 | 0 | 157417.7 | 0 | 159.1 | 3315.4 | 49434.8 | 88396.1 | 964.5 | 1901.5 | 0 | 0 | 73858.9 | 2786.8 | 0 | 199.4 | 1158.6 | 7670.1
888 | 37 | Day37 | 23 | Hour23 | 2 | Winter | 2761 | #N/A | Winter | 456048.7 | 2024-02-06 23:00 | 450992.6 | 16.8 | 0 | 5039.3 | 456048.7 | 435456.6 | 380948.8 | 0.0344 | 0.0501 | 0.49 | 0.49 | 319.5 | 24.7 | 3.49 | 22.9 | 1080 | 0.19 | 321.2 | 55.2 | 376.4 | 331.2 | 25.6 | 3.62 | 23.8 | 1120 | 0.2 | 333 | 57.2 | 390.2 | 457.3 | 26.1 | 3.56 | 38.2 | 1837.4 | 0.21 | 459.1 | 93 | 552.1 | 593 | 35.2 | 4.84 | 48.4 | 2326.3 | 0.28 | 595.3 | 117.8 | 713.1 | 29.18 | 0 | 0.28 | 29.46 | 30.72 | 0 | 0.3 | 31.02 | 456048.7 | 75099.9 | 6.3 | 4198.3 | 0 | 6141.7 | 84637.5 | 0 | 0 | 0 | 147404.2 | 0 | 159.1 | 3315.4 | 45893.8 | 88396.1 | 745.5 | 50.8 | 0 | 0 | 72311.6 | 2788.3 | 0 | 178.6 | 0 | 4860.6
889 | 38 | Day38 | 0 | Hour0 | 2 | Winter | 47 | 519416.8 | Winter | 434283.6 | 2024-02-07 | 428159 | 941.5 | 443.9 | 4739.1 | 434283.5 | 413726 | 362116.9 | 0.0337 | 0.0477 | 0.49 | 0.49 | 313.7 | 23.9 | 3.38 | 22.9 | 1071.9 | 0.19 | 315.3 | 54.9 | 370.3 | 325.4 | 24.8 | 3.5 | 23.8 | 1111.7 | 0.2 | 327.1 | 57 | 384.1 | 468.6 | 27 | 3.69 | 38.9 | 1874.8 | 0.22 | 470.4 | 94.8 | 565.3 | 659.5 | 50.8 | 7.18 | 43.3 | 2222.6 | 0.32 | 663 | 109.6 | 772.6 | 28.36 | 0 | 0.28 | 28.64 | 29.79 | 0 | 0.29 | 30.08 | 434283.6 | 72166.7 | 592.5 | 4198.3 | 0 | 5322.4 | 77981.3 | 0 | 0 | 0 | 142217.8 | 0 | 159.1 | 3315.4 | 39428.2 | 88396.1 | 505.8 | 0 | 0 | 0 | 69590.6 | 2576.1 | 0 | 0 | 0 | 7045.5
890 | 38 | Day38 | 1 | Hour1 | 2 | Winter | 2761 | #N/A | Winter | 423012.9 | 2024-02-07 01:00 | 412689 | 3046.1 | 2654.4 | 4623.3 | 423012.9 | 398977.4 | 354288.2 | 0.0332 | 0.0459 | 0.48 | 0.48 | 316.8 | 24.1 | 3.39 | 23.3 | 1086.4 | 0.2 | 318.5 | 55.7 | 374.2 | 329.3 | 25.1 | 3.53 | 24.2 | 1127.5 | 0.2 | 331 | 57.8 | 388.8 | 476.6 | 27.6 | 3.77 | 39.5 | 1903.9 | 0.22 | 478.5 | 96.3 | 574.7 | 977.6 | 104.9 | 15.19 | 37.1 | 2375.5 | 0.48 | 984.9 | 108 | 1092.9 | 28.38 | 0 | 0.29 | 28.66 | 29.76 | 0 | 0.28 | 30.04 | 423012.9 | 68724.7 | 0 | 4198.3 | 0 | 5733.9 | 76318.6 | 0 | 0 | 0 | 141387.6 | 0 | 95.5 | 3315.4 | 34378 | 88396.1 | 464.6 | 0 | 0 | 0 | 66327.7 | 2397 | 0 | 0 | 0 | 5961.4
891 | 38 | Day38 | 2 | Hour2 | 2 | Winter | 2761 | #N/A | Winter | 413728.2 | 2024-02-07 02:00 | 403738.6 | 3218.7 | 2607.8 | 4163.1 | 413728.2 | 390426.7 | 350014.5 | 0.033 | 0.045 | 0.47 | 0.47 | 327.1 | 25 | 3.52 | 23.9 | 1117.4 | 0.2 | 328.8 | 57.3 | 386.1 | 340.1 | 26 | 3.67 | 24.8 | 1159.8 | 0.21 | 341.9 | 59.4 | 401.3 | 483 | 28.7 | 3.93 | 39.3 | 1905.4 | 0.22 | 484.9 | 96.2 | 581.1 | 688.8 | 54 | 7.63 | 44.2 | 2303.3 | 0.33 | 692.5 | 112.9 | 805.4 | 28.33 | 0 | 0.28 | 28.61 | 29.68 | 0 | 0.27 | 29.95 | 413728.2 | 63713.6 | 0 | 4198.3 | 0 | 5745.5 | 77581.4 | 0 | 0 | 0 | 141301.8 | 0 | 95.5 | 3315.4 | 28916 | 88396.1 | 464.6 | 0 | 0 | 0 | 61534.8 | 2178.9 | 0 | 0 | 0 | 5916.7
892 | 38 | Day38 | 3 | Hour3 | 2 | Winter | 2761 | #N/A | Winter | 409740.1 | 2024-02-07 03:00 | 402513.4 | 1394.2 | 1806.1 | 4026.4 | 409740.1 | 389240.8 | 349271.8 | 0.033 | 0.0449 | 0.46 | 0.46 | 335.9 | 25.8 | 3.64 | 24.4 | 1142.3 | 0.21 | 337.7 | 58.5 | 396.2 | 348.7 | 26.8 | 3.79 | 25.3 | 1184.8 | 0.21 | 350.5 | 60.6 | 411.2 | 478.2 | 28 | 3.83 | 39.3 | 1898.4 | 0.22 | 480 | 95.9 | 576 | 1010 | 107.6 | 15.58 | 39 | 2477 | 0.5 | 1017.4 | 112.9 | 1130.4 | 28.43 | 0 | 0.27 | 28.71 | 29.78 | 0 | 0.27 | 30.05 | 409740.1 | 60468.4 | 0 | 4198.3 | 0 | 5037.8 | 79563.4 | 0 | 0 | 0 | 141975.9 | 0 | 95.5 | 3315.4 | 26224.8 | 88396.1 | 464.6 | 0 | 0 | 0 | 58649.4 | 1819 | 0 | 0 | 0 | 4868.5
893 | 38 | Day38 | 4 | Hour4 | 2 | Winter | 2761 | #N/A | Winter | 416571.6 | 2024-02-07 04:00 | 411464.4 | 70.4 | 744.8 | 4292 | 416571.6 | 397758 | 358086.1 | 0.0333 | 0.046 | 0.45 | 0.45 | 345 | 26.9 | 3.79 | 24.6 | 1162 | 0.21 | 346.8 | 59.3 | 406.1 | 357.2 | 27.8 | 3.93 | 25.5 | 1203.2 | 0.22 | 359.1 | 61.4 | 420.5 | 467.8 | 26.2 | 3.56 | 39.5 | 1895.7 | 0.22 | 469.5 | 96.1 | 565.6 | 1164.3 | 132.2 | 19.21 | 37.6 | 2599 | 0.58 | 1173.5 | 115.2 | 1288.7 | 28.7 | 0 | 0.24 | 28.95 | 30.1 | 0 | 0.26 | 30.36 | 416571.6 | 58485.5 | 0 | 4198.3 | 0 | 6942.7 | 84380.7 | 0 | 0 | 0 | 144356 | 0 | 95.5 | 3315.4 | 25936.8 | 88396.1 | 464.6 | 0 | 0 | 0 | 56654.3 | 1831.1 | 0 | 0 | 0 | 5446.7
894 | 38 | Day38 | 5 | Hour5 | 2 | Winter | 2761 | #N/A | Winter | 439678.5 | 2024-02-07 05:00 | 434778.8 | 0 | 0 | 4899.7 | 439678.5 | 419909.8 | 382029.8 | 0.0342 | 0.0489 | 0.44 | 0.44 | 357.8 | 28.2 | 3.99 | 25 | 1193.9 | 0.21 | 359.8 | 60.6 | 420.4 | 370.5 | 29.2 | 4.13 | 25.9 | 1236.8 | 0.22 | 372.5 | 62.8 | 435.4 | 500.1 | 31.2 | 4.3 | 39.4 | 1927 | 0.23 | 502.2 | 96.9 | 599.1 | 1020.3 | 109.1 | 15.79 | 39.1 | 2490.5 | 0.5 | 1027.9 | 113.4 | 1141.3 | 29.72 | 0 | 0.23 | 29.95 | 31.26 | 0 | 0.24 | 31.5 | 439678.5 | 57648.7 | 0 | 4198.3 | 0 | 8374.7 | 93956.2 | 0 | 0 | 0 | 153455 | 0 | 95.5 | 3315.4 | 29774 | 88396.1 | 464.6 | 0 | 0 | 0 | 55580.3 | 2068.3 | 0 | 86.9 | 1.5 | 7525.9
895 | 38 | Day38 | 6 | Hour6 | 2 | Winter | 2761 | #N/A | Winter | 471048.6 | 2024-02-07 06:00 | 466223.8 | 0 | 0 | 4824.9 | 471048.6 | 449743.6 | 412691.2 | 0.0353 | 0.0525 | 0.42 | 0.42 | 373.8 | 29.9 | 4.23 | 25.5 | 1233.5 | 0.22 | 375.9 | 62.3 | 438.2 | 387.6 | 31 | 4.39 | 26.4 | 1279.5 | 0.23 | 389.7 | 64.6 | 454.3 | 469.3 | 28.3 | 3.89 | 37.8 | 1835.9 | 0.22 | 471.3 | 92.6 | 563.8 | 515.2 | 21.3 | 2.76 | 50.4 | 2327.2 | 0.23 | 516.6 | 119.8 | 636.3 | 31.44 | 0 | 0.23 | 31.67 | 33.19 | 0 | 0.24 | 33.43 | 471048.6 | 58357.4 | 149.8 | 4198.3 | 0 | 8099.1 | 106931.9 | 0 | 0 | 744.3 | 165621.4 | 0 | 95.5 | 3315.4 | 35415 | 88396.1 | 464.6 | 4.1 | 0 | 188.8 | 55468.9 | 1955.4 | 0 | 0 | 1328.7 | 8116.6
896 | 38 | Day38 | 7 | Hour7 | 2 | Winter | 2761 | #N/A | Winter | 495613.8 | 2024-02-07 07:00 | 491776 | 0 | 0 | 3837.8 | 495613.7 | 474025.8 | 423536.4 | 0.0361 | 0.055 | 0.44 | 0.44 | 361.3 | 28.6 | 4.05 | 24.9 | 1200.5 | 0.21 | 363.3 | 60.7 | 424 | 375.6 | 29.7 | 4.2 | 25.9 | 1248 | 0.22 | 377.6 | 63.2 | 440.8 | 440.7 | 27 | 3.73 | 35.4 | 1693 | 0.22 | 442.5 | 85.9 | 528.4 | 600.6 | 23 | 2.93 | 60.4 | 2772.4 | 0.27 | 602.1 | 143.1 | 745.2 | 32.65 | 0 | 0.24 | 32.88 | 34.55 | 0 | 0.25 | 34.8 | 495613.8 | 72077.4 | 1171.5 | 4198.3 | 0 | 8019.4 | 107035.8 | 0 | 0 | 4082.5 | 167831.4 | 0 | 2666.1 | 3315.4 | 40031.5 | 88396.1 | 866.6 | 4.1 | 0 | 11738.8 | 54187.8 | 2068.3 | 717.2 | 4064.3 | 3194.9 | 8315.2
897 | 38 | Day38 | 8 | Hour8 | 2 | Winter | 2761 | #N/A | Winter | 503989.4 | 2024-02-07 08:00 | 500296.5 | 0 | 0 | 3692.9 | 503989.4 | 482180.5 | 412144.6 | 0.0362 | 0.0555 | 0.48 | 0.48 | 334.3 | 26.1 | 3.7 | 23.5 | 1115.6 | 0.2 | 336.1 | 56.8 | 392.8 | 347.5 | 27.2 | 3.85 | 24.4 | 1159.8 | 0.21 | 349.4 | 59 | 408.4 | 257 | 11.8 | 1.58 | 24.4 | 1100.8 | 0.13 | 257.8 | 57.2 | 315 | 945.3 | 99 | 14.32 | 38 | 2371.4 | 0.46 | 952.1 | 108.8 | 1060.9 | 30.51 | 0 | 0.25 | 30.76 | 32.3 | 0 | 0.27 | 32.57 | 503989.4 | 91844.8 | 1314.7 | 4198.3 | 0 | 8019.4 | 98957.3 | 0 | 0 | 6907.6 | 161242.7 | 0 | 1998.6 | 3315.4 | 42949.4 | 88396.1 | 1748.6 | 4.1 | 0 | 31408.9 | 51953.9 | 1574.4 | 3776.8 | 0 | 1332.4 | 8116.6
898 | 38 | Day38 | 9 | Hour9 | 2 | Winter | 2761 | #N/A | Winter | 503978.7 | 2024-02-07 09:00 | 499790.8 | 79.2 | 0 | 4108.7 | 503978.7 | 481743.4 | 395480.4 | 0.0361 | 0.0553 | 0.51 | 0.51 | 308.4 | 24.3 | 3.43 | 21.6 | 1030.7 | 0.18 | 310.1 | 52.4 | 362.5 | 320.2 | 25.2 | 3.56 | 22.4 | 1070.1 | 0.19 | 321.9 | 54.4 | 376.3 | 189.1 | 7.1 | 0.9 | 19.1 | 876.7 | 0.08 | 189.6 | 45.3 | 234.8 | 1283.6 | 144.2 | 20.95 | 42.8 | 2912.3 | 0.63 | 1293.6 | 129.8 | 1423.4 | 29.31 | 0 | 0.26 | 29.58 | 31.03 | 0 | 0.28 | 31.31 | 503978.7 | 108498.3 | 0 | 4198.3 | 0 | 8231.5 | 92422.2 | 0 | 15.6 | 8084.2 | 152232.8 | 0 | 95.5 | 3315.4 | 46124 | 88396.1 | 464.6 | 0 | 0 | 51504.5 | 47768 | 1126 | 6029.3 | 0 | 168 | 8315.2
899 | 38 | Day38 | 10 | Hour10 | 2 | Winter | 2761 | #N/A | Winter | 500694.2 | 2024-02-07 10:00 | 496522.4 | 0.7 | 0 | 4171 | 500694.2 | 478649.4 | 379112.1 | 0.036 | 0.0549 | 0.53 | 0.53 | 293.7 | 22.8 | 3.23 | 20.9 | 990.1 | 0.18 | 295.3 | 50.5 | 345.8 | 305 | 23.7 | 3.35 | 21.7 | 1028.3 | 0.18 | 306.6 | 52.4 | 359.1 | 185.8 | 7.7 | 1.01 | 18.1 | 836.7 | 0.08 | 186.3 | 43.1 | 229.3 | 923.4 | 94.5 | 13.64 | 39.2 | 2387.7 | 0.45 | 929.9 | 110.5 | 1040.4 | 28.73 | 0 | 0.27 | 29 | 30.4 | 0 | 0.29 | 30.69 | 500694.2 | 121582.1 | 0 | 4198.3 | 0 | 8019.4 | 86078 | 0 | 114.1 | 9613.9 | 147749.8 | 0 | 95.5 | 3315.4 | 40795 | 88396.1 | 464.6 | 0 | 0 | 68686.9 | 42303.4 | 863.8 | 6858.9 | 103.3 | 112.5 | 8315.2
900 | 38 | Day38 | 11 | Hour11 | 2 | Winter | 2761 | #N/A | Winter | 495725.9 | 2024-02-07 11:00 | 490043.2 | 396.6 | 1079.7 | 4206.4 | 495725.9 | 472527.4 | 366725.1 | 0.0357 | 0.0542 | 0.54 | 0.54 | 289.5 | 22.6 | 3.2 | 20.6 | 972.5 | 0.18 | 291.1 | 49.6 | 340.7 | 301.1 | 23.5 | 3.33 | 21.4 | 1010.9 | 0.18 | 302.7 | 51.6 | 354.3 | 164.3 | 6.4 | 0.82 | 16.4 | 753.6 | 0.07 | 164.7 | 38.9 | 203.6 | 978.2 | 100.9 | 14.57 | 40.8 | 2505.7 | 0.48 | 985.2 | 115.6 | 1100.8 | 28.18 | 0 | 0.27 | 28.46 | 29.84 | 0 | 0.29 | 30.13 | 495725.9 | 129000.8 | 0 | 4198.3 | 0 | 8374.7 | 84489.8 | 0 | 237 | 10838.5 | 142643.5 | 0 | 95.5 | 3315.4 | 34747.2 | 88396.1 | 464.6 | 0 | 0 | 77345.6 | 39921.7 | 658.1 | 8331.6 | 233.7 | 144.2 | 8315.2
901 | 38 | Day38 | 12 | Hour12 | 2 | Winter | 2761 | #N/A | Winter | 491670.4 | 2024-02-07 12:00 | 482992.8 | 399.2 | 4097.8 | 4180.7 | 491670.4 | 465855 | 358912.6 | 0.0355 | 0.0534 | 0.55 | 0.54 | 285.5 | 22.3 | 3.15 | 20.4 | 960.2 | 0.17 | 287 | 49 | 336 | 297.9 | 23.3 | 3.29 | 21.2 | 1000.4 | 0.18 | 299.5 | 51 | 350.6 | 152.4 | 5.8 | 0.73 | 15.4 | 704.6 | 0.07 | 152.7 | 36.4 | 189.1 | 791.2 | 71.5 | 10.23 | 42.2 | 2345.9 | 0.38 | 796.2 | 112.2 | 908.3 | 27.94 | 0 | 0.28 | 28.22 | 29.55 | 0 | 0.3 | 29.85 | 491670.4 | 132757.8 | 0 | 4198.3 | 0 | 8374.7 | 82448.4 | 0 | 279.2 | 11485.7 | 140068.2 | 0 | 95.5 | 3315.4 | 31551.4 | 88396.1 | 464.6 | 0 | 0 | 82380.4 | 37987.6 | 624.9 | 9503.9 | 289.7 | 158.9 | 8315.2
902 | 38 | Day38 | 13 | Hour13 | 2 | Winter | 2761 | #N/A | Winter | 486824.2 | 2024-02-07 13:00 | 476425.6 | 1682.8 | 4600.2 | 4115.6 | 486824.3 | 459629.6 | 348961.7 | 0.0353 | 0.0527 | 0.56 | 0.55 | 277.7 | 21.5 | 3.03 | 20 | 939.7 | 0.17 | 279.1 | 48.1 | 327.2 | 290.1 | 22.5 | 3.18 | 20.8 | 979.3 | 0.18 | 291.6 | 50.1 | 341.7 | 149.8 | 5.2 | 0.66 | 15.5 | 706.3 | 0.07 | 150.1 | 36.6 | 186.7 | 469.2 | 19.3 | 2.5 | 45.9 | 2121.5 | 0.21 | 470.4 | 109.2 | 579.6 | 26.41 | 0 | 0.28 | 26.69 | 27.93 | 0 | 0.3 | 28.23 | 486824.2 | 137862.6 | 0 | 4198.3 | 0 | 7597 | 78552.3 | 0 | 326.5 | 14231.4 | 137336 | 0 | 95.5 | 3315.4 | 29006.4 | 88396.1 | 464.6 | 0 | 0 | 84469 | 38215.1 | 620.5 | 8665.8 | 181.1 | 0 | 8315.2
903 | 38 | Day38 | 14 | Hour14 | 2 | Winter | 2761 | #N/A | Winter | 482319.4 | 2024-02-07 14:00 | 470807.5 | 2763.7 | 4616.8 | 4131.4 | 482319.4 | 454307.3 | 346915.2 | 0.035 | 0.0521 | 0.55 | 0.55 | 278.4 | 21.5 | 3.03 | 20.2 | 944.2 | 0.17 | 279.9 | 48.3 | 328.3 | 291.1 | 22.6 | 3.19 | 21 | 984.3 | 0.18 | 292.6 | 50.3 | 343 | 151.5 | 5.2 | 0.65 | 15.8 | 716.7 | 0.07 | 151.8 | 37.1 | 188.9 | 945.2 | 101.1 | 14.64 | 36.8 | 2306.3 | 0.48 | 952.2 | 105.7 | 1057.8 | 26.3 | 0 | 0.28 | 26.58 | 27.8 | 0 | 0.3 | 28.11 | 482319.4 | 135404.2 | 0 | 4198.3 | 0 | 8019.4 | 77668.2 | 0 | 324.2 | 14121.4 | 137236.8 | 0 | 95.5 | 3315.4 | 28177.3 | 87739.6 | 464.6 | 0 | 0 | 82769.2 | 37581.3 | 608.1 | 9197.1 | 198.6 | 0 | 8315.2
904 | 38 | Day38 | 15 | Hour15 | 2 | Winter | 2761 | #N/A | Winter | 476255 | 2024-02-07 15:00 | 468042.6 | 1309.7 | 2767.6 | 4135.2 | 476255 | 451691.1 | 350760.4 | 0.0349 | 0.0518 | 0.54 | 0.54 | 284.4 | 21.8 | 3.08 | 20.7 | 968.3 | 0.17 | 285.9 | 49.6 | 335.5 | 296.1 | 22.8 | 3.21 | 21.5 | 1006.9 | 0.18 | 297.7 | 51.6 | 349.3 | 181.4 | 7.1 | 0.92 | 18.1 | 830.4 | 0.08 | 181.9 | 42.8 | 224.7 | 912.5 | 96.4 | 13.94 | 36.7 | 2266.8 | 0.46 | 919.2 | 104.4 | 1023.6 | 26.53 | 0 | 0.28 | 26.81 | 28.06 | 0 | 0.3 | 28.36 | 476255 | 125494.6 | 0 | 4198.3 | 0 | 8019.4 | 77785.6 | 0 | 304 | 11788.2 | 139749.7 | 0 | 95.5 | 3315.4 | 28868.9 | 88263.1 | 464.6 | 0 | 0 | 73609.3 | 39191.7 | 601.4 | 8584.6 | 142.5 | 0 | 8315.2
905 | 38 | Day38 | 16 | Hour16 | 2 | Winter | 2761 | #N/A | Winter | 478698.5 | 2024-02-07 16:00 | 473994.2 | 307.3 | 4.1 | 4392.9 | 478698.5 | 457339.2 | 377219.5 | 0.0351 | 0.0524 | 0.5 | 0.5 | 313.4 | 24.4 | 3.44 | 22.3 | 1054.9 | 0.19 | 315 | 53.8 | 368.9 | 325.1 | 25.2 | 3.57 | 23.2 | 1095.2 | 0.2 | 326.9 | 55.9 | 382.8 | 282.8 | 15.6 | 2.12 | 24.1 | 1153.9 | 0.13 | 283.9 | 58.5 | 342.4 | 1327.3 | 152.5 | 22.19 | 41.4 | 2893.2 | 0.67 | 1337.9 | 127.8 | 1465.7 | 27.75 | 0 | 0.28 | 28.04 | 29.35 | 0 | 0.3 | 29.65 | 478698.5 | 101479 | 0 | 4257.5 | 0 | 8374.7 | 87667.7 | 0 | 304.8 | 6642.9 | 149761.4 | 0 | 159.1 | 3315.4 | 34426.5 | 88396.1 | 861.1 | 0 | 0 | 51056.9 | 42665.4 | 809 | 6958.2 | 315.6 | 0 | 8116.6
906 | 38 | Day38 | 17 | Hour17 | 2 | Winter | 2761 | #N/A | Winter | 495932.7 | 2024-02-07 17:00 | 490943.4 | 19.6 | 4.1 | 4965.5 | 495932.7 | 473380.8 | 416555.9 | 0.0358 | 0.0543 | 0.46 | 0.46 | 350.2 | 28.1 | 3.98 | 23.9 | 1151.9 | 0.21 | 352.1 | 58.3 | 410.4 | 363.5 | 29.1 | 4.12 | 24.8 | 1196.7 | 0.21 | 365.5 | 60.5 | 426.1 | 442.8 | 28.2 | 3.9 | 34.3 | 1684.3 | 0.21 | 444.7 | 84.6 | 529.3 | 491.2 | 18.9 | 2.43 | 49.4 | 2250.2 | 0.23 | 492.4 | 116.6 | 609 | 31.23 | 0 | 0.28 | 31.51 | 33.06 | 0 | 0.3 | 33.36 | 495932.7 | 79376.8 | 179.3 | 4257.5 | 0 | 8179.1 | 105352 | 0 | 207 | 2680.9 | 161498.6 | 0 | 159.1 | 3315.4 | 44305.5 | 88396.1 | 913.2 | 0 | 0 | 30126.2 | 45276.2 | 1086.4 | 3308.5 | 633.5 | 531.5 | 8315.2
907 | 38 | Day38 | 18 | Hour18 | 2 | Winter | 2761 | #N/A | Winter | 512808.7 | 2024-02-07 18:00 | 507997.8 | 0 | 0 | 4810.9 | 512808.7 | 489480.5 | 448528.4 | 0.0364 | 0.0562 | 0.45 | 0.44 | 354.3 | 28.1 | 3.98 | 24.3 | 1172.7 | 0.21 | 356.2 | 59.3 | 415.5 | 371.7 | 29.4 | 4.16 | 25.7 | 1234.3 | 0.22 | 373.7 | 62.5 | 436.2 | 465.8 | 29.3 | 4.07 | 36.7 | 1767.5 | 0.23 | 467.8 | 89.4 | 557.1 | 493.9 | 17.7 | 2.25 | 50.9 | 2302.2 | 0.23 | 495.1 | 119.5 | 614.6 | 41.95 | 0 | 0.28 | 42.23 | 44.48 | 0 | 0.3 | 44.78 | 512808.7 | 64280.3 | 3826.9 | 4257.5 | 0 | 8374.7 | 109041.6 | 0 | 84.1 | 1259 | 171466.4 | 0 | 328 | 3315.4 | 52202.3 | 88396.1 | 1112 | 6207.4 | 0 | 9365.7 | 52365.1 | 1206.4 | 1323.6 | 2281.1 | 4695 | 8315.2
908 | 38 | Day38 | 19 | Hour19 | 2 | Winter | 2761 | #N/A | Winter | 519416.8 | 2024-02-07 19:00 | 514511.1 | 0 | 0 | 4905.7 | 519416.8 | 495658.4 | 458686.7 | 0.0366 | 0.0568 | 0.45 | 0.44 | 355.3 | 28.2 | 3.99 | 24.4 | 1176.7 | 0.21 | 357.2 | 59.5 | 416.7 | 372.5 | 29.4 | 4.16 | 25.8 | 1238 | 0.22 | 374.5 | 62.7 | 437.2 | 467 | 28.6 | 3.96 | 37.5 | 1796.7 | 0.23 | 468.9 | 91.1 | 560 | 426 | 8.1 | 0.84 | 50.4 | 2209.4 | 0.2 | 426.5 | 116.3 | 542.8 | 39.88 | 0 | 0.28 | 40.17 | 42.31 | 0 | 0.3 | 42.62 | 519416.8 | 60730.2 | 6721.9 | 4257.5 | 0 | 8374.7 | 110559 | 0 | 0.2 | 28.7 | 174415.3 | 0 | 328 | 3315.4 | 56793.1 | 88396.1 | 1101.4 | 4424.2 | 0 | 50.4 | 59326.2 | 1324.8 | 585.2 | 4517.2 | 5208.4 | 8116.6
909 | 38 | Day38 | 20 | Hour20 | 2 | Winter | 2761 | #N/A | Winter | 518712.8 | 2024-02-07 20:00 | 514101.6 | 0 | 0 | 4611.3 | 518712.8 | 495273.7 | 453067.8 | 0.0366 | 0.0568 | 0.45 | 0.45 | 352 | 27.9 | 3.95 | 24.2 | 1167.3 | 0.21 | 353.9 | 59.1 | 412.9 | 367.5 | 29 | 4.1 | 25.4 | 1222.3 | 0.22 | 369.5 | 61.9 | 431.4 | 468.6 | 29.1 | 4.04 | 37.2 | 1789.5 | 0.23 | 470.6 | 90.6 | 561.2 | 859.6 | 40.5 | 7.45 | 103.5 | 1888.6 | 1.69 | 862.8 | 160.3 | 1023.1 | 34.21 | 0 | 0.28 | 34.5 | 36.28 | 0 | 0.3 | 36.58 | 518712.8 | 65645 | 5958.2 | 4257.5 | 0 | 8374.7 | 109237.8 | 0 | 0 | 0 | 172794.3 | 0 | 682.4 | 3315.4 | 56302.8 | 88396.1 | 1097 | 2651.6 | 0 | 0 | 63981.8 | 1663.2 | 8.6 | 3904.9 | 2681.6 | 8315.2
910 | 38 | Day38 | 21 | Hour21 | 2 | Winter | 2761 | #N/A | Winter | 505765.2 | 2024-02-07 21:00 | 501188 | 0 | 0 | 4577.2 | 505765.2 | 483054.1 | 438719.8 | 0.0362 | 0.0555 | 0.46 | 0.46 | 346.8 | 27.3 | 3.86 | 24.1 | 1155.9 | 0.2 | 348.7 | 58.6 | 407.3 | 361 | 28.3 | 4.01 | 25.2 | 1205.3 | 0.21 | 363 | 61.2 | 424.1 | 486.1 | 29.6 | 4.09 | 39.2 | 1875.1 | 0.24 | 488.1 | 95.1 | 583.2 | 1084.6 | 120.8 | 17.55 | 37.3 | 2481.2 | 0.55 | 1093 | 111.4 | 1204.5 | 31.53 | 0 | 0.29 | 31.82 | 33.39 | 0 | 0.31 | 33.7 | 505765.2 | 67045.4 | 3323 | 4257.5 | 0 | 8374.7 | 104269.2 | 0 | 0 | 0 | 167232.5 | 0 | 1509.2 | 3315.4 | 54012.6 | 88396.1 | 1099.6 | 2930 | 0 | 0 | 65207.2 | 1838.2 | 0 | 3414.1 | 2192 | 8315.2
911 | 38 | Day38 | 22 | Hour22 | 2 | Winter | 2761 | #N/A | Winter | 482400.7 | 2024-02-07 22:00 | 477973.6 | 0 | 0 | 4427.1 | 482400.7 | 461066.2 | 417202 | 0.0354 | 0.053 | 0.47 | 0.47 | 333.3 | 25.9 | 3.66 | 23.7 | 1122.1 | 0.2 | 335.1 | 57.2 | 392.3 | 346.6 | 26.8 | 3.79 | 24.7 | 1168.5 | 0.21 | 348.4 | 59.5 | 408 | 512.1 | 33.8 | 4.71 | 38.8 | 1895.4 | 0.25 | 514.4 | 95.4 | 609.8 | 482.6 | 16.8 | 2.11 | 50.2 | 2266.1 | 0.22 | 483.7 | 117.8 | 601.5 | 30.23 | 0 | 0.29 | 30.52 | 31.93 | 0 | 0.31 | 32.24 | 482400.7 | 65198.6 | 2870.6 | 4257.5 | 0 | 8374.7 | 93715.7 | 0 | 0 | 0 | 159896.6 | 0 | 328 | 3315.4 | 52630.8 | 88396.1 | 1095.1 | 2321.6 | 0 | 0 | 63147.5 | 2051.1 | 0 | 808.3 | 3049.6 | 8315.2
912 | 38 | Day38 | 23 | Hour23 | 2 | Winter | 2761 | #N/A | Winter | 456536.7 | 2024-02-07 23:00 | 452204.6 | 0 | 0 | 4332 | 456536.7 | 436597.5 | 394356.9 | 0.0345 | 0.0503 | 0.48 | 0.48 | 327.5 | 25.2 | 3.57 | 23.5 | 1108.7 | 0.2 | 329.2 | 56.6 | 385.8 | 339.8 | 26.2 | 3.7 | 24.4 | 1151.3 | 0.21 | 341.6 | 58.8 | 400.4 | 489.6 | 30.3 | 4.2 | 39 | 1873.3 | 0.24 | 491.7 | 94.9 | 586.5 | 428.1 | 8.2 | 0.84 | 50.6 | 2221.7 | 0.2 | 428.6 | 116.9 | 545.5 | 29.23 | 0 | 0.29 | 29.51 | 30.78 | 0 | 0.3 | 31.08 | 456536.7 | 62179.8 | 2049.2 | 4247.1 | 0 | 8374.7 | 86491.5 | 0 | 0 | 0 | 150958.3 | 0 | 328 | 3315.4 | 49013.8 | 88396.1 | 873.1 | 309.6 | 0 | 0 | 59985 | 2194.8 | 0 | 1339.9 | 1189.1 | 8201.1
913 | 39 | Day39 | 0 | Hour0 | 2 | Winter | 26 | 532317 | Winter | 437501.3 | 2024-02-08 | 430429 | 2191.1 | 575.5 | 4305.7 | 437501.3 | 415882.3 | 380034.5 | 0.0338 | 0.0479 | 0.48 | 0.48 | 326.4 | 25.1 | 3.55 | 23.6 | 1108.1 | 0.2 | 328.1 | 56.7 | 384.8 | 339 | 26.1 | 3.68 | 24.5 | 1150.2 | 0.21 | 340.7 | 58.8 | 399.6 | 507.5 | 31.9 | 4.43 | 40 | 1924.2 | 0.25 | 509.7 | 97.4 | 607 | 705.6 | 58.2 | 8.26 | 42.6 | 2267.5 | 0.34 | 709.6 | 110.3 | 819.8 | 28.62 | 0 | 0.28 | 28.9 | 30.08 | 0 | 0.3 | 30.37 | 437501.3 | 57466.8 | 0 | 4247.1 | 0 | 7944.1 | 82201.9 | 0 | 0 | 0 | 145501.1 | 0 | 284.5 | 3315.4 | 46546.7 | 88396.1 | 680.2 | 917.2 | 0 | 0 | 55319.8 | 2147 | 0 | 0 | 0 | 7452.1
914 | 39 | Day39 | 1 | Hour1 | 2 | Winter | 2761 | #N/A | Winter | 425206.2 | 2024-02-08 01:00 | 414822.2 | 5061.1 | 1447.9 | 3875 | 425206.2 | 401014.9 | 373194.7 | 0.0333 | 0.0462 | 0.46 | 0.46 | 333.7 | 25.6 | 3.61 | 24.2 | 1135.7 | 0.2 | 335.5 | 58.1 | 393.6 | 347.8 | 26.7 | 3.78 | 25.1 | 1180.8 | 0.21 | 349.6 | 60.4 | 410 | 509.3 | 31.8 | 4.41 | 40.4 | 1938.7 | 0.25 | 511.5 | 98.2 | 609.7 | 760.4 | 64.6 | 9.19 | 44.2 | 2384.7 | 0.36 | 764.9 | 115.4 | 880.3 | 28.56 | 0 | 0.29 | 28.85 | 29.96 | 0 | 0.29 | 30.25 | 425206.2 | 52011.4 | 0 | 4247.1 | 0 | 8299.4 | 81270.1 | 0 | 0 | 0 | 145644 | 0 | 264.4 | 3315.4 | 41077.9 | 88396.1 | 680.2 | 0 | 0 | 0 | 50054.2 | 1957.3 | 0 | 0 | 23.2 | 7098.6
915 | 39 | Day39 | 2 | Hour2 | 2 | Winter | 2761 | #N/A | Winter | 415126 | 2024-02-08 02:00 | 405888 | 3484.6 | 2306 | 3447.4 | 415126 | 392486.2 | 367544.3 | 0.033 | 0.0452 | 0.45 | 0.45 | 340 | 26 | 3.67 | 24.7 | 1158.8 | 0.21 | 341.7 | 59.3 | 401.1 | 353.9 | 27.1 | 3.83 | 25.6 | 1203.5 | 0.22 | 355.7 | 61.6 | 417.3 | 511 | 32.1 | 4.46 | 40.2 | 1938.7 | 0.25 | 513.2 | 98.1 | 611.2 | 803.9 | 70.1 | 10 | 45.1 | 2464.1 | 0.38 | 808.7 | 118.7 | 927.4 | 28.46 | 0 | 0.28 | 28.74 | 29.83 | 0 | 0.28 | 30.11 | 415126 | 47581.7 | 0 | 4247.1 | 0 | 7944.1 | 80609.2 | 0 | 0 | 0 | 145517 | 0 | 264.4 | 3315.4 | 36570.6 | 88396.1 | 680.2 | 0 | 0 | 0 | 45730.2 | 1851.5 | 0 | 0 | 0 | 7667.9
916 | 39 | Day39 | 3 | Hour3 | 2 | Winter | 2761 | #N/A | Winter | 412557.7 | 2024-02-08 03:00 | 404836.1 | 2905.2 | 1393.9 | 3422.5 | 412557.7 | 391469.2 | 367718.5 | 0.033 | 0.0451 | 0.44 | 0.44 | 347.2 | 26.7 | 3.78 | 25 | 1177.1 | 0.21 | 349 | 60.2 | 409.2 | 360.9 | 27.9 | 3.94 | 26 | 1221.3 | 0.22 | 362.8 | 62.4 | 425.2 | 515.4 | 32.3 | 4.48 | 40.8 | 1957.2 | 0.26 | 517.6 | 99.1 | 616.7 | 909.2 | 90.3 | 13.02 | 41.2 | 2425.2 | 0.45 | 915.4 | 113.6 | 1029 | 28.58 | 0 | 0.27 | 28.86 | 29.95 | 0 | 0.27 | 30.23 | 412557.7 | 44839.2 | 209 | 4247.1 | 0 | 7944.1 | 82667.1 | 0 | 0 | 0 | 145563.6 | 0 | 264.4 | 3315.4 | 34431.4 | 88396.1 | 680.2 | 0 | 0 | 0 | 43046.1 | 1793 | 0 | 0 | 0 | 7305
917 | 39 | Day39 | 4 | Hour4 | 2 | Winter | 2761 | #N/A | Winter | 417431.8 | 2024-02-08 04:00 | 413549.1 | 220.5 | 0 | 3662.1 | 417431.7 | 399760.9 | 375622 | 0.0333 | 0.0462 | 0.43 | 0.43 | 358.8 | 28 | 3.95 | 25.5 | 1206.3 | 0.22 | 360.7 | 61.5 | 422.2 | 371.3 | 28.9 | 4.09 | 26.4 | 1248.5 | 0.22 | 373.3 | 63.6 | 436.9 | 514.1 | 32 | 4.44 | 40.8 | 1957.4 | 0.26 | 516.3 | 99.2 | 615.5 | 991.3 | 105.4 | 15.25 | 38.5 | 2438 | 0.49 | 998.6 | 111.3 | 1109.8 | 28.95 | 0 | 0.26 | 29.21 | 30.36 | 0 | 0.27 | 30.63 | 417431.8 | 41809.8 | 0 | 4247.1 | 0 | 8374.7 | 87923 | 0 | 0 | 0 | 148672.2 | 0 | 264.4 | 3315.4 | 33748.7 | 88396.1 | 680.2 | 0 | 0 | 0 | 40246.6 | 1563.2 | 0 | 0 | 0 | 6974.2
918 | 39 | Day39 | 5 | Hour5 | 2 | Winter | 2761 | #N/A | Winter | 440591.7 | 2024-02-08 05:00 | 436639.4 | 132.5 | 0 | 3819.8 | 440591.7 | 421703.5 | 401496.5 | 0.0342 | 0.049 | 0.41 | 0.41 | 376.1 | 29.6 | 4.19 | 26.2 | 1254.6 | 0.22 | 378.1 | 63.7 | 441.8 | 389.5 | 30.7 | 4.34 | 27.1 | 1299.6 | 0.23 | 391.6 | 65.9 | 457.5 | 533.8 | 35.3 | 4.93 | 40.5 | 1968.9 | 0.27 | 536.2 | 99.3 | 635.5 | 504 | 18.3 | 2.3 | 51.6 | 2358.1 | 0.22 | 505.2 | 121.9 | 627.1 | 30.33 | 0 | 0.24 | 30.57 | 31.9 | 0 | 0.25 | 32.16 | 440591.7 | 39095.2 | 77.2 | 4247.1 | 0 | 8019.4 | 98507.5 | 0 | 0 | 0 | 160752.9 | 0 | 264.4 | 3315.4 | 37236.3 | 88396.1 | 680.2 | 0 | 0 | 0 | 37820 | 1275.2 | 0 | 0 | 0 | 7916.5
919 | 39 | Day39 | 6 | Hour6 | 2 | Winter | 2761 | #N/A | Winter | 471297.9 | 2024-02-08 06:00 | 467574.6 | 0 | 0 | 3723.3 | 471297.9 | 451055.7 | 432977.5 | 0.0353 | 0.0525 | 0.4 | 0.4 | 388.5 | 31 | 4.4 | 26.4 | 1281.7 | 0.23 | 390.6 | 64.7 | 455.3 | 403.8 | 32.2 | 4.56 | 27.6 | 1334.1 | 0.24 | 406 | 67.4 | 473.4 | 494.1 | 32 | 4.46 | 38.1 | 1842.6 | 0.25 | 496.3 | 93.1 | 589.4 | 436.4 | 9.8 | 1.06 | 50.1 | 2232.7 | 0.19 | 437 | 116.7 | 553.7 | 33.54 | 0 | 0.24 | 33.78 | 35.41 | 0 | 0.25 | 35.66 | 471297.9 | 38320.3 | 1146.4 | 4250 | 0 | 8374.7 | 110904.3 | 0 | 0 | 444.3 | 171271.7 | 0 | 264.4 | 3315.4 | 42931.5 | 88396.1 | 680.2 | 1442.7 | 0 | 120.9 | 36606.8 | 1148.3 | 0 | 217 | 142.6 | 8315.2
920 | 39 | Day39 | 7 | Hour7 | 2 | Winter | 2761 | #N/A | Winter | 496679.2 | 2024-02-08 07:00 | 492976.4 | 0 | 0 | 3702.7 | 496679.2 | 475167 | 448551.6 | 0.0361 | 0.0551 | 0.41 | 0.41 | 378 | 29.9 | 4.23 | 26 | 1255.3 | 0.22 | 380.1 | 63.4 | 443.5 | 394.6 | 31.1 | 4.41 | 27.2 | 1312.4 | 0.23 | 396.7 | 66.4 | 463.1 | 453.2 | 28.1 | 3.89 | 36.1 | 1731.7 | 0.22 | 455.1 | 87.7 | 542.8 | 546 | 10.3 | 1.03 | 64.5 | 2854.9 | 0.24 | 546.6 | 149.6 | 696.2 | 39.22 | 0 | 0.25 | 39.47 | 41.53 | 0 | 0.26 | 41.79 | 496679.2 | 48127.6 | 3946 | 4250 | 0 | 8023.6 | 112098.1 | 0 | 0 | 3115.8 | 176706.8 | 0 | 1283.9 | 3315.4 | 47315.7 | 88396.1 | 985.9 | 2230 | 0 | 8917.5 | 35052 | 1042.3 | 446.5 | 6474.6 | 1278.6 | 8116.6
921 | 39 | Day39 | 8 | Hour8 | 2 | Winter | 2761 | #N/A | Winter | 506621 | 2024-02-08 08:00 | 502961.3 | 0 | 0 | 3659.7 | 506621 | 484684.9 | 445280 | 0.0363 | 0.0558 | 0.44 | 0.43 | 364.2 | 28.9 | 4.09 | 25 | 1206.8 | 0.21 | 366.2 | 61 | 427.2 | 379 | 30 | 4.26 | 26 | 1256.2 | 0.22 | 381 | 63.5 | 444.5 | 340.2 | 19.9 | 2.74 | 28.2 | 1335.1 | 0.17 | 341.5 | 68 | 409.6 | 655.6 | 34.1 | 4.59 | 57.8 | 2740.8 | 0.3 | 657.8 | 139.5 | 797.4 | 33.88 | 0 | 0.26 | 34.14 | 35.89 | 0 | 0.28 | 36.17 | 506621 | 61341 | 2332 | 4250 | 0 | 8374.7 | 110572.6 | 0 | 0 | 6117.3 | 172845.6 | 0 | 1249.5 | 3315.4 | 51869.2 | 88396.1 | 985.9 | 1089 | 0 | 24681.6 | 29639.7 | 902.4 | 2985.2 | 1791.8 | 427.4 | 8315.2
922 | 39 | Day39 | 9 | Hour9 | 2 | Winter | 2761 | #N/A | Winter | 510011.1 | 2024-02-08 09:00 | 506769.1 | 0 | 0 | 3242 | 510011.1 | 488326.3 | 430317.2 | 0.0364 | 0.0561 | 0.46 | 0.46 | 346.7 | 27.5 | 3.89 | 23.9 | 1150.2 | 0.2 | 348.6 | 58.2 | 406.8 | 360.1 | 28.5 | 4.04 | 24.8 | 1194.6 | 0.21 | 362 | 60.5 | 422.5 | 235.3 | 11.1 | 1.49 | 21.9 | 1003.4 | 0.12 | 236.1 | 51.9 | 287.9 | 496.9 | 20 | 2.58 | 49 | 2260.2 | 0.22 | 498.2 | 116.4 | 614.6 | 31.44 | 0 | 0.27 | 31.71 | 33.31 | 0 | 0.29 | 33.6 | 510011.1 | 79693.9 | 130.8 | 4250 | 0 | 8374.7 | 105770.4 | 0 | 75.2 | 8711.5 | 166176.6 | 0 | 1138.5 | 3315.4 | 51776.1 | 88396.1 | 985.9 | 2.7 | 0 | 49144.7 | 20969.4 | 793 | 5537.4 | 1214 | 523.8 | 8116.6
923 | 39 | Day39 | 10 | Hour10 | 2 | Winter | 2761 | #N/A | Winter | 509934.4 | 2024-02-08 10:00 | 506513.4 | 211.5 | 0 | 3209.5 | 509934.4 | 488083.1 | 402872.8 | 0.0364 | 0.0561 | 0.49 | 0.49 | 329 | 26 | 3.68 | 22.8 | 1093.8 | 0.2 | 330.8 | 55.5 | 386.3 | 341.6 | 27 | 3.82 | 23.7 | 1135.7 | 0.2 | 343.4 | 57.6 | 401 | 193.2 | 9.4 | 1.27 | 17.8 | 813.8 | 0.1 | 193.8 | 42 | 235.8 | 700.3 | 54 | 7.62 | 45.7 | 2370.2 | 0.33 | 704 | 116.5 | 820.4 | 30.26 | 0 | 0.28 | 30.54 | 32.06 | 0 | 0.29 | 32.36 | 509934.4 | 107061.7 | 0 | 4250 | 0 | 8374.7 | 100143.2 | 0 | 422.9 | 13222.5 | 158659.9 | 0 | 1138.5 | 3315.4 | 37609 | 88396.1 | 985.9 | 0 | 0 | 76395.9 | 16326.1 | 694.4 | 7909.1 | 966.7 | 631.2 | 8116.6
924 | 39 | Day39 | 11 | Hour11 | 2 | Winter | 2761 | #N/A | Winter | 507501 | 2024-02-08 11:00 | 501955.1 | 329.6 | 1374.6 | 3841.7 | 507501 | 483781.5 | 387221.2 | 0.0362 | 0.0555 | 0.5 | 0.5 | 317.3 | 24.9 | 3.53 | 22.2 | 1059 | 0.19 | 319.1 | 53.8 | 372.9 | 330.3 | 26 | 3.68 | 23.1 | 1101.9 | 0.2 | 332.1 | 56 | 388.1 | 161.1 | 6.7 | 0.88 | 15.9 | 713.6 | 0.08 | 161.6 | 37.2 | 198.7 | 442.3 | 10.6 | 1.18 | 50.2 | 2241.4 | 0.19 | 443 | 117 | 560 | 29.46 | 0 | 0.28 | 29.75 | 31.22 | 0 | 0.3 | 31.52 | 507501 | 120279.8 | 0 | 4250 | 0 | 8019.4 | 95359.7 | 0 | 533.3 | 14432.7 | 154037.5 | 0 | 1138.5 | 3315.4 | 31718.7 | 88396.1 | 985.9 | 0 | 0 | 90062.2 | 14604.6 | 647 | 12614.8 | 633 | 0.5 | 8315.2
925 | 39 | Day39 | 12 | Hour12 | 2 | Winter | 2761 | #N/A | Winter | 503626.8 | 2024-02-08 12:00 | 496646.4 | 1816.9 | 1374.6 | 3788.9 | 503626.8 | 478767.4 | 382368.6 | 0.036 | 0.055 | 0.51 | 0.51 | 314.6 | 24.8 | 3.5 | 22 | 1048.5 | 0.19 | 316.2 | 53.3 | 369.6 | 328.1 | 25.9 | 3.66 | 23 | 1092.9 | 0.2 | 329.9 | 55.6 | 385.5 | 166.4 | 7 | 0.94 | 16.3 | 730.2 | 0.09 | 166.9 | 38.1 | 205 | 505.2 | 25.8 | 3.47 | 44.9 | 2125.6 | 0.23 | 506.9 | 108.3 | 615.2 | 29.22 | 0 | 0.29 | 29.51 | 30.95 | 0 | 0.3 | 31.25 | 503626.8 | 121258.2 | 0 | 4250 | 0 | 8019.4 | 93937.6 | 0 | 659.2 | 11850.2 | 150961.2 | 0 | 1138.5 | 3315.4 | 31364.5 | 88396.1 | 985.9 | 0 | 0 | 93318.1 | 14641.6 | 789.1 | 14028.3 | 366.6 | 0.1 | 8009.4
926 | 39 | Day39 | 13 | Hour13 | 2 | Winter | 2761 | #N/A | Winter | 502117.7 | 2024-02-08 13:00 | 492460.8 | 4419.4 | 1378.8 | 3858.8 | 502117.7 | 474805.9 | 376504 | 0.0358 | 0.0545 | 0.52 | 0.51 | 309.7 | 24.3 | 3.44 | 21.8 | 1033.4 | 0.19 | 311.4 | 52.6 | 364 | 324.1 | 25.5 | 3.61 | 22.7 | 1079.6 | 0.2 | 325.8 | 55 | 380.8 | 168 | 7.3 | 0.97 | 16.3 | 731.8 | 0.09 | 168.5 | 38.1 | 206.7 | 570.2 | 33.8 | 4.65 | 46.6 | 2237.2 | 0.27 | 572.4 | 113.3 | 685.8 | 28.89 | 0 | 0.3 | 29.19 | 30.6 | 0 | 0.3 | 30.9 | 502117.7 | 125613.6 | 0 | 4250 | 0 | 8018.7 | 91946.2 | 0 | 696 | 13288 | 148438.6 | 0 | 1202.1 | 3315.4 | 29812.8 | 88396.1 | 1124 | 0 | 0 | 95428 | 15156.3 | 1045.4 | 10283 | 132.3 | 0.3 | 7717.9
927 | 39 | Day39 | 14 | Hour14 | 2 | Winter | 2761 | #N/A | Winter | 498123.4 | 2024-02-08 14:00 | 488668.1 | 4110.7 | 1378.8 | 3965.8 | 498123.4 | 471215.5 | 370876.5 | 0.0357 | 0.0541 | 0.52 | 0.52 | 305.5 | 23.8 | 3.36 | 21.7 | 1026 | 0.19 | 307.1 | 52.4 | 359.4 | 319.6 | 24.9 | 3.52 | 22.7 | 1072.3 | 0.19 | 321.3 | 54.7 | 376 | 171.9 | 7.8 | 1.04 | 16.4 | 743 | 0.09 | 172.4 | 38.5 | 210.9 | 579.4 | 44.7 | 6.32 | 38.8 | 1949 | 0.3 | 582.5 | 96.9 | 679.4 | 27.35 | 0 | 0.28 | 27.63 | 28.99 | 0 | 0.3 | 29.29 | 498123.4 | 127246.9 | 0 | 4250 | 0 | 8370.1 | 88906 | 0 | 679.7 | 12406.7 | 148051.1 | 0 | 1202.1 | 3315.4 | 28106.7 | 87462.8 | 1212.3 | 0 | 0 | 96570.6 | 16295.4 | 1294.6 | 10473.3 | 0 | 0 | 8315.2
928 | 39 | Day39 | 15 | Hour15 | 2 | Winter | 2761 | #N/A | Winter | 498088.9 | 2024-02-08 15:00 | 487576.7 | 4955.9 | 1378.8 | 4177.5 | 498088.9 | 470181.7 | 372470 | 0.0357 | 0.054 | 0.52 | 0.51 | 308.8 | 24.1 | 3.4 | 21.9 | 1035.4 | 0.19 | 310.5 | 52.8 | 363.3 | 323.6 | 25.2 | 3.57 | 22.9 | 1083.8 | 0.2 | 325.3 | 55.3 | 380.6 | 190.9 | 9 | 1.21 | 17.8 | 813.8 | 0.1 | 191.5 | 42.1 | 233.6 | 536.9 | 33.1 | 4.57 | 42.8 | 2067.1 | 0.26 | 539.1 | 104.4 | 643.6 | 26.84 | 0 | 0.29 | 27.13 | 28.53 | 0 | 0.3 | 28.83 | 498088.9 | 125618.9 | 0 | 4250 | 0 | 7962.4 | 90064.9 | 0 | 674.5 | 12604.5 | 148859.5 | 0 | 1202.1 | 3315.4 | 28453.6 | 87033.9 | 1328.2 | 0 | 0 | 93280 | 17721.6 | 1338.3 | 9081 | 0 | 0 | 8315.2
929 | 39 | Day39 | 16 | Hour16 | 2 | Winter | 2761 | #N/A | Winter | 504396.6 | 2024-02-08 16:00 | 492262.4 | 5791.6 | 1557.3 | 4785.3 | 504396.6 | 474604.2 | 387338.6 | 0.0359 | 0.0545 | 0.49 | 0.49 | 324.4 | 25.3 | 3.58 | 22.9 | 1086.7 | 0.19 | 326.2 | 55.3 | 381.5 | 340.9 | 26.6 | 3.77 | 24 | 1140.7 | 0.2 | 342.7 | 58.1 | 400.7 | 256.6 | 15.6 | 2.17 | 20.7 | 986.3 | 0.13 | 257.7 | 50.2 | 307.9 | 522.6 | 31 | 4.26 | 42.7 | 2050 | 0.25 | 524.7 | 103.9 | 628.6 | 27.77 | 0 | 0.29 | 28.06 | 29.57 | 0 | 0.3 | 29.87 | 504396.6 | 117058 | 0 | 4257.5 | 0 | 7819.2 | 95896 | 0 | 717.1 | 13559.2 | 158057.7 | 0 | 1202.1 | 3315.4 | 28285.1 | 87033.9 | 1471.6 | 0 | 0 | 82446.6 | 19045.3 | 1289.8 | 8796.2 | 0 | 20.5 | 7916.5
930 | 39 | Day39 | 17 | Hour17 | 2 | Winter | 2761 | #N/A | Winter | 518982.2 | 2024-02-08 17:00 | 508817.8 | 4189.7 | 1374.6 | 4600.1 | 518982.3 | 490223.1 | 426611.6 | 0.0365 | 0.0564 | 0.45 | 0.44 | 348.2 | 26.7 | 3.78 | 24.9 | 1173.2 | 0.21 | 350 | 59.9 | 409.9 | 367.7 | 28.1 | 3.98 | 26.4 | 1241.6 | 0.22 | 369.6 | 63.5 | 433.1 | 431.7 | 29 | 4.1 | 32.7 | 1542.2 | 0.24 | 433.6 | 78.8 | 512.4 | 942.1 | 51 | 8.66 | 101.5 | 2323 | 1.53 | 946 | 171.2 | 1117.2 | 34.21 | 0 | 0.28 | 34.49 | 36.4 | 0 | 0.3 | 36.7 | 518982.2 | 92370.7 | 1180.9 | 4257.5 | 0 | 8014.8 | 103316.9 | 0 | 714.5 | 10417.8 | 173138.7 | 0 | 3842.9 | 3315.4 | 31766.7 | 88396.1 | 3037.1 | 6344.6 | 0 | 56990.4 | 22922.1 | 1325.9 | 7924.6 | 3729 | 1646.3 | 8315.2
931 | 39 | Day39 | 18 | Hour18 | 2 | Winter | 2761 | #N/A | Winter | 526351.3 | 2024-02-08 18:00 | 523349.2 | 0 | 0 | 3002.2 | 526351.3 | 503920.8 | 465236.1 | 0.0371 | 0.0581 | 0.41 | 0.4 | 380.1 | 28.7 | 4.07 | 27.6 | 1281.2 | 0.24 | 382 | 65.8 | 447.9 | 399.3 | 30 | 4.25 | 29.2 | 1351.5 | 0.25 | 401.4 | 69.6 | 470.9 | 465 | 29 | 4.11 | 37.9 | 1694.4 | 0.28 | 467 | 88.4 | 555.5 | 730.6 | 17.9 | 2.38 | 86.9 | 3361.3 | 0.55 | 731.8 | 187.2 | 919 | 36.66 | 0 | 0.28 | 36.94 | 38.94 | 0 | 0.3 | 39.24 | 526351.3 | 61115.2 | 2810.9 | 4257.5 | 0 | 8019.4 | 111076.1 | 0 | 391 | 5835.3 | 184440.4 | 0 | 8752.1 | 3315.4 | 38829.5 | 88396.1 | 6449.9 | 8888.9 | 0 | 24239.3 | 29269.6 | 1380.1 | 6507.7 | 7211.8 | 2799.2 | 8315.2
932 | 39 | Day39 | 19 | Hour19 | 2 | Winter | 2761 | #N/A | Winter | 532317 | 2024-02-08 19:00 | 529010.4 | 0 | 0 | 3306.6 | 532317.1 | 509291.9 | 491756.9 | 0.0373 | 0.0585 | 0.4 | 0.39 | 383.2 | 28.8 | 4.09 | 27.9 | 1295 | 0.24 | 385.2 | 66.5 | 451.7 | 403.5 | 30.2 | 4.28 | 29.5 | 1368.6 | 0.25 | 405.5 | 70.4 | 475.9 | 496.6 | 30 | 4.23 | 41.2 | 1845.8 | 0.3 | 498.7 | 96.3 | 595 | 617.4 | 12.9 | 1.47 | 72.9 | 3096.3 | 0.33 | 618.2 | 165.3 | 783.5 | 56.34 | 0 | 0.28 | 56.62 | 59.89 | 0 | 0.3 | 60.19 | 532317 | 40560.2 | 5022.1 | 4257.5 | 0 | 8374.7 | 112782.4 | 0 | 19.7 | 859.3 | 189606.6 | 0 | 8617.8 | 3315.4 | 55146.8 | 88396.1 | 6421.8 | 9815.6 | 0 | 1943.2 | 36341.7 | 1396.4 | 3495.5 | 6696.9 | 4798.9 | 8315.2
933 | 39 | Day39 | 20 | Hour20 | 2 | Winter | 2761 | #N/A | Winter | 530328.6 | 2024-02-08 20:00 | 526792.3 | 0 | 0 | 3536.2 | 530328.5 | 507223 | 486907.1 | 0.0371 | 0.0582 | 0.41 | 0.41 | 375.3 | 28.6 | 4.05 | 26.8 | 1267.5 | 0.22 | 377.2 | 64.6 | 441.8 | 393.8 | 29.9 | 4.23 | 28.3 | 1335.2 | 0.24 | 395.9 | 68.2 | 464 | 481.4 | 29.5 | 4.15 | 39.3 | 1794.9 | 0.28 | 483.4 | 92.9 | 576.3 | 584 | 11.4 | 1.18 | 68.8 | 3025.9 | 0.27 | 584.6 | 159.1 | 743.7 | 36.1 | 0 | 0.28 | 36.38 | 38.35 | 0 | 0.3 | 38.64 | 530328.6 | 43421.4 | 5947.3 | 4257.5 | 0 | 8374.7 | 112709.2 | 0 | 0 | 0 | 188567.4 | 0 | 6004.1 | 3315.4 | 57528 | 88396.1 | 3611.5 | 8196 | 0 | 0 | 42109.7 | 1311.7 | 213.9 | 3699.6 | 6062.6 | 8315.2
934 | 39 | Day39 | 21 | Hour21 | 2 | Winter | 2761 | #N/A | Winter | 518403.8 | 2024-02-08 21:00 | 514785.7 | 0 | 0 | 3618.1 | 518403.8 | 495893.1 | 470592.4 | 0.0367 | 0.057 | 0.42 | 0.42 | 369.6 | 28.7 | 4.07 | 25.8 | 1239.5 | 0.22 | 371.5 | 62.8 | 434.4 | 386 | 29.9 | 4.24 | 27.1 | 1296.8 | 0.23 | 388.1 | 65.8 | 453.9 | 471.5 | 29.6 | 4.1 | 37 | 1799.5 | 0.22 | 473.5 | 90.7 | 564.2 | 661 | 20.2 | 3.18 | 79.6 | 2561.2 | 0.75 | 662.5 | 156.1 | 818.6 | 36.34 | 0 | 0.28 | 36.63 | 38.54 | 0 | 0.3 | 38.84 | 518403.8 | 47811.4 | 6424.7 | 4257.5 | 0 | 8374.7 | 111791 | 0 | 0 | 0 | 184973.6 | 0 | 1335.4 | 3315.4 | 57261.4 | 88396.1 | 1732.9 | 2729.7 | 0 | 0 | 46494.1 | 1317.3 | 0 | 1317.5 | 2442.6 | 8314.4
935 | 39 | Day39 | 22 | Hour22 | 2 | Winter | 2761 | #N/A | Winter | 494421.6 | 2024-02-08 22:00 | 490630.6 | 0 | 0 | 3791.1 | 494421.7 | 473057.6 | 443270.7 | 0.0358 | 0.0544 | 0.44 | 0.44 | 360.5 | 28.5 | 4.03 | 24.9 | 1197.8 | 0.21 | 362.4 | 60.7 | 423.1 | 375.1 | 29.6 | 4.19 | 26 | 1247.8 | 0.22 | 377.1 | 63.2 | 440.4 | 500 | 32.2 | 4.46 | 38.4 | 1892.9 | 0.23 | 502.2 | 94.9 | 597.1 | 432.1 | 8.7 | 0.91 | 50.8 | 2227.8 | 0.2 | 432.6 | 117.2 | 549.8 | 31.59 | 0 | 0.28 | 31.87 | 33.41 | 0 | 0.3 | 33.71 | 494421.6 | 51151 | 3872.8 | 4254.7 | 0 | 8374.7 | 106226.9 | 0 | 0 | 0 | 170543.8 | 0 | 159.1 | 3315.4 | 55563.8 | 88396.1 | 1184.5 | 1378.8 | 0 | 0 | 50053.4 | 1097.6 | 0 | 29.8 | 3511.9 | 8116.6
936 | 39 | Day39 | 23 | Hour23 | 2 | Winter | 2761 | #N/A | Winter | 468336.9 | 2024-02-08 23:00 | 464107.8 | 0 | 0 | 4229.1 | 468336.9 | 447915.5 | 413641.9 | 0.0349 | 0.0515 | 0.46 | 0.45 | 347.1 | 27.4 | 3.88 | 24.2 | 1154.7 | 0.21 | 349 | 58.7 | 407.6 | 360.5 | 28.4 | 4.02 | 25.2 | 1200.3 | 0.22 | 362.4 | 61 | 423.4 | 485 | 30.8 | 4.26 | 37.7 | 1848.8 | 0.23 | 487.1 | 92.8 | 579.9 | 913.3 | 92.5 | 13.36 | 39.8 | 2378.2 | 0.45 | 919.7 | 110.8 | 1030.5 | 30.16 | 0 | 0.28 | 30.45 | 31.8 | 0 | 0.3 | 32.11 | 468336.9 | 54695 | 2339.5 | 4247.1 | 0 | 8374.7 | 96901.4 | 0 | 0 | 0 | 156886.1 | 0 | 159.1 | 3315.4 | 51019.7 | 88396.1 | 992.9 | 1009.8 | 0 | 0 | 53557.5 | 1137.5 | 0 | 79.3 | 3251.4 | 8066.2
937 | 40 | Day40 | 0 | Hour0 | 2 | Winter | 29 | 531126.8 | Winter | 446332.1 | 2024-02-09 | 441941 | 0 | 0 | 4391 | 446332.1 | 426851.9 | 388412.3 | 0.0341 | 0.0491 | 0.47 | 0.46 | 340.7 | 27 | 3.82 | 23.8 | 1131.4 | 0.21 | 342.5 | 57.6 | 400.1 | 353.3 | 28 | 3.96 | 24.7 | 1174.3 | 0.21 | 355.2 | 59.7 | 415 | 465.3 | 27.3 | 3.73 | 38.2 | 1847 | 0.21 | 467.1 | 93.3 | 560.4 | 631.5 | 41.8 | 5.82 | 47.6 | 2342.7 | 0.3 | 634.3 | 117.5 | 751.9 | 29.23 | 0 | 0.28 | 29.5 | 30.74 | 0 | 0.29 | 31.03 | 446332.1 | 57919.8 | 73.2 | 4247.1 | 0 | 8374.7 | 91336 | 0 | 0 | 0 | 146368.6 | 0 | 159.1 | 3315.4 | 44047 | 88396.1 | 733.1 | 1362 | 0 | 0 | 56677.7 | 1242.1 | 0 | 0 | 640.6 | 6664.3
938 | 40 | Day40 | 1 | Hour1 | 2 | Winter | 2761 | #N/A | Winter | 432191.7 | 2024-02-09 01:00 | 426224 | 1353.2 | 9.3 | 4605.2 | 432191.7 | 411889.4 | 370992.2 | 0.0336 | 0.0474 | 0.47 | 0.47 | 333.5 | 26.2 | 3.7 | 23.6 | 1116.7 | 0.2 | 335.3 | 57 | 392.3 | 346 | 27.2 | 3.84 | 24.5 | 1157.7 | 0.21 | 347.8 | 59 | 406.9 | 482.6 | 28.9 | 3.96 | 39.1 | 1897 | 0.22 | 484.5 | 95.7 | 580.2 | 805.8 | 73.1 | 10.46 | 42.6 | 2378.9 | 0.39 | 810.8 | 113.6 | 924.4 | 28.68 | 0 | 0.27 | 28.94 | 30.11 | 0 | 0.28 | 30.39 | 432191.7 | 61199.5 | 0 | 4247.1 | 0 | 7652.4 | 85547.1 | 0 | 0 | 0 | 142273.6 | 0 | 117.5 | 3315.4 | 38844.5 | 88396.1 | 598.4 | 0 | 0 | 0 | 59712.7 | 1486.8 | 0 | 0 | 0 | 5998.5
939 | 40 | Day40 | 2 | Hour2 | 2 | Winter | 2761 | #N/A | Winter | 426143.7 | 2024-02-09 02:00 | 418241.8 | 3333 | 0 | 4568.9 | 426143.7 | 404269.6 | 361979.6 | 0.0334 | 0.0466 | 0.47 | 0.47 | 332.4 | 25.9 | 3.67 | 23.7 | 1117.1 | 0.2 | 334.2 | 57 | 391.3 | 345.1 | 27 | 3.81 | 24.6 | 1158.3 | 0.21 | 347 | 59.1 | 406.1 | 486.6 | 29.7 | 4.09 | 38.9 | 1893.5 | 0.23 | 488.6 | 95.3 | 583.9 | 911.7 | 94.7 | 13.68 | 37.4 | 2314.6 | 0.45 | 918.2 | 106.5 | 1024.8 | 28.42 | 0 | 0.27 | 28.69 | 29.82 | 0 | 0.28 | 30.1 | 426143.7 | 64164.1 | 0 | 4247.1 | 0 | 7655.7 | 83501.3 | 0 | 0 | 0 | 141378.5 | 0 | 95.5 | 3315.4 | 32791.6 | 88396.1 | 598.4 | 0 | 0 | 0 | 62501.2 | 1662.9 | 0 | 0 | 0 | 5172.4
940 | 40 | Day40 | 3 | Hour3 | 2 | Winter | 2761 | #N/A | Winter | 424269.6 | 2024-02-09 03:00 | 417009.5 | 2601.1 | 16.5 | 4642.5 | 424269.6 | 403076.1 | 357607.4 | 0.0334 | 0.0465 | 0.47 | 0.47 | 335.1 | 26.2 | 3.7 | 23.9 | 1125.1 | 0.2 | 336.9 | 57.4 | 394.4 | 347.7 | 27.2 | 3.84 | 24.8 | 1167.4 | 0.21 | 349.5 | 59.6 | 409.1 | 492.6 | 30.6 | 4.21 | 38.9 | 1901.6 | 0.23 | 494.7 | 95.7 | 590.4 | 974.9 | 102.8 | 14.86 | 38.7 | 2426.5 | 0.48 | 982.1 | 111.1 | 1093.2 | 28.38 | 0 | 0.26 | 28.65 | 29.78 | 0 | 0.27 | 30.05 | 424269.6 | 66662.2 | 0 | 4247.1 | 0 | 6534.7 | 83919.6 | 0 | 0 | 0 | 141540.1 | 0 | 95.5 | 3315.4 | 28960.4 | 88396.1 | 598.4 | 0 | 0 | 0 | 64891.4 | 1770.8 | 0 | 0 | 0 | 5149.9
941 | 40 | Day40 | 4 | Hour4 | 2 | Winter | 2761 | #N/A | Winter | 432505.3 | 2024-02-09 04:00 | 426072.8 | 1400.1 | 0 | 5032.3 | 432505.3 | 411685.4 | 363904 | 0.0338 | 0.0477 | 0.46 | 0.46 | 338.5 | 26.6 | 3.76 | 23.9 | 1132.3 | 0.21 | 340.3 | 57.7 | 398 | 350.6 | 27.5 | 3.89 | 24.8 | 1173.6 | 0.21 | 352.5 | 59.8 | 412.3 | 497.4 | 31.7 | 4.39 | 38.5 | 1893.5 | 0.23 | 499.6 | 95 | 594.6 | 649.3 | 48.5 | 6.81 | 43.9 | 2249.1 | 0.31 | 652.6 | 111 | 763.6 | 28.65 | 0 | 0.25 | 28.9 | 30.1 | 0 | 0.26 | 30.36 | 432505.3 | 68601.3 | 0 | 4247.1 | 0 | 7375.9 | 87083.3 | 0 | 0 | 0 | 144250.2 | 0 | 95.5 | 3315.4 | 28542 | 88396.1 | 598.4 | 0 | 0 | 0 | 66709.3 | 1892 | 0 | 0 | 0 | 5292.3
942 | 40 | Day40 | 5 | Hour5 | 2 | Winter | 2761 | #N/A | Winter | 456012.8 | 2024-02-09 05:00 | 450392 | 0 | 0 | 5620.8 | 456012.8 | 434740.6 | 385277.2 | 0.0347 | 0.0507 | 0.45 | 0.45 | 350.8 | 27.9 | 3.94 | 24.3 | 1163.6 | 0.21 | 352.7 | 59 | 411.7 | 363.5 | 28.8 | 4.08 | 25.2 | 1206.5 | 0.22 | 365.5 | 61.2 | 426.8 | 508.5 | 34 | 4.73 | 37.9 | 1884.1 | 0.24 | 510.8 | 94.1 | 604.9 | 979.9 | 106.2 | 15.38 | 36.3 | 2348.1 | 0.48 | 987.2 | 106.4 | 1093.6 | 29.69 | 0 | 0.24 | 29.93 | 31.29 | 0 | 0.25 | 31.54 | 456012.8 | 70735.6 | 0 | 4247.1 | 0 | 8374.7 | 96574.7 | 0 | 0 | 0 | 153388.2 | 0 | 95.5 | 3315.4 | 30287.1 | 88396.1 | 598.4 | 0 | 0 | 0 | 68532.4 | 2203.2 | 0 | 0 | 0 | 7706.7
943 | 40 | Day40 | 6 | Hour6 | 2 | Winter | 2761 | #N/A | Winter | 488241.9 | 2024-02-09 06:00 | 482623.2 | 0 | 0 | 5618.7 | 488241.9 | 465246.5 | 414882.3 | 0.036 | 0.0545 | 0.45 | 0.44 | 362.3 | 29.4 | 4.17 | 24.3 | 1181.8 | 0.21 | 364.3 | 59.6 | 423.9 | 377 | 30.5 | 4.33 | 25.4 | 1232.3 | 0.22 | 379.1 | 62.2 | 441.3 | 463.5 | 28.5 | 3.92 | 36.9 | 1798 | 0.22 | 465.5 | 90.5 | 556 | 660.4 | 40.7 | 5.61 | 52.4 | 2557.9 | 0.31 | 663.2 | 128.7 | 791.9 | 33.03 | 0 | 0.23 | 33.26 | 34.96 | 0 | 0.24 | 35.2 | 488241.9 | 73359.6 | 1689.6 | 4247.1 | 0 | 8019.4 | 109345 | 0 | 0 | 829.8 | 160922.2 | 0 | 95.5 | 3315.4 | 36761.7 | 88396.1 | 598.4 | 1492.1 | 0 | 239.3 | 69837.6 | 2452.8 | 0 | 51.2 | 1980.7 | 8310.6
944 | 40 | Day40 | 7 | Hour7 | 2 | Winter | 2761 | #N/A | Winter | 512406.2 | 2024-02-09 07:00 | 507450.2 | 0 | 0 | 4956 | 512406.2 | 488784.6 | 420845.9 | 0.0368 | 0.0569 | 0.47 | 0.47 | 347.3 | 28.1 | 3.99 | 23.3 | 1134.2 | 0.2 | 349.2 | 57.2 | 406.4 | 362.2 | 29.3 | 4.16 | 24.4 | 1183.8 | 0.21 | 364.2 | 59.7 | 423.9 | 420.7 | 25.6 | 3.52 | 33.7 | 1640.1 | 0.2 | 422.4 | 82.7 | 505.1 | 528.3 | 22.2 | 2.89 | 51.3 | 2374.1 | 0.24 | 529.7 | 122.1 | 651.8 | 33.56 | 0 | 0.24 | 33.8 | 35.6 | 0 | 0.25 | 35.86 | 512406.2 | 91560.2 | 2222.8 | 4247.1 | 0 | 8374.7 | 109752.8 | 0 | 0 | 5445.7 | 162342.8 | 0 | 95.5 | 3315.4 | 40759.5 | 88396.1 | 598.4 | 740.9 | 0 | 13804.1 | 69604.1 | 2706.4 | 819.2 | 1794.5 | 2884.4 | 8310.6
945 | 40 | Day40 | 8 | Hour8 | 2 | Winter | 2761 | #N/A | Winter | 520276.2 | 2024-02-09 08:00 | 515341.4 | 0 | 0 | 4934.8 | 520276.2 | 496353.8 | 401890.6 | 0.0368 | 0.0573 | 0.51 | 0.51 | 313.2 | 24.9 | 3.52 | 21.7 | 1038.8 | 0.19 | 314.9 | 52.7 | 367.6 | 326.1 | 25.9 | 3.67 | 22.6 | 1081.4 | 0.19 | 327.8 | 54.8 | 382.7 | 262.5 | 13.3 | 1.78 | 23.5 | 1109.1 | 0.12 | 263.3 | 56.6 | 319.9 | 497.5 | 17.9 | 2.26 | 51 | 2330.8 | 0.22 | 498.7 | 120.5 | 619.2 | 29.98 | 0 | 0.25 | 30.24 | 31.81 | 0 | 0.27 | 32.08 | 520276.2 | 118385.7 | 1150.1 | 4198.3 | 0 | 8019.4 | 97966 | 0 | 0 | 9756.4 | 155854.8 | 0 | 95.5 | 3315.4 | 42296.6 | 88396.1 | 598.4 | 0 | 0 | 41868.1 | 64383.8 | 2377.4 | 5119.9 | 0 | 300.1 | 8310.6
946 | 40 | Day40 | 9 | Hour9 | 2 | Winter | 2761 | #N/A | Winter | 519582.7 | 2024-02-09 09:00 | 514719.2 | 311 | 0 | 4552.5 | 519582.7 | 495847.6 | 385081 | 0.0367 | 0.0569 | 0.54 | 0.54 | 292.7 | 23.1 | 3.27 | 20.5 | 974.8 | 0.18 | 294.3 | 49.6 | 343.9 | 304.6 | 24 | 3.4 | 21.3 | 1014.4 | 0.18 | 306.2 | 51.6 | 357.8 | 171.7 | 6.3 | 0.79 | 17.5 | 801.2 | 0.08 | 172.1 | 41.4 | 213.5 | 603.5 | 35.9 | 4.93 | 49 | 2378.6 | 0.28 | 605.9 | 120 | 725.9 | 28.8 | 0 | 0.26 | 29.06 | 30.57 | 0 | 0.28 | 30.85 | 519582.7 | 134501.7 | 484.9 | 4198.3 | 0 | 8019.4 | 90971.6 | 0 | 137.7 | 12522.8 | 147606.9 | 0 | 95.5 | 3315.4 | 41394.6 | 88396.1 | 598.4 | 0 | 0 | 72755.9 | 47130.3 | 1955 | 8625.2 | 0 | 670.7 | 8315.2
947 | 40 | Day40 | 10 | Hour10 | 2 | Winter | 2761 | #N/A | Winter | 514050.6 | 2024-02-09 10:00 | 509003.7 | 127.8 | 480.3 | 4438.7 | 514050.5 | 490461.4 | 361124.6 | 0.0364 | 0.0562 | 0.56 | 0.56 | 280.1 | 22.1 | 3.12 | 19.7 | 934.6 | 0.17 | 281.7 | 47.6 | 329.3 | 291.5 | 23 | 3.25 | 20.5 | 972.2 | 0.18 | 293 | 49.6 | 342.6 | 144.1 | 6.1 | 0.79 | 14 | 646.7 | 0.07 | 144.5 | 33.3 | 177.8 | 734.1 | 62.1 | 8.84 | 42.9 | 2309.4 | 0.35 | 738.3 | 111.8 | 850.2 | 28.07 | 0 | 0.27 | 28.34 | 29.78 | 0 | 0.29 | 30.06 | 514050.6 | 152925.9 | 0 | 4198.3 | 0 | 8019.4 | 85801.4 | 0 | 638.9 | 16012.2 | 140554.2 | 0 | 95.5 | 3315.4 | 30146 | 88396.1 | 598.4 | 0 | 0 | 98102.9 | 36446.2 | 1725.7 | 11325.8 | 0 | 220.4 | 8315.2
948 | 40 | Day40 | 11 | Hour11 | 2 | Winter | 2761 | #N/A | Winter | 509764 | 2024-02-09 11:00 | 500058.7 | 3160.3 | 1709 | 4836 | 509764 | 482015.2 | 350282.5 | 0.0361 | 0.0552 | 0.56 | 0.56 | 277.5 | 21.9 | 3.1 | 19.5 | 924.3 | 0.17 | 279 | 47.1 | 326.2 | 290.7 | 23 | 3.26 | 20.4 | 966.9 | 0.18 | 292.3 | 49.3 | 341.6 | 144.6 | 6.3 | 0.82 | 13.9 | 642.8 | 0.07 | 145 | 33 | 178 | 1024.7 | 113.6 | 16.49 | 35.5 | 2372.9 | 0.51 | 1032.6 | 106.4 | 1139 | 27.75 | 0 | 0.28 | 28.03 | 29.43 | 0 | 0.29 | 29.72 | 509764 | 159481.4 | 0 | 4198.3 | 0 | 8014.9 | 84520.8 | 0 | 805.7 | 17570.9 | 137329.7 | 0 | 95.5 | 3315.4 | 23813.5 | 88396.1 | 598.4 | 0 | 0 | 105205.7 | 34665.8 | 1233.2 | 15239.3 | 0 | 4.4 | 8110
949 | 40 | Day40 | 12 | Hour12 | 2 | Winter | 2761 | #N/A | Winter | 504249.4 | 2024-02-09 12:00 | 490889 | 3414.5 | 5195.1 | 4750.7 | 504249.4 | 473343.5 | 341871.8 | 0.0357 | 0.0542 | 0.57 | 0.57 | 271.5 | 21.3 | 3.02 | 19.3 | 908.3 | 0.17 | 273 | 46.4 | 319.4 | 285.4 | 22.5 | 3.19 | 20.2 | 951.4 | 0.18 | 286.9 | 48.6 | 335.5 | 148.5 | 6.3 | 0.82 | 14.4 | 665.5 | 0.07 | 148.9 | 34.2 | 183.1 | 752.8 | 63.3 | 8.99 | 44.4 | 2383 | 0.36 | 757.1 | 115.5 | 872.7 | 27.35 | 0 | 0.29 | 27.64 | 28.96 | 0 | 0.29 | 29.25 | 504249.4 | 162377.6 | 189.3 | 4198.3 | 0 | 7401.7 | 81241.7 | 0 | 802.4 | 17857.8 | 134546.2 | 0 | 95.5 | 3315.4 | 21889.2 | 88396.1 | 598.4 | 0 | 0 | 106427.3 | 36256.4 | 1033.7 | 16857.1 | 0 | 0 | 7414.4
950 | 40 | Day40 | 13 | Hour13 | 2 | Winter | 2761 | #N/A | Winter | 502077.4 | 2024-02-09 13:00 | 483601.6 | 4356.4 | 9375.1 | 4744.3 | 502077.4 | 466441.6 | 335100.3 | 0.0355 | 0.0535 | 0.58 | 0.58 | 265.2 | 20.7 | 2.93 | 19 | 889.7 | 0.16 | 266.6 | 45.5 | 312.1 | 279.6 | 22 | 3.12 | 19.8 | 932.3 | 0.17 | 281.1 | 47.6 | 328.7 | 150.9 | 6.8 | 0.89 | 14.3 | 664.6 | 0.07 | 151.4 | 34.1 | 185.5 | 798.3 | 78.2 | 11.25 | 37.8 | 2177.8 | 0.4 | 803.7 | 102.8 | 906.5 | 25.95 | 0 | 0.3 | 26.25 | 27.44 | 0 | 0.3 | 27.74 | 502077.4 | 166977.1 | 0 | 4198.3 | 0 | 5864.2 | 78530.7 | 0 | 765.1 | 20662.8 | 132059.5 | 0 | 95.5 | 3315.4 | 22742.8 | 87695.6 | 598.4 | 0 | 0 | 106046.5 | 38561.2 | 941.5 | 15356.7 | 0 | 0 | 7998.2
951 | 40 | Day40 | 14 | Hour14 | 2 | Winter | 2761 | #N/A | Winter | 496470.7 | 2024-02-09 14:00 | 477009.6 | 5281.3 | 9256.2 | 4923.6 | 496470.7 | 460197.1 | 329187.1 | 0.0352 | 0.0527 | 0.58 | 0.58 | 259.6 | 20 | 2.83 | 18.9 | 879.3 | 0.16 | 260.9 | 45.1 | 306.1 | 273.3 | 21.3 | 3.01 | 19.7 | 920.4 | 0.17 | 274.8 | 47.1 | 321.9 | 162.3 | 7.8 | 1.04 | 14.9 | 697.7 | 0.08 | 162.8 | 35.7 | 198.6 | 717.2 | 64 | 9.14 | 39.7 | 2154.2 | 0.36 | 721.6 | 104 | 825.6 | 25.71 | 0 | 0.29 | 26 | 27.2 | 0 | 0.3 | 27.5 | 496470.7 | 167283.6 | 81.2 | 4198.3 | 0 | 6016.4 | 74649.4 | 0 | 746.6 | 21114.3 | 131352.9 | 0 | 95.5 | 3315.4 | 21276 | 87603.7 | 598.4 | 0 | 0 | 103945.2 | 40546.2 | 931.3 | 15235.5 | 0 | 0 | 7293.3
952 | 40 | Day40 | 15 | Hour15 | 2 | Winter | 2761 | #N/A | Winter | 489696.2 | 2024-02-09 15:00 | 474837.4 | 4513.3 | 5223.9 | 5121.7 | 489696.2 | 458140.5 | 333458.7 | 0.0352 | 0.0525 | 0.57 | 0.57 | 266.3 | 20.5 | 2.89 | 19.4 | 904.3 | 0.17 | 267.7 | 46.4 | 314.1 | 279.5 | 21.6 | 3.05 | 20.3 | 946 | 0.17 | 281 | 48.5 | 329.5 | 175.3 | 8.3 | 1.11 | 16.2 | 757.5 | 0.08 | 175.9 | 38.8 | 214.7 | 782.7 | 79.3 | 11.44 | 34.7 | 2051.4 | 0.4 | 788.2 | 95.9 | 884 | 25.88 | 0 | 0.29 | 26.17 | 27.39 | 0 | 0.3 | 27.69 | 489696.2 | 156237.5 | 0 | 4198.3 | 0 | 6973 | 75227.1 | 0 | 768.5 | 17063.4 | 133922.9 | 0 | 95.5 | 3315.4 | 21535.2 | 87592.9 | 598.4 | 0 | 0 | 95300.7 | 42160.3 | 944.6 | 14452.8 | 0 | 0 | 7940.6
953 | 40 | Day40 | 16 | Hour16 | 2 | Winter | 2761 | #N/A | Winter | 491638.5 | 2024-02-09 16:00 | 480026.4 | 4750.6 | 1557.3 | 5304.2 | 491638.5 | 463057.2 | 358223.4 | 0.0353 | 0.0531 | 0.53 | 0.53 | 294.8 | 23 | 3.26 | 21 | 988.5 | 0.18 | 296.4 | 50.5 | 346.9 | 309.5 | 24.2 | 3.42 | 22 | 1036.8 | 0.19 | 311.2 | 52.9 | 364.1 | 249.5 | 14.3 | 1.96 | 20.8 | 999.4 | 0.12 | 250.5 | 50.6 | 301.1 | 560.6 | 32.3 | 4.42 | 47.4 | 2233.4 | 0.28 | 562.7 | 114 | 676.8 | 27.02 | 0 | 0.28 | 27.3 | 28.63 | 0 | 0.3 | 28.93 | 491638.5 | 133415.1 | 0 | 4254.7 | 0 | 7819.2 | 85448 | 0 | 804.2 | 13434.8 | 143092.9 | 0 | 159.1 | 3315.4 | 25430.3 | 87831.5 | 872.4 | 0 | 0 | 73519.8 | 44715.3 | 941 | 11123.4 | 0 | 0 | 8315.2
954 | 40 | Day40 | 17 | Hour17 | 2 | Winter | 2761 | #N/A | Winter | 510161.6 | 2024-02-09 17:00 | 498599 | 4250 | 1427.5 | 5884.9 | 510161.5 | 480608.9 | 392433 | 0.0361 | 0.0552 | 0.49 | 0.49 | 328.2 | 26.3 | 3.72 | 22.5 | 1080.3 | 0.2 | 330 | 54.7 | 384.8 | 344.3 | 27.6 | 3.91 | 23.6 | 1132.5 | 0.2 | 346.2 | 57.4 | 403.5 | 379.4 | 24.8 | 3.44 | 28.9 | 1425.4 | 0.18 | 381.1 | 71.4 | 452.5 | 1177.6 | 132.4 | 19.24 | 39.4 | 2657.5 | 0.59 | 1186.8 | 118.7 | 1305.6 | 30.46 | 0 | 0.28 | 30.74 | 32.33 | 0 | 0.29 | 32.62 | 510161.6 | 117728.6 | 0 | 4257.5 | 0 | 7819.2 | 101712.2 | 0 | 794.6 | 10751.8 | 156224.9 | 0 | 159.1 | 3315.4 | 29575.4 | 88396.1 | 973 | 0 | 0 | 51418.8 | 53682.1 | 1081.3 | 7794.3 | 0 | 624.3 | 8315.2
955 | 40 | Day40 | 18 | Hour18 | 2 | Winter | 2761 | #N/A | Winter | 523087.4 | 2024-02-09 18:00 | 518199.1 | 0 | 0 | 4888.3 | 523087.4 | 499087.8 | 424134.4 | 0.0369 | 0.0574 | 0.47 | 0.46 | 345.5 | 27.5 | 3.9 | 23.7 | 1137.6 | 0.2 | 347.4 | 57.6 | 405 | 361 | 28.6 | 4.06 | 24.9 | 1192.9 | 0.22 | 362.9 | 60.5 | 423.5 | 425.4 | 27.2 | 3.81 | 33.4 | 1577.8 | 0.23 | 427.3 | 80.5 | 507.7 | 867.3 | 36 | 6.68 | 108 | 2134.2 | 1.65 | 870.2 | 172 | 1042.2 | 34.7 | 0 | 0.27 | 34.97 | 36.83 | 0 | 0.29 | 37.12 | 523087.4 | 98953.1 | 3590.6 | 4257.5 | 0 | 8374.7 | 108954.6 | 0 | 563.8 | 6397 | 165689.7 | 0 | 1936.7 | 3315.4 | 34322.5 | 88396.1 | 1733.5 | 3563.1 | 0 | 27985 | 62874.8 | 1132.4 | 6737.8 | 2281.4 | 3568.1 | 8315.2
956 | 40 | Day40 | 19 | Hour19 | 2 | Winter | 2761 | #N/A | Winter | 531126.8 | 2024-02-09 19:00 | 526489.2 | 0 | 0 | 4637.6 | 531126.8 | 506928.7 | 458931.3 | 0.0371 | 0.0582 | 0.46 | 0.45 | 350.8 | 27.8 | 3.93 | 24.2 | 1161.3 | 0.21 | 352.7 | 58.8 | 411.6 | 367.8 | 28.9 | 4.1 | 25.5 | 1222.2 | 0.22 | 369.8 | 62 | 431.8 | 460.4 | 28 | 3.92 | 37.6 | 1738.9 | 0.25 | 462.3 | 89.4 | 551.8 | 629.2 | 13.8 | 1.49 | 72.8 | 3216.1 | 0.29 | 630 | 168.7 | 798.8 | 60.12 | 0 | 0.27 | 60.39 | 63.92 | 0 | 0.29 | 64.21 | 531126.8 | 72195.6 | 4229.1 | 4257.5 | 0 | 8374.7 | 111067.7 | 0 | 38.4 | 1003.6 | 171509.3 | 0 | 3037.3 | 3315.4 | 56082.8 | 88396.1 | 1780.6 | 6880.7 | 0 | 2245.5 | 67902.5 | 1005.6 | 3718.2 | 3600.1 | 4238 | 8315.2
957 | 40 | Day40 | 20 | Hour20 | 2 | Winter | 2761 | #N/A | Winter | 530270.2 | 2024-02-09 20:00 | 525563.6 | 0 | 0 | 4706.7 | 530270.3 | 506066.6 | 456918.9 | 0.0371 | 0.0581 | 0.46 | 0.46 | 347.8 | 27.7 | 3.92 | 23.8 | 1147.5 | 0.2 | 349.7 | 58.1 | 407.8 | 364.5 | 28.9 | 4.09 | 25.2 | 1207.3 | 0.22 | 366.5 | 61.2 | 427.7 | 444.3 | 27.1 | 3.76 | 35.8 | 1705.8 | 0.22 | 446.1 | 86.7 | 532.8 | 709.7 | 17.8 | 2.04 | 80 | 3556.2 | 0.32 | 710.8 | 186 | 896.9 | 35.4 | 0 | 0.27 | 35.68 | 37.59 | 0 | 0.29 | 37.88 | 530270.2 | 73351.4 | 7706.2 | 4257.5 | 0 | 8374.7 | 111028 | 0 | 0 | 0 | 170726 | 0 | 1432.2 | 3315.4 | 55390.8 | 88396.1 | 1497.4 | 4794.5 | 0 | 0 | 72520.4 | 830.9 | 232.2 | 711.3 | 4364.7 | 8315.2
958 | 40 | Day40 | 21 | Hour21 | 2 | Winter | 2761 | #N/A | Winter | 518545.8 | 2024-02-09 21:00 | 513620.5 | 0 | 0 | 4925.3 | 518545.8 | 494796.8 | 443717.1 | 0.0366 | 0.0568 | 0.46 | 0.46 | 348.1 | 27.8 | 3.94 | 23.8 | 1145.9 | 0.2 | 350 | 58 | 408 | 362.5 | 28.9 | 4.1 | 24.8 | 1195.4 | 0.21 | 364.5 | 60.5 | 425 | 455 | 29.3 | 4.06 | 35 | 1719.4 | 0.21 | 457 | 86.3 | 543.3 | 648.6 | 37.4 | 5.12 | 54 | 2582.3 | 0.31 | 651.1 | 131.1 | 782.2 | 36.23 | 0 | 0.28 | 36.51 | 38.41 | 0 | 0.3 | 38.71 | 518545.8 | 74828.6 | 4619.8 | 4257.5 | 0 | 8374.7 | 109369.9 | 0 | 0 | 0 | 167571.1 | 0 | 564.6 | 3315.4 | 53986.8 | 88396.1 | 1203.5 | 2057.7 | 0 | 0 | 74206.4 | 622.3 | 0 | 885.7 | 3203.1 | 8315.2
959 | 40 | Day40 | 22 | Hour22 | 2 | Winter | 2761 | #N/A | Winter | 495353.1 | 2024-02-09 22:00 | 490382.2 | 0 | 0 | 4970.9 | 495353.1 | 472825.9 | 420455.7 | 0.0358 | 0.0543 | 0.48 | 0.47 | 336 | 26.6 | 3.78 | 23.3 | 1112.5 | 0.2 | 337.8 | 56.5 | 394.3 | 349.4 | 27.6 | 3.92 | 24.3 | 1159.2 | 0.21 | 351.3 | 58.9 | 410.2 | 502.1 | 34.9 | 4.88 | 36.2 | 1818.7 | 0.24 | 504.4 | 90.5 | 594.9 | 469.2 | 13.4 | 1.61 | 51.5 | 2294.6 | 0.22 | 470 | 119.9 | 589.9 | 30.76 | 0 | 0.28 | 31.04 | 32.53 | 0 | 0.3 | 32.83 | 495353.1 | 74897.4 | 3941.5 | 4257.5 | 0 | 8374.7 | 99946.7 | 0 | 0 | 0 | 158388.1 | 0 | 159.1 | 3315.4 | 50851.5 | 88396.1 | 1140 | 1685.1 | 0 | 0 | 74459.6 | 437.9 | 0 | 553.1 | 2368.8 | 8309.5
960 | 40 | Day40 | 23 | Hour23 | 2 | Winter | 2761 | #N/A | Winter | 469982.6 | 2024-02-09 23:00 | 464850.9 | 0 | 0 | 5131.6 | 469982.5 | 448614.8 | 394872.4 | 0.0349 | 0.0516 | 0.49 | 0.49 | 322.6 | 25.4 | 3.59 | 22.7 | 1075.5 | 0.2 | 324.3 | 54.8 | 379.1 | 334.9 | 26.3 | 3.72 | 23.6 | 1118.1 | 0.2 | 336.7 | 57 | 393.7 | 485.8 | 32.2 | 4.47 | 36.5 | 1810.7 | 0.23 | 487.9 | 90.5 | 578.5 | 673.2 | 47.5 | 6.66 | 48.1 | 2404.5 | 0.32 | 676.4 | 119.9 | 796.3 | 29.61 | 0 | 0.28 | 29.89 | 31.23 | 0 | 0.3 | 31.52 | 469982.6 | 75110.1 | 2352.2 | 4250 | 0 | 8374.7 | 90193 | 0 | 0 | 0 | 147636.3 | 0 | 159.1 | 3315.4 | 47862.9 | 88396.1 | 958 | 1374.6 | 0 | 0 | 74811.8 | 298.3 | 0 | 265.2 | 2010.1 | 7797.6
961 | 41 | Day41 | 0 | Hour0 | 2 | Winter | 48 | 518431.6 | Winter | 447583.6 | 2024-02-10 | 442326.2 | 30.6 | 9.9 | 5216.8 | 447583.6 | 427198.4 | 370167.8 | 0.0342 | 0.0493 | 0.5 | 0.5 | 312.5 | 24.3 | 3.44 | 22.4 | 1051.5 | 0.19 | 314.2 | 53.8 | 368 | 324 | 25.2 | 3.56 | 23.2 | 1091.3 | 0.2 | 325.7 | 55.8 | 381.5 | 486.5 | 31.2 | 4.32 | 37.5 | 1846.5 | 0.23 | 488.6 | 92.6 | 581.2 | 1086.5 | 120.4 | 17.48 | 38 | 2507.1 | 0.54 | 1094.9 | 112.8 | 1207.7 | 28.75 | 0 | 0.27 | 29.03 | 30.25 | 0 | 0.29 | 30.54 | 447583.6 | 77415.8 | 0 | 4247.1 | 0 | 6291.5 | 82256.2 | 0 | 0 | 0 | 140085.6 | 0 | 159.1 | 3315.4 | 43347.9 | 88396.1 | 728.8 | 1339.9 | 0 | 0 | 77180.4 | 235.4 | 0 | 0 | 202.7 | 6805.9
962 | 41 | Day41 | 1 | Hour1 | 2 | Winter | 2761 | #N/A | Winter | 436476.2 | 2024-02-10 01:00 | 426489.2 | 3885.4 | 854.5 | 5247.2 | 436476.2 | 412104.5 | 355938.3 | 0.0337 | 0.0476 | 0.5 | 0.5 | 306.5 | 23.5 | 3.32 | 22.3 | 1042.5 | 0.19 | 308.1 | 53.5 | 361.6 | 318.5 | 24.5 | 3.46 | 23.2 | 1082.2 | 0.2 | 320.2 | 55.5 | 375.7 | 506.7 | 33.9 | 4.71 | 37.8 | 1878.4 | 0.24 | 509 | 93.8 | 602.8 | 1127.1 | 126.8 | 18.41 | 37.5 | 2553.3 | 0.56 | 1135.9 | 113.7 | 1249.6 | 28.22 | 0 | 0.21 | 28.43 | 29.65 | 0 | 0.2 | 29.85 | 436476.2 | 80537.9 | 0 | 4247.1 | 0 | 5557.7 | 77301.9 | 0 | 0 | 0 | 138264 | 0 | 128.7 | 3315.4 | 38128.9 | 88396.1 | 598.4 | 0 | 0 | 0 | 80369 | 168.9 | 0 | 0 | 0 | 5689.4
963 | 41 | Day41 | 2 | Hour2 | 2 | Winter | 2761 | #N/A | Winter | 428052.6 | 2024-02-10 02:00 | 417587.3 | 4120.2 | 1180.3 | 5164.6 | 428052.5 | 403594.1 | 347659.6 | 0.0335 | 0.0467 | 0.5 | 0.5 | 307.4 | 23.6 | 3.33 | 22.4 | 1045.8 | 0.19 | 309 | 53.7 | 362.7 | 319.2 | 24.5 | 3.46 | 23.3 | 1085.2 | 0.2 | 320.9 | 55.7 | 376.6 | 514.7 | 34.7 | 4.83 | 38.1 | 1900.2 | 0.24 | 517 | 94.8 | 611.9 | 1166.1 | 131.6 | 19.12 | 38.4 | 2627.2 | 0.58 | 1175.3 | 116.8 | 1292.1 | 27.96 | 0 | 0.29 | 28.24 | 29.35 | 0 | 0.27 | 29.62 | 428052.6 | 80392.9 | 0 | 4247.1 | 0 | 5314.5 | 75958.6 | 0 | 0 | 0 | 136228.6 | 0 | 95.5 | 3315.4 | 33505.3 | 88396.1 | 598.4 | 0 | 0 | 0 | 80251.4 | 141.5 | 0 | 0 | 0 | 5154.1
964 | 41 | Day41 | 3 | Hour3 | 2 | Winter | 2761 | #N/A | Winter | 423308.9 | 2024-02-10 03:00 | 415362.3 | 1902.8 | 908.3 | 5135.5 | 423308.9 | 401444.1 | 344667.5 | 0.0335 | 0.0466 | 0.5 | 0.49 | 311.1 | 23.9 | 3.37 | 22.7 | 1058.6 | 0.19 | 312.8 | 54.3 | 367.1 | 322.9 | 24.8 | 3.5 | 23.6 | 1098.7 | 0.2 | 324.6 | 56.4 | 380.9 | 509 | 33.8 | 4.69 | 38.2 | 1895.8 | 0.24 | 511.3 | 94.8 | 606.1 | 1136.9 | 129.5 | 18.82 | 36.4 | 2525 | 0.56 | 1145.9 | 111.7 | 1257.6 | 27.86 | 0 | 0.27 | 28.13 | 29.24 | 0 | 0.27 | 29.51 | 423308.9 | 78641.4 | 0 | 4247.1 | 0 | 5047.5 | 76132.1 | 0 | 0 | 0 | 136376.4 | 0 | 95.5 | 3315.4 | 30459 | 88396.1 | 598.4 | 0 | 0 | 0 | 78497 | 144.4 | 0 | 0 | 0 | 5093.3
965 | 41 | Day41 | 4 | Hour4 | 2 | Winter | 2761 | #N/A | Winter | 429235.1 | 2024-02-10 04:00 | 422948.9 | 177.1 | 755.4 | 5353.7 | 429235.1 | 408632.5 | 348736 | 0.0338 | 0.0477 | 0.49 | 0.49 | 314.7 | 24.2 | 3.42 | 22.9 | 1068.7 | 0.19 | 316.4 | 54.8 | 371.2 | 326 | 25 | 3.54 | 23.7 | 1108.1 | 0.2 | 327.7 | 56.8 | 384.5 | 522.2 | 36.1 | 5.04 | 37.9 | 1899.2 | 0.24 | 524.6 | 94.6 | 619.2 | 969.4 | 102.4 | 14.82 | 38.2 | 2404.2 | 0.47 | 976.5 | 110 | 1086.5 | 28.01 | 0 | 0.25 | 28.26 | 29.44 | 0 | 0.26 | 29.7 | 429235.1 | 80499.1 | 0 | 4247.1 | 0 | 5075.9 | 78406.4 | 0 | 0 | 0 | 139047.3 | 0 | 95.5 | 3315.4 | 29554 | 88396.1 | 598.4 | 0 | 0 | 0 | 80308.8 | 190.3 | 0 | 0 | 0 | 6731.2
966 | 41 | Day41 | 5 | Hour5 | 2 | Winter | 2761 | #N/A | Winter | 450838.8 | 2024-02-10 05:00 | 444298.9 | 3.3 | 476.7 | 6059.9 | 450838.8 | 428861.7 | 368143.9 | 0.0347 | 0.0504 | 0.49 | 0.48 | 322.1 | 25.1 | 3.54 | 23 | 1084.8 | 0.2 | 323.8 | 55.4 | 379.2 | 334.1 | 26 | 3.67 | 23.9 | 1125.9 | 0.2 | 335.9 | 57.5 | 393.4 | 528.6 | 37.4 | 5.23 | 37.6 | 1894.8 | 0.25 | 531.1 | 94.1 | 625.2 | 659.8 | 47.4 | 6.64 | 46.3 | 2343.9 | 0.31 | 663 | 116.2 | 779.2 | 28.82 | 0 | 0.24 | 29.05 | 30.38 | 0 | 0.25 | 30.63 | 450838.8 | 82694.9 | 0 | 4247.1 | 0 | 7463.8 | 85408.6 | 0 | 0 | 0 | 145812.5 | 0 | 95.5 | 3315.4 | 32806.5 | 88396.1 | 598.4 | 0 | 0 | 0 | 82447.2 | 247.7 | 0 | 0 | 0 | 7402.4
967 | 41 | Day41 | 6 | Hour6 | 2 | Winter | 2761 | #N/A | Winter | 480385 | 2024-02-10 06:00 | 473748.2 | 1.2 | 366.6 | 6269 | 480385 | 456753.8 | 395296.4 | 0.0359 | 0.0539 | 0.47 | 0.47 | 342.3 | 27.3 | 3.86 | 23.6 | 1131.8 | 0.2 | 344.2 | 57.3 | 401.5 | 355.5 | 28.3 | 4.01 | 24.5 | 1176.4 | 0.21 | 357.5 | 59.6 | 417.1 | 498.2 | 34.9 | 4.87 | 35.8 | 1796.6 | 0.23 | 500.6 | 89.4 | 590 | 807.9 | 71.1 | 10.15 | 44.7 | 2454.4 | 0.39 | 812.8 | 118 | 930.8 | 31.01 | 0 | 0.23 | 31.24 | 32.81 | 0 | 0.25 | 33.06 | 480385 | 85088.6 | 123.3 | 4247.1 | 0 | 7112.5 | 99383.8 | 0 | 0 | 657.7 | 155936.7 | 0 | 95.5 | 3315.4 | 36087.5 | 88396.1 | 598.4 | 0 | 0 | 172.1 | 83909.5 | 349.3 | 0 | 637.8 | 2622.5 | 7461.3
968 | 41 | Day41 | 7 | Hour7 | 2 | Winter | 2761 | #N/A | Winter | 503831.6 | 2024-02-10 07:00 | 497823.9 | 0 | 213 | 5794.7 | 503831.6 | 479630.7 | 402395.4 | 0.0365 | 0.0561 | 0.49 | 0.49 | 332.1 | 26.7 | 3.79 | 22.6 | 1090.6 | 0.2 | 334 | 55.2 | 389.1 | 345.4 | 27.8 | 3.93 | 23.5 | 1134.6 | 0.2 | 347.3 | 57.4 | 404.7 | 463.1 | 31.6 | 4.41 | 34 | 1694.7 | 0.22 | 465.2 | 84.5 | 549.8 | 1021.8 | 108.8 | 15.74 | 39.6 | 2509.9 | 0.5 | 1029.4 | 114.5 | 1143.8 | 30.75 | 0 | 0.24 | 30.99 | 32.6 | 0 | 0.26 | 32.86 | 503831.6 | 101436.2 | 974.8 | 4247.1 | 0 | 8374.7 | 102494.1 | 0 | 0 | 4998.6 | 155487.9 | 0 | 95.5 | 3315.4 | 38411.4 | 88396.1 | 598.4 | 0 | 0 | 10789.5 | 85156.9 | 491.1 | 618.5 | 2067.4 | 3174.1 | 8315.2
969 | 41 | Day41 | 8 | Hour8 | 2 | Winter | 2761 | #N/A | Winter | 514056.1 | 2024-02-10 08:00 | 508499.1 | 0 | 213 | 5344 | 514056.1 | 489847.6 | 392886.9 | 0.0367 | 0.0567 | 0.53 | 0.52 | 301.6 | 23.8 | 3.37 | 21 | 1003.5 | 0.18 | 303.2 | 51 | 354.2 | 314.1 | 24.8 | 3.51 | 21.9 | 1045.7 | 0.19 | 315.8 | 53.2 | 369 | 380.6 | 25.5 | 3.55 | 28.4 | 1407.3 | 0.18 | 382.3 | 70.4 | 452.7 | 715.4 | 58.2 | 8.25 | 44.3 | 2326 | 0.35 | 719.4 | 113.7 | 833.1 | 29.35 | 0 | 0.25 | 29.6 | 31.14 | 0 | 0.27 | 31.41 | 514056.1 | 121169.2 | 1148 | 4247.1 | 0 | 8019.4 | 93027.4 | 0 | 0 | 7610.8 | 149600.8 | 0 | 446.1 | 3315.4 | 43544.9 | 88223.1 | 625.2 | 689.6 | 0 | 31679.9 | 81209.9 | 668.5 | 4697.4 | 0 | 1047.7 | 7916.5
970 | 41 | Day41 | 9 | Hour9 | 2 | Winter | 2761 | #N/A | Winter | 517259.6 | 2024-02-10 09:00 | 511285.3 | 452.1 | 213 | 5309.2 | 517259.6 | 492566.1 | 374866.1 | 0.0366 | 0.0567 | 0.56 | 0.56 | 278.5 | 21.7 | 3.07 | 19.9 | 936.9 | 0.17 | 280 | 47.8 | 327.8 | 289.9 | 22.6 | 3.19 | 20.7 | 976.2 | 0.18 | 291.5 | 49.8 | 341.3 | 287.3 | 18.2 | 2.51 | 22.4 | 1098.6 | 0.13 | 288.5 | 55.2 | 343.7 | 825.2 | 79.6 | 11.44 | 39.4 | 2287.3 | 0.4 | 830.7 | 107.7 | 938.4 | 27.95 | 0 | 0.26 | 28.22 | 29.7 | 0 | 0.28 | 29.97 | 517259.6 | 142393.6 | 695.5 | 4239.5 | 0 | 8374.7 | 84652.2 | 0 | 153.4 | 10230.2 | 144023.7 | 0 | 95.5 | 3315.4 | 40810.2 | 88061 | 598.4 | 0 | 0 | 64173.8 | 66975.9 | 860.2 | 7175.3 | 343 | 285.5 | 8315.2
971 | 41 | Day41 | 10 | Hour10 | 2 | Winter | 2761 | #N/A | Winter | 516789.2 | 2024-02-10 10:00 | 509830 | 516.5 | 819.1 | 5623.6 | 516789.2 | 491216.7 | 346381.4 | 0.0365 | 0.0564 | 0.58 | 0.58 | 261.1 | 20.2 | 2.86 | 18.8 | 882.4 | 0.16 | 262.5 | 45.2 | 307.7 | 271.9 | 21.1 | 2.97 | 19.6 | 919.5 | 0.17 | 273.4 | 47.1 | 320.4 | 230.6 | 13.9 | 1.91 | 18.6 | 903.2 | 0.11 | 231.5 | 45.5 | 277.1 | 547.5 | 26 | 3.45 | 50.5 | 2367.1 | 0.25 | 549.3 | 121.1 | 670.3 | 26.75 | 0 | 0.27 | 27.02 | 28.42 | 0 | 0.28 | 28.7 | 516789.2 | 170407.8 | 1.2 | 4221.4 | 0 | 8159.7 | 78817.9 | 0 | 664.3 | 13812 | 136642.8 | 0 | 95.5 | 3315.4 | 26678.7 | 87850.4 | 598.4 | 0 | 0 | 93189.1 | 61687.6 | 1054.9 | 9924.5 | 418.6 | 254.6 | 8315.2
972 | 41 | Day41 | 11 | Hour11 | 2 | Winter | 2761 | #N/A | Winter | 515646.5 | 2024-02-10 11:00 | 504778.6 | 3193.9 | 1591.8 | 6082.3 | 515646.5 | 486458.8 | 337779.1 | 0.0363 | 0.0558 | 0.59 | 0.58 | 257.3 | 19.9 | 2.81 | 18.6 | 870.4 | 0.16 | 258.7 | 44.6 | 303.3 | 269.6 | 20.9 | 2.95 | 19.5 | 911.7 | 0.17 | 271.1 | 46.7 | 317.8 | 206.3 | 11.7 | 1.6 | 17.3 | 830.2 | 0.1 | 207.1 | 42 | 249.2 | 625.8 | 44.9 | 6.29 | 43.9 | 2225 | 0.29 | 628.8 | 110.3 | 739.1 | 26.29 | 0 | 0.27 | 26.56 | 27.91 | 0 | 0.29 | 28.2 | 515646.5 | 177867.4 | 166 | 4197 | 0 | 7831.7 | 77420.8 | 0 | 821.8 | 15598.8 | 134787.3 | 0 | 95.5 | 3315.4 | 21516.7 | 87850.4 | 598.4 | 0 | 0 | 99615.9 | 60634.1 | 1196.8 | 13850.7 | 502.5 | 127.3 | 8116.6
973 | 41 | Day41 | 12 | Hour12 | 2 | Winter | 2761 | #N/A | Winter | 508940.8 | 2024-02-10 12:00 | 498840 | 2137.2 | 1745.3 | 6218.3 | 508940.9 | 480851.9 | 331608.1 | 0.0361 | 0.0552 | 0.59 | 0.59 | 252.3 | 19.3 | 2.73 | 18.5 | 859.2 | 0.16 | 253.6 | 44.1 | 297.7 | 264 | 20.2 | 2.86 | 19.3 | 898.6 | 0.16 | 265.4 | 46.1 | 311.5 | 202.1 | 11.6 | 1.58 | 16.9 | 811 | 0.09 | 202.9 | 41.1 | 244 | 533 | 34.2 | 4.73 | 42 | 2026 | 0.27 | 535.3 | 102.5 | 637.8 | 24.92 | 0 | 0.27 | 25.2 | 26.46 | 0 | 0.29 | 26.75 | 508940.8 | 177332.7 | 4.4 | 4197 | 0 | 7495.9 | 74066.5 | 0 | 788.1 | 15504.9 | 132923.2 | 0 | 95.5 | 3315.4 | 21487.5 | 87424.5 | 598.4 | 0 | 0 | 99058.2 | 60659.8 | 1321.6 | 15532.4 | 748.5 | 7.8 | 8315.2
974 | 41 | Day41 | 13 | Hour13 | 2 | Winter | 2761 | #N/A | Winter | 502869 | 2024-02-10 13:00 | 493630.8 | 1481 | 1745.3 | 6012 | 502869.1 | 475923.9 | 327376.1 | 0.0359 | 0.0546 | 0.59 | 0.59 | 252.4 | 19.4 | 2.73 | 18.5 | 858.9 | 0.16 | 253.7 | 44.1 | 297.8 | 263.5 | 20.2 | 2.86 | 19.3 | 896.6 | 0.16 | 264.9 | 46 | 311 | 212.1 | 12 | 1.64 | 17.8 | 854.5 | 0.1 | 212.9 | 43.3 | 256.2 | 822 | 84.8 | 12.25 | 34.4 | 2104.4 | 0.41 | 827.8 | 97.3 | 925.1 | 24.27 | 0 | 0.28 | 24.54 | 25.74 | 0 | 0.29 | 26.03 | 502869 | 175493 | 12.9 | 4197 | 0 | 7066.6 | 73286.9 | 0 | 759.2 | 16320.5 | 131190.4 | 0 | 95.5 | 3315.4 | 21042.6 | 86570.5 | 598.4 | 0 | 0 | 95559.9 | 61407.4 | 1445.9 | 14059.8 | 732.7 | 0 | 7717.9
975 | 41 | Day41 | 14 | Hour14 | 2 | Winter | 2761 | #N/A | Winter | 499617.6 | 2024-02-10 14:00 | 489612.6 | 2387.6 | 1745.3 | 5872 | 499617.5 | 472123.2 | 329165.6 | 0.0357 | 0.0542 | 0.59 | 0.58 | 255.3 | 19.6 | 2.76 | 18.7 | 869.1 | 0.16 | 256.7 | 44.6 | 301.3 | 266.7 | 20.4 | 2.89 | 19.5 | 908.1 | 0.17 | 268.1 | 46.6 | 314.7 | 232.8 | 13.8 | 1.89 | 19 | 918.7 | 0.11 | 233.7 | 46.4 | 280.1 | 745.1 | 73 | 10.5 | 34.8 | 2031.3 | 0.37 | 750.2 | 95.4 | 845.6 | 23.87 | 0 | 0.28 | 24.15 | 25.35 | 0 | 0.29 | 25.64 | 499617.6 | 170452 | 0 | 4197 | 0 | 6908.3 | 73552 | 0 | 745 | 15566.2 | 131924.1 | 0 | 95.5 | 3315.4 | 22139.4 | 86435.6 | 598.4 | 0 | 0 | 89369.5 | 63249.9 | 1521.5 | 13192.3 | 0 | 0 | 8315.2
976 | 41 | Day41 | 15 | Hour15 | 2 | Winter | 2761 | #N/A | Winter | 499802.8 | 2024-02-10 15:00 | 487964.4 | 4098.4 | 1745.3 | 5994.7 | 499802.9 | 470560.2 | 336307.7 | 0.0357 | 0.054 | 0.57 | 0.57 | 264.2 | 20.3 | 2.86 | 19.3 | 899.2 | 0.16 | 265.6 | 46.1 | 311.7 | 276.9 | 21.2 | 3 | 20.2 | 942.2 | 0.17 | 278.4 | 48.3 | 326.7 | 281.5 | 18.2 | 2.51 | 21.6 | 1064.7 | 0.13 | 282.7 | 53.4 | 336.1 | 952.6 | 109.1 | 15.86 | 30.1 | 2097.5 | 0.48 | 960.2 | 92.8 | 1052.9 | 24.28 | 0 | 0.28 | 24.56 | 25.78 | 0 | 0.29 | 26.07 | 499802.8 | 163495.1 | 81.2 | 4197 | 0 | 6908.3 | 76115.6 | 0 | 766.6 | 13584.2 | 136434.2 | 0 | 95.5 | 3315.4 | 22334.7 | 86227.4 | 598.4 | 0 | 0 | 83835.8 | 63684.7 | 1623.9 | 11847.8 | 0 | 0 | 8116.6
977 | 41 | Day41 | 16 | Hour16 | 2 | Winter | 2761 | #N/A | Winter | 505556.4 | 2024-02-10 16:00 | 491792.4 | 5476.6 | 1923.9 | 6363.6 | 505556.5 | 474168 | 348863.8 | 0.0358 | 0.0545 | 0.56 | 0.55 | 276.5 | 21.4 | 3.03 | 19.9 | 933.1 | 0.17 | 278 | 47.7 | 325.7 | 290.8 | 22.5 | 3.18 | 20.9 | 981.1 | 0.18 | 292.3 | 50.2 | 342.5 | 365.2 | 27.1 | 3.81 | 24.8 | 1269.9 | 0.17 | 367 | 62.7 | 429.8 | 444.2 | 20.6 | 2.74 | 41.8 | 1922.9 | 0.22 | 445.6 | 99.1 | 544.7 | 25.34 | 0 | 0.27 | 25.61 | 26.98 | 0 | 0.29 | 27.27 | 505556.4 | 156692.7 | 0 | 4197 | 0 | 7005.8 | 81430.9 | 0 | 801.5 | 12972.1 | 140571 | 0 | 159.1 | 3315.4 | 24644.1 | 86671.4 | 869 | 0 | 0 | 77417.3 | 63918.4 | 1583.4 | 9802.2 | 0 | 0 | 8116.6
978 | 41 | Day41 | 17 | Hour17 | 2 | Winter | 2761 | #N/A | Winter | 516334 | 2024-02-10 17:00 | 503616.4 | 4247.4 | 1923.9 | 6546.4 | 516334 | 485318.3 | 370959.3 | 0.0363 | 0.0559 | 0.53 | 0.53 | 299.1 | 23.7 | 3.36 | 20.8 | 990.8 | 0.18 | 300.8 | 50.4 | 351.1 | 314.5 | 25 | 3.53 | 21.9 | 1041.9 | 0.19 | 316.2 | 53 | 369.2 | 395.9 | 28.2 | 3.95 | 28 | 1410.3 | 0.19 | 397.8 | 70.1 | 467.9 | 501.4 | 21.9 | 2.87 | 48.1 | 2216.6 | 0.23 | 502.8 | 114.3 | 617.1 | 28.3 | 0 | 0.27 | 28.57 | 30.11 | 0 | 0.29 | 30.39 | 516334 | 145374.7 | 660.5 | 4222.7 | 0 | 7819.2 | 92975.6 | 0 | 793.2 | 11059.1 | 146881.2 | 0 | 159.1 | 3315.4 | 26948.1 | 87033.9 | 943.6 | 0 | 0 | 66635.5 | 65328.8 | 1558 | 8168.5 | 2695.9 | 1196.3 | 8315.2
979 | 41 | Day41 | 18 | Hour18 | 2 | Winter | 2761 | #N/A | Winter | 516541.6 | 2024-02-10 18:00 | 511652.2 | 0 | 0 | 4889.5 | 516541.6 | 492888.1 | 407293.4 | 0.0367 | 0.0568 | 0.49 | 0.49 | 335.1 | 27.3 | 3.88 | 22.5 | 1087.4 | 0.2 | 337 | 54.9 | 391.9 | 349.7 | 28.4 | 4.03 | 23.6 | 1138.3 | 0.21 | 351.7 | 57.6 | 409.2 | 404.6 | 26.2 | 3.63 | 31 | 1526 | 0.19 | 406.4 | 76.5 | 482.9 | 524.3 | 19.1 | 2.43 | 53.7 | 2435.1 | 0.24 | 525.5 | 126.4 | 651.9 | 33.08 | 0 | 0.27 | 33.36 | 35.09 | 0 | 0.29 | 35.38 | 516541.6 | 109248.3 | 3437.1 | 4247.1 | 0 | 8019.4 | 107656.2 | 0 | 570.1 | 6437.3 | 155150.6 | 0 | 159.1 | 3315.4 | 34205.7 | 88396.1 | 1024 | 1682.6 | 0 | 30805.8 | 70035.2 | 1399.9 | 6845 | 3057.4 | 4713.2 | 8116.6
980 | 41 | Day41 | 19 | Hour19 | 2 | Winter | 2761 | #N/A | Winter | 518431.6 | 2024-02-10 19:00 | 513683.9 | 0 | 0 | 4747.7 | 518431.6 | 494840.1 | 435149.4 | 0.0367 | 0.0569 | 0.48 | 0.47 | 342.3 | 27.6 | 3.91 | 23.2 | 1118.4 | 0.2 | 344.2 | 56.6 | 400.8 | 358.1 | 28.7 | 4.07 | 24.4 | 1174.2 | 0.21 | 360.1 | 59.5 | 419.6 | 447.9 | 28.8 | 3.99 | 34.5 | 1691.7 | 0.21 | 449.8 | 85 | 534.8 | 719.9 | 49.7 | 6.95 | 52.5 | 2606.7 | 0.35 | 723.3 | 130.2 | 853.5 | 33.17 | 0 | 0.28 | 33.44 | 35.17 | 0 | 0.3 | 35.47 | 518431.6 | 83282.2 | 6371.7 | 4247.1 | 0 | 8374.7 | 108639 | 0 | 49.9 | 1004.4 | 160518.8 | 0 | 1365.6 | 3315.4 | 50486 | 88396.1 | 1478.9 | 1955.9 | 0 | 2356.8 | 78810.4 | 1060.6 | 3717.6 | 2888.2 | 3740.6 | 8315.2
981 | 41 | Day41 | 20 | Hour20 | 2 | Winter | 2761 | #N/A | Winter | 515793.4 | 2024-02-10 20:00 | 510570.6 | 0 | 0 | 5222.9 | 515793.5 | 491922.6 | 428042.2 | 0.0365 | 0.0565 | 0.49 | 0.48 | 333.8 | 26.9 | 3.82 | 22.6 | 1092.5 | 0.2 | 335.6 | 55.3 | 390.9 | 348.1 | 28 | 3.97 | 23.7 | 1141.6 | 0.21 | 350 | 57.8 | 407.8 | 482.3 | 32.8 | 4.58 | 35.5 | 1768.5 | 0.23 | 484.5 | 88.3 | 572.8 | 679.7 | 46.7 | 6.52 | 49.8 | 2469.2 | 0.33 | 682.9 | 123.5 | 806.4 | 31.45 | 0 | 0.27 | 31.73 | 33.34 | 0 | 0.29 | 33.64 | 515793.4 | 87751.2 | 5464.3 | 4247.1 | 0 | 8374.7 | 105704.8 | 0 | 0 | 0 | 157791.1 | 0 | 509.7 | 3315.4 | 51540.6 | 88396.1 | 1018.2 | 1679.9 | 0 | 0 | 86693.8 | 1057.5 | 228.6 | 1030.5 | 3831.4 | 7916.5
982 | 41 | Day41 | 21 | Hour21 | 2 | Winter | 2761 | #N/A | Winter | 505797.4 | 2024-02-10 21:00 | 500380.2 | 9.7 | 106.1 | 5301.3 | 505797.4 | 482293.1 | 414515.4 | 0.0361 | 0.0554 | 0.5 | 0.5 | 320.7 | 25.5 | 3.62 | 22.2 | 1059.6 | 0.19 | 322.5 | 53.8 | 376.3 | 334 | 26.5 | 3.76 | 23.2 | 1105.9 | 0.2 | 335.8 | 56.2 | 392 | 503.8 | 36 | 5.05 | 35.5 | 1793.4 | 0.24 | 506.3 | 89 | 595.3 | 693.7 | 53.4 | 7.55 | 45.6 | 2337.7 | 0.34 | 697.4 | 115.3 | 812.7 | 30.34 | 0 | 0.28 | 30.62 | 32.13 | 0 | 0.3 | 32.43 | 505797.4 | 91282 | 4211.3 | 4247.1 | 0 | 8374.7 | 98114.8 | 0 | 0 | 0 | 153615.9 | 0 | 159.1 | 3315.4 | 50993.6 | 88396.1 | 1024 | 2063.2 | 0 | 0 | 90143.8 | 1138.2 | 0 | 110.2 | 2990.4 | 8315.2
983 | 41 | Day41 | 22 | Hour22 | 2 | Winter | 2761 | #N/A | Winter | 487768 | 2024-02-10 22:00 | 482602.2 | 0 | 0 | 5165.7 | 487767.9 | 465461.5 | 394356.7 | 0.0355 | 0.0535 | 0.51 | 0.51 | 308.5 | 24.3 | 3.45 | 21.7 | 1025.9 | 0.19 | 310.1 | 52.3 | 362.4 | 320.9 | 25.3 | 3.58 | 22.6 | 1069.2 | 0.2 | 322.7 | 54.5 | 377.2 | 501 | 34.8 | 4.85 | 36.3 | 1818.1 | 0.23 | 503.4 | 90.5 | 593.9 | 698.2 | 54.3 | 7.68 | 45.4 | 2335.7 | 0.34 | 701.9 | 115.1 | 817 | 29.19 | 0 | 0.28 | 29.46 | 30.85 | 0 | 0.29 | 31.14 | 487768 | 93411.2 | 3451.1 | 4247.1 | 0 | 8374.7 | 90142.9 | 0 | 0 | 0 | 145708 | 0 | 159.1 | 3315.4 | 48181.4 | 88396.1 | 1006.2 | 1374.6 | 0 | 0 | 91999.1 | 1412.2 | 0 | 178.6 | 2505.8 | 7916.5
984 | 41 | Day41 | 23 | Hour23 | 2 | Winter | 2761 | #N/A | Winter | 467152.2 | 2024-02-10 23:00 | 461990.4 | 110 | 0 | 5051.9 | 467152.3 | 445904.1 | 373474.6 | 0.0348 | 0.0513 | 0.53 | 0.53 | 294 | 22.9 | 3.23 | 21.1 | 988.5 | 0.18 | 295.5 | 50.6 | 346.1 | 305.5 | 23.7 | 3.35 | 22 | 1028.6 | 0.19 | 307.1 | 52.7 | 359.8 | 482.7 | 31.2 | 4.32 | 37 | 1824.9 | 0.23 | 484.9 | 91.5 | 576.3 | 946.4 | 105.9 | 15.39 | 32.1 | 2147.8 | 0.48 | 953.8 | 96.3 | 1050 | 28.34 | 0 | 0.2 | 28.54 | 29.88 | 0 | 0.21 | 30.09 | 467152.2 | 93677.6 | 2190.9 | 4198.3 | 0 | 8270.1 | 80643.1 | 0 | 0 | 0 | 137398.8 | 0 | 159.1 | 3315.4 | 46635.7 | 88396.1 | 892.5 | 1374.6 | 0 | 0 | 92486.8 | 1190.8 | 0 | 0 | 1728.5 | 8315.2
985 | 42 | Day42 | 0 | Hour0 | 2 | Winter | 14 | 548271.7 | Winter | 449069.2 | 2024-02-11 | 442877.8 | 150.9 | 1137.9 | 4902.7 | 449069.2 | 427736.5 | 356705.2 | 0.0342 | 0.0493 | 0.54 | 0.54 | 286 | 22 | 3.1 | 20.9 | 972 | 0.18 | 287.5 | 49.9 | 337.4 | 296.4 | 22.7 | 3.2 | 21.7 | 1009 | 0.19 | 297.9 | 51.9 | 349.8 | 516 | 37 | 5.18 | 36.2 | 1833.6 | 0.24 | 518.5 | 90.9 | 609.4 | 636.3 | 43 | 6.01 | 47.2 | 2331.9 | 0.31 | 639.2 | 116.8 | 755.9 | 27.7 | 0 | 0.27 | 27.97 | 29.14 | 0 | 0.29 | 29.43 | 449069.2 | 92364 | 99.2 | 4198.3 | 0 | 7450.3 | 73869.1 | 0 | 0 | 0 | 132444 | 0 | 159.1 | 3315.4 | 44761.2 | 88396.1 | 672.4 | 1339.9 | 0 | 0 | 91610.5 | 753.5 | 0 | 0 | 235.8 | 7391.9
986 | 42 | Day42 | 1 | Hour1 | 2 | Winter | 2761 | #N/A | Winter | 436946.4 | 2024-02-11 01:00 | 428595.3 | 1669 | 1845.2 | 4836.8 | 436946.3 | 414132.4 | 346004 | 0.0337 | 0.0477 | 0.54 | 0.54 | 285.6 | 21.9 | 3.09 | 21 | 972.2 | 0.18 | 287.1 | 50 | 337.1 | 295.7 | 22.6 | 3.2 | 21.7 | 1007.2 | 0.19 | 297.2 | 51.8 | 349 | 512.8 | 36.3 | 5.08 | 36.4 | 1837.2 | 0.24 | 515.3 | 91.2 | 606.5 | 859 | 82.2 | 11.81 | 41.6 | 2400.9 | 0.42 | 864.7 | 113.2 | 977.9 | 27.29 | 0 | 0.27 | 27.56 | 28.67 | 0 | 0.28 | 28.95 | 436946.4 | 90942.3 | 0 | 4198.3 | 0 | 7359.2 | 71672.9 | 0 | 0 | 0 | 129204.1 | 0 | 100.2 | 3315.4 | 41132.6 | 88396.1 | 625.1 | 0 | 0 | 0 | 90497.6 | 444.7 | 0 | 0 | 116.9 | 7742.1
987 | 42 | Day42 | 2 | Hour2 | 2 | Winter | 2761 | #N/A | Winter | 429175.3 | 2024-02-11 02:00 | 420132 | 2539 | 1927 | 4577.3 | 429175.3 | 406049.6 | 339829 | 0.0335 | 0.0469 | 0.53 | 0.53 | 289.5 | 22.2 | 3.13 | 21.3 | 986.4 | 0.18 | 291 | 50.7 | 341.7 | 299.5 | 22.9 | 3.24 | 22.1 | 1021 | 0.19 | 301.1 | 52.5 | 353.6 | 525.5 | 37.6 | 5.26 | 37 | 1872.1 | 0.25 | 528.1 | 92.9 | 620.9 | 939.4 | 97 | 14.01 | 39 | 2400.9 | 0.46 | 946.1 | 110.7 | 1056.8 | 27.34 | 0 | 0.26 | 27.61 | 28.69 | 0 | 0.27 | 28.96 | 429175.3 | 89346.3 | 0 | 4198.3 | 0 | 6149.9 | 71230.4 | 0 | 0 | 0 | 129010.3 | 0 | 95.5 | 3315.4 | 36808 | 88396.1 | 625.1 | 0 | 0 | 0 | 89036 | 310.3 | 0 | 0 | 0 | 7976
988 | 42 | Day42 | 3 | Hour3 | 2 | Winter | 2761 | #N/A | Winter | 425292.4 | 2024-02-11 03:00 | 417038.4 | 2254 | 1845.2 | 4154.7 | 425292.4 | 403083.8 | 338119.2 | 0.0335 | 0.0466 | 0.52 | 0.52 | 295.5 | 22.7 | 3.21 | 21.7 | 1004.5 | 0.19 | 297.1 | 51.6 | 348.7 | 305.8 | 23.5 | 3.32 | 22.4 | 1039.4 | 0.19 | 307.4 | 53.4 | 360.8 | 529.3 | 37.9 | 5.31 | 37.2 | 1882.6 | 0.25 | 531.9 | 93.4 | 625.3 | 698.1 | 59.2 | 8.42 | 40.8 | 2194.3 | 0.33 | 702.2 | 106.2 | 808.4 | 27.55 | 0 | 0.26 | 27.81 | 28.9 | 0 | 0.27 | 29.17 | 425292.4 | 87173.2 | 0 | 4198.3 | 0 | 6142.5 | 72395 | 0 | 0 | 0 | 129622.7 | 0 | 95.5 | 3315.4 | 33328.5 | 88396.1 | 625.1 | 0 | 0 | 0 | 86889.4 | 283.8 | 0 | 0 | 0 | 7260.2
989 | 42 | Day42 | 4 | Hour4 | 2 | Winter | 2761 | #N/A | Winter | 426438.7 | 2024-02-11 04:00 | 419664.6 | 964.1 | 1845.2 | 3964.8 | 426438.7 | 405570.1 | 341339 | 0.0336 | 0.047 | 0.51 | 0.51 | 303.9 | 23.5 | 3.32 | 22 | 1027.8 | 0.19 | 305.5 | 52.7 | 358.2 | 314.2 | 24.3 | 3.43 | 22.8 | 1064 | 0.2 | 315.8 | 54.6 | 370.4 | 524.5 | 37 | 5.18 | 37.4 | 1882.8 | 0.25 | 527 | 93.5 | 620.6 | 875.4 | 90.9 | 13.13 | 36 | 2223.7 | 0.43 | 881.7 | 102.4 | 984.1 | 27.86 | 0 | 0.26 | 28.11 | 29.23 | 0 | 0.26 | 29.49 | 426438.7 | 85099.7 | 0 | 4198.3 | 0 | 6470.5 | 75318.6 | 0 | 0 | 0 | 131941.2 | 0 | 95.5 | 3315.4 | 30978.4 | 88396.1 | 625.1 | 0 | 0 | 0 | 84788.3 | 311.3 | 0 | 0 | 0 | 8080.6
990 | 42 | Day42 | 5 | Hour5 | 2 | Winter | 2761 | #N/A | Winter | 434669.2 | 2024-02-11 05:00 | 429566.9 | 941.6 | 0 | 4160.7 | 434669.2 | 414987.8 | 352344.4 | 0.0339 | 0.0482 | 0.5 | 0.5 | 316.2 | 24.7 | 3.48 | 22.6 | 1063 | 0.19 | 317.8 | 54.4 | 372.2 | 327.8 | 25.6 | 3.61 | 23.4 | 1102.1 | 0.2 | 329.5 | 56.3 | 385.9 | 502.8 | 33.2 | 4.61 | 37.9 | 1877 | 0.23 | 505 | 93.9 | 598.9 | 822.1 | 79.6 | 11.44 | 39 | 2270.7 | 0.4 | 827.6 | 106.8 | 934.4 | 28.25 | 0 | 0.25 | 28.5 | 29.68 | 0 | 0.25 | 29.93 | 434669.2 | 82324.8 | 209 | 4198.3 | 0 | 6795.8 | 80768.2 | 0 | 0 | 0 | 137646.1 | 0 | 95.5 | 3315.4 | 30294.9 | 88396.1 | 625.1 | 0 | 0 | 0 | 81989.5 | 335.3 | 0 | 0 | 304.4 | 8042.7
991 | 42 | Day42 | 6 | Hour6 | 2 | Winter | 2761 | #N/A | Winter | 449677 | 2024-02-11 06:00 | 445267.7 | 97.3 | 0 | 4312 | 449677 | 429909 | 367891.3 | 0.0345 | 0.05 | 0.48 | 0.48 | 328.6 | 26 | 3.69 | 23 | 1091.4 | 0.2 | 330.4 | 55.5 | 385.9 | 340.6 | 27 | 3.82 | 23.8 | 1131.6 | 0.21 | 342.4 | 57.6 | 400 | 504 | 33.9 | 4.72 | 37.4 | 1862.4 | 0.24 | 506.3 | 93 | 599.3 | 797.7 | 73.9 | 10.58 | 40.9 | 2308.8 | 0.38 | 802.8 | 109.8 | 912.6 | 28.84 | 0 | 0.24 | 29.08 | 30.36 | 0 | 0.25 | 30.61 | 449677 | 81785.7 | 76 | 4198.3 | 0 | 8374.7 | 88993.3 | 0 | 0 | 147.8 | 142785.8 | 0 | 95.5 | 3315.4 | 31031 | 88396.1 | 625.1 | 0 | 0 | 34 | 81078.8 | 525.1 | 0 | 0 | 0 | 8315.2
992 | 42 | Day42 | 7 | Hour7 | 2 | Winter | 2761 | #N/A | Winter | 469922 | 2024-02-11 07:00 | 465545.3 | 90.8 | 0 | 4286 | 469922 | 449155.6 | 381340.4 | 0.0352 | 0.0522 | 0.49 | 0.49 | 322.9 | 25.6 | 3.62 | 22.5 | 1071.9 | 0.19 | 324.6 | 54.5 | 379.1 | 334.9 | 26.5 | 3.76 | 23.4 | 1112.2 | 0.2 | 336.7 | 56.5 | 393.3 | 466.4 | 31.4 | 4.36 | 34.6 | 1723.4 | 0.22 | 468.5 | 86.1 | 554.6 | 744 | 61.7 | 8.76 | 44.7 | 2381 | 0.35 | 748.2 | 115.7 | 863.9 | 29.26 | 0 | 0.23 | 29.49 | 30.88 | 0 | 0.24 | 31.12 | 469922 | 88581.7 | 0 | 4198.3 | 0 | 8374.7 | 91488.7 | 0 | 0 | 1106.3 | 146194.2 | 0 | 95.5 | 3315.4 | 38652.3 | 88396.1 | 625.1 | 0 | 0 | 6285.8 | 80369.8 | 819.8 | 134.5 | 0 | 225.5 | 8116.6
993 | 42 | Day42 | 8 | Hour8 | 2 | Winter | 2761 | #N/A | Winter | 488345.8 | 2024-02-11 08:00 | 484276.6 | 106.7 | 0 | 3962.5 | 488345.8 | 466916.2 | 378262.2 | 0.0358 | 0.0542 | 0.52 | 0.52 | 306.7 | 24.4 | 3.45 | 21.3 | 1016 | 0.19 | 308.3 | 51.7 | 360 | 318.3 | 25.3 | 3.58 | 22.2 | 1054.8 | 0.19 | 320 | 53.6 | 373.6 | 216 | 10.3 | 1.37 | 19.9 | 931.2 | 0.1 | 216.7 | 47.6 | 264.3 | 708.2 | 58.8 | 8.35 | 42.5 | 2265.1 | 0.34 | 712.3 | 110.1 | 822.3 | 29.24 | 0 | 0.23 | 29.47 | 30.92 | 0 | 0.25 | 31.16 | 488345.8 | 110083.6 | 104.9 | 4198.3 | 0 | 8019.4 | 90596.4 | 0 | 0 | 3833.6 | 143189.2 | 0 | 95.5 | 3315.4 | 39721.9 | 88396.1 | 625.1 | 0 | 0 | 28475.2 | 76598.8 | 1176 | 879.2 | 0 | 946.3 | 8116.6
994 | 42 | Day42 | 9 | Hour9 | 2 | Winter | 2761 | #N/A | Winter | 503516.4 | 2024-02-11 09:00 | 499019.8 | 311 | 0 | 4185.5 | 503516.4 | 480885.9 | 361832 | 0.0363 | 0.0557 | 0.55 | 0.55 | 285.8 | 22.8 | 3.23 | 19.9 | 945.4 | 0.17 | 287.4 | 48.1 | 335.5 | 297.1 | 23.7 | 3.35 | 20.7 | 983.4 | 0.18 | 298.8 | 50.1 | 348.8 | 139.8 | 5.4 | 0.69 | 14.1 | 644.7 | 0.06 | 140.2 | 33.3 | 173.5 | 755.8 | 64.8 | 9.22 | 43.5 | 2352.6 | 0.36 | 760.2 | 113.7 | 873.9 | 28.39 | 0 | 0.24 | 28.62 | 30.1 | 0 | 0.25 | 30.35 | 503516.4 | 141684.4 | 418.5 | 4198.3 | 0 | 8374.7 | 86968.4 | 0 | 156.6 | 8124.9 | 136792.4 | 0 | 95.5 | 3315.4 | 32647.5 | 88396.1 | 625.1 | 0 | 0 | 67387.6 | 64835.3 | 1179.9 | 2950 | 70.2 | 371.8 | 8116.6
995 | 42 | Day42 | 10 | Hour10 | 2 | Winter | 2761 | #N/A | Winter | 510249.4 | 2024-02-11 10:00 | 505235.6 | 94.3 | 4.1 | 4915.5 | 510249.5 | 486782.3 | 341850.8 | 0.0365 | 0.0563 | 0.58 | 0.58 | 267.1 | 21.2 | 3 | 18.8 | 886.3 | 0.17 | 268.6 | 45.3 | 313.8 | 277.8 | 22 | 3.12 | 19.6 | 922 | 0.17 | 279.3 | 47.1 | 326.4 | 122.9 | 5.3 | 0.69 | 11.9 | 548.9 | 0.06 | 123.2 | 28.3 | 151.5 | 645.7 | 44.8 | 6.27 | 46.8 | 2330.1 | 0.31 | 648.7 | 116.3 | 765 | 27.66 | 0 | 0.25 | 27.91 | 29.35 | 0 | 0.26 | 29.61 | 510249.4 | 168398.6 | 0 | 4198.3 | 0 | 8019.4 | 82081 | 0 | 643.3 | 11383.3 | 130617.3 | 0 | 159.1 | 3315.4 | 24434.6 | 88396.1 | 629.5 | 0 | 0 | 95265.2 | 59786.6 | 1320.3 | 6834.4 | 435.8 | 408.2 | 8172.3
996 | 42 | Day42 | 11 | Hour11 | 2 | Winter | 2761 | #N/A | Winter | 515112 | 2024-02-11 11:00 | 505174.9 | 3473.4 | 1378.8 | 5085 | 515112 | 486760.8 | 338464.9 | 0.0364 | 0.0561 | 0.59 | 0.59 | 258.6 | 20.5 | 2.9 | 18.3 | 860.2 | 0.16 | 260 | 44 | 303.9 | 271 | 21.5 | 3.04 | 19.2 | 901 | 0.17 | 272.5 | 46.1 | 318.5 | 120.2 | 5.2 | 0.68 | 11.6 | 536.5 | 0.06 | 120.6 | 27.6 | 148.2 | 754 | 65.7 | 9.37 | 42.4 | 2311.8 | 0.36 | 758.5 | 111.4 | 869.9 | 27.33 | 0 | 0.26 | 27.59 | 29.02 | 0 | 0.27 | 29.3 | 515112 | 176647.2 | 94.3 | 4198.3 | 0 | 8374.7 | 79873.7 | 0 | 811.4 | 13229.7 | 128651.6 | 0 | 142.1 | 3315.4 | 24793.6 | 88396.1 | 625.1 | 0 | 0 | 103423.3 | 57259.5 | 1923.3 | 10199.3 | 0.5 | 282.9 | 8116.6
997 | 42 | Day42 | 12 | Hour12 | 2 | Winter | 2761 | #N/A | Winter | 509284 | 2024-02-11 12:00 | 500367 | 2440.4 | 1344.1 | 5132.6 | 509284 | 482238.8 | 329220.9 | 0.0362 | 0.0555 | 0.6 | 0.6 | 251.4 | 19.7 | 2.78 | 18 | 842.5 | 0.16 | 252.7 | 43.2 | 295.9 | 263 | 20.6 | 2.92 | 18.9 | 881 | 0.16 | 264.5 | 45.2 | 309.6 | 118.3 | 5.1 | 0.67 | 11.5 | 527.5 | 0.06 | 118.7 | 27.2 | 145.9 | 551.3 | 35.1 | 4.85 | 43.6 | 2104.1 | 0.27 | 553.7 | 106.3 | 660 | 25.56 | 0 | 0.26 | 25.83 | 27.11 | 0 | 0.28 | 27.39 | 509284 | 180063.1 | 45 | 4198.3 | 0 | 8200.4 | 75761.8 | 0 | 808 | 15267.8 | 126488 | 0 | 123.2 | 3315.4 | 22160 | 88303.8 | 625.1 | 0 | 0 | 106597.8 | 55366.4 | 2023.1 | 12093.7 | 0 | 0 | 8315.2
998 | 42 | Day42 | 13 | Hour13 | 2 | Winter | 2761 | #N/A | Winter | 504728.8 | 2024-02-11 13:00 | 492640.6 | 3111.2 | 3960.7 | 5016.4 | 504728.8 | 474946 | 321070.2 | 0.0359 | 0.0546 | 0.61 | 0.61 | 241.9 | 18.7 | 2.64 | 17.7 | 818.7 | 0.15 | 243.2 | 42.1 | 285.3 | 253.9 | 19.7 | 2.78 | 18.5 | 857.8 | 0.16 | 255.3 | 44.1 | 299.3 | 111.7 | 4.5 | 0.58 | 11.2 | 509 | 0.05 | 112 | 26.3 | 138.3 | 945 | 104.4 | 15.15 | 33.9 | 2201.4 | 0.48 | 952.3 | 99.6 | 1051.9 | 25.3 | 0 | 0.27 | 25.57 | 26.8 | 0 | 0.28 | 27.08 | 504728.8 | 183658.6 | 0 | 4198.3 | 0 | 7749.6 | 70993.3 | 0 | 776 | 15791.2 | 124217.8 | 0 | 108.9 | 3315.4 | 22648.2 | 87213.5 | 625.1 | 0 | 0 | 109421.2 | 55507.3 | 2162.9 | 13331.7 | 0 | 6.6 | 8315.2
999 | 42 | Day42 | 14 | Hour14 | 2 | Winter | 2761 | #N/A | Winter | 498586.6 | 2024-02-11 14:00 | 485047.2 | 3606.6 | 5069.7 | 4863.1 | 498586.6 | 467763.9 | 313163.1 | 0.0356 | 0.0538 | 0.62 | 0.61 | 235.3 | 18 | 2.54 | 17.5 | 802.7 | 0.15 | 236.6 | 41.4 | 278 | 247 | 18.9 | 2.67 | 18.3 | 840.9 | 0.16 | 248.3 | 43.4 | 291.6 | 107.7 | 4.8 | 0.63 | 10.3 | 474.6 | 0.05 | 108 | 24.4 | 132.4 | 872.2 | 95.5 | 13.86 | 31.5 | 2045.2 | 0.44 | 878.8 | 92.6 | 971.4 | 24.48 | 0 | 0.27 | 24.75 | 25.92 | 0 | 0.28 | 26.21 | 498586.6 | 185423.5 | 139.3 | 4198.3 | 0 | 5767.5 | 67168 | 0 | 758.9 | 16951.2 | 122025.6 | 0 | 159.1 | 3315.4 | 22546.5 | 87033.9 | 809.7 | 0 | 0 | 111348.6 | 54197.7 | 2166.9 | 12202 | 0 | 0 | 8315.2
1000 | 42 | Day42 | 15 | Hour15 | 2 | Winter | 2761 | #N/A | Winter | 496051.1 | 2024-02-11 15:00 | 481576 | 4718 | 4753.1 | 5004 | 496051.1 | 464467 | 314310.9 | 0.0355 | 0.0535 | 0.61 | 0.61 | 239.8 | 18.4 | 2.6 | 17.7 | 814.6 | 0.15 | 241 | 42 | 283 | 252 | 19.4 | 2.74 | 18.5 | 854.6 | 0.16 | 253.3 | 44 | 297.3 | 107.2 | 5 | 0.67 | 10 | 464.8 | 0.05 | 107.6 | 23.8 | 131.4 | 836.5 | 85.4 | 12.34 | 35.8 | 2156.2 | 0.42 | 842.4 | 100.2 | 942.6 | 24.55 | 0 | 0.27 | 24.82 | 26.02 | 0 | 0.29 | 26.31 | 496051.1 | 181740.1 | 81.2 | 4198.3 | 0 | 6704.6 | 68455.8 | 0 | 770.7 | 15263.1 | 122307.5 | 0 | 159.1 | 3315.4 | 21157 | 87033.9 | 898.1 | 0 | 0 | 107924.6 | 55309.9 | 2471.9 | 11411.2 | 0 | 0 | 8116.6
1001 | 42 | Day42 | 16 | Hour16 | 2 | Winter | 2761 | #N/A | Winter | 497907.5 | 2024-02-11 16:00 | 485773.5 | 5507.4 | 1378.8 | 5247.8 | 497907.5 | 468405.6 | 334676.9 | 0.0357 | 0.0541 | 0.58 | 0.57 | 267.5 | 21 | 2.97 | 19.1 | 892.7 | 0.17 | 268.9 | 45.7 | 314.6 | 280.8 | 22.1 | 3.12 | 20 | 936.7 | 0.17 | 282.3 | 48 | 330.2 | 127.4 | 5.5 | 0.72 | 12.3 | 568.1 | 0.06 | 127.8 | 29.3 | 157 | 842.2 | 83.5 | 12.03 | 38.4 | 2251.3 | 0.42 | 848 | 105.6 | 953.5 | 25.86 | 0 | 0.27 | 26.13 | 27.47 | 0 | 0.28 | 27.75 | 497907.5 | 163230.6 | 0 | 4247.1 | 0 | 7819.2 | 79076.8 | 0 | 800.9 | 13396.7 | 129887.5 | 0 | 159.1 | 3315.4 | 22175.4 | 87033.9 | 962.4 | 0 | 0 | 88275.2 | 57865.4 | 2892.4 | 9525.8 | 0 | 0 | 8315.2
1002 | 42 | Day42 | 17 | Hour17 | 2 | Winter | 2761 | #N/A | Winter | 511422 | 2024-02-11 17:00 | 503186.4 | 1194.5 | 1339.9 | 5701.2 | 511422 | 484795.8 | 388628 | 0.0365 | 0.0563 | 0.5 | 0.5 | 324.7 | 26.4 | 3.74 | 21.9 | 1056.6 | 0.19 | 326.6 | 53.5 | 380 | 338.9 | 27.5 | 3.91 | 22.9 | 1102.7 | 0.2 | 340.8 | 55.8 | 396.6 | 387.9 | 26.8 | 3.74 | 28.1 | 1410 | 0.18 | 389.7 | 70.2 | 459.9 | 698.5 | 48.4 | 6.77 | 50.7 | 2524.3 | 0.34 | 701.8 | 126.1 | 827.9 | 30.81 | 0 | 0.26 | 31.07 | 32.71 | 0 | 0.28 | 32.98 | 511422 | 122794 | 7.2 | 4257.5 | 0 | 8174.5 | 102729.6 | 0 | 771.5 | 8435.7 | 149827.8 | 0 | 159.1 | 3315.4 | 30767.9 | 88396.1 | 992.8 | 0 | 0 | 51148.3 | 59011.8 | 3426.8 | 7174.1 | 0 | 341.8 | 7723.9
1003 | 42 | Day42 | 18 | Hour18 | 2 | Winter | 2761 | #N/A | Winter | 528569.4 | 2024-02-11 18:00 | 524523.2 | 0 | 0 | 4046.2 | 528569.4 | 504869.1 | 433526.9 | 0.0375 | 0.0588 | 0.46 | 0.46 | 355.8 | 28.9 | 4.1 | 23.8 | 1155.2 | 0.21 | 357.8 | 58.3 | 416.1 | 371.9 | 30.1 | 4.27 | 25 | 1211.3 | 0.22 | 374 | 61.2 | 435.2 | 453.2 | 28.3 | 3.95 | 36.2 | 1701.1 | 0.24 | 455.1 | 87 | 542.1 | 711.6 | 27.4 | 3.51 | 71.6 | 3265.1 | 0.33 | 713.4 | 168.9 | 882.4 | 34.3 | 0 | 0.26 | 34.56 | 36.47 | 0 | 0.27 | 36.74 | 528569.4 | 95042.6 | 2992.3 | 4257.5 | 0 | 8258.1 | 116084 | 0 | 543.6 | 3965.3 | 166408.9 | 0 | 1395.7 | 3315.4 | 37238.4 | 88396.1 | 1581.1 | 3599.4 | 0 | 21080.2 | 65644.5 | 3809 | 4794.8 | 1490.1 | 2844.5 | 8315.2
1004 | 42 | Day42 | 19 | Hour19 | 2 | Winter | 2761 | #N/A | Winter | 542850.8 | 2024-02-11 19:00 | 538946.2 | 0 | 0 | 3904.6 | 542850.8 | 518468.7 | 465912.5 | 0.038 | 0.0603 | 0.45 | 0.44 | 361.5 | 29 | 4.11 | 24.4 | 1184.2 | 0.21 | 363.5 | 59.8 | 423.3 | 379 | 30.2 | 4.29 | 25.8 | 1246.5 | 0.22 | 381 | 63 | 444.1 | 467.8 | 27.3 | 3.79 | 39.3 | 1803.1 | 0.26 | 469.6 | 93.1 | 562.7 | 956.6 | 48.6 | 8.65 | 109.9 | 2154.7 | 1.76 | 960.4 | 174.6 | 1135.1 | 40.9 | 0 | 0.26 | 41.16 | 43.56 | 0 | 0.28 | 43.84 | 542850.8 | 76938.4 | 2903.5 | 4257.5 | 0 | 8019.4 | 119007.1 | 0 | 50.2 | 1078.2 | 175644.2 | 0 | 2823.8 | 3315.4 | 51786.5 | 88396.1 | 1734.5 | 8024.4 | 0 | 1854.1 | 69832.5 | 4123.3 | 2102.5 | 4630 | 2402 | 7717.9
1005 | 42 | Day42 | 20 | Hour20 | 2 | Winter | 2761 | #N/A | Winter | 548271.7 | 2024-02-11 20:00 | 543845.2 | 0 | 0 | 4426.4 | 548271.7 | 523127.8 | 470258.8 | 0.0381 | 0.0606 | 0.46 | 0.45 | 356 | 28.5 | 4.05 | 24.1 | 1166.9 | 0.21 | 357.9 | 58.9 | 416.8 | 373.1 | 29.8 | 4.22 | 25.4 | 1227.6 | 0.22 | 375.2 | 62.1 | 437.2 | 473.7 | 28.5 | 3.97 | 39 | 1803.3 | 0.26 | 475.6 | 92.8 | 568.4 | 706.9 | 33.5 | 4.45 | 65.4 | 3046.2 | 0.33 | 709.1 | 156.3 | 865.4 | 35.97 | 0 | 0.26 | 36.22 | 38.31 | 0 | 0.27 | 38.58 | 548271.7 | 78012.9 | 4798.7 | 4257.5 | 0 | 8019.4 | 118324 | 0 | 0 | 0 | 175869.1 | 0 | 2316.6 | 3315.4 | 56731.7 | 88396.1 | 1721.3 | 6509.1 | 0 | 0 | 73898.5 | 4114.4 | 249.5 | 2849 | 3969.1 | 8116.6
1006 | 42 | Day42 | 21 | Hour21 | 2 | Winter | 2761 | #N/A | Winter | 544901 | 2024-02-11 21:00 | 540242.2 | 0 | 0 | 4658.8 | 544901 | 519771 | 466294.7 | 0.0379 | 0.0601 | 0.46 | 0.45 | 355.1 | 28.7 | 4.07 | 23.9 | 1160.1 | 0.21 | 357.1 | 58.5 | 415.6 | 371.7 | 29.9 | 4.24 | 25.1 | 1217.5 | 0.22 | 373.7 | 61.4 | 435.2 | 463.1 | 28 | 3.89 | 37.7 | 1774.9 | 0.24 | 465 | 90.6 | 555.6 | 488.7 | 10.9 | 1.19 | 56.4 | 2489.8 | 0.22 | 489.4 | 130.6 | 620 | 34.95 | 0 | 0.26 | 35.21 | 37.2 | 0 | 0.27 | 37.47 | 544901 | 78606.3 | 6009.1 | 4257.5 | 0 | 8374.7 | 118358.1 | 0 | 0 | 0 | 174487.2 | 0 | 1078.8 | 3315.4 | 57313.3 | 88396.1 | 1334.5 | 3369.8 | 0 | 0 | 74288.4 | 4317.9 | 0 | 687.3 | 2590.5 | 8116.6
1007 | 42 | Day42 | 22 | Hour22 | 2 | Winter | 2761 | #N/A | Winter | 532279.6 | 2024-02-11 22:00 | 527676.2 | 0 | 0 | 4603.3 | 532279.6 | 507940.7 | 454047.1 | 0.0374 | 0.0588 | 0.46 | 0.46 | 353.1 | 28.5 | 4.04 | 23.8 | 1154.8 | 0.21 | 355.1 | 58.2 | 413.3 | 367.7 | 29.6 | 4.2 | 24.8 | 1203.7 | 0.21 | 369.7 | 60.7 | 430.4 | 464.5 | 29.7 | 4.12 | 36 | 1757.8 | 0.22 | 466.6 | 88.4 | 555 | 1216.7 | 134.4 | 19.49 | 42.7 | 2834.7 | 0.6 | 1226 | 127.3 | 1353.4 | 32.59 | 0 | 0.26 | 32.85 | 34.64 | 0 | 0.27 | 34.91 | 532279.6 | 78232.5 | 3228 | 4257.5 | 0 | 8374.7 | 115199.8 | 0 | 0 | 0 | 171624.9 | 0 | 159.1 | 3315.4 | 56815.6 | 88396.1 | 952.7 | 1723.3 | 0 | 0 | 73808.9 | 4423.6 | 0 | 0 | 2261.4 | 7717.9
1008 | 42 | Day42 | 23 | Hour23 | 2 | Winter | 2761 | #N/A | Winter | 515813.4 | 2024-02-11 23:00 | 510812.5 | 0 | 0 | 5000.8 | 515813.3 | 492028 | 438183.6 | 0.0368 | 0.057 | 0.46 | 0.46 | 347.2 | 27.8 | 3.94 | 23.6 | 1143.2 | 0.2 | 349.1 | 57.8 | 406.8 | 361 | 28.9 | 4.09 | 24.6 | 1189.8 | 0.21 | 363 | 60.1 | 423.1 | 497.4 | 33.5 | 4.66 | 36.9 | 1837.8 | 0.23 | 499.7 | 91.8 | 591.5 | 557.8 | 26.1 | 3.47 | 51.9 | 2410.6 | 0.26 | 559.6 | 123.8 | 683.4 | 31.19 | 0 | 0.26 | 31.45 | 33.09 | 0 | 0.27 | 33.36 | 515813.4 | 77629.8 | 2489.8 | 4257.5 | 0 | 8019.4 | 108683.6 | 0 | 0 | 0 | 167145.6 | 0 | 159.1 | 3315.4 | 53397.3 | 88396.1 | 848.1 | 1471.7 | 0 | 0 | 73182.5 | 4447.3 | 0 | 26.3 | 1513.4 | 7735.9
1009 | 43 | Day43 | 0 | Hour0 | 2 | Winter | 9 | 556053.2 | Winter | 500946.2 | 2024-02-12 | 495488.8 | 0 | 0 | 5457.4 | 500946.2 | 477522.8 | 423726.1 | 0.0363 | 0.0554 | 0.46 | 0.46 | 349.1 | 27.9 | 3.96 | 23.8 | 1150.1 | 0.2 | 351 | 58.1 | 409.1 | 362.6 | 29 | 4.11 | 24.7 | 1194.9 | 0.21 | 364.6 | 60.4 | 425 | 500.9 | 34 | 4.73 | 36.9 | 1841.7 | 0.23 | 503.2 | 91.9 | 595 | 1031.5 | 112.1 | 16.26 | 38 | 2448.3 | 0.52 | 1039.3 | 111.1 | 1150.3 | 30.62 | 0 | 0.25 | 30.88 | 32.43 | 0 | 0.27 | 32.7 | 500946.2 | 77220.1 | 448.3 | 4247.1 | 0 | 8343.5 | 106248.9 | 0 | 0 | 0 | 163599.1 | 0 | 159.1 | 3315.4 | 48004.5 | 88396.1 | 687.2 | 276.7 | 0 | 0 | 72771.6 | 4448.5 | 0 | 50.3 | 106.8 | 8240.9
1010 | 43 | Day43 | 1 | Hour1 | 2 | Winter | 2761 | #N/A | Winter | 489094 | 2024-02-12 01:00 | 483588.6 | 0 | 0 | 5505.4 | 489094.1 | 466221.3 | 412666.4 | 0.0359 | 0.0543 | 0.46 | 0.46 | 349.7 | 28 | 3.96 | 23.9 | 1154.1 | 0.21 | 351.7 | 58.4 | 410 | 363 | 29 | 4.11 | 24.8 | 1198.4 | 0.21 | 365 | 60.6 | 425.6 | 501 | 33.5 | 4.66 | 37.4 | 1857 | 0.23 | 503.3 | 92.8 | 596 | 575.4 | 32.7 | 4.46 | 48.2 | 2317.5 | 0.26 | 577.6 | 117.3 | 694.9 | 30.15 | 0 | 0.25 | 30.39 | 31.89 | 0 | 0.26 | 32.15 | 489094 | 76427.7 | 210.2 | 4247.1 | 0 | 7369 | 103894.7 | 0 | 0 | 0 | 160970.1 | 0 | 142.1 | 3315.4 | 43210.1 | 88396.1 | 544.9 | 366.6 | 0 | 0 | 71979.3 | 4448.4 | 0 | 0 | 13.2 | 8070.1
1011 | 43 | Day43 | 2 | Hour2 | 2 | Winter | 2761 | #N/A | Winter | 482451.4 | 2024-02-12 02:00 | 476930.2 | 0 | 0 | 5521.3 | 482451.4 | 459870.1 | 407204.6 | 0.0358 | 0.0538 | 0.45 | 0.45 | 354.3 | 28.3 | 4.01 | 24.2 | 1168.6 | 0.21 | 356.2 | 59.1 | 415.3 | 367.5 | 29.4 | 4.16 | 25.1 | 1212.7 | 0.22 | 369.6 | 61.3 | 430.9 | 508.2 | 34.1 | 4.75 | 37.8 | 1880 | 0.24 | 510.5 | 93.9 | 604.4 | 498.2 | 17.7 | 2.22 | 51.3 | 2341.9 | 0.22 | 499.4 | 121.2 | 620.5 | 30.1 | 0 | 0.24 | 30.34 | 31.82 | 0 | 0.25 | 32.07 | 482451.4 | 75246.8 | 0 | 4247.1 | 0 | 7385.9 | 103885.4 | 0 | 0 | 0 | 160762.6 | 0 | 95.5 | 3315.4 | 38285 | 88396.1 | 544.9 | 286.7 | 0 | 0 | 70796.6 | 4450.3 | 0 | 0 | 20.2 | 7155
1012 | 43 | Day43 | 3 | Hour3 | 2 | Winter | 2761 | #N/A | Winter | 480271.6 | 2024-02-12 03:00 | 474807.2 | 0 | 0 | 5464.4 | 480271.6 | 457807.9 | 406442.9 | 0.0358 | 0.0538 | 0.44 | 0.44 | 359.3 | 28.8 | 4.09 | 24.4 | 1182 | 0.21 | 361.3 | 59.7 | 421 | 372.7 | 29.9 | 4.24 | 25.4 | 1226.5 | 0.22 | 374.8 | 62 | 436.8 | 504.3 | 33.4 | 4.64 | 37.9 | 1880.8 | 0.24 | 506.6 | 94.1 | 600.6 | 1137.7 | 122.8 | 17.78 | 42.5 | 2741.9 | 0.56 | 1146.2 | 124.4 | 1270.6 | 30.2 | 0 | 0.23 | 30.43 | 31.93 | 0 | 0.25 | 32.17 | 480271.6 | 73828.7 | 0.8 | 4247.1 | 0 | 7274.9 | 105315.2 | 0 | 0 | 0 | 160989.6 | 0 | 95.5 | 3315.4 | 36050.3 | 88396.1 | 544.9 | 213 | 0 | 0 | 69376.5 | 4452.2 | 0 | 213 | 0.1 | 7792.6
1013 | 43 | Day43 | 4 | Hour4 | 2 | Winter | 2761 | #N/A | Winter | 482990.1 | 2024-02-12 04:00 | 477552.1 | 0 | 0 | 5438 | 482990.1 | 460358.4 | 409929.4 | 0.036 | 0.0543 | 0.44 | 0.44 | 363.1 | 29.1 | 4.12 | 24.7 | 1197.1 | 0.21 | 365.1 | 60.5 | 425.6 | 376.8 | 30.1 | 4.27 | 25.7 | 1242.5 | 0.22 | 378.8 | 62.8 | 441.6 | 501 | 33.5 | 4.66 | 37.4 | 1856.3 | 0.23 | 503.3 | 92.8 | 596 | 882.1 | 83.8 | 12.03 | 43.3 | 2485.7 | 0.43 | 887.9 | 117.5 | 1005.4 | 30.66 | 0 | 0.23 | 30.89 | 32.44 | 0 | 0.24 | 32.68 | 482990.1 | 73060.7 | 288 | 4247.1 | 0 | 6936.4 | 106619.9 | 0 | 0 | 0 | 164541.6 | 0 | 95.5 | 3315.4 | 34676.1 | 88396.1 | 544.9 | 268.4 | 0 | 0 | 68607.5 | 4453.2 | 0 | 213 | 0 | 7047.9
1014 | 43 | Day43 | 5 | Hour5 | 2 | Winter | 2761 | #N/A | Winter | 491146.6 | 2024-02-12 05:00 | 485437.6 | 0 | 0 | 5708.9 | 491146.6 | 467768.1 | 418047.3 | 0.0364 | 0.0553 | 0.43 | 0.43 | 367.9 | 29.6 | 4.2 | 24.8 | 1206.6 | 0.21 | 369.9 | 60.9 | 430.8 | 381.8 | 30.8 | 4.36 | 25.8 | 1252.7 | 0.22 | 383.9 | 63.2 | 447.1 | 485.2 | 31.4 | 4.36 | 37.1 | 1829.9 | 0.23 | 487.3 | 91.7 | 579 | 458.8 | 11.6 | 1.32 | 51.5 | 2305.7 | 0.2 | 459.6 | 120.3 | 579.8 | 31.37 | 0 | 0.23 | 31.6 | 33.23 | 0 | 0.24 | 33.47 | 491146.6 | 73099.3 | 55.7 | 4247.1 | 0 | 7094.8 | 110516.7 | 0 | 0 | 0 | 166878.2 | 0 | 95.5 | 3315.4 | 36689.7 | 88396.1 | 544.9 | 213 | 0 | 0 | 68643.9 | 4455.4 | 0 | 0 | 0 | 6869.3
1015 | 43 | Day43 | 6 | Hour6 | 2 | Winter | 2761 | #N/A | Winter | 504182.3 | 2024-02-12 06:00 | 498509.8 | 0 | 0 | 5672.5 | 504182.3 | 480078.5 | 429428.2 | 0.037 | 0.0569 | 0.43 | 0.43 | 371.1 | 30 | 4.25 | 24.9 | 1215.5 | 0.21 | 373.2 | 61.2 | 434.4 | 385.7 | 31.1 | 4.41 | 26 | 1264.1 | 0.22 | 387.9 | 63.7 | 451.5 | 473.6 | 30.5 | 4.23 | 36.4 | 1789.8 | 0.22 | 475.7 | 89.8 | 565.6 | 473.8 | 10.2 | 1.09 | 54.8 | 2436.7 | 0.21 | 474.4 | 127.5 | 601.9 | 32.33 | 3.49 | 0.22 | 36.05 | 34.31 | 3.78 | 0.23 | 38.32 | 504182.3 | 74754.1 | 350.8 | 4247.1 | 0 | 7184.8 | 114657.9 | 0 | 0 | 964.3 | 171753.2 | 0 | 95.5 | 3315.4 | 38379.1 | 88396.1 | 544.9 | 503.4 | 0 | 301.4 | 69030.9 | 4457.4 | 0 | 665.3 | 285.2 | 7932.6
1016 | 43 | Day43 | 7 | Hour7 | 2 | Winter | 2761 | #N/A | Winter | 519235.2 | 2024-02-12 07:00 | 513100.4 | 72.1 | 598.3 | 5464.5 | 519235.2 | 493839.2 | 419904.7 | 0.0375 | 0.0585 | 0.46 | 0.46 | 347.9 | 28 | 3.97 | 23.5 | 1141.6 | 0.2 | 349.8 | 57.6 | 407.4 | 362.3 | 29.2 | 4.13 | 24.5 | 1188.9 | 0.21 | 364.3 | 60 | 424.2 | 420.6 | 27.5 | 3.82 | 32 | 1576.8 | 0.2 | 422.5 | 79 | 501.5 | 1012.8 | 103.2 | 14.89 | 43.4 | 2634.7 | 0.49 | 1020 | 122.1 | 1142 | 31.37 | 0 | 0.22 | 31.59 | 33.36 | 0 | 0.23 | 33.59 | 519235.2 | 99330.5 | 1529.5 | 4247.1 | 0 | 6800.5 | 110438.1 | 0 | 0 | 5429.7 | 167035.2 | 0 | 95.5 | 3315.4 | 37319.3 | 88396.1 | 544.9 | 182.9 | 0 | 19546.1 | 69896.6 | 4458.2 | 938.8 | 709.7 | 781.6 | 7463.1
1017 | 43 | Day43 | 8 | Hour8 | 2 | Winter | 2761 | #N/A | Winter | 526516.3 | 2024-02-12 08:00 | 520506 | 133.1 | 1210.6 | 4666.6 | 526516.3 | 500896.9 | 395631.8 | 0.0377 | 0.0591 | 0.51 | 0.51 | 314.5 | 24.9 | 3.53 | 21.8 | 1045 | 0.19 | 316.2 | 53 | 369.1 | 327.5 | 26 | 3.67 | 22.7 | 1088.3 | 0.19 | 329.3 | 55.2 | 384.5 | 164.6 | 7.3 | 0.96 | 15.7 | 725.5 | 0.08 | 165.1 | 37.3 | 202.4 | 736.4 | 62.8 | 8.94 | 42.6 | 2301.6 | 0.35 | 740.7 | 111.3 | 852 | 29.77 | 0 | 0.22 | 29.99 | 31.67 | 0 | 0.24 | 31.9 | 526516.3 | 130884.5 | 946.2 | 4247.1 | 0 | 6009.2 | 99270.5 | 0 | 0 | 9513.6 | 158617.6 | 0 | 519.7 | 3315.4 | 33675.7 | 88396.1 | 544.9 | 89.3 | 0 | 51710.1 | 65206.8 | 4454 | 5015.3 | 0 | 805.9 | 6296.9
1018 | 43 | Day43 | 9 | Hour9 | 2 | Winter | 2761 | #N/A | Winter | 526519 | 2024-02-12 09:00 | 521998.6 | 293 | 85.1 | 4142.2 | 526518.9 | 502441.5 | 377945.1 | 0.0375 | 0.0587 | 0.53 | 0.53 | 300.5 | 23.9 | 3.38 | 20.8 | 996.2 | 0.18 | 302.1 | 50.5 | 352.7 | 312.4 | 24.8 | 3.51 | 21.7 | 1036.5 | 0.19 | 314.1 | 52.6 | 366.7 | 127.7 | 5.3 | 0.69 | 12.5 | 574.5 | 0.06 | 128.1 | 29.6 | 157.7 | 679.1 | 49 | 6.87 | 47.4 | 2404.9 | 0.32 | 682.5 | 119.1 | 801.6 | 29.17 | 0 | 0.23 | 29.4 | 31 | 0 | 0.25 | 31.24 | 526519 | 148573.8 | 1511.9 | 4198.3 | 0 | 5946.6 | 95238.3 | 0 | 151.9 | 12277.1 | 151043.3 | 0 | 95.5 | 3315.4 | 27622.3 | 88396.1 | 544.9 | 32.5 | 0 | 73605.4 | 58090.3 | 4449.1 | 8190 | 0 | 788 | 6434.9
1019 | 43 | Day43 | 10 | Hour10 | 2 | Winter | 2761 | #N/A | Winter | 523060.7 | 2024-02-12 10:00 | 517079.9 | 402.2 | 1374.6 | 4204 | 523060.7 | 497918.3 | 356133.5 | 0.0371 | 0.0577 | 0.56 | 0.56 | 283 | 22.4 | 3.17 | 19.8 | 941.2 | 0.17 | 284.5 | 47.9 | 332.4 | 294.8 | 23.4 | 3.31 | 20.6 | 980.1 | 0.18 | 296.4 | 49.9 | 346.3 | 99.7 | 4.1 | 0.53 | 9.8 | 449.6 | 0.05 | 100 | 23.2 | 123.2 | 1065.2 | 118.3 | 17.17 | 36.8 | 2460.8 | 0.53 | 1073.5 | 110.3 | 1183.7 | 28.32 | 0 | 0.25 | 28.57 | 30.08 | 0 | 0.26 | 30.34 | 523060.7 | 166927.2 | 1.2 | 4198.3 | 0 | 5466.3 | 88719.2 | 0 | 643 | 15534.7 | 142770.6 | 0 | 95.5 | 3315.4 | 22624.4 | 88396.1 | 544.9 | 1.7 | 0 | 93625.4 | 52702.2 | 4422 | 10964.1 | 0 | 559.1 | 6523.8
1020 | 43 | Day43 | 11 | Hour11 | 2 | Winter | 2761 | #N/A | Winter | 519780 | 2024-02-12 11:00 | 509125.3 | 2712.7 | 3554.1 | 4388 | 519780.1 | 490495.6 | 344632 | 0.0366 | 0.0566 | 0.57 | 0.57 | 271 | 21.3 | 3.02 | 19.2 | 905.4 | 0.17 | 272.4 | 46.2 | 318.6 | 284.2 | 22.4 | 3.17 | 20 | 947.8 | 0.17 | 285.7 | 48.3 | 334 | 92.2 | 3.6 | 0.46 | 9.2 | 422.4 | 0.04 | 92.4 | 21.8 | 114.3 | 441.4 | 8.7 | 0.88 | 51.8 | 2297.5 | 0.19 | 441.9 | 120.4 | 562.3 | 27.79 | 0 | 0.27 | 28.06 | 29.51 | 0 | 0.27 | 29.78 | 519780 | 175148 | 0 | 4198.3 | 0 | 5391.1 | 83803.9 | 0 | 814.7 | 17053 | 137929.4 | 0 | 95.5 | 3315.4 | 20957.5 | 88396.1 | 544.9 | 0 | 0 | 100020.1 | 52831.5 | 4428.7 | 14311.1 | 0 | 7.1 | 6715.8
1021 | 43 | Day43 | 12 | Hour12 | 2 | Winter | 2761 | #N/A | Winter | 513651.2 | 2024-02-12 12:00 | 499914.2 | 2818.5 | 6317.8 | 4600.7 | 513651.1 | 481836.5 | 334198.7 | 0.0362 | 0.0554 | 0.59 | 0.58 | 258 | 20 | 2.82 | 18.6 | 871.8 | 0.16 | 259.4 | 44.7 | 304 | 271.2 | 21.1 | 2.98 | 19.5 | 913.6 | 0.17 | 272.7 | 46.8 | 319.4 | 93.5 | 3.4 | 0.43 | 9.6 | 435.1 | 0.04 | 93.7 | 22.5 | 116.2 | 739 | 60.1 | 8.52 | 45.4 | 2401.4 | 0.35 | 743.1 | 117.1 | 860.1 | 27.32 | 0 | 0.28 | 27.6 | 28.96 | 0 | 0.28 | 29.24 | 513651.2 | 179452.5 | 0 | 4198.3 | 0 | 5354.7 | 77375.9 | 0 | 807.3 | 17595.5 | 134080.7 | 0 | 95.5 | 3315.4 | 20837.2 | 88396.1 | 544.9 | 0 | 0 | 101675 | 54974 | 4400.6 | 15765.4 | 0 | 2.7 | 6916.6
1022 | 43 | Day43 | 13 | Hour13 | 2 | Winter | 2761 | #N/A | Winter | 509357.6 | 2024-02-12 13:00 | 489034.6 | 4948.1 | 10533.4 | 4841.5 | 509357.5 | 471571.2 | 319798 | 0.0357 | 0.0541 | 0.61 | 0.61 | 238.3 | 18 | 2.54 | 17.8 | 819.9 | 0.15 | 239.5 | 42.3 | 281.7 | 251.5 | 19.1 | 2.7 | 18.6 | 861.4 | 0.16 | 252.8 | 44.3 | 297.1 | 101.7 | 4.3 | 0.56 | 9.9 | 453.8 | 0.05 | 101.9 | 23.4 | 125.3 | 1037 | 114.4 | 16.59 | 37 | 2421.3 | 0.52 | 1044.9 | 109.3 | 1154.2 | 25.38 | 0 | 0.29 | 25.68 | 26.84 | 0 | 0.29 | 27.12 | 509357.6 | 189559.5 | 0 | 4198.3 | 0 | 5286.5 | 68477.2 | 0 | 776.9 | 20453.6 | 129183.9 | 0 | 95.5 | 3315.4 | 20801.5 | 87894.7 | 544.9 | 0 | 0 | 105492.6 | 58433.2 | 4403.2 | 14575.1 | 0 | 0 | 7644.6
1023 | 43 | Day43 | 14 | Hour14 | 2 | Winter | 2761 | #N/A | Winter | 504475 | 2024-02-12 14:00 | 479130.1 | 7162.5 | 13409.4 | 4773 | 504475 | 462205.6 | 311984.4 | 0.0353 | 0.053 | 0.62 | 0.62 | 230 | 17.2 | 2.42 | 17.4 | 797.6 | 0.15 | 231.1 | 41.2 | 272.4 | 242.5 | 18.3 | 2.57 | 18.2 | 836.3 | 0.15 | 243.8 | 43.1 | 286.9 | 105.5 | 4.3 | 0.55 | 10.4 | 478.1 | 0.05 | 105.8 | 24.7 | 130.5 | 620.3 | 43 | 6 | 44.9 | 2253.6 | 0.29 | 623.3 | 112.2 | 735.4 | 24.76 | 0 | 0.29 | 25.06 | 26.13 | 0 | 0.29 | 26.42 | 504475 | 192490.6 | 0 | 4198.3 | 0 | 4922.2 | 64550.6 | 0 | 755.2 | 20266.8 | 126166.3 | 0 | 95.5 | 3315.4 | 20797.9 | 87393.3 | 544.9 | 0 | 0 | 105429.3 | 61598.8 | 4440.5 | 14576.4 | 0 | 0 | 7196.2
1024 | 43 | Day43 | 15 | Hour15 | 2 | Winter | 2761 | #N/A | Winter | 497935.6 | 2024-02-12 15:00 | 474325.9 | 5509.1 | 13256.9 | 4843.7 | 497935.6 | 457654.9 | 310569.9 | 0.0351 | 0.0524 | 0.62 | 0.61 | 230.9 | 17.2 | 2.42 | 17.6 | 802.9 | 0.15 | 232.1 | 41.5 | 273.6 | 242.8 | 18.2 | 2.56 | 18.3 | 840.7 | 0.15 | 244 | 43.4 | 287.4 | 107.1 | 4.5 | 0.58 | 10.5 | 481.5 | 0.05 | 107.4 | 24.8 | 132.2 | 1069.1 | 119.1 | 17.3 | 37.3 | 2447.6 | 0.55 | 1077.4 | 110.4 | 1187.7 | 25.2 | 0 | 0.28 | 25.48 | 26.59 | 0 | 0.29 | 26.88 | 497935.6 | 187365.7 | 0 | 4198.3 | 0 | 4413.9 | 63590.1 | 0 | 775.5 | 17234.1 | 125792.9 | 0 | 159.1 | 3315.4 | 20801.5 | 87713.8 | 584.7 | 0 | 0 | 100506 | 64403.4 | 4446.6 | 13641.9 | 0 | 0 | 7225.3
1025 | 43 | Day43 | 16 | Hour16 | 2 | Winter | 2761 | #N/A | Winter | 492656.1 | 2024-02-12 16:00 | 479957 | 4407.4 | 3408.2 | 4883.4 | 492656.1 | 462973.8 | 334287.2 | 0.0354 | 0.0531 | 0.57 | 0.57 | 263.6 | 20.1 | 2.83 | 19.4 | 900.5 | 0.17 | 265 | 46.3 | 311.3 | 277.1 | 21.1 | 2.98 | 20.4 | 945.9 | 0.17 | 278.5 | 48.6 | 327.1 | 119.1 | 5.2 | 0.68 | 11.4 | 527.2 | 0.05 | 119.5 | 27.1 | 146.6 | 843.6 | 83.7 | 12.07 | 38.3 | 2250.8 | 0.42 | 849.4 | 105.5 | 954.9 | 27.11 | 0 | 0.28 | 27.39 | 28.7 | 0 | 0.29 | 28.99 | 492656.1 | 158368.9 | 0 | 4198.3 | 0 | 6241.2 | 74181.3 | 0 | 803.7 | 12344.5 | 135274.5 | 0 | 159.1 | 3315.4 | 21649.9 | 88396.1 | 871.4 | 0 | 0 | 74341 | 66428.4 | 4451.3 | 10550.1 | 0 | 0 | 8038.1
1026 | 43 | Day43 | 17 | Hour17 | 2 | Winter | 2761 | #N/A | Winter | 516218.4 | 2024-02-12 17:00 | 502062.8 | 4256.1 | 3408.2 | 6491.2 | 516218.3 | 483818.8 | 386847.1 | 0.0363 | 0.0558 | 0.5 | 0.5 | 317.5 | 25.1 | 3.56 | 22 | 1053.7 | 0.19 | 319.2 | 53.5 | 372.7 | 334 | 26.5 | 3.75 | 23.2 | 1108.1 | 0.2 | 335.8 | 56.2 | 392.1 | 413.2 | 30.2 | 4.24 | 28.6 | 1449.9 | 0.2 | 415.3 | 71.8 | 487.1 | 1045.2 | 110.5 | 16 | 41.3 | 2578.1 | 0.52 | 1052.8 | 118.3 | 1171.1 | 29.77 | 0 | 0.27 | 30.04 | 31.66 | 0 | 0.28 | 31.94 | 516218.4 | 129371.2 | 0.8 | 4247.1 | 0 | 7819.2 | 98476.6 | 0 | 795.8 | 9957.6 | 156819.3 | 0 | 159.1 | 3315.4 | 26656.4 | 88396.1 | 957.1 | 0 | 0 | 42158.5 | 72004.3 | 4455 | 6523.7 | 63.6 | 189.8 | 8112
1027 | 43 | Day43 | 18 | Hour18 | 2 | Winter | 2761 | #N/A | Winter | 536302.4 | 2024-02-12 18:00 | 529391.9 | 0 | 1374.6 | 5535.9 | 536302.4 | 509545.1 | 415596.6 | 0.0375 | 0.059 | 0.48 | 0.48 | 337.3 | 27.1 | 3.84 | 22.9 | 1106 | 0.2 | 339.2 | 55.9 | 395 | 352 | 28.2 | 4 | 24 | 1156.5 | 0.21 | 354 | 58.5 | 412.5 | 424.2 | 27.7 | 3.84 | 32.3 | 1590.6 | 0.2 | 426.1 | 79.8 | 505.9 | 1217.3 | 134.7 | 19.56 | 42.7 | 2814.1 | 0.61 | 1226.7 | 126.7 | 1353.3 | 32.04 | 0 | 0.26 | 32.31 | 34.11 | 0 | 0.28 | 34.39 | 536302.4 | 120705.7 | 2026.5 | 4250 | 0 | 7942.9 | 110400.9 | 0 | 566.7 | 5920 | 166555.9 | 0 | 159.1 | 3315.4 | 31100.1 | 88396.1 | 1117.7 | 332.1 | 0 | 23999.9 | 85759.1 | 4460 | 6059.2 | 682.3 | 2632.4 | 8310.6
1028 | 43 | Day43 | 19 | Hour19 | 2 | Winter | 2761 | #N/A | Winter | 551657 | 2024-02-12 19:00 | 546266.9 | 0 | 0 | 5390.2 | 551657.1 | 525447.2 | 448745.8 | 0.0381 | 0.0607 | 0.47 | 0.47 | 341.1 | 27.2 | 3.85 | 23.3 | 1125.4 | 0.2 | 342.9 | 56.8 | 399.8 | 357.6 | 28.4 | 4.02 | 24.5 | 1183.2 | 0.21 | 359.6 | 59.8 | 419.4 | 461.2 | 29.6 | 4.11 | 35.9 | 1730.2 | 0.23 | 463.2 | 87.5 | 550.7 | 475.4 | 15.2 | 1.88 | 50.9 | 2273.7 | 0.23 | 476.4 | 118.7 | 595.1 | 37.73 | 0 | 0.26 | 37.99 | 40.22 | 0 | 0.28 | 40.51 | 551657 | 102911.3 | 3304.7 | 4257.5 | 0 | 8200.5 | 113385.4 | 0 | 69.1 | 821.7 | 176100.4 | 0 | 159.1 | 3315.4 | 46581.3 | 88116.7 | 1124.7 | 4200.1 | 0 | 2616.4 | 94941.1 | 4463 | 3426.4 | 570.3 | 3708.9 | 8315.2
1029 | 43 | Day43 | 20 | Hour20 | 2 | Winter | 2761 | #N/A | Winter | 556053.2 | 2024-02-12 20:00 | 550156.9 | 0 | 213 | 5683.4 | 556053.2 | 529179.2 | 451972.8 | 0.0381 | 0.0609 | 0.48 | 0.48 | 337.2 | 26.9 | 3.81 | 23 | 1111.9 | 0.2 | 339 | 56.2 | 395.2 | 352.3 | 28 | 3.97 | 24.1 | 1164.5 | 0.21 | 354.2 | 58.9 | 413.1 | 451.3 | 27.7 | 3.83 | 36.2 | 1731.9 | 0.22 | 453.1 | 87.9 | 541 | 531.6 | 23.3 | 3.07 | 51.2 | 2346.4 | 0.26 | 533.1 | 121.2 | 654.3 | 32.18 | 0 | 0.26 | 32.44 | 34.3 | 0 | 0.28 | 34.59 | 556053.2 | 104080.4 | 4927.3 | 4257.5 | 0 | 7463.8 | 113085.7 | 0 | 0 | 0.4 | 175167.8 | 0 | 159.1 | 3315.4 | 54199.7 | 88274.7 | 1117.7 | 4.1 | 0 | 0.2 | 99621.4 | 4458.4 | 199.1 | 403.6 | 2975 | 8315.2
1030 | 43 | Day43 | 21 | Hour21 | 2 | Winter | 2761 | #N/A | Winter | 548458.2 | 2024-02-12 21:00 | 542391.8 | 0 | 213 | 5853.5 | 548458.2 | 521928.8 | 442789.8 | 0.0377 | 0.0598 | 0.49 | 0.49 | 332.6 | 26.6 | 3.78 | 22.6 | 1093.5 | 0.19 | 334.5 | 55.2 | 389.7 | 346.8 | 27.7 | 3.93 | 23.6 | 1141.8 | 0.2 | 348.7 | 57.7 | 406.4 | 454.4 | 27.2 | 3.75 | 37.1 | 1767.7 | 0.22 | 456.2 | 89.9 | 546.1 | 640.3 | 45.1 | 6.32 | 46.2 | 2290.1 | 0.32 | 643.4 | 114.6 | 758 | 30.85 | 0 | 0.27 | 31.12 | 32.86 | 0 | 0.29 | 33.15 | 548458.2 | 105668.5 | 3942.5 | 4191.9 | 0 | 7463.8 | 110646.6 | 0 | 0 | 0 | 169190.5 | 0 | 159.1 | 3315.4 | 53981.6 | 87746 | 1113.2 | 1039.2 | 0 | 0 | 101215.8 | 4452.7 | 0 | 0 | 1889.5 | 8110.6
1031 | 43 | Day43 | 22 | Hour22 | 2 | Winter | 2761 | #N/A | Winter | 531033.6 | 2024-02-12 22:00 | 524842.7 | 0 | 213 | 5977.9 | 531033.6 | 505418.1 | 425348.7 | 0.037 | 0.0579 | 0.5 | 0.49 | 323.1 | 25.6 | 3.62 | 22.3 | 1071.9 | 0.19 | 324.9 | 54.3 | 379.2 | 336.5 | 26.6 | 3.76 | 23.3 | 1117.7 | 0.2 | 338.3 | 56.7 | 395 | 494.8 | 32.5 | 4.54 | 37.7 | 1832.5 | 0.24 | 497 | 92.4 | 589.4 | 844.3 | 85.3 | 12.32 | 37 | 2203.1 | 0.42 | 850.2 | 102.7 | 952.9 | 29.42 | 0 | 0.27 | 29.69 | 31.27 | 0 | 0.29 | 31.56 | 531033.6 | 105684.9 | 3528.1 | 4191.9 | 0 | 7463.8 | 102625.7 | 0 | 0 | 0 | 163898.4 | 0 | 159.1 | 3315.4 | 50999.3 | 87397.2 | 1113.2 | 656.6 | 0 | 0 | 101265.7 | 4419.2 | 0 | 0 | 2052.9 | 7660.1
1032 | 43 | Day43 | 23 | Hour23 | 2 | Winter | 2761 | #N/A | Winter | 510341.6 | 2024-02-12 23:00 | 504016.8 | 18.6 | 321.4 | 5984.9 | 510341.6 | 485759.6 | 406706.2 | 0.0362 | 0.0557 | 0.5 | 0.5 | 317.7 | 25.1 | 3.55 | 22.1 | 1057.2 | 0.19 | 319.4 | 53.7 | 373.1 | 330.3 | 26 | 3.68 | 23.1 | 1100.3 | 0.2 | 332.1 | 55.9 | 388 | 492.2 | 31.8 | 4.43 | 38 | 1839.9 | 0.24 | 494.4 | 92.9 | 587.3 | 923.4 | 98.3 | 14.24 | 35.9 | 2255.8 | 0.46 | 930.3 | 103.3 | 1033.5 | 28.39 | 0 | 0.26 | 28.66 | 30.11 | 0 | 0.28 | 30.39 | 510341.6 | 103635.4 | 1917.8 | 4191.9 | 0 | 7463.8 | 96626.5 | 0 | 0 | 0 | 156685.5 | 0 | 159.1 | 3315.4 | 47982.5 | 87397.2 | 966.6 | 0 | 0 | 0 | 99305.2 | 4330.1 | 0 | 0 | 1647.1 | 7151.5
1033 | 44 | Day44 | 0 | Hour0 | 2 | Winter | 4 | 561859.4 | Winter Peak | 491595.4 | 2024-02-13 | 485071 | 44.5 | 366.6 | 6113.4 | 491595.4 | 467810.3 | 388760.8 | 0.0356 | 0.0537 | 0.51 | 0.51 | 309 | 24 | 3.39 | 22 | 1041.3 | 0.19 | 310.6 | 53.1 | 363.7 | 320.9 | 24.9 | 3.52 | 22.9 | 1081.9 | 0.19 | 322.6 | 55.1 | 377.7 | 492.1 | 32.4 | 4.53 | 37.4 | 1818.6 | 0.24 | 494.3 | 91.7 | 585.9 | 773.6 | 72.3 | 10.38 | 39.2 | 2205.5 | 0.38 | 778.6 | 105 | 883.7 | 27.62 | 0 | 0.26 | 27.88 | 29.23 | 0 | 0.27 | 29.5 | 491595.4 | 102834.6 | 184.8 | 4191.9 | 0 | 7108.5 | 88846.5 | 0 | 0 | 0 | 152341.6 | 0 | 159.1 | 3315.4 | 44460.4 | 87397.2 | 755.5 | 0 | 0 | 0 | 98652.1 | 4182.5 | 0 | 0 | 0 | 7690.8
1034 | 44 | Day44 | 1 | Hour1 | 2 | Winter | 2761 | #N/A | Winter Peak | 480157.4 | 2024-02-13 01:00 | 472224.6 | 1417.2 | 366.6 | 6148.9 | 480157.4 | 455586.7 | 378099.6 | 0.0352 | 0.0525 | 0.51 | 0.5 | 308.2 | 23.8 | 3.36 | 22.1 | 1043.7 | 0.19 | 309.8 | 53.2 | 363 | 320 | 24.7 | 3.49 | 22.9 | 1083.9 | 0.19 | 321.7 | 55.3 | 377 | 496.1 | 32.3 | 4.5 | 38.1 | 1847.3 | 0.25 | 498.3 | 93.2 | 591.5 | 646.7 | 49.4 | 6.96 | 42.6 | 2203.4 | 0.31 | 650.1 | 108.4 | 758.5 | 27.41 | 0 | 0.25 | 27.66 | 28.98 | 0 | 0.26 | 29.24 | 480157.4 | 102057.7 | 0 | 4191.9 | 0 | 7103.6 | 86050.9 | 0 | 0 | 0 | 150563.9 | 0 | 153.7 | 3315.4 | 38751.3 | 87397.2 | 571.6 | 0 | 0 | 0 | 97826.9 | 4230.8 | 0 | 0 | 148.9 | 6321.7
1035 | 44 | Day44 | 2 | Hour2 | 2 | Winter | 2761 | #N/A | Winter Peak | 474742.2 | 2024-02-13 02:00 | 466615.2 | 1279.5 | 366.6 | 6480.9 | 474742.2 | 450197.5 | 373369.8 | 0.0352 | 0.0522 | 0.5 | 0.5 | 312 | 24.1 | 3.41 | 22.3 | 1055.6 | 0.19 | 313.7 | 53.8 | 367.5 | 324.1 | 25.1 | 3.54 | 23.2 | 1096.5 | 0.2 | 325.8 | 55.9 | 381.7 | 505 | 33.2 | 4.64 | 38.5 | 1867.9 | 0.25 | 507.3 | 94.2 | 601.5 | 1051.7 | 119.4 | 17.36 | 33.9 | 2346 | 0.52 | 1060 | 104 | 1164 | 27.4 | 0 | 0.18 | 27.58 | 28.95 | 0 | 0.19 | 29.15 | 474742.2 | 101372.4 | 9.7 | 4191.9 | 0 | 7108.5 | 86222.8 | 0 | 0 | 0 | 150388.2 | 0 | 95.5 | 3315.4 | 34069 | 87397.2 | 571.6 | 0 | 0 | 0 | 97258.1 | 4114.3 | 0 | 0 | 0 | 6566.8
1036 | 44 | Day44 | 3 | Hour3 | 2 | Winter | 2761 | #N/A | Winter Peak | 476358.4 | 2024-02-13 03:00 | 468354.8 | 908.5 | 366.6 | 6728.5 | 476358.4 | 451745.2 | 375187 | 0.0355 | 0.0528 | 0.49 | 0.49 | 318.9 | 24.8 | 3.51 | 22.6 | 1073.4 | 0.19 | 320.6 | 54.7 | 375.3 | 331.2 | 25.8 | 3.64 | 23.5 | 1115.1 | 0.2 | 332.9 | 56.8 | 389.7 | 510.6 | 34 | 4.75 | 38.5 | 1875.2 | 0.25 | 512.9 | 94.5 | 607.4 | 860 | 85.3 | 12.28 | 39 | 2310.8 | 0.42 | 865.9 | 108 | 973.9 | 27.58 | 0 | 0.23 | 27.82 | 29.17 | 0 | 0.25 | 29.42 | 476358.4 | 101171.4 | 0 | 4191.9 | 0 | 7463.8 | 89168.1 | 0 | 0 | 0 | 151946.6 | 0 | 95.5 | 3315.4 | 31036.9 | 87397.2 | 571.6 | 0 | 0 | 0 | 97069.2 | 4102.3 | 0 | 0 | 0 | 6474.1
1037 | 44 | Day44 | 4 | Hour4 | 2 | Winter | 2761 | #N/A | Winter Peak | 487761.7 | 2024-02-13 04:00 | 479266 | 1169.2 | 366.6 | 6960 | 487761.7 | 461952.9 | 386555.8 | 0.0361 | 0.0546 | 0.49 | 0.49 | 324.6 | 25.4 | 3.59 | 22.8 | 1088.6 | 0.19 | 326.3 | 55.3 | 381.6 | 337.4 | 26.4 | 3.73 | 23.8 | 1132.4 | 0.2 | 339.2 | 57.6 | 396.8 | 509.1 | 34.4 | 4.81 | 38 | 1855.1 | 0.25 | 511.4 | 93.3 | 604.8 | 657.9 | 51.4 | 7.26 | 42.7 | 2206 | 0.32 | 661.4 | 108.5 | 769.9 | 28.75 | 0 | 0.23 | 28.98 | 30.48 | 0 | 0.24 | 30.72 | 487761.7 | 101205.9 | 47.7 | 4235.3 | 0 | 8019.4 | 93370.6 | 0 | 0 | 0 | 156578.2 | 0 | 95.5 | 3315.4 | 32665.5 | 87656.6 | 571.6 | 0 | 0 | 0 | 97151.1 | 4054.8 | 0 | 0 | 0 | 7011.5
1038 | 44 | Day44 | 5 | Hour5 | 2 | Winter | 2761 | #N/A | Winter Peak | 513429.2 | 2024-02-13 05:00 | 505707.8 | 235.3 | 213 | 7273.1 | 513429.2 | 486707.3 | 412938.3 | 0.0375 | 0.0584 | 0.47 | 0.47 | 339.4 | 27.1 | 3.83 | 23.2 | 1121.4 | 0.2 | 341.3 | 56.7 | 398 | 356.2 | 28.4 | 4.02 | 24.5 | 1178.2 | 0.21 | 358.1 | 59.6 | 417.7 | 504.7 | 32.5 | 4.54 | 39.2 | 1878 | 0.26 | 507 | 95.3 | 602.2 | 831.2 | 77.7 | 11.15 | 41.9 | 2381.9 | 0.4 | 836.6 | 113 | 949.6 | 31.99 | 24.75 | 0.22 | 56.96 | 34.07 | 26.89 | 0.23 | 61.19 | 513429.2 | 100490.8 | 858.5 | 4249.9 | 0 | 8164.8 | 105235.2 | 0 | 0 | 0 | 164099.7 | 0 | 224.3 | 3315.4 | 33683.4 | 88061 | 697.6 | 4348.6 | 0 | 0 | 96537.7 | 3953.1 | 0 | 3471.2 | 0 | 7881.5
1039 | 44 | Day44 | 6 | Hour6 | 2 | Winter | 2761 | #N/A | Winter Peak | 543356.1 | 2024-02-13 06:00 | 536458.3 | 0 | 213 | 6684.8 | 543356.1 | 515608.3 | 443229.6 | 0.0388 | 0.0619 | 0.46 | 0.45 | 351.5 | 27.7 | 3.92 | 24.3 | 1170 | 0.2 | 353.4 | 59.2 | 412.6 | 371.2 | 29.1 | 4.12 | 25.8 | 1239.8 | 0.22 | 373.2 | 62.8 | 436 | 498.8 | 28.9 | 4.04 | 42.4 | 1905.8 | 0.29 | 500.8 | 99.3 | 600.1 | 797.7 | 40.5 | 5.43 | 71.2 | 3365.7 | 0.36 | 800.4 | 171.6 | 972 | 38.6 | 44.18 | 0.21 | 82.99 | 41.23 | 48.03 | 0.23 | 89.49 | 543356.1 | 100126.5 | 2246 | 4249.9 | 0 | 8374.7 | 113239.8 | 0 | 0 | 876.2 | 170831.4 | 0 | 7575.8 | 3315.4 | 35412.3 | 88061 | 1352.5 | 8570.8 | 0 | 199 | 95121.9 | 3929.4 | 0 | 8663.2 | 3191.3 | 8315.2
1040 | 44 | Day44 | 7 | Hour7 | 2 | Winter | 2761 | #N/A | Winter Peak | 561859.4 | 2024-02-13 07:00 | 555879.6 | 0 | 142 | 5837.8 | 561859.4 | 534092.6 | 434553.6 | 0.0392 | 0.0631 | 0.49 | 0.48 | 338.3 | 27.4 | 3.89 | 22.7 | 1102.4 | 0.2 | 340.2 | 55.6 | 395.8 | 353.5 | 28.6 | 4.05 | 23.7 | 1153.4 | 0.21 | 355.5 | 58.2 | 413.6 | 402.6 | 23.3 | 3.23 | 34 | 1559.7 | 0.22 | 404.1 | 80.6 | 484.7 | 440.8 | 10.7 | 1.19 | 49.9 | 2230.7 | 0.19 | 441.5 | 116.5 | 557.9 | 32.13 | 0 | 0.23 | 32.36 | 34.35 | 0 | 0.24 | 34.59 | 561859.4 | 127305.8 | 2013.4 | 4242.3 | 0 | 8374.7 | 116851.6 | 0 | 0 | 5926.9 | 168627.3 | 0 | 1974.1 | 3315.4 | 38979.1 | 88061 | 1273 | 841.5 | 0 | 22412.5 | 95072.6 | 3893.9 | 799.2 | 8510.2 | 4300.8 | 8315.2
1041 | 44 | Day44 | 8 | Hour8 | 2 | Winter | 2761 | #N/A | Winter Peak | 561505.8 | 2024-02-13 08:00 | 555925.2 | 1.8 | 213 | 5365.7 | 561505.7 | 534416.8 | 402671.4 | 0.0387 | 0.0621 | 0.54 | 0.54 | 294.5 | 23.3 | 3.3 | 20.5 | 976.4 | 0.18 | 296.1 | 49.6 | 345.7 | 307.1 | 24.3 | 3.44 | 21.3 | 1018.6 | 0.18 | 308.8 | 51.8 | 360.5 | 275.7 | 14.3 | 1.96 | 24.8 | 1120.5 | 0.15 | 276.7 | 58.2 | 334.9 | 566.1 | 30.2 | 4.08 | 49.2 | 2341.9 | 0.26 | 568.1 | 119 | 687.1 | 29.23 | 0 | 0.24 | 29.47 | 31.2 | 0 | 0.26 | 31.46 | 561505.8 | 158834.4 | 1217.9 | 4239.5 | 0 | 8019.4 | 98966.6 | 0 | 0 | 10086.1 | 154447.6 | 0 | 1974.1 | 3315.4 | 41156.8 | 88061 | 1273 | 0 | 0 | 54905.6 | 90045.7 | 3797 | 5307.6 | 2032.9 | 535 | 8315.2
1042 | 44 | Day44 | 9 | Hour9 | 2 | Winter | 2761 | #N/A | Winter Peak | 554351 | 2024-02-13 09:00 | 548888.9 | 320.8 | 79.2 | 5062.2 | 554351.1 | 527971.5 | 388449.2 | 0.0381 | 0.0608 | 0.56 | 0.56 | 283.7 | 22.3 | 3.16 | 19.9 | 943.9 | 0.17 | 285.2 | 48.1 | 333.3 | 295.5 | 23.3 | 3.29 | 20.7 | 983.5 | 0.18 | 297.1 | 50.1 | 347.2 | 222.6 | 9.4 | 1.26 | 22 | 968.1 | 0.12 | 223.3 | 50.9 | 274.2 | 477.5 | 19.7 | 2.55 | 46.8 | 2159.3 | 0.22 | 478.8 | 111.2 | 590 | 28.2 | 0 | 0.25 | 28.45 | 30.07 | 0 | 0.27 | 30.34 | 554351 | 165901.9 | 222.4 | 4195.4 | 0 | 8374.7 | 93685.2 | 0 | 114.7 | 12323.1 | 148271.3 | 0 | 1974.1 | 3315.4 | 38883.4 | 88254.2 | 1273 | 0 | 0 | 73438.6 | 76392.1 | 3633.4 | 9077.1 | 0 | 310.5 | 8245.1
1043 | 44 | Day44 | 10 | Hour10 | 2 | Winter | 2761 | #N/A | Winter Peak | 544986.6 | 2024-02-13 10:00 | 539978.6 | 110 | 0 | 4897.9 | 544986.6 | 519641.2 | 372736.8 | 0.0377 | 0.0596 | 0.57 | 0.57 | 277.1 | 21.8 | 3.09 | 19.5 | 922 | 0.17 | 278.6 | 47 | 325.6 | 288.3 | 22.7 | 3.21 | 20.3 | 959.1 | 0.18 | 289.8 | 48.9 | 338.7 | 203.5 | 8.8 | 1.19 | 20 | 872.2 | 0.12 | 204.1 | 46 | 250 | 770 | 64.9 | 9.22 | 45.3 | 2432.5 | 0.37 | 774.5 | 117.9 | 892.3 | 27.69 | 0 | 0.26 | 27.95 | 29.47 | 0 | 0.28 | 29.75 | 544986.6 | 172249.8 | 76.6 | 4195.4 | 0 | 8019.4 | 89941.7 | 0 | 384.6 | 15170 | 142525.8 | 0 | 1974.1 | 3315.4 | 33019.4 | 88396.1 | 1273 | 0 | 0 | 88471.1 | 64784.2 | 3439.9 | 11310 | 0 | 395.3 | 8315.2
1044 | 44 | Day44 | 11 | Hour11 | 2 | Winter | 2761 | #N/A | Winter Peak | 537535 | 2024-02-13 11:00 | 529769.2 | 2583.2 | 210.4 | 4972.3 | 537535 | 510050.1 | 359834.4 | 0.0372 | 0.0585 | 0.57 | 0.57 | 274 | 21.6 | 3.06 | 19.3 | 910.3 | 0.17 | 275.5 | 46.5 | 322 | 286 | 22.6 | 3.2 | 20.1 | 949.6 | 0.18 | 287.5 | 48.5 | 336 | 197.1 | 8.6 | 1.17 | 19.2 | 844.7 | 0.11 | 197.7 | 44.4 | 242.1 | 954.6 | 101.2 | 14.64 | 37.3 | 2358.2 | 0.47 | 961.6 | 107.7 | 1069.4 | 27.2 | 0 | 0.27 | 27.47 | 28.94 | 0 | 0.28 | 29.23 | 537535 | 177700.7 | 0 | 4195.4 | 0 | 7138.4 | 87980 | 0 | 524.3 | 17183.9 | 138494.7 | 0 | 1974.1 | 3315.4 | 27067.2 | 88396.1 | 1273 | 0 | 0 | 97021 | 59726.7 | 3244.8 | 14490 | 0 | 629.1 | 8211.7
1045 | 44 | Day44 | 12 | Hour12 | 2 | Winter | 2761 | #N/A | Winter Peak | 528921.1 | 2024-02-13 12:00 | 519451.7 | 2461.2 | 2047 | 4961.2 | 528921.1 | 500327.9 | 351154.6 | 0.0368 | 0.0573 | 0.58 | 0.58 | 269.5 | 21.2 | 3 | 19.1 | 898.8 | 0.17 | 271 | 46 | 317 | 281.8 | 22.1 | 3.14 | 20 | 938.5 | 0.17 | 283.3 | 48 | 331.3 | 195.1 | 8.6 | 1.16 | 19 | 835.7 | 0.11 | 195.7 | 43.9 | 239.6 | 468.1 | 18.7 | 2.41 | 46.8 | 2135.5 | 0.22 | 469.3 | 110.5 | 579.8 | 25.86 | 0 | 0.27 | 26.13 | 27.47 | 0 | 0.29 | 27.76 | 528921.1 | 177766.5 | 126.4 | 4195.4 | 0 | 5760.2 | 84577.3 | 0 | 466.3 | 17499.7 | 135624.4 | 0 | 1974.1 | 3315.4 | 25925.9 | 88382.5 | 1273 | 0 | 0 | 98437.8 | 58174.5 | 3188.2 | 16408.4 | 0 | 132.8 | 7547.7
1046 | 44 | Day44 | 13 | Hour13 | 2 | Winter | 2761 | #N/A | Winter Peak | 528156.6 | 2024-02-13 13:00 | 510289 | 7055.7 | 5968.3 | 4843.8 | 528156.6 | 491677.5 | 345545.8 | 0.0365 | 0.0564 | 0.59 | 0.58 | 262.7 | 20.4 | 2.89 | 18.8 | 881.4 | 0.16 | 264.1 | 45.2 | 309.2 | 276.8 | 21.7 | 3.07 | 19.7 | 924.6 | 0.17 | 278.3 | 47.3 | 325.6 | 197.4 | 8.3 | 1.12 | 19.5 | 857.5 | 0.11 | 198 | 45.1 | 243 | 558.4 | 35.8 | 4.95 | 43.5 | 2120.4 | 0.27 | 560.8 | 106.7 | 667.5 | 25.66 | 0 | 0.29 | 25.94 | 27.23 | 0 | 0.29 | 27.52 | 528156.6 | 182610.8 | 0 | 4195.4 | 0 | 5715.6 | 81033.3 | 0 | 508.5 | 20018.2 | 134321.5 | 0 | 1974.1 | 3315.4 | 25891.2 | 87826.3 | 1273 | 0 | 0 | 101617.1 | 57250.2 | 3216.9 | 14762.9 | 0 | 35.6 | 8175.2
1047 | 44 | Day44 | 14 | Hour14 | 2 | Winter | 2761 | #N/A | Winter Peak | 520340 | 2024-02-13 14:00 | 502073.1 | 5912.8 | 7569 | 4785 | 520340 | 483915.5 | 342360.9 | 0.0362 | 0.0555 | 0.59 | 0.58 | 262.4 | 20.4 | 2.88 | 18.9 | 882.2 | 0.16 | 263.8 | 45.2 | 309.1 | 276 | 21.6 | 3.05 | 19.7 | 923.4 | 0.17 | 277.5 | 47.3 | 324.8 | 200.7 | 8.5 | 1.14 | 19.9 | 870.1 | 0.11 | 201.2 | 45.8 | 247.1 | 497.8 | 19.7 | 2.54 | 49.9 | 2276.6 | 0.23 | 499.1 | 117.8 | 616.9 | 25.93 | 0 | 0.29 | 26.22 | 27.48 | 0 | 0.29 | 27.77 | 520340 | 177979.1 | 17.6 | 4198.3 | 0 | 5644.5 | 79374.4 | 0 | 513.6 | 18887.9 | 132743.6 | 0 | 1974.1 | 3315.4 | 26127.2 | 87692.8 | 1273 | 0 | 0 | 100450 | 54920.6 | 3207 | 14248.6 | 0 | 0 | 6698.5
1048 | 44 | Day44 | 15 | Hour15 | 2 | Winter | 2761 | #N/A | Winter Peak | 509312.4 | 2024-02-13 15:00 | 497827.1 | 3452.4 | 3329.5 | 4703.4 | 509312.4 | 479903.4 | 347731.4 | 0.036 | 0.055 | 0.57 | 0.57 | 273.3 | 21.2 | 3.01 | 19.6 | 918.1 | 0.17 | 274.8 | 47 | 321.8 | 285.4 | 22.2 | 3.15 | 20.4 | 957 | 0.18 | 287 | 49 | 336 | 250 | 12.5 | 1.72 | 22.9 | 1026.4 | 0.14 | 250.8 | 53.5 | 304.3 | 940.9 | 102 | 14.78 | 35.2 | 2254.9 | 0.47 | 948 | 102.5 | 1050.6 | 26.02 | 0 | 0.28 | 26.3 | 27.57 | 0 | 0.29 | 27.86 | 509312.4 | 161581 | 202.9 | 4198.3 | 0 | 6111.5 | 81176.2 | 0 | 459.6 | 14562.7 | 134981 | 0 | 1974.1 | 3315.4 | 27065.7 | 87433.3 | 1273 | 0 | 0 | 93666.1 | 49720.6 | 3171.9 | 12681.1 | 0 | 0 | 8116.6
1049 | 44 | Day44 | 16 | Hour16 | 2 | Winter | 2761 | #N/A | Winter Peak | 509589.9 | 2024-02-13 16:00 | 501613.2 | 3575.3 | 4.1 | 4397.3 | 509589.9 | 483480.5 | 376106.3 | 0.0361 | 0.0554 | 0.53 | 0.52 | 304.3 | 23.9 | 3.38 | 21.5 | 1013.9 | 0.19 | 306 | 51.7 | 357.7 | 317.8 | 24.9 | 3.53 | 22.4 | 1058.8 | 0.19 | 319.5 | 54 | 373.5 | 322.1 | 19.2 | 2.67 | 26.7 | 1231.1 | 0.18 | 323.4 | 63.4 | 386.9 | 720.8 | 59.2 | 8.42 | 43.9 | 2311.9 | 0.35 | 724.9 | 112.9 | 837.8 | 28.34 | 0 | 0.27 | 28.61 | 30.07 | 0 | 0.29 | 30.36 | 509589.9 | 133483.6 | 0 | 4247.1 | 0 | 8374.7 | 91601.7 | 0 | 485 | 11019.3 | 146368.8 | 0 | 2037.7 | 3315.4 | 30265.7 | 88396.1 | 1499 | 0 | 0 | 72925.3 | 45925.2 | 3128.8 | 9119.5 | 0 | 0 | 7717.9
1050 | 44 | Day44 | 17 | Hour17 | 2 | Winter | 2761 | #N/A | Winter Peak | 522852.2 | 2024-02-13 17:00 | 518004.3 | 451.9 | 4.1 | 4391.8 | 522852.1 | 498929 | 418564.3 | 0.0368 | 0.0573 | 0.47 | 0.47 | 344.9 | 27.5 | 3.9 | 23.6 | 1134.2 | 0.2 | 346.7 | 57.4 | 404.2 | 358.7 | 28.6 | 4.06 | 24.6 | 1180.1 | 0.21 | 360.7 | 59.8 | 420.5 | 426 | 26.6 | 3.72 | 34 | 1598.8 | 0.23 | 427.9 | 81.7 | 509.6 | 542.4 | 20.7 | 2.66 | 54.7 | 2490.2 | 0.25 | 543.7 | 129 | 672.7 | 31.17 | 0 | 0.27 | 31.43 | 33.11 | 0 | 0.28 | 33.39 | 522852.2 | 104287.9 | 0 | 4257.5 | 0 | 8019.4 | 108799.3 | 0 | 322.3 | 7941.7 | 163995.7 | 0 | 2037.7 | 3315.4 | 37674.6 | 88396.1 | 1643.8 | 424.7 | 0 | 44185.8 | 48671.3 | 3166.7 | 6066 | 258.6 | 459.2 | 7717.9
1051 | 44 | Day44 | 18 | Hour18 | 2 | Winter | 2761 | #N/A | Winter Peak | 538242.4 | 2024-02-13 18:00 | 534483.5 | 0 | 0 | 3758.9 | 538242.4 | 514419.5 | 451625.3 | 0.0375 | 0.0592 | 0.45 | 0.44 | 360 | 28.8 | 4.09 | 24.4 | 1180.2 | 0.21 | 362 | 59.6 | 421.6 | 377.4 | 30.1 | 4.27 | 25.7 | 1240.9 | 0.22 | 379.5 | 62.8 | 442.3 | 452.6 | 27.5 | 3.84 | 37 | 1709.8 | 0.25 | 454.4 | 88.1 | 542.5 | 915.4 | 57 | 9.16 | 87.1 | 2382.1 | 1.23 | 919.6 | 158.4 | 1078 | 36.95 | 0 | 0.27 | 37.22 | 39.31 | 0 | 0.28 | 39.6 | 538242.4 | 86617.2 | 1803.9 | 4257.5 | 0 | 8374.7 | 117424.6 | 0 | 264 | 4658.7 | 174551 | 0 | 2184.6 | 3315.4 | 43073.7 | 88396.1 | 1855.4 | 6388.5 | 0 | 20914.8 | 57609.9 | 3169.7 | 4589.3 | 1993.4 | 3043.9 | 8315.2
1052 | 44 | Day44 | 19 | Hour19 | 2 | Winter | 2761 | #N/A | Winter Peak | 543850.2 | 2024-02-13 19:00 | 540363.6 | 0 | 0 | 3486.6 | 543850.3 | 519980.4 | 478387.9 | 0.0377 | 0.0598 | 0.44 | 0.43 | 367.6 | 29.4 | 4.17 | 24.9 | 1206.4 | 0.21 | 369.6 | 60.9 | 430.5 | 387.1 | 30.9 | 4.38 | 26.4 | 1273.5 | 0.23 | 389.2 | 64.4 | 453.6 | 474.6 | 28.5 | 3.99 | 39.1 | 1800.5 | 0.26 | 476.6 | 92.8 | 569.4 | 513.6 | 10 | 1.03 | 60.6 | 2661.4 | 0.23 | 514.1 | 140 | 654.1 | 57.99 | 0 | 0.27 | 58.26 | 61.73 | 0 | 0.29 | 62.02 | 543850.2 | 65462.4 | 2647.5 | 4257.5 | 0 | 8374.7 | 120696.6 | 0 | 45 | 714.9 | 180488.5 | 0 | 2184.6 | 3315.4 | 57213 | 88396.1 | 1855.4 | 8958.7 | 0 | 1775.1 | 59871.3 | 3056 | 2530 | 3344.7 | 4031.7 | 8315.2
1053 | 44 | Day44 | 20 | Hour20 | 2 | Winter | 2761 | #N/A | Winter Peak | 541709.5 | 2024-02-13 20:00 | 538181 | 0 | 0 | 3528.5 | 541709.5 | 517964.8 | 476533.3 | 0.0376 | 0.0594 | 0.44 | 0.44 | 365.1 | 29.3 | 4.16 | 24.7 | 1195.3 | 0.21 | 367.1 | 60.3 | 427.5 | 383.4 | 30.6 | 4.34 | 26.1 | 1260.1 | 0.23 | 385.5 | 63.7 | 449.2 | 455.5 | 26.3 | 3.65 | 38.3 | 1777.4 | 0.24 | 457.3 | 91.3 | 548.6 | 652 | 12.4 | 1.26 | 77.1 | 3391.3 | 0.29 | 652.7 | 178.2 | 830.9 | 36.06 | 0 | 0.27 | 36.33 | 38.34 | 0 | 0.29 | 38.64 | 541709.5 | 65176.2 | 5445.2 | 4257.5 | 0 | 8374.7 | 119963.4 | 0 | 0 | 0.2 | 177785.3 | 0 | 1890.4 | 3315.4 | 57524.2 | 88396.1 | 1854.6 | 7726.5 | 0 | 0.1 | 62341.5 | 2834.3 | 205.6 | 1717.1 | 4220.5 | 8315.2
1054 | 44 | Day44 | 21 | Hour21 | 2 | Winter | 2761 | #N/A | Winter Peak | 528877.3 | 2024-02-13 21:00 | 525366.6 | 0 | 0 | 3510.7 | 528877.3 | 505903.1 | 466225.9 | 0.037 | 0.058 | 0.44 | 0.44 | 367.2 | 29.8 | 4.23 | 24.5 | 1193.8 | 0.21 | 369.3 | 60.1 | 429.4 | 384.2 | 31.1 | 4.41 | 25.8 | 1251.8 | 0.22 | 386.3 | 63.1 | 449.4 | 446.7 | 26.5 | 3.65 | 36.6 | 1746.7 | 0.22 | 448.5 | 88.7 | 537.2 | 664.4 | 24.4 | 4.68 | 86.3 | 1686.9 | 1.29 | 666.4 | 136.9 | 803.3 | 36.27 | 0 | 0.28 | 36.55 | 38.5 | 0 | 0.3 | 38.8 | 528877.3 | 62651.4 | 5794.1 | 4257.5 | 0 | 8374.7 | 119652.1 | 0 | 0 | 0 | 173045.8 | 0 | 776.1 | 3315.4 | 57306.3 | 88396.1 | 1373.6 | 3934.3 | 0 | 0 | 60076.1 | 2575.3 | 0 | 264.4 | 3291 | 8315.2
1055 | 44 | Day44 | 22 | Hour22 | 2 | Winter | 2761 | #N/A | Winter Peak | 505096.3 | 2024-02-13 22:00 | 501357.4 | 0 | 0 | 3738.9 | 505096.3 | 483240 | 446925 | 0.0361 | 0.0554 | 0.44 | 0.44 | 364.3 | 29.4 | 4.17 | 24.5 | 1189.7 | 0.21 | 366.3 | 60 | 426.3 | 379.1 | 30.6 | 4.34 | 25.6 | 1239.4 | 0.22 | 381.2 | 62.6 | 443.8 | 486.8 | 31.3 | 4.33 | 37.5 | 1843.3 | 0.23 | 488.9 | 92.5 | 581.4 | 457.3 | 8.7 | 0.9 | 54.1 | 2373.6 | 0.21 | 457.8 | 124.9 | 582.7 | 32.68 | 0 | 0.28 | 32.96 | 34.59 | 0 | 0.3 | 34.89 | 505096.3 | 58171.3 | 3372.5 | 4257.5 | 0 | 8374.7 | 112910.1 | 0 | 0 | 0 | 167464.9 | 0 | 159.1 | 3315.4 | 55226.8 | 88396.1 | 1095.4 | 2352.6 | 0 | 0 | 56031.4 | 2139.9 | 0 | 178.6 | 2116.1 | 7916.5
1056 | 44 | Day44 | 23 | Hour23 | 2 | Winter | 2761 | #N/A | Winter Peak | 478245.4 | 2024-02-13 23:00 | 474289.2 | 0 | 0 | 3956.2 | 478245.4 | 457613.6 | 422809.1 | 0.0352 | 0.0525 | 0.45 | 0.45 | 356.8 | 28.7 | 4.06 | 24.3 | 1171.5 | 0.21 | 358.8 | 59.3 | 418.1 | 370.6 | 29.8 | 4.22 | 25.3 | 1216.7 | 0.22 | 372.6 | 61.6 | 434.2 | 482.1 | 30.8 | 4.26 | 37.3 | 1833.6 | 0.22 | 484.2 | 92 | 576.2 | 441.2 | 8.4 | 0.86 | 52.2 | 2290 | 0.2 | 441.6 | 120.5 | 562.1 | 30.97 | 0 | 0.28 | 31.25 | 32.68 | 0 | 0.3 | 32.98 | 478245.4 | 55436.3 | 1978.8 | 4257.5 | 0 | 8374.7 | 104070.6 | 0 | 0 | 0 | 158308.1 | 0 | 159.1 | 3315.4 | 52815.3 | 88396.1 | 920.5 | 213 | 0 | 0 | 53549.3 | 1887 | 0 | 0 | 1920.9 | 7982.9
1057 | 45 | Day45 | 0 | Hour0 | 2 | Winter | 51 | 517453.9 | Winter | 455108.2 | 2024-02-14 | 450842.2 | 259.8 | 0 | 4006.3 | 455108.2 | 435356.8 | 402580.9 | 0.0343 | 0.0499 | 0.44 | 0.44 | 356.4 | 28.3 | 4.01 | 24.6 | 1180 | 0.21 | 358.3 | 59.8 | 418.2 | 369.6 | 29.4 | 4.16 | 25.5 | 1223.6 | 0.22 | 371.6 | 62.1 | 433.6 | 494 | 32 | 4.44 | 37.8 | 1862.8 | 0.23 | 496.2 | 93.3 | 589.5 | 802.4 | 72.5 | 10.38 | 42.9 | 2367.4 | 0.39 | 807.4 | 113.6 | 921 | 30.12 | 0 | 0.28 | 30.4 | 31.71 | 0 | 0.29 | 32 | 455108.2 | 52527.3 | 10.4 | 4257.5 | 0 | 8374.7 | 97801.3 | 0 | 0 | 0 | 154467.7 | 0 | 159.1 | 3315.4 | 44890.5 | 88396.1 | 695.3 | 213 | 0 | 0 | 50895.5 | 1631.8 | 0 | 0 | 419.7 | 7717.9
1058 | 45 | Day45 | 1 | Hour1 | 2 | Winter | 2761 | #N/A | Winter | 439171.5 | 2024-02-14 01:00 | 433481.8 | 1903.9 | 220.2 | 3565.5 | 439171.5 | 418845.1 | 389341.7 | 0.0338 | 0.048 | 0.43 | 0.43 | 361.2 | 28.7 | 4.06 | 25 | 1198.1 | 0.22 | 363.1 | 60.8 | 423.9 | 375.1 | 29.8 | 4.22 | 26 | 1243.2 | 0.22 | 377.1 | 63.1 | 440.2 | 498.4 | 31.6 | 4.36 | 38.8 | 1903.4 | 0.23 | 500.5 | 95.6 | 596 | 1049.4 | 108.6 | 15.69 | 43.4 | 2674 | 0.51 | 1056.9 | 123.2 | 1180.1 | 29.78 | 0 | 0.29 | 30.07 | 31.29 | 0 | 0.28 | 31.58 | 439171.5 | 49829.8 | 0 | 4257.5 | 0 | 6834.4 | 95540.5 | 0 | 0 | 0 | 152099.8 | 0 | 100.2 | 3315.4 | 38199.3 | 88396.1 | 598.4 | 0 | 0 | 0 | 48440.7 | 1389.1 | 0 | 0 | 0 | 7027.8
1059 | 45 | Day45 | 2 | Hour2 | 2 | Winter | 2761 | #N/A | Winter | 428679.5 | 2024-02-14 02:00 | 423165.2 | 1479 | 276.5 | 3758.8 | 428679.5 | 409012 | 380097.2 | 0.0334 | 0.0469 | 0.43 | 0.43 | 365.1 | 28.9 | 4.09 | 25.4 | 1213 | 0.22 | 367.1 | 61.6 | 428.7 | 378.8 | 30 | 4.25 | 26.3 | 1257.8 | 0.23 | 380.9 | 63.9 | 444.7 | 511.3 | 33.4 | 4.63 | 38.9 | 1921.4 | 0.24 | 513.6 | 96.2 | 609.8 | 1188.5 | 130.1 | 18.86 | 42.8 | 2805.5 | 0.59 | 1197.6 | 126.5 | 1324.1 | 29.52 | 0 | 0.27 | 29.79 | 30.98 | 0 | 0.28 | 31.25 | 428679.5 | 48582.3 | 0 | 4257.5 | 0 | 5835.3 | 94091.6 | 0 | 0 | 0 | 150845.6 | 0 | 95.5 | 3315.4 | 32661.8 | 88396.1 | 598.4 | 0 | 0 | 0 | 47369.8 | 1212.5 | 0 | 0 | 0 | 7378.8
1060 | 45 | Day45 | 3 | Hour3 | 2 | Winter | 2761 | #N/A | Winter | 426481.6 | 2024-02-14 03:00 | 420128.7 | 1417 | 1230.1 | 3705.8 | 426481.6 | 406106 | 379771.1 | 0.0334 | 0.0466 | 0.42 | 0.42 | 368.6 | 29.1 | 4.12 | 25.7 | 1226.7 | 0.22 | 370.5 | 62.3 | 432.9 | 382.7 | 30.3 | 4.29 | 26.6 | 1272 | 0.23 | 384.7 | 64.6 | 449.3 | 508.5 | 33.1 | 4.59 | 38.8 | 1914.7 | 0.24 | 510.8 | 95.9 | 606.7 | 655.9 | 39.5 | 5.42 | 52.9 | 2571.2 | 0.3 | 658.6 | 129.6 | 788.2 | 29.54 | 0 | 0.27 | 29.81 | 31 | 0 | 0.27 | 31.27 | 426481.6 | 46710.5 | 0 | 4257.5 | 0 | 7009.8 | 94194.6 | 0 | 0 | 0 | 152227.1 | 0 | 95.5 | 3315.4 | 29676.8 | 88396.1 | 598.4 | 0 | 0 | 0 | 45596.2 | 1114.3 | 0 | 0 | 0 | 6219.2
1061 | 45 | Day45 | 4 | Hour4 | 2 | Winter | 2761 | #N/A | Winter | 432194.4 | 2024-02-14 04:00 | 427392.2 | 517 | 346.6 | 3938.6 | 432194.4 | 412998.8 | 388130.4 | 0.0337 | 0.0476 | 0.41 | 0.41 | 376.1 | 29.9 | 4.23 | 26 | 1246.2 | 0.22 | 378.1 | 63.2 | 441.3 | 389.7 | 31 | 4.39 | 26.9 | 1290.7 | 0.23 | 391.8 | 65.4 | 457.2 | 504.2 | 32.7 | 4.54 | 38.5 | 1900.7 | 0.23 | 506.5 | 95.2 | 601.7 | 608.7 | 31.7 | 4.27 | 53.5 | 2541.9 | 0.28 | 610.8 | 129.4 | 740.2 | 29.97 | 0 | 0.25 | 30.22 | 31.47 | 0 | 0.26 | 31.73 | 432194.4 | 44064 | 0 | 4257.5 | 0 | 7181.5 | 98059 | 0 | 0 | 0 | 155298.3 | 0 | 95.5 | 3315.4 | 30928.7 | 88396.1 | 598.4 | 0 | 0 | 0 | 43080.9 | 983.1 | 0 | 85.8 | 0 | 7338.1
1062 | 45 | Day45 | 5 | Hour5 | 2 | Winter | 2761 | #N/A | Winter | 454280.1 | 2024-02-14 05:00 | 449776.4 | 48.5 | 0 | 4455.2 | 454280.1 | 434219.3 | 410736.3 | 0.0346 | 0.0504 | 0.41 | 0.41 | 383.2 | 30.8 | 4.37 | 26 | 1257.9 | 0.22 | 385.3 | 63.5 | 448.8 | 397.3 | 32 | 4.53 | 27 | 1304.4 | 0.23 | 399.5 | 65.9 | 465.4 | 486.6 | 31.2 | 4.32 | 37.5 | 1845.2 | 0.23 | 488.7 | 92.6 | 581.3 | 632.6 | 39.9 | 5.51 | 49.4 | 2422.2 | 0.29 | 635.3 | 121.6 | 756.9 | 31.62 | 0 | 0.24 | 31.86 | 33.3 | 0 | 0.25 | 33.55 | 454280.1 | 43543.8 | 225.4 | 4257.5 | 0 | 8019.4 | 106519.7 | 0 | 0 | 0 | 161365.4 | 0 | 95.5 | 3315.4 | 37726.5 | 88396.1 | 598.4 | 217.1 | 0 | 0 | 42733.2 | 810.6 | 0 | 213 | 0 | 8311.3
1063 | 45 | Day45 | 6 | Hour6 | 2 | Winter | 2761 | #N/A | Winter | 483124.3 | 2024-02-14 06:00 | 478796.7 | 0 | 0 | 4327.6 | 483124.3 | 461711.5 | 438517.2 | 0.0357 | 0.0537 | 0.41 | 0.4 | 387.5 | 30.9 | 4.37 | 26.5 | 1278.3 | 0.23 | 389.6 | 64.6 | 454.2 | 404.1 | 32.1 | 4.55 | 27.7 | 1336.3 | 0.24 | 406.3 | 67.6 | 473.9 | 471.7 | 27.5 | 3.82 | 39.4 | 1830.4 | 0.25 | 473.6 | 94.1 | 567.7 | 661.7 | 20.8 | 2.53 | 70.6 | 3195.9 | 0.29 | 663 | 165.9 | 828.9 | 34.73 | 0 | 0.23 | 34.97 | 36.72 | 0 | 0.25 | 36.97 | 483124.3 | 44607.1 | 1025 | 4257.5 | 0 | 8019.4 | 112713.1 | 0 | 0 | 479.5 | 169713.4 | 0 | 3718.3 | 3315.4 | 41754.4 | 88396.1 | 1274.9 | 4329.6 | 0 | 96.4 | 43306.6 | 724.5 | 0 | 1848.2 | 1845.2 | 8290.3
1064 | 45 | Day45 | 7 | Hour7 | 2 | Winter | 2761 | #N/A | Winter | 504895.6 | 2024-02-14 07:00 | 501425.2 | 0 | 0 | 3470.4 | 504895.6 | 483184.7 | 447848.9 | 0.0364 | 0.0559 | 0.42 | 0.42 | 374.9 | 29.6 | 4.19 | 25.9 | 1241.8 | 0.22 | 376.9 | 63 | 439.9 | 393.3 | 30.9 | 4.38 | 27.3 | 1305.2 | 0.23 | 395.4 | 66.2 | 461.6 | 437.9 | 25.3 | 3.51 | 37 | 1695.8 | 0.24 | 439.6 | 87.6 | 527.2 | 655.1 | 19.5 | 2.35 | 70.8 | 3197.3 | 0.29 | 656.3 | 166.2 | 822.5 | 56.68 | 0 | 0.24 | 56.92 | 60.11 | 0 | 0.26 | 60.36 | 504895.6 | 57046.6 | 3382.7 | 4257.5 | 0 | 8019.4 | 112354.6 | 0 | 0 | 2401 | 171772.7 | 0 | 4907.8 | 3315.4 | 43889.7 | 88396.1 | 2211.4 | 5341.7 | 0 | 11139.9 | 42718.2 | 787.5 | 449.1 | 3825.2 | 5001.2 | 8116.6
1065 | 45 | Day45 | 8 | Hour8 | 2 | Winter | 2761 | #N/A | Winter | 515116.6 | 2024-02-14 08:00 | 510862.4 | 0 | 0 | 4254.2 | 515116.7 | 492170.1 | 436325 | 0.0366 | 0.0566 | 0.46 | 0.46 | 352.6 | 28.2 | 4 | 24 | 1159 | 0.21 | 354.6 | 58.6 | 413.2 | 367.5 | 29.4 | 4.17 | 25 | 1208.4 | 0.22 | 369.5 | 61.1 | 430.6 | 329.6 | 18.8 | 2.58 | 27.6 | 1316.5 | 0.16 | 330.9 | 66.9 | 397.7 | 464 | 9.1 | 0.99 | 55.1 | 2366 | 0.24 | 464.6 | 125.6 | 590.2 | 33.8 | 0 | 0.26 | 34.06 | 35.84 | 0 | 0.27 | 36.11 | 515116.6 | 78791.6 | 2913.1 | 4250 | 0 | 8374.7 | 110186.6 | 0 | 0 | 4668.4 | 166173.8 | 0 | 1531.2 | 3315.4 | 49764 | 88396.1 | 1226.8 | 193.3 | 0 | 31450.1 | 41975.4 | 697.8 | 2030.8 | 1765.8 | 2319.5 | 8163.1
1066 | 45 | Day45 | 9 | Hour9 | 2 | Winter | 2761 | #N/A | Winter | 517453.9 | 2024-02-14 09:00 | 513089.4 | 280.2 | 0 | 4084.3 | 517453.9 | 494299.8 | 410056.3 | 0.0366 | 0.0567 | 0.5 | 0.5 | 325 | 26.2 | 3.71 | 22.1 | 1065.2 | 0.19 | 326.8 | 53.9 | 380.6 | 338.1 | 27.2 | 3.86 | 23 | 1108.9 | 0.2 | 340 | 56.1 | 396.1 | 303.7 | 17.1 | 2.34 | 25.7 | 1218.6 | 0.15 | 304.9 | 62.1 | 367 | 555.7 | 31.2 | 4.25 | 46.8 | 2248.7 | 0.26 | 557.8 | 113.9 | 671.7 | 30.78 | 0 | 0.26 | 31.05 | 32.68 | 0 | 0.28 | 32.96 | 517453.9 | 107397.5 | 736.1 | 4247.1 | 0 | 8019.4 | 103034.6 | 0 | 156.5 | 7193 | 154604.5 | 0 | 264.4 | 3315.4 | 46786.8 | 88396.1 | 651.9 | 0 | 0 | 63441.8 | 35852.7 | 753.5 | 3921.7 | 762.5 | 365.4 | 8315.2
1067 | 45 | Day45 | 10 | Hour10 | 2 | Winter | 2761 | #N/A | Winter | 514988 | 2024-02-14 10:00 | 510870.5 | 219.8 | 0 | 3897.7 | 514988 | 492196 | 389648.2 | 0.0365 | 0.0565 | 0.52 | 0.52 | 312.4 | 25.1 | 3.56 | 21.4 | 1026 | 0.19 | 314.1 | 52 | 366.1 | 324.8 | 26.1 | 3.7 | 22.2 | 1066.9 | 0.19 | 326.5 | 54.1 | 380.6 | 245.1 | 13.1 | 1.78 | 21.4 | 1003.6 | 0.12 | 245.9 | 51.4 | 297.3 | 474.5 | 21.7 | 2.87 | 44.4 | 2075.6 | 0.21 | 475.9 | 106.4 | 582.3 | 29.91 | 0 | 0.27 | 30.18 | 31.74 | 0 | 0.29 | 32.03 | 514988 | 125339.8 | 6.7 | 4247.1 | 0 | 8374.7 | 98229.8 | 0 | 567.4 | 10195.1 | 148838.7 | 0 | 264.4 | 3315.4 | 37263.3 | 88396.1 | 651.9 | 60.1 | 0 | 87520.5 | 26230.7 | 826.1 | 6273.1 | 777.5 | 1 | 8116.6
1068 | 45 | Day45 | 11 | Hour11 | 2 | Winter | 2761 | #N/A | Winter | 508644.1 | 2024-02-14 11:00 | 503277.8 | 298.3 | 1040.4 | 4027.6 | 508644.1 | 485033.4 | 373356.8 | 0.0362 | 0.0557 | 0.53 | 0.53 | 304.3 | 24.4 | 3.46 | 20.9 | 1000.1 | 0.18 | 305.9 | 50.7 | 356.7 | 316.9 | 25.5 | 3.61 | 21.7 | 1041.3 | 0.19 | 318.6 | 52.8 | 371.4 | 177.5 | 6.9 | 0.89 | 17.9 | 806.9 | 0.09 | 178 | 42 | 220 | 597.5 | 42.7 | 5.98 | 42.1 | 2129.6 | 0.28 | 600.4 | 105.6 | 706.1 | 29.27 | 0 | 0.28 | 29.54 | 31.04 | 0 | 0.29 | 31.33 | 508644.1 | 135287.3 | 94.4 | 4247.1 | 0 | 8019.4 | 94343.1 | 0 | 801.1 | 14390 | 143566.5 | 0 | 264.4 | 3315.4 | 30458.4 | 88396.1 | 651.9 | 0 | 0 | 98672.4 | 20493.8 | 929.9 | 9270.1 | 1304.6 | 286.3 | 7717.9
1069 | 45 | Day45 | 12 | Hour12 | 2 | Winter | 2761 | #N/A | Winter | 501847.6 | 2024-02-14 12:00 | 495551.3 | 712.4 | 1374.6 | 4209.2 | 501847.6 | 477728.9 | 361504.7 | 0.036 | 0.0548 | 0.54 | 0.54 | 295.2 | 23.6 | 3.34 | 20.5 | 974.6 | 0.18 | 296.8 | 49.6 | 346.4 | 307.7 | 24.6 | 3.48 | 21.3 | 1015.5 | 0.19 | 309.4 | 51.6 | 361 | 183.1 | 7.7 | 1.02 | 17.9 | 812.6 | 0.09 | 183.6 | 42.1 | 225.7 | 403.9 | 11 | 1.29 | 44.6 | 2004.2 | 0.18 | 404.6 | 104.4 | 509 | 28.49 | 0 | 0.28 | 28.77 | 30.19 | 0 | 0.3 | 30.49 | 501847.6 | 140342.8 | 139.3 | 4247.1 | 0 | 8019.4 | 89746.2 | 0 | 811.3 | 14803.9 | 139188.7 | 0 | 264.4 | 3315.4 | 27536.3 | 88396.1 | 651.9 | 0 | 0 | 102670.8 | 21338.9 | 717.9 | 13868.4 | 911.6 | 533.9 | 8315.2
1070 | 45 | Day45 | 13 | Hour13 | 2 | Winter | 2761 | #N/A | Winter | 498748.2 | 2024-02-14 13:00 | 488369 | 4598.1 | 1374.6 | 4406.5 | 498748.2 | 470930.3 | 353170.2 | 0.0357 | 0.0541 | 0.55 | 0.55 | 284.5 | 22.5 | 3.18 | 20 | 947.4 | 0.17 | 286 | 48.3 | 334.3 | 297.8 | 23.6 | 3.34 | 20.9 | 990 | 0.18 | 299.4 | 50.5 | 349.9 | 192 | 8.6 | 1.15 | 18.3 | 836.3 | 0.09 | 192.6 | 43.2 | 235.8 | 490.8 | 17.3 | 2.17 | 50.6 | 2310.2 | 0.22 | 491.9 | 119.5 | 611.5 | 27.93 | 0 | 0.29 | 28.22 | 29.59 | 0 | 0.3 | 29.89 | 498748.2 | 145578 | 0 | 4247.1 | 0 | 8374.7 | 84702.7 | 0 | 751.3 | 16726.8 | 136871.9 | 0 | 264.4 | 3315.4 | 26346 | 88396.1 | 651.9 | 0 | 0 | 103129.4 | 24170.5 | 800.1 | 12871.6 | 824.2 | 123.3 | 8315.2
1071 | 45 | Day45 | 14 | Hour14 | 2 | Winter | 2761 | #N/A | Winter | 495957.5 | 2024-02-14 14:00 | 483282.2 | 6795.5 | 1378.8 | 4501.1 | 495957.5 | 466115.9 | 350913.7 | 0.0355 | 0.0535 | 0.55 | 0.55 | 284.4 | 22.4 | 3.17 | 20.1 | 948.5 | 0.17 | 285.9 | 48.4 | 334.3 | 298.2 | 23.6 | 3.34 | 21 | 992.6 | 0.18 | 299.9 | 50.6 | 350.5 | 202.2 | 9.2 | 1.22 | 19.2 | 877.4 | 0.1 | 202.8 | 45.4 | 248.2 | 674.5 | 54.6 | 7.74 | 42.3 | 2200.9 | 0.34 | 678.2 | 108 | 786.2 | 26.57 | 0 | 0.3 | 26.86 | 28.14 | 0 | 0.3 | 28.43 | 495957.5 | 145043.9 | 0 | 4247.1 | 0 | 8019.4 | 84025.2 | 0 | 735.9 | 17041.2 | 136694.8 | 0 | 264.4 | 3315.4 | 26332 | 87363.5 | 651.9 | 0 | 0 | 98157 | 28097.3 | 1012.4 | 12740.3 | 769.8 | 0 | 8315.2
1072 | 45 | Day45 | 15 | Hour15 | 2 | Winter | 2761 | #N/A | Winter | 491952.5 | 2024-02-14 15:00 | 480587.6 | 5179.7 | 1378.8 | 4806.6 | 491952.5 | 463562.3 | 349487.8 | 0.0354 | 0.0532 | 0.55 | 0.54 | 289.5 | 22.9 | 3.25 | 20.3 | 962.2 | 0.18 | 291.1 | 49 | 340.1 | 303.4 | 24 | 3.4 | 21.3 | 1007.7 | 0.18 | 305 | 51.3 | 356.4 | 209.6 | 9.8 | 1.3 | 19.7 | 901.3 | 0.1 | 210.2 | 46.5 | 256.8 | 461.3 | 24.8 | 3.36 | 39.9 | 1902.1 | 0.21 | 463 | 96.6 | 559.6 | 26.06 | 0 | 0.28 | 26.35 | 27.66 | 0 | 0.3 | 27.96 | 491952.5 | 142464.6 | 0 | 4247.1 | 0 | 7922.5 | 85407.1 | 0 | 794.4 | 16258.3 | 136612.9 | 0 | 264.4 | 3315.4 | 24032.6 | 87033.9 | 651.9 | 0 | 0 | 92259.3 | 31951.5 | 1201.3 | 12441.5 | 652.5 | 0 | 8315.2
1073 | 45 | Day45 | 16 | Hour16 | 2 | Winter | 2761 | #N/A | Winter | 496235 | 2024-02-14 16:00 | 483843.4 | 5479.5 | 1780.3 | 5131.9 | 496235.1 | 466641.6 | 364214.9 | 0.0355 | 0.0536 | 0.53 | 0.52 | 301.5 | 23.7 | 3.36 | 21.2 | 1005.2 | 0.18 | 303.1 | 51.2 | 354.3 | 316.6 | 24.9 | 3.53 | 22.2 | 1054.9 | 0.19 | 318.3 | 53.7 | 372 | 190.5 | 8.2 | 1.08 | 18.5 | 840.9 | 0.09 | 191.1 | 43.6 | 234.7 | 661.2 | 50.6 | 7.15 | 43.7 | 2238 | 0.32 | 664.7 | 110.5 | 775.2 | 27 | 0 | 0.28 | 27.28 | 28.69 | 0 | 0.29 | 28.98 | 496235 | 132020.2 | 0 | 4250 | 0 | 7819.2 | 88986.3 | 0 | 811.6 | 13317.9 | 144859.8 | 0 | 328 | 3315.4 | 26785.2 | 87033.9 | 837 | 0 | 0 | 78623.4 | 37602.7 | 1664.6 | 10818.5 | 570.1 | 0 | 8315.2
1074 | 45 | Day45 | 17 | Hour17 | 2 | Winter | 2761 | #N/A | Winter | 508131.6 | 2024-02-14 17:00 | 496440.7 | 4249.1 | 1540.1 | 5901.7 | 508131.6 | 478539.6 | 393556.2 | 0.0361 | 0.0551 | 0.49 | 0.48 | 331.6 | 26.6 | 3.77 | 22.7 | 1089.5 | 0.2 | 333.4 | 55.2 | 388.6 | 347.7 | 27.9 | 3.95 | 23.7 | 1142.1 | 0.21 | 349.6 | 57.8 | 407.4 | 356 | 22.2 | 3.08 | 28.2 | 1359.5 | 0.17 | 357.5 | 68.7 | 426.2 | 573.6 | 30.3 | 4.1 | 50.3 | 2370.6 | 0.27 | 575.6 | 121 | 696.7 | 30.78 | 0 | 0.28 | 31.05 | 32.67 | 0 | 0.29 | 32.96 | 508131.6 | 114575.3 | 349.9 | 4250 | 0 | 7906.3 | 102669.8 | 0 | 798.3 | 9810.3 | 156097.7 | 0 | 328 | 3315.4 | 29264.8 | 88396.1 | 978.2 | 0 | 0 | 52198 | 49843.7 | 1924.9 | 7402.6 | 1115.2 | 486.7 | 8315.2
1075 | 45 | Day45 | 18 | Hour18 | 2 | Winter | 2761 | #N/A | Winter | 512745.2 | 2024-02-14 18:00 | 507709.2 | 0 | 262.5 | 4773.4 | 512745.1 | 489170.3 | 411419.2 | 0.0365 | 0.0564 | 0.48 | 0.47 | 340.2 | 27.5 | 3.91 | 22.9 | 1109.1 | 0.2 | 342 | 56 | 398.1 | 355.9 | 28.7 | 4.07 | 24.2 | 1164.1 | 0.21 | 357.8 | 58.9 | 416.7 | 401.4 | 24.6 | 3.41 | 32.1 | 1546.3 | 0.19 | 403.1 | 78.2 | 481.3 | 589.4 | 32 | 4.36 | 50.8 | 2405.1 | 0.28 | 591.5 | 122.6 | 714.1 | 33.86 | 0 | 0.28 | 34.14 | 35.91 | 0 | 0.29 | 36.2 | 512745.2 | 101325.9 | 3759.6 | 4250 | 0 | 8374.7 | 107639.1 | 0 | 557.7 | 6560.6 | 157975.1 | 0 | 328 | 3315.4 | 33640.8 | 88396.1 | 1055.2 | 2685.1 | 0 | 25802.5 | 66095.1 | 2310 | 5659.8 | 727.5 | 2784.7 | 8315.2
1076 | 45 | Day45 | 19 | Hour19 | 2 | Winter | 2761 | #N/A | Winter | 515890.8 | 2024-02-14 19:00 | 511065.6 | 0 | 0 | 4825.3 | 515890.8 | 492371.5 | 432519.3 | 0.0366 | 0.0566 | 0.47 | 0.47 | 346.3 | 28.1 | 3.98 | 23.3 | 1128.5 | 0.2 | 348.2 | 57 | 405.2 | 361.6 | 29.2 | 4.14 | 24.4 | 1181.5 | 0.21 | 363.5 | 59.7 | 423.3 | 424.1 | 25.1 | 3.45 | 34.7 | 1669 | 0.2 | 425.8 | 84.5 | 510.3 | 596.7 | 28.2 | 3.75 | 55.3 | 2570 | 0.28 | 598.6 | 132 | 730.6 | 32.45 | 0 | 0.28 | 32.73 | 34.41 | 0 | 0.3 | 34.71 | 515890.8 | 83371.5 | 5244.6 | 4250 | 0 | 8374.7 | 110160.9 | 0 | 92.2 | 1238.4 | 161759.3 | 0 | 159.1 | 3315.4 | 49790.6 | 88396.1 | 1068.6 | 0 | 0 | 3660.3 | 76106.4 | 2274.3 | 3921.2 | 497.6 | 2003.2 | 8315.2
1077 | 45 | Day45 | 20 | Hour20 | 2 | Winter | 2761 | #N/A | Winter | 513016.6 | 2024-02-14 20:00 | 507894.6 | 0 | 0 | 5122.1 | 513016.7 | 489384.9 | 427483 | 0.0364 | 0.0562 | 0.48 | 0.48 | 336.7 | 27.2 | 3.86 | 22.8 | 1100.6 | 0.2 | 338.6 | 55.7 | 394.2 | 350.6 | 28.2 | 4.01 | 23.8 | 1147.3 | 0.21 | 352.5 | 58.1 | 410.5 | 443.9 | 26.9 | 3.7 | 35.7 | 1732.1 | 0.21 | 445.8 | 87.3 | 533.1 | 994.4 | 102.4 | 14.81 | 41.8 | 2536 | 0.5 | 1001.5 | 117.5 | 1119 | 31.65 | 0 | 0.28 | 31.93 | 33.55 | 0 | 0.3 | 33.84 | 513016.6 | 85533.7 | 4271.4 | 4250 | 0 | 8374.7 | 106268.2 | 0 | 0 | 0.2 | 158066.9 | 0 | 159.1 | 3315.4 | 53201.5 | 88396.1 | 1055.6 | 124.2 | 0 | 0.1 | 83398.8 | 2134.6 | 286.9 | 0 | 1053.6 | 8228.3
1078 | 45 | Day45 | 21 | Hour21 | 2 | Winter | 2761 | #N/A | Winter | 500427.1 | 2024-02-14 21:00 | 495640.6 | 0 | 0 | 4786.5 | 500427.1 | 477779.5 | 413094.3 | 0.036 | 0.055 | 0.5 | 0.49 | 322.4 | 25.6 | 3.63 | 22.3 | 1065.8 | 0.19 | 324.2 | 54.1 | 378.3 | 335.5 | 26.6 | 3.77 | 23.3 | 1111 | 0.2 | 337.3 | 56.5 | 393.8 | 474 | 31.1 | 4.32 | 35.9 | 1775.7 | 0.22 | 476.1 | 88.9 | 564.9 | 1043 | 110.9 | 16.07 | 40.6 | 2550.7 | 0.52 | 1050.7 | 116.8 | 1167.5 | 30.79 | 0 | 0.28 | 31.07 | 32.59 | 0 | 0.3 | 32.89 | 500427.1 | 87332.8 | 4011.6 | 4250 | 0 | 8374.7 | 97535.5 | 0 | 0 | 0 | 152956.2 | 0 | 159.1 | 3315.4 | 51612.1 | 88396.1 | 1055.2 | 1428.3 | 0 | 0 | 85136.7 | 2196.1 | 0 | 925.8 | 1663.3 | 8315.2
1079 | 45 | Day45 | 22 | Hour22 | 2 | Winter | 2761 | #N/A | Winter | 476461.3 | 2024-02-14 22:00 | 471764.4 | 0 | 0 | 4696.9 | 476461.3 | 455149.1 | 388411 | 0.0352 | 0.0525 | 0.51 | 0.51 | 309.3 | 24.2 | 3.43 | 21.9 | 1034.1 | 0.19 | 311 | 52.8 | 363.8 | 321.3 | 25.1 | 3.56 | 22.8 | 1075.8 | 0.2 | 323.1 | 54.9 | 378 | 495.9 | 34.1 | 4.75 | 36.2 | 1809.6 | 0.23 | 498.2 | 90.1 | 588.4 | 896.6 | 84.1 | 12.08 | 45.2 | 2547.5 | 0.44 | 902.4 | 121.2 | 1023.6 | 29.51 | 0 | 0.29 | 29.8 | 31.16 | 0 | 0.3 | 31.46 | 476461.3 | 88050.3 | 2357.3 | 4250 | 0 | 7463.8 | 87273.1 | 0 | 0 | 0 | 144916.2 | 0 | 159.1 | 3315.4 | 47834.5 | 88396.1 | 1050.8 | 1394.6 | 0 | 0 | 86028 | 2022.3 | 0 | 99.4 | 897.5 | 8315.2
1080 | 45 | Day45 | 23 | Hour23 | 2 | Winter | 2761 | #N/A | Winter | 450784.4 | 2024-02-14 23:00 | 446116 | 9.9 | 0 | 4658.5 | 450784.4 | 430771.3 | 364691.4 | 0.0344 | 0.0498 | 0.53 | 0.53 | 294.6 | 22.9 | 3.23 | 21.3 | 992.8 | 0.18 | 296.1 | 50.9 | 347 | 305.5 | 23.7 | 3.35 | 22.1 | 1030.7 | 0.19 | 307.2 | 52.9 | 360 | 479 | 31 | 4.3 | 36.6 | 1807.3 | 0.22 | 481.1 | 90.6 | 571.6 | 761.7 | 72.9 | 10.49 | 37.1 | 2115.6 | 0.38 | 766.7 | 100.2 | 866.9 | 28.52 | 0 | 0.29 | 28.8 | 30.02 | 0 | 0.3 | 30.32 | 450784.4 | 86093 | 1649.8 | 4198.3 | 0 | 7359.2 | 77499.2 | 0 | 0 | 0 | 133570 | 0 | 159.1 | 3315.4 | 47684.7 | 88396.1 | 859.5 | 0 | 0 | 0 | 84118.2 | 1974.8 | 0 | 0 | 782.2 | 7724.2
1081 | 46 | Day46 | 0 | Hour0 | 2 | Winter | 64 | 506438.1 | Winter | 428785.8 | 2024-02-15 | 424107 | 214.6 | 4.1 | 4460.1 | 428785.9 | 409816.2 | 344713.4 | 0.0337 | 0.0474 | 0.53 | 0.53 | 288.3 | 21.9 | 3.08 | 21.4 | 988.5 | 0.18 | 289.8 | 50.9 | 340.7 | 298.9 | 22.6 | 3.19 | 22.2 | 1025.9 | 0.19 | 300.4 | 52.9 | 353.3 | 496.5 | 34.2 | 4.77 | 36.2 | 1810.2 | 0.23 | 498.8 | 90.2 | 588.9 | 967.3 | 99.3 | 14.33 | 40.8 | 2493.3 | 0.47 | 974.2 | 115.2 | 1089.4 | 27.95 | 0 | 0.21 | 28.16 | 29.36 | 0 | 0.23 | 29.58 | 428785.8 | 84072.4 | 2178.7 | 4198.3 | 0 | 6563 | 69967 | 0 | 0 | 0 | 130405.6 | 0 | 145.4 | 3315.4 | 38892 | 88396.1 | 651.9 | 0 | 0 | 0 | 82243.1 | 1829.3 | 0 | 0 | 365.3 | 5213.8
1082 | 46 | Day46 | 1 | Hour1 | 2 | Winter | 2761 | #N/A | Winter | 416760.6 | 2024-02-15 01:00 | 407871.2 | 4015 | 489.3 | 4385.1 | 416760.7 | 394341.6 | 335057.8 | 0.0332 | 0.0456 | 0.52 | 0.52 | 293.7 | 22.3 | 3.14 | 21.8 | 1007.2 | 0.19 | 295.2 | 51.9 | 347.1 | 305 | 23.2 | 3.27 | 22.7 | 1045 | 0.19 | 306.5 | 53.8 | 360.4 | 508.8 | 35.5 | 4.96 | 36.6 | 1839.6 | 0.24 | 511.3 | 91.5 | 602.8 | 727.1 | 57.7 | 8.16 | 46 | 2409.8 | 0.34 | 731 | 117.9 | 848.9 | 27.63 | 0 | 0.28 | 27.91 | 28.99 | 0 | 0.29 | 29.28 | 416760.6 | 81702.8 | 271.7 | 4198.3 | 0 | 5090.5 | 69226.3 | 0 | 0 | 0 | 129275 | 0 | 95.5 | 3315.4 | 34537.2 | 88396.1 | 651.9 | 0 | 0 | 0 | 80126.4 | 1576.3 | 0 | 0 | 0 | 4983.7
1083 | 46 | Day46 | 2 | Hour2 | 2 | Winter | 2761 | #N/A | Winter | 407576.6 | 2024-02-15 02:00 | 398091.8 | 3926 | 1285.5 | 4273.2 | 407576.5 | 385010.1 | 329078.8 | 0.0329 | 0.0445 | 0.51 | 0.51 | 300.4 | 22.8 | 3.21 | 22.3 | 1030.2 | 0.19 | 301.9 | 53.1 | 355 | 311.6 | 23.7 | 3.34 | 23.1 | 1066.5 | 0.2 | 313.2 | 54.9 | 368.1 | 516.6 | 36.2 | 5.05 | 37.1 | 1864.2 | 0.24 | 519 | 92.7 | 611.7 | 807.4 | 71.6 | 10.23 | 44.2 | 2435.6 | 0.39 | 812.3 | 116.9 | 929.2 | 27.59 | 0 | 0.28 | 27.87 | 28.9 | 0 | 0.28 | 29.18 | 407576.6 | 78497.7 | 0 | 4198.3 | 0 | 4931.1 | 69263.8 | 0 | 0 | 0 | 129338.3 | 0 | 95.5 | 3315.4 | 28888.4 | 88396.1 | 651.9 | 0 | 0 | 0 | 77052.2 | 1445.5 | 0 | 0 | 326.8 | 5650.9
1084 | 46 | Day46 | 3 | Hour3 | 2 | Winter | 2761 | #N/A | Winter | 402382.7 | 2024-02-15 03:00 | 396045.5 | 2182.6 | 4.1 | 4150.4 | 402382.7 | 383050.1 | 327152.2 | 0.0328 | 0.0443 | 0.5 | 0.5 | 306.9 | 23.3 | 3.29 | 22.8 | 1051.2 | 0.19 | 308.4 | 54.1 | 362.6 | 317.8 | 24.2 | 3.41 | 23.6 | 1088.5 | 0.2 | 319.5 | 56.1 | 375.5 | 521 | 36.4 | 5.08 | 37.5 | 1884.1 | 0.24 | 523.5 | 93.7 | 617.2 | 1038.3 | 110.2 | 15.94 | 40.5 | 2561 | 0.51 | 1045.9 | 117 | 1162.9 | 27.63 | 0 | 0.28 | 27.91 | 28.93 | 0 | 0.28 | 29.21 | 402382.7 | 75230.6 | 0 | 4198.3 | 0 | 4575.8 | 70058.8 | 0 | 0 | 0 | 130068.5 | 0 | 95.5 | 3315.4 | 25791.9 | 88396.1 | 651.9 | 0 | 0 | 0 | 73976.4 | 1254.2 | 0 | 0 | 0 | 5650.9
1085 | 46 | Day46 | 4 | Hour4 | 2 | Winter | 2761 | #N/A | Winter | 409829.2 | 2024-02-15 04:00 | 403601.6 | 1811.9 | 126.9 | 4288.8 | 409829.2 | 390258 | 337079.4 | 0.0331 | 0.0452 | 0.49 | 0.49 | 321.9 | 25 | 3.54 | 23.2 | 1083.8 | 0.2 | 323.6 | 55.5 | 379.1 | 333.5 | 26 | 3.67 | 24 | 1123.2 | 0.21 | 335.3 | 57.5 | 392.8 | 510.2 | 33.7 | 4.68 | 38.5 | 1906 | 0.24 | 512.5 | 95.3 | 607.8 | 490.8 | 18.3 | 2.32 | 49.8 | 2279.5 | 0.22 | 492 | 117.7 | 609.7 | 28.13 | 0 | 0.27 | 28.4 | 29.48 | 0 | 0.27 | 29.75 | 409829.2 | 72749.8 | 0 | 4198.3 | 0 | 5722.3 | 77273.6 | 0 | 0 | 0 | 132559.2 | 0 | 95.5 | 3315.4 | 24867.2 | 88396.1 | 651.9 | 0 | 0 | 0 | 71696 | 1053.9 | 0 | 0 | 0 | 5845
1086 | 46 | Day46 | 5 | Hour5 | 2 | Winter | 2761 | #N/A | Winter | 431897.4 | 2024-02-15 05:00 | 426059.6 | 672.4 | 4.1 | 5161.4 | 431897.5 | 411626.3 | 360265.7 | 0.0339 | 0.0479 | 0.47 | 0.47 | 339.1 | 26.8 | 3.8 | 23.8 | 1127.8 | 0.21 | 340.9 | 57.4 | 398.4 | 351.1 | 27.7 | 3.93 | 24.6 | 1168.8 | 0.21 | 353 | 59.5 | 412.6 | 512.7 | 35.5 | 4.96 | 37.1 | 1860.5 | 0.24 | 515.1 | 92.6 | 607.7 | 486.9 | 16.7 | 2.08 | 50.7 | 2307.5 | 0.22 | 488 | 119.5 | 607.5 | 29.12 | 0 | 0.24 | 29.36 | 30.61 | 0 | 0.25 | 30.86 | 431897.4 | 71631.7 | 0 | 4198.3 | 0 | 8015.5 | 87763.9 | 0 | 0 | 0 | 141855.7 | 0 | 95.5 | 3315.4 | 25973.5 | 88396.1 | 651.9 | 0 | 0 | 0 | 70788.3 | 843.4 | 0 | 0 | 0 | 8315.2
1087 | 46 | Day46 | 6 | Hour6 | 2 | Winter | 2761 | #N/A | Winter | 460821 | 2024-02-15 06:00 | 455738.9 | 0 | 0 | 5082.1 | 460821 | 439823 | 388940 | 0.0349 | 0.0513 | 0.45 | 0.45 | 355.8 | 28.8 | 4.08 | 24.1 | 1162.4 | 0.21 | 357.8 | 58.8 | 416.6 | 368.8 | 29.8 | 4.23 | 25 | 1206.3 | 0.22 | 370.9 | 61 | 431.9 | 475.7 | 31.4 | 4.36 | 35.9 | 1775 | 0.22 | 477.8 | 88.9 | 566.7 | 470 | 12.1 | 1.39 | 52.5 | 2353.9 | 0.21 | 470.8 | 122.8 | 593.5 | 31.16 | 0 | 0.24 | 31.4 | 32.87 | 0 | 0.25 | 33.12 | 460821 | 71881 | 376 | 4198.3 | 0 | 8374.7 | 101081.7 | 0 | 0 | 373.9 | 150152.8 | 0 | 95.5 | 3315.4 | 32297.6 | 88396.1 | 651.9 | 0 | 0 | 132.5 | 70592.5 | 782.2 | 0 | 0 | 0 | 8310.6
1088 | 46 | Day46 | 7 | Hour7 | 2 | Winter | 2761 | #N/A | Winter | 483284.6 | 2024-02-15 07:00 | 479317.9 | 0 | 0 | 3966.7 | 483284.6 | 462264.6 | 394944.9 | 0.0356 | 0.0535 | 0.48 | 0.47 | 338.7 | 27.3 | 3.87 | 23.1 | 1111 | 0.2 | 340.6 | 56.2 | 396.9 | 352.4 | 28.3 | 4.02 | 24 | 1157.1 | 0.21 | 354.3 | 58.6 | 412.9 | 405.4 | 25.6 | 3.54 | 31.6 | 1548.6 | 0.19 | 407.1 | 77.8 | 484.9 | 439.7 | 8.6 | 0.87 | 51.7 | 2290.2 | 0.19 | 440.2 | 120 | 560.2 | 31.56 | 0 | 0.25 | 31.8 | 33.36 | 0 | 0.26 | 33.62 | 483284.6 | 88339.7 | 2380.9 | 4198.3 | 0 | 8019.4 | 100462.7 | 0 | 0 | 2445.2 | 151760.8 | 0 | 95.5 | 3315.4 | 35664 | 88396.1 | 651.9 | 0 | 0 | 14697.6 | 70292.4 | 904.6 | 308.2 | 2473.9 | 1866.4 | 8315.2
1089 | 46 | Day46 | 8 | Hour8 | 2 | Winter | 2761 | #N/A | Winter | 492502.4 | 2024-02-15 08:00 | 488430.6 | 0 | 0 | 4071.9 | 492502.5 | 470968.1 | 379590 | 0.0357 | 0.0542 | 0.52 | 0.52 | 309 | 24.7 | 3.5 | 21.3 | 1018.5 | 0.19 | 310.7 | 51.7 | 362.4 | 321.5 | 25.7 | 3.64 | 22.2 | 1060.3 | 0.19 | 323.2 | 53.9 | 377.1 | 248.5 | 12.8 | 1.72 | 22 | 1042.9 | 0.11 | 249.4 | 53.1 | 302.5 | 474.9 | 20.2 | 2.63 | 45.9 | 2127 | 0.21 | 476.2 | 109.3 | 585.6 | 29.76 | 0 | 0.26 | 30.02 | 31.48 | 0 | 0.28 | 31.75 | 492502.4 | 112912.5 | 2113.5 | 4198.3 | 0 | 8374.7 | 92338.6 | 0 | 0 | 4826.3 | 142970.4 | 0 | 95.5 | 3315.4 | 37135.7 | 88396.1 | 651.9 | 0 | 0 | 39049 | 67856.7 | 1180.6 | 1988.9 | 856.5 | 411 | 8315.2
1090 | 46 | Day46 | 9 | Hour9 | 2 | Winter | 2761 | #N/A | Winter | 495699.4 | 2024-02-15 09:00 | 491192.2 | 287.3 | 0 | 4219.9 | 495699.4 | 473598 | 363936.2 | 0.0358 | 0.0544 | 0.55 | 0.55 | 290.8 | 23.1 | 3.28 | 20.3 | 962.6 | 0.18 | 292.4 | 49 | 341.4 | 302.1 | 24 | 3.4 | 21.1 | 1001.1 | 0.18 | 303.7 | 51 | 354.7 | 189 | 8.5 | 1.12 | 17.8 | 830.9 | 0.09 | 189.6 | 42.6 | 232.2 | 437.2 | 8.4 | 0.84 | 51.5 | 2281.6 | 0.19 | 437.7 | 119.6 | 557.2 | 28.76 | 0 | 0.27 | 29.03 | 30.45 | 0 | 0.29 | 30.74 | 495699.4 | 131763.2 | 824.5 | 4198.3 | 0 | 8374.7 | 86883.9 | 0 | 134.5 | 8231.2 | 137291.3 | 0 | 95.5 | 3315.4 | 33904.7 | 88396.1 | 651.9 | 0 | 0 | 66117.1 | 55682.6 | 1597.8 | 3791.4 | 1381.2 | 349.7 | 8315.2
1091 | 46 | Day46 | 10 | Hour10 | 2 | Winter | 2761 | #N/A | Winter | 495446 | 2024-02-15 10:00 | 490069.8 | 943.3 | 0 | 4432.8 | 495446 | 472529.6 | 347354 | 0.0358 | 0.0543 | 0.56 | 0.56 | 279.3 | 22.3 | 3.16 | 19.5 | 922.6 | 0.17 | 280.8 | 47.1 | 327.9 | 290.2 | 23.2 | 3.28 | 20.3 | 959 | 0.18 | 291.8 | 48.9 | 340.7 | 162.1 | 7.3 | 0.97 | 15.3 | 711.7 | 0.07 | 162.6 | 36.5 | 199.1 | 703.7 | 55.9 | 7.91 | 44.5 | 2330.1 | 0.33 | 707.6 | 114 | 821.6 | 27.97 | 0 | 0.28 | 28.25 | 29.62 | 0 | 0.3 | 29.91 | 495446 | 148092 | 0 | 4198.3 | 0 | 7819.2 | 83795.8 | 0 | 487.7 | 13030.9 | 131304.4 | 0 | 95.5 | 3315.4 | 27777.5 | 88396.1 | 651.9 | 0 | 0 | 86885.6 | 46132.2 | 1555.6 | 7091.7 | 1030.2 | 126.9 | 8315.2
1092 | 46 | Day46 | 11 | Hour11 | 2 | Winter | 2761 | #N/A | Winter | 495953.4 | 2024-02-15 11:00 | 485759.5 | 4132.1 | 1356.7 | 4705.1 | 495953.5 | 468465.1 | 339509.1 | 0.0356 | 0.0538 | 0.57 | 0.57 | 273.6 | 21.7 | 3.08 | 19.2 | 906.7 | 0.17 | 275 | 46.3 | 321.3 | 286.4 | 22.8 | 3.23 | 20.1 | 948.3 | 0.18 | 288 | 48.4 | 336.4 | 152.2 | 6.7 | 0.88 | 14.5 | 674.7 | 0.07 | 152.7 | 34.7 | 187.3 | 867.8 | 90.1 | 13.02 | 35.6 | 2202.4 | 0.42 | 874 | 101.4 | 975.4 | 27.71 | 0 | 0.29 | 28 | 29.34 | 0 | 0.3 | 29.64 | 495953.4 | 156444.4 | 0 | 4198.3 | 0 | 7819.2 | 81732.7 | 0 | 768.4 | 15136.7 | 130033.3 | 0 | 95.5 | 3315.4 | 23266.7 | 88396.1 | 651.9 | 0 | 0 | 95497.6 | 43608.1 | 1433.6 | 12109.5 | 377.5 | 19.9 | 7916.5
1093 | 46 | Day46 | 12 | Hour12 | 2 | Winter | 2761 | #N/A | Winter | 492364.4 | 2024-02-15 12:00 | 480418.7 | 4597.5 | 2797.2 | 4550.9 | 492364.4 | 463418.8 | 336597.3 | 0.0354 | 0.0532 | 0.57 | 0.57 | 271.2 | 21.5 | 3.04 | 19.2 | 901.6 | 0.17 | 272.6 | 46.1 | 318.7 | 284.7 | 22.6 | 3.2 | 20.1 | 944.7 | 0.18 | 286.2 | 48.3 | 334.5 | 142.7 | 5.3 | 0.68 | 14.4 | 661.6 | 0.06 | 143 | 34.2 | 177.2 | 741 | 63.1 | 8.98 | 43 | 2319.5 | 0.35 | 745.3 | 112.2 | 857.6 | 27.55 | 0 | 0.29 | 27.84 | 29.14 | 0 | 0.3 | 29.44 | 492364.4 | 155767 | 166.3 | 4198.3 | 0 | 7819.2 | 80020.7 | 0 | 796.9 | 14663.9 | 129218.9 | 0 | 95.5 | 3315.4 | 22715.1 | 88396.1 | 651.9 | 0 | 0 | 98836.4 | 40100 | 1369.8 | 14415.7 | 63.7 | 12.2 | 7717.9
1094 | 46 | Day46 | 13 | Hour13 | 2 | Winter | 2761 | #N/A | Winter | 489407.6 | 2024-02-15 13:00 | 474923.8 | 4359.3 | 5877.9 | 4246.6 | 489407.6 | 458220.2 | 333033 | 0.0352 | 0.0525 | 0.58 | 0.57 | 269.2 | 21.4 | 3.03 | 19 | 891.9 | 0.17 | 270.7 | 45.6 | 316.3 | 283.3 | 22.6 | 3.2 | 19.8 | 935.6 | 0.18 | 284.8 | 47.8 | 332.6 | 149.6 | 5.6 | 0.71 | 15.2 | 694.8 | 0.07 | 150 | 35.9 | 185.9 | 418.8 | 9.1 | 0.98 | 49.1 | 2153.2 | 0.2 | 419.4 | 113.3 | 532.7 | 26.16 | 0 | 0.29 | 26.45 | 27.63 | 0 | 0.3 | 27.93 | 489407.6 | 156374.6 | 112.2 | 4198.3 | 0 | 8174.5 | 79405.7 | 0 | 761.6 | 15780.6 | 126344.8 | 0 | 95.5 | 3315.4 | 22366 | 88368.7 | 651.9 | 0 | 0 | 98738.2 | 39886.2 | 1208 | 12893.1 | 527.1 | 356.2 | 8310.6
1095 | 46 | Day46 | 14 | Hour14 | 2 | Winter | 2761 | #N/A | Winter | 484179.4 | 2024-02-15 14:00 | 470846.7 | 4152.5 | 5059.3 | 4120.9 | 484179.4 | 454368 | 331312.7 | 0.035 | 0.052 | 0.58 | 0.57 | 268.4 | 21.3 | 3.01 | 19 | 891.3 | 0.17 | 269.9 | 45.6 | 315.5 | 281.5 | 22.4 | 3.17 | 19.8 | 932.4 | 0.18 | 283.1 | 47.7 | 330.7 | 170.9 | 7.4 | 0.97 | 16.4 | 761.2 | 0.08 | 171.4 | 39.1 | 210.5 | 442.4 | 16.7 | 2.13 | 45.4 | 2049 | 0.21 | 443.4 | 106.5 | 549.9 | 25.97 | 0 | 0.29 | 26.26 | 27.44 | 0 | 0.31 | 27.74 | 484179.4 | 152866.7 | 0 | 4198.3 | 0 | 8070 | 78036.1 | 0 | 662.1 | 16597.8 | 125440.5 | 0 | 95.5 | 3315.4 | 23161.9 | 88343.2 | 651.9 | 0 | 0 | 93602.6 | 40846.1 | 1158.1 | 12284.4 | 57.7 | 232.9 | 8310.6
1096 | 46 | Day46 | 15 | Hour15 | 2 | Winter | 2761 | #N/A | Winter | 479938.9 | 2024-02-15 15:00 | 468328.5 | 3625.7 | 3875.5 | 4109.3 | 479938.9 | 451988.3 | 335912.2 | 0.0349 | 0.0517 | 0.56 | 0.56 | 277.2 | 21.9 | 3.1 | 19.6 | 921.3 | 0.17 | 278.7 | 47.1 | 325.8 | 290.2 | 23 | 3.26 | 20.5 | 962.8 | 0.18 | 291.8 | 49.2 | 341 | 186.4 | 8.8 | 1.16 | 17.3 | 807.8 | 0.09 | 187 | 41.4 | 228.4 | 532 | 32.5 | 4.48 | 43.4 | 2060 | 0.27 | 534.2 | 104.9 | 639 | 26.31 | 0 | 0.29 | 26.6 | 27.83 | 0 | 0.31 | 28.14 | 479938.9 | 144026.7 | 0 | 4198.3 | 0 | 7819.2 | 79615.9 | 0 | 633.3 | 14514.4 | 128620.8 | 0 | 159.1 | 3315.4 | 23375 | 88041 | 767.4 | 0 | 0 | 87211.3 | 40709.5 | 958.1 | 11999.2 | 308.3 | 50 | 8315.2
1097 | 46 | Day46 | 16 | Hour16 | 2 | Winter | 2761 | #N/A | Winter | 477906.9 | 2024-02-15 16:00 | 471572.7 | 2032.8 | 4.1 | 4297.2 | 477906.9 | 455070.4 | 356650.9 | 0.035 | 0.052 | 0.52 | 0.52 | 304.9 | 24.1 | 3.41 | 21.4 | 1013.4 | 0.19 | 306.5 | 51.7 | 358.2 | 317.2 | 25 | 3.54 | 22.3 | 1054.8 | 0.19 | 318.9 | 53.8 | 372.7 | 246.8 | 13.8 | 1.88 | 20.9 | 999.6 | 0.11 | 247.8 | 50.7 | 298.5 | 461 | 14 | 1.7 | 50.6 | 2232.7 | 0.23 | 461.9 | 117.2 | 579.1 | 27.46 | 0 | 0.29 | 27.74 | 29.07 | 0 | 0.31 | 29.37 | 477906.9 | 121256 | 0 | 4257.5 | 0 | 8072 | 86989.2 | 0 | 543.4 | 10316.1 | 140716.6 | 0 | 159.1 | 3315.4 | 24134 | 88013.4 | 993.5 | 0 | 0 | 70079.1 | 39469.8 | 847.6 | 9564.8 | 219.2 | 21.8 | 8315.2
1098 | 46 | Day46 | 17 | Hour17 | 2 | Winter | 2761 | #N/A | Winter | 490425.4 | 2024-02-15 17:00 | 485264.6 | 418 | 0 | 4742.9 | 490425.4 | 468037.7 | 392113 | 0.0355 | 0.0536 | 0.48 | 0.48 | 333.3 | 26.7 | 3.78 | 22.9 | 1096.8 | 0.2 | 335.1 | 55.6 | 390.7 | 347.5 | 27.7 | 3.93 | 24 | 1146.5 | 0.21 | 349.4 | 58.2 | 407.6 | 380.9 | 23.9 | 3.32 | 30 | 1445.8 | 0.19 | 382.5 | 73.2 | 455.6 | 1168.2 | 127.2 | 18.45 | 42.8 | 2765.2 | 0.58 | 1177 | 125.4 | 1302.4 | 32.08 | 0 | 0.28 | 32.36 | 33.94 | 0 | 0.3 | 34.24 | 490425.4 | 98312.4 | 551 | 4257.5 | 0 | 8374.7 | 99262.9 | 0 | 462.1 | 7406.4 | 151412.4 | 0 | 1000.2 | 3315.4 | 32310.5 | 88396.1 | 1033 | 2199.3 | 0 | 46218 | 43426.9 | 799 | 5602.1 | 1808.5 | 2297 | 8310.6
1099 | 46 | Day46 | 18 | Hour18 | 2 | Winter | 2761 | #N/A | Winter | 502836.4 | 2024-02-15 18:00 | 498603.8 | 0 | 0 | 4232.7 | 502836.5 | 480629.1 | 421427.9 | 0.036 | 0.0551 | 0.47 | 0.46 | 348.1 | 27.8 | 3.95 | 23.9 | 1141.2 | 0.21 | 350 | 57.9 | 407.9 | 364.2 | 28.9 | 4.11 | 25.2 | 1199.3 | 0.22 | 366.2 | 61 | 427.1 | 422.9 | 25.7 | 3.61 | 34.7 | 1582.3 | 0.24 | 424.6 | 82 | 506.6 | 592 | 11.3 | 1.15 | 70 | 3077.6 | 0.27 | 592.7 | 161.8 | 754.5 | 58.93 | 0 | 0.28 | 59.21 | 62.43 | 0 | 0.3 | 62.73 | 502836.4 | 81408.5 | 3269.3 | 4257.5 | 0 | 8374.7 | 106016.1 | 0 | 309.7 | 4567.5 | 158395.2 | 0 | 2313.2 | 3315.4 | 39518.7 | 88396.1 | 2077.9 | 5493.7 | 0 | 23962.4 | 51849.5 | 719.4 | 4042.2 | 3995.4 | 2557 | 8315.2
1100 | 46 | Day46 | 19 | Hour19 | 2 | Winter | 2761 | #N/A | Winter | 506438.1 | 2024-02-15 19:00 | 502283.3 | 0 | 0 | 4154.8 | 506438.1 | 484120.9 | 437161.4 | 0.0362 | 0.0555 | 0.46 | 0.45 | 348.1 | 27.5 | 3.89 | 24.2 | 1152.7 | 0.21 | 350 | 58.6 | 408.5 | 365 | 28.6 | 4.06 | 25.6 | 1214.1 | 0.22 | 367 | 61.8 | 428.8 | 451.1 | 26.2 | 3.65 | 38 | 1738 | 0.25 | 452.9 | 89.9 | 542.7 | 640.2 | 12.3 | 1.27 | 75.6 | 3324.2 | 0.29 | 640.9 | 174.7 | 815.6 | 40.2 | 0 | 0.23 | 40.43 | 42.57 | 0 | 0.25 | 42.82 | 506438.1 | 69276.7 | 3860.5 | 4257.5 | 0 | 8019.4 | 104962 | 0 | 54.4 | 961.9 | 164172.9 | 0 | 2313.2 | 3315.4 | 49698.4 | 88396.1 | 2077.9 | 6088.1 | 0 | 3146 | 64466.9 | 647.4 | 2293.1 | 3410.2 | 4091.7 | 8315.2
1101 | 46 | Day46 | 20 | Hour20 | 2 | Winter | 2761 | #N/A | Winter | 504601.6 | 2024-02-15 20:00 | 500182.7 | 0 | 0 | 4418.9 | 504601.6 | 482131 | 435726.1 | 0.0361 | 0.0553 | 0.47 | 0.46 | 343.4 | 27.2 | 3.86 | 23.7 | 1137.1 | 0.2 | 345.3 | 57.6 | 402.9 | 358.6 | 28.3 | 4.01 | 24.9 | 1191.1 | 0.21 | 360.5 | 60.4 | 420.9 | 443.9 | 26.5 | 3.66 | 36.1 | 1733.2 | 0.21 | 445.7 | 87.8 | 533.5 | 497.6 | 11.8 | 1.54 | 59.3 | 2318 | 0.37 | 498.4 | 128.5 | 626.9 | 33.66 | 0 | 0.29 | 33.95 | 35.64 | 0 | 0.31 | 35.95 | 504601.6 | 68875.5 | 6269.4 | 4257.5 | 0 | 8124.6 | 104161 | 0 | 0 | 0.7 | 164012 | 0 | 563.9 | 3315.4 | 53851.7 | 88396.1 | 1111.3 | 1663.2 | 0 | 0.4 | 68313 | 561.5 | 187.6 | 2333.4 | 4209.7 | 8315.2
1102 | 46 | Day46 | 21 | Hour21 | 2 | Winter | 2761 | #N/A | Winter | 493119.8 | 2024-02-15 21:00 | 488689.6 | 0 | 0 | 4430.3 | 493119.8 | 471216.8 | 424835.1 | 0.0357 | 0.0542 | 0.47 | 0.46 | 339.2 | 26.6 | 3.77 | 23.7 | 1132.4 | 0.2 | 341 | 57.5 | 398.5 | 353.3 | 27.6 | 3.91 | 24.8 | 1181.7 | 0.21 | 355.1 | 60.1 | 415.2 | 484 | 32.1 | 4.47 | 36.4 | 1798 | 0.23 | 486.2 | 90 | 576.2 | 577.7 | 25.2 | 3.55 | 58.2 | 2345.8 | 0.42 | 579.4 | 128.2 | 707.6 | 31.46 | 20.4 | 0.29 | 52.15 | 33.27 | 21.65 | 0.31 | 55.24 | 493119.8 | 68284.7 | 5080.9 | 4257.5 | 0 | 8374.7 | 99128.9 | 0 | 0 | 0 | 161013.4 | 0 | 1363.3 | 3315.4 | 50724.4 | 88396.1 | 1097.6 | 2082.8 | 0 | 0 | 67707.7 | 577 | 0 | 2109 | 4547.6 | 8315.2
1103 | 46 | Day46 | 22 | Hour22 | 2 | Winter | 2761 | #N/A | Winter | 469462.8 | 2024-02-15 22:00 | 465138.2 | 0 | 0 | 4324.6 | 469462.8 | 448857.4 | 401307.2 | 0.035 | 0.0518 | 0.48 | 0.48 | 327 | 25.4 | 3.6 | 23.3 | 1099.1 | 0.2 | 328.7 | 56.1 | 384.8 | 339.8 | 26.4 | 3.73 | 24.2 | 1144.4 | 0.21 | 341.6 | 58.4 | 400 | 473.4 | 29.2 | 4.03 | 37.5 | 1831.6 | 0.22 | 475.3 | 92.2 | 567.5 | 515.5 | 19 | 2.42 | 52.6 | 2386.8 | 0.24 | 516.7 | 123.8 | 640.6 | 30.36 | 13.54 | 0.29 | 44.19 | 32.03 | 14.36 | 0.31 | 46.7 | 469462.8 | 68155.5 | 3895 | 4257.5 | 0 | 8374.7 | 90121.6 | 0 | 0 | 0 | 152125 | 0 | 570.7 | 3315.4 | 47615.3 | 88396.1 | 1059.7 | 1576.2 | 0 | 0 | 67608.8 | 546.7 | 0 | 2042.4 | 3697.1 | 7935.1
1104 | 46 | Day46 | 23 | Hour23 | 2 | Winter | 2761 | #N/A | Winter | 442958.5 | 2024-02-15 23:00 | 438504 | 83 | 0 | 4371.4 | 442958.5 | 423519.3 | 372166 | 0.0342 | 0.049 | 0.51 | 0.5 | 304.6 | 23.2 | 3.27 | 22.4 | 1041.1 | 0.19 | 306.2 | 53.5 | 359.6 | 315.9 | 24 | 3.38 | 23.3 | 1081.4 | 0.2 | 317.6 | 55.6 | 373.1 | 485 | 31.5 | 4.37 | 37 | 1827.7 | 0.23 | 487.1 | 91.6 | 578.7 | 833.9 | 83.8 | 12.09 | 37 | 2192.4 | 0.42 | 839.7 | 102.4 | 942.1 | 28.98 | 0 | 0.29 | 29.28 | 30.49 | 0 | 0.31 | 30.8 | 442958.5 | 70792.5 | 3170.2 | 4247.1 | 0 | 7359.2 | 76840.6 | 0 | 0 | 0 | 140937.8 | 0 | 159.1 | 3315.4 | 46835.8 | 88396.1 | 881.1 | 23.4 | 0 | 0 | 70247.2 | 545.3 | 0 | 2257.1 | 3340.8 | 6909.4
1105 | 47 | Day47 | 0 | Hour0 | 2 | Winter | 65 | 506281.9 | Winter | 419315.5 | 2024-02-16 | 414738.7 | 159.4 | 0 | 4417.4 | 419315.5 | 400875.4 | 348128.3 | 0.0334 | 0.0464 | 0.52 | 0.52 | 290.4 | 21.6 | 3.04 | 22 | 1010.5 | 0.18 | 291.9 | 52.2 | 344.1 | 300.7 | 22.3 | 3.14 | 22.9 | 1047.8 | 0.19 | 302.3 | 54.1 | 356.4 | 492.1 | 32.2 | 4.46 | 37.4 | 1848.5 | 0.23 | 494.3 | 92.5 | 586.8 | 816.8 | 72.9 | 10.41 | 44.4 | 2451.8 | 0.39 | 821.8 | 117.6 | 939.3 | 28.06 | 0 | 0.29 | 28.35 | 29.44 | 0 | 0.31 | 29.74 | 419315.5 | 71187.1 | 56.4 | 4247.1 | 0 | 7359.2 | 66859.5 | 0 | 0 | 0 | 133467.4 | 0 | 120.5 | 3315.4 | 42287 | 88396.1 | 678.6 | 1341 | 0 | 0 | 70671.8 | 515.3 | 0 | 1526.6 | 1286.7 | 5785.5
1106 | 47 | Day47 | 1 | Hour1 | 2 | Winter | 2761 | #N/A | Winter | 403206.8 | 2024-02-16 01:00 | 397188.2 | 1602.9 | 0 | 4415.6 | 403206.8 | 384142.4 | 331570.5 | 0.0328 | 0.0444 | 0.52 | 0.52 | 289.1 | 21.3 | 3 | 22.2 | 1010.1 | 0.18 | 290.6 | 52.3 | 342.9 | 299.2 | 22.1 | 3.11 | 22.9 | 1045.6 | 0.19 | 300.7 | 54.1 | 354.8 | 490.8 | 31.5 | 4.36 | 37.8 | 1861.5 | 0.23 | 492.9 | 93.3 | 586.3 | 771.3 | 68.5 | 9.78 | 42.2 | 2325 | 0.37 | 776 | 111.6 | 887.6 | 27.59 | 0 | 0.22 | 27.8 | 28.88 | 0 | 0.23 | 29.11 | 403206.8 | 71636.3 | 209 | 4247.1 | 0 | 5177.9 | 63467.5 | 0 | 0 | 0 | 129151.8 | 0 | 95.5 | 3315.4 | 36781.5 | 88396.1 | 678.6 | 50.1 | 0 | 0 | 71130.4 | 505.9 | 0 | 1902.8 | 0 | 5852
1107 | 47 | Day47 | 2 | Hour2 | 2 | Winter | 2761 | #N/A | Winter | 396399 | 2024-02-16 02:00 | 386732.9 | 4727.3 | 424.3 | 4514.6 | 396399 | 374162.4 | 323892 | 0.0325 | 0.0431 | 0.52 | 0.52 | 287.9 | 21.3 | 3 | 22.1 | 1003.9 | 0.19 | 289.4 | 52 | 341.4 | 298.9 | 22.2 | 3.12 | 22.8 | 1041 | 0.19 | 300.4 | 53.9 | 354.3 | 499.4 | 32.5 | 4.51 | 38.1 | 1879.3 | 0.23 | 501.6 | 94.2 | 595.8 | 904.5 | 88.8 | 12.79 | 41.8 | 2457.1 | 0.44 | 910.6 | 115.1 | 1025.7 | 27.31 | 0 | 0.3 | 27.6 | 28.56 | 0 | 0.29 | 28.86 | 396399 | 72507 | 0 | 4247.1 | 0 | 5704.6 | 62420.5 | 0 | 0 | 0 | 125902.7 | 0 | 95.5 | 3315.4 | 33111.1 | 88396.1 | 678.6 | 20.3 | 0 | 0 | 72144.1 | 362.9 | 0 | 0 | 0 | 5400.4
1108 | 47 | Day47 | 3 | Hour3 | 2 | Winter | 2761 | #N/A | Winter | 393562.9 | 2024-02-16 03:00 | 383554.8 | 5339.6 | 124.1 | 4544.3 | 393562.9 | 371131.9 | 320103.1 | 0.0324 | 0.0427 | 0.52 | 0.52 | 289.4 | 21.4 | 3.01 | 22.2 | 1009.4 | 0.19 | 290.9 | 52.3 | 343.2 | 300.3 | 22.3 | 3.13 | 23 | 1046.4 | 0.19 | 301.8 | 54.2 | 356.1 | 490.8 | 30.9 | 4.27 | 38.4 | 1879.6 | 0.23 | 492.9 | 94.5 | 587.4 | 853.9 | 88.8 | 12.84 | 35.6 | 2164.3 | 0.43 | 860.1 | 100.2 | 960.3 | 26.02 | 0 | 0.29 | 26.31 | 27.28 | 0 | 0.29 | 27.57 | 393562.9 | 73459.7 | 0 | 4247.1 | 0 | 5379.5 | 62238.9 | 0 | 0 | 0 | 125758.7 | 0 | 95.5 | 3315.4 | 30186.2 | 88203.4 | 678.6 | 0 | 0 | 0 | 73246.1 | 213.6 | 0 | 0 | 0 | 5548.6
1109 | 47 | Day47 | 4 | Hour4 | 2 | Winter | 2761 | #N/A | Winter | 397138.9 | 2024-02-16 04:00 | 390014.6 | 2412.1 | 4.1 | 4708.1 | 397138.9 | 377324.8 | 323847.6 | 0.0325 | 0.0434 | 0.51 | 0.51 | 294.3 | 21.8 | 3.07 | 22.4 | 1024.7 | 0.19 | 295.8 | 53 | 348.8 | 304.9 | 22.6 | 3.18 | 23.3 | 1062.2 | 0.19 | 306.4 | 55 | 361.4 | 518 | 34.9 | 4.86 | 38.4 | 1912.2 | 0.24 | 520.4 | 95.4 | 615.8 | 561.2 | 31.7 | 4.32 | 47.1 | 2265.1 | 0.26 | 563.3 | 114.7 | 678 | 27.44 | 0 | 0.28 | 27.72 | 28.71 | 0 | 0.28 | 29 | 397138.9 | 73291.3 | 0 | 4247.1 | 0 | 5095.3 | 64124.2 | 0 | 0 | 0 | 128540.3 | 0 | 95.5 | 3315.4 | 29355 | 88396.1 | 678.6 | 0 | 0 | 0 | 73146.9 | 144.4 | 0 | 0 | 0 | 7204.8
1110 | 47 | Day47 | 5 | Hour5 | 2 | Winter | 2761 | #N/A | Winter | 416308.2 | 2024-02-16 05:00 | 411101.7 | 237.4 | 2 | 4967.1 | 416308.2 | 397460.1 | 343872.6 | 0.0332 | 0.0458 | 0.49 | 0.49 | 317 | 24.4 | 3.44 | 23.1 | 1076.5 | 0.2 | 318.6 | 55.2 | 373.9 | 328 | 25.2 | 3.56 | 23.9 | 1114.7 | 0.2 | 329.7 | 57.2 | 386.9 | 494.2 | 31.3 | 4.32 | 38.5 | 1888.9 | 0.23 | 496.3 | 94.8 | 591.1 | 601.5 | 35.6 | 4.88 | 49 | 2376.6 | 0.28 | 603.9 | 119.9 | 723.8 | 28.46 | 0 | 0.26 | 28.72 | 29.84 | 0 | 0.27 | 30.11 | 416308.2 | 72435.7 | 0 | 4247.1 | 0 | 6631.8 | 76194.9 | 0 | 0 | 0 | 135646.1 | 0 | 95.5 | 3315.4 | 28667 | 88396.1 | 678.6 | 0 | 0 | 0 | 72310 | 125.6 | 0 | 0 | 0 | 7402.4
1111 | 47 | Day47 | 6 | Hour6 | 2 | Winter | 2761 | #N/A | Winter | 445639.6 | 2024-02-16 06:00 | 440576.9 | 61.1 | 0 | 5001.5 | 445639.5 | 425525.6 | 374124.4 | 0.0342 | 0.0491 | 0.46 | 0.46 | 338.8 | 26.6 | 3.77 | 23.8 | 1131.8 | 0.2 | 340.6 | 57.6 | 398.2 | 350.7 | 27.5 | 3.9 | 24.7 | 1172.7 | 0.21 | 352.6 | 59.7 | 412.3 | 499.6 | 33.5 | 4.67 | 37.2 | 1848.2 | 0.23 | 501.9 | 92.3 | 594.2 | 1092.1 | 117.7 | 17.04 | 41 | 2637.3 | 0.54 | 1100.3 | 119.7 | 1220 | 29.78 | 0 | 0.25 | 30.03 | 31.33 | 0 | 0.26 | 31.59 | 445639.6 | 71515.2 | 0 | 4247.1 | 0 | 7463.8 | 89726.9 | 0 | 0 | 619.8 | 148035.7 | 0 | 95.5 | 3315.4 | 32165.2 | 88396.1 | 678.6 | 0 | 0 | 166.1 | 70585.5 | 143.8 | 0 | 0 | 0 | 7402.4
1112 | 47 | Day47 | 7 | Hour7 | 2 | Winter | 2761 | #N/A | Winter | 471796.6 | 2024-02-16 07:00 | 467355.6 | 148.3 | 0 | 4292.8 | 471796.6 | 451000.6 | 393244.6 | 0.035 | 0.0519 | 0.46 | 0.46 | 344.7 | 27.6 | 3.91 | 23.7 | 1136.8 | 0.21 | 346.6 | 57.6 | 404.2 | 357.2 | 28.5 | 4.04 | 24.6 | 1179 | 0.21 | 359.2 | 59.8 | 419 | 457.2 | 29.7 | 4.11 | 34.9 | 1723.4 | 0.21 | 459.2 | 86.3 | 545.5 | 955.6 | 100.4 | 14.52 | 38.1 | 2387.4 | 0.47 | 962.5 | 109.4 | 1072 | 30.67 | 0 | 0.26 | 30.93 | 32.35 | 0 | 0.27 | 32.62 | 471796.6 | 78552 | 174.7 | 4247.1 | 0 | 8374.7 | 98855.2 | 0 | 0 | 2292.3 | 153394 | 0 | 95.5 | 3315.4 | 35713.2 | 88396.1 | 678.6 | 0 | 0 | 6203.6 | 69987.1 | 69 | 593.2 | 0 | 8.5 | 8315.2
1113 | 47 | Day47 | 8 | Hour8 | 2 | Winter | 2761 | #N/A | Winter | 485473.8 | 2024-02-16 08:00 | 481413.1 | 0 | 0 | 4060.7 | 485473.8 | 464362.8 | 394293.6 | 0.0354 | 0.0533 | 0.49 | 0.49 | 326.7 | 26.1 | 3.7 | 22.5 | 1078.4 | 0.2 | 328.5 | 54.7 | 383.2 | 339.3 | 27.1 | 3.83 | 23.4 | 1121.1 | 0.2 | 341.2 | 56.9 | 398 | 307.6 | 16.9 | 2.3 | 26.3 | 1256 | 0.14 | 308.7 | 63.7 | 372.4 | 999.5 | 108.1 | 15.66 | 37.1 | 2400.3 | 0.49 | 1007 | 108.8 | 1115.8 | 30.59 | 0 | 0.27 | 30.86 | 32.31 | 0 | 0.28 | 32.6 | 485473.8 | 91180.2 | 1869.9 | 4247.1 | 0 | 8374.7 | 96265.7 | 0 | 0 | 3905.7 | 149663.9 | 0 | 95.5 | 3315.4 | 40454.5 | 88396.1 | 678.6 | 932.1 | 0 | 23971 | 63234.3 | 69.3 | 2024.2 | 397.5 | 70.5 | 8315.2
1114 | 47 | Day47 | 9 | Hour9 | 2 | Winter | 2761 | #N/A | Winter | 493877 | 2024-02-16 09:00 | 489857.2 | 52.7 | 0 | 3967.1 | 493877 | 472361.6 | 393335.6 | 0.0357 | 0.0542 | 0.5 | 0.5 | 318.7 | 25.4 | 3.6 | 22 | 1052.5 | 0.19 | 320.4 | 53.4 | 373.9 | 330.7 | 26.4 | 3.74 | 22.9 | 1092.9 | 0.2 | 332.5 | 55.5 | 388 | 240 | 10.9 | 1.43 | 22.6 | 1054 | 0.11 | 240.7 | 54 | 294.8 | 427.5 | 8.1 | 0.81 | 50.5 | 2235.4 | 0.19 | 428 | 117.2 | 545.1 | 30.39 | 0 | 0.28 | 30.67 | 32.14 | 0 | 0.29 | 32.43 | 493877 | 100541.4 | 425.1 | 4247.1 | 0 | 8374.7 | 95520.8 | 0 | 45 | 6915.1 | 148675.9 | 0 | 95.5 | 3315.4 | 43606.4 | 88396.1 | 678.6 | 0 | 0 | 50312.1 | 43126.6 | 142.6 | 3375.8 | 1077.7 | 360.5 | 8315.2
1115 | 47 | Day47 | 10 | Hour10 | 2 | Winter | 2761 | #N/A | Winter | 495418.4 | 2024-02-16 10:00 | 492015 | 0 | 0 | 3403.4 | 495418.4 | 474393.2 | 383775.3 | 0.0358 | 0.0544 | 0.51 | 0.51 | 317 | 25.5 | 3.61 | 21.7 | 1041.4 | 0.19 | 318.8 | 52.8 | 371.6 | 328.9 | 26.4 | 3.75 | 22.6 | 1080.9 | 0.2 | 330.7 | 54.8 | 385.6 | 188.3 | 9 | 1.19 | 17.3 | 812.5 | 0.09 | 188.9 | 41.6 | 230.5 | 928.7 | 95 | 13.71 | 39.4 | 2402.9 | 0.45 | 935.2 | 111.2 | 1046.4 | 30.11 | 0 | 0.28 | 30.39 | 31.85 | 0 | 0.3 | 32.14 | 495418.4 | 111643.1 | 0 | 4247.1 | 0 | 8019.4 | 96186.2 | 0 | 175.6 | 9858.1 | 146284 | 0 | 95.5 | 3315.4 | 36552.9 | 88396.1 | 678.6 | 0 | 0 | 71299 | 30139.1 | 171.2 | 6315.6 | 633.1 | 763.9 | 7916.5
1116 | 47 | Day47 | 11 | Hour11 | 2 | Winter | 2761 | #N/A | Winter | 493901.7 | 2024-02-16 11:00 | 489752.4 | 0 | 467.1 | 3682.2 | 493901.7 | 472260.1 | 371937.8 | 0.0357 | 0.0541 | 0.52 | 0.52 | 310 | 24.9 | 3.53 | 21.3 | 1019.1 | 0.19 | 311.7 | 51.7 | 363.4 | 322 | 25.8 | 3.66 | 22.1 | 1058.6 | 0.19 | 323.7 | 53.7 | 377.5 | 144.6 | 5.7 | 0.74 | 14.4 | 660.6 | 0.07 | 144.9 | 34.1 | 179 | 1073.8 | 119 | 17.27 | 37.3 | 2488.7 | 0.53 | 1082 | 111.6 | 1193.7 | 29.55 | 0 | 0.28 | 29.83 | 31.25 | 0 | 0.3 | 31.55 | 493901.7 | 121963.8 | 0 | 4247.1 | 0 | 8317.1 | 93666.5 | 0 | 336.5 | 12226.5 | 143075.8 | 0 | 108.7 | 3315.4 | 30132.4 | 88396.1 | 678.6 | 0 | 0 | 82018.3 | 27156.7 | 225.8 | 9399.2 | 648.2 | 469.1 | 8315.2
1117 | 47 | Day47 | 12 | Hour12 | 2 | Winter | 2761 | #N/A | Winter | 490684.6 | 2024-02-16 12:00 | 485287 | 131.9 | 1374.6 | 3891.1 | 490684.7 | 468035.6 | 363979.1 | 0.0355 | 0.0537 | 0.52 | 0.52 | 303.7 | 24.1 | 3.42 | 21.2 | 1006.3 | 0.18 | 305.4 | 51.2 | 356.6 | 316 | 25.1 | 3.56 | 22 | 1046.7 | 0.19 | 317.7 | 53.3 | 370.9 | 136.1 | 5.3 | 0.67 | 13.6 | 625.9 | 0.06 | 136.4 | 32.3 | 168.7 | 820.9 | 73.8 | 10.57 | 44.2 | 2431.6 | 0.4 | 826 | 116.8 | 942.8 | 29.35 | 0 | 0.29 | 29.64 | 31.04 | 0 | 0.3 | 31.34 | 490684.6 | 126705.6 | 0 | 4247.1 | 0 | 8370.1 | 89784.8 | 0 | 380.5 | 12656.4 | 142465.6 | 0 | 159.1 | 3315.4 | 26515.4 | 88396.1 | 725.4 | 0 | 0 | 84262.4 | 29121.2 | 285.2 | 11864.2 | 341.3 | 0 | 8315.2
1118 | 47 | Day47 | 13 | Hour13 | 2 | Winter | 2761 | #N/A | Winter | 488821.6 | 2024-02-16 13:00 | 480396.4 | 2761.1 | 1374.6 | 4289.4 | 488821.5 | 463399 | 355186.2 | 0.0354 | 0.0531 | 0.53 | 0.53 | 299.9 | 23.9 | 3.39 | 20.9 | 991.3 | 0.18 | 301.6 | 50.5 | 352.1 | 313.4 | 25 | 3.54 | 21.8 | 1035.2 | 0.19 | 315.2 | 52.7 | 367.9 | 125.4 | 4.2 | 0.52 | 13.1 | 596.3 | 0.06 | 125.6 | 30.9 | 156.5 | 852.3 | 83.5 | 12.03 | 39.7 | 2308.9 | 0.42 | 858 | 108.6 | 966.7 | 29.14 | 0 | 0.29 | 29.43 | 30.82 | 0 | 0.3 | 31.12 | 488821.6 | 133635.4 | 0 | 4247.1 | 0 | 7822.4 | 88579.4 | 0 | 642.4 | 13114.2 | 139076.7 | 0 | 159.1 | 3315.4 | 22780.1 | 88396.1 | 809.7 | 0 | 0 | 87908.1 | 31532.8 | 437.9 | 11475.8 | 252.4 | 18.5 | 8315.2
1119 | 47 | Day47 | 14 | Hour14 | 2 | Winter | 2761 | #N/A | Winter | 486037.3 | 2024-02-16 14:00 | 476407.3 | 3929 | 1374.6 | 4326.3 | 486037.3 | 459621 | 351391.9 | 0.0352 | 0.0527 | 0.54 | 0.53 | 296.1 | 23.5 | 3.33 | 20.7 | 981.2 | 0.18 | 297.7 | 50 | 347.7 | 309.7 | 24.6 | 3.48 | 21.7 | 1025.7 | 0.19 | 311.4 | 52.3 | 363.7 | 124.5 | 4 | 0.49 | 13.2 | 599.4 | 0.06 | 124.8 | 31.1 | 155.9 | 875.8 | 84.8 | 12.21 | 41.7 | 2403 | 0.43 | 881.7 | 113.4 | 995.1 | 28.91 | 0 | 0.29 | 29.2 | 30.56 | 0 | 0.31 | 30.87 | 486037.3 | 134645.4 | 0 | 4247.1 | 0 | 7819.2 | 86570 | 0 | 672.4 | 13281.4 | 137709.2 | 0 | 159.1 | 3315.4 | 22277.4 | 88396.1 | 898.4 | 0 | 0 | 87237.8 | 32888.8 | 565 | 11401.3 | 0 | 0 | 8313.5
1120 | 47 | Day47 | 15 | Hour15 | 2 | Winter | 2761 | #N/A | Winter | 483541.9 | 2024-02-16 15:00 | 473359.7 | 4005.8 | 1553.2 | 4623.2 | 483541.9 | 456729.2 | 348418.9 | 0.0351 | 0.0524 | 0.54 | 0.54 | 291.8 | 23 | 3.25 | 20.6 | 972.7 | 0.18 | 293.4 | 49.7 | 343.1 | 305.6 | 24.1 | 3.41 | 21.6 | 1017.8 | 0.19 | 307.3 | 52 | 359.2 | 124.7 | 4.2 | 0.52 | 13.1 | 593.3 | 0.06 | 125 | 30.8 | 155.7 | 1162.6 | 127 | 18.43 | 42.2 | 2738 | 0.58 | 1171.4 | 124 | 1295.4 | 28.67 | 0 | 0.29 | 28.96 | 30.31 | 0 | 0.31 | 30.62 | 483541.9 | 135123 | 0 | 4250 | 0 | 7819.2 | 84165.5 | 0 | 659.7 | 12407.2 | 137304.8 | 0 | 159.1 | 3315.4 | 22141.1 | 88396.1 | 867.6 | 0 | 0 | 87042.6 | 34457.6 | 555.9 | 10295.6 | 0 | 0 | 8310.6
1121 | 47 | Day47 | 16 | Hour16 | 2 | Winter | 2761 | #N/A | Winter | 485827.6 | 2024-02-16 16:00 | 475227.2 | 4253 | 1553.2 | 4794.1 | 485827.5 | 458493.6 | 356191.6 | 0.0352 | 0.0526 | 0.53 | 0.52 | 299.3 | 23.5 | 3.32 | 21.2 | 999.9 | 0.18 | 300.9 | 51 | 351.9 | 313.7 | 24.6 | 3.49 | 22.2 | 1047.5 | 0.19 | 315.4 | 53.5 | 368.9 | 162.3 | 6.7 | 0.87 | 15.9 | 732.5 | 0.07 | 162.7 | 37.7 | 200.4 | 862.1 | 81.9 | 11.77 | 42.5 | 2416.4 | 0.43 | 867.7 | 114.6 | 982.4 | 29.09 | 0 | 0.29 | 29.38 | 30.78 | 0 | 0.31 | 31.09 | 485827.6 | 129636 | 125.9 | 4257.5 | 0 | 7819.2 | 86210.7 | 0 | 493.6 | 12925.4 | 142525.4 | 0 | 159.1 | 3315.4 | 22435.4 | 88396.1 | 946.8 | 0 | 0 | 79856 | 35681.4 | 679.6 | 8634 | 0 | 0 | 8310.6
1122 | 47 | Day47 | 17 | Hour17 | 2 | Winter | 2761 | #N/A | Winter | 497241.6 | 2024-02-16 17:00 | 486435.1 | 4253 | 1553.2 | 5000.3 | 497241.7 | 469092.9 | 388196.2 | 0.0356 | 0.0539 | 0.49 | 0.48 | 327.2 | 26.1 | 3.7 | 22.5 | 1078.7 | 0.2 | 329 | 54.7 | 383.7 | 344.2 | 27.4 | 3.89 | 23.7 | 1135.9 | 0.21 | 346.1 | 57.7 | 403.7 | 328.2 | 20.3 | 2.81 | 26 | 1266.1 | 0.15 | 329.6 | 63.7 | 393.3 | 724.7 | 50.8 | 7.12 | 52.1 | 2598.9 | 0.35 | 728.2 | 129.6 | 857.8 | 31.31 | 0 | 0.29 | 31.6 | 33.19 | 0 | 0.31 | 33.49 | 497241.6 | 109045.5 | 1759.5 | 4257.5 | 0 | 7819.2 | 99026.5 | 0 | 649.6 | 10226.6 | 152633.2 | 0 | 433.6 | 3315.4 | 28454.3 | 88396.1 | 952.7 | 1148.1 | 0 | 55178 | 42111.8 | 879.5 | 7552.1 | 68.7 | 667.9 | 8160.7
1123 | 47 | Day47 | 18 | Hour18 | 2 | Winter | 2761 | #N/A | Winter | 502984.8 | 2024-02-16 18:00 | 497843.8 | 0 | 1339.9 | 3801.2 | 502984.9 | 479881.5 | 414343.8 | 0.0361 | 0.0552 | 0.46 | 0.46 | 347.9 | 27.6 | 3.92 | 24 | 1146.8 | 0.21 | 349.8 | 58.2 | 408 | 365.1 | 28.9 | 4.09 | 25.4 | 1207.6 | 0.22 | 367 | 61.4 | 428.4 | 414.6 | 24.4 | 3.4 | 34.7 | 1587.3 | 0.23 | 416.2 | 82.1 | 498.3 | 600.8 | 11.5 | 1.17 | 71 | 3122.3 | 0.27 | 601.5 | 164.1 | 765.7 | 34.28 | 0 | 0.29 | 34.57 | 36.32 | 0 | 0.31 | 36.62 | 502984.8 | 88641 | 2547.8 | 4257.5 | 0 | 8374.7 | 105094.7 | 0 | 520.4 | 7302.8 | 160526.4 | 0 | 2578.8 | 3315.4 | 31294.7 | 88396.1 | 1959.2 | 5998.5 | 0 | 28576.4 | 51284.8 | 956.8 | 5931.4 | 616.1 | 4070 | 8310.6
1124 | 47 | Day47 | 19 | Hour19 | 2 | Winter | 2761 | #N/A | Winter | 506281.9 | 2024-02-16 19:00 | 502727.6 | 0 | 0 | 3554.3 | 506281.9 | 484530.4 | 439648.4 | 0.0362 | 0.0556 | 0.45 | 0.45 | 351.3 | 27.7 | 3.92 | 24.4 | 1165.4 | 0.21 | 353.2 | 59.2 | 412.3 | 368.3 | 28.9 | 4.09 | 25.8 | 1227 | 0.22 | 370.3 | 62.4 | 432.7 | 438.7 | 25.1 | 3.48 | 37.2 | 1710.1 | 0.24 | 440.4 | 88.2 | 528.7 | 489.2 | 9.3 | 0.96 | 57.9 | 2539.1 | 0.22 | 489.8 | 133.6 | 623.4 | 34.5 | 0 | 0.16 | 34.67 | 36.53 | 0 | 0.18 | 36.71 | 506281.9 | 66633.4 | 4264.1 | 4257.5 | 0 | 8374.7 | 105571.7 | 0 | 95.3 | 1498.7 | 166837 | 0 | 2056.6 | 3315.4 | 47798.2 | 88396.1 | 1937.2 | 6840 | 0 | 4296.4 | 60002.5 | 740.5 | 4202.9 | 2774.8 | 3414.1 | 8315.2
1125 | 47 | Day47 | 20 | Hour20 | 2 | Winter | 2761 | #N/A | Winter | 503911.2 | 2024-02-16 20:00 | 499852.7 | 0 | 0 | 4058.5 | 503911.2 | 481817.6 | 438022.1 | 0.0361 | 0.0552 | 0.46 | 0.45 | 348.4 | 27.6 | 3.92 | 24 | 1153 | 0.21 | 350.3 | 58.4 | 408.8 | 363.7 | 28.7 | 4.07 | 25.2 | 1207 | 0.22 | 365.6 | 61.2 | 426.9 | 429.2 | 25.2 | 3.47 | 35.3 | 1690 | 0.21 | 430.9 | 85.7 | 516.6 | 661.7 | 25.3 | 3.25 | 66.7 | 3039 | 0.31 | 663.4 | 157.4 | 820.7 | 33.3 | 0 | 0.29 | 33.59 | 35.25 | 0 | 0.31 | 35.56 | 503911.2 | 65889.1 | 5616.7 | 4257.5 | 0 | 8374.7 | 105300.5 | 0 | 0 | 0.1 | 166036.2 | 0 | 433.6 | 3315.4 | 52079 | 88396.1 | 1322 | 2890.3 | 0 | 0.1 | 65402.9 | 486 | 330 | 414 | 2431.3 | 8315.2
1126 | 47 | Day47 | 21 | Hour21 | 2 | Winter | 2761 | #N/A | Winter | 491773.8 | 2024-02-16 21:00 | 487542 | 0 | 0 | 4231.8 | 491773.8 | 470148.8 | 422752.9 | 0.0357 | 0.054 | 0.47 | 0.46 | 340 | 26.8 | 3.79 | 23.7 | 1131.1 | 0.2 | 341.9 | 57.5 | 399.3 | 353.6 | 27.8 | 3.94 | 24.7 | 1178.2 | 0.21 | 355.5 | 59.9 | 415.4 | 471.4 | 31.1 | 4.31 | 35.6 | 1761.6 | 0.22 | 473.5 | 88.1 | 561.6 | 821.1 | 74.2 | 10.63 | 43.9 | 2419.4 | 0.4 | 826.2 | 116.1 | 942.3 | 32.35 | 0 | 0.29 | 32.64 | 34.2 | 0 | 0.31 | 34.51 | 491773.8 | 69020.9 | 3877.4 | 4257.5 | 0 | 8374.7 | 99435.7 | 0 | 0 | 0 | 161239.2 | 0 | 159.1 | 3315.4 | 50174.9 | 88396.1 | 1216.1 | 2306.8 | 0 | 0 | 68672.4 | 348.5 | 0 | 1947.1 | 2756.3 | 8315.2
1127 | 47 | Day47 | 22 | Hour22 | 2 | Winter | 2761 | #N/A | Winter | 468856.1 | 2024-02-16 22:00 | 464488.9 | 0 | 0 | 4367.2 | 468856.1 | 448273.8 | 399704.2 | 0.0349 | 0.0516 | 0.48 | 0.48 | 328.8 | 25.7 | 3.64 | 23.2 | 1100.2 | 0.2 | 330.6 | 56.1 | 386.7 | 341.6 | 26.7 | 3.77 | 24.2 | 1144.7 | 0.21 | 343.4 | 58.4 | 401.8 | 470.3 | 29.6 | 4.09 | 36.7 | 1801.4 | 0.22 | 472.3 | 90.5 | 562.7 | 455.7 | 12.3 | 1.44 | 50.7 | 2252.5 | 0.21 | 456.4 | 117.9 | 574.3 | 30.58 | 0 | 0.29 | 30.87 | 32.25 | 0 | 0.31 | 32.56 | 468856.1 | 69151.9 | 2913.1 | 4254.7 | 0 | 8374.7 | 90974.7 | 0 | 0 | 0 | 151650.1 | 0 | 159.1 | 3315.4 | 46454.8 | 88396.1 | 1077.5 | 2133.9 | 0 | 0 | 68823.6 | 328.3 | 0 | 1518.5 | 2259.4 | 8315.2
1128 | 47 | Day47 | 23 | Hour23 | 2 | Winter | 2761 | #N/A | Winter | 442222.8 | 2024-02-16 23:00 | 437910.5 | 0 | 0 | 4312.3 | 442222.8 | 422990.2 | 373832.6 | 0.0341 | 0.0488 | 0.49 | 0.49 | 316.1 | 24.5 | 3.47 | 22.7 | 1065.9 | 0.19 | 317.8 | 54.5 | 372.3 | 328.1 | 25.4 | 3.59 | 23.6 | 1107.4 | 0.2 | 329.8 | 56.7 | 386.5 | 464.8 | 29.1 | 4.02 | 36.5 | 1786.2 | 0.22 | 466.8 | 89.8 | 556.6 | 784.9 | 73.4 | 10.54 | 39.7 | 2234.7 | 0.39 | 790 | 106.4 | 896.4 | 29.58 | 0 | 0.14 | 29.72 | 31.1 | 0 | 0.15 | 31.25 | 442222.8 | 68390.2 | 1826.5 | 4198.3 | 0 | 7463.8 | 81673.8 | 0 | 0 | 0 | 140874.8 | 0 | 159.1 | 3315.4 | 43867.6 | 88396.1 | 705.7 | 1351.5 | 0 | 0 | 67937.1 | 453.1 | 0 | 136 | 2998.1 | 7534.2
1129 | 48 | Day48 | 0 | Hour0 | 2 | Winter | 97 | 485089.4 | Winter | 419757.4 | 2024-02-17 | 413937.1 | 545.1 | 1008.7 | 4266.5 | 419757.4 | 400144.4 | 354404.2 | 0.0333 | 0.0462 | 0.5 | 0.5 | 306 | 23.4 | 3.31 | 22.4 | 1042 | 0.19 | 307.6 | 53.5 | 361.1 | 317.9 | 24.3 | 3.43 | 23.3 | 1083.3 | 0.2 | 319.6 | 55.7 | 375.2 | 483.7 | 32.2 | 4.47 | 36.3 | 1800.1 | 0.23 | 485.9 | 90 | 575.9 | 475.3 | 10.7 | 1.18 | 54.7 | 2417.4 | 0.22 | 475.9 | 126.8 | 602.7 | 28.68 | 0 | 0.29 | 28.97 | 30.07 | 0 | 0.3 | 30.38 | 419757.4 | 65353.2 | 0 | 4198.3 | 0 | 6459.5 | 73840.3 | 0 | 0 | 0 | 133471.1 | 0 | 159.1 | 3315.4 | 41548.1 | 88396.1 | 624.6 | 2391.7 | 0 | 0 | 64734.5 | 618.7 | 0 | 0 | 0 | 5355
1130 | 48 | Day48 | 1 | Hour1 | 2 | Winter | 2761 | #N/A | Winter | 407648.9 | 2024-02-17 01:00 | 397230.8 | 2458.9 | 3833 | 4126.2 | 407648.9 | 384205.7 | 346159.4 | 0.0328 | 0.0443 | 0.49 | 0.49 | 310.1 | 23.6 | 3.33 | 22.9 | 1061.4 | 0.19 | 311.7 | 54.6 | 366.3 | 322.4 | 24.6 | 3.47 | 23.7 | 1102.5 | 0.2 | 324.1 | 56.7 | 380.7 | 488.3 | 32.9 | 4.58 | 36.2 | 1802.1 | 0.23 | 490.5 | 90 | 580.5 | 567.4 | 32.3 | 4.41 | 47.4 | 2282.5 | 0.26 | 569.5 | 115.5 | 685 | 28.53 | 0 | 0.3 | 28.83 | 29.87 | 0 | 0.29 | 30.17 | 407648.9 | 61489.4 | 0 | 4198.3 | 0 | 5507.2 | 72157 | 0 | 0 | 0 | 133311 | 0 | 100.2 | 3315.4 | 37350.9 | 88396.1 | 518.1 | 1305.3 | 0 | 0 | 60822.2 | 667.2 | 0 | 0 | 0 | 4445.1
1131 | 48 | Day48 | 2 | Hour2 | 2 | Winter | 2761 | #N/A | Winter | 398221.3 | 2024-02-17 02:00 | 386932.1 | 3797.7 | 3500.8 | 3990.7 | 398221.3 | 374367.8 | 340314.4 | 0.0325 | 0.0431 | 0.49 | 0.48 | 314.8 | 23.9 | 3.37 | 23.3 | 1080.2 | 0.2 | 316.4 | 55.6 | 372 | 327.7 | 24.9 | 3.52 | 24.2 | 1122.2 | 0.2 | 329.4 | 57.7 | 387.1 | 502.6 | 34.8 | 4.85 | 36.5 | 1827.7 | 0.24 | 505 | 91 | 596 | 710.9 | 54.5 | 7.68 | 46.7 | 2416 | 0.34 | 714.6 | 118.8 | 833.4 | 28.46 | 0 | 0.3 | 28.76 | 29.76 | 0 | 0.29 | 30.05 | 398221.3 | 57906.9 | 124 | 4198.3 | 0 | 5023.9 | 71197 | 0 | 0 | 0 | 133211.4 | 0 | 95.5 | 3315.4 | 33075.3 | 88396.1 | 518.1 | 1159.4 | 0 | 0 | 57146.1 | 760.8 | 0 | 0 | 0 | 5030.4
1132 | 48 | Day48 | 3 | Hour3 | 2 | Winter | 2761 | #N/A | Winter | 393322.6 | 2024-02-17 03:00 | 384066.3 | 2447.9 | 2959.5 | 3849 | 393322.7 | 371630.8 | 337978 | 0.0324 | 0.0427 | 0.48 | 0.48 | 319.3 | 24.2 | 3.42 | 23.6 | 1094.9 | 0.2 | 320.9 | 56.3 | 377.3 | 331.8 | 25.2 | 3.56 | 24.5 | 1137.3 | 0.21 | 333.5 | 58.5 | 392 | 499.4 | 33.8 | 4.7 | 36.9 | 1839 | 0.23 | 501.6 | 91.8 | 593.4 | 680.6 | 51.5 | 7.25 | 45.3 | 2335.1 | 0.32 | 684.1 | 115 | 799.1 | 28.45 | 0 | 0.3 | 28.75 | 29.74 | 0 | 0.28 | 30.02 | 393322.6 | 55344.6 | 85.1 | 4198.3 | 0 | 5009.3 | 71449.1 | 0 | 0 | 0 | 133196 | 0 | 95.5 | 3315.4 | 31171.4 | 88396.1 | 518.1 | 543.8 | 0 | 0 | 54324.5 | 1020.1 | 0 | 0 | 805.5 | 5976.6
1133 | 48 | Day48 | 4 | Hour4 | 2 | Winter | 2761 | #N/A | Winter | 395711.6 | 2024-02-17 04:00 | 390731.9 | 584 | 376.6 | 4019.1 | 395711.6 | 378013.7 | 342519.1 | 0.0325 | 0.0434 | 0.47 | 0.47 | 329.2 | 25.3 | 3.58 | 24 | 1118.1 | 0.2 | 330.9 | 57.4 | 388.3 | 340.8 | 26.2 | 3.7 | 24.8 | 1157.8 | 0.21 | 342.6 | 59.4 | 402 | 480.3 | 30.3 | 4.18 | 37.5 | 1839.8 | 0.22 | 482.3 | 92.4 | 574.7 | 483.1 | 15.6 | 1.91 | 51.2 | 2321.1 | 0.21 | 484.1 | 120.4 | 604.5 | 28.69 | 0 | 0.26 | 28.95 | 30 | 0 | 0.27 | 30.27 | 395711.6 | 53192.5 | 97.4 | 4198.3 | 0 | 4970.2 | 75416.8 | 0 | 0 | 0 | 134561.6 | 0 | 95.5 | 3315.4 | 30544.4 | 88396.1 | 518.1 | 405.2 | 0 | 0 | 51718.9 | 1473.6 | 0 | 0 | 0 | 4978.7
1134 | 48 | Day48 | 5 | Hour5 | 2 | Winter | 2761 | #N/A | Winter | 416044.5 | 2024-02-17 05:00 | 411478.6 | 87.8 | 0 | 4478 | 416044.5 | 397817.3 | 364195 | 0.0332 | 0.0458 | 0.45 | 0.45 | 347.2 | 27.4 | 3.88 | 24.4 | 1156.5 | 0.21 | 349.1 | 58.9 | 408 | 359.3 | 28.4 | 4.02 | 25.3 | 1197.4 | 0.22 | 361.3 | 61 | 422.3 | 494.2 | 32.3 | 4.48 | 37.6 | 1856.1 | 0.23 | 496.4 | 92.9 | 589.3 | 657.8 | 46.8 | 6.55 | 46.5 | 2350 | 0.31 | 661 | 116.6 | 777.6 | 29.54 | 0 | 0.25 | 29.79 | 30.96 | 0 | 0.26 | 31.22 | 416044.5 | 51849.5 | 0 | 4198.3 | 0 | 6810.8 | 86571.7 | 0 | 0 | 0 | 141033.6 | 0 | 95.5 | 3315.4 | 32833.9 | 88396.1 | 518.1 | 421.5 | 0 | 0 | 49967.2 | 1882.2 | 0 | 213 | 0 | 6149.9
1135 | 48 | Day48 | 6 | Hour6 | 2 | Winter | 2761 | #N/A | Winter | 444637.6 | 2024-02-17 06:00 | 439963.6 | 0 | 0 | 4674.1 | 444637.6 | 424928.6 | 393678.6 | 0.0342 | 0.0491 | 0.44 | 0.44 | 357.7 | 28.4 | 4.02 | 24.8 | 1187.2 | 0.21 | 359.6 | 60.2 | 419.9 | 371.7 | 29.4 | 4.16 | 25.9 | 1236.1 | 0.22 | 373.7 | 62.7 | 436.5 | 462 | 29.2 | 4.04 | 36 | 1765.2 | 0.22 | 464 | 88.7 | 552.7 | 427.8 | 8.1 | 0.81 | 50.5 | 2237 | 0.19 | 428.3 | 117.2 | 545.5 | 33.32 | 0 | 0.18 | 33.5 | 35.05 | 0 | 0.19 | 35.24 | 444637.6 | 50959.1 | 2489 | 4247.1 | 0 | 8374.7 | 95612.7 | 0 | 0 | 383.5 | 153066 | 0 | 95.5 | 3315.4 | 37142.8 | 88396.1 | 518.1 | 421.1 | 0 | 132.7 | 48657.5 | 1785.3 | 0 | 246.5 | 1911 | 7987
1136 | 48 | Day48 | 7 | Hour7 | 2 | Winter | 2761 | #N/A | Winter | 469627.2 | 2024-02-17 07:00 | 465473.6 | 0 | 0 | 4153.5 | 469627.2 | 449201.8 | 408413.9 | 0.035 | 0.0517 | 0.46 | 0.46 | 340.9 | 27 | 3.81 | 23.7 | 1134.4 | 0.2 | 342.7 | 57.6 | 400.3 | 357 | 28.1 | 3.98 | 25 | 1190.9 | 0.21 | 358.9 | 60.5 | 419.5 | 405.2 | 24.8 | 3.41 | 32.4 | 1575.3 | 0.19 | 406.8 | 79.4 | 486.2 | 1042.3 | 111 | 16.06 | 40.3 | 2559 | 0.51 | 1050 | 116.7 | 1166.7 | 35.57 | 0 | 0.25 | 35.82 | 37.52 | 0 | 0.26 | 37.79 | 469627.2 | 61213.2 | 4724.5 | 4247.1 | 0 | 8374.7 | 95772.2 | 0 | 0 | 2730 | 154669.6 | 0 | 375.6 | 3315.4 | 43665.8 | 88396.1 | 518.1 | 4354.6 | 0 | 9287.7 | 47309.6 | 1886 | 337.7 | 7486.5 | 3923.8 | 8315.2
1137 | 48 | Day48 | 8 | Hour8 | 2 | Winter | 2761 | #N/A | Winter | 481508.4 | 2024-02-17 08:00 | 477706.8 | 0 | 0 | 3801.6 | 481508.4 | 460857.8 | 394092 | 0.0353 | 0.0528 | 0.49 | 0.49 | 319.2 | 25 | 3.53 | 22.5 | 1070.2 | 0.19 | 320.9 | 54.5 | 375.4 | 331.7 | 25.9 | 3.66 | 23.5 | 1113.2 | 0.2 | 333.5 | 56.7 | 390.2 | 171.6 | 6.4 | 0.82 | 17.4 | 793.7 | 0.08 | 172 | 41.1 | 213.1 | 974.9 | 100.7 | 14.55 | 40.5 | 2490.1 | 0.48 | 981.9 | 114.8 | 1096.7 | 30.55 | 0 | 0.26 | 30.81 | 32.25 | 0 | 0.28 | 32.53 | 481508.4 | 87416.4 | 3148.8 | 4247.1 | 0 | 8374.7 | 90647.4 | 0 | 0 | 6988.7 | 151258.3 | 0 | 685.3 | 3315.4 | 42058 | 88396.1 | 705.7 | 1255.2 | 0 | 34355.9 | 44114 | 1957.9 | 2260.5 | 564.7 | 3632 | 7717.9
1138 | 48 | Day48 | 9 | Hour9 | 2 | Winter | 2761 | #N/A | Winter | 485089.4 | 2024-02-17 09:00 | 481613.7 | 0 | 0 | 3475.7 | 485089.4 | 464582.5 | 380713.7 | 0.0354 | 0.0532 | 0.51 | 0.51 | 307.4 | 24.2 | 3.42 | 21.6 | 1027 | 0.19 | 309 | 52.3 | 361.3 | 319 | 25.1 | 3.55 | 22.5 | 1066 | 0.19 | 320.7 | 54.3 | 375 | 132.2 | 4.5 | 0.57 | 13.8 | 625.9 | 0.06 | 132.5 | 32.4 | 164.9 | 657 | 48.1 | 6.76 | 45.2 | 2304 | 0.31 | 660.3 | 113.9 | 774.2 | 29.78 | 0 | 0.27 | 30.05 | 31.45 | 0 | 0.29 | 31.74 | 485089.4 | 104375.7 | 612.3 | 4247.1 | 0 | 8374.7 | 88576.3 | 0 | 208.4 | 11306 | 146459.2 | 0 | 95.5 | 3315.4 | 40114.8 | 88396.1 | 518.1 | 4.1 | 0 | 59053.1 | 32090.5 | 1717.7 | 6014.8 | 326.8 | 1470.8 | 8315.2
1139 | 48 | Day48 | 10 | Hour10 | 2 | Winter | 2761 | #N/A | Winter | 483923.6 | 2024-02-17 10:00 | 480145.4 | 0 | 18 | 3760.4 | 483923.7 | 463188.2 | 357839.8 | 0.0353 | 0.053 | 0.53 | 0.53 | 297.2 | 23.5 | 3.33 | 20.8 | 988.1 | 0.18 | 298.8 | 50.3 | 349.1 | 308.3 | 24.4 | 3.46 | 21.6 | 1025 | 0.19 | 310 | 52.2 | 362.2 | 97.3 | 3.3 | 0.41 | 10.2 | 461.8 | 0.04 | 97.5 | 23.9 | 121.4 | 768.7 | 67.7 | 9.67 | 42.5 | 2334.1 | 0.37 | 773.4 | 112.2 | 885.6 | 28.9 | 0 | 0.28 | 29.18 | 30.52 | 0 | 0.29 | 30.81 | 483923.6 | 126083.9 | 29.5 | 4247.1 | 0 | 8374.7 | 86318.8 | 0 | 732.1 | 14288.5 | 139472.2 | 0 | 95.5 | 3315.4 | 27072.4 | 88396.1 | 518.1 | 0 | 0 | 86808.7 | 22601.2 | 1653.5 | 10142.5 | 192.4 | 184.6 | 7717.9
1140 | 48 | Day48 | 11 | Hour11 | 2 | Winter | 2761 | #N/A | Winter | 481763.2 | 2024-02-17 11:00 | 475527.8 | 673.4 | 1374.6 | 4187.4 | 481763.2 | 458814.4 | 343233.3 | 0.0351 | 0.0525 | 0.55 | 0.55 | 286.9 | 22.7 | 3.21 | 20.2 | 954.7 | 0.18 | 288.4 | 48.7 | 337.2 | 298.9 | 23.7 | 3.35 | 21 | 993.7 | 0.18 | 300.5 | 50.7 | 351.2 | 99.6 | 3.6 | 0.45 | 10.2 | 466.7 | 0.04 | 99.8 | 24.1 | 124 | 451.1 | 12.9 | 1.53 | 49.3 | 2218.5 | 0.2 | 451.9 | 115.4 | 567.3 | 28.24 | 0 | 0.28 | 28.52 | 29.82 | 0 | 0.3 | 30.12 | 481763.2 | 138529.9 | 0 | 4247.1 | 0 | 7165.4 | 83019.6 | 0 | 868.1 | 16967 | 134616.6 | 0 | 95.5 | 3315.4 | 21859.4 | 88396.1 | 518.1 | 0 | 0 | 97364.7 | 22126.6 | 1203.4 | 13568 | 0 | 91.2 | 8116.6
1141 | 48 | Day48 | 12 | Hour12 | 2 | Winter | 2761 | #N/A | Winter | 477193.2 | 2024-02-17 12:00 | 468893.6 | 1784.6 | 2434.2 | 4080.8 | 477193.2 | 452523.9 | 334240.2 | 0.0349 | 0.0518 | 0.56 | 0.56 | 277.2 | 21.8 | 3.08 | 19.8 | 927.9 | 0.17 | 278.7 | 47.5 | 326.1 | 289.6 | 22.8 | 3.22 | 20.6 | 968.1 | 0.18 | 291.1 | 49.5 | 340.6 | 96.4 | 3 | 0.36 | 10.3 | 466.7 | 0.04 | 96.5 | 24.2 | 120.8 | 635.6 | 43.6 | 6.08 | 46.4 | 2323 | 0.3 | 638.5 | 115.7 | 754.3 | 27.78 | 0 | 0.3 | 28.08 | 29.32 | 0 | 0.3 | 29.62 | 477193.2 | 142953 | 0 | 4247.1 | 0 | 6883.2 | 78713 | 0 | 853.5 | 17924.3 | 131241.6 | 0 | 95.5 | 3315.4 | 20830.1 | 88396.1 | 518.1 | 0 | 0 | 98631.4 | 24263 | 1280.7 | 16463.9 | 0 | 6.6 | 8315.2
1142 | 48 | Day48 | 13 | Hour13 | 2 | Winter | 2761 | #N/A | Winter | 474481.6 | 2024-02-17 13:00 | 462687.8 | 3686.8 | 3885.3 | 4221.8 | 474481.6 | 446634.1 | 323700.3 | 0.0347 | 0.0511 | 0.58 | 0.57 | 262.8 | 20.2 | 2.86 | 19.2 | 892.2 | 0.17 | 264.2 | 45.9 | 310 | 275.3 | 21.3 | 3.01 | 20 | 932.1 | 0.17 | 276.8 | 47.9 | 324.6 | 102.5 | 4 | 0.51 | 10.3 | 471.5 | 0.05 | 102.8 | 24.3 | 127.1 | 796.5 | 73.6 | 10.55 | 41 | 2309.6 | 0.38 | 801.6 | 109.9 | 911.5 | 27.42 | 0 | 0.3 | 27.73 | 28.92 | 0 | 0.3 | 29.23 | 474481.6 | 150781.4 | 0 | 4247.1 | 0 | 5311.8 | 72268.1 | 0 | 820.4 | 21064.9 | 128746.6 | 0 | 95.5 | 3315.4 | 20801.5 | 88396.1 | 518.1 | 0 | 0 | 100039.4 | 27315 | 1541.7 | 15659.5 | 0 | 0 | 8315.2
1143 | 48 | Day48 | 14 | Hour14 | 2 | Winter | 2761 | #N/A | Winter | 473601.8 | 2024-02-17 14:00 | 455870.2 | 6848 | 6514.2 | 4369.3 | 473601.8 | 440161.2 | 321203.6 | 0.0345 | 0.0504 | 0.58 | 0.57 | 259 | 19.8 | 2.79 | 19.1 | 884.1 | 0.16 | 260.4 | 45.5 | 305.9 | 273 | 21 | 2.97 | 20 | 927.3 | 0.17 | 274.4 | 47.6 | 322 | 112.6 | 4.6 | 0.6 | 11 | 509.2 | 0.05 | 112.9 | 26.2 | 139.1 | 955 | 104.9 | 15.22 | 34 | 2242.6 | 0.47 | 962.3 | 101 | 1063.3 | 27.39 | 0 | 0.3 | 27.7 | 28.87 | 0 | 0.31 | 29.17 | 473601.8 | 152398.1 | 0 | 4247.1 | 0 | 4899.1 | 70375.8 | 0 | 800.7 | 21449 | 128554.9 | 0 | 95.5 | 3315.4 | 20801.5 | 88396.1 | 518.1 | 0 | 0 | 98954.8 | 29541.5 | 1652.1 | 15773.3 | 9.9 | 0 | 7656.3
1144 | 48 | Day48 | 15 | Hour15 | 2 | Winter | 2761 | #N/A | Winter | 468392.6 | 2024-02-17 15:00 | 450930.2 | 6767.2 | 6222.2 | 4473 | 468392.7 | 435471.7 | 322649 | 0.0343 | 0.0498 | 0.57 | 0.57 | 261.4 | 19.9 | 2.81 | 19.4 | 894.6 | 0.16 | 262.7 | 46.1 | 308.8 | 275.3 | 21.1 | 2.98 | 20.2 | 938.6 | 0.17 | 276.8 | 48.3 | 325 | 121.6 | 4.9 | 0.63 | 12 | 553.6 | 0.05 | 121.9 | 28.5 | 150.4 | 871.5 | 88.3 | 12.73 | 37.8 | 2282.7 | 0.42 | 877.6 | 105.9 | 983.6 | 27.4 | 0 | 0.29 | 27.69 | 28.85 | 0 | 0.31 | 29.16 | 468392.6 | 145743.7 | 0 | 4247.1 | 0 | 6040.8 | 69911.3 | 0 | 820.9 | 18849.3 | 129323 | 0 | 95.5 | 3315.4 | 20801.5 | 88396.1 | 518.1 | 0 | 0 | 92700.5 | 31478.2 | 1894.8 | 14933.3 | 0 | 0 | 7487.7
1145 | 48 | Day48 | 16 | Hour16 | 2 | Winter | 2761 | #N/A | Winter | 463034 | 2024-02-17 16:00 | 451255 | 5596.4 | 1553.2 | 4629.4 | 463034 | 435785.5 | 337636.9 | 0.0343 | 0.0498 | 0.54 | 0.54 | 283.3 | 21.8 | 3.08 | 20.7 | 962.7 | 0.18 | 284.8 | 49.4 | 334.2 | 297 | 22.9 | 3.23 | 21.6 | 1008.2 | 0.18 | 298.6 | 51.7 | 350.3 | 154.6 | 6.7 | 0.87 | 14.9 | 689.1 | 0.07 | 155 | 35.4 | 190.4 | 564.3 | 32.4 | 4.44 | 47.1 | 2248.7 | 0.27 | 566.5 | 114.2 | 680.7 | 27.9 | 0 | 0.29 | 28.19 | 29.42 | 0 | 0.31 | 29.72 | 463034 | 125397.1 | 0 | 4247.1 | 0 | 7819.2 | 75975.4 | 0 | 845.5 | 15128.2 | 135340.7 | 0 | 159.1 | 3315.4 | 21791.7 | 88396.1 | 592.1 | 0 | 0 | 74129.4 | 32785.9 | 2508.1 | 12491.7 | 5 | 0 | 8310.6
1146 | 48 | Day48 | 17 | Hour17 | 2 | Winter | 2761 | #N/A | Winter | 472929.6 | 2024-02-17 17:00 | 462030.3 | 4253 | 1553.2 | 5093 | 472929.6 | 446022.7 | 364072.1 | 0.0346 | 0.051 | 0.51 | 0.5 | 309.5 | 24.2 | 3.42 | 22 | 1038.4 | 0.19 | 311.2 | 53 | 364.1 | 324.9 | 25.4 | 3.59 | 23.1 | 1090.6 | 0.2 | 326.7 | 55.7 | 382.3 | 345.2 | 22.6 | 3.13 | 26.2 | 1295.9 | 0.16 | 346.7 | 64.9 | 411.6 | 1150.5 | 131.2 | 19.09 | 36.8 | 2536.5 | 0.58 | 1159.7 | 112.5 | 1272.2 | 31.8 | 0 | 0.29 | 32.09 | 33.62 | 0 | 0.3 | 33.93 | 472929.6 | 108857.4 | 1209 | 4250 | 0 | 7819.2 | 86588.3 | 0 | 835.9 | 11832.7 | 145361.4 | 0 | 159.1 | 3315.4 | 25909 | 88396.1 | 819.3 | 245.3 | 0 | 54017.9 | 39164.1 | 3007 | 8655 | 24.3 | 705.2 | 8310.6
1147 | 48 | Day48 | 18 | Hour18 | 2 | Winter | 2761 | #N/A | Winter | 480021.6 | 2024-02-17 18:00 | 474662.9 | 0 | 1339.9 | 4018.8 | 480021.6 | 457987.5 | 387776 | 0.0351 | 0.0524 | 0.49 | 0.48 | 325.4 | 25.8 | 3.65 | 22.6 | 1078.8 | 0.2 | 327.2 | 54.8 | 382 | 340.6 | 26.9 | 3.81 | 23.9 | 1133.3 | 0.21 | 342.5 | 57.7 | 400.2 | 395.8 | 25.2 | 3.49 | 30.8 | 1500.4 | 0.19 | 397.6 | 75.5 | 473.1 | 1001.8 | 105.9 | 15.33 | 39.6 | 2470.9 | 0.5 | 1009.2 | 113.4 | 1122.6 | 34.21 | 0 | 0.29 | 34.5 | 36.14 | 0 | 0.3 | 36.44 | 480021.6 | 92245.6 | 2466.7 | 4250 | 0 | 8374.7 | 93838.4 | 0 | 622.3 | 7467.8 | 149872.8 | 0 | 159.1 | 3315.4 | 31441.8 | 88396.1 | 877.8 | 4783.1 | 0 | 32717.6 | 47915.5 | 3522.4 | 7232.9 | 1482.6 | 2888.1 | 8315.2
1148 | 48 | Day48 | 19 | Hour19 | 2 | Winter | 2761 | #N/A | Winter | 482637.1 | 2024-02-17 19:00 | 478738.4 | 0 | 0 | 3898.8 | 482637.1 | 461853.2 | 418207.4 | 0.0353 | 0.0529 | 0.47 | 0.47 | 333.5 | 26.2 | 3.71 | 23.4 | 1113.1 | 0.2 | 335.3 | 56.6 | 391.8 | 349.8 | 27.3 | 3.87 | 24.7 | 1171.9 | 0.21 | 351.6 | 59.7 | 411.3 | 428.6 | 26.4 | 3.64 | 34.1 | 1654.5 | 0.2 | 430.4 | 83.5 | 513.9 | 467.4 | 11.8 | 1.37 | 52.7 | 2333.8 | 0.22 | 468.2 | 122.3 | 590.4 | 40.14 | 0 | 0.29 | 40.43 | 42.39 | 0 | 0.31 | 42.7 | 482637.1 | 64429.8 | 4003.5 | 4250 | 0 | 8374.7 | 95457.3 | 0 | 124.7 | 1479.2 | 157087.6 | 0 | 159.1 | 3315.4 | 49154.8 | 88396.1 | 877.2 | 7131.7 | 0 | 5010.4 | 54133.1 | 3682.3 | 4218.3 | 1465.8 | 3554.4 | 7717.9
1149 | 48 | Day48 | 20 | Hour20 | 2 | Winter | 2761 | #N/A | Winter | 479955.4 | 2024-02-17 20:00 | 476146.3 | 0 | 0 | 3809 | 479955.4 | 459387 | 419315.5 | 0.0352 | 0.0526 | 0.47 | 0.47 | 335 | 26.3 | 3.72 | 23.5 | 1118.3 | 0.2 | 336.8 | 56.8 | 393.6 | 350.6 | 27.4 | 3.88 | 24.7 | 1174 | 0.21 | 352.5 | 59.7 | 412.2 | 434 | 26.3 | 3.63 | 34.9 | 1689.9 | 0.2 | 435.7 | 85.3 | 521 | 478.6 | 15.7 | 1.95 | 50.7 | 2276.6 | 0.22 | 479.6 | 118.6 | 598.1 | 35.18 | 0 | 0.29 | 35.47 | 37.14 | 0 | 0.31 | 37.45 | 479955.4 | 60639.9 | 7310.5 | 4250 | 0 | 8374.7 | 95338 | 0 | 0 | 0.1 | 157010 | 0 | 159.1 | 3315.4 | 50360.8 | 88396.1 | 890.3 | 3910.6 | 0 | 0.1 | 57660.3 | 2979.4 | 328.2 | 606.8 | 3965.3 | 7717.9
1150 | 48 | Day48 | 21 | Hour21 | 2 | Winter | 2761 | #N/A | Winter | 471945.2 | 2024-02-17 21:00 | 467994.8 | 0 | 0 | 3950.3 | 471945.2 | 451638.5 | 410979.2 | 0.0349 | 0.0518 | 0.47 | 0.47 | 336.8 | 26.5 | 3.76 | 23.5 | 1121.8 | 0.2 | 338.6 | 57 | 395.6 | 350.5 | 27.6 | 3.9 | 24.6 | 1169.2 | 0.21 | 352.4 | 59.5 | 411.8 | 441.7 | 27.9 | 3.86 | 34.4 | 1686.5 | 0.21 | 443.5 | 84.7 | 528.3 | 824.3 | 77.1 | 11.08 | 41.7 | 2346.5 | 0.41 | 829.7 | 111.8 | 941.4 | 32.12 | 0 | 0.29 | 32.41 | 33.87 | 0 | 0.31 | 34.18 | 471945.2 | 60966 | 4067.3 | 4250 | 0 | 8374.7 | 94641.1 | 0 | 0 | 0 | 154383.8 | 0 | 159.1 | 3315.4 | 49484.7 | 88396.1 | 890.3 | 3016.7 | 0 | 0 | 58281.1 | 2684.9 | 0 | 310.9 | 3470.3 | 7916.5
1151 | 48 | Day48 | 22 | Hour22 | 2 | Winter | 2761 | #N/A | Winter | 454279 | 2024-02-17 22:00 | 450220.5 | 0 | 0 | 4058.5 | 454279 | 434746.8 | 394280.9 | 0.0344 | 0.0499 | 0.47 | 0.47 | 333.4 | 26.2 | 3.71 | 23.5 | 1112.9 | 0.2 | 335.2 | 56.7 | 391.9 | 346.4 | 27.2 | 3.85 | 24.5 | 1157.7 | 0.21 | 348.3 | 59 | 407.3 | 459.6 | 29.5 | 4.09 | 35.4 | 1742.5 | 0.21 | 461.6 | 87.4 | 549 | 534.6 | 25.7 | 3.43 | 49.2 | 2287.2 | 0.25 | 536.3 | 117.4 | 653.7 | 30.2 | 0 | 0.29 | 30.49 | 31.79 | 0 | 0.31 | 32.1 | 454279 | 59998.1 | 2740.3 | 4250 | 0 | 8374.7 | 89917.4 | 0 | 0 | 0 | 148310.5 | 0 | 159.1 | 3315.4 | 45486.1 | 88396.1 | 890.3 | 2440.9 | 0 | 0 | 57123.9 | 2874.2 | 0 | 178.6 | 1615.8 | 8227.8
1152 | 48 | Day48 | 23 | Hour23 | 2 | Winter | 2761 | #N/A | Winter | 433230.4 | 2024-02-17 23:00 | 429194.3 | 0 | 0 | 4036.1 | 433230.4 | 414724.1 | 374442 | 0.0337 | 0.0477 | 0.48 | 0.48 | 327.9 | 25.8 | 3.66 | 23.2 | 1092.9 | 0.2 | 329.7 | 55.8 | 385.5 | 340.1 | 26.8 | 3.79 | 24.1 | 1134.5 | 0.21 | 342 | 57.9 | 399.9 | 446.2 | 26.3 | 3.6 | 36.5 | 1766.2 | 0.21 | 448 | 89.2 | 537.2 | 625 | 42.2 | 5.89 | 46.4 | 2290.4 | 0.3 | 627.8 | 114.7 | 742.6 | 29.65 | 0 | 0.29 | 29.94 | 31.14 | 0 | 0.31 | 31.45 | 433230.4 | 58788.4 | 1463.7 | 4201.1 | 0 | 8031.9 | 84534.4 | 0 | 0 | 0 | 138808.2 | 0 | 159.1 | 3315.4 | 43239.9 | 88396.1 | 801.1 | 1491 | 0 | 0 | 55684.5 | 3103.9 | 0 | 295 | 1313.7 | 6906.3
1153 | 49 | Day49 | 0 | Hour0 | 2 | Winter | 110 | 468636.6 | Winter | 414405 | 2024-02-18 | 409871 | 154.7 | 690.4 | 3688.9 | 414405 | 396290.8 | 357627.5 | 0.0331 | 0.0456 | 0.48 | 0.48 | 325.8 | 25.6 | 3.62 | 23.2 | 1090.6 | 0.2 | 327.6 | 55.8 | 383.4 | 338.3 | 26.5 | 3.75 | 24.1 | 1133.3 | 0.21 | 340.1 | 58 | 398 | 467 | 29.7 | 4.11 | 36.2 | 1778.4 | 0.22 | 469 | 89.3 | 558.3 | 620.7 | 43.4 | 6.09 | 44.7 | 2227.1 | 0.3 | 623.6 | 111.2 | 734.8 | 29.35 | 0 | 0.14 | 29.49 | 30.75 | 0 | 0.15 | 30.9 | 414405 | 56777.5 | 3063.2 | 4198.3 | 0 | 6429.7 | 79915.2 | 0 | 0 | 0 | 133796.7 | 0 | 159.1 | 3315.4 | 36188.1 | 88396.1 | 612.5 | 1553.2 | 0 | 0 | 53649.9 | 3127.6 | 0 | 0 | 1312.9 | 5167.7
1154 | 49 | Day49 | 1 | Hour1 | 2 | Winter | 2761 | #N/A | Winter | 401772.2 | 2024-02-18 01:00 | 394718 | 858.4 | 2677.4 | 3518.5 | 401772.2 | 381820 | 349156.1 | 0.0327 | 0.0439 | 0.47 | 0.47 | 331.5 | 26 | 3.67 | 23.7 | 1111.7 | 0.2 | 333.3 | 56.8 | 390.2 | 344.7 | 27 | 3.82 | 24.6 | 1154.8 | 0.21 | 346.5 | 59 | 405.6 | 475.4 | 30.5 | 4.22 | 36.7 | 1803.8 | 0.22 | 477.4 | 90.5 | 567.9 | 830.1 | 79.2 | 11.37 | 40.5 | 2329.6 | 0.4 | 835.6 | 110 | 945.5 | 29.13 | 0 | 0.15 | 29.28 | 30.48 | 0 | 0.15 | 30.63 | 401772.2 | 52616.2 | 872.9 | 4198.3 | 0 | 5842 | 78733.2 | 0 | 0 | 0 | 132676.6 | 0 | 153.5 | 3315.4 | 32976.9 | 88396.1 | 437.9 | 1553.2 | 0 | 0 | 49749.3 | 2866.9 | 0 | 0 | 43.5 | 5120.7
1155 | 49 | Day49 | 2 | Hour2 | 2 | Winter | 2761 | #N/A | Winter | 393012.2 | 2024-02-18 02:00 | 384656.7 | 269.7 | 4920.1 | 3165.8 | 393012.3 | 372200.6 | 341815.9 | 0.0324 | 0.0428 | 0.47 | 0.46 | 334.4 | 26.1 | 3.69 | 24 | 1124 | 0.21 | 336.2 | 57.5 | 393.8 | 347.9 | 27.2 | 3.85 | 24.9 | 1167.7 | 0.22 | 349.8 | 59.7 | 409.5 | 479.9 | 31.1 | 4.31 | 36.7 | 1810.6 | 0.22 | 482 | 90.7 | 572.7 | 754.1 | 68 | 9.72 | 40.3 | 2240.2 | 0.36 | 758.8 | 107.2 | 865.9 | 28.97 | 0 | 0.15 | 29.12 | 30.28 | 0 | 0.15 | 30.43 | 393012.2 | 51196.4 | 367.5 | 4198.3 | 0 | 5842 | 77464.2 | 0 | 0 | 0 | 131916 | 0 | 95.5 | 3315.4 | 28408.4 | 88396.1 | 437.9 | 1374.6 | 0 | 0 | 48556.2 | 2640.1 | 0 | 0 | 0 | 5043.5
1156 | 49 | Day49 | 3 | Hour3 | 2 | Winter | 2761 | #N/A | Winter | 387998.1 | 2024-02-18 03:00 | 380739.8 | 181.1 | 3961.9 | 3115.3 | 387998.1 | 368446.7 | 335987.9 | 0.0323 | 0.0423 | 0.46 | 0.46 | 334 | 26 | 3.68 | 24.1 | 1125.4 | 0.21 | 335.8 | 57.7 | 393.5 | 347 | 27.1 | 3.83 | 24.9 | 1167.2 | 0.22 | 348.8 | 59.8 | 408.6 | 488.4 | 32.4 | 4.49 | 36.7 | 1820.4 | 0.23 | 490.6 | 91 | 581.6 | 768.6 | 71.3 | 10.21 | 39.3 | 2221.2 | 0.37 | 773.5 | 105.6 | 879.1 | 28.77 | 0 | 0.22 | 28.99 | 30.06 | 0 | 0.23 | 30.28 | 387998.1 | 52010.2 | 465.1 | 4198.3 | 0 | 5842 | 76087.2 | 0 | 0 | 0 | 131103.8 | 0 | 95.5 | 3315.4 | 25835.5 | 88396.1 | 437.9 | 211.1 | 0 | 0 | 49546 | 2464.2 | 0 | 0 | 0 | 5308.8
1157 | 49 | Day49 | 4 | Hour4 | 2 | Winter | 2761 | #N/A | Winter | 386388.5 | 2024-02-18 04:00 | 382188.5 | 155.5 | 805.3 | 3239.2 | 386388.5 | 369827.8 | 334721.4 | 0.0323 | 0.0425 | 0.46 | 0.46 | 336.3 | 26.2 | 3.71 | 24.2 | 1131.6 | 0.21 | 338.1 | 58 | 396 | 347.9 | 27.1 | 3.84 | 25 | 1170.2 | 0.22 | 349.7 | 59.9 | 409.7 | 483.7 | 31.3 | 4.33 | 37.1 | 1827.3 | 0.23 | 485.8 | 91.6 | 577.4 | 497.7 | 19 | 2.42 | 50.1 | 2298.3 | 0.22 | 498.9 | 118.6 | 617.5 | 28.77 | 0 | 0.27 | 29.04 | 30.05 | 0 | 0.28 | 30.33 | 386388.5 | 51667 | 0 | 4198.3 | 0 | 5842 | 76513.1 | 0 | 0 | 0 | 130972.7 | 0 | 95.5 | 3315.4 | 24950.5 | 88396.1 | 437.9 | 0 | 0 | 0 | 49414.2 | 2252.8 | 0 | 0 | 0 | 6144.4
1158 | 49 | Day49 | 5 | Hour5 | 2 | Winter | 2761 | #N/A | Winter | 393099.4 | 2024-02-18 05:00 | 389539.8 | 0 | 0 | 3559.6 | 393099.4 | 376856 | 339575 | 0.0326 | 0.0434 | 0.46 | 0.46 | 340.5 | 26.9 | 3.8 | 24.1 | 1136 | 0.21 | 342.4 | 58 | 400.4 | 352 | 27.8 | 3.93 | 25 | 1174.6 | 0.22 | 353.9 | 60 | 414 | 473.6 | 29 | 3.99 | 37.8 | 1840.3 | 0.22 | 475.5 | 92.7 | 568.2 | 427.2 | 8.1 | 0.81 | 50.5 | 2233.7 | 0.19 | 427.6 | 117.1 | 544.7 | 28.93 | 0 | 0.26 | 29.19 | 30.24 | 0 | 0.28 | 30.52 | 393099.4 | 53524.3 | 0 | 4198.3 | 0 | 7219 | 80098.8 | 0 | 0 | 0 | 131697.2 | 0 | 95.5 | 3315.4 | 24116.9 | 88396.1 | 437.9 | 0 | 0 | 0 | 51473.1 | 2051.2 | 0 | 0 | 0 | 5757.8
1159 | 49 | Day49 | 6 | Hour6 | 2 | Winter | 2761 | #N/A | Winter | 407558.6 | 2024-02-18 06:00 | 403756.6 | 29.2 | 0 | 3772.8 | 407558.6 | 390437.8 | 350015.2 | 0.033 | 0.045 | 0.46 | 0.46 | 344.4 | 27.4 | 3.87 | 24.1 | 1142.7 | 0.21 | 346.3 | 58.2 | 404.5 | 356.2 | 28.3 | 4.01 | 25 | 1182.2 | 0.22 | 358.2 | 60.2 | 418.4 | 478.2 | 29.4 | 4.05 | 38 | 1854 | 0.22 | 480.2 | 93.3 | 573.5 | 718 | 61.7 | 8.79 | 41.1 | 2228.9 | 0.34 | 722.2 | 107.6 | 829.9 | 29.24 | 0 | 0.26 | 29.49 | 30.62 | 0 | 0.27 | 30.89 | 407558.6 | 57543.4 | 0.3 | 4198.3 | 0 | 6937.4 | 84863.6 | 0 | 0 | 1497.4 | 135851.1 | 0 | 95.5 | 3315.4 | 25919.6 | 88396.1 | 437.9 | 0 | 0 | 446 | 53676.7 | 1923.4 | 0 | 0 | 0 | 7349.3
1160 | 49 | Day49 | 7 | Hour7 | 2 | Winter | 2761 | #N/A | Winter | 425017.1 | 2024-02-18 07:00 | 419695.4 | 370.9 | 1500.4 | 3450.5 | 425017.1 | 405665.8 | 343983.9 | 0.0334 | 0.0467 | 0.49 | 0.49 | 325.1 | 25.9 | 3.67 | 22.7 | 1076.7 | 0.2 | 326.8 | 54.9 | 381.7 | 337.3 | 26.9 | 3.81 | 23.6 | 1116.2 | 0.21 | 339.1 | 56.9 | 396 | 368.9 | 20.5 | 2.78 | 31.4 | 1500.8 | 0.17 | 370.3 | 76.1 | 446.4 | 634.1 | 44.1 | 6.16 | 45.8 | 2298.1 | 0.3 | 637.1 | 114.3 | 751.4 | 29.07 | 0 | 0.26 | 29.32 | 30.5 | 0 | 0.27 | 30.77 | 425017.1 | 81033.2 | 0 | 4198.3 | 0 | 5946.6 | 83632.8 | 0 | 0 | 6579.8 | 133052.4 | 0 | 95.5 | 3315.4 | 24909 | 88396.1 | 437.9 | 0 | 0 | 18371.3 | 54335.5 | 1746.5 | 1445 | 0 | 0 | 7246.9
1161 | 49 | Day49 | 8 | Hour8 | 2 | Winter | 2761 | #N/A | Winter | 444798.8 | 2024-02-18 08:00 | 432342.6 | 1879.6 | 7241.8 | 3334.9 | 444798.8 | 417747.7 | 342063.3 | 0.0338 | 0.0479 | 0.52 | 0.52 | 305.5 | 24.4 | 3.45 | 21.4 | 1010.6 | 0.19 | 307.2 | 51.5 | 358.7 | 320.6 | 25.7 | 3.64 | 22.3 | 1056.6 | 0.2 | 322.3 | 53.8 | 376.1 | 188.2 | 7.4 | 0.96 | 18.7 | 860.9 | 0.08 | 188.7 | 44.4 | 233.1 | 427.1 | 8 | 0.81 | 50.5 | 2233.4 | 0.19 | 427.6 | 117.1 | 544.6 | 29.02 | 0 | 0.23 | 29.24 | 30.51 | 0 | 0.2 | 30.72 | 444798.8 | 102735.5 | 734 | 4198.3 | 0 | 5946.6 | 82416.2 | 0 | 0 | 10036.6 | 130461.7 | 0 | 95.5 | 3315.4 | 25856.9 | 88396.1 | 437.9 | 204.8 | 0 | 41900.6 | 49456.2 | 1342.1 | 6114.5 | 0 | 265.4 | 6472.7
1162 | 49 | Day49 | 9 | Hour9 | 2 | Winter | 2761 | #N/A | Winter | 455675.4 | 2024-02-18 09:00 | 443507 | 1545 | 7276.1 | 3347.4 | 455675.5 | 428407.6 | 327023.9 | 0.034 | 0.049 | 0.56 | 0.55 | 278.1 | 21.9 | 3.09 | 19.9 | 930.4 | 0.17 | 279.6 | 47.7 | 327.2 | 291.1 | 23 | 3.25 | 20.7 | 970.1 | 0.18 | 292.6 | 49.6 | 342.3 | 141 | 5.8 | 0.75 | 13.8 | 636.6 | 0.06 | 141.3 | 32.8 | 174.1 | 645.1 | 46.2 | 6.47 | 45.3 | 2295.3 | 0.3 | 648.3 | 113.8 | 762.1 | 28.06 | 0 | 0.28 | 28.35 | 29.52 | 0 | 0.28 | 29.8 | 455675.4 | 128651.6 | 8.4 | 4198.3 | 0 | 5934.9 | 75309.5 | 0 | 205.7 | 13297 | 125951.2 | 0 | 95.5 | 3315.4 | 23376.8 | 88396.1 | 437.9 | 0 | 0 | 67591.6 | 46555.6 | 1001.7 | 9067.9 | 0 | 0 | 5724.8
1163 | 49 | Day49 | 10 | Hour10 | 2 | Winter | 2761 | #N/A | Winter | 463656.4 | 2024-02-18 10:00 | 448099 | 218.5 | 11293.1 | 4045.8 | 463656.4 | 432786.8 | 307156 | 0.0342 | 0.0495 | 0.6 | 0.6 | 246.2 | 19 | 2.68 | 18.1 | 835.2 | 0.16 | 247.5 | 43.1 | 290.6 | 258.6 | 20.1 | 2.84 | 18.9 | 873 | 0.17 | 260 | 44.9 | 304.9 | 106.4 | 4.3 | 0.56 | 10.5 | 483.1 | 0.05 | 106.7 | 24.9 | 131.6 | 638 | 46.2 | 6.48 | 44.4 | 2254 | 0.3 | 641.2 | 111.6 | 752.8 | 27.06 | 0 | 0.27 | 27.33 | 28.49 | 0 | 0.28 | 28.78 | 463656.4 | 156500.4 | 0 | 4198.3 | 0 | 5286.5 | 66329.4 | 0 | 705.6 | 16834.3 | 118097.9 | 0 | 95.5 | 3315.4 | 20998.9 | 88396.1 | 437.9 | 0 | 0 | 93603.4 | 44518.3 | 838.9 | 12291.9 | 0 | 102.7 | 5724.8
1164 | 49 | Day49 | 11 | Hour11 | 2 | Winter | 2761 | #N/A | Winter | 468371.4 | 2024-02-18 11:00 | 449073.8 | 4398.6 | 10589.2 | 4309.6 | 468371.3 | 433714.7 | 304557.7 | 0.0342 | 0.0496 | 0.61 | 0.6 | 241.2 | 18.7 | 2.64 | 17.7 | 816.5 | 0.16 | 242.5 | 42.1 | 284.6 | 255.1 | 19.9 | 2.81 | 18.6 | 858.8 | 0.16 | 256.4 | 44.2 | 300.7 | 100.3 | 4.3 | 0.56 | 9.7 | 448.8 | 0.05 | 100.5 | 23.1 | 123.6 | 610.6 | 42.6 | 5.95 | 44 | 2209.1 | 0.29 | 613.4 | 109.9 | 723.3 | 26.87 | 0 | 0.28 | 27.15 | 28.31 | 0 | 0.29 | 28.6 | 468371.4 | 163813.6 | 0 | 4198.3 | 0 | 5286.5 | 65834.8 | 0 | 838 | 17460.2 | 116066.4 | 0 | 95.5 | 3315.4 | 20926.8 | 88396.1 | 437.9 | 0 | 0 | 100435.1 | 44210.1 | 870.1 | 16120.2 | 0 | 139.6 | 6569.8
1165 | 49 | Day49 | 12 | Hour12 | 2 | Winter | 2761 | #N/A | Winter | 466462.8 | 2024-02-18 12:00 | 445508.4 | 4065.3 | 12435.7 | 4453.4 | 466462.8 | 430318.5 | 299818.1 | 0.0341 | 0.0492 | 0.62 | 0.61 | 232.8 | 17.7 | 2.5 | 17.5 | 797.9 | 0.15 | 234 | 41.3 | 275.3 | 246 | 18.9 | 2.67 | 18.2 | 837.3 | 0.16 | 247.3 | 43.2 | 290.5 | 103 | 4.6 | 0.61 | 9.7 | 453.4 | 0.05 | 103.3 | 23.3 | 126.5 | 733.3 | 59.7 | 8.47 | 45 | 2381.9 | 0.35 | 737.4 | 116.1 | 853.5 | 26.66 | 0 | 0.29 | 26.95 | 28.07 | 0 | 0.29 | 28.36 | 466462.8 | 166644.7 | 0 | 4198.3 | 0 | 5286.5 | 61840.5 | 0 | 829.9 | 18026.1 | 115446.4 | 0 | 95.5 | 3315.4 | 20801.5 | 88396.1 | 437.9 | 0 | 0 | 101802.4 | 44886 | 1100.3 | 17016.8 | 0 | 7.7 | 6449.2
1166 | 49 | Day49 | 13 | Hour13 | 2 | Winter | 2761 | #N/A | Winter | 462266.2 | 2024-02-18 13:00 | 439947.8 | 3095.1 | 14699.5 | 4523.9 | 462266.3 | 425023.6 | 295676.1 | 0.0339 | 0.0486 | 0.62 | 0.62 | 229.4 | 17.3 | 2.43 | 17.4 | 791.9 | 0.15 | 230.6 | 41 | 271.6 | 240.7 | 18.3 | 2.58 | 18.1 | 826.1 | 0.16 | 242 | 42.7 | 284.7 | 107.6 | 4.9 | 0.65 | 10.1 | 470.2 | 0.05 | 107.9 | 24.1 | 132.1 | 597.2 | 46.1 | 6.51 | 38.9 | 2018.1 | 0.28 | 600.3 | 99.1 | 699.4 | 24.55 | 0 | 0.28 | 24.82 | 25.76 | 0 | 0.3 | 26.05 | 462266.2 | 166590.2 | 0 | 4198.3 | 0 | 5286.5 | 59544.7 | 0 | 802.5 | 17951.8 | 114999.4 | 0 | 95.5 | 3315.4 | 20764.5 | 87033.9 | 437.9 | 0 | 0 | 102219.7 | 44156.3 | 1459.9 | 15649.9 | 0 | 0 | 5891.3
1167 | 49 | Day49 | 14 | Hour14 | 2 | Winter | 2761 | #N/A | Winter | 457964.6 | 2024-02-18 14:00 | 434174.5 | 3925 | 15339.7 | 4525.4 | 457964.6 | 419529.4 | 294578.4 | 0.0337 | 0.048 | 0.62 | 0.62 | 230.3 | 17.3 | 2.43 | 17.6 | 797.2 | 0.15 | 231.5 | 41.4 | 272.8 | 241.7 | 18.3 | 2.57 | 18.2 | 832.1 | 0.16 | 242.9 | 43.1 | 286 | 112.8 | 5.4 | 0.72 | 10.4 | 486.3 | 0.05 | 113.1 | 24.9 | 138 | 739.4 | 71.9 | 10.34 | 34.8 | 2031.3 | 0.36 | 744.3 | 95.4 | 839.7 | 24.49 | 0 | 0.28 | 24.77 | 25.72 | 0 | 0.3 | 26.02 | 457964.6 | 163386.2 | 0 | 4198.3 | 0 | 4581.8 | 58915.6 | 0 | 781.8 | 17660.7 | 115235.5 | 0 | 95.5 | 3315.4 | 20764.5 | 87033.9 | 437.9 | 0 | 0 | 99229.2 | 43751.4 | 1963.1 | 13630.2 | 0 | 0 | 6061.5
1168 | 49 | Day49 | 15 | Hour15 | 2 | Winter | 2761 | #N/A | Winter | 452090.2 | 2024-02-18 15:00 | 431417.8 | 4695.6 | 11545.1 | 4431.6 | 452090.2 | 416909.3 | 295828.5 | 0.0336 | 0.0476 | 0.61 | 0.61 | 233.7 | 17.5 | 2.47 | 17.8 | 808.7 | 0.15 | 234.9 | 41.9 | 276.9 | 245.8 | 18.6 | 2.62 | 18.6 | 847.1 | 0.16 | 247.1 | 43.9 | 291 | 122.2 | 5.8 | 0.77 | 11.3 | 527.7 | 0.06 | 122.6 | 27 | 149.6 | 761.5 | 72.1 | 10.35 | 37.6 | 2154.6 | 0.37 | 766.5 | 101.9 | 868.4 | 24.38 | 0 | 0.28 | 24.66 | 25.67 | 0 | 0.3 | 25.97 | 452090.2 | 156261.6 | 0 | 4198.3 | 0 | 5549.8 | 59132.8 | 0 | 800.9 | 15350.5 | 115300.5 | 0 | 95.5 | 3315.4 | 20764.5 | 87033.9 | 437.9 | 0 | 0 | 93438.9 | 44211.5 | 2459.8 | 12747.4 | 0 | 0 | 7466.1
1169 | 49 | Day49 | 16 | Hour16 | 2 | Winter | 2761 | #N/A | Winter | 447592.8 | 2024-02-18 16:00 | 433171.2 | 5875.1 | 3891.9 | 4654.6 | 447592.8 | 418588.5 | 310050.2 | 0.0337 | 0.0478 | 0.58 | 0.58 | 257.6 | 19.9 | 2.81 | 18.9 | 873.3 | 0.16 | 258.9 | 45 | 303.9 | 271.3 | 21 | 2.96 | 19.9 | 919.2 | 0.17 | 272.8 | 47.4 | 320.1 | 175.6 | 7.9 | 1.04 | 16.6 | 772.5 | 0.08 | 176.1 | 39.6 | 215.7 | 530.2 | 31 | 4.26 | 43.7 | 2094.4 | 0.25 | 532.3 | 106.2 | 638.5 | 24.62 | 0 | 0.28 | 24.91 | 26.02 | 0 | 0.29 | 26.31 | 447592.8 | 137542.6 | 0 | 4198.3 | 0 | 7819.2 | 66955 | 0 | 817.5 | 13309.1 | 118867.6 | 0 | 159.1 | 3315.4 | 21175.5 | 87033.9 | 526.2 | 0 | 0 | 75961.3 | 44663.4 | 2791.3 | 10343.5 | 0 | 0 | 7717.9
1170 | 49 | Day49 | 17 | Hour17 | 2 | Winter | 2761 | #N/A | Winter | 454892 | 2024-02-18 17:00 | 443030.8 | 3107.6 | 3891.9 | 4861.8 | 454892 | 427972.5 | 340214.8 | 0.034 | 0.0489 | 0.53 | 0.53 | 294.9 | 23.1 | 3.26 | 21.1 | 988.1 | 0.18 | 296.4 | 50.6 | 347 | 309.5 | 24.3 | 3.43 | 22.1 | 1036.1 | 0.19 | 311.2 | 53 | 364.2 | 349.6 | 23.5 | 3.27 | 26 | 1292.1 | 0.16 | 351.2 | 64.5 | 415.7 | 846.1 | 89.3 | 12.93 | 33.6 | 2089.2 | 0.42 | 852.2 | 96 | 948.2 | 26.32 | 0 | 0.28 | 26.6 | 27.76 | 0 | 0.29 | 28.05 | 454892 | 114677.2 | 16.4 | 4247.1 | 0 | 7819.2 | 79382 | 0 | 766.2 | 9526.4 | 132805.4 | 0 | 415.3 | 3315.4 | 24465.7 | 87033.9 | 714.4 | 0 | 0 | 54059.1 | 47186.4 | 3139.1 | 7832.7 | 0 | 852 | 8315.2
1171 | 49 | Day49 | 18 | Hour18 | 2 | Winter | 2761 | #N/A | Winter | 461034.9 | 2024-02-18 18:00 | 456756 | 0 | 0 | 4278.9 | 461034.9 | 441009 | 366553.5 | 0.0345 | 0.0504 | 0.5 | 0.49 | 317.7 | 25.3 | 3.58 | 22.2 | 1050.8 | 0.19 | 319.4 | 53.5 | 373 | 332.5 | 26.3 | 3.73 | 23.4 | 1104.5 | 0.2 | 334.3 | 56.3 | 390.7 | 394.2 | 25.3 | 3.51 | 30.4 | 1493 | 0.18 | 395.9 | 74.9 | 470.8 | 730.1 | 62.3 | 8.88 | 42.4 | 2268.7 | 0.36 | 734.4 | 110.2 | 844.6 | 33.43 | 0 | 0.28 | 33.7 | 35.21 | 0 | 0.29 | 35.51 | 461034.9 | 94481.3 | 3293.6 | 4247.1 | 0 | 7819.2 | 88641.9 | 0 | 550.2 | 4169.9 | 140228.7 | 0 | 159.1 | 3315.4 | 25740.3 | 88396.1 | 827.9 | 3884.2 | 0 | 29708.4 | 56661.8 | 3391 | 5806.7 | 207.1 | 2095.5 | 7717.9
1172 | 49 | Day49 | 19 | Hour19 | 2 | Winter | 2761 | #N/A | Winter | 468435.2 | 2024-02-18 19:00 | 464399 | 0 | 0 | 4036.3 | 468435.3 | 448266.9 | 395236.6 | 0.0347 | 0.0513 | 0.48 | 0.48 | 331.4 | 26.6 | 3.77 | 22.8 | 1090.1 | 0.2 | 333.2 | 55.3 | 388.6 | 347.4 | 27.7 | 3.92 | 24.1 | 1147.7 | 0.21 | 349.2 | 58.4 | 407.6 | 436.4 | 27 | 3.72 | 34.6 | 1685.9 | 0.2 | 438.3 | 84.9 | 523.1 | 947.4 | 98 | 14.17 | 39.5 | 2403.1 | 0.47 | 954.2 | 111.2 | 1065.4 | 35.12 | 0 | 0.17 | 35.28 | 37.02 | 0 | 0.18 | 37.2 | 468435.2 | 73198.6 | 4354.5 | 4247.1 | 0 | 8374.7 | 94547.9 | 0 | 102.3 | 538.6 | 145959.2 | 0 | 159.1 | 3315.4 | 39985 | 88396.1 | 827.9 | 5069.7 | 0 | 3261.2 | 65922.6 | 3374 | 2067.2 | 0 | 1829.8 | 8315.2
1173 | 49 | Day49 | 20 | Hour20 | 2 | Winter | 2761 | #N/A | Winter | 468636.6 | 2024-02-18 20:00 | 464498.9 | 0 | 0 | 4137.7 | 468636.6 | 448366.3 | 395457.2 | 0.0347 | 0.0512 | 0.49 | 0.48 | 330.7 | 26.5 | 3.75 | 22.8 | 1088.5 | 0.2 | 332.5 | 55.3 | 387.7 | 344.6 | 27.5 | 3.9 | 23.9 | 1137.6 | 0.21 | 346.5 | 57.8 | 404.3 | 438.5 | 27 | 3.72 | 34.9 | 1698.2 | 0.2 | 440.4 | 85.5 | 525.9 | 510.4 | 23.7 | 3.15 | 47.7 | 2208.8 | 0.24 | 512 | 113.6 | 625.6 | 34.05 | 0 | 0.16 | 34.21 | 35.9 | 0 | 0.17 | 36.06 | 468636.6 | 73179.4 | 4492 | 4247.1 | 0 | 8374.7 | 94268.7 | 0 | 0 | 1.2 | 146033.7 | 0 | 159.1 | 3315.4 | 43052.7 | 88396.1 | 821.4 | 2296.2 | 0 | 0.6 | 69991.8 | 3185.8 | 58.1 | 0 | 2106.6 | 8116.6
1174 | 49 | Day49 | 21 | Hour21 | 2 | Winter | 2761 | #N/A | Winter | 462164.6 | 2024-02-18 21:00 | 457880 | 0 | 0 | 4284.6 | 462164.6 | 442061.2 | 389214.2 | 0.0345 | 0.0506 | 0.49 | 0.49 | 326.6 | 26 | 3.69 | 22.7 | 1079.3 | 0.2 | 328.3 | 54.9 | 383.2 | 339.2 | 27 | 3.82 | 23.6 | 1122.4 | 0.21 | 341 | 57.1 | 398.1 | 456.9 | 29.1 | 4.02 | 35.5 | 1741.2 | 0.21 | 458.8 | 87.4 | 546.2 | 1155.5 | 130.7 | 19.01 | 37.9 | 2578.9 | 0.58 | 1164.6 | 114.9 | 1279.5 | 30.37 | 0 | 0.15 | 30.51 | 31.99 | 0 | 0.16 | 32.14 | 462164.6 | 72950.4 | 3133.2 | 4247.1 | 0 | 8374.7 | 91252 | 0 | 0 | 0 | 143999.5 | 0 | 159.1 | 3315.4 | 43956 | 88396.1 | 827.9 | 1553.2 | 0 | 0 | 70049.1 | 2901.4 | 0.1 | 0 | 2559 | 8116.6
1175 | 49 | Day49 | 22 | Hour22 | 2 | Winter | 2761 | #N/A | Winter | 446777.4 | 2024-02-18 22:00 | 442554.4 | 0 | 0 | 4223.1 | 446777.5 | 427472 | 375736.9 | 0.0341 | 0.049 | 0.49 | 0.49 | 321.2 | 25.5 | 3.61 | 22.5 | 1064.8 | 0.2 | 322.9 | 54.3 | 377.2 | 333.5 | 26.4 | 3.74 | 23.4 | 1107.2 | 0.2 | 335.3 | 56.5 | 391.8 | 450.9 | 26.9 | 3.69 | 36.6 | 1774.2 | 0.21 | 452.7 | 89.5 | 542.2 | 589.8 | 36.4 | 5.03 | 47 | 2270.7 | 0.28 | 592.3 | 114.7 | 707 | 29.78 | 0 | 0.14 | 29.92 | 31.31 | 0 | 0.15 | 31.47 | 446777.4 | 71040.5 | 3487.1 | 4247.1 | 0 | 8374.7 | 86381.7 | 0 | 0 | 0 | 138365.8 | 0 | 159.1 | 3315.4 | 40628.8 | 88396.1 | 827.9 | 1553.2 | 0 | 0 | 68311.2 | 2729.3 | 0 | 0 | 2384.4 | 8116.6
1176 | 49 | Day49 | 23 | Hour23 | 2 | Winter | 2761 | #N/A | Winter | 427312.1 | 2024-02-18 23:00 | 423205.4 | 0 | 0 | 4106.7 | 427312.1 | 409026 | 358876.4 | 0.0335 | 0.047 | 0.5 | 0.5 | 314.4 | 24.8 | 3.51 | 22.3 | 1047.2 | 0.2 | 316.1 | 53.6 | 369.7 | 326.3 | 25.7 | 3.64 | 23.2 | 1088.1 | 0.2 | 328.1 | 55.7 | 383.7 | 457.5 | 27.1 | 3.71 | 37.3 | 1807.7 | 0.21 | 459.4 | 91.2 | 550.6 | 931 | 94.8 | 13.69 | 40.1 | 2409.2 | 0.46 | 937.6 | 112 | 1049.6 | 29.15 | 0 | 0.14 | 29.29 | 30.59 | 0 | 0.15 | 30.74 | 427312.1 | 68435.7 | 2952.4 | 4247.1 | 0 | 8291.8 | 80347 | 0 | 0 | 0 | 131494.2 | 0 | 159.1 | 3315.4 | 37359 | 88396.1 | 761 | 1553.2 | 0 | 0 | 65924.4 | 2511.3 | 0 | 0 | 1683.8 | 6786.4
1177 | 50 | Day50 | 0 | Hour0 | 2 | Winter | 92 | 487840.2 | Winter | 408024.5 | 2024-02-19 | 404271.9 | 0 | 0 | 3752.6 | 408024.5 | 390952.4 | 341305.9 | 0.0329 | 0.045 | 0.51 | 0.5 | 308.5 | 24.1 | 3.4 | 22.3 | 1037.6 | 0.19 | 310.2 | 53.2 | 363.4 | 320 | 24.9 | 3.52 | 23.2 | 1078.1 | 0.2 | 321.8 | 55.4 | 377.1 | 452.6 | 26.5 | 3.62 | 37.2 | 1798.5 | 0.21 | 454.4 | 90.9 | 545.2 | 609 | 42.1 | 5.9 | 44.3 | 2200.6 | 0.29 | 611.8 | 110 | 721.8 | 28.89 | 0 | 0.22 | 29.12 | 30.26 | 0 | 0.24 | 30.49 | 408024.5 | 66718.6 | 1263.2 | 4198.3 | 0 | 7330.4 | 74137.6 | 0 | 0 | 0 | 126842.4 | 0 | 159.1 | 3315.4 | 31820.8 | 88396.1 | 574.7 | 3267.7 | 0 | 0 | 63801 | 2917.6 | 0 | 0 | 1241.7 | 4747.9
1178 | 50 | Day50 | 1 | Hour1 | 2 | Winter | 2761 | #N/A | Winter | 394783.2 | 2024-02-19 01:00 | 390003.6 | 1204.2 | 0 | 3575.4 | 394783.2 | 377319.3 | 331189 | 0.0325 | 0.0433 | 0.5 | 0.5 | 312 | 24.2 | 3.42 | 22.7 | 1054.5 | 0.2 | 313.7 | 54.2 | 367.8 | 323.4 | 25.1 | 3.54 | 23.6 | 1093.9 | 0.2 | 325.1 | 56.2 | 381.4 | 469.7 | 28.4 | 3.9 | 37.8 | 1837.5 | 0.22 | 471.6 | 92.6 | 564.2 | 981.2 | 103.2 | 14.92 | 39.1 | 2450 | 0.48 | 988.3 | 112.3 | 1100.6 | 28.7 | 0 | 0.22 | 28.92 | 30.01 | 0 | 0.23 | 30.24 | 394783.2 | 63594.2 | 1194.1 | 4198.3 | 0 | 6082 | 72028.9 | 0 | 0 | 0 | 125785.7 | 0 | 139.9 | 3315.4 | 27149.4 | 88396.1 | 464.6 | 2434.4 | 0 | 0 | 60867.9 | 2726.4 | 0 | 0 | 0 | 4530.4
1179 | 50 | Day50 | 2 | Hour2 | 2 | Winter | 2761 | #N/A | Winter | 386714.2 | 2024-02-19 02:00 | 381131.6 | 2102.5 | 0 | 3480 | 386714.1 | 368833.6 | 325741.5 | 0.0323 | 0.0423 | 0.49 | 0.49 | 319.6 | 24.9 | 3.51 | 23.2 | 1077.7 | 0.2 | 321.3 | 55.3 | 376.6 | 330.8 | 25.7 | 3.64 | 24 | 1115.1 | 0.21 | 332.6 | 57.3 | 389.8 | 471.7 | 28.2 | 3.88 | 38.2 | 1854 | 0.22 | 473.6 | 93.5 | 567.2 | 636.9 | 40.4 | 5.58 | 49.5 | 2433 | 0.3 | 639.6 | 122.1 | 761.8 | 28.58 | 0 | 0.28 | 28.85 | 29.84 | 0 | 0.29 | 30.14 | 386714.2 | 60972.6 | 2.5 | 4198.3 | 0 | 5273.1 | 72496.9 | 0 | 0 | 0 | 125552.9 | 0 | 95.5 | 3315.4 | 24700.8 | 88396.1 | 464.6 | 1245.4 | 0 | 0 | 58522.2 | 2450.5 | 0 | 0 | 721.4 | 5228.3
1180 | 50 | Day50 | 3 | Hour3 | 2 | Winter | 2761 | #N/A | Winter | 382159.7 | 2024-02-19 03:00 | 377098 | 1666.5 | 0 | 3395.2 | 382159.7 | 364971.7 | 324027.6 | 0.0322 | 0.0419 | 0.48 | 0.48 | 326.7 | 25.5 | 3.6 | 23.6 | 1098.6 | 0.21 | 328.4 | 56.4 | 384.8 | 338 | 26.4 | 3.73 | 24.4 | 1136 | 0.21 | 339.8 | 58.3 | 398.1 | 471.2 | 27.8 | 3.81 | 38.5 | 1864.3 | 0.22 | 473 | 94.1 | 567.2 | 735.1 | 60.7 | 8.62 | 44.4 | 2360.5 | 0.35 | 739.3 | 114.8 | 854.1 | 28.53 | 0 | 0.2 | 28.74 | 29.79 | 0 | 0.21 | 30 | 382159.7 | 58132.1 | 69.7 | 4198.3 | 0 | 4791.5 | 73516.6 | 0 | 0 | 0 | 125840.2 | 0 | 95.5 | 3315.4 | 23339.6 | 88396.1 | 464.6 | 0 | 0 | 0 | 55699.4 | 2432.7 | 0 | 0 | 88.5 | 5178.3
1181 | 50 | Day50 | 4 | Hour4 | 2 | Winter | 2761 | #N/A | Winter | 381453.8 | 2024-02-19 04:00 | 377435 | 597.2 | 0 | 3421.7 | 381453.8 | 365297.2 | 325155.5 | 0.0322 | 0.0419 | 0.47 | 0.47 | 331.1 | 25.9 | 3.67 | 23.8 | 1110.4 | 0.21 | 332.9 | 56.9 | 389.8 | 342.2 | 26.8 | 3.79 | 24.6 | 1148.1 | 0.21 | 344.1 | 58.9 | 402.9 | 472.8 | 28 | 3.83 | 38.6 | 1868.7 | 0.22 | 474.7 | 94.3 | 569 | 675.1 | 56.8 | 8.07 | 39.8 | 2135.6 | 0.32 | 679 | 103.5 | 782.5 | 28.55 | 0 | 0.15 | 28.7 | 29.8 | 0 | 0.15 | 29.96 | 381453.8 | 56298.3 | 0 | 4198.3 | 0 | 5330.6 | 74691.3 | 0 | 0 | 0 | 126332.8 | 0 | 95.5 | 3315.4 | 22330.9 | 88396.1 | 464.6 | 0 | 0 | 0 | 53958.6 | 2339.7 | 0 | 0 | 0 | 4665.2
1182 | 50 | Day50 | 5 | Hour5 | 2 | Winter | 2761 | #N/A | Winter | 387101.1 | 2024-02-19 05:00 | 383318.7 | 260.5 | 0 | 3521.9 | 387101.1 | 370935.7 | 331655 | 0.0323 | 0.0425 | 0.46 | 0.46 | 338.8 | 26.7 | 3.77 | 24.1 | 1132.5 | 0.21 | 340.6 | 57.9 | 398.5 | 350.2 | 27.5 | 3.9 | 25 | 1171.2 | 0.22 | 352.1 | 59.9 | 412 | 470.9 | 28.1 | 3.86 | 38.2 | 1852.2 | 0.22 | 472.8 | 93.5 | 566.2 | 947.3 | 104.8 | 15.21 | 33 | 2199.7 | 0.47 | 954.5 | 98.7 | 1053.2 | 28.82 | 0 | 0.15 | 28.97 | 30.11 | 0 | 0.15 | 30.26 | 387101.1 | 55446.1 | 4 | 4198.3 | 0 | 5641.8 | 77908.1 | 0 | 0 | 0 | 129808 | 0 | 95.5 | 3315.4 | 21691.6 | 88396.1 | 464.6 | 131.6 | 0 | 0 | 53132 | 2314.1 | 0 | 0 | 0 | 4879.9
1183 | 50 | Day50 | 6 | Hour6 | 2 | Winter | 2761 | #N/A | Winter | 398833.9 | 2024-02-19 06:00 | 395118.5 | 0 | 0 | 3715.4 | 398833.9 | 382228.9 | 341949.3 | 0.0326 | 0.0438 | 0.46 | 0.46 | 344.5 | 27.3 | 3.87 | 24.2 | 1144.9 | 0.21 | 346.4 | 58.4 | 404.8 | 356.3 | 28.2 | 4 | 25.1 | 1184.7 | 0.22 | 358.3 | 60.4 | 418.7 | 467.2 | 27.6 | 3.78 | 38.2 | 1847.2 | 0.22 | 469 | 93.3 | 562.3 | 938.6 | 96.7 | 13.96 | 39.3 | 2408.4 | 0.46 | 945.3 | 111.2 | 1056.5 | 29.37 | 0 | 0.14 | 29.52 | 30.72 | 0 | 0.15 | 30.87 | 398833.9 | 56884.6 | 458.1 | 4198.3 | 0 | 6469.4 | 82595.8 | 0 | 0 | 1328.3 | 133631.2 | 0 | 95.5 | 3315.4 | 22315.4 | 88396.1 | 464.6 | 9.5 | 0 | 398.6 | 52864.9 | 2292.9 | 0 | 0 | 0 | 5204.4
1184 | 50 | Day50 | 7 | Hour7 | 2 | Winter | 2761 | #N/A | Winter | 415322.4 | 2024-02-19 07:00 | 411072.8 | 182.6 | 323.6 | 3743.5 | 415322.4 | 397485.9 | 346439.2 | 0.0331 | 0.0455 | 0.47 | 0.47 | 336.3 | 26.7 | 3.78 | 23.6 | 1115.7 | 0.21 | 338.1 | 56.9 | 395.1 | 348.8 | 27.7 | 3.92 | 24.5 | 1157.3 | 0.22 | 350.7 | 59.1 | 409.8 | 426.5 | 24.6 | 3.37 | 35.5 | 1699 | 0.2 | 428.2 | 86.1 | 514.3 | 543.2 | 28.6 | 3.86 | 47.5 | 2257.5 | 0.25 | 545.1 | 114.8 | 659.9 | 29.56 | 0 | 0.25 | 29.81 | 30.98 | 0 | 0.27 | 31.24 | 415322.4 | 68883.3 | 1540.9 | 4198.3 | 0 | 5586.6 | 83970 | 0 | 0 | 4927.3 | 133507 | 0 | 1243.6 | 3315.4 | 23854.2 | 88396.1 | 812.2 | 14.8 | 0 | 9987 | 51660.4 | 2308.6 | 1302.5 | 0 | 825.5 | 4932.6
1185 | 50 | Day50 | 8 | Hour8 | 2 | Winter | 2761 | #N/A | Winter | 431978.2 | 2024-02-19 08:00 | 427179.9 | 327.7 | 486.9 | 3983.8 | 431978.3 | 412846 | 341484.3 | 0.0336 | 0.0473 | 0.51 | 0.51 | 312.9 | 24.9 | 3.52 | 22 | 1037.6 | 0.19 | 314.6 | 52.9 | 367.6 | 325.1 | 25.9 | 3.66 | 22.8 | 1078 | 0.2 | 326.9 | 55 | 381.9 | 255.3 | 11.5 | 1.51 | 24.1 | 1124.4 | 0.12 | 256.1 | 57.7 | 313.7 | 650.3 | 48.9 | 6.88 | 43.6 | 2240.1 | 0.31 | 653.6 | 110.4 | 764 | 29.46 | 0 | 0.14 | 29.6 | 30.93 | 0 | 0.15 | 31.08 | 431978.2 | 90494 | 2124.6 | 4198.3 | 0 | 5842 | 81718.9 | 0 | 0 | 7829.9 | 129970 | 0 | 519.7 | 3315.4 | 24700.7 | 88396.1 | 464.6 | 233.9 | 0 | 31943.5 | 48533.3 | 2187.3 | 4684.3 | 61.4 | 414.5 | 6075.1
1186 | 50 | Day50 | 9 | Hour9 | 2 | Winter | 2761 | #N/A | Winter | 444380.3 | 2024-02-19 09:00 | 439927.2 | 221.1 | 0 | 4232 | 444380.3 | 424988.9 | 327593.1 | 0.034 | 0.0487 | 0.54 | 0.54 | 291.1 | 23.1 | 3.27 | 20.6 | 966.6 | 0.18 | 292.7 | 49.4 | 342.1 | 301.4 | 23.9 | 3.39 | 21.3 | 1001.4 | 0.19 | 303.1 | 51.2 | 354.3 | 174.6 | 6.8 | 0.87 | 17.5 | 802.4 | 0.08 | 175 | 41.4 | 216.4 | 1020 | 111.7 | 16.19 | 36.7 | 2406.7 | 0.5 | 1027.8 | 108.5 | 1136.3 | 28.43 | 0 | 0.25 | 28.69 | 29.9 | 0 | 0.27 | 30.16 | 444380.3 | 116787.2 | 29.7 | 4198.3 | 0 | 5641.8 | 78021.8 | 0 | 205.6 | 11154.9 | 125868.7 | 0 | 95.5 | 3315.4 | 21561.1 | 88396.1 | 464.6 | 0 | 0 | 63179.4 | 40032.1 | 2215.3 | 7179.2 | 0 | 1078.6 | 6901.8
1187 | 50 | Day50 | 10 | Hour10 | 2 | Winter | 2761 | #N/A | Winter | 454766.4 | 2024-02-19 10:00 | 446563.4 | 23.7 | 3408.2 | 4771.1 | 454766.4 | 431299.7 | 318363.3 | 0.0342 | 0.0494 | 0.57 | 0.57 | 267.9 | 21 | 2.97 | 19.3 | 898.2 | 0.17 | 269.4 | 46.1 | 315.5 | 279.6 | 22 | 3.1 | 20.1 | 936.3 | 0.18 | 281.1 | 48.1 | 329.2 | 127.1 | 4.3 | 0.54 | 13.3 | 603.5 | 0.06 | 127.4 | 31.3 | 158.6 | 973.2 | 103.4 | 14.96 | 37.9 | 2397.5 | 0.48 | 980.4 | 109.5 | 1089.8 | 27.73 | 0 | 0.26 | 27.99 | 29.23 | 0 | 0.27 | 29.5 | 454766.4 | 136403.1 | 1.7 | 4198.3 | 0 | 6008.4 | 72437.9 | 0 | 705.2 | 14110.3 | 121850.6 | 0 | 95.5 | 3315.4 | 21552.2 | 88396.1 | 464.6 | 42.6 | 0 | 87326.8 | 32084.5 | 2176.3 | 10311.3 | 9.6 | 1008.2 | 6704.5
1188 | 50 | Day50 | 11 | Hour11 | 2 | Winter | 2761 | #N/A | Winter | 459775.9 | 2024-02-19 11:00 | 449209.6 | 1993.1 | 3408.2 | 5165 | 459775.9 | 433812.3 | 312570.7 | 0.0343 | 0.0497 | 0.59 | 0.59 | 256.5 | 20.1 | 2.85 | 18.5 | 859.1 | 0.16 | 257.8 | 44.2 | 302 | 269 | 21.1 | 2.99 | 19.4 | 899.8 | 0.17 | 270.4 | 46.2 | 316.6 | 125.5 | 4.6 | 0.58 | 12.8 | 585.7 | 0.06 | 125.8 | 30.3 | 156.1 | 488.5 | 22.7 | 3 | 45.5 | 2127.5 | 0.22 | 490 | 108.9 | 598.9 | 27.33 | 0 | 0.27 | 27.6 | 28.85 | 0 | 0.28 | 29.13 | 459775.9 | 147205.2 | 1.2 | 4198.3 | 0 | 6259.7 | 70294.4 | 0 | 844.7 | 15209.8 | 117631.7 | 0 | 95.5 | 3315.4 | 21828.6 | 88396.1 | 464.6 | 85.2 | 0 | 98685.4 | 30349.9 | 2115.5 | 13232.9 | 11.1 | 54.4 | 7089.8
1189 | 50 | Day50 | 12 | Hour12 | 2 | Winter | 2761 | #N/A | Winter | 459601.1 | 2024-02-19 12:00 | 448364.8 | 2552.3 | 3408.2 | 5275.8 | 459601.1 | 432999.4 | 305678.7 | 0.0343 | 0.0497 | 0.6 | 0.6 | 245.7 | 19 | 2.69 | 18.1 | 832 | 0.16 | 247 | 42.9 | 290 | 258 | 20 | 2.82 | 18.9 | 872.3 | 0.17 | 259.3 | 45 | 304.3 | 121.8 | 4.4 | 0.56 | 12.5 | 568.9 | 0.05 | 122.1 | 29.4 | 151.6 | 856.7 | 92.5 | 13.41 | 31.9 | 2061.1 | 0.42 | 863.1 | 93.5 | 956.6 | 26.9 | 0 | 0.27 | 27.17 | 28.4 | 0 | 0.28 | 28.68 | 459601.1 | 153922.4 | 2.6 | 4198.3 | 0 | 5286.5 | 66002.3 | 0 | 836.6 | 16963.7 | 116064 | 0 | 95.5 | 3315.4 | 21810.7 | 88396.1 | 464.6 | 42.6 | 0 | 101165.7 | 32832.7 | 2123.7 | 14174 | 0 | 2.7 | 6426.5
1190 | 50 | Day50 | 13 | Hour13 | 2 | Winter | 2761 | #N/A | Winter | 455539.1 | 2024-02-19 13:00 | 443984.3 | 2873.1 | 3412.4 | 5269.4 | 455539.1 | 428829.2 | 296201 | 0.0341 | 0.0492 | 0.62 | 0.61 | 233 | 17.7 | 2.49 | 17.6 | 800.6 | 0.15 | 234.2 | 41.5 | 275.7 | 244.4 | 18.6 | 2.62 | 18.4 | 838.4 | 0.16 | 245.7 | 43.4 | 289.1 | 117.3 | 4.9 | 0.64 | 11.4 | 527.3 | 0.05 | 117.7 | 27.2 | 144.8 | 513 | 24.1 | 3.2 | 48.2 | 2226.8 | 0.25 | 514.6 | 114.6 | 629.2 | 25.39 | 0 | 0.29 | 25.68 | 26.78 | 0 | 0.28 | 27.07 | 455539.1 | 159338.2 | 0 | 4198.3 | 0 | 5268.5 | 60451.2 | 0 | 760 | 18607.4 | 113747.8 | 0 | 95.5 | 3315.4 | 20793.4 | 87866.3 | 464.6 | 0 | 0 | 102228.5 | 35651.9 | 2090.3 | 14347.8 | 0 | 5.5 | 5617
1191 | 50 | Day50 | 14 | Hour14 | 2 | Winter | 2761 | #N/A | Winter | 451248.7 | 2024-02-19 14:00 | 438244 | 4003.3 | 3412.4 | 5589 | 451248.7 | 423357.1 | 288551.9 | 0.034 | 0.0486 | 0.63 | 0.62 | 225 | 16.9 | 2.37 | 17.2 | 779 | 0.15 | 226.1 | 40.5 | 266.6 | 235.8 | 17.7 | 2.5 | 18 | 815.3 | 0.16 | 237 | 42.3 | 279.3 | 109.9 | 4.7 | 0.62 | 10.6 | 489.9 | 0.05 | 110.2 | 25.2 | 135.4 | 395.5 | 10.4 | 1.2 | 44.1 | 1975.6 | 0.17 | 396.1 | 103 | 499.1 | 24.58 | 0 | 0.29 | 24.87 | 25.94 | 0 | 0.29 | 26.22 | 451248.7 | 162696.8 | 0 | 4198.3 | 0 | 4436.8 | 57012.7 | 0 | 715.7 | 19278 | 111230.1 | 0 | 95.5 | 3315.4 | 20764.5 | 87033.9 | 464.6 | 0 | 0 | 100567.9 | 40035.3 | 2099.8 | 13399 | 0 | 0 | 4932.2
1192 | 50 | Day50 | 15 | Hour15 | 2 | Winter | 2761 | #N/A | Winter | 449894.4 | 2024-02-19 15:00 | 435661.5 | 5086.3 | 3412.4 | 5734.2 | 449894.4 | 420881.1 | 292439.9 | 0.0339 | 0.0484 | 0.62 | 0.61 | 232.1 | 17.5 | 2.47 | 17.6 | 800.3 | 0.15 | 233.3 | 41.5 | 274.8 | 244 | 18.4 | 2.6 | 18.5 | 841 | 0.16 | 245.3 | 43.6 | 288.9 | 104.9 | 4.1 | 0.53 | 10.5 | 481.2 | 0.05 | 105.2 | 24.9 | 130.1 | 631 | 48.3 | 6.8 | 41.6 | 2148.5 | 0.3 | 634.3 | 105.7 | 740 | 24.73 | 0 | 0.28 | 25.01 | 26.13 | 0 | 0.29 | 26.41 | 449894.4 | 157454.5 | 0 | 4198.3 | 0 | 4511 | 59089 | 0 | 721.4 | 16919.3 | 112967.8 | 0 | 95.5 | 3315.4 | 20764.5 | 87033.9 | 464.6 | 0 | 0 | 93296.3 | 44352.2 | 2165.4 | 12218.6 | 0 | 0 | 5745.7
1193 | 50 | Day50 | 16 | Hour16 | 2 | Winter | 2761 | #N/A | Winter | 454037.7 | 2024-02-19 16:00 | 437906.1 | 5817.5 | 4151.1 | 6163 | 454037.7 | 422994.4 | 307188.8 | 0.034 | 0.0488 | 0.59 | 0.59 | 247.5 | 18.9 | 2.66 | 18.5 | 847.4 | 0.16 | 248.8 | 43.8 | 292.6 | 261 | 19.9 | 2.8 | 19.5 | 893.3 | 0.17 | 262.3 | 46.1 | 308.5 | 115.8 | 4.7 | 0.61 | 11.5 | 525.6 | 0.05 | 116.1 | 27.2 | 143.3 | 448.7 | 20 | 2.62 | 42.5 | 1981.2 | 0.2 | 450 | 101.6 | 551.6 | 24.86 | 0 | 0.27 | 25.13 | 26.37 | 0 | 0.28 | 26.65 | 454037.7 | 146848.9 | 0 | 4257.5 | 0 | 6908.3 | 64495.5 | 0 | 770.9 | 14331.9 | 118993.6 | 0 | 106.2 | 3315.4 | 21613.8 | 87033.9 | 464.6 | 0 | 0 | 81223.9 | 48318.1 | 2204.2 | 10536.2 | 0 | 0 | 6800.5
1194 | 50 | Day50 | 17 | Hour17 | 2 | Winter | 2761 | #N/A | Winter | 465045.7 | 2024-02-19 17:00 | 449423.6 | 4616.3 | 4151.1 | 6854.7 | 465045.7 | 433912.2 | 334356.5 | 0.0345 | 0.0502 | 0.55 | 0.54 | 272.9 | 20.6 | 2.91 | 20.3 | 937.8 | 0.17 | 274.3 | 48.3 | 322.5 | 288.1 | 21.7 | 3.07 | 21.4 | 991.1 | 0.18 | 289.6 | 51 | 340.6 | 327.8 | 23.1 | 3.22 | 23.5 | 1178.9 | 0.16 | 329.3 | 58.7 | 388 | 809.9 | 81.6 | 11.79 | 36.3 | 2123 | 0.42 | 815.6 | 99.7 | 915.2 | 27.6 | 0 | 0.27 | 27.87 | 29.32 | 0 | 0.28 | 29.6 | 465045.7 | 130689.2 | 16.2 | 4257.5 | 0 | 6908.3 | 71999.6 | 0 | 748.9 | 10913.6 | 134916.1 | 0 | 159.1 | 3315.4 | 23159.4 | 87317.4 | 698.1 | 1609.4 | 0 | 58352.2 | 58342.6 | 2331.8 | 7678.7 | 64.2 | 634 | 7199.2
1195 | 50 | Day50 | 18 | Hour18 | 2 | Winter | 2761 | #N/A | Winter | 475307.4 | 2024-02-19 18:00 | 465923.4 | 0 | 3408.2 | 5975.8 | 475307.4 | 449564.3 | 358665.4 | 0.0351 | 0.052 | 0.54 | 0.53 | 279 | 21.1 | 2.97 | 20.7 | 958.1 | 0.17 | 280.4 | 49.3 | 329.7 | 296 | 22.2 | 3.13 | 22.2 | 1021.8 | 0.19 | 297.5 | 52.7 | 350.2 | 402 | 26.2 | 3.65 | 30.9 | 1496.7 | 0.2 | 403.8 | 75.5 | 479.3 | 1007.5 | 65.4 | 10.97 | 99.2 | 2104.3 | 1.66 | 1012.4 | 162.4 | 1174.8 | 32.78 | 0 | 0.27 | 33.05 | 34.7 | 0 | 0.28 | 34.98 | 475307.4 | 116642.1 | 2787.3 | 4257.5 | 0 | 7239.5 | 75131.3 | 0 | 472.8 | 7549.1 | 140109 | 0 | 628.7 | 3315.4 | 26999.7 | 88396.1 | 913.6 | 8887.2 | 0 | 31307.7 | 74849 | 2463.4 | 5956.9 | 3811.7 | 3279.1 | 7397.8
1196 | 50 | Day50 | 19 | Hour19 | 2 | Winter | 2761 | #N/A | Winter | 483674.6 | 2024-02-19 19:00 | 478464.2 | 0 | 0 | 5210.4 | 483674.7 | 461508.7 | 384940.3 | 0.0354 | 0.0532 | 0.52 | 0.51 | 299.3 | 22.9 | 3.23 | 21.7 | 1018 | 0.18 | 300.8 | 52.1 | 352.9 | 317 | 24.1 | 3.4 | 23.3 | 1083.6 | 0.2 | 318.7 | 55.6 | 374.3 | 435.1 | 26.9 | 3.74 | 34.8 | 1655.9 | 0.22 | 437 | 84.2 | 521.2 | 679.5 | 26.8 | 3.46 | 67.8 | 3096.2 | 0.31 | 681.2 | 160.1 | 841.3 | 47.81 | 0 | 0.16 | 47.97 | 50.6 | 0 | 0.17 | 50.77 | 483674.6 | 98734.4 | 3718.7 | 4257.5 | 0 | 7486.7 | 83243.7 | 0 | 89.4 | 1698.1 | 147413.8 | 0 | 1530.9 | 3315.4 | 34136.9 | 88396.1 | 1070 | 10370.5 | 0 | 5127.7 | 89215.9 | 2603.3 | 4076 | 4382.8 | 3784.8 | 7211.6
1197 | 50 | Day50 | 20 | Hour20 | 2 | Winter | 2761 | #N/A | Winter | 487840.2 | 2024-02-19 20:00 | 481897.4 | 0 | 0 | 5942.8 | 487840.2 | 464807.9 | 387362.1 | 0.0355 | 0.0534 | 0.53 | 0.53 | 287.4 | 22 | 3.1 | 20.9 | 979 | 0.18 | 288.9 | 50.2 | 339.1 | 302.7 | 23 | 3.24 | 22.3 | 1036.4 | 0.19 | 304.3 | 53.2 | 357.5 | 437.4 | 27.9 | 3.86 | 34 | 1659.3 | 0.21 | 439.2 | 83.5 | 522.8 | 507.8 | 24 | 3.2 | 47.2 | 2181.9 | 0.24 | 509.4 | 112.3 | 621.6 | 31.37 | 0 | 0.27 | 31.64 | 33.17 | 0 | 0.29 | 33.46 | 487840.2 | 100478.1 | 7204.6 | 4249.9 | 0 | 7463.8 | 80630.7 | 0 | 0 | 2.1 | 145411 | 0 | 159.1 | 3315.4 | 43601.7 | 88061 | 835.5 | 6429.5 | 0 | 1.1 | 97721.9 | 2752.9 | 373.1 | 1689.2 | 2328.3 | 7724
1198 | 50 | Day50 | 21 | Hour21 | 2 | Winter | 2761 | #N/A | Winter | 482584.1 | 2024-02-19 21:00 | 476623.9 | 0 | 17.9 | 5942.3 | 482584.1 | 459820.1 | 379665.3 | 0.0353 | 0.0528 | 0.53 | 0.53 | 287.7 | 21.9 | 3.1 | 21 | 981.7 | 0.18 | 289.2 | 50.3 | 339.5 | 300.5 | 22.8 | 3.22 | 22.1 | 1028.8 | 0.19 | 302 | 52.8 | 354.8 | 441.5 | 29.2 | 4.05 | 33.3 | 1646.2 | 0.21 | 443.4 | 82.4 | 525.8 | 518.3 | 27.3 | 3.7 | 45.6 | 2137.4 | 0.25 | 520.1 | 109.3 | 629.5 | 30.65 | 0 | 0.22 | 30.86 | 32.39 | 0 | 0.23 | 32.62 | 482584.1 | 102918.8 | 5251.1 | 4215.9 | 0 | 7463.8 | 79632.4 | 0 | 0 | 0 | 144740 | 0 | 159.1 | 3315.4 | 43821.3 | 88061 | 765.5 | 2239.8 | 0 | 0 | 99968.2 | 2950.6 | 0.1 | 0 | 1402.9 | 7464.7
1199 | 50 | Day50 | 22 | Hour22 | 2 | Winter | 2761 | #N/A | Winter | 467315.1 | 2024-02-19 22:00 | 461091 | 9.7 | 305.1 | 5909.2 | 467315.1 | 445074.7 | 362841.5 | 0.0347 | 0.0511 | 0.54 | 0.54 | 280.9 | 21.4 | 3.02 | 20.6 | 959.6 | 0.17 | 282.4 | 49.3 | 331.7 | 292.5 | 22.2 | 3.14 | 21.6 | 1000.9 | 0.18 | 294 | 51.4 | 345.5 | 474 | 32.3 | 4.5 | 34.8 | 1738.5 | 0.22 | 476.2 | 86.7 | 562.9 | 562.3 | 33.7 | 4.65 | 46.1 | 2188.4 | 0.28 | 564.6 | 111.4 | 676 | 28.35 | 0 | 0.28 | 28.63 | 29.93 | 0 | 0.29 | 30.22 | 467315.1 | 104473.6 | 3175.7 | 4215.9 | 0 | 7463.8 | 75180.8 | 0 | 0 | 0 | 137492.8 | 0 | 159.1 | 3315.4 | 41921.5 | 87593.4 | 747.6 | 1575.4 | 0 | 0 | 101296.9 | 3176.7 | 0 | 0 | 804 | 7185.3
1200 | 50 | Day50 | 23 | Hour23 | 2 | Winter | 2761 | #N/A | Winter | 448968.2 | 2024-02-19 23:00 | 442715.2 | 9.7 | 366.6 | 5876.7 | 448968.2 | 427589.9 | 344579.7 | 0.0342 | 0.0492 | 0.56 | 0.56 | 270.2 | 20.5 | 2.89 | 20.1 | 926.3 | 0.17 | 271.6 | 47.8 | 319.4 | 281.2 | 21.3 | 3 | 21 | 965.4 | 0.18 | 282.6 | 49.8 | 332.4 | 485.9 | 33.9 | 4.73 | 35.1 | 1758.6 | 0.23 | 488.2 | 87.5 | 575.7 | 971.9 | 107.4 | 15.61 | 34.4 | 2237.6 | 0.5 | 979.4 | 101.2 | 1080.6 | 27.2 | 0 | 0.22 | 27.41 | 28.67 | 0 | 0.23 | 28.9 | 448968.2 | 104388.5 | 2818.6 | 4205.6 | 0 | 7463.8 | 68996.2 | 0 | 0 | 0 | 128450.6 | 0 | 159.1 | 3315.4 | 39467.9 | 87397.2 | 752.1 | 1553.2 | 0 | 0 | 100904.5 | 3484 | 0 | 0 | 717.2 | 5238.4
1201 | 51 | Day51 | 0 | Hour0 | 2 | Winter | 54 | 515398.6 | Winter | 430706.6 | 2024-02-20 | 424857.6 | 23.1 | 157.7 | 5668.2 | 430706.6 | 410563.1 | 327087.8 | 0.0336 | 0.0474 | 0.56 | 0.56 | 265.6 | 19.9 | 2.81 | 20 | 917.9 | 0.17 | 266.9 | 47.4 | 314.4 | 276 | 20.7 | 2.91 | 20.9 | 955.8 | 0.18 | 277.4 | 49.4 | 326.9 | 467.8 | 31.2 | 4.34 | 35.1 | 1737.4 | 0.22 | 469.9 | 86.9 | 556.8 | 574.9 | 43.4 | 6.12 | 39.3 | 1965.8 | 0.3 | 577.9 | 98 | 675.9 | 25.14 | 0 | 0.13 | 25.27 | 26.46 | 0 | 0.14 | 26.6 | 430706.6 | 103618.8 | 122.4 | 4171.1 | 0 | 5513.1 | 64260.2 | 0 | 0 | 0 | 123887.4 | 0 | 159.1 | 3315.4 | 35431.5 | 86310.1 | 535.3 | 3382.2 | 0 | 0 | 99852.7 | 3766.1 | 0 | 0 | 1691.2 | 4966.1
1202 | 51 | Day51 | 1 | Hour1 | 2 | Winter | 2761 | #N/A | Winter | 420110.2 | 2024-02-20 01:00 | 412434.9 | 1620.7 | 370.7 | 5683.9 | 420110.2 | 398700.3 | 317640.4 | 0.0333 | 0.0461 | 0.56 | 0.56 | 265.7 | 19.8 | 2.79 | 20.2 | 922.3 | 0.17 | 267.1 | 47.7 | 314.8 | 276.2 | 20.6 | 2.9 | 21 | 960 | 0.18 | 277.6 | 49.7 | 327.3 | 465.1 | 30.8 | 4.27 | 35.1 | 1736 | 0.22 | 467.2 | 86.9 | 554.2 | 813.5 | 86.9 | 12.57 | 31.2 | 1989.1 | 0.4 | 819.5 | 90.6 | 910.1 | 24.09 | 0 | 0.21 | 24.3 | 25.42 | 0 | 0.22 | 25.64 | 420110.2 | 102469.8 | 9.7 | 4171.1 | 0 | 4931.1 | 62267.9 | 0 | 0 | 0 | 122444.6 | 0 | 130.7 | 3315.4 | 32433.2 | 86034.9 | 411.1 | 1490.8 | 0 | 0 | 98675.9 | 3793.9 | 0 | 1275.2 | 597.2 | 4791.3
1203 | 51 | Day51 | 2 | Hour2 | 2 | Winter | 2761 | #N/A | Winter | 413770.7 | 2024-02-20 02:00 | 405866.6 | 2093.1 | 370.7 | 5440.3 | 413770.7 | 392409.8 | 312838.7 | 0.0332 | 0.0455 | 0.55 | 0.55 | 269.1 | 20.1 | 2.83 | 20.4 | 933.4 | 0.17 | 270.5 | 48.3 | 318.8 | 279.7 | 20.9 | 2.94 | 21.2 | 970.9 | 0.18 | 281.2 | 50.2 | 331.4 | 469.6 | 31.3 | 4.35 | 35.3 | 1745.5 | 0.22 | 471.8 | 87.3 | 559.1 | 740 | 72.8 | 10.48 | 34 | 2005.8 | 0.36 | 745 | 93.9 | 838.9 | 23.99 | 0 | 0.14 | 24.13 | 25.26 | 0 | 0.14 | 25.41 | 413770.7 | 100932 | 209 | 4171.1 | 0 | 4931.1 | 62213.4 | 0 | 0 | 0 | 121988.1 | 0 | 95.5 | 3315.4 | 28823.2 | 86034.9 | 411.1 | 645.9 | 0 | 0 | 97144 | 3788 | 0 | 0 | 0 | 5051.5
1204 | 51 | Day51 | 3 | Hour3 | 2 | Winter | 2761 | #N/A | Winter | 413772.3 | 2024-02-20 03:00 | 406146.7 | 1826.7 | 370.7 | 5428.1 | 413772.3 | 392650.5 | 312583.3 | 0.0332 | 0.0456 | 0.55 | 0.55 | 273.7 | 20.6 | 2.9 | 20.6 | 946.1 | 0.17 | 275.1 | 48.9 | 323.9 | 284.5 | 21.4 | 3.01 | 21.5 | 984.2 | 0.18 | 286 | 50.9 | 336.8 | 472.2 | 31.4 | 4.36 | 35.5 | 1757 | 0.22 | 474.3 | 87.9 | 562.3 | 709.6 | 68.2 | 9.81 | 34.1 | 1973.8 | 0.34 | 714.3 | 93 | 807.3 | 24.23 | 0 | 0.25 | 24.48 | 25.54 | 0 | 0.27 | 25.81 | 413772.3 | 101189 | 418 | 4171.1 | 0 | 4931.1 | 63742.2 | 0 | 0 | 0 | 122962.3 | 0 | 95.5 | 3315.4 | 26501.7 | 86034.9 | 411.1 | 0 | 0 | 0 | 97383.4 | 3805.5 | 0 | 0 | 177.9 | 4936.7
1205 | 51 | Day51 | 4 | Hour4 | 2 | Winter | 2761 | #N/A | Winter | 421452.2 | 2024-02-20 04:00 | 414652.3 | 620.9 | 370.7 | 5808.3 | 421452.3 | 400731.8 | 319263.7 | 0.0336 | 0.0467 | 0.54 | 0.54 | 278.8 | 20.9 | 2.94 | 21 | 964.6 | 0.18 | 280.2 | 49.8 | 329.9 | 289.5 | 21.7 | 3.05 | 21.8 | 1002.6 | 0.18 | 291 | 51.7 | 342.7 | 490.6 | 34.7 | 4.85 | 35 | 1759.8 | 0.23 | 493 | 87.5 | 580.5 | 804.8 | 82.9 | 11.97 | 33.7 | 2065.4 | 0.39 | 810.5 | 95.4 | 905.9 | 24.72 | 0 | 0.25 | 24.97 | 26.07 | 0 | 0.26 | 26.33 | 421452.2 | 102188.6 | 211.8 | 4171.1 | 0 | 5921.9 | 65978 | 0 | 0 | 0 | 127704 | 0 | 95.5 | 3315.4 | 25419.8 | 86034.9 | 411.1 | 0 | 0 | 0 | 98196.7 | 3991.9 | 0 | 0 | 0 | 4722
1206 | 51 | Day51 | 5 | Hour5 | 2 | Winter | 2761 | #N/A | Winter | 441074.9 | 2024-02-20 05:00 | 434413.4 | 135.7 | 157.7 | 6368.1 | 441074.9 | 419498 | 336014 | 0.0343 | 0.0492 | 0.53 | 0.52 | 290.6 | 22 | 3.11 | 21.4 | 997.6 | 0.18 | 292.1 | 51.2 | 343.3 | 301.6 | 22.9 | 3.22 | 22.3 | 1036.3 | 0.19 | 303.2 | 53.2 | 356.4 | 493.5 | 37 | 5.21 | 33.3 | 1702.3 | 0.24 | 496 | 84.1 | 580.2 | 527.9 | 31.6 | 4.34 | 42.7 | 2074.4 | 0.24 | 530.1 | 104.6 | 634.7 | 25.81 | 0 | 0.24 | 26.05 | 27.25 | 0 | 0.25 | 27.5 | 441074.9 | 105060.8 | 282.4 | 4171.1 | 0 | 6849.5 | 72854.8 | 0 | 0 | 0 | 136060.8 | 0 | 95.5 | 3315.4 | 25938.5 | 86034.9 | 411.1 | 0 | 0 | 0 | 100904.5 | 4156.4 | 0 | 0 | 0 | 5317.4
1207 | 51 | Day51 | 6 | Hour6 | 2 | Winter | 2761 | #N/A | Winter | 467134.6 | 2024-02-20 06:00 | 460476.3 | 9.7 | 214.3 | 6434.3 | 467134.6 | 444232.5 | 358910.5 | 0.0353 | 0.0522 | 0.54 | 0.53 | 285.4 | 21.9 | 3.09 | 20.8 | 971.8 | 0.18 | 286.9 | 49.8 | 336.7 | 301.4 | 23 | 3.25 | 22.1 | 1029.6 | 0.19 | 303 | 52.8 | 355.9 | 477.8 | 34.6 | 4.85 | 33.3 | 1687.6 | 0.23 | 480.1 | 83.7 | 563.8 | 679.5 | 52.9 | 7.47 | 43.9 | 2284.2 | 0.32 | 683.1 | 112.1 | 795.2 | 35.73 | 0 | 0.23 | 35.96 | 37.81 | 0 | 0.25 | 38.05 | 467134.6 | 108224.2 | 2144 | 4205 | 0 | 6590.5 | 76971.7 | 0 | 0 | 1244.1 | 138107.2 | 0 | 95.5 | 3315.4 | 31495.3 | 88061 | 411.1 | 7513.8 | 0 | 479.6 | 102260.1 | 4240.4 | 0 | 2210.5 | 1613.3 | 7403.1
1208 | 51 | Day51 | 7 | Hour7 | 2 | Winter | 2761 | #N/A | Winter | 489150.4 | 2024-02-20 07:00 | 483224.4 | 0 | 0 | 5926 | 489150.5 | 465858.1 | 354151.9 | 0.0359 | 0.0543 | 0.55 | 0.55 | 278.2 | 21.4 | 3.02 | 20.2 | 944.9 | 0.17 | 279.6 | 48.4 | 328 | 289.9 | 22.3 | 3.15 | 21.1 | 986 | 0.18 | 291.4 | 50.5 | 341.9 | 364.6 | 25.3 | 3.53 | 26.4 | 1322.2 | 0.17 | 366.3 | 65.8 | 432.1 | 782.1 | 64 | 9.09 | 47.7 | 2528.5 | 0.37 | 786.5 | 123.1 | 909.6 | 30.11 | 0 | 0.23 | 30.34 | 31.88 | 0 | 0.25 | 32.12 | 489150.4 | 134998.6 | 3043.8 | 4239.5 | 0 | 6127.9 | 78985.4 | 0 | 0 | 6182.7 | 140276.9 | 0 | 95.5 | 3315.4 | 29595.3 | 88061 | 411.1 | 0 | 0 | 21930.7 | 102671.5 | 4213.7 | 1169.5 | 3971.1 | 1799.6 | 8315.2
1209 | 51 | Day51 | 8 | Hour8 | 2 | Winter | 2761 | #N/A | Winter | 499716.4 | 2024-02-20 08:00 | 493394.7 | 164.8 | 213 | 5943.9 | 499716.4 | 475577.2 | 332613.8 | 0.0361 | 0.0551 | 0.6 | 0.6 | 246.7 | 19.2 | 2.72 | 17.9 | 831.5 | 0.16 | 248.1 | 42.7 | 290.7 | 257.2 | 20 | 2.83 | 18.6 | 867.4 | 0.16 | 258.5 | 44.5 | 303.1 | 132.8 | 5.4 | 0.69 | 13.1 | 603.9 | 0.06 | 133.2 | 31.1 | 164.3 | 519.2 | 26.6 | 3.58 | 46.1 | 2181.9 | 0.24 | 521 | 111.1 | 632.2 | 27.48 | 0 | 0.19 | 27.67 | 29.13 | 0 | 0.21 | 29.34 | 499716.4 | 167102.6 | 1738.9 | 4190.7 | 0 | 4654.5 | 72743.6 | 0 | 0 | 10483 | 124422.5 | 0 | 95.5 | 3315.4 | 32793 | 88061 | 411.1 | 187.6 | 0 | 57390.9 | 95117.2 | 4111.6 | 5475.4 | 487 | 2558.2 | 7877.2
1210 | 51 | Day51 | 9 | Hour9 | 2 | Winter | 2761 | #N/A | Winter | 502126.6 | 2024-02-20 09:00 | 496280.8 | 180.1 | 213 | 5452.7 | 502126.6 | 478379.9 | 315965.6 | 0.0361 | 0.0551 | 0.63 | 0.63 | 229.1 | 17.7 | 2.49 | 16.9 | 777.6 | 0.15 | 230.3 | 40.1 | 270.3 | 238.1 | 18.3 | 2.59 | 17.6 | 809.4 | 0.15 | 239.3 | 41.7 | 281.1 | 96.9 | 3.6 | 0.46 | 9.9 | 450.7 | 0.04 | 97.2 | 23.3 | 120.5 | 451.5 | 13.3 | 1.6 | 49 | 2207.9 | 0.2 | 452.3 | 114.8 | 567.1 | 26.79 | 0 | 0.25 | 27.04 | 28.4 | 0 | 0.26 | 28.66 | 502126.6 | 186161 | 896.1 | 4190.7 | 0 | 4931.1 | 66892.3 | 0 | 174 | 12960.7 | 118752.8 | 0 | 95.5 | 3315.4 | 28419.5 | 88061 | 411.1 | 0 | 0 | 86616.2 | 82546.1 | 3864.1 | 8983.2 | 762 | 2744.7 | 6773.2
1211 | 51 | Day51 | 10 | Hour10 | 2 | Winter | 2761 | #N/A | Winter | 501844.4 | 2024-02-20 10:00 | 495273.1 | 470.2 | 213 | 5888.1 | 501844.4 | 477457.7 | 295208.8 | 0.036 | 0.0548 | 0.65 | 0.65 | 210.6 | 15.9 | 2.25 | 15.9 | 724.2 | 0.14 | 211.7 | 37.5 | 249.2 | 218.8 | 16.5 | 2.33 | 16.6 | 753.3 | 0.14 | 219.9 | 39.1 | 259 | 71.5 | 2.7 | 0.34 | 7.3 | 331.6 | 0.03 | 71.6 | 17.2 | 88.8 | 464.4 | 17.5 | 2.23 | 46.9 | 2150.1 | 0.21 | 465.6 | 111 | 576.6 | 25.93 | 0 | 0.26 | 26.19 | 27.49 | 0 | 0.28 | 27.77 | 501844.4 | 206635.6 | 0.9 | 4190.7 | 0 | 4966.1 | 60040.6 | 0 | 499.3 | 15664.7 | 113221.4 | 0 | 95.5 | 3315.4 | 20906.2 | 88061 | 411.1 | 0 | 0 | 108387.6 | 78552.4 | 3531.6 | 11392.2 | 839.2 | 58.7 | 7254.8
1212 | 51 | Day51 | 11 | Hour11 | 2 | Winter | 2761 | #N/A | Winter | 500888.7 | 2024-02-20 11:00 | 491029.8 | 1003.1 | 2648.4 | 6207.5 | 500888.7 | 473468.4 | 285063.9 | 0.0358 | 0.0543 | 0.67 | 0.67 | 195.9 | 14.5 | 2.05 | 15.2 | 683.4 | 0.13 | 196.9 | 35.6 | 232.5 | 204.4 | 15.2 | 2.13 | 15.9 | 713 | 0.14 | 205.5 | 37.2 | 242.6 | 77.9 | 3.2 | 0.42 | 7.6 | 351.6 | 0.04 | 78.1 | 18.1 | 96.2 | 785 | 67.7 | 9.64 | 44.8 | 2431.5 | 0.38 | 789.6 | 117.4 | 907 | 25.43 | 0 | 0.27 | 25.7 | 26.94 | 0 | 0.28 | 27.22 | 500888.7 | 215824.8 | 154.7 | 4190.7 | 0 | 4663.6 | 54370.5 | 0 | 721 | 18854.1 | 109225.6 | 0 | 95.5 | 3315.4 | 20575.7 | 88061 | 411.1 | 0 | 0 | 115237.2 | 77807.5 | 3205.1 | 14150.1 | 783.9 | 0 | 6181.1
1213 | 51 | Day51 | 12 | Hour12 | 2 | Winter | 2761 | #N/A | Winter | 500185.4 | 2024-02-20 12:00 | 484709 | 2711.2 | 6489.9 | 6275.5 | 500185.5 | 467490.4 | 281546 | 0.0355 | 0.0536 | 0.68 | 0.68 | 190.6 | 14 | 1.96 | 15 | 670.8 | 0.13 | 191.6 | 35.1 | 226.7 | 200 | 14.7 | 2.07 | 15.7 | 702.1 | 0.13 | 201 | 36.6 | 237.6 | 82.1 | 3.5 | 0.46 | 7.9 | 365.9 | 0.04 | 82.4 | 18.8 | 101.2 | 701.8 | 65.8 | 9.44 | 35.9 | 2006.4 | 0.36 | 706.3 | 95.8 | 802.1 | 23.97 | 0 | 0.27 | 24.24 | 25.34 | 0 | 0.29 | 25.63 | 500185.4 | 218639.5 | 0.4 | 4190.7 | 0 | 4375.6 | 51930.4 | 0 | 751 | 19557.9 | 108601.1 | 0 | 95.5 | 3315.4 | 20668.1 | 87957.6 | 411.1 | 0 | 0 | 117023.1 | 78478.3 | 2829.2 | 17713.3 | 698.1 | 0 | 6151.1
1214 | 51 | Day51 | 13 | Hour13 | 2 | Winter | 2761 | #N/A | Winter | 498178.2 | 2024-02-20 13:00 | 476949 | 5744.7 | 9246.8 | 6237.8 | 498178.2 | 460142.6 | 275121 | 0.0352 | 0.0527 | 0.69 | 0.69 | 182.2 | 13.2 | 1.85 | 14.6 | 645.4 | 0.12 | 183.1 | 33.8 | 216.9 | 191.6 | 14 | 1.96 | 15.2 | 675.9 | 0.13 | 192.5 | 35.4 | 227.9 | 90.8 | 3.8 | 0.49 | 8.9 | 409.5 | 0.04 | 91.1 | 21.1 | 112.2 | 613.4 | 47.9 | 6.76 | 40.3 | 2059.8 | 0.31 | 616.6 | 101.7 | 718.4 | 23.68 | 0 | 0.29 | 23.97 | 24.98 | 0 | 0.29 | 25.27 | 498178.2 | 223057.2 | 139.3 | 4190.7 | 0 | 4375.6 | 48717.9 | 0 | 732.7 | 23126.5 | 105269.2 | 0 | 95.5 | 3315.4 | 20575.7 | 88030.7 | 411.1 | 0 | 0 | 115264.9 | 81316.2 | 2616.8 | 16217 | 584.6 | 0 | 6874.9
1215 | 51 | Day51 | 14 | Hour14 | 2 | Winter | 2761 | #N/A | Winter | 494592.9 | 2024-02-20 14:00 | 469089.9 | 7542.2 | 11742.9 | 6217.8 | 494592.9 | 452695.9 | 270974.8 | 0.0349 | 0.0519 | 0.7 | 0.69 | 178.1 | 12.9 | 1.81 | 14.3 | 632.4 | 0.12 | 179 | 33.2 | 212.2 | 186.8 | 13.6 | 1.91 | 14.9 | 661 | 0.13 | 187.8 | 34.7 | 222.4 | 89.9 | 3.6 | 0.47 | 8.9 | 408.2 | 0.04 | 90.2 | 21 | 111.2 | 729.1 | 64.5 | 9.21 | 40.1 | 2204.3 | 0.35 | 733.5 | 105.9 | 839.3 | 23.5 | 0 | 0.3 | 23.79 | 24.75 | 0 | 0.29 | 25.04 | 494592.9 | 223618.2 | 0.4 | 4190.7 | 0 | 4375.6 | 47086.2 | 0 | 705.6 | 23980.9 | 102787.3 | 0 | 95.5 | 3315.4 | 20651.5 | 88061 | 411.1 | 0 | 0 | 116527.5 | 79876.6 | 2527.5 | 16355.8 | 368.2 | 0 | 5838.7
1216 | 51 | Day51 | 15 | Hour15 | 2 | Winter | 2761 | #N/A | Winter | 486359.4 | 2024-02-20 15:00 | 463948 | 7052.6 | 9387.6 | 5971.3 | 486359.5 | 447820.5 | 272406.7 | 0.0348 | 0.0513 | 0.69 | 0.68 | 182.7 | 13.2 | 1.85 | 14.7 | 649.8 | 0.13 | 183.5 | 34.1 | 217.7 | 192.1 | 13.9 | 1.95 | 15.4 | 681.3 | 0.13 | 193.1 | 35.7 | 228.8 | 90.3 | 3.9 | 0.51 | 8.7 | 402.1 | 0.04 | 90.6 | 20.7 | 111.2 | 533.8 | 32.1 | 4.42 | 43.7 | 2093.6 | 0.26 | 535.9 | 106.2 | 642.1 | 23.62 | 0 | 0.28 | 23.9 | 24.9 | 0 | 0.29 | 25.19 | 486359.4 | 213952.7 | 0.4 | 4190.7 | 0 | 4375.6 | 47298.5 | 0 | 697.3 | 20318.9 | 104144.9 | 0 | 95.5 | 3315.4 | 20690.8 | 87883.9 | 411.1 | 0 | 0 | 109698.6 | 80749.7 | 2488.2 | 15692.3 | 61.1 | 0 | 5481.8
1217 | 51 | Day51 | 16 | Hour16 | 2 | Winter | 2761 | #N/A | Winter | 480299.4 | 2024-02-20 16:00 | 465179 | 5427.4 | 3625.4 | 6067.6 | 480299.4 | 448991.3 | 295798.9 | 0.0348 | 0.0514 | 0.64 | 0.63 | 214 | 15.7 | 2.21 | 16.7 | 752 | 0.14 | 215 | 39.2 | 254.2 | 225.3 | 16.5 | 2.32 | 17.6 | 791.8 | 0.15 | 226.4 | 41.2 | 267.6 | 96.4 | 3.8 | 0.49 | 9.6 | 440.9 | 0.04 | 96.6 | 22.8 | 119.4 | 746.1 | 69.1 | 9.92 | 39.1 | 2148.3 | 0.38 | 750.9 | 103.2 | 854.1 | 24.61 | 0 | 0.28 | 24.89 | 26.06 | 0 | 0.29 | 26.35 | 480299.4 | 184500.5 | 9.2 | 4190.7 | 0 | 6803.7 | 56039.9 | 0 | 681.4 | 15555.3 | 116291.3 | 0 | 159.1 | 3315.4 | 20575.7 | 87937.1 | 476.6 | 0 | 0 | 83538.7 | 82255.8 | 2469.3 | 12628.5 | 0 | 0 | 8244.5
1218 | 51 | Day51 | 17 | Hour17 | 2 | Winter | 2761 | #N/A | Winter | 492430.5 | 2024-02-20 17:00 | 480045.2 | 3769.7 | 1766.2 | 6849.4 | 492430.5 | 463063.2 | 337565.7 | 0.0354 | 0.0531 | 0.57 | 0.56 | 260.6 | 19.4 | 2.74 | 19.6 | 903.7 | 0.16 | 261.9 | 46.6 | 308.5 | 273.6 | 20.4 | 2.87 | 20.6 | 949.4 | 0.17 | 275 | 48.9 | 323.9 | 343.3 | 25.9 | 3.65 | 23 | 1179.3 | 0.16 | 345.1 | 58.2 | 403.2 | 709 | 52 | 7.31 | 48.9 | 2471.9 | 0.34 | 712.6 | 122.6 | 835.2 | 28.89 | 0 | 0.23 | 29.12 | 30.63 | 0 | 0.24 | 30.87 | 492430.5 | 154864.8 | 257.5 | 4249.9 | 0 | 6908.3 | 71399.3 | 0 | 631.9 | 11533.4 | 139287.6 | 0 | 159.1 | 3315.4 | 22755 | 88061 | 783.3 | 389.3 | 0 | 50802.1 | 89333.3 | 2564.1 | 8224.1 | 2299 | 577.9 | 8315.2
1219 | 51 | Day51 | 18 | Hour18 | 2 | Winter | 2761 | #N/A | Winter | 506748.8 | 2024-02-20 18:00 | 500442.1 | 0 | 0 | 6306.7 | 506748.8 | 482318.2 | 370185.7 | 0.0362 | 0.0555 | 0.55 | 0.54 | 276.4 | 20.6 | 2.9 | 20.7 | 954.4 | 0.17 | 277.8 | 49.2 | 326.9 | 290.6 | 21.5 | 3.03 | 22 | 1009.3 | 0.18 | 292.1 | 52.1 | 344.2 | 413 | 28.3 | 3.98 | 30.8 | 1471.9 | 0.22 | 414.9 | 74.7 | 489.6 | 620 | 23 | 2.93 | 63.1 | 2869.9 | 0.29 | 621.4 | 148.7 | 770.2 | 31.83 | 0 | 0.27 | 32.1 | 33.77 | 0 | 0.28 | 34.05 | 506748.8 | 136563.1 | 1680.7 | 4249.9 | 0 | 7819.2 | 77808.1 | 0 | 461.2 | 6525.5 | 148228 | 0 | 1593.3 | 3315.4 | 27410.2 | 88061 | 1637.9 | 8381.9 | 0 | 31090.5 | 95814.2 | 2671.8 | 6327 | 5611.9 | 2125.5 | 8315.2
1220 | 51 | Day51 | 19 | Hour19 | 2 | Winter | 2761 | #N/A | Winter | 515053.6 | 2024-02-20 19:00 | 509709.9 | 0 | 0 | 5343.7 | 515053.6 | 491082.5 | 409424.5 | 0.0365 | 0.0565 | 0.52 | 0.51 | 294.4 | 22.1 | 3.13 | 21.7 | 1010 | 0.18 | 295.9 | 51.8 | 347.8 | 312.2 | 23.3 | 3.29 | 23.2 | 1076.6 | 0.19 | 313.8 | 55.4 | 369.2 | 463.6 | 30.7 | 4.33 | 35.6 | 1674.4 | 0.25 | 465.7 | 85.6 | 551.3 | 725.3 | 39 | 5.3 | 63.1 | 2967.5 | 0.35 | 727.9 | 151.6 | 879.5 | 38.04 | 0 | 0.22 | 38.26 | 40.36 | 0 | 0.24 | 40.59 | 515053.6 | 105629.1 | 3311.9 | 4249.9 | 0 | 8374.7 | 85190.7 | 0 | 67.6 | 1125.8 | 156683.9 | 0 | 2076.4 | 3315.4 | 42289.2 | 88396.1 | 1736.4 | 13799.8 | 0 | 4154.3 | 97766.2 | 2515.2 | 3489.2 | 7748.4 | 3323.3 | 7916.5
1221 | 51 | Day51 | 20 | Hour20 | 2 | Winter | 2761 | #N/A | Winter | 515398.6 | 2024-02-20 20:00 | 509391.3 | 0 | 0 | 6007.3 | 515398.6 | 490794.5 | 409175.2 | 0.0365 | 0.0564 | 0.53 | 0.52 | 288.8 | 21.8 | 3.07 | 21.2 | 990.3 | 0.18 | 290.3 | 50.8 | 341 | 304.3 | 22.8 | 3.21 | 22.6 | 1049.9 | 0.19 | 305.9 | 54 | 359.8 | 449.6 | 29.3 | 4.09 | 34.6 | 1665.8 | 0.23 | 451.6 | 84.3 | 535.8 | 702.3 | 48.2 | 6.74 | 51.5 | 2547.7 | 0.34 | 705.5 | 127.5 | 833 | 32.99 | 0 | 0.15 | 33.14 | 34.99 | 0 | 0.16 | 35.15 | 515398.6 | 106223.4 | 6125.5 | 4249.9 | 0 | 8374.7 | 83904.7 | 0 | 0 | 0 | 155763.4 | 0 | 835.4 | 3315.4 | 47910.9 | 88061 | 1433.6 | 9200.7 | 0 | 0 | 103827.5 | 2395.9 | 216.2 | 6057.3 | 5868.9 | 8315.2
1222 | 51 | Day51 | 21 | Hour21 | 2 | Winter | 2761 | #N/A | Winter | 504886.6 | 2024-02-20 21:00 | 498967 | 0 | 0 | 5919.6 | 504886.6 | 480941.5 | 398898.3 | 0.0361 | 0.0553 | 0.53 | 0.52 | 288.7 | 21.7 | 3.06 | 21.3 | 994 | 0.18 | 290.2 | 50.9 | 341.1 | 302 | 22.6 | 3.18 | 22.4 | 1043.7 | 0.18 | 303.5 | 53.5 | 357.1 | 451.2 | 30.8 | 4.31 | 33.1 | 1645.3 | 0.22 | 453.3 | 82.2 | 535.5 | 611.3 | 35.3 | 4.83 | 50.9 | 2431.5 | 0.29 | 613.7 | 123.4 | 737.1 | 31.78 | 0 | 0.28 | 32.06 | 33.67 | 0 | 0.3 | 33.97 | 504886.6 | 105988.3 | 5187.8 | 4245.4 | 0 | 7463.8 | 82192 | 0 | 0 | 0 | 154124.4 | 0 | 856.9 | 3315.4 | 48389.8 | 88061 | 863.5 | 4198.2 | 0 | 0 | 103790.7 | 2197.7 | 0 | 3698 | 2380.1 | 8315.2
1223 | 51 | Day51 | 22 | Hour22 | 2 | Winter | 2761 | #N/A | Winter | 482635.4 | 2024-02-20 22:00 | 476725.6 | 0 | 94.5 | 5815.2 | 482635.4 | 459875.5 | 378336.8 | 0.0353 | 0.0529 | 0.53 | 0.53 | 283.1 | 21.2 | 2.99 | 21 | 977.2 | 0.17 | 284.5 | 50.2 | 334.7 | 294.9 | 22 | 3.11 | 22 | 1020.2 | 0.18 | 296.4 | 52.5 | 348.9 | 480.3 | 33.6 | 4.69 | 34.5 | 1734.8 | 0.23 | 482.6 | 86.3 | 568.9 | 1188.7 | 133.7 | 19.44 | 39.6 | 2677.4 | 0.6 | 1198 | 119.6 | 1317.6 | 29.04 | 0 | 0.14 | 29.18 | 30.69 | 0 | 0.15 | 30.84 | 482635.4 | 104298.6 | 3128.3 | 4245.4 | 0 | 7463.8 | 76648.8 | 0 | 0 | 0 | 146912.7 | 0 | 159.1 | 3315.4 | 44126.4 | 88061 | 863.5 | 3412.4 | 0 | 0 | 102364 | 1934.6 | 0 | 1947.1 | 2958.9 | 7305.3
1224 | 51 | Day51 | 23 | Hour23 | 2 | Winter | 2761 | #N/A | Winter | 457920.7 | 2024-02-20 23:00 | 452125.7 | 9.7 | 153.6 | 5631.7 | 457920.7 | 436509.4 | 357365.5 | 0.0345 | 0.0504 | 0.55 | 0.54 | 273.7 | 20.4 | 2.87 | 20.7 | 950.5 | 0.17 | 275.1 | 49.1 | 324.2 | 285 | 21.1 | 2.97 | 21.6 | 991.9 | 0.18 | 286.4 | 51.2 | 337.7 | 494.8 | 33.9 | 4.73 | 36.1 | 1807.9 | 0.23 | 497.1 | 90.1 | 587.2 | 724.1 | 61.2 | 8.71 | 42.6 | 2268.9 | 0.35 | 728.3 | 110.3 | 838.7 | 28.17 | 0 | 0.14 | 28.31 | 29.69 | 0 | 0.15 | 29.84 | 457920.7 | 100555.2 | 3455.2 | 4245.4 | 0 | 7463.8 | 69410.4 | 0 | 0 | 0 | 137303.4 | 0 | 159.1 | 3315.4 | 40046.6 | 88061 | 845.7 | 3059.4 | 0 | 0 | 98925.4 | 1629.8 | 0 | 235.6 | 2853.7 | 7328.5
1225 | 52 | Day52 | 0 | Hour0 | 2 | Winter | 67 | 504468.4 | Winter | 436496 | 2024-02-21 | 430833.8 | 63.6 | 107.1 | 5491.5 | 436496 | 416245.2 | 340978.4 | 0.0339 | 0.0481 | 0.55 | 0.54 | 270.9 | 20 | 2.81 | 20.8 | 947.7 | 0.17 | 272.3 | 49 | 321.3 | 281.3 | 20.7 | 2.91 | 21.6 | 985.6 | 0.18 | 282.7 | 51 | 333.7 | 474.6 | 30.6 | 4.24 | 36.4 | 1794.5 | 0.22 | 476.6 | 90 | 566.6 | 873.2 | 88.5 | 12.79 | 38 | 2271.6 | 0.43 | 879.4 | 105.8 | 985.1 | 27.51 | 0 | 0.28 | 27.79 | 28.92 | 0 | 0.3 | 29.22 | 436496 | 95517.6 | 223 | 4237.8 | 0 | 5977.3 | 64736.6 | 0 | 0 | 0 | 132154.1 | 0 | 159.1 | 3315.4 | 39080.4 | 88061 | 663.4 | 2370.2 | 0 | 0 | 94226.7 | 1290.9 | 0 | 1458.8 | 0 | 5042.8
1226 | 52 | Day52 | 1 | Hour1 | 2 | Winter | 2761 | #N/A | Winter | 423696.2 | 2024-02-21 01:00 | 415758.2 | 1538.5 | 848.8 | 5550.7 | 423696.2 | 401871.1 | 330955.2 | 0.0334 | 0.0464 | 0.54 | 0.54 | 275.7 | 20.3 | 2.85 | 21.2 | 966.1 | 0.18 | 277.1 | 50 | 327.1 | 285.6 | 21 | 2.95 | 22 | 1002.3 | 0.18 | 287 | 51.9 | 339 | 481.6 | 31.6 | 4.38 | 36.5 | 1804.8 | 0.22 | 483.7 | 90.3 | 574.1 | 854.5 | 84.9 | 12.22 | 38.6 | 2291.6 | 0.42 | 860.4 | 107 | 967.4 | 27.19 | 0 | 0.27 | 27.46 | 28.54 | 0 | 0.29 | 28.83 | 423696.2 | 92741 | 362.9 | 4237.8 | 0 | 5297.6 | 63816.7 | 0 | 0 | 0 | 131344.6 | 0 | 110.6 | 3315.4 | 32283.7 | 88061 | 571.6 | 1553.2 | 0 | 0 | 91786.7 | 954.3 | 0 | 1365.2 | 625.7 | 6108.1
1227 | 52 | Day52 | 2 | Hour2 | 2 | Winter | 2761 | #N/A | Winter | 415723 | 2024-02-21 02:00 | 407391.6 | 1781.4 | 1380.8 | 5169.1 | 415723 | 393876 | 324907 | 0.0332 | 0.0456 | 0.53 | 0.53 | 282.2 | 20.8 | 2.93 | 21.6 | 986.6 | 0.18 | 283.6 | 51 | 334.6 | 291.9 | 21.5 | 3.02 | 22.4 | 1022.1 | 0.19 | 293.4 | 52.9 | 346.2 | 489.7 | 32.3 | 4.49 | 36.9 | 1828.9 | 0.23 | 491.9 | 91.5 | 583.4 | 726.1 | 65.3 | 9.34 | 39 | 2162.2 | 0.35 | 730.6 | 103.5 | 834.1 | 26.21 | 0 | 0.21 | 26.42 | 27.5 | 0 | 0.22 | 27.73 | 415723 | 90816 | 9.4 | 4237.8 | 0 | 4735.5 | 64597.4 | 0 | 0 | 0 | 131200.9 | 0 | 95.5 | 3315.4 | 28718.6 | 87397.2 | 571.6 | 27.8 | 0 | 0 | 90136.5 | 679.4 | 0 | 0 | 10.7 | 5869.4
1228 | 52 | Day52 | 3 | Hour3 | 2 | Winter | 2761 | #N/A | Winter | 413256.8 | 2024-02-21 03:00 | 406175.3 | 935.9 | 889.5 | 5256.1 | 413256.8 | 392690.9 | 324934.9 | 0.0332 | 0.0456 | 0.52 | 0.52 | 288.4 | 21.3 | 3 | 22 | 1007.4 | 0.18 | 289.8 | 52.1 | 341.9 | 298.6 | 22 | 3.1 | 22.8 | 1044.9 | 0.19 | 300.1 | 54 | 354.2 | 493.8 | 31.9 | 4.42 | 37.9 | 1865.5 | 0.23 | 496 | 93.5 | 589.5 | 768 | 71.1 | 10.19 | 39.9 | 2222.1 | 0.38 | 772.9 | 106.2 | 879.1 | 26.89 | 0 | 0.27 | 27.16 | 28.22 | 0 | 0.28 | 28.5 | 413256.8 | 88321.8 | 19.5 | 4245.5 | 0 | 4984.6 | 65846.5 | 0 | 0 | 0 | 132919.8 | 0 | 95.5 | 3315.4 | 25047.8 | 87884.5 | 571.6 | 4.1 | 0 | 0 | 87856.1 | 465.7 | 0 | 0 | 0 | 6685.3
1229 | 52 | Day52 | 4 | Hour4 | 2 | Winter | 2761 | #N/A | Winter | 420531.1 | 2024-02-21 04:00 | 414965.2 | 14.6 | 67.2 | 5484.1 | 420531.1 | 401045.8 | 335497.3 | 0.0335 | 0.0467 | 0.5 | 0.5 | 300.4 | 22.4 | 3.16 | 22.6 | 1041.8 | 0.19 | 301.9 | 53.7 | 355.6 | 311.1 | 23.2 | 3.27 | 23.4 | 1079.7 | 0.19 | 312.7 | 55.6 | 368.3 | 510.7 | 35.9 | 5.02 | 36.6 | 1836.9 | 0.24 | 513.1 | 91.4 | 604.5 | 962.8 | 103.1 | 14.93 | 36.7 | 2344 | 0.47 | 969.9 | 106.7 | 1076.6 | 28.71 | 0 | 0.26 | 28.96 | 30.13 | 0 | 0.27 | 30.4 | 420531.1 | 85033.8 | 0 | 4250 | 0 | 6194.1 | 70613.4 | 0 | 0 | 0 | 138066.3 | 0 | 95.5 | 3315.4 | 23990.8 | 88396.1 | 571.6 | 4.1 | 0 | 0 | 84725.3 | 308.6 | 0 | 0 | 0 | 6987.8
1230 | 52 | Day52 | 5 | Hour5 | 2 | Winter | 2761 | #N/A | Winter | 443990.7 | 2024-02-21 05:00 | 437775 | 0 | 0 | 6215.7 | 443990.7 | 422694.3 | 361039.1 | 0.0344 | 0.0495 | 0.48 | 0.48 | 318.5 | 23.9 | 3.37 | 23.6 | 1100.8 | 0.19 | 320.1 | 56.4 | 376.6 | 330.4 | 24.8 | 3.49 | 24.5 | 1142.8 | 0.2 | 332.1 | 58.6 | 390.7 | 506.4 | 37.8 | 5.31 | 34.3 | 1752.8 | 0.24 | 508.9 | 86.6 | 595.5 | 672.1 | 48.4 | 6.78 | 47 | 2383.9 | 0.32 | 675.4 | 118.1 | 793.6 | 31.55 | 0 | 0.24 | 31.79 | 33.22 | 0 | 0.26 | 33.48 | 443990.7 | 82951.6 | 508 | 4250 | 0 | 7459.2 | 79359.9 | 0 | 0 | 0 | 152467.7 | 0 | 95.5 | 3315.4 | 24611.7 | 88396.1 | 571.6 | 4.1 | 0 | 0 | 82748.5 | 203.1 | 0 | 213 | 534.6 | 7055.8
1231 | 52 | Day52 | 6 | Hour6 | 2 | Winter | 2761 | #N/A | Winter | 473540.3 | 2024-02-21 06:00 | 467118.2 | 0 | 0 | 6422 | 473540.3 | 450534 | 388242.9 | 0.0355 | 0.0529 | 0.48 | 0.48 | 314.4 | 23.4 | 3.3 | 23.3 | 1090.9 | 0.19 | 316 | 55.9 | 371.9 | 331.6 | 24.6 | 3.47 | 24.7 | 1153.1 | 0.2 | 333.3 | 59.1 | 392.4 | 471.9 | 32.2 | 4.51 | 34.8 | 1713.9 | 0.23 | 474.1 | 85.9 | 560 | 511.9 | 18.1 | 2.27 | 52.8 | 2408.4 | 0.23 | 513 | 124.6 | 637.6 | 39.07 | 0 | 0.24 | 39.31 | 41.31 | 0 | 0.25 | 41.56 | 473540.3 | 85297.4 | 2098.7 | 4250 | 0 | 8258.3 | 82768.2 | 0 | 0 | 1361.2 | 159008.7 | 0 | 1746.1 | 3315.4 | 29270 | 88396.1 | 652.1 | 8479.2 | 0 | 548.8 | 83209.1 | 178.2 | 0 | 7770.1 | 5415.1 | 7128.6
1232 | 52 | Day52 | 7 | Hour7 | 2 | Winter | 2761 | #N/A | Winter | 494851.8 | 2024-02-21 07:00 | 489398.6 | 0 | 0 | 5453.3 | 494851.8 | 471747.2 | 385658.5 | 0.0361 | 0.0548 | 0.5 | 0.5 | 306.9 | 23 | 3.25 | 22.6 | 1053.8 | 0.19 | 308.5 | 54.1 | 362.6 | 320 | 24 | 3.39 | 23.7 | 1100.3 | 0.2 | 321.6 | 56.5 | 378.1 | 405.8 | 27.7 | 3.86 | 29.8 | 1485.2 | 0.19 | 407.6 | 74.1 | 481.8 | 1075.3 | 119.6 | 17.36 | 37 | 2477.2 | 0.53 | 1083.6 | 110.9 | 1194.5 | 32.82 | 0 | 0.25 | 33.06 | 34.74 | 0 | 0.26 | 35 | 494851.8 | 109193.3 | 2329.8 | 4250 | 0 | 8374.7 | 85179.2 | 0 | 0 | 5772.7 | 157900.6 | 0 | 1914.5 | 3315.4 | 29982.1 | 88396.1 | 1775.1 | 2241.1 | 0 | 19660.6 | 83556.7 | 203.3 | 1333.8 | 7086.5 | 4376.1 | 7916.5
1233 | 52 | Day52 | 8 | Hour8 | 2 | Winter | 2761 | #N/A | Winter | 501269.8 | 2024-02-21 08:00 | 495864.2 | 4.2 | 0 | 5401.4 | 501269.9 | 477971.6 | 362487.6 | 0.0361 | 0.0551 | 0.55 | 0.55 | 277 | 21.3 | 3.01 | 20.1 | 941.4 | 0.17 | 278.5 | 48.2 | 326.7 | 288.6 | 22.1 | 3.13 | 21 | 981.9 | 0.18 | 290.1 | 50.3 | 340.4 | 193 | 8.6 | 1.13 | 18.3 | 851.7 | 0.09 | 193.6 | 43.7 | 237.3 | 658.8 | 40.6 | 5.59 | 52.3 | 2552 | 0.31 | 661.5 | 128.4 | 789.9 | 29.65 | 0 | 0.15 | 29.81 | 31.38 | 0 | 0.16 | 31.55 | 501269.8 | 138782.3 | 1756.5 | 4247.1 | 0 | 7170.4 | 80600.8 | 0 | 0 | 9034.8 | 142682.7 | 0 | 95.5 | 3315.4 | 30384.5 | 88396.1 | 571.6 | 3266.9 | 0 | 49516.3 | 79972.5 | 258.6 | 5472.6 | 667.8 | 949 | 8116.6
1234 | 52 | Day52 | 9 | Hour9 | 2 | Winter | 2761 | #N/A | Winter | 500905.4 | 2024-02-21 09:00 | 495221.2 | 448.9 | 0 | 5235.2 | 500905.4 | 477418.8 | 338311.7 | 0.0359 | 0.0548 | 0.59 | 0.59 | 253.6 | 19.4 | 2.74 | 18.6 | 863.6 | 0.16 | 254.9 | 44.4 | 299.3 | 263.5 | 20.2 | 2.85 | 19.4 | 898.5 | 0.16 | 264.9 | 46.2 | 311.1 | 145.1 | 6.4 | 0.83 | 13.8 | 643.4 | 0.07 | 145.5 | 33 | 178.5 | 1080.3 | 123 | 17.89 | 34.5 | 2398.6 | 0.53 | 1088.9 | 106.1 | 1195 | 28.06 | 0 | 0.27 | 28.33 | 29.72 | 0 | 0.29 | 30.01 | 500905.4 | 162593.7 | 992.4 | 4198.3 | 0 | 6377.1 | 73393.8 | 0 | 224.5 | 12513.7 | 131816.2 | 0 | 95.5 | 3315.4 | 28820.4 | 88396.1 | 571.6 | 334.8 | 0 | 83549.2 | 65963.6 | 342.8 | 8188.5 | 772.1 | 430.8 | 7916.5
1235 | 52 | Day52 | 10 | Hour10 | 2 | Winter | 2761 | #N/A | Winter | 497573.1 | 2024-02-21 10:00 | 491835.8 | 305.7 | 0 | 5431.6 | 497573.1 | 474218.7 | 315758.9 | 0.0358 | 0.0544 | 0.61 | 0.61 | 236.6 | 17.9 | 2.53 | 17.7 | 812.9 | 0.15 | 237.8 | 42 | 279.8 | 245.8 | 18.6 | 2.62 | 18.4 | 845.1 | 0.16 | 247.1 | 43.6 | 290.7 | 134.1 | 6.3 | 0.83 | 12.5 | 582.9 | 0.06 | 134.6 | 29.8 | 164.4 | 976.1 | 109 | 15.83 | 33.1 | 2234.6 | 0.48 | 983.7 | 99.8 | 1083.5 | 27.29 | 0 | 0.28 | 27.57 | 28.9 | 0 | 0.29 | 29.19 | 497573.1 | 181814.2 | 0.4 | 4198.3 | 0 | 5386.4 | 67102 | 0 | 674.9 | 15185.2 | 125228.6 | 0 | 95.5 | 3315.4 | 21464.6 | 88396.1 | 571.6 | 0 | 0 | 107489.9 | 57970.6 | 493.5 | 11644.8 | 0 | 0 | 7507
1236 | 52 | Day52 | 11 | Hour11 | 2 | Winter | 2761 | #N/A | Winter | 495758.3 | 2024-02-21 11:00 | 486147.2 | 674.5 | 3408.2 | 5528.3 | 495758.3 | 468840.2 | 304176.8 | 0.0356 | 0.0538 | 0.63 | 0.63 | 221.3 | 16.5 | 2.32 | 16.9 | 769 | 0.14 | 222.4 | 39.9 | 262.3 | 231.3 | 17.2 | 2.43 | 17.7 | 803.5 | 0.15 | 232.4 | 41.7 | 274.1 | 111.7 | 4.7 | 0.62 | 10.8 | 500.5 | 0.05 | 112 | 25.7 | 137.7 | 910.9 | 97.3 | 14.08 | 35 | 2226.8 | 0.45 | 917.6 | 101.4 | 1019.1 | 26.39 | 0 | 0.29 | 26.68 | 27.94 | 0 | 0.3 | 28.24 | 495758.3 | 191581.5 | 76.4 | 4198.3 | 0 | 5237 | 61065.8 | 0 | 820 | 16153.3 | 120391.6 | 0 | 95.5 | 3315.4 | 20829 | 88396.1 | 571.6 | 0 | 0 | 114194.9 | 59701.4 | 711.9 | 14347.6 | 0 | 0 | 7869.9
1237 | 52 | Day52 | 12 | Hour12 | 2 | Winter | 2761 | #N/A | Winter | 493978.1 | 2024-02-21 12:00 | 479867.1 | 3638.2 | 4974.7 | 5498.1 | 493978.1 | 462892.4 | 296472 | 0.0354 | 0.0531 | 0.65 | 0.64 | 210.1 | 15.4 | 2.16 | 16.4 | 738.5 | 0.14 | 211.1 | 38.5 | 249.6 | 220.5 | 16.2 | 2.27 | 17.2 | 773.9 | 0.14 | 221.6 | 40.3 | 261.9 | 110.6 | 5.1 | 0.67 | 10.4 | 482.8 | 0.05 | 111 | 24.8 | 135.7 | 764.1 | 63.1 | 8.95 | 46.1 | 2454.6 | 0.36 | 768.4 | 119.4 | 887.8 | 26 | 0 | 0.29 | 26.29 | 27.52 | 0 | 0.3 | 27.82 | 493978.1 | 197506.1 | 0 | 4198.3 | 0 | 5125.1 | 56484.5 | 0 | 847 | 16979.3 | 117492.1 | 0 | 95.5 | 3315.4 | 20793.4 | 88396.1 | 571.6 | 0 | 0 | 111714.5 | 66929.7 | 1035.6 | 15270.1 | 0 | 0 | 7418.7
1238 | 52 | Day52 | 13 | Hour13 | 2 | Winter | 2761 | #N/A | Winter | 492029.7 | 2024-02-21 13:00 | 474406.9 | 5387.1 | 6698.7 | 5537 | 492029.7 | 457717.9 | 286569.1 | 0.0352 | 0.0525 | 0.66 | 0.66 | 195.8 | 14 | 1.96 | 15.8 | 700.3 | 0.13 | 196.7 | 36.7 | 233.4 | 206 | 14.7 | 2.07 | 16.5 | 734.8 | 0.14 | 207 | 38.4 | 245.4 | 106.9 | 4.9 | 0.64 | 10.1 | 467.8 | 0.05 | 107.2 | 24 | 131.2 | 669.9 | 59.7 | 8.53 | 37.1 | 2013.5 | 0.34 | 674 | 97.2 | 771.3 | 24.32 | 0 | 0.29 | 24.62 | 25.7 | 0 | 0.3 | 26 | 492029.7 | 205460.6 | 0 | 4198.3 | 0 | 5194.1 | 50497.1 | 0 | 816.3 | 17440.7 | 114170 | 0 | 95.5 | 3315.4 | 20793.4 | 87733.6 | 571.6 | 0 | 0 | 112866.1 | 72858.9 | 1478.8 | 14817.1 | 0 | 83.2 | 6431.7
1239 | 52 | Day52 | 14 | Hour14 | 2 | Winter | 2761 | #N/A | Winter | 491204.1 | 2024-02-21 14:00 | 469209.6 | 6560.8 | 9814.2 | 5619.5 | 491204.1 | 452796.8 | 283585.8 | 0.035 | 0.0519 | 0.67 | 0.66 | 192.5 | 13.6 | 1.91 | 15.6 | 691.6 | 0.13 | 193.5 | 36.3 | 229.7 | 202.7 | 14.4 | 2.02 | 16.3 | 725.4 | 0.14 | 203.7 | 38 | 241.6 | 103.7 | 4.7 | 0.62 | 9.8 | 456 | 0.05 | 104 | 23.5 | 127.5 | 454.5 | 20.6 | 2.72 | 42.8 | 1994.7 | 0.21 | 455.9 | 102.2 | 558.1 | 23.54 | 0 | 0.3 | 23.84 | 24.84 | 0 | 0.31 | 25.15 | 491204.1 | 207618.3 | 0 | 4198.3 | 0 | 5232.8 | 49152.6 | 0 | 799.1 | 16419.4 | 113221.2 | 0 | 95.5 | 3315.4 | 20764.5 | 87033.9 | 571.6 | 0 | 0 | 112632.6 | 75670.2 | 2096.9 | 13685.4 | 0 | 3.1 | 7184.4
1240 | 52 | Day52 | 15 | Hour15 | 2 | Winter | 2761 | #N/A | Winter | 486393.7 | 2024-02-21 15:00 | 466895.2 | 5805.9 | 8070.5 | 5622.1 | 486393.7 | 450603.9 | 282877 | 0.0349 | 0.0517 | 0.67 | 0.66 | 191.9 | 13.5 | 1.89 | 15.7 | 691.9 | 0.13 | 192.8 | 36.3 | 229.1 | 202 | 14.3 | 2 | 16.4 | 726.8 | 0.14 | 203 | 38.1 | 241.1 | 103.1 | 4.8 | 0.64 | 9.6 | 447.7 | 0.05 | 103.4 | 23 | 126.4 | 510.2 | 31.4 | 4.32 | 40.6 | 1979.5 | 0.24 | 512.3 | 99.6 | 611.9 | 23.53 | 0 | 0.29 | 23.82 | 24.86 | 0 | 0.31 | 25.17 | 486393.7 | 203516.7 | 50.1 | 4198.3 | 0 | 5949.8 | 48090.2 | 0 | 819.6 | 14850.3 | 112807.8 | 0 | 95.5 | 3315.4 | 20764.5 | 87033.9 | 571.6 | 0 | 0 | 106936 | 78273.5 | 2637.3 | 11940.8 | 0 | 7.8 | 7948.6
1241 | 52 | Day52 | 16 | Hour16 | 2 | Winter | 2761 | #N/A | Winter | 484608.9 | 2024-02-21 16:00 | 469160.2 | 5672.1 | 3891.9 | 5884.6 | 484608.9 | 452751.7 | 296775.7 | 0.035 | 0.0519 | 0.64 | 0.64 | 209.9 | 15 | 2.1 | 16.8 | 749.2 | 0.14 | 210.9 | 39.1 | 250.1 | 221.1 | 15.8 | 2.21 | 17.7 | 788.9 | 0.15 | 222.2 | 41.2 | 263.4 | 123.6 | 5.7 | 0.75 | 11.6 | 539.7 | 0.06 | 124 | 27.7 | 151.7 | 563.3 | 38.1 | 5.32 | 41.8 | 2061.4 | 0.27 | 565.8 | 103.3 | 669.1 | 23.6 | 0 | 0.29 | 23.89 | 25.07 | 0 | 0.31 | 25.37 | 484608.9 | 187833.1 | 0 | 4257.5 | 0 | 6803.7 | 53404.8 | 0 | 830.6 | 15134.6 | 119680.4 | 0 | 159.1 | 3315.4 | 21336.2 | 87033.9 | 784.7 | 0 | 0 | 91305.5 | 77493.2 | 3069.3 | 9955 | 0 | 0 | 8038.1
1242 | 52 | Day52 | 17 | Hour17 | 2 | Winter | 2761 | #N/A | Winter | 494961.2 | 2024-02-21 17:00 | 481223.1 | 3762.4 | 3412.4 | 6563.4 | 494961.2 | 464172.8 | 338778.8 | 0.0354 | 0.0533 | 0.57 | 0.56 | 264 | 19.9 | 2.8 | 19.6 | 908.5 | 0.16 | 265.3 | 46.8 | 312.1 | 277.4 | 20.9 | 2.95 | 20.6 | 954.3 | 0.17 | 278.8 | 49.1 | 327.9 | 316.8 | 23 | 3.22 | 22.1 | 1118.1 | 0.15 | 318.4 | 55.5 | 373.9 | 552.3 | 34.2 | 4.73 | 44.6 | 2123.6 | 0.28 | 554.6 | 107.9 | 662.5 | 27.61 | 0 | 0.29 | 27.9 | 29.28 | 0 | 0.3 | 29.58 | 494961.2 | 156182.4 | 20.4 | 4257.5 | 0 | 7240.2 | 73592.1 | 0 | 804.7 | 11651.2 | 139164.2 | 0 | 159.1 | 3315.4 | 22420.8 | 87710.5 | 898.5 | 0 | 0 | 64382.3 | 75936.7 | 3407.5 | 8437.6 | 0 | 1089.6 | 8112
1243 | 52 | Day52 | 18 | Hour18 | 2 | Winter | 2761 | #N/A | Winter | 500891.8 | 2024-02-21 18:00 | 495264.6 | 0 | 0 | 5627.2 | 500891.8 | 477433 | 370732.4 | 0.036 | 0.0549 | 0.54 | 0.53 | 283.6 | 21.4 | 3.01 | 21 | 974 | 0.18 | 285 | 50 | 335.1 | 298 | 22.3 | 3.14 | 22.2 | 1028.4 | 0.19 | 299.5 | 52.9 | 352.5 | 422.2 | 29.1 | 4.08 | 31.1 | 1514.3 | 0.21 | 424.2 | 76.2 | 500.4 | 641.3 | 39.4 | 5.44 | 51.2 | 2474.2 | 0.31 | 644 | 125 | 769 | 32.71 | 0 | 0.28 | 32.99 | 34.64 | 0 | 0.3 | 34.94 | 500891.8 | 130159.4 | 3224.1 | 4257.5 | 0 | 7819.2 | 80142.4 | 0 | 604.1 | 6468.5 | 149077.1 | 0 | 1061.6 | 3315.4 | 25445.1 | 88396.1 | 1349.9 | 6643.8 | 0 | 33896.5 | 85450.6 | 3739.7 | 6640 | 2414.2 | 2954 | 8315.2
1244 | 52 | Day52 | 19 | Hour19 | 2 | Winter | 2761 | #N/A | Winter | 504468.4 | 2024-02-21 19:00 | 499664.8 | 0 | 0 | 4803.6 | 504468.4 | 481617.6 | 403374.8 | 0.0361 | 0.0553 | 0.52 | 0.51 | 298.3 | 22.8 | 3.22 | 21.6 | 1013.7 | 0.18 | 299.9 | 51.9 | 351.8 | 314.9 | 23.9 | 3.37 | 23.1 | 1075.8 | 0.19 | 316.5 | 55.2 | 371.7 | 440.1 | 27.8 | 3.89 | 34.7 | 1647.4 | 0.23 | 442 | 83.9 | 525.9 | 717.7 | 31.7 | 4.19 | 68.6 | 3155.8 | 0.34 | 719.8 | 162.7 | 882.5 | 55.58 | 0 | 0.23 | 55.81 | 58.86 | 0 | 0.25 | 59.11 | 504468.4 | 101093.6 | 4620.2 | 4257.5 | 0 | 8374.7 | 86617.8 | 0 | 139.5 | 1264.2 | 153214 | 0 | 1061.6 | 3315.4 | 41344.8 | 88396.1 | 1349.9 | 10822.8 | 0 | 4946.3 | 90823.4 | 3920.2 | 3363.6 | 6887.3 | 4663.2 | 7717.9
1245 | 52 | Day52 | 20 | Hour20 | 2 | Winter | 2761 | #N/A | Winter | 502056.4 | 2024-02-21 20:00 | 496803 | 0 | 0 | 5253.3 | 502056.4 | 478929.3 | 402515.6 | 0.036 | 0.0549 | 0.52 | 0.51 | 296.6 | 22.7 | 3.21 | 21.5 | 1008.4 | 0.18 | 298.1 | 51.6 | 349.7 | 311.1 | 23.7 | 3.34 | 22.7 | 1062.2 | 0.19 | 312.7 | 54.4 | 367.1 | 437.8 | 28.9 | 4.02 | 33 | 1632 | 0.21 | 439.7 | 81.7 | 521.4 | 588 | 34.5 | 4.74 | 48.4 | 2319.4 | 0.28 | 590.4 | 117.6 | 708 | 33.45 | 0 | 0.29 | 33.74 | 35.4 | 0 | 0.31 | 35.71 | 502056.4 | 99540.8 | 6594.2 | 4257.5 | 0 | 8374.7 | 85990.2 | 0 | 0 | 0.5 | 152887.4 | 0 | 434.1 | 3315.4 | 45792.6 | 88396.1 | 955.8 | 5517.5 | 0 | 0.3 | 95394.9 | 4145.2 | 218.3 | 3918.5 | 3652.2 | 8315.2
1246 | 52 | Day52 | 21 | Hour21 | 2 | Winter | 2761 | #N/A | Winter | 488954.8 | 2024-02-21 21:00 | 483744.1 | 0 | 0 | 5210.7 | 488954.8 | 466553.2 | 388055.9 | 0.0355 | 0.0536 | 0.53 | 0.52 | 295.4 | 22.9 | 3.23 | 21.2 | 996.8 | 0.18 | 297 | 51 | 347.9 | 307.8 | 23.8 | 3.36 | 22.2 | 1040.8 | 0.19 | 309.4 | 53.2 | 362.7 | 452.2 | 30.2 | 4.19 | 33.8 | 1678.5 | 0.21 | 454.2 | 83.9 | 538.1 | 1255.4 | 144 | 20.96 | 39.3 | 2740.3 | 0.63 | 1265.4 | 121.2 | 1386.6 | 30.6 | 0 | 0.14 | 30.74 | 32.33 | 0 | 0.15 | 32.49 | 488954.8 | 100898.9 | 3392.9 | 4257.5 | 0 | 8374.7 | 84748.4 | 0 | 0 | 0 | 146005.1 | 0 | 159.1 | 3315.4 | 44591.7 | 88396.1 | 890.3 | 3924.6 | 0 | 0 | 96691.1 | 4207.8 | 0 | 1766.2 | 3762.8 | 8101.3
1247 | 52 | Day52 | 22 | Hour22 | 2 | Winter | 2761 | #N/A | Winter | 464351.4 | 2024-02-21 22:00 | 459266.6 | 0 | 0 | 5084.7 | 464351.4 | 443321.7 | 364231.9 | 0.0347 | 0.051 | 0.54 | 0.54 | 282.3 | 21.7 | 3.07 | 20.6 | 957.5 | 0.18 | 283.8 | 49.2 | 332.9 | 293.9 | 22.5 | 3.18 | 21.5 | 998.8 | 0.18 | 295.4 | 51.3 | 346.7 | 455.5 | 28.9 | 4 | 35.4 | 1737.6 | 0.21 | 457.4 | 87.2 | 544.7 | 864.5 | 79.9 | 11.46 | 44.4 | 2504.6 | 0.42 | 870 | 119.2 | 989.1 | 29.07 | 0 | 0.14 | 29.22 | 30.64 | 0 | 0.15 | 30.8 | 464351.4 | 100119.5 | 3866.3 | 4257.5 | 0 | 8374.7 | 76117.8 | 0 | 0 | 0 | 134927.5 | 0 | 159.1 | 3315.4 | 41039 | 88396.1 | 863.5 | 2915 | 0 | 0 | 95982.2 | 4137.2 | 0 | 1719 | 2651.5 | 6477.6
1248 | 52 | Day52 | 23 | Hour23 | 2 | Winter | 2761 | #N/A | Winter | 437209.2 | 2024-02-21 23:00 | 432386.5 | 0 | 0 | 4822.7 | 437209.2 | 417740 | 338730.6 | 0.0339 | 0.0482 | 0.56 | 0.56 | 265.8 | 19.8 | 2.79 | 20.2 | 921.7 | 0.17 | 267.1 | 47.7 | 314.8 | 276.3 | 20.5 | 2.89 | 21.1 | 960.6 | 0.18 | 277.7 | 49.8 | 327.5 | 474.1 | 32.4 | 4.52 | 34.8 | 1735.1 | 0.22 | 476.3 | 86.5 | 562.9 | 799.2 | 72.8 | 10.43 | 42.3 | 2339 | 0.39 | 804.3 | 112.1 | 916.4 | 28.22 | 0 | 0.23 | 28.45 | 29.66 | 0 | 0.24 | 29.9 | 437209.2 | 98478.7 | 3690 | 4198.3 | 0 | 6025.4 | 64644.4 | 0 | 0 | 0 | 127303.1 | 0 | 159.1 | 3315.4 | 37334.3 | 88396.1 | 739.1 | 2925.3 | 0 | 0 | 94453 | 4025.6 | 0 | 1518.5 | 1876.9 | 4339.5
1249 | 53 | Day53 | 0 | Hour0 | 2 | Winter | 86 | 492423.1 | Winter | 414164.7 | 2024-02-22 | 409090.6 | 173.7 | 0 | 4900.3 | 414164.7 | 395528.9 | 317788.5 | 0.0331 | 0.0456 | 0.57 | 0.56 | 258.8 | 19.1 | 2.68 | 20 | 906 | 0.17 | 260.1 | 47.1 | 307.2 | 268.5 | 19.7 | 2.78 | 20.8 | 941.4 | 0.18 | 269.8 | 48.9 | 318.8 | 491.1 | 35.1 | 4.91 | 34.6 | 1750.3 | 0.23 | 493.5 | 86.9 | 580.4 | 1161.5 | 130.6 | 18.98 | 38.9 | 2620.9 | 0.58 | 1170.6 | 117.1 | 1287.7 | 28.18 | 0 | 0.14 | 28.31 | 29.53 | 0 | 0.14 | 29.67 | 414164.7 | 96376.1 | 204.9 | 4198.3 | 0 | 4931.1 | 58670 | 0 | 0 | 0 | 120268.2 | 0 | 159.1 | 3315.4 | 33977.8 | 88396.1 | 528.6 | 3139 | 0 | 0 | 92407.5 | 3968.6 | 0 | 178.6 | 227.2 | 4936.7
1250 | 53 | Day53 | 1 | Hour1 | 2 | Winter | 2761 | #N/A | Winter | 400755.3 | 2024-02-22 01:00 | 392502.8 | 2659.1 | 796.6 | 4796.8 | 400755.3 | 379688.8 | 305569 | 0.0326 | 0.0437 | 0.56 | 0.56 | 258.8 | 18.9 | 2.66 | 20.2 | 911.5 | 0.17 | 260.1 | 47.4 | 307.5 | 268.8 | 19.6 | 2.76 | 21 | 947.1 | 0.18 | 270.1 | 49.3 | 319.4 | 494.1 | 34.6 | 4.84 | 35.4 | 1781.6 | 0.23 | 496.4 | 88.6 | 585 | 1113.1 | 126.7 | 18.41 | 35.7 | 2475.2 | 0.55 | 1121.9 | 109.6 | 1231.5 | 27.82 | 0 | 0.15 | 27.96 | 29.11 | 0 | 0.14 | 29.25 | 400755.3 | 95186.3 | 367.9 | 4198.3 | 0 | 4931.1 | 56244 | 0 | 0 | 0 | 118181.8 | 0 | 158.2 | 3315.4 | 27199.4 | 88396.1 | 384.4 | 2192.6 | 0 | 0 | 91193.7 | 3992.6 | 0 | 61.4 | 0 | 4936.7
1251 | 53 | Day53 | 2 | Hour2 | 2 | Winter | 2761 | #N/A | Winter | 391567 | 2024-02-22 02:00 | 382350.2 | 3873.5 | 664.3 | 4678.9 | 391567 | 369978 | 298500.8 | 0.0324 | 0.0426 | 0.56 | 0.55 | 263.6 | 19.3 | 2.71 | 20.6 | 927.7 | 0.17 | 264.9 | 48.3 | 313.2 | 273.5 | 20 | 2.82 | 21.4 | 962.1 | 0.18 | 274.8 | 50.1 | 324.9 | 494.8 | 34.1 | 4.75 | 36.1 | 1803.8 | 0.23 | 497.1 | 89.9 | 586.9 | 473.7 | 19.8 | 2.57 | 46.1 | 2132.2 | 0.21 | 475 | 109.7 | 584.7 | 27.53 | 0 | 0.29 | 27.83 | 28.78 | 0 | 0.29 | 29.07 | 391567 | 93066.1 | 248.6 | 4198.3 | 0 | 4730.9 | 56037.8 | 0 | 0 | 0 | 117556.2 | 0 | 95.5 | 3315.4 | 23537.6 | 88396.1 | 384.4 | 0 | 0 | 0 | 89233.8 | 3832.4 | 0 | 0 | 2.7 | 4533.5
1252 | 53 | Day53 | 3 | Hour3 | 2 | Winter | 2761 | #N/A | Winter | 386355 | 2024-02-22 03:00 | 379560.9 | 1871.4 | 372.5 | 4550.2 | 386355 | 367303.3 | 296294.4 | 0.0323 | 0.0423 | 0.55 | 0.55 | 266.1 | 19.4 | 2.72 | 20.9 | 939.5 | 0.17 | 267.4 | 48.9 | 316.3 | 275.8 | 20.1 | 2.82 | 21.6 | 973.3 | 0.18 | 277.1 | 50.7 | 327.8 | 515.6 | 37 | 5.18 | 36.2 | 1833 | 0.24 | 518.1 | 90.9 | 609 | 980.3 | 107 | 15.51 | 35.6 | 2324.6 | 0.48 | 987.8 | 105 | 1092.7 | 26.86 | 0 | 0.28 | 27.14 | 28.06 | 0 | 0.28 | 28.35 | 386355 | 90060.6 | 0 | 4198.3 | 0 | 4730.9 | 55514 | 0 | 0 | 0 | 118119.2 | 0 | 95.5 | 3315.4 | 21540.6 | 88396.1 | 384.4 | 0 | 0 | 0 | 86427.4 | 3633.2 | 0 | 0 | 0 | 4334.9
1253 | 53 | Day53 | 4 | Hour4 | 2 | Winter | 2761 | #N/A | Winter | 391893.2 | 2024-02-22 04:00 | 386551.3 | 429.9 | 106.8 | 4805.1 | 391893.1 | 373984.3 | 304932.9 | 0.0325 | 0.0431 | 0.53 | 0.53 | 280.3 | 20.8 | 2.93 | 21.5 | 977.3 | 0.18 | 281.7 | 50.7 | 332.4 | 289.9 | 21.5 | 3.03 | 22.2 | 1011.2 | 0.19 | 291.4 | 52.4 | 343.8 | 519 | 37.7 | 5.28 | 36.1 | 1830.8 | 0.24 | 521.6 | 90.7 | 612.3 | 494.1 | 17.4 | 2.17 | 51.1 | 2329.4 | 0.22 | 495.3 | 120.6 | 615.8 | 27.36 | 0 | 0.26 | 27.62 | 28.6 | 0 | 0.27 | 28.87 | 391893.2 | 86960.3 | 0 | 4198.3 | 0 | 4730.9 | 60833.6 | 0 | 0 | 0 | 122177.1 | 0 | 95.5 | 3315.4 | 20801.5 | 88396.1 | 384.4 | 0 | 0 | 0 | 83587.2 | 3373.1 | 0 | 0 | 250.7 | 4343.8
1254 | 53 | Day53 | 5 | Hour5 | 2 | Winter | 2761 | #N/A | Winter | 413811.6 | 2024-02-22 05:00 | 408128.7 | 308.2 | 0 | 5374.7 | 413811.7 | 394557.7 | 326112 | 0.0332 | 0.0458 | 0.51 | 0.5 | 306.7 | 23.8 | 3.36 | 22.2 | 1037.4 | 0.19 | 308.3 | 53.2 | 361.5 | 317.4 | 24.6 | 3.47 | 23 | 1074.2 | 0.2 | 319.1 | 55.1 | 374.2 | 477.3 | 32.4 | 4.51 | 35.2 | 1754.6 | 0.22 | 479.5 | 87.6 | 567 | 1087.4 | 121.6 | 17.65 | 36.8 | 2486.4 | 0.54 | 1095.8 | 111.1 | 1206.9 | 28.46 | 0 | 0.25 | 28.71 | 29.84 | 0 | 0.26 | 30.1 | 413811.6 | 87699.6 | 3.6 | 4198.3 | 0 | 4730.9 | 74448.7 | 0 | 0 | 0 | 129737.6 | 0 | 95.5 | 3315.4 | 20801.5 | 88396.1 | 384.4 | 0 | 0 | 0 | 84325.8 | 3373.9 | 0 | 0 | 7.8 | 4334.9
1255 | 53 | Day53 | 6 | Hour6 | 2 | Winter | 2761 | #N/A | Winter | 441218 | 2024-02-22 06:00 | 435572.1 | 0 | 0 | 5645.9 | 441218 | 420681.9 | 349756.1 | 0.0342 | 0.0489 | 0.49 | 0.49 | 316.8 | 24.7 | 3.49 | 22.6 | 1066.3 | 0.19 | 318.5 | 54.4 | 372.9 | 328.3 | 25.6 | 3.61 | 23.5 | 1106 | 0.2 | 330.1 | 56.5 | 386.6 | 473.4 | 33.5 | 4.68 | 33.7 | 1696.1 | 0.22 | 475.6 | 84.3 | 560 | 873.3 | 82.2 | 11.79 | 43.6 | 2486.2 | 0.42 | 878.9 | 117.8 | 996.7 | 29.91 | 0 | 0.24 | 30.15 | 31.47 | 0 | 0.26 | 31.73 | 441218 | 91461.9 | 238.9 | 4198.3 | 0 | 7696.7 | 82603.3 | 0 | 0 | 1414.9 | 140593.9 | 0 | 95.5 | 3315.4 | 21867.1 | 88396.1 | 384.4 | 366.6 | 0 | 548.2 | 86313.9 | 3184.9 | 0 | 0 | 0 | 6936
1256 | 53 | Day53 | 7 | Hour7 | 2 | Winter | 2761 | #N/A | Winter | 461735 | 2024-02-22 07:00 | 456974.4 | 0 | 0 | 4760.6 | 461734.9 | 441091.4 | 346013.7 | 0.0348 | 0.051 | 0.52 | 0.52 | 297.7 | 23.2 | 3.28 | 21.3 | 1002 | 0.18 | 299.3 | 51.2 | 350.5 | 308.7 | 24.1 | 3.4 | 22.1 | 1039.7 | 0.19 | 310.4 | 53.1 | 363.5 | 365.1 | 24.2 | 3.37 | 27.4 | 1359.5 | 0.17 | 366.8 | 68 | 434.8 | 631.7 | 43.4 | 6.05 | 46.1 | 2306 | 0.3 | 634.6 | 114.9 | 749.5 | 30.11 | 0 | 0.15 | 30.26 | 31.74 | 0 | 0.16 | 31.89 | 461735 | 115721.3 | 284 | 4198.3 | 0 | 6281.7 | 81334.8 | 0 | 0 | 5625.8 | 138181.6 | 0 | 95.5 | 3315.4 | 23219.7 | 88396.1 | 384.4 | 322.3 | 0 | 19060.2 | 88112 | 2923.2 | 1358 | 0 | 0 | 7673.6
1257 | 53 | Day53 | 8 | Hour8 | 2 | Winter | 2761 | #N/A | Winter | 471042.3 | 2024-02-22 08:00 | 465770 | 254.4 | 162.5 | 4855.5 | 471042.3 | 449512.3 | 328650.3 | 0.0349 | 0.0516 | 0.58 | 0.58 | 260.7 | 20.3 | 2.86 | 18.9 | 879.8 | 0.16 | 262.1 | 45.2 | 307.3 | 271.2 | 21 | 2.97 | 19.7 | 916.6 | 0.17 | 272.6 | 47.1 | 319.7 | 172.3 | 7.5 | 0.99 | 16.5 | 765.3 | 0.08 | 172.8 | 39.3 | 212.1 | 660.5 | 47.8 | 6.7 | 46 | 2335.2 | 0.31 | 663.8 | 115.7 | 779.4 | 28.34 | 0 | 0.21 | 28.55 | 29.91 | 0 | 0.22 | 30.13 | 471042.3 | 142392 | 1813 | 4198.3 | 0 | 5946.6 | 72362.4 | 0 | 0 | 8683.8 | 124685.9 | 0 | 95.5 | 3315.4 | 25456.8 | 88396.1 | 384.4 | 1995.9 | 0 | 47882 | 83196.8 | 2629.3 | 5205.6 | 178.6 | 718.3 | 5923.5
1258 | 53 | Day53 | 9 | Hour9 | 2 | Winter | 2761 | #N/A | Winter | 474529.4 | 2024-02-22 09:00 | 469259.4 | 545 | 0 | 4725 | 474529.4 | 452854 | 317564.9 | 0.035 | 0.0519 | 0.6 | 0.6 | 250.9 | 19.5 | 2.75 | 18.3 | 847 | 0.16 | 252.2 | 43.6 | 295.8 | 260.3 | 20.2 | 2.85 | 19 | 879.3 | 0.17 | 261.6 | 45.2 | 306.9 | 136.9 | 5.5 | 0.71 | 13.5 | 622.7 | 0.06 | 137.3 | 32.1 | 169.4 | 608.2 | 40.7 | 5.66 | 45.3 | 2255.1 | 0.28 | 610.9 | 112.6 | 723.5 | 27.77 | 0 | 0.15 | 27.91 | 29.32 | 0 | 0.16 | 29.48 | 474529.4 | 156964.5 | 96.7 | 4198.3 | 0 | 5691.7 | 69958.7 | 0 | 233.4 | 12869.5 | 121065.2 | 0 | 95.5 | 3315.4 | 24362.9 | 88396.1 | 384.4 | 0 | 0 | 78380.6 | 63102.9 | 2378.1 | 7788.8 | 178.6 | 145.6 | 5923.5
1259 | 53 | Day53 | 10 | Hour10 | 2 | Winter | 2761 | #N/A | Winter | 476923.6 | 2024-02-22 10:00 | 468534.1 | 327.6 | 3421.8 | 4640.1 | 476923.6 | 452170.3 | 302821.6 | 0.0349 | 0.0518 | 0.62 | 0.62 | 231.5 | 17.7 | 2.5 | 17.3 | 791.1 | 0.15 | 232.8 | 40.9 | 273.6 | 241.9 | 18.5 | 2.61 | 18 | 825.5 | 0.16 | 243.1 | 42.7 | 285.8 | 97.7 | 3.9 | 0.51 | 9.6 | 444.2 | 0.04 | 97.9 | 22.9 | 120.8 | 586.2 | 39 | 5.43 | 43.9 | 2178.9 | 0.27 | 588.8 | 108.9 | 697.7 | 26.71 | 0 | 0.28 | 26.99 | 28.22 | 0 | 0.29 | 28.52 | 476923.6 | 174102 | 0 | 4198.3 | 0 | 5286.5 | 63849.7 | 0 | 766.7 | 15274.3 | 116253.7 | 0 | 95.5 | 3315.4 | 20829 | 88396.1 | 384.4 | 213 | 0 | 106474.9 | 49318.4 | 2267.8 | 11948.9 | 195.7 | 7.8 | 5631
1260 | 53 | Day53 | 11 | Hour11 | 2 | Winter | 2761 | #N/A | Winter | 478414.1 | 2024-02-22 11:00 | 465407.4 | 3679.1 | 4768.4 | 4559.2 | 478414.1 | 449215.1 | 296947 | 0.0348 | 0.0514 | 0.64 | 0.63 | 222.6 | 17 | 2.39 | 16.7 | 762.3 | 0.15 | 223.7 | 39.5 | 263.2 | 234.2 | 17.9 | 2.52 | 17.5 | 800.8 | 0.15 | 235.5 | 41.4 | 276.9 | 98.2 | 4 | 0.52 | 9.6 | 444.7 | 0.04 | 98.5 | 22.9 | 121.4 | 483.7 | 17.6 | 2.22 | 49.4 | 2260.9 | 0.22 | 484.9 | 116.9 | 601.8 | 25.88 | 0 | 0.29 | 26.16 | 27.38 | 0 | 0.3 | 27.68 | 478414.1 | 181467.1 | 166.3 | 4184.4 | 0 | 5286.5 | 61222.2 | 0 | 869.7 | 17444.8 | 112854.2 | 0 | 95.5 | 3315.4 | 20829 | 88396.1 | 384.4 | 213 | 0 | 115134.6 | 45707 | 2311 | 14574.8 | 114.8 | 25.3 | 5609.7
1261 | 53 | Day53 | 12 | Hour12 | 2 | Winter | 2761 | #N/A | Winter | 476978.8 | 2024-02-22 12:00 | 462713.4 | 4106 | 5673 | 4486.5 | 476978.8 | 446665.6 | 293278.3 | 0.0347 | 0.0511 | 0.64 | 0.64 | 217.9 | 16.5 | 2.33 | 16.5 | 749.9 | 0.14 | 219 | 38.9 | 258 | 229.6 | 17.4 | 2.46 | 17.3 | 787.8 | 0.15 | 230.8 | 40.8 | 271.6 | 99.2 | 4 | 0.51 | 9.8 | 452.2 | 0.04 | 99.4 | 23.3 | 122.7 | 485.2 | 18.1 | 2.29 | 49.2 | 2254.1 | 0.22 | 486.3 | 116.4 | 602.8 | 25.79 | 0 | 0.29 | 26.07 | 27.27 | 0 | 0.3 | 27.57 | 476978.8 | 183700.5 | 50.1 | 4184.4 | 0 | 5286.5 | 59200.9 | 0 | 852.8 | 18334 | 111571.7 | 0 | 95.5 | 3315.4 | 20793.4 | 88396.1 | 384.4 | 0 | 0 | 115300.4 | 46778.9 | 2434.5 | 16758.8 | 173.6 | 1 | 5520.2
1262 | 53 | Day53 | 13 | Hour13 | 2 | Winter | 2761 | #N/A | Winter | 477205.2 | 2024-02-22 13:00 | 459583.8 | 3359.9 | 9754.2 | 4507.3 | 477205.2 | 443698.2 | 289734.1 | 0.0346 | 0.0507 | 0.65 | 0.64 | 211.1 | 15.7 | 2.22 | 16.3 | 733.9 | 0.14 | 212.1 | 38.2 | 250.3 | 223 | 16.7 | 2.36 | 17 | 771.8 | 0.15 | 224.1 | 40.1 | 264.2 | 103.5 | 4.9 | 0.65 | 9.5 | 446.6 | 0.05 | 103.8 | 22.9 | 126.7 | 498.9 | 20 | 2.57 | 49.3 | 2273.7 | 0.22 | 500.2 | 117.2 | 617.3 | 25.77 | 0 | 0.29 | 26.06 | 27.24 | 0 | 0.3 | 27.54 | 477205.2 | 187471 | 0 | 4184.4 | 0 | 5174.4 | 56160.7 | 0 | 817.6 | 20903.6 | 111229.9 | 0 | 95.5 | 3315.4 | 20793.4 | 88396.1 | 384.4 | 0 | 0 | 114673.2 | 48485.3 | 2591.4 | 15688.8 | 156.8 | 471.3 | 5772.2
1263 | 53 | Day53 | 14 | Hour14 | 2 | Winter | 2761 | #N/A | Winter | 471199.4 | 2024-02-22 14:00 | 457151.9 | 1257.2 | 8238.3 | 4552.2 | 471199.5 | 441394.9 | 288490.3 | 0.0345 | 0.0504 | 0.64 | 0.64 | 212.2 | 15.7 | 2.22 | 16.4 | 740.1 | 0.14 | 213.2 | 38.5 | 251.8 | 223 | 16.6 | 2.34 | 17.2 | 775.3 | 0.15 | 224.1 | 40.3 | 264.4 | 118.7 | 6.2 | 0.84 | 10.4 | 495 | 0.05 | 119.1 | 25.2 | 144.3 | 481.6 | 19.7 | 2.55 | 47.2 | 2181.2 | 0.22 | 482.9 | 112.3 | 595.2 | 25.81 | 0 | 0.29 | 26.1 | 27.25 | 0 | 0.3 | 27.55 | 471199.4 | 182709.2 | 0 | 4184.4 | 0 | 4523.6 | 55378.7 | 0 | 797.8 | 21085.2 | 111418.8 | 0 | 95.5 | 3315.4 | 20793.4 | 88396.1 | 384.4 | 0 | 0 | 107212.9 | 50470.6 | 3142.6 | 15476.8 | 0 | 138.7 | 5274.5
1264 | 53 | Day53 | 15 | Hour15 | 2 | Winter | 2761 | #N/A | Winter | 467607.2 | 2024-02-22 15:00 | 457017.7 | 1743.5 | 4147 | 4699.1 | 467607.3 | 441275.3 | 297828.8 | 0.0344 | 0.0504 | 0.62 | 0.62 | 227.2 | 17.1 | 2.41 | 17.3 | 785.6 | 0.15 | 228.4 | 40.7 | 269.1 | 238.2 | 17.9 | 2.53 | 18.1 | 822.9 | 0.16 | 239.4 | 42.7 | 282.1 | 124.3 | 5.5 | 0.72 | 11.8 | 550 | 0.06 | 124.7 | 28.2 | 152.9 | 843.2 | 90.5 | 13.1 | 32 | 2048.2 | 0.41 | 849.5 | 93.1 | 942.7 | 26.09 | 0 | 0.29 | 26.38 | 27.57 | 0 | 0.3 | 27.87 | 467607.2 | 169778.4 | 220.5 | 4184.4 | 0 | 4852.5 | 59960.6 | 0 | 807.5 | 17536.1 | 115626.1 | 0 | 95.5 | 3315.4 | 20793.4 | 88396.1 | 384.4 | 0 | 0 | 95688.1 | 52145.2 | 3601.6 | 14534 | 0 | 0 | 5247.7
1265 | 53 | Day53 | 16 | Hour16 | 2 | Winter | 2761 | #N/A | Winter | 474957.7 | 2024-02-22 16:00 | 461124.2 | 4810.1 | 4147 | 4876.4 | 474957.7 | 445181.8 | 318334.4 | 0.0346 | 0.0508 | 0.59 | 0.58 | 248.7 | 18.8 | 2.65 | 18.6 | 855.5 | 0.16 | 249.9 | 44.1 | 294.1 | 262.2 | 19.9 | 2.8 | 19.6 | 901.3 | 0.17 | 263.5 | 46.5 | 310 | 157.8 | 7.9 | 1.05 | 14.2 | 669.7 | 0.07 | 158.3 | 34.2 | 192.5 | 345.9 | 7 | 0.74 | 42.4 | 1786.1 | 0.2 | 346.3 | 95.7 | 442 | 24.24 | 0 | 0.29 | 24.53 | 25.91 | 0 | 0.3 | 26.2 | 474957.7 | 156623.3 | 0 | 4243.6 | 0 | 6901.1 | 67347.3 | 0 | 825.3 | 14864.3 | 126308.8 | 0 | 159.1 | 3315.4 | 21642.3 | 87673.2 | 447.4 | 296.1 | 0 | 84124.8 | 52725.5 | 4083.4 | 11602.9 | 0 | 0 | 5829.1
1266 | 53 | Day53 | 17 | Hour17 | 2 | Winter | 2761 | #N/A | Winter | 486423.6 | 2024-02-22 17:00 | 472929.8 | 4239.8 | 4147 | 5107 | 486423.6 | 456380.5 | 353367.1 | 0.035 | 0.0521 | 0.54 | 0.53 | 276.7 | 20.7 | 2.91 | 20.7 | 958.1 | 0.17 | 278.1 | 49.3 | 327.4 | 292.7 | 21.8 | 3.08 | 21.9 | 1014.8 | 0.18 | 294.2 | 52.2 | 346.4 | 337.6 | 24.3 | 3.4 | 23.7 | 1197.8 | 0.16 | 339.3 | 59.4 | 398.7 | 530.9 | 20.5 | 2.63 | 53.4 | 2432.3 | 0.25 | 532.2 | 126 | 658.2 | 30.7 | 0 | 0.28 | 30.99 | 32.61 | 0 | 0.3 | 32.9 | 486423.6 | 133056.5 | 667.8 | 4243.6 | 0 | 7819.2 | 75379.9 | 0 | 830.6 | 11147 | 145206.6 | 0 | 434.1 | 3315.4 | 24407.4 | 88396.1 | 712 | 2785 | 0 | 63579.3 | 53333.8 | 4165.8 | 8325.1 | 9.7 | 630.6 | 8210.4
1267 | 53 | Day53 | 18 | Hour18 | 2 | Winter | 2761 | #N/A | Winter | 492423.1 | 2024-02-22 18:00 | 484308.7 | 0 | 3408.2 | 4706.2 | 492423.1 | 467143.6 | 377745.3 | 0.0354 | 0.0534 | 0.52 | 0.51 | 293.4 | 22 | 3.1 | 21.8 | 1010.8 | 0.18 | 294.9 | 51.9 | 346.8 | 310.9 | 23.2 | 3.27 | 23.2 | 1075.6 | 0.19 | 312.5 | 55.3 | 367.9 | 412 | 27.1 | 3.8 | 31.6 | 1505 | 0.22 | 413.9 | 76.5 | 490.4 | 656.4 | 40 | 5.52 | 52.6 | 2543.4 | 0.31 | 659.1 | 128.5 | 787.6 | 32.53 | 0 | 0.28 | 32.81 | 34.45 | 0 | 0.3 | 34.74 | 492423.1 | 114677.8 | 2598.4 | 4257.5 | 0 | 7819.2 | 81290.4 | 0 | 652.5 | 6976.7 | 150381.7 | 0 | 2571.5 | 3315.4 | 26761.8 | 88396.1 | 1420.5 | 8932.8 | 0 | 36255.5 | 66501.8 | 4291.2 | 6417 | 3877.8 | 3792 | 8315.2
1268 | 53 | Day53 | 19 | Hour19 | 2 | Winter | 2761 | #N/A | Winter | 491442.6 | 2024-02-22 19:00 | 487375.7 | 0 | 0 | 4066.9 | 491442.6 | 470052.8 | 401086 | 0.0355 | 0.0537 | 0.5 | 0.49 | 308.5 | 23.3 | 3.28 | 22.7 | 1057.8 | 0.19 | 310.1 | 54.2 | 364.4 | 325.4 | 24.3 | 3.43 | 24.2 | 1122.1 | 0.2 | 327.1 | 57.7 | 384.8 | 453.3 | 28.1 | 3.92 | 36.4 | 1709.2 | 0.24 | 455.2 | 87.4 | 542.7 | 849.3 | 38.5 | 6.96 | 101.9 | 2056.5 | 1.57 | 852.4 | 163.6 | 1016 | 56.21 | 0 | 0.28 | 56.49 | 59.42 | 0 | 0.3 | 59.73 | 491442.6 | 90356.6 | 4258.7 | 4257.5 | 0 | 8374.7 | 85564.1 | 0 | 163 | 2082.5 | 155048.6 | 0 | 2934.2 | 3315.4 | 35401.5 | 88396.1 | 1626.2 | 11908.9 | 0 | 6249.8 | 77628.2 | 4233.2 | 3449 | 5581.2 | 4289 | 7916.5
1269 | 53 | Day53 | 20 | Hour20 | 2 | Winter | 2761 | #N/A | Winter | 487589.4 | 2024-02-22 20:00 | 482970.4 | 0 | 0 | 4619 | 487589.5 | 465877.1 | 402822.4 | 0.0354 | 0.0533 | 0.51 | 0.5 | 305.4 | 23.2 | 3.28 | 22.3 | 1044.3 | 0.19 | 307 | 53.4 | 360.4 | 321.7 | 24.3 | 3.42 | 23.7 | 1105.3 | 0.2 | 323.3 | 56.6 | 380 | 441.5 | 28.3 | 3.92 | 34.2 | 1665.2 | 0.21 | 443.4 | 83.9 | 527.3 | 607.6 | 23.1 | 2.96 | 61.5 | 2791.2 | 0.29 | 609.1 | 144.8 | 753.9 | 34.45 | 0 | 0.28 | 34.73 | 36.4 | 0 | 0.3 | 36.7 | 487589.4 | 84767.1 | 7960.2 | 4257.5 | 0 | 8374.7 | 85047.1 | 0 | 0 | 1.4 | 154466.3 | 0 | 877.1 | 3315.4 | 42122.3 | 88396.1 | 950.7 | 7054.9 | 0 | 0.7 | 80569.2 | 4195.8 | 418.6 | 3321.7 | 3423.9 | 7916.5
1270 | 53 | Day53 | 21 | Hour21 | 2 | Winter | 2761 | #N/A | Winter | 475657 | 2024-02-22 21:00 | 470885.2 | 0 | 0 | 4771.9 | 475657 | 454377.7 | 391533.6 | 0.0351 | 0.0521 | 0.5 | 0.5 | 307 | 23.5 | 3.32 | 22.2 | 1044.3 | 0.19 | 308.7 | 53.4 | 362 | 320.7 | 24.5 | 3.46 | 23.3 | 1092.5 | 0.2 | 322.4 | 55.9 | 378.3 | 446.1 | 29 | 4.02 | 34.1 | 1679 | 0.21 | 448.1 | 84.2 | 532.2 | 490.4 | 18.5 | 2.39 | 50 | 2237.6 | 0.24 | 491.6 | 116.7 | 608.3 | 31.6 | 0 | 0.29 | 31.89 | 33.36 | 0 | 0.31 | 33.66 | 475657 | 84123.4 | 4969.6 | 4257.5 | 0 | 8374.7 | 84443.6 | 0 | 0 | 0 | 150471.3 | 0 | 159.1 | 3315.4 | 42216 | 88396.1 | 712 | 4218.4 | 0 | 0 | 79973 | 4150.4 | 0.1 | 1394 | 3118.1 | 7916.5
1271 | 53 | Day53 | 22 | Hour22 | 2 | Winter | 2761 | #N/A | Winter | 451182.4 | 2024-02-22 22:00 | 446331.2 | 0 | 0 | 4851.2 | 451182.5 | 431020.8 | 367831.8 | 0.0343 | 0.0496 | 0.52 | 0.52 | 296.1 | 22.7 | 3.21 | 21.6 | 1006.7 | 0.18 | 297.6 | 51.6 | 349.3 | 308.9 | 23.6 | 3.34 | 22.6 | 1052.1 | 0.19 | 310.5 | 54 | 364.5 | 455.5 | 29.1 | 4.02 | 35.2 | 1732.4 | 0.21 | 457.5 | 86.9 | 544.4 | 597.1 | 38.9 | 5.41 | 45.8 | 2226.5 | 0.29 | 599.7 | 112.2 | 711.9 | 29.73 | 0 | 0.29 | 30.02 | 31.3 | 0 | 0.31 | 31.61 | 451182.4 | 83350.6 | 3752.3 | 4254.6 | 0 | 8374.7 | 77259.9 | 0 | 0 | 0 | 137896 | 0 | 159.1 | 3315.4 | 39652.7 | 88396.1 | 729.8 | 4041.3 | 0 | 0 | 79325.4 | 4025.2 | 0 | 213.3 | 3811.3 | 7063.8
1272 | 53 | Day53 | 23 | Hour23 | 2 | Winter | 2761 | #N/A | Winter | 423641.7 | 2024-02-22 23:00 | 418959.6 | 0 | 0 | 4682.1 | 423641.7 | 404925.2 | 339505.8 | 0.0335 | 0.0468 | 0.54 | 0.53 | 288.8 | 22.5 | 3.17 | 21 | 973 | 0.18 | 290.3 | 50 | 340.3 | 300.5 | 23.3 | 3.29 | 21.9 | 1014.5 | 0.19 | 302.1 | 52.2 | 354.2 | 451 | 28.5 | 3.94 | 35.2 | 1724.1 | 0.21 | 452.9 | 86.7 | 539.6 | 479.9 | 18.9 | 2.44 | 48.1 | 2176.7 | 0.23 | 481.2 | 113 | 594.2 | 28.87 | 0 | 0.29 | 29.17 | 30.31 | 0 | 0.31 | 30.62 | 423641.7 | 84135.9 | 3611 | 4121.7 | 0 | 7129.6 | 71992.5 | 0 | 0 | 0 | 123559.1 | 0 | 159.1 | 3315.4 | 33626 | 88396.1 | 618.9 | 2976.4 | 0 | 0 | 80065.8 | 4070.1 | 0 | 1435.6 | 1863 | 7227.9
1273 | 54 | Day54 | 0 | Hour0 | 2 | Winter | 79 | 497137.5 | Winter | 399747.8 | 2024-02-23 | 394851.8 | 95.3 | 4.1 | 4796.5 | 399747.7 | 381903.7 | 314791.3 | 0.0328 | 0.0441 | 0.55 | 0.55 | 274.9 | 20.8 | 2.93 | 20.7 | 946.2 | 0.18 | 276.3 | 48.9 | 325.2 | 285.5 | 21.5 | 3.03 | 21.6 | 984.6 | 0.18 | 287 | 50.9 | 337.9 | 479.4 | 32.3 | 4.5 | 35.6 | 1769.9 | 0.23 | 481.6 | 88.4 | 570 | 717.1 | 77.1 | 11.2 | 27.4 | 1708.6 | 0.37 | 722.5 | 78.4 | 800.9 | 26.69 | 0 | 0.29 | 26.98 | 27.97 | 0 | 0.31 | 28.28 | 399747.8 | 84956.4 | 231.6 | 4121.7 | 0 | 5480.7 | 62252.9 | 0 | 0 | 0 | 117839.2 | 0 | 159.1 | 3315.4 | 30152 | 87033.9 | 414.9 | 3789.9 | 0 | 0 | 80779.4 | 4177 | 0 | 1503.3 | 145.6 | 5309
1274 | 54 | Day54 | 1 | Hour1 | 2 | Winter | 2761 | #N/A | Winter | 384322.5 | 2024-02-23 01:00 | 377187.2 | 1363.4 | 1272.3 | 4499.6 | 384322.5 | 365013.6 | 300410.3 | 0.0323 | 0.0421 | 0.55 | 0.55 | 272.6 | 20.4 | 2.87 | 20.8 | 945.6 | 0.18 | 274 | 49 | 323 | 283.3 | 21.2 | 2.98 | 21.6 | 983.4 | 0.18 | 284.7 | 51 | 335.7 | 484.2 | 33.2 | 4.63 | 35.4 | 1768.8 | 0.23 | 486.5 | 88.2 | 574.7 | 711.6 | 65.9 | 9.47 | 36.8 | 2038.6 | 0.36 | 716.1 | 97.6 | 813.8 | 26.13 | 0 | 0.28 | 26.41 | 27.33 | 0 | 0.3 | 27.63 | 384322.5 | 83912.2 | 263.6 | 4121.7 | 0 | 4730.9 | 58566.3 | 0 | 0 | 0 | 114696.1 | 0 | 158.5 | 3315.4 | 24980.3 | 87033.9 | 250.6 | 2292.9 | 0 | 0 | 79671.1 | 4241.1 | 0 | 0 | 3.6 | 4538.1
1275 | 54 | Day54 | 2 | Hour2 | 2 | Winter | 2761 | #N/A | Winter | 376019.4 | 2024-02-23 02:00 | 366417.6 | 3385.5 | 1737.4 | 4478.9 | 376019.4 | 354704.4 | 291630.3 | 0.032 | 0.0408 | 0.55 | 0.54 | 273.1 | 20.4 | 2.87 | 20.9 | 948.6 | 0.18 | 274.5 | 49.2 | 323.8 | 284.3 | 21.3 | 3 | 21.7 | 986.5 | 0.18 | 285.7 | 51.2 | 336.9 | 493.8 | 34.2 | 4.78 | 35.7 | 1792.4 | 0.23 | 496.1 | 89.2 | 585.3 | 442.6 | 32.2 | 4.52 | 38.2 | 1566.7 | 0.24 | 444.8 | 85 | 529.7 | 25.47 | 0 | 0.28 | 25.75 | 26.65 | 0 | 0.29 | 26.94 | 376019.4 | 84389.1 | 0 | 4121.7 | 0 | 4730.9 | 57183.6 | 0 | 0 | 0 | 112878.9 | 0 | 95.5 | 3315.4 | 21981.3 | 86813.2 | 250.6 | 259.2 | 0 | 0 | 80137.2 | 4251.8 | 0 | 0 | 7.8 | 4533.5
1276 | 54 | Day54 | 3 | Hour3 | 2 | Winter | 2761 | #N/A | Winter | 373628.9 | 2024-02-23 03:00 | 362955.9 | 4618.3 | 1555.9 | 4498.7 | 373628.9 | 351391 | 288786.9 | 0.0319 | 0.0404 | 0.55 | 0.54 | 272.5 | 20.3 | 2.86 | 20.9 | 948.2 | 0.18 | 273.8 | 49.2 | 323.1 | 283.4 | 21.1 | 2.97 | 21.8 | 986.5 | 0.18 | 284.9 | 51.2 | 336.1 | 496.3 | 34.3 | 4.79 | 36 | 1803.7 | 0.23 | 498.7 | 89.8 | 588.5 | 381.6 | 9.2 | 1.03 | 43.2 | 1931.5 | 0.17 | 382.2 | 100.9 | 483 | 24.31 | 0 | 0.28 | 24.6 | 25.45 | 0 | 0.29 | 25.73 | 373628.9 | 84841.9 | 0 | 4117 | 0 | 4730.9 | 56472.5 | 0 | 0 | 0 | 112559.4 | 0 | 95.5 | 3315.4 | 20546.8 | 86698.8 | 250.6 | 0 | 0 | 0 | 80619.9 | 4222 | 0 | 0 | 0 | 4334.9
1277 | 54 | Day54 | 4 | Hour4 | 2 | Winter | 2761 | #N/A | Winter | 378060.4 | 2024-02-23 04:00 | 369486.2 | 3352.5 | 528.9 | 4692.8 | 378060.4 | 357663.4 | 293446.5 | 0.032 | 0.0411 | 0.54 | 0.54 | 276.4 | 20.6 | 2.9 | 21.2 | 961.8 | 0.18 | 277.8 | 49.9 | 327.7 | 286.7 | 21.4 | 3.01 | 22 | 997.7 | 0.19 | 288.2 | 51.7 | 339.9 | 488.8 | 33.1 | 4.61 | 36.1 | 1799.9 | 0.23 | 491.1 | 89.8 | 580.9 | 396.3 | 9.3 | 1.03 | 45.2 | 2014.3 | 0.17 | 396.9 | 105.2 | 502.1 | 24.55 | 0 | 0.28 | 24.83 | 25.7 | 0 | 0.28 | 25.98 | 378060.4 | 84614 | 0 | 4117 | 0 | 4730.9 | 58107.6 | 0 | 0 | 0 | 115583.8 | 0 | 95.5 | 3315.4 | 20546.8 | 86698.8 | 250.6 | 0 | 0 | 0 | 81214.6 | 3399.3 | 0 | 0 | 19.7 | 4334.9
1278 | 54 | Day54 | 5 | Hour5 | 2 | Winter | 2761 | #N/A | Winter | 396750.2 | 2024-02-23 05:00 | 390162.2 | 1521.9 | 4.1 | 5062 | 396750.2 | 377452 | 310325.5 | 0.0326 | 0.0435 | 0.52 | 0.52 | 296 | 22.7 | 3.21 | 21.8 | 1009.2 | 0.19 | 297.6 | 51.9 | 349.5 | 306.4 | 23.5 | 3.31 | 22.6 | 1045.1 | 0.19 | 308 | 53.8 | 361.7 | 477.8 | 31.2 | 4.33 | 36.4 | 1795.9 | 0.22 | 479.9 | 89.9 | 569.9 | 407.4 | 10.4 | 1.18 | 45.7 | 2044.9 | 0.18 | 408 | 106.7 | 514.7 | 25.57 | 0 | 0.25 | 25.82 | 26.77 | 0 | 0.26 | 27.03 | 396750.2 | 86424.7 | 10.2 | 4117 | 0 | 4456.7 | 67979.9 | 0 | 0 | 0 | 122854.6 | 0 | 95.5 | 3315.4 | 20546.8 | 86698.8 | 250.6 | 0 | 0 | 0 | 82653.4 | 3771.3 | 0 | 0 | 250.7 | 4807.2
1279 | 54 | Day54 | 6 | Hour6 | 2 | Winter | 2761 | #N/A | Winter | 424758.3 | 2024-02-23 06:00 | 418451.2 | 935.1 | 4.1 | 5367.9 | 424758.3 | 404446.5 | 330356.1 | 0.0335 | 0.0467 | 0.51 | 0.51 | 306 | 23.8 | 3.36 | 22 | 1034.4 | 0.19 | 307.7 | 52.9 | 360.6 | 316.9 | 24.6 | 3.47 | 22.9 | 1072.5 | 0.2 | 318.6 | 54.9 | 373.5 | 481.9 | 33.9 | 4.74 | 34.5 | 1733.5 | 0.23 | 484.2 | 86.2 | 570.5 | 407.8 | 9.2 | 1.01 | 46.8 | 2082.9 | 0.18 | 408.3 | 108.9 | 517.2 | 26.52 | 0 | 0.25 | 26.77 | 27.88 | 0 | 0.26 | 28.14 | 424758.3 | 94402.2 | 19.7 | 4117 | 0 | 5746.4 | 76560.4 | 0 | 0 | 1049.3 | 132373.1 | 0 | 95.5 | 3315.4 | 21179.2 | 86698.8 | 250.6 | 0 | 0 | 303.6 | 89246.6 | 3802.7 | 0 | 0 | 117.1 | 6386.4
1280 | 54 | Day54 | 7 | Hour7 | 2 | Winter | 2761 | #N/A | Winter | 447493.5 | 2024-02-23 07:00 | 442616.4 | 0 | 0 | 4877.1 | 447493.5 | 427496.1 | 326615.2 | 0.0342 | 0.0492 | 0.55 | 0.55 | 281.4 | 21.9 | 3.1 | 20.3 | 949.3 | 0.18 | 282.9 | 48.7 | 331.6 | 291.7 | 22.7 | 3.2 | 21.1 | 984.8 | 0.18 | 293.2 | 50.5 | 343.7 | 371.4 | 23.6 | 3.27 | 28.8 | 1415.2 | 0.17 | 373 | 71.1 | 444.1 | 339.3 | 6.4 | 0.64 | 46.2 | 1781.4 | 0.18 | 339.6 | 99.4 | 439 | 28.53 | 0 | 0.25 | 28.78 | 30.03 | 0 | 0.26 | 30.3 | 447493.5 | 120878.3 | 324 | 4190.7 | 0 | 5746.4 | 74454.4 | 0 | 0 | 5036.7 | 127711.7 | 0 | 95.5 | 3315.4 | 22465.6 | 88061 | 250.6 | 0 | 0 | 18887.5 | 92750.5 | 4203.5 | 951.1 | 216.6 | 0 | 7838.2
1281 | 54 | Day54 | 8 | Hour8 | 2 | Winter | 2761 | #N/A | Winter | 460885.6 | 2024-02-23 08:00 | 455738.8 | 332.5 | 213 | 4601.2 | 460885.5 | 440004.2 | 317560.1 | 0.0345 | 0.0505 | 0.59 | 0.59 | 252.6 | 19.6 | 2.77 | 18.4 | 854.2 | 0.16 | 254 | 43.9 | 297.9 | 262.8 | 20.4 | 2.87 | 19.2 | 890 | 0.17 | 264.2 | 45.8 | 310 | 187.8 | 8.6 | 1.14 | 17.6 | 820.3 | 0.09 | 188.4 | 42 | 230.4 | 766.2 | 69.4 | 9.93 | 40.7 | 2263.3 | 0.37 | 771 | 108.3 | 879.3 | 28.01 | 0 | 0.26 | 28.28 | 29.55 | 0 | 0.28 | 29.83 | 460885.6 | 143325.4 | 4022.1 | 4190.7 | 0 | 4930.2 | 68330 | 0 | 0 | 8479.5 | 118996.1 | 0 | 95.5 | 3315.4 | 24471.5 | 88061 | 250.6 | 896.9 | 0 | 43899.8 | 86723.2 | 4222.8 | 4503.6 | 722.2 | 0 | 7916.5
1282 | 54 | Day54 | 9 | Hour9 | 2 | Winter | 2761 | #N/A | Winter | 468713.3 | 2024-02-23 09:00 | 463387.4 | 302.2 | 213 | 4810.7 | 468713.3 | 447259.5 | 307766 | 0.0348 | 0.0513 | 0.61 | 0.61 | 243.7 | 18.8 | 2.66 | 17.9 | 827 | 0.16 | 245 | 42.6 | 287.6 | 252.8 | 19.5 | 2.75 | 18.6 | 858.5 | 0.16 | 254.1 | 44.2 | 298.3 | 151 | 6.5 | 0.85 | 14.5 | 673.6 | 0.07 | 151.4 | 34.6 | 186.1 | 743.6 | 69.6 | 10 | 37.7 | 2110.6 | 0.37 | 748.4 | 100.7 | 849.2 | 27.36 | 0 | 0.27 | 27.62 | 28.88 | 0 | 0.29 | 29.17 | 468713.3 | 160947.3 | 114.6 | 4190.7 | 0 | 4730.9 | 66579.2 | 0 | 261.8 | 11495.9 | 117748.1 | 0 | 95.5 | 3315.4 | 22421.2 | 88061 | 250.6 | 258.8 | 0 | 67202.5 | 78195.2 | 3791.9 | 7499.1 | 795.8 | 0 | 7424.1
1283 | 54 | Day54 | 10 | Hour10 | 2 | Winter | 2761 | #N/A | Winter | 477527.1 | 2024-02-23 10:00 | 467124.7 | 650.6 | 4360 | 5391.7 | 477527.1 | 450798.9 | 288070.6 | 0.0349 | 0.0518 | 0.65 | 0.65 | 212.2 | 16 | 2.25 | 16.2 | 732.9 | 0.14 | 213.3 | 38.1 | 251.3 | 222.1 | 16.8 | 2.36 | 16.9 | 766.7 | 0.15 | 223.2 | 39.8 | 263 | 104.9 | 4.8 | 0.64 | 9.8 | 458 | 0.05 | 105.2 | 23.5 | 128.7 | 871.1 | 92.2 | 13.34 | 34.2 | 2155.9 | 0.43 | 877.4 | 98.6 | 976 | 25.42 | 0 | 0.28 | 25.69 | 26.88 | 0 | 0.29 | 27.17 | 477527.1 | 189456.5 | 0 | 4189 | 0 | 4375.6 | 57398.8 | 0 | 749.8 | 16979.6 | 109808.8 | 0 | 95.5 | 3315.4 | 20575.7 | 88061 | 250.6 | 0 | 0 | 96857.4 | 71457.4 | 3412.3 | 10452.1 | 867.1 | 0 | 7210.3
1284 | 54 | Day54 | 11 | Hour11 | 2 | Winter | 2761 | #N/A | Winter | 482524.6 | 2024-02-23 11:00 | 467072.4 | 4448.8 | 5693.8 | 5309.5 | 482524.6 | 450765.7 | 285203 | 0.0349 | 0.0517 | 0.66 | 0.65 | 208.2 | 15.7 | 2.22 | 15.8 | 717.7 | 0.14 | 209.3 | 37.3 | 246.5 | 219.4 | 16.6 | 2.34 | 16.6 | 754.8 | 0.14 | 220.5 | 39.2 | 259.7 | 85.8 | 3.8 | 0.5 | 8.2 | 378.8 | 0.04 | 86.1 | 19.5 | 105.5 | 386.5 | 18.8 | 2.5 | 37.1 | 1662.1 | 0.22 | 387.8 | 86.7 | 474.4 | 22.08 | 0 | 0.28 | 22.36 | 23.58 | 0 | 0.3 | 23.88 | 482524.6 | 197321.6 | 55.7 | 4130.1 | 0 | 4375.6 | 57102.4 | 0 | 858 | 18061.4 | 108317.8 | 0 | 95.5 | 3315.4 | 20575.7 | 86984.1 | 250.6 | 0 | 0 | 103995.2 | 70893.2 | 3513.8 | 16304.3 | 866.5 | 0 | 6228.4
1285 | 54 | Day54 | 12 | Hour12 | 2 | Winter | 2761 | #N/A | Winter | 480377.8 | 2024-02-23 12:00 | 466650.4 | 3121.1 | 5281 | 5325.3 | 480377.8 | 450381.3 | 280946.8 | 0.0349 | 0.0516 | 0.66 | 0.66 | 201.4 | 15 | 2.11 | 15.6 | 701 | 0.13 | 202.4 | 36.5 | 238.9 | 211.7 | 15.8 | 2.23 | 16.3 | 735.6 | 0.14 | 212.7 | 38.3 | 251 | 92.2 | 4.4 | 0.59 | 8.5 | 396.6 | 0.04 | 92.5 | 20.3 | 112.8 | 364 | 15.7 | 2.05 | 36.8 | 1627.3 | 0.21 | 365 | 85.3 | 450.3 | 22.04 | 0 | 0.28 | 22.32 | 23.51 | 0 | 0.3 | 23.81 | 480377.8 | 199431 | 50.1 | 4130.1 | 0 | 4375.6 | 54005.4 | 0 | 835.6 | 18604.2 | 107164.3 | 0 | 95.5 | 3315.4 | 20575.7 | 86984.1 | 250.6 | 0 | 0 | 103856 | 72796.8 | 3338.4 | 17402.5 | 804.7 | 0 | 5669.1
1286 | 54 | Day54 | 13 | Hour13 | 2 | Winter | 2761 | #N/A | Winter | 481826.6 | 2024-02-23 13:00 | 466201.2 | 2578.6 | 7678.8 | 5367.9 | 481826.6 | 449961.3 | 277621.5 | 0.0348 | 0.0515 | 0.67 | 0.67 | 196.1 | 14.5 | 2.04 | 15.3 | 686.6 | 0.13 | 197.1 | 35.8 | 232.9 | 206 | 15.3 | 2.15 | 16 | 719.2 | 0.14 | 207.1 | 37.5 | 244.5 | 90.6 | 4.2 | 0.56 | 8.5 | 394.6 | 0.04 | 90.9 | 20.2 | 111.1 | 314 | 5.9 | 0.59 | 38.9 | 1646.6 | 0.18 | 314.4 | 88 | 402.4 | 21.96 | 0 | 0.3 | 22.26 | 23.33 | 0 | 0.3 | 23.63 | 481826.6 | 204205 | 0 | 4130.1 | 0 | 4375.6 | 52118 | 0 | 812.5 | 21965.1 | 106389.2 | 0 | 95.5 | 3315.4 | 20575.7 | 86371.4 | 250.6 | 0 | 0 | 103409 | 75074.7 | 2943.8 | 16049.5 | 755.1 | 0 | 5025
1287 | 54 | Day54 | 14 | Hour14 | 2 | Winter | 2761 | #N/A | Winter | 479235.2 | 2024-02-23 14:00 | 464911.4 | 2417.4 | 6555.9 | 5350.5 | 479235.2 | 448741.5 | 278005.4 | 0.0348 | 0.0514 | 0.67 | 0.67 | 196 | 14.4 | 2.02 | 15.4 | 688.9 | 0.13 | 197 | 36 | 233 | 205.6 | 15.2 | 2.13 | 16.1 | 721.1 | 0.14 | 206.6 | 37.6 | 244.3 | 99.9 | 4.9 | 0.65 | 9.1 | 428 | 0.05 | 100.2 | 21.9 | 122.1 | 292.2 | 5.5 | 0.55 | 36.3 | 1532.2 | 0.17 | 292.5 | 82 | 374.5 | 21.99 | 0 | 0.31 | 22.29 | 23.37 | 0 | 0.3 | 23.67 | 479235.2 | 201229.8 | 91 | 4130.1 | 0 | 4375.6 | 51388.1 | 0 | 796.8 | 21841 | 106884.2 | 0 | 95.5 | 3315.4 | 20575.7 | 86899.2 | 250.6 | 0 | 0 | 98083.4 | 77955.6 | 2553.1 | 16268.8 | 674.1 | 68.5 | 4807.4
1288 | 54 | Day54 | 15 | Hour15 | 2 | Winter | 2761 | #N/A | Winter | 476038.2 | 2024-02-23 15:00 | 464122.2 | 2196.4 | 4360 | 5359.6 | 476038.2 | 447996.7 | 281986.7 | 0.0347 | 0.0513 | 0.66 | 0.65 | 203.1 | 15 | 2.1 | 15.9 | 712.8 | 0.13 | 204.2 | 37.1 | 241.3 | 213.1 | 15.7 | 2.21 | 16.6 | 747.4 | 0.14 | 214.1 | 38.9 | 253.1 | 105.6 | 5.4 | 0.72 | 9.4 | 444.5 | 0.05 | 105.9 | 22.7 | 128.6 | 586.5 | 53.5 | 7.66 | 32.6 | 1728 | 0.32 | 590.2 | 84.1 | 674.4 | 22.17 | 0 | 0.28 | 22.45 | 23.63 | 0 | 0.3 | 23.93 | 476038.2 | 194051.6 | 94.6 | 4130.1 | 0 | 4375.6 | 53061.4 | 0 | 797.8 | 17570.1 | 109586.9 | 0 | 95.5 | 3315.4 | 20575.7 | 86500.7 | 250.6 | 0 | 0 | 95794 | 77613.3 | 2276.3 | 15242.9 | 534.4 | 58 | 4807.4
1289 | 54 | Day54 | 16 | Hour16 | 2 | Winter | 2761 | #N/A | Winter | 480187.9 | 2024-02-23 16:00 | 465600.4 | 4726 | 4360 | 5501.5 | 480187.9 | 449408.3 | 304996.8 | 0.0348 | 0.0514 | 0.61 | 0.61 | 233.6 | 17.6 | 2.49 | 17.6 | 805 | 0.15 | 234.8 | 41.6 | 276.4 | 246.2 | 18.6 | 2.62 | 18.5 | 848.4 | 0.16 | 247.5 | 43.8 | 291.3 | 158.1 | 9.1 | 1.24 | 13.2 | 633.5 | 0.07 | 158.7 | 32.1 | 190.8 | 429 | 24.2 | 3.31 | 36.2 | 1721.3 | 0.21 | 430.6 | 87.6 | 518.2 | 21.73 | 0 | 0.12 | 21.84 | 23.37 | 0 | 0.15 | 23.52 | 480187.9 | 175191.1 | 0 | 4189.3 | 0 | 6586.5 | 63884.6 | 0 | 795.2 | 15331 | 120717.6 | 0 | 159.1 | 3315.4 | 19676.7 | 86056.5 | 406.9 | 4.1 | 0 | 76598.4 | 80644.8 | 1821.6 | 11647 | 581.4 | 1204 | 4644.1
1290 | 54 | Day54 | 17 | Hour17 | 2 | Winter | 2761 | #N/A | Winter | 489408.8 | 2024-02-23 17:00 | 474384 | 4604.6 | 4360 | 6060.3 | 489408.8 | 457737.4 | 334835.3 | 0.0351 | 0.0523 | 0.57 | 0.56 | 264.4 | 20.1 | 2.84 | 19.5 | 904.2 | 0.16 | 265.8 | 46.4 | 312.3 | 280 | 21.2 | 3 | 20.7 | 959.1 | 0.17 | 281.4 | 49.3 | 330.7 | 327.4 | 22.9 | 3.2 | 23.5 | 1180.8 | 0.15 | 329 | 58.8 | 387.8 | 774.1 | 84.1 | 12.2 | 28.6 | 1836.7 | 0.39 | 780 | 83.5 | 863.4 | 25.14 | 0 | 0.12 | 25.26 | 27.07 | 0 | 0.15 | 27.22 | 489408.8 | 154573.6 | 551 | 4189.3 | 0 | 6908.3 | 74375.4 | 0 | 820.3 | 13236.6 | 135853 | 0 | 159.1 | 3315.4 | 20528.3 | 86056.5 | 756.5 | 2142.4 | 0 | 54370.8 | 84349.6 | 1796.3 | 8501.5 | 1806 | 699.1 | 6800.5
1291 | 54 | Day54 | 18 | Hour18 | 2 | Winter | 2761 | #N/A | Winter | 497137.5 | 2024-02-23 18:00 | 487254.9 | 9.7 | 4147 | 5725.9 | 497137.5 | 469920.8 | 356930.4 | 0.0356 | 0.0538 | 0.56 | 0.55 | 266.9 | 20.2 | 2.85 | 19.7 | 915.4 | 0.17 | 268.2 | 47.1 | 315.3 | 284.2 | 21.4 | 3.02 | 21.2 | 978.5 | 0.18 | 285.6 | 50.4 | 336 | 385.6 | 25.5 | 3.57 | 29.3 | 1413.4 | 0.2 | 387.4 | 71.5 | 458.9 | 571.3 | 33.6 | 4.61 | 47 | 2252.6 | 0.27 | 573.5 | 114.2 | 687.7 | 33.65 | 0 | 0.28 | 33.92 | 35.71 | 0 | 0.29 | 36 | 497137.5 | 140207.1 | 3376.6 | 4249.9 | 0 | 7125 | 75796.3 | 0 | 662.9 | 8622.5 | 139730.6 | 0 | 623.6 | 3315.4 | 25294.7 | 88061 | 868 | 8489.2 | 0 | 35277.6 | 94060.3 | 1583.8 | 7577.4 | 4448.8 | 3449.7 | 7977.3
1292 | 54 | Day54 | 19 | Hour19 | 2 | Winter | 2761 | #N/A | Winter | 495406 | 2024-02-23 19:00 | 490605.4 | 0 | 0 | 4800.6 | 495406 | 473104 | 384128.3 | 0.0357 | 0.0541 | 0.53 | 0.52 | 290.6 | 22.1 | 3.12 | 21.3 | 990.1 | 0.18 | 292.1 | 50.8 | 342.9 | 308.5 | 23.3 | 3.29 | 22.8 | 1056.2 | 0.19 | 310.1 | 54.3 | 364.4 | 436.7 | 27.5 | 3.83 | 34.6 | 1643.9 | 0.22 | 438.6 | 83.7 | 522.3 | 484.9 | 10.6 | 1.16 | 56.2 | 2472.8 | 0.22 | 485.5 | 129.9 | 615.5 | 54.33 | 0 | 0.28 | 54.61 | 57.5 | 0 | 0.3 | 57.8 | 495406 | 111277.8 | 4217.6 | 4249.9 | 0 | 8374.7 | 82229.7 | 0 | 174.1 | 2389.8 | 146636 | 0 | 2013.6 | 3315.4 | 30794.7 | 88061 | 1566.1 | 12669.7 | 0 | 7547.7 | 99597.9 | 1568.4 | 4741.6 | 5866.5 | 3501.2 | 8315.2
1293 | 54 | Day54 | 20 | Hour20 | 2 | Winter | 2761 | #N/A | Winter | 491297 | 2024-02-23 20:00 | 485732.1 | 0 | 0 | 5565 | 491297.1 | 468490.5 | 387255 | 0.0355 | 0.0536 | 0.53 | 0.52 | 290.6 | 22.3 | 3.15 | 21 | 986 | 0.18 | 292.1 | 50.5 | 342.6 | 305.2 | 23.3 | 3.29 | 22.3 | 1040.6 | 0.19 | 306.8 | 53.3 | 360.1 | 428.6 | 28.1 | 3.9 | 32.5 | 1603.9 | 0.2 | 430.5 | 80.4 | 510.9 | 518.8 | 26.4 | 3.55 | 46.4 | 2174 | 0.25 | 520.6 | 111.3 | 631.8 | 33.68 | 0 | 0.2 | 33.88 | 35.6 | 0 | 0.22 | 35.82 | 491297 | 104042.1 | 7143 | 4249.9 | 0 | 7308.4 | 82842.2 | 0 | 0 | 3.1 | 144715.7 | 0 | 1380.6 | 3315.4 | 41424 | 88061 | 868 | 5946.6 | 0 | 1.7 | 102325.2 | 1712.1 | 469.4 | 1996.4 | 3614.8 | 7916.5
1294 | 54 | Day54 | 21 | Hour21 | 2 | Winter | 2761 | #N/A | Winter | 478771.3 | 2024-02-23 21:00 | 473111.9 | 0 | 0 | 5659.4 | 478771.3 | 456487.9 | 372641.7 | 0.0351 | 0.0524 | 0.54 | 0.54 | 283.7 | 21.8 | 3.08 | 20.7 | 963.7 | 0.18 | 285.2 | 49.4 | 334.6 | 296.1 | 22.7 | 3.2 | 21.6 | 1008.1 | 0.18 | 297.7 | 51.7 | 349.4 | 451 | 30.3 | 4.22 | 33.5 | 1666.3 | 0.21 | 453 | 83.2 | 536.2 | 972.4 | 102.5 | 14.83 | 38.8 | 2408.3 | 0.49 | 979.5 | 110.7 | 1090.2 | 30.59 | 0 | 0.14 | 30.73 | 32.3 | 0 | 0.15 | 32.45 | 478771.3 | 106129.6 | 3969.9 | 4249.9 | 0 | 7463.8 | 78679.5 | 0 | 0 | 0 | 140056.2 | 0 | 159.1 | 3315.4 | 41672.3 | 88061 | 863.5 | 4151.1 | 0 | 0 | 104175.2 | 1954.4 | 0.1 | 213.3 | 4103.1 | 7241.3
1295 | 54 | Day54 | 22 | Hour22 | 2 | Winter | 2761 | #N/A | Winter | 454101.7 | 2024-02-23 22:00 | 448279 | 10.2 | 195.3 | 5617.3 | 454101.7 | 432867 | 348991.1 | 0.0344 | 0.0499 | 0.56 | 0.56 | 265.8 | 20 | 2.83 | 19.9 | 914.6 | 0.17 | 267.2 | 47.2 | 314.4 | 277.4 | 20.8 | 2.94 | 20.9 | 956.7 | 0.18 | 278.8 | 49.4 | 328.3 | 443.7 | 27.5 | 3.79 | 35.1 | 1714.7 | 0.21 | 445.5 | 86.3 | 531.8 | 596.4 | 38.7 | 5.38 | 45.8 | 2236.7 | 0.29 | 599.1 | 112.5 | 711.6 | 29.32 | 0 | 0.14 | 29.46 | 30.9 | 0 | 0.15 | 31.04 | 454101.7 | 105110.7 | 3858.9 | 4249.9 | 0 | 7359.2 | 68115.4 | 0 | 0 | 0 | 129246.4 | 0 | 159.1 | 3315.4 | 39594.6 | 88061 | 881.4 | 4149.7 | 0 | 0 | 102923.7 | 2187 | 0 | 668.3 | 4018.8 | 6222.1
1296 | 54 | Day54 | 23 | Hour23 | 2 | Winter | 2761 | #N/A | Winter | 426410 | 2024-02-23 23:00 | 420732.4 | 10.2 | 213 | 5454.5 | 426410 | 406607.2 | 322844 | 0.0336 | 0.047 | 0.58 | 0.58 | 251.1 | 18.7 | 2.63 | 19.3 | 873.2 | 0.16 | 252.4 | 45.4 | 297.8 | 262 | 19.4 | 2.73 | 20.2 | 913.6 | 0.17 | 263.3 | 47.5 | 310.8 | 477.7 | 33 | 4.61 | 34.7 | 1737.5 | 0.22 | 480 | 86.6 | 566.5 | 449.1 | 14.6 | 1.81 | 47.6 | 2139.8 | 0.21 | 450 | 111.5 | 561.5 | 28.56 | 0 | 0.13 | 28.69 | 30.01 | 0 | 0.14 | 30.15 | 426410 | 103566.1 | 3957.7 | 4190.7 | 0 | 4931.1 | 59200.7 | 0 | 0 | 0 | 117984.7 | 0 | 159.1 | 3315.4 | 36436.9 | 88061 | 718.9 | 3887.8 | 0 | 0 | 101467.7 | 2098.4 | 0 | 213.3 | 3278.6 | 6212.7
1297 | 55 | Day55 | 0 | Hour0 | 2 | Winter | 83 | 495577.9 | Winter | 402637.1 | 2024-02-24 | 396176.2 | 117.2 | 852.3 | 5491.4 | 402637.1 | 383160.4 | 300276.4 | 0.0328 | 0.0443 | 0.6 | 0.6 | 236.5 | 17.3 | 2.43 | 18.7 | 833 | 0.16 | 237.7 | 43.6 | 281.2 | 246.3 | 17.9 | 2.52 | 19.5 | 869.5 | 0.17 | 247.5 | 45.5 | 293 | 483 | 34 | 4.75 | 34.5 | 1738.1 | 0.23 | 485.3 | 86.4 | 571.7 | 434.4 | 12.8 | 1.54 | 47.1 | 2124.3 | 0.19 | 435.2 | 110.5 | 545.7 | 26.89 | 0 | 0.13 | 27.02 | 28.17 | 0 | 0.14 | 28.32 | 402637.1 | 102360.7 | 418.5 | 4190.7 | 0 | 4931.1 | 51425.7 | 0 | 0 | 0 | 108547.4 | 0 | 100.2 | 3315.4 | 34826.9 | 88061 | 571.6 | 3887.8 | 0 | 0 | 100031.2 | 2329.5 | 0 | 107.1 | 999 | 4538.1
1298 | 55 | Day55 | 1 | Hour1 | 2 | Winter | 2761 | #N/A | Winter | 389714.1 | 2024-02-24 01:00 | 377822.6 | 934.6 | 5580.5 | 5376.3 | 389714.1 | 365618.9 | 287589.7 | 0.0323 | 0.0422 | 0.6 | 0.6 | 235 | 17 | 2.39 | 18.8 | 832.2 | 0.16 | 236.1 | 43.6 | 279.8 | 244.8 | 17.8 | 2.49 | 19.5 | 865.8 | 0.17 | 246 | 45.4 | 291.3 | 460.2 | 30.9 | 4.3 | 34.4 | 1703 | 0.22 | 462.3 | 85.2 | 547.5 | 409.4 | 20.7 | 2.78 | 37.9 | 1731.3 | 0.22 | 410.8 | 89.5 | 500.3 | 25.19 | 0 | 0.22 | 25.41 | 26.33 | 0 | 0.23 | 26.56 | 389714.1 | 102124.4 | 300 | 4190.7 | 0 | 4931.1 | 48879.2 | 0 | 0 | 0 | 105961.4 | 0 | 95.5 | 3315.4 | 29059.6 | 87228.8 | 571.6 | 3056.5 | 0 | 0 | 99593.7 | 2530.7 | 0 | 0 | 145.6 | 4738.1
1299 | 55 | Day55 | 2 | Hour2 | 2 | Winter | 2761 | #N/A | Winter | 381137.4 | 2024-02-24 02:00 | 366399.3 | 2669.7 | 6930.4 | 5138 | 381137.4 | 354684.8 | 279316.1 | 0.032 | 0.0408 | 0.6 | 0.6 | 234.5 | 16.8 | 2.36 | 19 | 835.7 | 0.16 | 235.6 | 43.9 | 279.5 | 243.9 | 17.6 | 2.47 | 19.6 | 866.3 | 0.17 | 245.1 | 45.5 | 290.6 | 466.7 | 32.1 | 4.48 | 34.2 | 1702.2 | 0.22 | 468.9 | 85 | 553.9 | 697.8 | 68.3 | 9.82 | 33.7 | 1906.9 | 0.37 | 702.5 | 90.6 | 793.1 | 24.28 | 0 | 0.15 | 24.43 | 25.33 | 0 | 0.15 | 25.48 | 381137.4 | 101821.3 | 5.9 | 4186.2 | 0 | 4931.1 | 47044.4 | 0 | 0 | 0 | 105066.7 | 0 | 95.5 | 3315.4 | 25428.6 | 86781 | 571.6 | 1889.7 | 0 | 0 | 99082.1 | 2739.2 | 0 | 0 | 0 | 4932.7
1300 | 55 | Day55 | 3 | Hour3 | 2 | Winter | 2761 | #N/A | Winter | 377699 | 2024-02-24 03:00 | 362274.4 | 3405.7 | 6908.3 | 5110.7 | 377699.1 | 350737.3 | 276285.4 | 0.0318 | 0.0403 | 0.6 | 0.59 | 236.4 | 17 | 2.38 | 19.1 | 842.8 | 0.16 | 237.6 | 44.3 | 281.9 | 246 | 17.8 | 2.49 | 19.7 | 872.9 | 0.17 | 247.2 | 45.8 | 293 | 473.6 | 32.8 | 4.58 | 34.5 | 1721.2 | 0.23 | 475.9 | 85.9 | 561.7 | 287.2 | 8.3 | 0.99 | 32.5 | 1412.2 | 0.15 | 287.7 | 74.6 | 362.3 | 24.24 | 0 | 0.28 | 24.52 | 25.29 | 0 | 0.29 | 25.58 | 377699 | 101413.7 | 0.4 | 4193.8 | 0 | 4931.1 | 47005.7 | 0 | 0 | 0 | 105013.3 | 0 | 95.5 | 3315.4 | 23929.5 | 86526.4 | 571.6 | 702.6 | 0 | 0 | 98643.3 | 2770.4 | 0 | 0 | 0 | 4932.2
1301 | 55 | Day55 | 4 | Hour4 | 2 | Winter | 2761 | #N/A | Winter | 379407.8 | 2024-02-24 04:00 | 367073.6 | 3632.1 | 3503.8 | 5198.3 | 379407.9 | 355356.8 | 275793.1 | 0.0319 | 0.0408 | 0.59 | 0.59 | 236.6 | 16.9 | 2.38 | 19.1 | 844.3 | 0.16 | 237.8 | 44.3 | 282.1 | 245.8 | 17.7 | 2.48 | 19.8 | 875 | 0.17 | 247 | 45.9 | 292.9 | 463.5 | 31.3 | 4.36 | 34.5 | 1709.4 | 0.22 | 465.7 | 85.5 | 551.2 | 703.4 | 68.6 | 9.87 | 33.6 | 1927.6 | 0.36 | 708.2 | 91.2 | 799.3 | 23.79 | 0 | 0.15 | 23.94 | 24.88 | 0 | 0.15 | 25.03 | 379407.8 | 103614.8 | 3.2 | 4193.8 | 0 | 4926.5 | 47181.7 | 0 | 0 | 0 | 105875.6 | 0 | 95.5 | 3315.4 | 23429.3 | 86200.4 | 571.6 | 0 | 0 | 0 | 100895.3 | 2719.5 | 0 | 0 | 0 | 4533.5
1302 | 55 | Day55 | 5 | Hour5 | 2 | Winter | 2761 | #N/A | Winter | 394334.2 | 2024-02-24 05:00 | 386061.4 | 2604.5 | 234.5 | 5433.9 | 394334.3 | 373558.9 | 287059.1 | 0.0324 | 0.0428 | 0.58 | 0.58 | 246.3 | 17.8 | 2.5 | 19.6 | 873.5 | 0.16 | 247.5 | 45.6 | 293.1 | 255.8 | 18.5 | 2.59 | 20.3 | 908.1 | 0.17 | 257 | 47.4 | 304.5 | 489 | 35.5 | 4.98 | 34.2 | 1725.3 | 0.23 | 491.5 | 85.6 | 577.1 | 422 | 18.5 | 2.42 | 40.3 | 1873.5 | 0.19 | 423.2 | 96.2 | 519.4 | 23.79 | 0 | 0.16 | 23.95 | 25.01 | 0 | 0.15 | 25.16 | 394334.2 | 107275.2 | 29.6 | 4193.8 | 0 | 4926.5 | 51705.5 | 0 | 0 | 0 | 112889.7 | 0 | 95.5 | 3315.4 | 23296.4 | 86034.9 | 571.6 | 0 | 0 | 0 | 104495.6 | 2779.6 | 0 | 0 | 0 | 4644.2
1303 | 55 | Day55 | 6 | Hour6 | 2 | Winter | 2761 | #N/A | Winter | 420341 | 2024-02-24 06:00 | 414467.3 | 159.9 | 370.7 | 5343 | 420341 | 400687 | 307689.3 | 0.0332 | 0.0461 | 0.56 | 0.56 | 263.1 | 19.6 | 2.76 | 20 | 913.1 | 0.17 | 264.4 | 47.3 | 311.7 | 273.1 | 20.3 | 2.86 | 20.8 | 949 | 0.18 | 274.5 | 49.2 | 323.6 | 460.5 | 31.1 | 4.33 | 34.2 | 1698.5 | 0.22 | 462.7 | 84.9 | 547.6 | 678.8 | 73.9 | 10.72 | 26.4 | 1618.2 | 0.37 | 683.9 | 74.7 | 758.7 | 25.66 | 0 | 0.25 | 25.92 | 26.98 | 0 | 0.26 | 27.25 | 420341 | 112651.6 | 177.4 | 4193.8 | 0 | 4931.1 | 61620.6 | 0 | 0 | 315.2 | 121287.1 | 0 | 95.5 | 3315.4 | 23923.8 | 86777.7 | 571.6 | 795.3 | 0 | 174.7 | 109338.3 | 2823.4 | 0 | 0 | 0 | 5904.9
1304 | 55 | Day55 | 7 | Hour7 | 2 | Winter | 2761 | #N/A | Winter | 447051.7 | 2024-02-24 07:00 | 442438.4 | 0 | 0 | 4613.2 | 447051.7 | 427342 | 319289.8 | 0.0341 | 0.0491 | 0.58 | 0.58 | 256.1 | 19.4 | 2.73 | 19.2 | 880.5 | 0.16 | 257.5 | 45.5 | 303 | 266.9 | 20.1 | 2.84 | 20.1 | 919 | 0.17 | 268.2 | 47.5 | 315.8 | 398.5 | 26.2 | 3.63 | 30.2 | 1491.9 | 0.19 | 400.2 | 74.7 | 474.9 | 810 | 77.7 | 11.16 | 39.2 | 2256.7 | 0.39 | 815.4 | 106.5 | 921.9 | 28.78 | 0 | 0.19 | 28.97 | 30.27 | 0 | 0.21 | 30.47 | 447051.7 | 127761.9 | 1725.4 | 4193.8 | 0 | 5035.7 | 64968.8 | 0 | 0 | 1598.1 | 122170.8 | 0 | 95.5 | 3315.4 | 25889.8 | 88321 | 571.6 | 3001.9 | 0 | 11660.2 | 111567.6 | 2936.1 | 242.1 | 0 | 0 | 6712.4
1305 | 55 | Day55 | 8 | Hour8 | 2 | Winter | 2761 | #N/A | Winter | 465079.6 | 2024-02-24 08:00 | 460504.9 | 0 | 0 | 4574.7 | 465079.6 | 444530.7 | 318148 | 0.0347 | 0.051 | 0.61 | 0.61 | 233.9 | 17.5 | 2.46 | 17.9 | 811.1 | 0.15 | 235.1 | 42.1 | 277.2 | 244 | 18.2 | 2.56 | 18.7 | 847.9 | 0.16 | 245.3 | 44 | 289.3 | 268.4 | 15.7 | 2.15 | 22.1 | 1066.7 | 0.12 | 269.5 | 53.9 | 323.4 | 482.1 | 18.7 | 2.4 | 48.2 | 2211.1 | 0.22 | 483.3 | 114.2 | 597.5 | 28.52 | 0 | 0.2 | 28.72 | 30.06 | 0 | 0.21 | 30.28 | 465079.6 | 146931.6 | 2113 | 4193.8 | 0 | 6017.4 | 60616.8 | 0 | 0 | 3571.5 | 118609.9 | 0 | 96.7 | 3315.4 | 30847.9 | 88396.1 | 571.6 | 3369.3 | 0 | 35801.4 | 104673.5 | 2885.2 | 1167.2 | 444.9 | 21.2 | 7860.2
1306 | 55 | Day55 | 9 | Hour9 | 2 | Winter | 2761 | #N/A | Winter | 478570.1 | 2024-02-24 09:00 | 473109.8 | 740.3 | 4.1 | 4715.8 | 478570.1 | 456488.9 | 305078.9 | 0.0351 | 0.0524 | 0.63 | 0.63 | 225 | 16.9 | 2.37 | 17.2 | 778.5 | 0.15 | 226.2 | 40.4 | 266.6 | 233.8 | 17.5 | 2.46 | 17.9 | 809.8 | 0.15 | 235 | 42 | 277 | 186.3 | 9.8 | 1.32 | 16.3 | 775.9 | 0.09 | 186.9 | 39.5 | 226.4 | 615.4 | 44.7 | 6.28 | 43.6 | 2160.8 | 0.31 | 618.4 | 108.1 | 726.5 | 26.4 | 0 | 0.27 | 26.67 | 27.92 | 0 | 0.29 | 28.21 | 478570.1 | 173491.2 | 211 | 4193.8 | 0 | 5694.4 | 60199.5 | 0 | 283.4 | 8039.7 | 116690.3 | 0 | 159.1 | 3315.4 | 26542.2 | 87183.2 | 676.9 | 213 | 0 | 78868.7 | 83477.4 | 2822 | 2672 | 108.5 | 50 | 7755.2
1307 | 55 | Day55 | 10 | Hour10 | 2 | Winter | 2761 | #N/A | Winter | 490803.6 | 2024-02-24 10:00 | 480312.8 | 1339.8 | 3415.3 | 5735.8 | 490803.6 | 463304.2 | 283041.9 | 0.0354 | 0.0532 | 0.67 | 0.66 | 196.2 | 14.2 | 1.99 | 15.6 | 694.9 | 0.13 | 197.1 | 36.4 | 233.5 | 205.5 | 14.8 | 2.09 | 16.4 | 728 | 0.14 | 206.5 | 38.1 | 244.6 | 144.4 | 7.8 | 1.06 | 12.5 | 593.8 | 0.07 | 144.9 | 30.2 | 175.1 | 631.4 | 54.8 | 7.83 | 36 | 1930.1 | 0.32 | 635.2 | 93.6 | 728.8 | 23.06 | 0 | 0.28 | 23.34 | 24.45 | 0 | 0.3 | 24.75 | 490803.6 | 207761.7 | 1.2 | 4094.4 | 0 | 5251.3 | 51498.9 | 0 | 805.9 | 13007 | 111191.3 | 0 | 159.1 | 3315.4 | 20544.9 | 86238.2 | 747.3 | 0 | 0 | 108802.7 | 82141.3 | 3004.8 | 7220.6 | 84.2 | 0 | 7358.6
1308 | 55 | Day55 | 11 | Hour11 | 2 | Winter | 2761 | #N/A | Winter | 494194.1 | 2024-02-24 11:00 | 481292.6 | 3059.9 | 4093.6 | 5747.9 | 494194.1 | 464235.7 | 279177.9 | 0.0354 | 0.0533 | 0.68 | 0.67 | 189.3 | 13.6 | 1.9 | 15.2 | 674.4 | 0.13 | 190.2 | 35.4 | 225.6 | 199 | 14.2 | 2 | 16 | 708.9 | 0.13 | 200 | 37.2 | 237.1 | 125 | 5.8 | 0.76 | 11.7 | 545.7 | 0.06 | 125.4 | 28 | 153.4 | 681.2 | 69.5 | 10.05 | 29.5 | 1755 | 0.35 | 686 | 81.9 | 767.8 | 22.67 | 0 | 0.29 | 22.95 | 24.04 | 0 | 0.3 | 24.34 | 494194.1 | 215016.2 | 179.7 | 4080.5 | 0 | 4642.5 | 49468.6 | 0 | 901.5 | 14039.3 | 109726.6 | 0 | 159.1 | 3315.4 | 20544.9 | 86320.3 | 740.3 | 0 | 0 | 115057.2 | 81927.8 | 3090.2 | 12573.4 | 52.1 | 0 | 6999.1
1309 | 55 | Day55 | 12 | Hour12 | 2 | Winter | 2761 | #N/A | Winter | 491505.4 | 2024-02-24 12:00 | 479288 | 2415.2 | 4120.9 | 5681.4 | 491505.4 | 462332.1 | 279098.7 | 0.0354 | 0.0531 | 0.67 | 0.67 | 189.9 | 13.5 | 1.9 | 15.3 | 678.9 | 0.13 | 190.8 | 35.6 | 226.4 | 199.4 | 14.2 | 1.99 | 16.1 | 712.8 | 0.13 | 200.4 | 37.4 | 237.8 | 126.6 | 5.9 | 0.79 | 11.8 | 549.1 | 0.06 | 127 | 28.1 | 155.1 | 729.5 | 80 | 11.62 | 26.5 | 1704.3 | 0.37 | 735.1 | 77.4 | 812.4 | 22.61 | 0 | 0.29 | 22.9 | 23.96 | 0 | 0.3 | 24.27 | 491505.4 | 212406.7 | 0 | 4080.5 | 0 | 4617.9 | 49015.8 | 0 | 872.5 | 13927.4 | 110531.2 | 0 | 159.1 | 3315.4 | 20532.4 | 86123.2 | 723.1 | 0 | 0 | 112847.3 | 81666.7 | 3092.9 | 13755.8 | 163.3 | 6.6 | 6496.9
1310 | 55 | Day55 | 13 | Hour13 | 2 | Winter | 2761 | #N/A | Winter | 488089 | 2024-02-24 13:00 | 476745.4 | 1611.2 | 4079.4 | 5653 | 488089 | 459913.3 | 279375.7 | 0.0353 | 0.0529 | 0.67 | 0.67 | 191.3 | 13.6 | 1.91 | 15.4 | 683.5 | 0.13 | 192.2 | 35.8 | 228 | 200.5 | 14.3 | 2 | 16.2 | 716.5 | 0.14 | 201.5 | 37.6 | 239.1 | 129.9 | 6.6 | 0.89 | 11.6 | 547.2 | 0.06 | 130.3 | 27.9 | 158.2 | 653.8 | 64.5 | 9.3 | 30.3 | 1754.4 | 0.33 | 658.2 | 82.7 | 740.9 | 22.67 | 0 | 0.29 | 22.96 | 24.01 | 0 | 0.31 | 24.32 | 488089 | 208713.3 | 166.7 | 4080.5 | 0 | 4908.2 | 49046.4 | 0 | 840.4 | 14178.6 | 110443.5 | 0 | 159.1 | 3315.4 | 20457.1 | 86069.9 | 729 | 0 | 0 | 107945.6 | 82599.9 | 3148.8 | 13061.1 | 213 | 0 | 6536.3
1311 | 55 | Day55 | 14 | Hour14 | 2 | Winter | 2761 | #N/A | Winter | 486117.6 | 2024-02-24 14:00 | 474180.1 | 2237.6 | 4045.4 | 5654.3 | 486117.5 | 457474.4 | 279707.2 | 0.0352 | 0.0526 | 0.67 | 0.66 | 193.2 | 13.7 | 1.93 | 15.6 | 690.3 | 0.13 | 194.1 | 36.2 | 230.3 | 202.6 | 14.4 | 2.02 | 16.4 | 724.1 | 0.14 | 203.6 | 38 | 241.6 | 136.1 | 6.9 | 0.93 | 12.2 | 574.1 | 0.06 | 136.6 | 29.3 | 165.9 | 973 | 111.5 | 16.23 | 30.8 | 2125.1 | 0.5 | 980.7 | 94.3 | 1075 | 22.74 | 0 | 0.29 | 23.03 | 24.12 | 0 | 0.31 | 24.43 | 486117.6 | 206410.3 | 81.2 | 4080.5 | 0 | 4375.6 | 49215.2 | 0 | 820.4 | 15049 | 111082 | 0 | 159.1 | 3315.4 | 20457.1 | 86105.4 | 835.7 | 0 | 0 | 104674 | 82620 | 3246.9 | 12342.3 | 213 | 0 | 6925.2
1312 | 55 | Day55 | 15 | Hour15 | 2 | Winter | 2761 | #N/A | Winter | 486257.8 | 2024-02-24 15:00 | 472035.2 | 4545 | 4068.7 | 5608.8 | 486257.8 | 455438 | 284647.4 | 0.0352 | 0.0524 | 0.66 | 0.66 | 196.5 | 14 | 1.97 | 15.8 | 700.5 | 0.13 | 197.4 | 36.7 | 234.2 | 206.8 | 14.8 | 2.07 | 16.6 | 737.4 | 0.14 | 207.8 | 38.7 | 246.5 | 135.1 | 7.1 | 0.95 | 11.9 | 562.5 | 0.06 | 135.5 | 28.7 | 164.2 | 835.5 | 91.3 | 13.25 | 30.6 | 1965 | 0.43 | 841.8 | 89.3 | 931.1 | 22.87 | 0 | 0.29 | 23.17 | 24.29 | 0 | 0.31 | 24.59 | 486257.8 | 201610.4 | 112.2 | 4080.5 | 0 | 6358.2 | 50265.5 | 0 | 837.7 | 13791.7 | 112299 | 0 | 159.1 | 3315.4 | 20808.6 | 86345.4 | 903.4 | 0 | 0 | 101275.3 | 82275.4 | 3430.2 | 11785.9 | 78.9 | 0 | 6187.2
1313 | 55 | Day55 | 16 | Hour16 | 2 | Winter | 2761 | #N/A | Winter | 487283.5 | 2024-02-24 16:00 | 472421.8 | 4715.8 | 4304.7 | 5841.3 | 487283.5 | 455807.4 | 293345.4 | 0.0352 | 0.0524 | 0.64 | 0.64 | 211.9 | 15.5 | 2.19 | 16.5 | 742.1 | 0.14 | 213 | 38.6 | 251.6 | 223.4 | 16.4 | 2.31 | 17.4 | 782.1 | 0.15 | 224.5 | 40.7 | 265.2 | 158.5 | 9.4 | 1.29 | 12.9 | 625.4 | 0.07 | 159.2 | 31.6 | 190.8 | 729.6 | 80.7 | 11.73 | 27.4 | 1685.8 | 0.41 | 735.2 | 77.7 | 813 | 20.51 | 0 | 0.29 | 20.81 | 22.01 | 0 | 0.31 | 22.32 | 487283.5 | 193938.1 | 12.6 | 4144.2 | 0 | 6715.9 | 56418.3 | 0 | 864 | 15301.1 | 115825.2 | 0 | 159.1 | 3315.4 | 21306.4 | 84486.8 | 961.6 | 0 | 0 | 93993.3 | 80247.4 | 3532.3 | 9828.1 | 213 | 0 | 6999.1
1314 | 55 | Day55 | 17 | Hour17 | 2 | Winter | 2761 | #N/A | Winter | 494350.6 | 2024-02-24 17:00 | 479970.6 | 4307 | 3891.9 | 6181.3 | 494350.7 | 462961.8 | 324090.1 | 0.0354 | 0.0532 | 0.6 | 0.59 | 244.9 | 18.3 | 2.58 | 18.5 | 846.6 | 0.16 | 246.1 | 43.8 | 289.9 | 257.8 | 19.3 | 2.72 | 19.4 | 891 | 0.16 | 259.1 | 46 | 305.2 | 287.8 | 20.2 | 2.83 | 20.6 | 1033.6 | 0.14 | 289.1 | 51.5 | 340.6 | 618.9 | 47.2 | 6.66 | 41.8 | 2100 | 0.32 | 622.1 | 104.4 | 726.5 | 27.24 | 0 | 0.29 | 27.53 | 28.92 | 0 | 0.31 | 29.23 | 494350.6 | 170260.6 | 110.3 | 4243.6 | 0 | 7053.1 | 67736.5 | 0 | 854.6 | 13672.5 | 130749.4 | 0 | 159.1 | 3315.4 | 22083.4 | 87659.8 | 979.5 | 0 | 0 | 77539.9 | 74362.4 | 3831.3 | 8997.4 | 1016.1 | 972.6 | 7835.6
1315 | 55 | Day55 | 18 | Hour18 | 2 | Winter | 2761 | #N/A | Winter | 495577.9 | 2024-02-24 18:00 | 487447.4 | 0 | 3408.2 | 4722.2 | 495577.9 | 470036.3 | 367874.6 | 0.0357 | 0.0541 | 0.53 | 0.53 | 284.8 | 21.5 | 3.04 | 21 | 977.2 | 0.18 | 286.3 | 50.1 | 336.4 | 300.3 | 22.6 | 3.19 | 22.3 | 1033.8 | 0.19 | 301.8 | 53.1 | 355 | 387 | 25.4 | 3.55 | 29.5 | 1429.6 | 0.19 | 388.8 | 72.2 | 461 | 610.5 | 33.1 | 4.51 | 52.7 | 2492.9 | 0.29 | 612.7 | 127.1 | 739.8 | 32.1 | 0 | 0.29 | 32.4 | 34 | 0 | 0.31 | 34.31 | 495577.9 | 127703.3 | 3130.5 | 4257.5 | 0 | 7819.2 | 80447.8 | 0 | 686.3 | 8943.1 | 148944.1 | 0 | 415.9 | 3315.4 | 25853.8 | 88396.1 | 979.5 | 4314.7 | 0 | 43092.3 | 70908.4 | 4073.1 | 7731.6 | 5301 | 2461.9 | 7912
1316 | 55 | Day55 | 19 | Hour19 | 2 | Winter | 2761 | #N/A | Winter | 492549.2 | 2024-02-24 19:00 | 489116.4 | 0 | 0 | 3432.7 | 492549.2 | 471640.6 | 405673.6 | 0.0357 | 0.0542 | 0.5 | 0.49 | 302.3 | 22.4 | 3.15 | 22.6 | 1051.6 | 0.18 | 303.8 | 54 | 357.8 | 318.7 | 23.4 | 3.3 | 24 | 1114 | 0.19 | 320.3 | 57.3 | 377.6 | 439.2 | 27.2 | 3.78 | 35 | 1674.8 | 0.22 | 441 | 84.9 | 526 | 485 | 9.3 | 0.95 | 57.4 | 2517.4 | 0.22 | 485.5 | 132.4 | 618 | 40.14 | 0 | 0.23 | 40.37 | 42.45 | 0 | 0.25 | 42.7 | 492549.2 | 86875.6 | 4084.4 | 4257.5 | 0 | 8374.7 | 82467 | 0 | 185.2 | 2437.5 | 161690.6 | 0 | 982.9 | 3315.4 | 39509.1 | 88396.1 | 1032.9 | 11562.8 | 0 | 8156.3 | 72232.1 | 3864.5 | 4686.9 | 6538.5 | 3592.6 | 7717.9
1317 | 55 | Day55 | 20 | Hour20 | 2 | Winter | 2761 | #N/A | Winter | 490535.6 | 2024-02-24 20:00 | 486333.2 | 0 | 0 | 4202.3 | 490535.6 | 469021.2 | 413812.1 | 0.0356 | 0.0538 | 0.5 | 0.49 | 301.9 | 22.4 | 3.15 | 22.5 | 1048.9 | 0.18 | 303.4 | 53.8 | 357.2 | 319.1 | 23.5 | 3.31 | 24 | 1113.9 | 0.2 | 320.7 | 57.3 | 378 | 441.8 | 27.6 | 3.83 | 34.9 | 1685.5 | 0.21 | 443.7 | 85.2 | 528.8 | 463.9 | 8.9 | 0.91 | 54.9 | 2407.6 | 0.21 | 464.4 | 126.7 | 591.1 | 34.6 | 0 | 0.15 | 34.75 | 36.56 | 0 | 0.16 | 36.73 | 490535.6 | 76723.5 | 6926 | 4257.5 | 0 | 8374.7 | 82246.6 | 0 | 0 | 3 | 160673.8 | 0 | 726.6 | 3315.4 | 47973.5 | 88396.1 | 1019.1 | 9902.7 | 0 | 1.7 | 72814 | 3904.8 | 475.3 | 4397.5 | 5044.9 | 8116.6
1318 | 55 | Day55 | 21 | Hour21 | 2 | Winter | 2761 | #N/A | Winter | 481341.9 | 2024-02-24 21:00 | 477262.2 | 0 | 0 | 4079.6 | 481341.9 | 460421 | 404592.5 | 0.0353 | 0.0528 | 0.49 | 0.49 | 306.8 | 22.8 | 3.21 | 22.8 | 1064.4 | 0.19 | 308.3 | 54.6 | 362.9 | 320.5 | 23.8 | 3.35 | 24 | 1114.4 | 0.2 | 322.2 | 57.2 | 379.4 | 438 | 28 | 3.87 | 33.9 | 1662.5 | 0.21 | 439.9 | 83.5 | 523.4 | 560 | 10.7 | 1.09 | 66.2 | 2910.6 | 0.25 | 560.6 | 153 | 713.6 | 35.44 | 0 | 0.14 | 35.58 | 37.41 | 0 | 0.15 | 37.56 | 481341.9 | 76749.4 | 5062.9 | 4257.5 | 0 | 8374.7 | 82246.6 | 0 | 0 | 0 | 159747.5 | 0 | 635.8 | 3315.4 | 46829.9 | 88396.1 | 1015.1 | 4711.1 | 0 | 0 | 73237.3 | 3512.1 | 0.1 | 1862 | 4003.8 | 6582.7
1319 | 55 | Day55 | 22 | Hour22 | 2 | Winter | 2761 | #N/A | Winter | 462866.8 | 2024-02-24 22:00 | 458723.3 | 0 | 0 | 4143.5 | 462866.8 | 442823.4 | 385787.8 | 0.0347 | 0.0509 | 0.5 | 0.49 | 304.4 | 22.6 | 3.18 | 22.8 | 1058.2 | 0.19 | 305.9 | 54.4 | 360.3 | 317.1 | 23.5 | 3.31 | 23.8 | 1104 | 0.19 | 318.7 | 56.8 | 375.5 | 439.6 | 26.7 | 3.67 | 35.3 | 1714.9 | 0.2 | 441.4 | 86.5 | 527.9 | 933.6 | 94 | 13.56 | 41.2 | 2450.9 | 0.46 | 940.1 | 114.4 | 1054.5 | 31.12 | 0 | -0.16 | 30.96 | 32.79 | 0 | -0.17 | 32.62 | 462866.8 | 77078.9 | 4194.5 | 4257.5 | 0 | 6772.5 | 78377.6 | 0 | 0 | 0 | 154098 | 0 | 159.1 | 3315.4 | 41163.8 | 88396.1 | 861.7 | 4191.7 | 0 | 0 | 73005.3 | 4073.6 | 0 | 2046.2 | 3336.1 | 4936.7
1320 | 55 | Day55 | 23 | Hour23 | 2 | Winter | 2761 | #N/A | Winter | 441841.4 | 2024-02-24 23:00 | 437899.6 | 0 | 0 | 3941.8 | 441841.4 | 423016.7 | 363942.9 | 0.034 | 0.0486 | 0.51 | 0.5 | 298.6 | 22.2 | 3.13 | 22.4 | 1036.7 | 0.19 | 300.1 | 53.4 | 353.5 | 310.8 | 23.1 | 3.25 | 23.4 | 1080.7 | 0.19 | 312.4 | 55.6 | 368 | 455.9 | 27.1 | 3.72 | 37.1 | 1795.9 | 0.21 | 457.7 | 90.6 | 548.3 | 439.7 | 8.4 | 0.86 | 52 | 2282.5 | 0.2 | 440.2 | 120.1 | 560.3 | 30.39 | 0 | 0.14 | 30.53 | 31.94 | 0 | 0.15 | 32.09 | 441841.4 | 77898.5 | 3758.9 | 4198.3 | 0 | 5842 | 73661.8 | 0 | 0 | 0 | 144110.6 | 0 | 159.1 | 3315.4 | 35550 | 88396.1 | 692.2 | 4258.4 | 0 | 0 | 73511.8 | 4386.6 | 0 | 368.6 | 2916.7 | 4339.5
1321 | 56 | Day56 | 0 | Hour0 | 2 | Winter | 94 | 486427.1 | Winter | 422942.6 | 2024-02-25 | 419056.8 | 0 | 0 | 3885.8 | 422942.6 | 405062.6 | 344826.8 | 0.0334 | 0.0466 | 0.52 | 0.51 | 292.3 | 21.9 | 3.08 | 22 | 1012.8 | 0.18 | 293.8 | 52.2 | 346 | 303.6 | 22.7 | 3.19 | 22.9 | 1053.4 | 0.19 | 305.2 | 54.3 | 359.5 | 452.1 | 26.8 | 3.68 | 36.8 | 1783.6 | 0.21 | 453.9 | 90 | 543.9 | 765.8 | 64.1 | 9.12 | 45.6 | 2420 | 0.37 | 770.2 | 117.8 | 888 | 29.71 | 0 | 0.22 | 29.93 | 31.16 | 0 | 0.23 | 31.39 | 422942.6 | 78115.8 | 621.8 | 4198.3 | 0 | 5842 | 69343.8 | 0 | 0 | 0 | 134875.6 | 0 | 159.1 | 3315.4 | 33169.2 | 88396.1 | 533.4 | 4372.1 | 0 | 0 | 73713.7 | 4402.1 | 0 | 71 | 400.1 | 4738.1
1322 | 56 | Day56 | 1 | Hour1 | 2 | Winter | 2761 | #N/A | Winter | 408004.2 | 2024-02-25 01:00 | 404139.8 | 0 | 0 | 3864.5 | 408004.3 | 390831.6 | 327935.5 | 0.0329 | 0.0449 | 0.52 | 0.52 | 287.7 | 21.5 | 3.02 | 21.8 | 998.9 | 0.18 | 289.1 | 51.6 | 340.7 | 298.4 | 22.2 | 3.13 | 22.6 | 1037.7 | 0.19 | 299.9 | 53.6 | 353.6 | 471.8 | 29.5 | 4.07 | 37.1 | 1814.8 | 0.22 | 473.8 | 91.2 | 565 | 746.6 | 74.2 | 10.71 | 33.8 | 1987.6 | 0.37 | 751.7 | 93.1 | 844.9 | 29.23 | 0 | 0.22 | 29.44 | 30.6 | 0 | 0.23 | 30.83 | 408004.2 | 80068.8 | 424.1 | 4198.3 | 0 | 5841.9 | 65744.7 | 0 | 0 | 0 | 129033.6 | 0 | 159.1 | 3315.4 | 26334.9 | 88396.1 | 389 | 4098.3 | 0 | 0 | 75647.5 | 4421.3 | 0 | 0 | 13.8 | 4538.1
1323 | 56 | Day56 | 2 | Hour2 | 2 | Winter | 2761 | #N/A | Winter | 399424.9 | 2024-02-25 02:00 | 395325.6 | 111.7 | 0 | 3987.6 | 399424.9 | 382405.9 | 319543.6 | 0.0327 | 0.044 | 0.52 | 0.52 | 290 | 21.7 | 3.05 | 21.9 | 1006.1 | 0.18 | 291.5 | 52 | 343.4 | 299.9 | 22.4 | 3.15 | 22.7 | 1041.2 | 0.19 | 301.4 | 53.8 | 355.2 | 476.6 | 30.3 | 4.19 | 36.9 | 1815.9 | 0.22 | 478.6 | 91.1 | 569.8 | 571.1 | 33.4 | 4.57 | 46.9 | 2270 | 0.26 | 573.3 | 114.7 | 688 | 28.75 | 0 | 0.27 | 29.02 | 30.07 | 0 | 0.28 | 30.36 | 399424.9 | 79881.3 | 131.7 | 4198.3 | 0 | 5837.4 | 65050 | 0 | 0 | 0 | 127152.8 | 0 | 112 | 3315.4 | 23940.2 | 88396.1 | 330.9 | 1078.8 | 0 | 0 | 75458 | 4423.3 | 0 | 0 | 0 | 4533.5
1324 | 56 | Day56 | 3 | Hour3 | 2 | Winter | 2761 | #N/A | Winter | 396244.4 | 2024-02-25 03:00 | 392303 | 0 | 0 | 3941.3 | 396244.4 | 379508 | 315948.9 | 0.0326 | 0.0437 | 0.51 | 0.51 | 293.4 | 22 | 3.1 | 22.1 | 1016.3 | 0.19 | 294.9 | 52.5 | 347.4 | 303.3 | 22.7 | 3.2 | 22.9 | 1051.2 | 0.19 | 304.9 | 54.3 | 359.2 | 468.7 | 28.6 | 3.93 | 37.5 | 1826.4 | 0.22 | 470.7 | 92 | 562.7 | 422.2 | 8 | 0.8 | 49.9 | 2207.7 | 0.18 | 422.7 | 115.7 | 538.4 | 28.49 | 0 | 0.26 | 28.75 | 29.79 | 0 | 0.28 | 30.06 | 396244.4 | 80295.5 | 0 | 4198.3 | 0 | 5641.8 | 65501.7 | 0 | 0 | 0 | 127159.2 | 0 | 95.5 | 3315.4 | 20947.3 | 88396.1 | 330.9 | 362.7 | 0 | 0 | 75874.4 | 4421.1 | 0 | 0 | 0 | 4334.9
1325 | 56 | Day56 | 4 | Hour4 | 2 | Winter | 2761 | #N/A | Winter | 398306.6 | 2024-02-25 04:00 | 394506.3 | 0 | 0 | 3800.2 | 398306.6 | 381607.2 | 317117.5 | 0.0327 | 0.0439 | 0.51 | 0.51 | 295.7 | 22.3 | 3.14 | 22.2 | 1020.4 | 0.19 | 297.2 | 52.6 | 349.9 | 305.7 | 23 | 3.24 | 22.9 | 1055.4 | 0.19 | 307.3 | 54.5 | 361.8 | 481.8 | 30.6 | 4.23 | 37.4 | 1837.4 | 0.22 | 483.9 | 92.2 | 576.1 | 742.8 | 67.5 | 9.66 | 39.2 | 2190.1 | 0.36 | 747.5 | 104.6 | 852.1 | 28.02 | 0 | 0.26 | 28.28 | 29.31 | 0 | 0.27 | 29.58 | 398306.6 | 81189.1 | 0 | 4198.3 | 0 | 5286.5 | 66927.7 | 0 | 0 | 0 | 127545.9 | 0 | 95.5 | 3315.4 | 20804 | 88396.1 | 330.9 | 217.1 | 0 | 0 | 76768 | 4421 | 0 | 0 | 0 | 4533.5
1326 | 56 | Day56 | 5 | Hour5 | 2 | Winter | 2761 | #N/A | Winter | 407602.8 | 2024-02-25 05:00 | 403884.2 | 0 | 0 | 3718.6 | 407602.8 | 390560.9 | 325814.8 | 0.033 | 0.045 | 0.5 | 0.5 | 304 | 23.2 | 3.26 | 22.5 | 1041.4 | 0.19 | 305.6 | 53.6 | 359.1 | 314.5 | 23.9 | 3.38 | 23.3 | 1077.8 | 0.2 | 316.2 | 55.4 | 371.6 | 467.3 | 29 | 4 | 36.9 | 1804.3 | 0.22 | 469.3 | 90.7 | 560 | 1082.4 | 123.3 | 17.92 | 34.6 | 2402.1 | 0.54 | 1090.9 | 106.3 | 1197.2 | 28.45 | 0 | 0.25 | 28.7 | 29.8 | 0 | 0.26 | 30.06 | 407602.8 | 81788 | 0.1 | 4198.3 | 0 | 5286.5 | 71428.2 | 0 | 0 | 0 | 131579.1 | 0 | 95.5 | 3315.4 | 20817.3 | 88396.1 | 330.9 | 367.4 | 0 | 0 | 77358 | 4430.1 | 0 | 0 | 0.1 | 5247.7
1327 | 56 | Day56 | 6 | Hour6 | 2 | Winter | 2761 | #N/A | Winter | 422911 | 2024-02-25 06:00 | 418909.6 | 0 | 0 | 4001.3 | 422911 | 404891.5 | 337053.4 | 0.0335 | 0.0467 | 0.5 | 0.5 | 309.6 | 23.9 | 3.37 | 22.5 | 1051.8 | 0.19 | 311.3 | 53.9 | 365.2 | 320.5 | 24.7 | 3.48 | 23.3 | 1089.1 | 0.2 | 322.2 | 55.8 | 378 | 474.1 | 31.3 | 4.34 | 35.8 | 1770.6 | 0.22 | 476.2 | 88.6 | 564.8 | 1157 | 132.1 | 19.21 | 36.7 | 2557.6 | 0.57 | 1166.1 | 113 | 1279.2 | 28.92 | 0 | 0.25 | 29.17 | 30.34 | 0 | 0.26 | 30.6 | 422911 | 85857.6 | 29.9 | 4198.3 | 0 | 5650.4 | 76743.9 | 0 | 0 | 1796.9 | 135591.1 | 0 | 95.5 | 3315.4 | 22334.8 | 88396.1 | 330.9 | 367 | 0 | 884.4 | 78743.2 | 4433.2 | 0 | 0 | 0.1 | 5845
1328 | 56 | Day56 | 7 | Hour7 | 2 | Winter | 2761 | #N/A | Winter | 442348.6 | 2024-02-25 07:00 | 436419.1 | 1753.4 | 0.4 | 4175.8 | 442348.6 | 421588.3 | 330185.6 | 0.034 | 0.0486 | 0.54 | 0.53 | 284.3 | 21.7 | 3.07 | 20.9 | 971 | 0.18 | 285.8 | 49.9 | 335.7 | 295.4 | 22.6 | 3.19 | 21.7 | 1008.3 | 0.18 | 296.9 | 51.8 | 348.7 | 333.8 | 19.6 | 2.69 | 27.4 | 1323.4 | 0.15 | 335.1 | 66.9 | 402 | 1057.6 | 117 | 16.97 | 37 | 2458.6 | 0.52 | 1065.7 | 110.4 | 1176 | 28.59 | 0 | 0.25 | 28.83 | 30.06 | 0 | 0.25 | 30.32 | 442348.6 | 112163.1 | 383.9 | 4198.3 | 0 | 5286.5 | 72844.8 | 0 | 0 | 6335.2 | 132398.9 | 0 | 95.5 | 3315.4 | 22567.9 | 88396.1 | 330.9 | 367.4 | 0 | 19488.2 | 81903.6 | 4436.1 | 1714.6 | 0 | 0.3 | 5845
1329 | 56 | Day56 | 8 | Hour8 | 2 | Winter | 2761 | #N/A | Winter | 456103.3 | 2024-02-25 08:00 | 450845.9 | 445.2 | 0 | 4812.3 | 456103.3 | 435341.7 | 309169.1 | 0.0344 | 0.05 | 0.59 | 0.59 | 243.3 | 18.2 | 2.55 | 18.5 | 845.8 | 0.16 | 244.6 | 43.8 | 288.3 | 252.4 | 18.8 | 2.65 | 19.2 | 877.4 | 0.16 | 253.6 | 45.4 | 299.1 | 125.5 | 5.3 | 0.69 | 12.2 | 563.6 | 0.06 | 125.8 | 29 | 154.8 | 662.1 | 45 | 6.26 | 48.8 | 2433 | 0.31 | 665.1 | 121.3 | 786.5 | 27.82 | 0 | 0.25 | 28.07 | 29.31 | 0 | 0.26 | 29.57 | 456103.3 | 146934.2 | 341.3 | 4198.3 | 0 | 5571.9 | 61729.4 | 0 | 0 | 7910.9 | 122638.8 | 0 | 95.5 | 3315.4 | 22290.6 | 88396.1 | 330.9 | 260.9 | 0 | 52291.1 | 82294.2 | 4438 | 5750.4 | 0 | 136.6 | 5450.9
1330 | 56 | Day56 | 9 | Hour9 | 2 | Winter | 2761 | #N/A | Winter | 467637.6 | 2024-02-25 09:00 | 460767.7 | 842.5 | 1364.2 | 4663.3 | 467637.7 | 444778.9 | 289797.3 | 0.0347 | 0.051 | 0.64 | 0.64 | 213.7 | 15.8 | 2.23 | 16.6 | 746.2 | 0.14 | 214.8 | 38.9 | 253.6 | 222.2 | 16.5 | 2.32 | 17.2 | 775.9 | 0.15 | 223.3 | 40.4 | 263.7 | 107.3 | 5.5 | 0.74 | 9.5 | 451.1 | 0.05 | 107.7 | 23 | 130.7 | 680.2 | 51.3 | 7.23 | 45.4 | 2337.5 | 0.32 | 683.7 | 115.2 | 798.9 | 26.72 | 0 | 0.26 | 26.98 | 28.2 | 0 | 0.26 | 28.46 | 467637.6 | 177840.4 | 48 | 4198.3 | 0 | 5286.5 | 55280.1 | 0 | 255.8 | 14085.3 | 112053.1 | 0 | 95.5 | 3315.4 | 20793.4 | 88396.1 | 330.9 | 0 | 0 | 88616.9 | 70441.8 | 4440.6 | 6861.5 | 0 | 36.6 | 6332.4
1331 | 56 | Day56 | 10 | Hour10 | 2 | Winter | 2761 | #N/A | Winter | 476345.3 | 2024-02-25 10:00 | 465055.2 | 1873.1 | 4147 | 5270.1 | 476345.3 | 448849 | 273640.1 | 0.0348 | 0.0515 | 0.67 | 0.67 | 196.4 | 14.6 | 2.05 | 15.3 | 685.9 | 0.13 | 197.4 | 35.8 | 233.2 | 206.3 | 15.3 | 2.15 | 16.1 | 720.1 | 0.14 | 207.3 | 37.6 | 244.9 | 67.8 | 2.6 | 0.34 | 6.8 | 311.3 | 0.03 | 68 | 16.1 | 84 | 460.1 | 25.6 | 3.47 | 39 | 1871.5 | 0.21 | 461.8 | 94.9 | 556.7 | 21.9 | 0 | 0.14 | 22.04 | 23.45 | 0 | 0.16 | 23.61 | 476345.3 | 202705.2 | 107.8 | 3882.6 | 0 | 5286.5 | 51796.6 | 0 | 792.9 | 17397.5 | 104979.6 | 0 | 95.5 | 3315.4 | 17453.6 | 86391.6 | 330.9 | 0 | 0 | 116055.3 | 64018.2 | 4441.4 | 12969.9 | 0 | 48.1 | 5720.3
1332 | 56 | Day56 | 11 | Hour11 | 2 | Winter | 2761 | #N/A | Winter | 476329.8 | 2024-02-25 11:00 | 463819.4 | 2836.9 | 4147 | 5526.5 | 476329.8 | 447677.5 | 266372.4 | 0.0348 | 0.0514 | 0.68 | 0.68 | 190.9 | 14.3 | 2.01 | 14.8 | 663.3 | 0.13 | 191.9 | 34.6 | 226.5 | 200.9 | 15 | 2.11 | 15.6 | 697.8 | 0.14 | 201.9 | 36.4 | 238.3 | 70.2 | 3 | 0.39 | 6.8 | 314.7 | 0.03 | 70.4 | 16.2 | 86.6 | 659.7 | 63.4 | 9.11 | 31.7 | 1836.1 | 0.32 | 664.1 | 86.5 | 750.6 | 20.87 | 0 | 0.2 | 21.06 | 22.4 | 0 | 0.22 | 22.62 | 476329.8 | 209957.5 | 0 | 3875 | 0 | 5286.5 | 50954.1 | 0 | 887.1 | 17599.4 | 100558.1 | 0 | 95.5 | 3315.4 | 15900.3 | 86056.5 | 330.9 | 0 | 0 | 117816.9 | 69214.3 | 4439.8 | 16552.7 | 0 | 23.6 | 5251.4
1333 | 56 | Day56 | 12 | Hour12 | 2 | Winter | 2761 | #N/A | Winter | 472631.4 | 2024-02-25 12:00 | 458350.2 | 2779 | 6084 | 5418.3 | 472631.5 | 442480.1 | 263961 | 0.0346 | 0.0508 | 0.68 | 0.68 | 189.1 | 14.1 | 1.99 | 14.7 | 656.9 | 0.13 | 190.1 | 34.3 | 224.4 | 199.1 | 14.9 | 2.1 | 15.5 | 691.1 | 0.13 | 200.1 | 36.1 | 236.2 | 69.6 | 2.8 | 0.36 | 6.9 | 316.9 | 0.03 | 69.8 | 16.4 | 86.1 | 643 | 62.9 | 9.05 | 29.9 | 1755.7 | 0.31 | 647.4 | 82.3 | 729.7 | 20.53 | 0 | 0.14 | 20.67 | 21.96 | 0 | 0.16 | 22.12 | 472631.4 | 208670.4 | 0 | 3875 | 0 | 5286.5 | 50115.4 | 0 | 876.6 | 17367.4 | 98760.6 | 0 | 95.5 | 3315.4 | 16125.2 | 86056.5 | 330.9 | 0 | 0 | 114873.3 | 71114.8 | 4438.3 | 17002.1 | 0 | 8.1 | 5247.7
1334 | 56 | Day56 | 13 | Hour13 | 2 | Winter | 2761 | #N/A | Winter | 468936.6 | 2024-02-25 13:00 | 450351.7 | 4306.1 | 8964.3 | 5314.4 | 468936.5 | 434874.7 | 260337.5 | 0.0344 | 0.0499 | 0.69 | 0.69 | 182.9 | 13.4 | 1.89 | 14.5 | 643 | 0.13 | 183.8 | 33.7 | 217.5 | 193.1 | 14.3 | 2 | 15.2 | 676.6 | 0.13 | 194.1 | 35.4 | 229.5 | 74.5 | 3 | 0.38 | 7.4 | 339.2 | 0.03 | 74.7 | 17.5 | 92.2 | 281.4 | 5.4 | 0.55 | 33.8 | 1468.5 | 0.14 | 281.7 | 77.6 | 359.3 | 18.95 | 0 | 0.15 | 19.11 | 20.16 | 0 | 0.17 | 20.32 | 468936.6 | 208599.1 | 260.6 | 3875 | 0 | 4809.2 | 46907.2 | 0 | 843.4 | 19356 | 97867.7 | 0 | 95.5 | 3315.4 | 16904.6 | 85971.4 | 330.9 | 0 | 0 | 111247.4 | 72714.8 | 4437.5 | 15359.8 | 0 | 7.9 | 5247.7
1335 | 56 | Day56 | 14 | Hour14 | 2 | Winter | 2761 | #N/A | Winter | 463273.7 | 2024-02-25 14:00 | 442079.2 | 4486.6 | 11142.3 | 5565.6 | 463273.7 | 427005.5 | 254748.6 | 0.0341 | 0.049 | 0.69 | 0.69 | 180.8 | 13.1 | 1.85 | 14.5 | 640.2 | 0.12 | 181.7 | 33.6 | 215.3 | 190.7 | 13.9 | 1.96 | 15.2 | 672.3 | 0.13 | 191.6 | 35.2 | 226.9 | 78 | 2.9 | 0.37 | 7.9 | 361.7 | 0.04 | 78.2 | 18.7 | 96.9 | 566 | 53.7 | 7.71 | 27.8 | 1597.5 | 0.27 | 569.7 | 75.5 | 645.2 | 18.27 | 0 | 0.16 | 18.43 | 19.33 | 0 | 0.17 | 19.49 | 463273.7 | 208525.1 | 0 | 3875 | 0 | 4375.6 | 45254.1 | 0 | 826.5 | 20407.8 | 97329.9 | 0 | 95.5 | 3315.4 | 15477.9 | 84694.3 | 330.9 | 0 | 0 | 109504.7 | 73349.9 | 4436.1 | 15092.9 | 0 | 292.7 | 5017.4
1336 | 56 | Day56 | 15 | Hour15 | 2 | Winter | 2761 | #N/A | Winter | 453777.2 | 2024-02-25 15:00 | 436941.1 | 4230 | 6917.3 | 5688.9 | 453777.2 | 422116.3 | 254454.3 | 0.0339 | 0.0485 | 0.69 | 0.68 | 184.1 | 13.4 | 1.88 | 14.8 | 652.4 | 0.13 | 185.1 | 34.3 | 219.3 | 194 | 14.1 | 1.98 | 15.6 | 687.6 | 0.13 | 195 | 36.1 | 231.1 | 75 | 2.9 | 0.37 | 7.5 | 344.6 | 0.03 | 75.1 | 17.8 | 93 | 661.9 | 67.3 | 9.71 | 28.5 | 1726.4 | 0.32 | 666.5 | 80 | 746.6 | 18.06 | 0 | 0.14 | 18.2 | 19.34 | 0 | 0.17 | 19.5 | 453777.2 | 199322.9 | 0 | 3875 | 0 | 4375.6 | 45076 | 0 | 843.2 | 17020.7 | 97306.5 | 0 | 95.5 | 3315.4 | 15385.1 | 84694.3 | 330.9 | 0 | 0 | 103273.2 | 73851.4 | 4334.3 | 14706.2 | 0 | 0.3 | 4334.9
1337 | 56 | Day56 | 16 | Hour16 | 2 | Winter | 2761 | #N/A | Winter | 453156.3 | 2024-02-25 16:00 | 437482.4 | 5334.6 | 4364.1 | 5975.2 | 453156.3 | 422631.6 | 267919.7 | 0.0339 | 0.0485 | 0.65 | 0.64 | 206.8 | 15.2 | 2.14 | 16.2 | 726.2 | 0.14 | 207.8 | 37.9 | 245.7 | 218.5 | 16 | 2.25 | 17.1 | 767.9 | 0.15 | 219.6 | 40.1 | 259.6 | 76.8 | 2.7 | 0.34 | 8 | 362.1 | 0.03 | 76.9 | 18.8 | 95.7 | 306.4 | 5.9 | 0.61 | 36.3 | 1585.8 | 0.14 | 306.7 | 83.6 | 390.3 | 18.89 | 0 | 0.22 | 19.11 | 20.38 | 0 | 0.24 | 20.62 | 453156.3 | 185236.6 | 0 | 3875 | 0 | 4965.9 | 51446.9 | 0 | 864 | 17480.8 | 106482.2 | 0 | 159.1 | 3315.4 | 12607.7 | 84694.3 | 373.1 | 0 | 0 | 88183.4 | 74289 | 4419.5 | 11583.7 | 0 | 0.5 | 5156.6
1338 | 56 | Day56 | 17 | Hour17 | 2 | Winter | 2761 | #N/A | Winter | 464711.9 | 2024-02-25 17:00 | 448041 | 5326.4 | 4364.1 | 6980.4 | 464711.9 | 432664.4 | 301061.9 | 0.0343 | 0.0497 | 0.59 | 0.58 | 250.3 | 19.2 | 2.71 | 18.4 | 850.8 | 0.16 | 251.6 | 43.8 | 295.4 | 264.5 | 20.3 | 2.86 | 19.5 | 899.8 | 0.17 | 265.9 | 46.3 | 312.3 | 257.6 | 16.9 | 2.35 | 19.5 | 965 | 0.12 | 258.7 | 48.3 | 307 | 648.7 | 64.3 | 9.28 | 29.6 | 1730.5 | 0.32 | 653.1 | 81.2 | 734.4 | 20.63 | 0 | 0.22 | 20.85 | 22.28 | 0 | 0.24 | 22.52 | 464711.9 | 163649.9 | 0 | 3934.2 | 0 | 7075.2 | 67675 | 0 | 855.1 | 14636 | 120533.7 | 0 | 159.1 | 3315.4 | 12968.8 | 84694.3 | 706.3 | 0 | 0 | 63550.5 | 80177.8 | 4430.5 | 9823.4 | 0 | 1.1 | 6800.5
1339 | 56 | Day56 | 18 | Hour18 | 2 | Winter | 2761 | #N/A | Winter | 476120.1 | 2024-02-25 18:00 | 464719.4 | 612.3 | 4360 | 6428.4 | 476120.1 | 448468.4 | 327143.5 | 0.035 | 0.0517 | 0.58 | 0.57 | 256 | 19.6 | 2.76 | 18.9 | 872.4 | 0.16 | 257.3 | 44.9 | 302.2 | 270.5 | 20.5 | 2.9 | 20.1 | 925.8 | 0.17 | 271.9 | 47.7 | 319.6 | 360.2 | 23.8 | 3.3 | 27.2 | 1341.2 | 0.17 | 361.8 | 67.2 | 429 | 415.1 | 20.5 | 2.75 | 37.7 | 1756.5 | 0.2 | 416.5 | 90.1 | 506.6 | 25.58 | 0 | 0.15 | 25.73 | 27.33 | 0 | 0.17 | 27.5 | 476120.1 | 148976.7 | 2249 | 3934.2 | 0 | 6908.3 | 70254.2 | 0 | 691.2 | 10021.2 | 126789 | 0 | 159.1 | 3315.4 | 23141.2 | 86056.5 | 827.9 | 3508.6 | 0 | 39164.9 | 94759.8 | 4339.5 | 8233.8 | 1196.7 | 2693 | 6999.6
1340 | 56 | Day56 | 19 | Hour19 | 2 | Winter | 2761 | #N/A | Winter | 483143.8 | 2024-02-25 19:00 | 477263.4 | 0 | 213 | 5667.4 | 483143.8 | 460380 | 361562.3 | 0.0354 | 0.053 | 0.55 | 0.54 | 281.6 | 21.6 | 3.06 | 20.5 | 955.8 | 0.17 | 283.1 | 49 | 332.1 | 297.2 | 22.7 | 3.21 | 21.8 | 1012.8 | 0.19 | 298.8 | 52 | 350.8 | 414.5 | 26.3 | 3.66 | 32.4 | 1565.7 | 0.2 | 416.3 | 79.1 | 495.4 | 575.2 | 35.9 | 4.98 | 45.4 | 2198.7 | 0.28 | 577.6 | 111 | 688.6 | 38.16 | 0 | 0.28 | 38.44 | 40.36 | 0 | 0.3 | 40.66 | 483143.8 | 121581.5 | 2498.4 | 4249.9 | 0 | 8069.2 | 78887.2 | 0 | 192 | 2623 | 139770.2 | 0 | 159.1 | 3315.4 | 27687.7 | 88061 | 831.1 | 8033.1 | 0 | 8535.2 | 105892.6 | 4338.7 | 5069.8 | 5909.8 | 3193.1 | 7862.7
1341 | 56 | Day56 | 20 | Hour20 | 2 | Winter | 2761 | #N/A | Winter | 486427.1 | 2024-02-25 20:00 | 480365.9 | 0 | 213 | 5848.2 | 486427.1 | 463352.1 | 373281 | 0.0354 | 0.0532 | 0.55 | 0.54 | 278.4 | 21.4 | 3.02 | 20.3 | 946.1 | 0.17 | 279.9 | 48.5 | 328.4 | 293.8 | 22.3 | 3.15 | 21.6 | 1004.3 | 0.18 | 295.3 | 51.6 | 346.9 | 424.7 | 26.7 | 3.69 | 33.4 | 1621.4 | 0.2 | 426.5 | 81.7 | 508.3 | 455.4 | 14.6 | 1.81 | 48.5 | 2176 | 0.21 | 456.3 | 113.4 | 569.7 | 32.61 | 0 | 0.16 | 32.76 | 34.48 | 0 | 0.17 | 34.65 | 486427.1 | 113146.2 | 5971.2 | 4249.9 | 0 | 7463.8 | 78267.5 | 0 | 0 | 0.1 | 139712 | 0 | 159.1 | 3315.4 | 35914.7 | 88061 | 827.9 | 9338.5 | 0 | 0 | 108785.8 | 4360.2 | 523.9 | 3848 | 4276.4 | 8315.2
1342 | 56 | Day56 | 21 | Hour21 | 2 | Winter | 2761 | #N/A | Winter | 483402.6 | 2024-02-25 21:00 | 477190.2 | 9.7 | 213 | 5989.6 | 483402.5 | 460342.2 | 369182 | 0.0353 | 0.0529 | 0.55 | 0.54 | 278.4 | 21.3 | 3.01 | 20.3 | 946.7 | 0.17 | 279.8 | 48.6 | 328.4 | 291.8 | 22.3 | 3.14 | 21.4 | 995.4 | 0.18 | 293.3 | 51.1 | 344.4 | 418.5 | 27.6 | 3.84 | 31.6 | 1560.6 | 0.2 | 420.4 | 78.2 | 498.6 | 401.4 | 10 | 1.15 | 45.6 | 2007.3 | 0.19 | 402 | 105.4 | 507.5 | 30.76 | 0 | 0.22 | 30.98 | 32.52 | 0 | 0.24 | 32.76 | 483402.6 | 114220.5 | 5344.3 | 4249.9 | 0 | 7463.8 | 77674.8 | 0 | 0 | 0 | 139118 | 0 | 159.1 | 3315.4 | 38686.5 | 87943.9 | 827.9 | 4398.5 | 0 | 0 | 109811.2 | 4409.4 | 0 | 71 | 3541.6 | 7724.8
1343 | 56 | Day56 | 22 | Hour22 | 2 | Winter | 2761 | #N/A | Winter | 470174.1 | 2024-02-25 22:00 | 464033.4 | 0 | 213 | 5927.6 | 470174.1 | 447858.9 | 355107.5 | 0.0349 | 0.0515 | 0.55 | 0.55 | 275.7 | 21.1 | 2.98 | 20.2 | 938.9 | 0.17 | 277.2 | 48.2 | 325.4 | 287.7 | 21.9 | 3.1 | 21.2 | 981.8 | 0.18 | 289.2 | 50.5 | 339.6 | 441.3 | 30.1 | 4.2 | 32.4 | 1616.3 | 0.21 | 443.3 | 80.7 | 524 | 354.5 | 8.1 | 0.91 | 40.9 | 1794.3 | 0.17 | 354.9 | 94.5 | 449.4 | 28.65 | 0 | 0.22 | 28.88 | 30.25 | 0 | 0.24 | 30.49 | 470174.1 | 115066.6 | 4388.4 | 4227.3 | 0 | 7463.8 | 74806.4 | 0 | 0 | 0 | 134737.4 | 0 | 159.1 | 3315.4 | 33738.3 | 87743.4 | 820.8 | 3707.2 | 0 | 0 | 110632.7 | 4434 | 0 | 0 | 2709.6 | 5832.4
1344 | 56 | Day56 | 23 | Hour23 | 2 | Winter | 2761 | #N/A | Winter | 452664.9 | 2024-02-25 23:00 | 446461.4 | 0.4 | 366.6 | 5836.5 | 452664.9 | 431156 | 337588.6 | 0.0343 | 0.0496 | 0.56 | 0.56 | 266.4 | 20.2 | 2.86 | 19.8 | 911.8 | 0.17 | 267.8 | 47 | 314.8 | 277.6 | 21 | 2.97 | 20.7 | 952.4 | 0.18 | 279.1 | 49.1 | 328.2 | 451.4 | 29.7 | 4.13 | 34.2 | 1688.3 | 0.21 | 453.4 | 84.5 | 537.9 | 563.7 | 36.1 | 5.02 | 43.8 | 2116.4 | 0.28 | 566.2 | 107 | 673.2 | 27.58 | 0 | 0.28 | 27.86 | 29.08 | 0 | 0.3 | 29.38 | 452664.9 | 115076.3 | 3478.4 | 4222.6 | 0 | 7248.8 | 68974.7 | 0 | 0 | 0 | 127361.8 | 0 | 159.1 | 3315.4 | 30985.9 | 87397.2 | 777.2 | 3667.5 | 0 | 0 | 110649 | 4427.3 | 0 | 0 | 3041.2 | 5049
1345 | 57 | Day57 | 0 | Hour0 | 2 | Winter | 104 | 476686.6 | Winter | 435739.2 | 2024-02-26 | 429583.7 | 11.5 | 329.5 | 5814.5 | 435739.2 | 415084.5 | 321737.2 | 0.0337 | 0.0478 | 0.57 | 0.57 | 258.8 | 19.5 | 2.75 | 19.5 | 892.2 | 0.17 | 260.2 | 46.2 | 306.3 | 269.6 | 20.2 | 2.85 | 20.4 | 931.3 | 0.17 | 271 | 48.2 | 319.2 | 462.6 | 30.9 | 4.29 | 34.6 | 1717.5 | 0.22 | 464.7 | 85.9 | 550.5 | 510.5 | 27.4 | 3.72 | 44.4 | 2093.8 | 0.24 | 512.3 | 106.8 | 619.2 | 27.59 | 0 | 0.14 | 27.73 | 29.02 | 0 | 0.15 | 29.18 | 435739.2 | 114002 | 906.1 | 4177.9 | 0 | 6253.2 | 63623.6 | 0 | 0 | 0 | 121559.2 | 0 | 159.1 | 3315.4 | 29828.5 | 87397.2 | 629.2 | 3887.8 | 0 | 0 | 109580 | 4422 | 0 | 1353.4 | 1495.5 | 4334.9
1346 | 57 | Day57 | 1 | Hour1 | 2 | Winter | 2761 | #N/A | Winter | 422118.4 | 2024-02-26 01:00 | 416223.4 | 55.8 | 153.6 | 5685.7 | 422118.4 | 402343.8 | 309312.1 | 0.0333 | 0.0464 | 0.58 | 0.57 | 255.7 | 19.1 | 2.69 | 19.5 | 887.3 | 0.17 | 257 | 46 | 303 | 265.9 | 19.8 | 2.79 | 20.4 | 924.5 | 0.17 | 267.3 | 48 | 315.2 | 468.4 | 31.2 | 4.33 | 35.1 | 1742.5 | 0.22 | 470.6 | 87.1 | 557.7 | 658.5 | 56.2 | 8.02 | 38.4 | 2038.9 | 0.33 | 662.3 | 99.3 | 761.6 | 27.09 | 0 | 0.27 | 27.37 | 28.45 | 0 | 0.29 | 28.74 | 422118.4 | 112806.4 | 452.9 | 4176.9 | 0 | 4772.9 | 60181.6 | 0 | 0 | 0 | 118524.2 | 0 | 159.1 | 3315.4 | 26729.8 | 87397.2 | 483.3 | 3118.9 | 0 | 0 | 108387.4 | 4418.9 | 0 | 0 | 1241.7 | 4533.5
1347 | 57 | Day57 | 2 | Hour2 | 2 | Winter | 2761 | #N/A | Winter | 413783.7 | 2024-02-26 02:00 | 407813 | 77.5 | 153.6 | 5739.6 | 413783.7 | 394309 | 301117.3 | 0.0331 | 0.0455 | 0.58 | 0.57 | 254.5 | 19 | 2.67 | 19.5 | 884.7 | 0.17 | 255.8 | 45.9 | 301.7 | 264 | 19.7 | 2.77 | 20.3 | 918.7 | 0.17 | 265.3 | 47.7 | 313 | 466.9 | 30.8 | 4.28 | 35.2 | 1744.8 | 0.22 | 469 | 87.3 | 556.3 | 539.3 | 28.8 | 3.91 | 47 | 2218.3 | 0.26 | 541.2 | 113.2 | 654.4 | 26.79 | 0 | 0.14 | 26.93 | 28.11 | 0 | 0.15 | 28.26 | 413783.7 | 112666.4 | 375.4 | 4176.9 | 0 | 4927.1 | 58659.8 | 0 | 0 | 0 | 116224.8 | 0 | 159.1 | 3315.4 | 25049.8 | 87397.2 | 381.5 | 450.5 | 0 | 0 | 108250 | 4416.4 | 0 | 0 | 1262.2 | 4733.6
1348 | 57 | Day57 | 3 | Hour3 | 2 | Winter | 2761 | #N/A | Winter | 410425.1 | 2024-02-26 03:00 | 404396.2 | 68.8 | 211.8 | 5748.4 | 410425.1 | 391030.4 | 297664.6 | 0.033 | 0.0452 | 0.57 | 0.57 | 255.6 | 19 | 2.68 | 19.6 | 889.8 | 0.17 | 256.9 | 46.2 | 303.1 | 265 | 19.7 | 2.77 | 20.4 | 923.2 | 0.17 | 266.3 | 47.9 | 314.2 | 479.1 | 32 | 4.45 | 35.8 | 1778.2 | 0.22 | 481.3 | 88.9 | 570.2 | 475 | 20.3 | 2.65 | 45.8 | 2122.9 | 0.21 | 476.3 | 109.1 | 585.4 | 26.68 | 0 | 0.15 | 26.83 | 27.99 | 0 | 0.15 | 28.15 | 410425.1 | 112760.5 | 0 | 4176.9 | 0 | 4730.9 | 58320.4 | 0 | 0 | 0 | 116258.8 | 0 | 143.1 | 3315.4 | 22991 | 87397.2 | 330.9 | 0 | 0 | 0 | 108352.8 | 4407.7 | 0 | 0 | 110.5 | 4533.5
1349 | 57 | Day57 | 4 | Hour4 | 2 | Winter | 2761 | #N/A | Winter | 412325.7 | 2024-02-26 04:00 | 406110.6 | 40.1 | 392.2 | 5782.8 | 412325.7 | 392648.7 | 299640.7 | 0.0331 | 0.0455 | 0.57 | 0.57 | 259.9 | 19.4 | 2.74 | 19.8 | 902.2 | 0.17 | 261.2 | 46.8 | 308 | 269.6 | 20.1 | 2.83 | 20.6 | 936.5 | 0.17 | 271 | 48.5 | 319.5 | 483.7 | 32.5 | 4.52 | 36 | 1789.6 | 0.23 | 485.9 | 89.4 | 575.3 | 606.9 | 55.1 | 7.88 | 32.1 | 1790.9 | 0.29 | 610.6 | 85.5 | 696.2 | 26.62 | 0 | 0.26 | 26.88 | 27.95 | 0 | 0.27 | 28.22 | 412325.7 | 112685 | 0 | 4176.9 | 0 | 4730.9 | 59927.2 | 0 | 0 | 0 | 117898.1 | 0 | 117.2 | 3315.4 | 21618.6 | 87397.2 | 330.9 | 128.3 | 0 | 0 | 108357.4 | 4327.6 | 0 | 0 | 0 | 4932.2
1350 | 57 | Day57 | 5 | Hour5 | 2 | Winter | 2761 | #N/A | Winter | 419177.5 | 2024-02-26 05:00 | 413082.8 | 0 | 179.2 | 5915.5 | 419177.5 | 399280.2 | 306869.1 | 0.0334 | 0.0463 | 0.56 | 0.56 | 266.4 | 20.1 | 2.82 | 20.1 | 920.4 | 0.17 | 267.8 | 47.6 | 315.4 | 276.2 | 20.8 | 2.92 | 20.9 | 955 | 0.18 | 277.6 | 49.4 | 327 | 486.8 | 33 | 4.6 | 35.9 | 1789.6 | 0.23 | 489 | 89.3 | 578.3 | 451.4 | 16.2 | 2.04 | 46.4 | 2116.9 | 0.2 | 452.4 | 109.5 | 561.9 | 27.03 | 0 | 0.14 | 27.17 | 28.39 | 0 | 0.15 | 28.54 | 419177.5 | 112308.4 | 13.4 | 4176.9 | 0 | 5646.8 | 63068.9 | 0 | 0 | 0 | 121253.8 | 0 | 109.3 | 3315.4 | 21297.3 | 87397.2 | 330.9 | 259.2 | 0 | 0 | 108093.1 | 4215.2 | 0 | 0 | 5.5 | 4533.5
1351 | 57 | Day57 | 6 | Hour6 | 2 | Winter | 2761 | #N/A | Winter | 430867.6 | 2024-02-26 06:00 | 424482.9 | 0 | 102.1 | 6282.7 | 430867.7 | 410135.1 | 314374.9 | 0.0338 | 0.0477 | 0.56 | 0.56 | 268.8 | 20.3 | 2.86 | 20.1 | 926.7 | 0.17 | 270.2 | 47.8 | 318 | 279 | 21.1 | 2.97 | 20.9 | 962.3 | 0.18 | 280.5 | 49.7 | 330.1 | 475.9 | 32.6 | 4.55 | 34.8 | 1738.6 | 0.22 | 478.1 | 86.6 | 564.8 | 510.4 | 26.4 | 3.55 | 45.1 | 2138.3 | 0.23 | 512.1 | 108.9 | 621 | 27.41 | 0 | 0.14 | 27.55 | 28.82 | 0 | 0.15 | 28.97 | 430867.6 | 116492.7 | 612.2 | 4176.9 | 0 | 5334.2 | 65648.2 | 0 | 0 | 2604.5 | 125003.5 | 0 | 95.5 | 3315.4 | 22461.1 | 87397.2 | 330.9 | 0 | 0 | 1482.4 | 108328 | 4077.8 | 0 | 0 | 14.3 | 4479.2
1352 | 57 | Day57 | 7 | Hour7 | 2 | Winter | 2761 | #N/A | Winter | 443621.1 | 2024-02-26 07:00 | 435679.9 | 129.9 | 1499.2 | 6312.1 | 443621.1 | 420818.9 | 302195.4 | 0.0341 | 0.0488 | 0.6 | 0.6 | 239.5 | 17.8 | 2.5 | 18.4 | 834.6 | 0.16 | 240.7 | 43.3 | 284 | 249.3 | 18.5 | 2.61 | 19.1 | 868.9 | 0.16 | 250.6 | 45.1 | 295.6 | 315.9 | 19.8 | 2.74 | 24.8 | 1212.7 | 0.15 | 317.3 | 60.9 | 378.2 | 875.9 | 92.9 | 13.44 | 34.2 | 2163 | 0.43 | 882.4 | 98.8 | 981.2 | 26.88 | 0 | 0.14 | 27.03 | 28.3 | 0 | 0.15 | 28.46 | 443621.1 | 141425.7 | 1234.9 | 4131.7 | 0 | 4509.2 | 58922.4 | 0 | 0 | 8169.5 | 118332.4 | 0 | 95.5 | 3315.4 | 23926 | 87397.2 | 330.9 | 0 | 0 | 22142.4 | 107438.2 | 3675.6 | 2531.9 | 0 | 320.3 | 4738.1
1353 | 57 | Day57 | 8 | Hour8 | 2 | Winter | 2761 | #N/A | Winter | 451805 | 2024-02-26 08:00 | 441742.1 | 666.1 | 3131.4 | 6265.3 | 451805 | 426642.4 | 287053.5 | 0.0342 | 0.0492 | 0.64 | 0.64 | 207.6 | 14.8 | 2.08 | 16.7 | 743.5 | 0.14 | 208.6 | 38.9 | 247.6 | 216.4 | 15.4 | 2.16 | 17.4 | 775.2 | 0.15 | 217.4 | 40.6 | 258 | 139.7 | 7.2 | 0.96 | 12.4 | 586.2 | 0.06 | 140.2 | 29.9 | 170 | 647 | 53.1 | 7.53 | 39.3 | 2088.1 | 0.31 | 650.7 | 101.6 | 752.3 | 25.79 | 0 | 0.2 | 25.99 | 27.2 | 0 | 0.2 | 27.41 | 451805 | 164751.5 | 1084 | 4131.7 | 0 | 4931.1 | 49117.7 | 0 | 0 | 11811.1 | 112043 | 0 | 95.5 | 3315.4 | 24273.6 | 87397.2 | 330.9 | 333.5 | 0 | 51930.8 | 97793.7 | 3215.9 | 7623 | 0 | 308.8 | 4533.5
1354 | 57 | Day57 | 9 | Hour9 | 2 | Winter | 2761 | #N/A | Winter | 460202.8 | 2024-02-26 09:00 | 443393.8 | 862 | 9697.3 | 6249.6 | 460202.7 | 428262 | 273062.7 | 0.0341 | 0.0492 | 0.67 | 0.66 | 189 | 13.1 | 1.82 | 15.8 | 690.8 | 0.13 | 189.9 | 36.4 | 226.3 | 197.4 | 13.7 | 1.91 | 16.4 | 719.7 | 0.13 | 198.3 | 37.9 | 236.2 | 110.8 | 5.3 | 0.71 | 10.2 | 476.4 | 0.05 | 111.1 | 24.4 | 135.5 | 758.3 | 81.5 | 11.8 | 29.5 | 1839.6 | 0.39 | 764 | 84.4 | 848.4 | 22.84 | 0 | 0.27 | 23.12 | 24.01 | 0 | 0.27 | 24.28 | 460202.8 | 187140 | 0 | 4131.7 | 0 | 4375.6 | 43640.2 | 0 | 266.6 | 16307.9 | 109371.1 | 0 | 95.5 | 3315.4 | 20528.2 | 87274.2 | 330.9 | 0 | 0 | 86002.1 | 81769.5 | 2794 | 10686.5 | 213 | 153.4 | 4533.5
1355 | 57 | Day57 | 10 | Hour10 | 2 | Winter | 2761 | #N/A | Winter | 463088 | 2024-02-26 10:00 | 440369.6 | 4067.8 | 11951.8 | 6698.7 | 463087.9 | 425400.7 | 250286.6 | 0.034 | 0.0488 | 0.7 | 0.7 | 163.7 | 11 | 1.53 | 14.1 | 609.1 | 0.12 | 164.4 | 32.3 | 196.8 | 172.8 | 11.6 | 1.62 | 14.9 | 641.2 | 0.12 | 173.6 | 34 | 207.6 | 79.1 | 3.5 | 0.46 | 7.6 | 350.1 | 0.04 | 79.3 | 18 | 97.3 | 264.7 | 5 | 0.5 | 31.3 | 1383.9 | 0.12 | 264.9 | 72.5 | 337.5 | 16.98 | 0 | 0.27 | 17.25 | 18.1 | 0 | 0.27 | 18.37 | 463088 | 212801.3 | 0 | 3802 | 0 | 4375.6 | 36605.7 | 0 | 794.1 | 19575 | 99677.3 | 0 | 95.5 | 3315.4 | 18053.8 | 84030.4 | 330.9 | 0 | 0 | 114512.9 | 75696.9 | 2222.5 | 15114.7 | 213 | 0 | 4533.5
1356 | 57 | Day57 | 11 | Hour11 | 2 | Winter | 2761 | #N/A | Winter | 462507.6 | 2024-02-26 11:00 | 436146.4 | 5390 | 13993.8 | 6977.3 | 462507.6 | 421379.6 | 247792.3 | 0.0339 | 0.0483 | 0.71 | 0.7 | 161.8 | 10.8 | 1.5 | 14.1 | 604.4 | 0.11 | 162.5 | 32.1 | 194.6 | 170.9 | 11.4 | 1.59 | 14.8 | 636.5 | 0.12 | 171.7 | 33.8 | 205.5 | 81.6 | 3.5 | 0.46 | 7.9 | 364.1 | 0.04 | 81.8 | 18.7 | 100.5 | 540.9 | 54.4 | 7.85 | 23.8 | 1428.1 | 0.26 | 544.7 | 66.4 | 611.1 | 16.71 | 0 | 0.29 | 17 | 17.79 | 0 | 0.29 | 18.08 | 462507.6 | 214715.4 | 139.3 | 3740.2 | 0 | 4375.6 | 35791.6 | 0 | 894.9 | 20523.9 | 99363.7 | 0 | 95.5 | 3315.4 | 16609.7 | 84030.4 | 330.9 | 0 | 0 | 119837.6 | 71530.3 | 1928.6 | 18658.2 | 213 | 0 | 4334.9
1357 | 57 | Day57 | 12 | Hour12 | 2 | Winter | 2761 | #N/A | Winter | 457332.6 | 2024-02-26 12:00 | 430973.4 | 4200.4 | 15439.4 | 6719.5 | 457332.6 | 416446.3 | 244711.8 | 0.0337 | 0.0478 | 0.71 | 0.71 | 159.3 | 10.7 | 1.5 | 13.8 | 591 | 0.11 | 160.1 | 31.4 | 191.5 | 167.9 | 11.4 | 1.59 | 14.4 | 620.6 | 0.12 | 168.7 | 33 | 201.7 | 76.5 | 3.4 | 0.45 | 7.3 | 337 | 0.04 | 76.7 | 17.3 | 94 | 371.4 | 26.2 | 3.66 | 26.7 | 1336.1 | 0.18 | 373.2 | 66.6 | 439.7 | 16.56 | 0 | 0.15 | 16.71 | 17.53 | 0 | 0.17 | 17.7 | 457332.6 | 212620.8 | 3.9 | 3757.8 | 0 | 4375.6 | 35506.9 | 0 | 868.7 | 20641.6 | 95030 | 0 | 95.5 | 3315.4 | 18265.3 | 84030.4 | 330.9 | 0 | 0 | 118978.4 | 70516.2 | 1616 | 19740.4 | 213 | 142.3 | 4536.5
1358 | 57 | Day57 | 13 | Hour13 | 2 | Winter | 2761 | #N/A | Winter | 452829 | 2024-02-26 13:00 | 424272 | 5123 | 16956.3 | 6477.6 | 452828.9 | 410062 | 239171.5 | 0.0335 | 0.047 | 0.72 | 0.72 | 154.9 | 10.5 | 1.47 | 13.4 | 571.4 | 0.11 | 155.6 | 30.4 | 186.1 | 162.8 | 11.2 | 1.56 | 13.9 | 596.8 | 0.12 | 163.5 | 31.7 | 195.3 | 69.4 | 3 | 0.39 | 6.7 | 308.4 | 0.03 | 69.6 | 15.9 | 85.4 | 302.8 | 16.8 | 2.28 | 27 | 1235.4 | 0.17 | 303.9 | 63.8 | 367.7 | 15.77 | 0 | 0.17 | 15.94 | 16.52 | 0 | 0.17 | 16.69 | 452829 | 213657.4 | 12.7 | 3766.3 | 0 | 4375.6 | 34632.6 | 0 | 843.3 | 23813.3 | 90068 | 0 | 95.5 | 3315.4 | 18454.9 | 84119.7 | 330.9 | 0 | 0 | 118759.4 | 68870.9 | 1370.5 | 17659.2 | 213 | 226 | 4533.5
1359 | 57 | Day57 | 14 | Hour14 | 2 | Winter | 2761 | #N/A | Winter | 446224.6 | 2024-02-26 14:00 | 417129.2 | 4709.9 | 17998.7 | 6386.8 | 446224.7 | 403252.4 | 235137.8 | 0.0333 | 0.0462 | 0.73 | 0.73 | 153.7 | 10.5 | 1.47 | 13.2 | 564.5 | 0.11 | 154.4 | 30.1 | 184.5 | 160.8 | 11.1 | 1.55 | 13.7 | 587.8 | 0.12 | 161.6 | 31.3 | 192.9 | 74.3 | 3.3 | 0.43 | 7.1 | 329.3 | 0.03 | 74.5 | 16.9 | 91.4 | 214 | 4 | 0.4 | 26.3 | 1121.6 | 0.12 | 214.2 | 59.8 | 274 | 15.55 | 0 | 0.31 | 15.86 | 16.21 | 0 | 0.3 | 16.51 | 446224.6 | 211086.8 | 0 | 3766.3 | 0 | 4375.6 | 34177 | 0 | 830.1 | 23728.9 | 87100.4 | 0 | 95.5 | 3315.4 | 18407.4 | 83569.4 | 330.9 | 0 | 0 | 117445.7 | 67838.2 | 1243.9 | 17457.1 | 213 | 0 | 4895.7
1360 | 57 | Day57 | 15 | Hour15 | 2 | Winter | 2761 | #N/A | Winter | 440973 | 2024-02-26 15:00 | 413897.5 | 3562.6 | 17218.5 | 6294.4 | 440973 | 400172.7 | 236499.2 | 0.0332 | 0.0459 | 0.72 | 0.72 | 156.9 | 10.7 | 1.49 | 13.6 | 578.3 | 0.11 | 157.6 | 30.8 | 188.5 | 164.3 | 11.3 | 1.58 | 14.1 | 602.6 | 0.12 | 165 | 32.1 | 197.1 | 71.7 | 3.1 | 0.41 | 6.9 | 318.2 | 0.03 | 71.9 | 16.4 | 88.3 | 210.7 | 4 | 0.4 | 25.9 | 1104.5 | 0.12 | 211 | 58.9 | 269.8 | 15.67 | 0 | 0.15 | 15.82 | 16.43 | 0 | 0.17 | 16.6 | 440973 | 204473.8 | 0 | 3766.3 | 0 | 4375.6 | 34215.2 | 0 | 850 | 21245.4 | 88608.4 | 0 | 95.5 | 3315.4 | 18395.9 | 83396.1 | 330.9 | 0 | 0 | 114491.4 | 66695.8 | 1191.3 | 16268.5 | 213 | 0.9 | 5251.2
1361 | 57 | Day57 | 16 | Hour16 | 2 | Winter | 2761 | #N/A | Winter | 434211.6 | 2024-02-26 16:00 | 416377 | 3896.9 | 7723.5 | 6214.2 | 434211.6 | 402540.8 | 253569.4 | 0.0332 | 0.0461 | 0.68 | 0.67 | 175.4 | 11.5 | 1.6 | 15.4 | 661.2 | 0.12 | 176.2 | 35.1 | 211.3 | 184.7 | 12.1 | 1.68 | 16.2 | 696 | 0.13 | 185.5 | 37 | 222.5 | 105.9 | 4.4 | 0.58 | 10.3 | 475.9 | 0.05 | 106.2 | 24.5 | 130.7 | 595.3 | 62.1 | 8.98 | 24.2 | 1500.9 | 0.29 | 599.6 | 69 | 668.6 | 17.42 | 0 | 0.14 | 17.55 | 18.59 | 0 | 0.17 | 18.76 | 434211.6 | 180642.2 | 0 | 3766.3 | 0 | 4398.5 | 35642.5 | 0 | 870.1 | 17105.2 | 103238.1 | 0 | 129.7 | 3315.4 | 18246.1 | 84365.5 | 330.9 | 136.5 | 0 | 94855.1 | 66701 | 1110.8 | 13656.1 | 213 | 116.1 | 5331.2
1362 | 57 | Day57 | 17 | Hour17 | 2 | Winter | 2761 | #N/A | Winter | 440895.4 | 2024-02-26 17:00 | 429259.4 | 977.7 | 4151.1 | 6507.1 | 440895.3 | 414814.2 | 288309.6 | 0.0336 | 0.0476 | 0.62 | 0.61 | 224.7 | 16.2 | 2.28 | 17.8 | 796.8 | 0.15 | 225.8 | 41.6 | 267.4 | 235.4 | 17 | 2.38 | 18.7 | 834.8 | 0.16 | 236.6 | 43.6 | 280.1 | 256.2 | 14.8 | 2.02 | 21.3 | 1024.7 | 0.12 | 257.2 | 51.8 | 309 | 648.5 | 66.7 | 9.65 | 27.7 | 1653.3 | 0.33 | 653.1 | 77.1 | 730.1 | 19.68 | 0 | 0.14 | 19.82 | 20.99 | 0 | 0.17 | 21.16 | 440895.4 | 152585.7 | 1.6 | 3842.2 | 0 | 6803.7 | 52981 | 0 | 846 | 13863.7 | 115169.9 | 0 | 159.1 | 3315.4 | 20063.5 | 84851.7 | 754.9 | 366.6 | 0 | 68370.3 | 68433 | 1072.7 | 9171.7 | 310.4 | 426.9 | 6726.6
1363 | 57 | Day57 | 18 | Hour18 | 2 | Winter | 2761 | #N/A | Winter | 460174.5 | 2024-02-26 18:00 | 450710 | 0 | 3408.2 | 6056.2 | 460174.5 | 435201.1 | 333794.5 | 0.0344 | 0.05 | 0.55 | 0.55 | 276.7 | 21.1 | 2.98 | 20.4 | 943.4 | 0.17 | 278.1 | 48.6 | 326.7 | 289.4 | 22 | 3.11 | 21.4 | 987.9 | 0.18 | 290.9 | 50.9 | 341.7 | 387.2 | 27 | 3.77 | 27.9 | 1398 | 0.18 | 389 | 69.6 | 458.7 | 720.5 | 58.3 | 8.27 | 44.8 | 2339 | 0.35 | 724.5 | 114.6 | 839 | 30.07 | 0 | 0.28 | 30.35 | 31.71 | 0 | 0.29 | 32.01 | 460174.5 | 126380 | 986.5 | 4242.6 | 0 | 6908.3 | 73134 | 0 | 672.8 | 7661.2 | 132533.7 | 0 | 159.1 | 3315.4 | 22335.1 | 88396.1 | 907 | 876.5 | 0 | 40074.8 | 77052.2 | 919 | 6942.9 | 841.6 | 3565.6 | 6726.6
1364 | 57 | Day57 | 19 | Hour19 | 2 | Winter | 2761 | #N/A | Winter | 472007.2 | 2024-02-26 19:00 | 467462 | 0 | 0 | 4545.2 | 472007.2 | 451116.7 | 372672.6 | 0.035 | 0.0518 | 0.53 | 0.52 | 290.5 | 21.9 | 3.09 | 21.5 | 997.5 | 0.18 | 292 | 51.2 | 343.2 | 305.7 | 22.9 | 3.23 | 22.8 | 1055.4 | 0.19 | 307.2 | 54.3 | 361.6 | 425.4 | 28 | 3.89 | 32.2 | 1588.9 | 0.2 | 427.3 | 79.6 | 506.9 | 459.4 | 12 | 1.4 | 51.4 | 2281.4 | 0.21 | 460.1 | 119.5 | 579.6 | 35.35 | 0 | 0.23 | 35.59 | 37.29 | 0 | 0.25 | 37.54 | 472007.2 | 99334.6 | 5138.5 | 4242.6 | 0 | 8374.7 | 77523.8 | 0 | 179.5 | 1727.3 | 145083.7 | 0 | 159.1 | 3315.4 | 33540.6 | 88396.1 | 986.2 | 5911.9 | 0 | 6578.6 | 90120.3 | 728.8 | 3425.8 | 1216.4 | 3676.2 | 6929.8
1365 | 57 | Day57 | 20 | Hour20 | 2 | Winter | 2761 | #N/A | Winter | 476686.6 | 2024-02-26 20:00 | 471412.4 | 0 | 0 | 5274.1 | 476686.5 | 454884.3 | 378112.3 | 0.0351 | 0.0522 | 0.53 | 0.52 | 288.3 | 21.8 | 3.08 | 21.3 | 989.1 | 0.18 | 289.8 | 50.8 | 340.6 | 302.7 | 22.7 | 3.21 | 22.5 | 1043 | 0.19 | 304.2 | 53.6 | 357.9 | 431.1 | 28.2 | 3.91 | 32.8 | 1616.3 | 0.2 | 433 | 81 | 514 | 557.3 | 27.8 | 3.73 | 50.4 | 2352.4 | 0.26 | 559.2 | 120.5 | 679.7 | 33.13 | 0 | 0.17 | 33.29 | 34.96 | 0 | 0.18 | 35.14 | 476686.6 | 98574.2 | 7574.6 | 4242.6 | 0 | 8374.7 | 77772.8 | 0 | 0 | 1.4 | 145052.4 | 0 | 159.1 | 3315.4 | 37616.4 | 88396.1 | 970.5 | 4637.6 | 0 | 0.8 | 97968.4 | 603.6 | 296.7 | 89.6 | 2447.9 | 7328.5
1366 | 57 | Day57 | 21 | Hour21 | 2 | Winter | 2761 | #N/A | Winter | 470727.9 | 2024-02-26 21:00 | 465164.7 | 0 | 0 | 5563.2 | 470727.9 | 448937.6 | 368326.8 | 0.0349 | 0.0516 | 0.54 | 0.54 | 279.2 | 20.9 | 2.95 | 20.9 | 964.1 | 0.17 | 280.6 | 49.7 | 330.3 | 291.3 | 21.7 | 3.06 | 21.9 | 1008 | 0.18 | 292.8 | 52 | 344.7 | 466.2 | 32.6 | 4.55 | 33.5 | 1683.1 | 0.22 | 468.4 | 83.7 | 552.1 | 1051.5 | 103.8 | 14.95 | 48.3 | 2826.5 | 0.52 | 1058.7 | 132.7 | 1191.4 | 30.93 | 0 | 0.15 | 31.08 | 32.63 | 0 | 0.16 | 32.79 | 470727.9 | 102401 | 4247 | 4242.6 | 0 | 7463.8 | 73448.8 | 0 | 0 | 0 | 141328.2 | 0 | 159.1 | 3315.4 | 40501.6 | 88396.1 | 988.4 | 4235.8 | 0 | 0 | 101926.9 | 474.2 | 0.1 | 0 | 1171.3 | 7328.5
1367 | 57 | Day57 | 22 | Hour22 | 2 | Winter | 2761 | #N/A | Winter | 453300.6 | 2024-02-26 22:00 | 447822 | 0 | 0 | 5478.7 | 453300.7 | 432430.8 | 348961.1 | 0.0344 | 0.0498 | 0.57 | 0.56 | 259 | 18.9 | 2.66 | 20 | 908.8 | 0.17 | 260.3 | 47.1 | 307.4 | 270.6 | 19.7 | 2.77 | 21 | 951.4 | 0.17 | 271.9 | 49.4 | 321.3 | 473.2 | 31.7 | 4.42 | 35.2 | 1751.4 | 0.22 | 475.3 | 87.5 | 562.8 | 538.8 | 25.6 | 3.41 | 49.9 | 2314.9 | 0.25 | 540.5 | 118.9 | 659.4 | 29.39 | 0 | 0.15 | 29.54 | 30.96 | 0 | 0.16 | 31.12 | 453300.6 | 104339.6 | 4674.7 | 4242.6 | 0 | 7359.2 | 63676.8 | 0 | 0 | 0 | 131930.6 | 0 | 159.1 | 3315.4 | 40030.3 | 88396.1 | 988.4 | 4187.8 | 0 | 0 | 103970.4 | 369.1 | 0 | 0 | 623.5 | 7171.8
1368 | 57 | Day57 | 23 | Hour23 | 2 | Winter | 2761 | #N/A | Winter | 431822.2 | 2024-02-26 23:00 | 426253.1 | 0 | 162.3 | 5406.7 | 431822.2 | 411880.3 | 327856.4 | 0.0337 | 0.0476 | 0.58 | 0.58 | 244.3 | 17.3 | 2.43 | 19.6 | 874.7 | 0.16 | 245.5 | 45.7 | 291.2 | 254.9 | 18 | 2.53 | 20.5 | 914.5 | 0.17 | 256.1 | 47.8 | 303.9 | 505.3 | 36.9 | 5.17 | 34.9 | 1776.3 | 0.24 | 507.8 | 87.9 | 595.7 | 736 | 72.7 | 10.48 | 34.5 | 1974.7 | 0.38 | 741.1 | 93.4 | 834.5 | 27.57 | 0 | 0.29 | 27.86 | 29 | 0 | 0.31 | 29.31 | 431822.2 | 103965.7 | 3095.6 | 4239.7 | 0 | 7359.2 | 54843.3 | 0 | 0 | 0 | 125017.7 | 0 | 159.1 | 3315.4 | 37448.6 | 87603.2 | 886.9 | 3887.8 | 0 | 0 | 103658.4 | 307.3 | 0 | 0 | 295.9 | 6432.4
1369 | 58 | Day58 | 0 | Hour0 | 2 | Winter | 76 | 499807.3 | Winter | 412023 | 2024-02-27 | 405728 | 474.8 | 396.3 | 5423.9 | 412023 | 392285.5 | 309038.7 | 0.0331 | 0.0454 | 0.59 | 0.59 | 231.5 | 15.9 | 2.23 | 19.2 | 845.5 | 0.16 | 232.6 | 44.4 | 277 | 241 | 16.5 | 2.31 | 20 | 881.3 | 0.16 | 242.1 | 46.3 | 288.4 | 480.8 | 33.1 | 4.61 | 35.1 | 1753.6 | 0.23 | 483 | 87.4 | 570.4 | 501.2 | 25.7 | 3.47 | 44.6 | 2092.7 | 0.24 | 502.9 | 107.1 | 610 | 24.07 | 0 | 0.29 | 24.36 | 25.33 | 0 | 0.31 | 25.64 | 412023 | 102984.4 | 451.3 | 4186.2 | 0 | 7359.2 | 47513.6 | 0 | 0 | 0 | 118898.3 | 0 | 159.1 | 3315.4 | 37149.3 | 87397.2 | 684.1 | 1924.9 | 0 | 0 | 102680.8 | 303.6 | 0 | 907 | 1854.5 | 5846.7
1370 | 58 | Day58 | 1 | Hour1 | 2 | Winter | 2761 | #N/A | Winter | 400459.5 | 2024-02-27 01:00 | 390536.1 | 3939.2 | 638.4 | 5345.8 | 400459.5 | 377769.2 | 298775.5 | 0.0327 | 0.0437 | 0.59 | 0.59 | 233.7 | 16.1 | 2.24 | 19.4 | 855.3 | 0.16 | 234.8 | 45 | 279.8 | 243.5 | 16.7 | 2.34 | 20.3 | 891.6 | 0.16 | 244.7 | 46.9 | 291.5 | 480 | 32.5 | 4.53 | 35.5 | 1767 | 0.22 | 482.2 | 88.2 | 570.4 | 699.7 | 65.6 | 9.41 | 35.9 | 2002.3 | 0.35 | 704.3 | 95.6 | 799.9 | 23.73 | 0 | 0.29 | 24.02 | 24.97 | 0 | 0.3 | 25.27 | 400459.5 | 101684 | 447.6 | 4185.1 | 0 | 6486.9 | 46567.8 | 0 | 0 | 0 | 117251.8 | 0 | 132.8 | 3315.4 | 31314.9 | 87084.6 | 544.9 | 1443.6 | 0 | 0 | 101315.3 | 368.7 | 0 | 1297.2 | 0 | 5646.8
1371 | 58 | Day58 | 2 | Hour2 | 2 | Winter | 2761 | #N/A | Winter | 393278.5 | 2024-02-27 02:00 | 382305.6 | 5009.9 | 759.6 | 5203.4 | 393278.5 | 369894.6 | 291968.6 | 0.0325 | 0.0428 | 0.58 | 0.58 | 236 | 16.2 | 2.26 | 19.7 | 864.2 | 0.16 | 237.1 | 45.4 | 282.5 | 245.9 | 16.9 | 2.36 | 20.5 | 900.4 | 0.17 | 247.1 | 47.3 | 294.4 | 487.2 | 32.9 | 4.58 | 36.1 | 1796.8 | 0.23 | 489.4 | 89.7 | 579.1 | 683.3 | 62.5 | 8.94 | 36.4 | 2004.5 | 0.34 | 687.6 | 96.3 | 783.8 | 23.52 | 0 | 0.29 | 23.81 | 24.72 | 0 | 0.29 | 25.01 | 393278.5 | 101309.9 | 0 | 4185.1 | 0 | 6413.3 | 46096.5 | 0 | 0 | 0 | 116501.3 | 0 | 95.5 | 3315.4 | 26831.5 | 87246.4 | 544.9 | 738.7 | 0 | 0 | 100861.4 | 448.5 | 0 | 0 | 0 | 5685.1
1372 | 58 | Day58 | 3 | Hour3 | 2 | Winter | 2761 | #N/A | Winter | 389395.8 | 2024-02-27 03:00 | 381084 | 2449.2 | 759.6 | 5103 | 389395.8 | 368719.8 | 290102 | 0.0324 | 0.0427 | 0.58 | 0.58 | 239.2 | 16.5 | 2.3 | 19.9 | 873.7 | 0.16 | 240.4 | 45.9 | 286.3 | 248.5 | 17.1 | 2.39 | 20.6 | 908.1 | 0.17 | 249.7 | 47.8 | 297.4 | 490.8 | 33 | 4.6 | 36.4 | 1813.9 | 0.23 | 493.1 | 90.6 | 583.6 | 712.4 | 67.5 | 9.69 | 36.3 | 2015.8 | 0.37 | 717 | 96.5 | 813.5 | 24.04 | 0 | 0.29 | 24.34 | 25.21 | 0 | 0.29 | 25.5 | 389395.8 | 99293.8 | 0 | 4185.1 | 0 | 6169.5 | 46567.8 | 0 | 0 | 0 | 116215.4 | 0 | 95.5 | 3315.4 | 25091 | 87850.4 | 544.9 | 67.1 | 0 | 0 | 98740.2 | 553.6 | 0 | 464.4 | 45 | 5288.3
1373 | 58 | Day58 | 4 | Hour4 | 2 | Winter | 2761 | #N/A | Winter | 395528 | 2024-02-27 04:00 | 390157 | 26.4 | 213 | 5131.6 | 395528 | 377392 | 299728.5 | 0.0327 | 0.0437 | 0.56 | 0.56 | 253.8 | 18 | 2.52 | 20.4 | 910.8 | 0.17 | 255.1 | 47.6 | 302.7 | 263 | 18.6 | 2.61 | 21.2 | 944.4 | 0.17 | 264.3 | 49.4 | 313.7 | 509.1 | 36 | 5.04 | 36.2 | 1824.7 | 0.24 | 511.5 | 90.6 | 602.2 | 847.1 | 85.4 | 12.32 | 37.2 | 2231.3 | 0.41 | 853 | 103.8 | 956.8 | 26.6 | 0 | 0.27 | 26.86 | 27.86 | 0 | 0.28 | 28.14 | 395528 | 95799.5 | 0 | 4189.6 | 0 | 6505.3 | 52234.7 | 0 | 0 | 0 | 120053.1 | 0 | 95.5 | 3315.4 | 24539.6 | 88074.6 | 544.9 | 175.9 | 0 | 0 | 95118.7 | 680.8 | 0 | 155.4 | 312.6 | 5429.8
1374 | 58 | Day58 | 5 | Hour5 | 2 | Winter | 2761 | #N/A | Winter | 419209.7 | 2024-02-27 05:00 | 413541.9 | 4.9 | 213 | 5449.9 | 419209.7 | 399684.6 | 327328 | 0.0335 | 0.0465 | 0.53 | 0.53 | 285.4 | 21.3 | 3 | 21.6 | 990.8 | 0.18 | 286.9 | 51.2 | 338 | 295.8 | 22 | 3.1 | 22.4 | 1027.4 | 0.19 | 297.3 | 53.1 | 350.4 | 501.3 | 34.6 | 4.82 | 36.5 | 1825.9 | 0.23 | 503.7 | 90.9 | 594.6 | 927.2 | 96.5 | 13.94 | 38 | 2347.8 | 0.46 | 933.9 | 108.1 | 1042 | 27.88 | 0 | 0.25 | 28.13 | 29.28 | 0 | 0.27 | 29.55 | 419209.7 | 91881.6 | 8.9 | 4189.6 | 0 | 7459.8 | 66770.9 | 0 | 0 | 0 | 131167.3 | 0 | 95.5 | 3315.4 | 25648.4 | 88084.8 | 544.9 | 42.6 | 0 | 0 | 90997.1 | 884.5 | 0 | 0 | 0 | 7323.9
1375 | 58 | Day58 | 6 | Hour6 | 2 | Winter | 2761 | #N/A | Winter | 450103.6 | 2024-02-27 06:00 | 444371.7 | 0 | 213 | 5519 | 450103.6 | 429004.3 | 357536.4 | 0.0346 | 0.0501 | 0.5 | 0.5 | 307.7 | 23.5 | 3.31 | 22.5 | 1051.7 | 0.19 | 309.3 | 53.9 | 363.1 | 319.1 | 24.3 | 3.43 | 23.3 | 1091.7 | 0.2 | 320.8 | 55.9 | 376.7 | 452.1 | 30.4 | 4.24 | 33.6 | 1668.6 | 0.21 | 454.2 | 83.4 | 537.6 | 524 | 24.8 | 3.29 | 48.5 | 2269.2 | 0.24 | 525.7 | 116.2 | 641.9 | 29.51 | 0 | 0.25 | 29.76 | 31.11 | 0 | 0.26 | 31.38 | 450103.6 | 92567.2 | 167.9 | 4189.6 | 0 | 8374.7 | 79569.8 | 0 | 0 | 2436.8 | 145122.6 | 0 | 95.5 | 3315.4 | 27889.8 | 88162.6 | 544.9 | 103.7 | 0 | 1427.3 | 87528.1 | 1175 | 0 | 0 | 1325.8 | 6999.1
1376 | 58 | Day58 | 7 | Hour7 | 2 | Winter | 2761 | #N/A | Winter | 473594 | 2024-02-27 07:00 | 468925.6 | 0 | 0 | 4668.4 | 473594 | 452392.7 | 360871.3 | 0.0353 | 0.0525 | 0.52 | 0.52 | 290.4 | 21.9 | 3.09 | 21.4 | 999.1 | 0.18 | 291.9 | 51.2 | 343.2 | 302 | 22.8 | 3.21 | 22.3 | 1039.2 | 0.19 | 303.5 | 53.3 | 356.8 | 357.6 | 21.4 | 2.94 | 29 | 1404.9 | 0.17 | 359 | 70.9 | 429.9 | 452.5 | 9.7 | 1.03 | 52.4 | 2328 | 0.2 | 453.1 | 121.9 | 575 | 29.34 | 0 | 0.26 | 29.6 | 30.98 | 0 | 0.27 | 31.25 | 473594 | 112722.7 | 1580.8 | 4194.3 | 0 | 8374.7 | 78320.6 | 0 | 0 | 7238.6 | 146498.2 | 0 | 95.5 | 3315.4 | 29171.7 | 88396.1 | 544.9 | 379 | 0 | 21064.8 | 82941.7 | 1477.6 | 2363.8 | 0 | 426.2 | 8116.6
1377 | 58 | Day58 | 8 | Hour8 | 2 | Winter | 2761 | #N/A | Winter | 484279.8 | 2024-02-27 08:00 | 479818 | 0 | 0 | 4461.9 | 484279.9 | 462780.7 | 353012.2 | 0.0355 | 0.0534 | 0.56 | 0.56 | 266.8 | 20.2 | 2.85 | 19.7 | 916 | 0.17 | 268.2 | 47.1 | 315.2 | 277.4 | 21 | 2.96 | 20.5 | 952.7 | 0.17 | 278.8 | 49 | 327.8 | 175.3 | 7.4 | 0.96 | 17 | 787.3 | 0.08 | 175.8 | 40.5 | 216.3 | 457.4 | 10.4 | 1.14 | 52.4 | 2333.6 | 0.2 | 458 | 122 | 580.1 | 28.44 | 0 | 0.27 | 28.7 | 30.05 | 0 | 0.28 | 30.33 | 484279.8 | 131267.7 | 1368 | 4198.3 | 0 | 8374.7 | 73889.7 | 0 | 0 | 9866 | 137126.7 | 0 | 95.5 | 3315.4 | 35017.9 | 88396.1 | 544.9 | 685 | 0 | 46262.6 | 73270 | 1869.1 | 6790.9 | 178.6 | 29.3 | 7860.9
1378 | 58 | Day58 | 9 | Hour9 | 2 | Winter | 2761 | #N/A | Winter | 488418.8 | 2024-02-27 09:00 | 484480.1 | 61.1 | 0 | 3877.6 | 488418.9 | 467207 | 350151.7 | 0.0356 | 0.0538 | 0.56 | 0.56 | 265 | 19.9 | 2.81 | 19.7 | 914.7 | 0.16 | 266.4 | 47 | 313.4 | 275.1 | 20.7 | 2.91 | 20.5 | 949.6 | 0.17 | 276.5 | 48.8 | 325.3 | 132.7 | 5.2 | 0.66 | 13.2 | 608.7 | 0.06 | 133 | 31.4 | 164.4 | 814 | 83.3 | 12.02 | 34.6 | 2106.6 | 0.4 | 819.8 | 97.5 | 917.2 | 28.78 | 0 | 0.27 | 29.06 | 30.42 | 0 | 0.29 | 30.71 | 488418.8 | 138267.1 | 361 | 4198.3 | 0 | 8202.7 | 73254.4 | 0 | 164 | 11781 | 139503.6 | 0 | 95.5 | 3315.4 | 32115.9 | 88396.1 | 544.9 | 164 | 0 | 67588.2 | 56526.1 | 2207.9 | 9019.8 | 0 | 1191.3 | 7577.2
1379 | 58 | Day58 | 10 | Hour10 | 2 | Winter | 2761 | #N/A | Winter | 490106.5 | 2024-02-27 10:00 | 485975.2 | 9.4 | 0 | 4121.9 | 490106.5 | 468617.8 | 338971 | 0.0357 | 0.054 | 0.58 | 0.58 | 256.3 | 19.3 | 2.71 | 19.2 | 885.1 | 0.16 | 257.7 | 45.6 | 303.2 | 266.2 | 20 | 2.82 | 19.9 | 918.9 | 0.17 | 267.5 | 47.3 | 314.9 | 111.2 | 4.4 | 0.57 | 11.1 | 508.5 | 0.05 | 111.5 | 26.2 | 137.8 | 531.8 | 26.8 | 3.58 | 47.7 | 2251.4 | 0.24 | 533.6 | 114.8 | 648.4 | 28.32 | 30.36 | 0.28 | 58.96 | 29.94 | 32.44 | 0.3 | 62.68 | 490106.5 | 151135.6 | 5.1 | 4198.3 | 0 | 8174.5 | 71084.3 | 0 | 459.3 | 14651.4 | 135773.9 | 0 | 95.5 | 3315.4 | 26986.7 | 88396.1 | 544.9 | 396.3 | 0 | 86761.6 | 46711.5 | 2551.8 | 10776.4 | 153.6 | 1150.1 | 6847.4
1380 | 58 | Day58 | 11 | Hour11 | 2 | Winter | 2761 | #N/A | Winter | 488987.4 | 2024-02-27 11:00 | 482506.6 | 2236.3 | 0 | 4244.5 | 488987.4 | 465357.3 | 329503.1 | 0.0355 | 0.0535 | 0.59 | 0.59 | 247.5 | 18.5 | 2.6 | 18.7 | 858 | 0.16 | 248.7 | 44.3 | 293 | 257.6 | 19.3 | 2.71 | 19.4 | 892.6 | 0.16 | 258.9 | 46.1 | 305 | 103.8 | 4.1 | 0.53 | 10.3 | 473.1 | 0.05 | 104 | 24.4 | 128.4 | 858.9 | 87.6 | 12.64 | 36.7 | 2231.4 | 0.42 | 865 | 103.3 | 968.3 | 27.9 | 0 | 0.28 | 28.18 | 29.49 | 0 | 0.3 | 29.79 | 488987.4 | 159484.2 | 0 | 4198.3 | 0 | 7625.4 | 67842.6 | 0 | 552.7 | 15645.4 | 132326.9 | 0 | 95.5 | 3315.4 | 24762.6 | 88396.1 | 544.9 | 395.6 | 0 | 96093.7 | 44067.4 | 3125 | 13656.3 | 153.6 | 481.6 | 5826.7
1381 | 58 | Day58 | 12 | Hour12 | 2 | Winter | 2761 | #N/A | Winter | 483027.7 | 2024-02-27 12:00 | 477267 | 1344.4 | 0 | 4416.3 | 483027.7 | 460411.7 | 324755.7 | 0.0353 | 0.0529 | 0.59 | 0.59 | 246.6 | 18.3 | 2.58 | 18.7 | 858.3 | 0.16 | 247.8 | 44.3 | 292.2 | 256.3 | 19.1 | 2.68 | 19.5 | 892 | 0.16 | 257.6 | 46.1 | 303.7 | 106.2 | 4.4 | 0.57 | 10.4 | 478.4 | 0.05 | 106.5 | 24.6 | 131.1 | 584.4 | 37.3 | 5.16 | 45.2 | 2223.8 | 0.27 | 586.9 | 111.5 | 698.5 | 27.81 | 0 | 0.29 | 28.1 | 29.38 | 0 | 0.3 | 29.68 | 483027.7 | 158272 | 0 | 4198.3 | 0 | 6945.5 | 66204.7 | 0 | 599.6 | 15628.7 | 131617.7 | 0 | 95.5 | 3315.4 | 23118.6 | 88396.1 | 544.9 | 319 | 0 | 95354.7 | 43207.1 | 3481.9 | 14612.4 | 281.7 | 46.5 | 6749.7
1382 | 58 | Day58 | 13 | Hour13 | 2 | Winter | 2761 | #N/A | Winter | 480866.2 | 2024-02-27 13:00 | 471885.9 | 4122.9 | 0 | 4857.4 | 480866.2 | 455322.9 | 316880.5 | 0.0351 | 0.0523 | 0.6 | 0.6 | 239.8 | 17.7 | 2.5 | 18.4 | 837.3 | 0.15 | 241.1 | 43.3 | 284.4 | 250.3 | 18.6 | 2.61 | 19.1 | 872.9 | 0.16 | 251.6 | 45.2 | 296.7 | 100.2 | 4.6 | 0.61 | 9.4 | 437.3 | 0.05 | 100.6 | 22.4 | 123 | 811 | 82.5 | 11.9 | 34.9 | 2114.2 | 0.4 | 816.7 | 98 | 914.7 | 27.51 | 0 | 0.29 | 27.8 | 29.05 | 0 | 0.3 | 29.35 | 480866.2 | 163985.7 | 5.8 | 4198.3 | 0 | 6769.5 | 63634.2 | 0 | 588.6 | 16849.8 | 128274.5 | 0 | 95.5 | 3315.4 | 21279.8 | 88396.1 | 544.9 | 366.6 | 0 | 99134.8 | 43683.3 | 3729.2 | 12835.7 | 339.9 | 232.7 | 7207.5
1383 | 58 | Day58 | 14 | Hour14 | 2 | Winter | 2761 | #N/A | Winter | 476089.7 | 2024-02-27 14:00 | 466329 | 4972.9 | 0 | 4787.8 | 476089.7 | 450062.8 | 312383.8 | 0.0349 | 0.0516 | 0.6 | 0.6 | 235.3 | 17.2 | 2.42 | 18.3 | 828.2 | 0.15 | 236.4 | 43 | 279.4 | 245.8 | 18 | 2.53 | 19 | 864.2 | 0.16 | 247 | 44.8 | 291.9 | 96.9 | 4.5 | 0.6 | 9 | 421.1 | 0.04 | 97.2 | 21.6 | 118.8 | 490.6 | 23.3 | 3.09 | 45.2 | 2120.2 | 0.22 | 492.1 | 108.4 | 600.6 | 27.26 | 0 | 0.29 | 27.55 | 28.79 | 0 | 0.3 | 29.09 | 476089.7 | 163705.9 | 0 | 4198.3 | 0 | 6223 | 60796.6 | 0 | 544.4 | 16873.5 | 127306.7 | 0 | 95.5 | 3315.4 | 21140.8 | 88396.1 | 544.9 | 366.6 | 0 | 99331.2 | 42848.5 | 4108.3 | 12447.2 | 261.7 | 0 | 8310.6
1384 | 58 | Day58 | 15 | Hour15 | 2 | Winter | 2761 | #N/A | Winter | 472611.1 | 2024-02-27 15:00 | 462534 | 5214.3 | 0 | 4862.8 | 472611.1 | 446471.1 | 316935.6 | 0.0347 | 0.0512 | 0.6 | 0.59 | 240.6 | 17.6 | 2.48 | 18.6 | 845.2 | 0.15 | 241.8 | 43.8 | 285.6 | 251.5 | 18.5 | 2.6 | 19.4 | 882.8 | 0.16 | 252.8 | 45.8 | 298.6 | 101.2 | 4.7 | 0.62 | 9.4 | 441.4 | 0.05 | 101.5 | 22.6 | 124.1 | 820 | 77.5 | 11.13 | 40.6 | 2322.9 | 0.4 | 825.4 | 109.9 | 935.3 | 27.39 | 0 | 0.29 | 27.67 | 28.92 | 0 | 0.3 | 29.23 | 472611.1 | 155675.5 | 0 | 4198.3 | 0 | 8157.6 | 62008.3 | 0 | 545.4 | 14952.7 | 128632.4 | 0 | 95.5 | 3315.4 | 21254 | 88396.1 | 544.9 | 333.2 | 0 | 92564.5 | 43421.6 | 4191.3 | 11318.4 | 274.2 | 0 | 8268.4
1385 | 58 | Day58 | 16 | Hour16 | 2 | Winter | 2761 | #N/A | Winter | 471519.4 | 2024-02-27 16:00 | 462698.8 | 4068.5 | 0 | 4752.2 | 471519.4 | 446634.5 | 333946.7 | 0.0347 | 0.0511 | 0.56 | 0.56 | 265 | 19.7 | 2.78 | 20 | 920 | 0.17 | 266.3 | 47.5 | 313.8 | 276.6 | 20.6 | 2.9 | 20.9 | 959.6 | 0.17 | 278 | 49.5 | 327.5 | 123.7 | 5.7 | 0.75 | 11.6 | 540.1 | 0.06 | 124 | 27.7 | 151.8 | 581.2 | 35 | 4.82 | 47 | 2265.3 | 0.28 | 583.6 | 114.6 | 698.2 | 28.11 | 0 | 0.29 | 28.4 | 29.69 | 0 | 0.3 | 29.99 | 471519.4 | 137572.7 | 0 | 4257.5 | 0 | 8174.5 | 69696.7 | 0 | 551.9 | 11902.6 | 136505.3 | 0 | 159.1 | 3315.4 | 22345.6 | 88396.1 | 704.3 | 392.2 | 0 | 76175.9 | 44724.8 | 4217.4 | 9591.8 | 257.1 | 0 | 8310.6
1386 | 58 | Day58 | 17 | Hour17 | 2 | Winter | 2761 | #N/A | Winter | 477410.6 | 2024-02-27 17:00 | 472597.8 | 126.8 | 0 | 4686 | 477410.6 | 456020.8 | 367053.2 | 0.0351 | 0.0522 | 0.52 | 0.51 | 293.4 | 21.8 | 3.06 | 22 | 1021 | 0.18 | 294.9 | 52.5 | 347.3 | 306.3 | 22.7 | 3.19 | 23 | 1067.6 | 0.19 | 307.9 | 54.9 | 362.8 | 316.1 | 21.6 | 3.01 | 23.2 | 1156 | 0.15 | 317.6 | 57.7 | 375.3 | 632.2 | 42.3 | 5.9 | 47.3 | 2329.5 | 0.3 | 635.1 | 116.8 | 751.9 | 30.4 | 0 | 0.28 | 30.68 | 32.12 | 0 | 0.3 | 32.42 | 477410.6 | 110357.4 | 228.1 | 4257.5 | 0 | 8174.5 | 77435.6 | 0 | 518.5 | 10136.2 | 153056.1 | 0 | 159.1 | 3315.4 | 26808.3 | 88396.1 | 804.2 | 4418.1 | 0 | 50270.9 | 45235.7 | 4196.1 | 6245.4 | 886.7 | 567.6 | 8315.2
1387 | 58 | Day58 | 18 | Hour18 | 2 | Winter | 2761 | #N/A | Winter | 491961 | 2024-02-27 18:00 | 488019.2 | 0 | 0 | 3941.9 | 491961.1 | 470618.7 | 402762.1 | 0.0357 | 0.054 | 0.49 | 0.48 | 308.2 | 22.6 | 3.18 | 23.2 | 1077.8 | 0.19 | 309.8 | 55.4 | 365.2 | 325 | 23.7 | 3.33 | 24.7 | 1141.6 | 0.2 | 326.7 | 58.8 | 385.5 | 421.6 | 25 | 3.48 | 34.9 | 1620.6 | 0.23 | 423.3 | 83.3 | 506.6 | 505.5 | 16.6 | 2.06 | 53.5 | 2405.5 | 0.23 | 506.5 | 125.2 | 631.8 | 33.29 | 0 | 0.28 | 33.58 | 35.21 | 0 | 0.3 | 35.51 | 491961 | 89198.9 | 2771.6 | 4257.5 | 0 | 8374.7 | 82416.5 | 0 | 304.2 | 3532.1 | 163615.3 | 0 | 2563.9 | 3315.4 | 35864.5 | 88396.1 | 1604.7 | 9582 | 0 | 27123.5 | 53913.9 | 4325.2 | 4566 | 4727.3 | 4130.3 | 7742.8
1388 | 58 | Day58 | 19 | Hour19 | 2 | Winter | 2761 | #N/A | Winter | 499807.3 | 2024-02-27 19:00 | 496240 | 0 | 0 | 3567.3 | 499807.3 | 478408.5 | 426552.9 | 0.0359 | 0.0548 | 0.49 | 0.47 | 310.6 | 22.5 | 3.16 | 23.6 | 1092.7 | 0.19 | 312.1 | 56.2 | 368.4 | 330.8 | 23.8 | 3.35 | 25.3 | 1167.9 | 0.2 | 332.4 | 60.2 | 392.6 | 449.6 | 26.2 | 3.65 | 37.8 | 1731.5 | 0.25 | 451.4 | 89.5 | 540.9 | 633.8 | 12.1 | 1.23 | 74.9 | 3295.4 | 0.29 | 634.5 | 173.2 | 807.8 | 36.19 | 0 | 0.29 | 36.48 | 38.29 | 0 | 0.31 | 38.6 | 499807.3 | 73254.4 | 5285.6 | 4257.5 | 0 | 8374.7 | 83078.3 | 0 | 70.7 | 1131.4 | 167805.5 | 0 | 4110.6 | 3315.4 | 45221.3 | 88396.1 | 1935.5 | 14772.3 | 0 | 3385.8 | 64289.1 | 4377.4 | 1178.4 | 5642.1 | 4656.5 | 8315.2
1389 | 58 | Day58 | 20 | Hour20 | 2 | Winter | 2761 | #N/A | Winter | 496922.2 | 2024-02-27 20:00 | 493070.4 | 0 | 0 | 3851.7 | 496922.2 | 475409.4 | 420981.1 | 0.0358 | 0.0545 | 0.5 | 0.49 | 304 | 22.4 | 3.16 | 22.7 | 1060.4 | 0.18 | 305.5 | 54.4 | 359.9 | 321.7 | 23.6 | 3.32 | 24.3 | 1126.7 | 0.2 | 323.3 | 57.9 | 381.2 | 432.3 | 26.1 | 3.6 | 35 | 1676.2 | 0.21 | 434.1 | 85 | 519.1 | 451.6 | 8.6 | 0.89 | 53.4 | 2343.2 | 0.21 | 452.1 | 123.3 | 575.4 | 32.42 | 0 | 0.29 | 32.71 | 34.3 | 0 | 0.31 | 34.6 | 496922.2 | 75941.1 | 7526.5 | 4257.5 | 0 | 8374.7 | 83078.3 | 0 | 0 | 3.4 | 165766.6 | 0 | 205.2 | 3315.4 | 47777.7 | 88396.1 | 997.7 | 11285.3 | 0 | 1.8 | 71508.7 | 4427.1 | 179.6 | 4250 | 2993.5 | 8315.2
1390 | 58 | Day58 | 21 | Hour21 | 2 | Winter | 2761 | #N/A | Winter | 485852.2 | 2024-02-27 21:00 | 481698.7 | 0 | 0 | 4153.5 | 485852.3 | 464592 | 405223.2 | 0.0355 | 0.0535 | 0.49 | 0.49 | 306.3 | 22.7 | 3.19 | 22.8 | 1066 | 0.19 | 307.8 | 54.7 | 362.5 | 319.5 | 23.6 | 3.33 | 23.9 | 1113.2 | 0.19 | 321.1 | 57.1 | 378.3 | 424.8 | 26.5 | 3.65 | 33.5 | 1634 | 0.2 | 426.6 | 82.2 | 508.9 | 438 | 8.4 | 0.86 | 51.8 | 2272.4 | 0.2 | 438.5 | 119.6 | 558.1 | 33.14 | 27.68 | 0.29 | 61.12 | 35.02 | 29.33 | 0.31 | 64.66 | 485852.2 | 80629.1 | 4344.5 | 4257.5 | 0 | 8374.7 | 82361.3 | 0 | 0 | 0 | 162435 | 0 | 159.1 | 3315.4 | 47666.7 | 88396.1 | 847.3 | 3065.5 | 0 | 0 | 76209.9 | 4419.1 | 0.2 | 3364.3 | 3270.6 | 8248.3
1391 | 58 | Day58 | 22 | Hour22 | 2 | Winter | 2761 | #N/A | Winter | 462960.4 | 2024-02-27 22:00 | 458348.8 | 0 | 0 | 4611.6 | 462960.3 | 442403 | 378686.4 | 0.0348 | 0.0511 | 0.52 | 0.52 | 284.5 | 20.6 | 2.89 | 21.9 | 1006.2 | 0.18 | 285.9 | 51.9 | 337.9 | 296.4 | 21.4 | 3.01 | 22.9 | 1049.2 | 0.18 | 297.8 | 54.2 | 352 | 455.3 | 27.5 | 3.78 | 36.7 | 1782.1 | 0.21 | 457.2 | 89.8 | 547 | 469.4 | 12.2 | 1.42 | 52.6 | 2333.7 | 0.22 | 470.2 | 122.2 | 592.3 | 29.68 | 29.74 | 0.29 | 59.72 | 31.29 | 31.53 | 0.31 | 63.13 | 462960.4 | 84273.9 | 3385.2 | 4257.5 | 0 | 8374.7 | 70785 | 0 | 0 | 0 | 150385.8 | 0 | 159.1 | 3315.4 | 45498.7 | 88396.1 | 767.1 | 3361.8 | 0 | 0 | 79867.1 | 4406.8 | 0 | 3406.9 | 2897.9 | 5635.5
1392 | 58 | Day58 | 23 | Hour23 | 2 | Winter | 2761 | #N/A | Winter | 437100.4 | 2024-02-27 23:00 | 432463.3 | 0 | 0 | 4637.1 | 437100.4 | 417749.2 | 350719.4 | 0.034 | 0.0485 | 0.54 | 0.54 | 265.7 | 18.8 | 2.64 | 21.1 | 952.7 | 0.17 | 267 | 49.5 | 316.5 | 276.1 | 19.5 | 2.74 | 22 | 991.4 | 0.18 | 277.4 | 51.5 | 329 | 456.5 | 28.3 | 3.9 | 36.1 | 1761.9 | 0.21 | 458.4 | 88.6 | 547 | 422.7 | 9.7 | 1.08 | 48.5 | 2141.6 | 0.19 | 423.3 | 112.4 | 535.7 | 28.71 | 13.16 | 0.29 | 42.17 | 30.18 | 13.95 | 0.31 | 44.44 | 437100.4 | 86381 | 2180.5 | 4198.3 | 0 | 7478.7 | 60388.4 | 0 | 0 | 0 | 137797.8 | 0 | 159.1 | 3315.4 | 43246.9 | 88396.1 | 731.6 | 2826.6 | 0 | 0 | 81978.2 | 4402.8 | 0 | 3350.1 | 1968.2 | 4936.7
1393 | 59 | Day59 | 0 | Hour0 | 2 | Winter | 72 | 500908.6 | Winter | 414314.8 | 2024-02-28 | 409476 | 0 | 0 | 4838.8 | 414314.8 | 395831.6 | 325565.7 | 0.0333 | 0.046 | 0.56 | 0.56 | 251.5 | 17.3 | 2.42 | 20.6 | 919.5 | 0.16 | 252.7 | 48.1 | 300.8 | 261.3 | 17.9 | 2.5 | 21.5 | 956.8 | 0.17 | 262.5 | 50.1 | 312.6 | 482.9 | 32 | 4.44 | 36.3 | 1800.2 | 0.23 | 485.1 | 90 | 575.1 | 436.8 | 12.3 | 1.47 | 48.3 | 2142.1 | 0.21 | 437.6 | 112.2 | 549.8 | 27.43 | 0 | 0.22 | 27.65 | 28.77 | 0 | 0.23 | 29 | 414314.8 | 88749.2 | 1091.9 | 4198.3 | 0 | 5842 | 51881.6 | 0 | 0 | 0 | 129500.3 | 0 | 159.1 | 3315.4 | 38250.9 | 88308.4 | 495.5 | 2522.3 | 0 | 0 | 84479 | 4270.2 | 0 | 1615.5 | 1439.1 | 4936.7
1394 | 59 | Day59 | 1 | Hour1 | 2 | Winter | 2761 | #N/A | Winter | 398677.6 | 2024-02-28 01:00 | 392549.5 | 1030.6 | 0 | 5097.6 | 398677.6 | 379679.2 | 307472.1 | 0.0328 | 0.044 | 0.57 | 0.57 | 242.5 | 16.4 | 2.28 | 20.3 | 897.7 | 0.16 | 243.7 | 47.1 | 290.8 | 251.8 | 17 | 2.36 | 21.2 | 933.5 | 0.17 | 253 | 49 | 302 | 491.8 | 33.7 | 4.7 | 36 | 1797.7 | 0.23 | 494.1 | 89.6 | 583.7 | 552.4 | 27.3 | 3.64 | 50 | 2352.3 | 0.25 | 554.2 | 120.2 | 674.4 | 26.55 | 0 | 0.29 | 26.84 | 27.8 | 0 | 0.3 | 28.1 | 398677.6 | 91205.6 | 922.1 | 4190.7 | 0 | 5838.1 | 46799.7 | 0 | 0 | 0 | 123660.1 | 0 | 150.1 | 3315.4 | 32342.4 | 88061 | 332.5 | 1859.9 | 0 | 0 | 86958.7 | 4246.9 | 0 | 1553.2 | 1261.5 | 4936.7
1395 | 59 | Day59 | 2 | Hour2 | 2 | Winter | 2761 | #N/A | Winter | 391972.9 | 2024-02-28 02:00 | 382486 | 3283.2 | 1195.1 | 5008.6 | 391972.9 | 370063.7 | 297859.4 | 0.0325 | 0.0428 | 0.57 | 0.57 | 243.7 | 16.4 | 2.28 | 20.5 | 904.4 | 0.16 | 244.8 | 47.5 | 292.3 | 253.3 | 17 | 2.37 | 21.3 | 940.1 | 0.17 | 254.4 | 49.4 | 303.8 | 486.7 | 33.3 | 4.64 | 35.8 | 1781.5 | 0.23 | 488.9 | 88.9 | 577.8 | 417.2 | 12.9 | 1.57 | 45.4 | 2023.2 | 0.2 | 418 | 105.7 | 523.7 | 24.97 | 0 | 0.29 | 25.27 | 26.15 | 0 | 0.29 | 26.44 | 391972.9 | 94113.5 | 0 | 4190.7 | 0 | 4931.1 | 45926.5 | 0 | 0 | 0 | 123091.7 | 0 | 95.5 | 3315.4 | 27599.7 | 86698.8 | 332.5 | 1677.5 | 0 | 0 | 89839 | 4274.5 | 0 | 1797.9 | 0 | 4936.7
1396 | 59 | Day59 | 3 | Hour3 | 2 | Winter | 2761 | #N/A | Winter | 388653.8 | 2024-02-28 03:00 | 380268.5 | 3331.2 | 4.1 | 5049.9 | 388653.7 | 367942.9 | 293552.7 | 0.0324 | 0.0426 | 0.57 | 0.57 | 242.7 | 16.3 | 2.26 | 20.5 | 902.4 | 0.16 | 243.8 | 47.4 | 291.2 | 252.1 | 16.9 | 2.35 | 21.3 | 937.7 | 0.17 | 253.2 | 49.3 | 302.5 | 489.7 | 33.7 | 4.7 | 35.8 | 1785.1 | 0.23 | 492 | 89 | 581 | 388.4 | 12.1 | 1.47 | 41.5 | 1879.6 | 0.17 | 389.1 | 97.6 | 486.7 | 24.29 | 0 | 0.29 | 24.58 | 25.48 | 0 | 0.28 | 25.77 | 388653.8 | 95101.1 | 0 | 4190.7 | 0 | 4926.5 | 45127.5 | 0 | 0 | 0 | 122191.8 | 0 | 95.5 | 3315.4 | 25954.2 | 86698.8 | 332.5 | 719.9 | 0 | 0 | 90725.2 | 4375.9 | 0 | 624.9 | 525.3 | 4936.7
1397 | 59 | Day59 | 4 | Hour4 | 2 | Winter | 2761 | #N/A | Winter | 394775.5 | 2024-02-28 04:00 | 388297.4 | 1188.4 | 4.1 | 5285.6 | 394775.5 | 375624.8 | 298915.1 | 0.0326 | 0.0435 | 0.56 | 0.56 | 248.3 | 16.7 | 2.33 | 20.8 | 921.6 | 0.16 | 249.5 | 48.3 | 297.8 | 257.6 | 17.3 | 2.41 | 21.6 | 957 | 0.17 | 258.8 | 50.2 | 309 | 497 | 34.7 | 4.84 | 35.9 | 1797.9 | 0.24 | 499.4 | 89.6 | 588.9 | 619.9 | 47.8 | 6.74 | 40.5 | 2098.2 | 0.29 | 623.2 | 103.1 | 726.2 | 24.54 | 0 | 0.26 | 24.8 | 25.8 | 0 | 0.28 | 26.08 | 394775.5 | 95860.3 | 0 | 4190.7 | 0 | 4926.5 | 47190 | 0 | 0 | 0 | 126566.1 | 0 | 95.5 | 3315.4 | 25599.7 | 86698.8 | 332.5 | 0 | 0 | 0 | 91521.3 | 4339.1 | 0 | 272.9 | 0 | 4932.2
1398 | 59 | Day59 | 5 | Hour5 | 2 | Winter | 2761 | #N/A | Winter | 418401.4 | 2024-02-28 05:00 | 411328.1 | 1163.4 | 217.1 | 5692.7 | 418401.4 | 397597.7 | 321511.5 | 0.0334 | 0.0462 | 0.54 | 0.53 | 271.5 | 19.4 | 2.72 | 21.4 | 970.9 | 0.17 | 272.9 | 50.4 | 323.2 | 282.1 | 20.1 | 2.82 | 22.2 | 1009.4 | 0.18 | 283.5 | 52.4 | 335.9 | 468.7 | 31.3 | 4.35 | 35.2 | 1740.7 | 0.22 | 470.8 | 87.1 | 557.9 | 412.1 | 11.3 | 1.33 | 45.4 | 2042 | 0.18 | 412.8 | 106.3 | 519.2 | 25.7 | 0 | 0.25 | 25.95 | 27.11 | 0 | 0.26 | 27.37 | 418401.4 | 96889.8 | 1.7 | 4190.7 | 0 | 6503.6 | 59593.9 | 0 | 0 | 0 | 133848.1 | 0 | 95.5 | 3315.4 | 26931.3 | 86698.8 | 332.5 | 0 | 0 | 0.1 | 92689.1 | 4200.7 | 0 | 19.1 | 311.8 | 4518.4
1399 | 59 | Day59 | 6 | Hour6 | 2 | Winter | 2761 | #N/A | Winter | 446730.6 | 2024-02-28 06:00 | 440886.9 | 9.9 | 217.1 | 5616.6 | 446730.5 | 425725.6 | 344505.1 | 0.0344 | 0.0496 | 0.53 | 0.52 | 276 | 19.5 | 2.73 | 21.8 | 994.1 | 0.17 | 277.3 | 51.4 | 328.8 | 288.3 | 20.3 | 2.84 | 22.8 | 1039.9 | 0.18 | 289.7 | 53.8 | 343.5 | 437.1 | 29.5 | 4.11 | 32.5 | 1609.2 | 0.21 | 439.1 | 80.5 | 519.6 | 440.2 | 13.1 | 1.57 | 48.3 | 2152.3 | 0.21 | 441.1 | 112.5 | 553.6 | 28.32 | 0 | 0.25 | 28.56 | 29.88 | 0 | 0.26 | 30.14 | 446730.6 | 102225.4 | 1806.8 | 4190.7 | 0 | 6597.6 | 63714 | 0 | 0 | 2503.6 | 147334.6 | 0 | 95.5 | 3315.4 | 28343.9 | 87078.5 | 332.5 | 1695.6 | 0 | 1536.9 | 93946.3 | 4238.6 | 0 | 464.8 | 1626.3 | 6348.7
1400 | 59 | Day59 | 7 | Hour7 | 2 | Winter | 2761 | #N/A | Winter | 468736.3 | 2024-02-28 07:00 | 463691.8 | 0 | 0 | 5044.5 | 468736.3 | 447452.9 | 332209.3 | 0.035 | 0.0518 | 0.58 | 0.57 | 253.3 | 18.5 | 2.59 | 19.5 | 893.8 | 0.16 | 254.6 | 46.2 | 300.8 | 263 | 19.2 | 2.69 | 20.3 | 928.8 | 0.17 | 264.3 | 48 | 312.3 | 325.1 | 20.4 | 2.82 | 25.5 | 1246.4 | 0.15 | 326.5 | 62.6 | 389.1 | 593 | 36.7 | 5.05 | 46.9 | 2293.7 | 0.27 | 595.5 | 115.4 | 710.8 | 27.99 | 0 | 0.26 | 28.25 | 29.55 | 0 | 0.27 | 29.82 | 468736.3 | 136527 | 413.7 | 4190.7 | 0 | 7135.8 | 64021.2 | 0 | 0 | 8112.4 | 134572.4 | 0 | 95.5 | 3315.4 | 29313 | 88061 | 332.5 | 758.2 | 0 | 29393.9 | 94971.4 | 4049.3 | 2381.7 | 1017.1 | 1034.6 | 6834
1401 | 59 | Day59 | 8 | Hour8 | 2 | Winter | 2761 | #N/A | Winter | 479622.5 | 2024-02-28 08:00 | 473898.6 | 699.8 | 21.1 | 5003 | 479622.5 | 457188.3 | 322500.7 | 0.0353 | 0.0527 | 0.62 | 0.61 | 226.3 | 16.2 | 2.28 | 17.9 | 806.5 | 0.15 | 227.4 | 41.9 | 269.3 | 235.6 | 16.9 | 2.37 | 18.6 | 840.6 | 0.15 | 236.8 | 43.7 | 280.5 | 175 | 8.8 | 1.18 | 15.7 | 740.6 | 0.08 | 175.6 | 37.8 | 213.3 | 404 | 9.6 | 1.07 | 45.9 | 2048.8 | 0.18 | 404.6 | 107 | 511.6 | 26.79 | 0 | 0.27 | 27.06 | 28.31 | 0 | 0.28 | 28.6 | 479622.5 | 157121.8 | 1271.9 | 4190.7 | 0 | 5946.6 | 57176.1 | 0 | 0 | 10240.6 | 126568.9 | 0 | 95.5 | 3315.4 | 33737.7 | 88061 | 332.5 | 1804.4 | 0 | 53515.8 | 89787.5 | 3577.9 | 7319.4 | 3418 | 401.6 | 5331.6
1402 | 59 | Day59 | 9 | Hour9 | 2 | Winter | 2761 | #N/A | Winter | 484514.2 | 2024-02-28 09:00 | 478698 | 926.8 | 213 | 4676.4 | 484514.2 | 461724.5 | 315351.2 | 0.0355 | 0.0532 | 0.63 | 0.62 | 220.5 | 15.9 | 2.23 | 17.4 | 784.8 | 0.14 | 221.6 | 40.8 | 262.4 | 229.3 | 16.5 | 2.31 | 18.1 | 816.6 | 0.15 | 230.4 | 42.5 | 272.9 | 150.1 | 7.3 | 0.97 | 13.7 | 642.5 | 0.07 | 150.5 | 32.8 | 183.4 | 562.6 | 35.1 | 4.84 | 44.3 | 2167.5 | 0.26 | 564.9 | 108.9 | 673.9 | 26.55 | 41.33 | 0.28 | 68.16 | 28.1 | 44.32 | 0.29 | 72.71 | 484514.2 | 169163 | 678.4 | 4190.7 | 0 | 5751 | 56453.6 | 0 | 291.6 | 13867.5 | 124280 | 0 | 95.5 | 3315.4 | 32035.9 | 88061 | 332.5 | 157.2 | 0 | 70445.2 | 81528.2 | 3030.5 | 9148.9 | 2964.5 | 0.6 | 5988.8
1403 | 59 | Day59 | 10 | Hour10 | 2 | Winter | 2761 | #N/A | Winter | 486126.6 | 2024-02-28 10:00 | 479657.2 | 443.8 | 213 | 5812.7 | 486126.7 | 462622.8 | 296885.9 | 0.0355 | 0.0534 | 0.64 | 0.64 | 208.5 | 14.8 | 2.07 | 16.7 | 749 | 0.14 | 209.6 | 39.1 | 248.6 | 217.1 | 15.4 | 2.16 | 17.4 | 780 | 0.14 | 218.1 | 40.7 | 258.9 | 127.9 | 7.1 | 0.97 | 10.9 | 519.5 | 0.06 | 128.4 | 26.3 | 154.8 | 478.4 | 20.3 | 2.64 | 46.3 | 2145.4 | 0.22 | 479.7 | 110.3 | 590 | 26.05 | 85.06 | 0.28 | 111.38 | 27.57 | 90.04 | 0.3 | 117.91 | 486126.6 | 189240.8 | 764.7 | 4190.7 | 0 | 5746.4 | 52714.5 | 0 | 804.9 | 17771.3 | 120808.4 | 0 | 95.5 | 3315.4 | 20699.1 | 88061 | 332.5 | 157.7 | 0 | 92747.7 | 75415.6 | 2501.4 | 12671.8 | 948.8 | 0 | 5981.3
1404 | 59 | Day59 | 11 | Hour11 | 2 | Winter | 2761 | #N/A | Winter | 487875.2 | 2024-02-28 11:00 | 477190.2 | 2761.7 | 2051 | 5872.3 | 487875.3 | 460308.1 | 290506.8 | 0.0354 | 0.053 | 0.66 | 0.65 | 199.2 | 14 | 1.96 | 16.2 | 719.3 | 0.13 | 200.2 | 37.6 | 237.8 | 208.6 | 14.7 | 2.06 | 16.9 | 752.8 | 0.14 | 209.6 | 39.4 | 249 | 127.5 | 7.8 | 1.08 | 10.2 | 494.1 | 0.06 | 128.1 | 24.9 | 153 | 585.3 | 33.9 | 4.64 | 48.4 | 2335.5 | 0.27 | 587.6 | 118 | 705.6 | 25.73 | 32.72 | 0.29 | 58.73 | 27.24 | 34.9 | 0.3 | 62.44 | 487875.2 | 197368.4 | 105.1 | 4190.7 | 0 | 6314.4 | 50068.7 | 0 | 901.5 | 18903.4 | 117360.1 | 0 | 95.5 | 3315.4 | 20663.4 | 88061 | 332.5 | 0 | 0 | 100952.2 | 74468 | 2143.4 | 16697.6 | 909.6 | 9.1 | 5520.2
1405 | 59 | Day59 | 12 | Hour12 | 2 | Winter | 2761 | #N/A | Winter | 484735.7 | 2024-02-28 12:00 | 473297.1 | 3107.6 | 2461.7 | 5869.3 | 484735.7 | 456633.4 | 285381.9 | 0.0352 | 0.0525 | 0.66 | 0.66 | 190.7 | 13 | 1.81 | 16 | 702 | 0.13 | 191.6 | 36.9 | 228.5 | 199.8 | 13.6 | 1.9 | 16.7 | 734.9 | 0.13 | 200.7 | 38.6 | 239.4 | 101.3 | 5.2 | 0.7 | 9 | 424.9 | 0.05 | 101.7 | 21.7 | 123.4 | 464.1 | 20.2 | 2.65 | 45.1 | 2064.5 | 0.23 | 465.4 | 106.7 | 572.1 | 24.32 | 0 | 0.29 | 24.61 | 25.73 | 0 | 0.3 | 26.03 | 484735.7 | 199353.8 | 0.9 | 4190.7 | 0 | 6116.1 | 45652.8 | 0 | 869.3 | 19481.8 | 117159.2 | 0 | 95.5 | 3315.4 | 20696 | 87822.9 | 332.5 | 0 | 0 | 102454.3 | 74907.7 | 1640.7 | 17856.7 | 871.9 | 0 | 5110.1
1406 | 59 | Day59 | 13 | Hour13 | 2 | Winter | 2761 | #N/A | Winter | 481613 | 2024-02-28 13:00 | 469184.6 | 2548 | 3859.6 | 6020.7 | 481613 | 452742.6 | 276335.6 | 0.035 | 0.052 | 0.68 | 0.67 | 180 | 11.9 | 1.66 | 15.5 | 673.8 | 0.12 | 180.9 | 35.6 | 216.5 | 188.5 | 12.5 | 1.74 | 16.2 | 704.6 | 0.13 | 189.3 | 37.2 | 226.5 | 104.5 | 5.6 | 0.75 | 9.1 | 432.4 | 0.05 | 104.9 | 22 | 126.9 | 474.6 | 24.9 | 3.35 | 41.6 | 1978.4 | 0.22 | 476.3 | 100.7 | 577 | 23.23 | 0 | 0.29 | 23.52 | 24.54 | 0 | 0.3 | 24.85 | 481613 | 205277.4 | 53.6 | 4190.7 | 0 | 5614.8 | 41042.8 | 0 | 857 | 21806.9 | 114324.5 | 0 | 95.5 | 3315.4 | 20667.1 | 86698.8 | 332.5 | 0 | 0 | 103799.7 | 77640.7 | 1173 | 16539.4 | 814.2 | 0 | 5354.1
1407 | 59 | Day59 | 14 | Hour14 | 2 | Winter | 2761 | #N/A | Winter | 481134.7 | 2024-02-28 14:00 | 465973.8 | 3624.7 | 5493.5 | 6042.6 | 481134.7 | 449707.4 | 274492.8 | 0.0349 | 0.0517 | 0.68 | 0.68 | 177.3 | 11.6 | 1.61 | 15.4 | 667.4 | 0.12 | 178 | 35.3 | 213.4 | 185.9 | 12.2 | 1.7 | 16.1 | 698.4 | 0.13 | 186.7 | 36.9 | 223.6 | 107.9 | 5.5 | 0.74 | 9.6 | 454.6 | 0.05 | 108.3 | 23.2 | 131.5 | 404.2 | 11.4 | 1.34 | 44.4 | 1995.4 | 0.18 | 404.9 | 103.9 | 508.8 | 23.11 | 0 | 0.29 | 23.4 | 24.44 | 0 | 0.3 | 24.74 | 481134.7 | 206641.8 | 0 | 4190.7 | 0 | 5319.1 | 39792.2 | 0 | 847.2 | 22621.1 | 114081.5 | 0 | 95.5 | 3315.4 | 20667.1 | 86698.8 | 332.5 | 0 | 0 | 102355.2 | 79973.2 | 845.2 | 15628.6 | 621.8 | 0 | 5404.8
1408 | 59 | Day59 | 15 | Hour15 | 2 | Winter | 2761 | #N/A | Winter | 478060 | 2024-02-28 15:00 | 463600.8 | 4782.4 | 3786.6 | 5890.3 | 478060 | 447464.5 | 275564.2 | 0.0348 | 0.0514 | 0.68 | 0.67 | 177.2 | 11.5 | 1.6 | 15.5 | 670.4 | 0.12 | 177.9 | 35.5 | 213.4 | 185.8 | 12.1 | 1.68 | 16.2 | 701.9 | 0.13 | 186.6 | 37.2 | 223.8 | 120.6 | 6.7 | 0.91 | 10.3 | 491.3 | 0.06 | 121 | 24.9 | 146 | 680.7 | 61.6 | 8.81 | 36.2 | 2015.3 | 0.33 | 685 | 96.3 | 781.3 | 23.12 | 0 | 0.29 | 23.4 | 24.44 | 0 | 0.3 | 24.74 | 478060 | 202495.8 | 9.7 | 4190.7 | 0 | 6338.5 | 39046.2 | 0 | 861.9 | 19704.5 | 114592.2 | 0 | 95.5 | 3315.4 | 20944.7 | 86698.8 | 332.5 | 0 | 0 | 97350.3 | 83919 | 660.1 | 15571.4 | 564.2 | 0 | 4768.1
1409 | 59 | Day59 | 16 | Hour16 | 2 | Winter | 2761 | #N/A | Winter | 480072.6 | 2024-02-28 16:00 | 464874.4 | 5598.7 | 3625.4 | 5974.1 | 480072.5 | 448685.2 | 294898.8 | 0.0348 | 0.0514 | 0.64 | 0.64 | 201.3 | 13.5 | 1.88 | 17 | 747.6 | 0.13 | 202.2 | 39.3 | 241.5 | 212.2 | 14.2 | 1.98 | 17.9 | 787.8 | 0.14 | 213.2 | 41.4 | 254.5 | 177.6 | 9.6 | 1.3 | 15.4 | 730.9 | 0.08 | 178.2 | 37.2 | 215.4 | 671.7 | 58.1 | 8.29 | 38.3 | 2062.2 | 0.33 | 675.7 | 99.9 | 775.5 | 23.86 | 0 | 0.29 | 24.14 | 25.29 | 0 | 0.3 | 25.59 | 480072.6 | 185173.7 | 0 | 4242.3 | 0 | 7021.9 | 46522.4 | 0 | 876.7 | 16205 | 124909.9 | 0 | 159.1 | 3315.4 | 21522.2 | 86698.8 | 506.8 | 0 | 0 | 80707.5 | 86832.8 | 551.8 | 12805.8 | 514.7 | 0 | 6526.9
1410 | 59 | Day59 | 17 | Hour17 | 2 | Winter | 2761 | #N/A | Winter | 489972 | 2024-02-28 17:00 | 475072 | 4521.2 | 3625.4 | 6753.4 | 489972 | 458363.5 | 325756.9 | 0.0352 | 0.0525 | 0.6 | 0.59 | 226.1 | 15.1 | 2.11 | 18.8 | 838.7 | 0.15 | 227.1 | 43.9 | 271 | 239.8 | 16 | 2.22 | 20.1 | 891.7 | 0.16 | 240.9 | 46.7 | 287.6 | 331.8 | 23.4 | 3.28 | 23.8 | 1188.4 | 0.16 | 333.4 | 59.2 | 392.7 | 589.8 | 43.4 | 6.1 | 41.4 | 2052.8 | 0.3 | 592.8 | 102.6 | 695.4 | 26.75 | 0 | 0.28 | 27.04 | 28.38 | 0 | 0.3 | 28.67 | 489972 | 164215.1 | 470.2 | 4242.3 | 0 | 6908.3 | 53197.8 | 0 | 844.5 | 13786 | 142231.6 | 0 | 159.1 | 3315.4 | 22743.9 | 87730 | 881.3 | 3876.8 | 0 | 55346 | 93758.3 | 480.3 | 8670.1 | 1295.4 | 501.4 | 7421.1
1411 | 59 | Day59 | 18 | Hour18 | 2 | Winter | 2761 | #N/A | Winter | 496301 | 2024-02-28 18:00 | 489496.2 | 9.7 | 300.4 | 6494.7 | 496301 | 472010.9 | 348959.2 | 0.0357 | 0.0541 | 0.58 | 0.57 | 237.6 | 15.8 | 2.2 | 19.8 | 883.8 | 0.15 | 238.6 | 46.2 | 284.8 | 252.4 | 16.7 | 2.32 | 21.2 | 942.9 | 0.16 | 253.6 | 49.3 | 302.9 | 389 | 24.8 | 3.5 | 31 | 1415.3 | 0.23 | 390.7 | 73.2 | 464 | 624.4 | 39.6 | 5.65 | 50.7 | 2220.5 | 0.41 | 627.2 | 117 | 744.2 | 30.63 | 0 | 0.28 | 30.91 | 32.46 | 0 | 0.29 | 32.75 | 496301 | 147341.8 | 2175.9 | 4242.3 | 0 | 7006 | 56095.9 | 0 | 655.3 | 7884.8 | 152090.1 | 0 | 159.1 | 3315.4 | 24779.1 | 88061 | 1052.4 | 9981.9 | 0 | 36191.2 | 102157.1 | 453.3 | 6963.5 | 6842.6 | 2344.3 | 7713.3
1412 | 59 | Day59 | 19 | Hour19 | 2 | Winter | 2761 | #N/A | Winter | 500908.6 | 2024-02-28 19:00 | 495940.6 | 0 | 0 | 4967.9 | 500908.5 | 478108.6 | 383233.9 | 0.036 | 0.0548 | 0.54 | 0.53 | 258.5 | 17.2 | 2.39 | 21.4 | 960.9 | 0.16 | 259.7 | 50.1 | 309.7 | 275.1 | 18.1 | 2.52 | 23 | 1026.7 | 0.17 | 276.3 | 53.6 | 329.9 | 439.9 | 27.1 | 3.83 | 36.1 | 1617.6 | 0.27 | 441.8 | 84.4 | 526.2 | 535.1 | 18.3 | 2.67 | 60.2 | 2197.6 | 0.48 | 536.4 | 125.8 | 662.2 | 32.77 | 0 | 0.28 | 33.05 | 34.7 | 0 | 0.3 | 35.01 | 500908.6 | 117674.6 | 4600.5 | 4242.3 | 0 | 8063.4 | 61232.1 | 0 | 172.4 | 1826.1 | 166005.8 | 0 | 159.1 | 3315.4 | 33177.1 | 88061 | 1336.2 | 13041 | 0 | 7462.1 | 107788.3 | 425.6 | 4138.6 | 9608.1 | 3962.8 | 8165.5
1413 | 59 | Day59 | 20 | Hour20 | 2 | Winter | 2761 | #N/A | Winter | 499187.3 | 2024-02-28 20:00 | 493881.5 | 0.4 | 0 | 5305.4 | 499187.3 | 476149.3 | 389814.4 | 0.0359 | 0.0547 | 0.55 | 0.54 | 256.5 | 17.1 | 2.38 | 21.2 | 951.2 | 0.16 | 257.7 | 49.6 | 307.2 | 273 | 18.1 | 2.52 | 22.7 | 1016 | 0.17 | 274.2 | 53 | 327.2 | 437.1 | 27 | 3.79 | 35.5 | 1628.9 | 0.25 | 438.9 | 84.1 | 523 | 471.3 | 14.8 | 1.82 | 50.5 | 2262.1 | 0.22 | 472.3 | 118 | 590.2 | 32.16 | 0 | 0.29 | 32.44 | 34.04 | 0 | 0.31 | 34.35 | 499187.3 | 109372.9 | 7372.4 | 4242.3 | 0 | 7730.3 | 60940.7 | 0 | 0 | 0.3 | 163332.6 | 0 | 159.1 | 3315.4 | 40954.4 | 88061 | 1325.1 | 12381 | 0 | 0.1 | 108999.9 | 372.6 | 322.7 | 8621.6 | 3880.9 | 8313.1
1414 | 59 | Day59 | 21 | Hour21 | 2 | Winter | 2761 | #N/A | Winter | 486605.4 | 2024-02-28 21:00 | 481372.2 | 0.1 | 0 | 5233.2 | 486605.5 | 464257.8 | 378237.1 | 0.0355 | 0.0535 | 0.55 | 0.54 | 256.2 | 17.2 | 2.4 | 21.1 | 946.2 | 0.16 | 257.4 | 49.3 | 306.7 | 269.8 | 18 | 2.51 | 22.3 | 999.7 | 0.17 | 271 | 52.2 | 323.2 | 451.1 | 28.3 | 3.98 | 36.3 | 1665.8 | 0.26 | 453.1 | 86 | 539 | 522.8 | 23 | 3.03 | 50 | 2302.5 | 0.25 | 524.3 | 118.7 | 643 | 29.53 | 0 | 0.21 | 29.74 | 31.24 | 0 | 0.22 | 31.46 | 486605.4 | 108368.4 | 5713.9 | 4242.3 | 0 | 7463.8 | 59884.8 | 0 | 0 | 0 | 157815.8 | 0 | 159.1 | 3315.4 | 42195.4 | 88061 | 1307.3 | 8078.1 | 0 | 0 | 108052.8 | 315.6 | 0 | 4088 | 4658.1 | 7328.5
1415 | 59 | Day59 | 22 | Hour22 | 2 | Winter | 2761 | #N/A | Winter | 461041.4 | 2024-02-28 22:00 | 456072.7 | 0 | 0 | 4968.7 | 461041.4 | 440219.4 | 353599 | 0.0348 | 0.051 | 0.56 | 0.56 | 244.3 | 16 | 2.22 | 20.7 | 915.7 | 0.16 | 245.4 | 48 | 293.4 | 255.5 | 16.6 | 2.31 | 21.7 | 959.9 | 0.17 | 256.6 | 50.4 | 307 | 459.1 | 27 | 3.78 | 38.5 | 1748 | 0.26 | 460.9 | 90.7 | 551.6 | 507.1 | 24.1 | 3.22 | 46.9 | 2176.3 | 0.24 | 508.7 | 111.8 | 620.5 | 28.26 | 0 | 0.3 | 28.56 | 29.81 | 0 | 0.32 | 30.13 | 461041.4 | 107442.4 | 4612.5 | 4242.3 | 0 | 7461 | 52087.4 | 0 | 0 | 0 | 147872.8 | 0 | 159.1 | 3315.4 | 39914.2 | 88061 | 1278.7 | 4594.5 | 0 | 0 | 107194.8 | 247.6 | 0 | 3255 | 2609.1 | 6929.8
1416 | 59 | Day59 | 23 | Hour23 | 2 | Winter | 2761 | #N/A | Winter | 433630 | 2024-02-28 23:00 | 428414.2 | 9.7 | 213 | 4993.1 | 433630.1 | 413879.4 | 326774.3 | 0.0339 | 0.0481 | 0.59 | 0.58 | 221.1 | 13.3 | 1.83 | 20.1 | 865.7 | 0.15 | 222 | 45.9 | 267.9 | 230.7 | 13.8 | 1.9 | 21 | 905.2 | 0.16 | 231.6 | 48.1 | 279.7 | 486.6 | 31.5 | 4.45 | 38.3 | 1762.1 | 0.28 | 488.8 | 90.9 | 579.7 | 442.1 | 12.1 | 1.43 | 49 | 2179.2 | 0.2 | 442.8 | 114 | 556.8 | 27.41 | 0 | 0.3 | 27.71 | 28.84 | 0 | 0.32 | 29.16 | 433630 | 106855.8 | 4116.4 | 4190.7 | 0 | 7463.8 | 39228.5 | 0 | 0 | 0 | 139125 | 0 | 159.1 | 3315.4 | 36210.8 | 88061 | 1126.4 | 3777.2 | 0 | 0 | 106600.8 | 255 | 0 | 3321.7 | 4313.3 | 6370.8
1417 | 60 | Day60 | 0 | Hour0 | 2 | Winter | 74 | 500046.4 | Winter | 408819.4 | 2024-03-01 | 403611.8 | 9.7 | 213 | 4984.8 | 408819.4 | 390223.7 | 301862.4 | 0.0332 | 0.0454 | 0.65 | 0.64 | 176.6 | 9.7 | 1.32 | 17.4 | 722.9 | 0.13 | 177.2 | 39 | 216.2 | 184.5 | 10.1 | 1.38 | 18.2 | 756.2 | 0.13 | 185.1 | 40.8 | 225.9 | 476.4 | 32.9 | 4.6 | 34.6 | 1733 | 0.22 | 478.7 | 86.3 | 565 | 526.3 | 35.1 | 4.89 | 40.1 | 1955.3 | 0.26 | 528.7 | 98.4 | 627.1 | 22.99 | 0 | 0.3 | 23.29 | 24.15 | 0 | 0.31 | 24.46 | 408819.4 | 106957 | 3854.4 | 4151.9 | 0 | 7657.4 | 26149.4 | 0 | 0 | 0 | 117000.9 | 0 | 95.5 | 3315.4 | 48535.8 | 87145.7 | 651.9 | 3304.1 | 0 | 0 | 106701.5 | 255.5 | 0 | 0 | 5.5 | 7721.6
1418 | 60 | Day60 | 1 | Hour1 | 2 | Winter | 2761 | #N/A | Winter | 390746.8 | 2024-03-01 01:00 | 385354 | 13.1 | 366.6 | 5013.1 | 390746.7 | 372801.1 | 282757.5 | 0.0326 | 0.0432 | 0.65 | 0.65 | 171.8 | 9 | 1.22 | 17.5 | 716.3 | 0.13 | 172.4 | 38.8 | 211.2 | 178.4 | 9.4 | 1.27 | 18.2 | 744.7 | 0.13 | 179.1 | 40.4 | 219.4 | 457.6 | 30.5 | 4.24 | 34.4 | 1701.2 | 0.22 | 459.7 | 85.2 | 544.9 | 572.1 | 43.9 | 6.19 | 37.6 | 1943.7 | 0.27 | 575.1 | 95.6 | 670.7 | 21.88 | 0 | 0.29 | 22.17 | 22.95 | 0 | 0.31 | 23.26 | 390746.8 | 107989.2 | 223.4 | 4151.9 | 0 | 7127.3 | 22679.4 | 0 | 0 | 0 | 112963.6 | 0 | 95.5 | 3315.4 | 44174.3 | 86034.9 | 651.9 | 1339.9 | 0 | 0 | 107726.5 | 262.7 | 0 | 0 | 0 | 6922.6
1419 | 60 | Day60 | 2 | Hour2 | 2 | Winter | 2761 | #N/A | Winter | 379507.4 | 2024-03-01 02:00 | 374214.1 | 279.7 | 366.6 | 4647 | 379507.4 | 362158.1 | 271684.9 | 0.0322 | 0.0418 | 0.65 | 0.65 | 171.7 | 8.8 | 1.19 | 17.7 | 722.4 | 0.13 | 172.2 | 39.3 | 211.5 | 178 | 9.1 | 1.23 | 18.4 | 750 | 0.13 | 178.6 | 40.8 | 219.4 | 465.1 | 30.9 | 4.29 | 35 | 1732.3 | 0.22 | 467.2 | 86.7 | 553.9 | 438.7 | 21.1 | 2.81 | 40.2 | 1887.4 | 0.2 | 440.1 | 96.5 | 536.6 | 21.57 | 0 | 0.29 | 21.86 | 22.61 | 0 | 0.3 | 22.91 | 379507.4 | 107822.5 | 99.6 | 4149.1 | 0 | 5373 | 21210.7 | 0 | 0 | 0 | 111774.6 | 0 | 95.5 | 3315.4 | 38945.6 | 86034.9 | 651.9 | 34.7 | 0 | 0 | 107497.7 | 324.8 | 0 | 0 | 0 | 6029.6
1420 | 60 | Day60 | 3 | Hour3 | 2 | Winter | 2761 | #N/A | Winter | 376704 | 2024-03-01 03:00 | 370238.5 | 1263.9 | 370.7 | 4830.9 | 376704 | 358362.2 | 268728.6 | 0.0321 | 0.0413 | 0.65 | 0.64 | 172.3 | 8.8 | 1.19 | 17.8 | 725.4 | 0.13 | 172.8 | 39.4 | 212.3 | 178.8 | 9.1 | 1.23 | 18.5 | 753.7 | 0.13 | 179.4 | 41 | 220.4 | 464.5 | 31 | 4.32 | 34.7 | 1723.6 | 0.22 | 466.7 | 86.1 | 552.8 | 899.9 | 102.9 | 14.96 | 28.4 | 1984.3 | 0.45 | 907.1 | 87.6 | 994.7 | 21.51 | 0 | 0.28 | 21.8 | 22.59 | 0 | 0.3 | 22.89 | 376704 | 107975.4 | 314 | 4149.1 | 0 | 5448.7 | 21083.9 | 0 | 0 | 0 | 111432.6 | 0 | 95.5 | 3315.4 | 36168 | 86034.9 | 651.9 | 34.7 | 0 | 0 | 107572 | 403.4 | 0 | 0 | 0 | 6253.9
1421 | 60 | Day60 | 4 | Hour4 | 2 | Winter | 2761 | #N/A | Winter | 382472.4 | 2024-03-01 04:00 | 375762.3 | 1431.9 | 367.6 | 4910.7 | 382472.4 | 363671.7 | 273881 | 0.0322 | 0.0418 | 0.63 | 0.63 | 181.2 | 9.7 | 1.32 | 18.2 | 749.8 | 0.13 | 181.8 | 40.6 | 222.4 | 188.2 | 10.1 | 1.37 | 18.9 | 779.5 | 0.14 | 188.9 | 42.2 | 231 | 463.2 | 30.8 | 4.28 | 34.7 | 1722.7 | 0.22 | 465.3 | 86.1 | 551.4 | 737.2 | 72.9 | 10.49 | 33.6 | 1987.3 | 0.36 | 742.2 | 92.9 | 835.2 | 21.91 | 0 | 0.28 | 22.19 | 23.03 | 0 | 0.29 | 23.32 | 382472.4 | 108591.4 | 110.2 | 4149.1 | 0 | 5423.9 | 24163.4 | 0 | 0 | 0 | 114828.4 | 0 | 95.5 | 3315.4 | 35073.6 | 86034.9 | 651.9 | 34.7 | 0 | 0 | 108033.6 | 557.8 | 0 | 0 | 0 | 6813.5
1422 | 60 | Day60 | 5 | Hour5 | 2 | Winter | 2761 | #N/A | Winter | 401712.5 | 2024-03-01 05:00 | 395232.7 | 945.9 | 213 | 5321 | 401712.5 | 382307.1 | 291512.3 | 0.0327 | 0.044 | 0.61 | 0.61 | 202.6 | 12.1 | 1.66 | 18.8 | 799.3 | 0.14 | 203.4 | 42.7 | 246 | 210.5 | 12.5 | 1.72 | 19.5 | 830.7 | 0.15 | 211.3 | 44.3 | 255.6 | 463.8 | 32.3 | 4.52 | 33.4 | 1677.6 | 0.22 | 466 | 83.5 | 549.4 | 565.6 | 41.6 | 5.85 | 38.7 | 1976.9 | 0.27 | 568.4 | 97.7 | 666.1 | 22.77 | 0 | 0.26 | 23.04 | 23.96 | 0 | 0.28 | 24.24 | 401712.5 | 110200.3 | 343.3 | 4161.8 | 0 | 7128 | 33396.5 | 0 | 0 | 0 | 121756.2 | 0 | 95.5 | 3315.4 | 34618.7 | 86034.9 | 651.9 | 10 | 0 | 0 | 109409.5 | 790.8 | 0 | 0 | 0 | 6973.7
1423 | 60 | Day60 | 6 | Hour6 | 2 | Winter | 2761 | #N/A | Winter | 428945.4 | 2024-03-01 06:00 | 423377.2 | 0 | 213 | 5355.2 | 428945.5 | 409156.7 | 315679.5 | 0.0336 | 0.0472 | 0.6 | 0.6 | 217.9 | 14 | 1.94 | 19 | 827.6 | 0.15 | 218.8 | 43.7 | 262.5 | 226.3 | 14.5 | 2.01 | 19.8 | 860 | 0.15 | 227.3 | 45.4 | 272.7 | 404.4 | 24.2 | 3.32 | 32.9 | 1589.5 | 0.19 | 406 | 80.3 | 486.4 | 605.4 | 44 | 6.17 | 42.7 | 2136.1 | 0.3 | 608.4 | 106.4 | 714.8 | 25.48 | 0 | 0.26 | 25.74 | 26.81 | 0 | 0.27 | 27.08 | 428945.4 | 113266 | 396.5 | 4235 | 0 | 8374.7 | 42795 | 0 | 0 | 480.9 | 128153.8 | 0 | 95.5 | 3315.4 | 40221.6 | 86840.6 | 651.9 | 599.6 | 0 | 343.9 | 111284.8 | 1156.4 | 0 | 0 | 0 | 7809.3
1424 | 60 | Day60 | 7 | Hour7 | 2 | Winter | 2761 | #N/A | Winter | 454020.2 | 2024-03-01 07:00 | 449000.5 | 9.7 | 213 | 4797 | 454020.2 | 433574.8 | 323926.3 | 0.0344 | 0.0499 | 0.62 | 0.61 | 214.4 | 14.3 | 1.99 | 18.2 | 798.8 | 0.14 | 215.3 | 42 | 257.4 | 223.3 | 14.8 | 2.06 | 19 | 833.7 | 0.15 | 224.3 | 43.9 | 268.2 | 364 | 21.5 | 2.94 | 29.9 | 1441.4 | 0.17 | 365.5 | 72.9 | 438.3 | 599 | 45.5 | 6.41 | 39.7 | 2048.8 | 0.28 | 602.1 | 100.9 | 703 | 26.79 | 0 | 0.27 | 27.05 | 28.23 | 0 | 0.28 | 28.52 | 454020.2 | 130094 | 2510.9 | 4235 | 0 | 8374.7 | 46789.6 | 0 | 0 | 2319.3 | 127196.8 | 0 | 95.5 | 3315.4 | 40439.9 | 88061 | 651.9 | 2255.6 | 0 | 14379.5 | 111658.6 | 1736.6 | 393.9 | 774.9 | 50 | 8045.8
1425 | 60 | Day60 | 8 | Hour8 | 2 | Winter | 2761 | #N/A | Winter | 469381.5 | 2024-03-01 08:00 | 463765.2 | 0 | 213 | 5403.3 | 469381.5 | 447607.3 | 322523.7 | 0.0348 | 0.0514 | 0.64 | 0.64 | 201.6 | 13.4 | 1.87 | 17.2 | 751.6 | 0.14 | 202.5 | 39.6 | 242.1 | 209.7 | 13.9 | 1.94 | 17.9 | 782.3 | 0.14 | 210.6 | 41.2 | 251.9 | 262.7 | 13.3 | 1.78 | 23.5 | 1109.4 | 0.12 | 263.6 | 56.6 | 320.2 | 499.9 | 22.8 | 3 | 46.9 | 2190.9 | 0.23 | 501.4 | 112.3 | 613.7 | 26.43 | 0 | 0.28 | 26.71 | 27.91 | 0 | 0.29 | 28.2 | 469381.5 | 146857.8 | 1981.5 | 4235 | 0 | 8374.7 | 45368.9 | 0 | 0 | 4261.3 | 123660.3 | 0 | 95.5 | 3315.4 | 46588.9 | 88061 | 651.9 | 190.7 | 0 | 36043.7 | 104510.4 | 2042.4 | 1754.4 | 397.7 | 69.7 | 8258.9
1426 | 60 | Day60 | 9 | Hour9 | 2 | Winter | 2761 | #N/A | Winter | 479598.9 | 2024-03-01 09:00 | 473959.9 | 311 | 213 | 5115 | 479598.9 | 457247.5 | 317321.6 | 0.0353 | 0.0527 | 0.65 | 0.65 | 193.3 | 12.6 | 1.76 | 16.7 | 727.1 | 0.13 | 194.2 | 38.4 | 232.6 | 201.3 | 13.1 | 1.83 | 17.4 | 757.7 | 0.14 | 202.1 | 40 | 242.2 | 195.7 | 7.5 | 0.96 | 19.7 | 901.6 | 0.09 | 196.2 | 46.5 | 242.7 | 511.7 | 28.4 | 3.86 | 43.4 | 2081.8 | 0.23 | 513.6 | 105.5 | 619.1 | 26.21 | 0 | 0.28 | 26.49 | 27.74 | 0 | 0.3 | 28.04 | 479598.9 | 162277.3 | 990.5 | 4235 | 0 | 8374.7 | 43453.2 | 0 | 202.2 | 6793.7 | 123729.4 | 0 | 95.5 | 3315.4 | 44380.3 | 88061 | 651.9 | 34.7 | 0 | 66789.3 | 86257.3 | 2234.8 | 3208.1 | 140.4 | 217.7 | 8258.9
1427 | 60 | Day60 | 10 | Hour10 | 2 | Winter | 2761 | #N/A | Winter | 485457.7 | 2024-03-01 10:00 | 479728.9 | 260.6 | 213 | 5255.2 | 485457.7 | 462701.5 | 298421.2 | 0.0355 | 0.0533 | 0.67 | 0.66 | 184 | 11.9 | 1.66 | 16.1 | 695.6 | 0.13 | 184.8 | 36.8 | 221.6 | 191.5 | 12.4 | 1.72 | 16.7 | 724.6 | 0.13 | 192.4 | 38.4 | 230.7 | 151.5 | 5.2 | 0.64 | 15.8 | 718.9 | 0.07 | 151.8 | 37.2 | 189 | 474 | 21.7 | 2.87 | 44.6 | 2074.2 | 0.22 | 475.4 | 106.5 | 581.9 | 25.95 | 0 | 0.29 | 26.24 | 27.48 | 0 | 0.3 | 27.79 | 485457.7 | 187036.5 | 0 | 4242.6 | 0 | 8374.7 | 41276.3 | 0 | 694.7 | 10182.1 | 120589.8 | 0 | 100.2 | 3315.4 | 31739.2 | 88131 | 651.9 | 0 | 0 | 96778.7 | 76957.6 | 2423.5 | 5512.2 | 213 | 0 | 8258.9
1428 | 60 | Day60 | 11 | Hour11 | 2 | Winter | 2761 | #N/A | Winter | 488129.3 | 2024-03-01 11:00 | 481080.8 | 3.9 | 1374.6 | 5670 | 488129.3 | 463994.9 | 291110.6 | 0.0355 | 0.0534 | 0.67 | 0.67 | 179.8 | 11.5 | 1.59 | 15.9 | 684.4 | 0.12 | 180.6 | 36.3 | 216.9 | 187.5 | 12 | 1.66 | 16.6 | 714.1 | 0.13 | 188.3 | 37.9 | 226.2 | 136.8 | 4.8 | 0.6 | 14.2 | 645.5 | 0.06 | 137.1 | 33.5 | 170.6 | 447.2 | 11.9 | 1.39 | 49.9 | 2216.4 | 0.21 | 447.9 | 116 | 563.9 | 25.76 | 0 | 0.29 | 26.05 | 27.28 | 0 | 0.31 | 27.59 | 488129.3 | 197018.6 | 68.1 | 4233.2 | 0 | 8374.7 | 39755.9 | 0 | 848.1 | 12210.2 | 120363.2 | 0 | 159.1 | 3315.4 | 25738.3 | 88396.1 | 706.5 | 0 | 0 | 107088.1 | 74505.6 | 2366.6 | 8945.7 | 213 | 0 | 7888.4
1429 | 60 | Day60 | 12 | Hour12 | 2 | Winter | 2761 | #N/A | Winter | 487972 | 2024-03-01 12:00 | 480023.1 | 1064.3 | 1374.6 | 5510 | 487972.1 | 463006.5 | 288858.2 | 0.0354 | 0.0533 | 0.67 | 0.67 | 176.9 | 11.2 | 1.55 | 15.8 | 677.5 | 0.12 | 177.7 | 36 | 213.7 | 184.9 | 11.7 | 1.62 | 16.5 | 708 | 0.13 | 185.6 | 37.6 | 223.3 | 129.9 | 4.4 | 0.55 | 13.6 | 617.3 | 0.06 | 130.2 | 32.1 | 162.2 | 687.2 | 53.8 | 7.61 | 44.3 | 2287.2 | 0.33 | 690.9 | 112.6 | 803.4 | 25.42 | 0 | 0.29 | 25.72 | 26.94 | 0 | 0.31 | 27.25 | 487972 | 199113.9 | 171.1 | 4233.2 | 0 | 7825 | 38414.8 | 0 | 856.1 | 11877.9 | 120230.1 | 0 | 159.1 | 3315.4 | 25334.2 | 88396.1 | 779.1 | 0 | 0 | 109369.4 | 74456.6 | 2553.8 | 10874.6 | 213 | 0 | 8258.9
1430 | 60 | Day60 | 13 | Hour13 | 2 | Winter | 2761 | #N/A | Winter | 488302.3 | 2024-03-01 13:00 | 478603.2 | 2933.8 | 1374.6 | 5390.7 | 488302.3 | 461666.4 | 288717.3 | 0.0354 | 0.0531 | 0.67 | 0.67 | 175.9 | 11 | 1.53 | 15.8 | 675.8 | 0.12 | 176.6 | 35.9 | 212.6 | 184.3 | 11.6 | 1.6 | 16.5 | 708 | 0.13 | 185.1 | 37.7 | 222.8 | 129.9 | 4.5 | 0.56 | 13.6 | 614.7 | 0.06 | 130.2 | 31.9 | 162.1 | 773.5 | 71.6 | 10.27 | 39.8 | 2226.2 | 0.38 | 778.4 | 106.3 | 884.7 | 25.37 | 0 | 0.29 | 25.67 | 26.92 | 0 | 0.31 | 27.23 | 488302.3 | 199585 | 0 | 4233.2 | 0 | 7825 | 37898.2 | 0 | 847.5 | 12462.8 | 120525.3 | 0 | 159.1 | 3315.4 | 25578.4 | 88396.1 | 786.5 | 0 | 0 | 109822.1 | 73693.3 | 2759.3 | 10116.4 | 213 | 20.2 | 8258.9
1431 | 60 | Day60 | 14 | Hour14 | 2 | Winter | 2761 | #N/A | Winter | 486205.8 | 2024-03-01 14:00 | 476940.2 | 2426.1 | 1374.6 | 5464.8 | 486205.8 | 460097.7 | 289099.2 | 0.0353 | 0.0529 | 0.67 | 0.67 | 175.8 | 10.9 | 1.5 | 15.9 | 680.2 | 0.12 | 176.6 | 36.2 | 212.8 | 184.1 | 11.4 | 1.58 | 16.7 | 711.8 | 0.13 | 184.8 | 37.9 | 222.7 | 114.5 | 3.6 | 0.43 | 12.3 | 553.9 | 0.05 | 114.7 | 28.8 | 143.5 | 636.2 | 44.8 | 6.27 | 45.6 | 2276.1 | 0.31 | 639.3 | 113.5 | 752.8 | 25.46 | 0 | 0.3 | 25.76 | 26.99 | 0 | 0.31 | 27.31 | 486205.8 | 197106.6 | 0 | 4233.2 | 0 | 7825 | 36995.2 | 0 | 837.8 | 11979.1 | 121874 | 0 | 159.1 | 3315.4 | 25446.8 | 88396.1 | 854.3 | 0 | 0 | 108979.5 | 72542.2 | 2767.9 | 10406.5 | 213 | 1 | 7679.9
1432 | 60 | Day60 | 15 | Hour15 | 2 | Winter | 2761 | #N/A | Winter | 488309.3 | 2024-03-01 15:00 | 476015.3 | 4442.2 | 2273.9 | 5577.9 | 488309.3 | 459226 | 293417.8 | 0.0353 | 0.0528 | 0.66 | 0.66 | 180.9 | 11.3 | 1.57 | 16.2 | 694.4 | 0.13 | 181.6 | 36.9 | 218.5 | 190.2 | 12 | 1.66 | 17 | 729.8 | 0.13 | 191 | 38.8 | 229.8 | 105.3 | 2.9 | 0.34 | 11.7 | 521.3 | 0.05 | 105.5 | 27.2 | 132.7 | 582.9 | 37.4 | 5.2 | 45.1 | 2197.3 | 0.28 | 585.5 | 110.6 | 696.1 | 25.64 | 0 | 0.3 | 25.94 | 27.23 | 0 | 0.31 | 27.54 | 488309.3 | 194891.5 | 139.6 | 4243.6 | 0 | 7825 | 38944.6 | 0 | 857.8 | 12578.3 | 123834.9 | 0 | 159.1 | 3315.4 | 25653.8 | 88396.1 | 905.6 | 0 | 0 | 105688.9 | 72541.9 | 3224.6 | 9485.1 | 213 | 0 | 8050.4
1433 | 60 | Day60 | 16 | Hour16 | 2 | Winter | 2761 | #N/A | Winter | 490721.4 | 2024-03-01 16:00 | 477284.6 | 4236.3 | 3408.2 | 5792.4 | 490721.4 | 460439.6 | 306432.7 | 0.0353 | 0.0529 | 0.64 | 0.64 | 199.2 | 13.2 | 1.83 | 17 | 743.1 | 0.13 | 200.1 | 39.2 | 239.2 | 209.9 | 13.9 | 1.94 | 17.9 | 782.4 | 0.14 | 210.8 | 41.2 | 252.1 | 133.9 | 4.7 | 0.58 | 13.9 | 632.5 | 0.06 | 134.2 | 32.8 | 167 | 753.5 | 69 | 9.9 | 39.5 | 2190 | 0.37 | 758.3 | 104.8 | 863.1 | 26.3 | 0 | 0.3 | 26.6 | 27.95 | 0 | 0.31 | 28.27 | 490721.4 | 184288.8 | 54.6 | 4243.6 | 0 | 7825 | 46442.8 | 0 | 867.9 | 11283 | 128219.9 | 0 | 159.1 | 3315.4 | 26203.8 | 88396.1 | 950.2 | 622.1 | 0 | 95494.9 | 72877.4 | 3765.5 | 9771.3 | 213 | 0 | 7679.9
1434 | 60 | Day60 | 17 | Hour17 | 2 | Winter | 2761 | #N/A | Winter | 497293 | 2024-03-01 17:00 | 485123.4 | 4299.1 | 1553.2 | 6317.2 | 497292.9 | 467861.1 | 339349 | 0.0356 | 0.0537 | 0.61 | 0.6 | 230.1 | 16.3 | 2.29 | 18.3 | 822.6 | 0.15 | 231.3 | 42.8 | 274.1 | 243.5 | 17.2 | 2.41 | 19.4 | 872.4 | 0.16 | 244.6 | 45.5 | 290.1 | 301.6 | 18.8 | 2.59 | 23.8 | 1162.2 | 0.14 | 302.9 | 58.5 | 361.3 | 734.9 | 65.2 | 9.33 | 40.4 | 2202.5 | 0.36 | 739.4 | 106.2 | 845.6 | 27.14 | 0 | 0.3 | 27.43 | 28.84 | 0 | 0.31 | 29.15 | 497293 | 157944 | 1047.3 | 4243.6 | 0 | 7826.8 | 59746.8 | 0 | 835.9 | 9082.4 | 134837.6 | 0 | 159.1 | 3315.4 | 35323.8 | 88396.1 | 1130.7 | 3321.6 | 0 | 72290.8 | 71913.4 | 3821.5 | 7577.5 | 652.3 | 1001.9 | 8045.8
1435 | 60 | Day60 | 18 | Hour18 | 2 | Winter | 2761 | #N/A | Winter | 498488.6 | 2024-03-01 18:00 | 493934.8 | 0 | 0 | 4553.8 | 498488.6 | 476186 | 376768.7 | 0.0359 | 0.0547 | 0.56 | 0.55 | 256.6 | 18.2 | 2.55 | 20.2 | 917.1 | 0.16 | 257.8 | 47.5 | 305.3 | 272.1 | 19.2 | 2.69 | 21.6 | 977.3 | 0.17 | 273.4 | 50.8 | 324.2 | 378.5 | 22.7 | 3.13 | 30.9 | 1468.4 | 0.19 | 380.1 | 74.7 | 454.8 | 465.4 | 9.6 | 1.02 | 54.4 | 2391.6 | 0.21 | 465.9 | 125.7 | 591.7 | 31.47 | 0 | 0.29 | 31.77 | 33.31 | 0 | 0.31 | 33.63 | 498488.6 | 121719.9 | 2595.5 | 4243.6 | 0 | 8374.7 | 67026.4 | 0 | 650.5 | 4765.1 | 150002.4 | 0 | 159.1 | 3315.4 | 39220.8 | 88396.1 | 1126.6 | 12308 | 0 | 37544.8 | 74967.1 | 3792.5 | 6334.9 | 2719.8 | 3527.7 | 7888.4
1436 | 60 | Day60 | 19 | Hour19 | 2 | Winter | 2761 | #N/A | Winter | 500046.4 | 2024-03-01 19:00 | 496285 | 0 | 0 | 3761.4 | 500046.4 | 478418.8 | 412379.4 | 0.036 | 0.0549 | 0.54 | 0.52 | 273.2 | 19.2 | 2.69 | 21.6 | 978.1 | 0.17 | 274.5 | 50.8 | 325.3 | 290.2 | 20.3 | 2.84 | 23.1 | 1042.9 | 0.19 | 291.6 | 54.3 | 345.8 | 436.1 | 26 | 3.62 | 35.9 | 1674.9 | 0.23 | 437.8 | 85.9 | 523.7 | 548.5 | 17 | 2.55 | 64.3 | 2229.8 | 0.54 | 549.7 | 130.9 | 680.6 | 48.14 | 0 | 0.3 | 48.43 | 50.96 | 0 | 0.32 | 51.28 | 500046.4 | 87667 | 4654.7 | 4253 | 0 | 8374.7 | 70292.7 | 0 | 179.1 | 882.1 | 157993.1 | 0 | 1978.2 | 3315.4 | 57172.2 | 88396.1 | 2192.2 | 13757 | 0 | 6898.4 | 75810.6 | 3896.7 | 3111.7 | 4266.9 | 5489.2 | 8258.9
1437 | 60 | Day60 | 20 | Hour20 | 2 | Winter | 2761 | #N/A | Winter | 496274.2 | 2024-03-01 20:00 | 491964.7 | 0 | 0 | 4309.5 | 496274.2 | 474334.2 | 412951.8 | 0.0358 | 0.0545 | 0.54 | 0.53 | 273.3 | 19.6 | 2.76 | 21.2 | 966.6 | 0.17 | 274.6 | 50.1 | 324.7 | 289.5 | 20.6 | 2.9 | 22.7 | 1028.9 | 0.18 | 290.9 | 53.4 | 344.4 | 420.8 | 25.6 | 3.53 | 33.8 | 1634.9 | 0.2 | 422.5 | 82.6 | 505.1 | 570.3 | 31.6 | 4.32 | 48.6 | 2305.1 | 0.27 | 572.4 | 117.4 | 689.8 | 30.05 | 0 | 0.3 | 30.34 | 31.78 | 0 | 0.32 | 32.1 | 496274.2 | 83322.4 | 6598 | 4253 | 0 | 8374.7 | 71962.4 | 0 | 0 | 0.5 | 152126.2 | 0 | 1978.2 | 3315.4 | 61082 | 88396.1 | 1951.7 | 12914.1 | 0 | 2.3 | 79452.5 | 3867.1 | 275.5 | 130.3 | 3033.5 | 7888.4
1438 | 60 | Day60 | 21 | Hour21 | 2 | Winter | 2761 | #N/A | Winter | 483399.3 | 2024-03-01 21:00 | 479076.2 | 0 | 0 | 4323 | 483399.3 | 462085.9 | 396914.8 | 0.0355 | 0.0533 | 0.54 | 0.53 | 274.4 | 19.8 | 2.78 | 21.2 | 972.1 | 0.17 | 275.8 | 50.2 | 326 | 286.4 | 20.6 | 2.89 | 22.2 | 1015.5 | 0.18 | 287.8 | 52.5 | 340.3 | 450.2 | 30 | 4.17 | 33.7 | 1672.3 | 0.21 | 452.2 | 83.6 | 535.8 | 651.9 | 44.8 | 6.27 | 47.7 | 2363.2 | 0.32 | 655 | 118.2 | 773.2 | 29.94 | 0 | 0.3 | 30.24 | 31.63 | 0 | 0.32 | 31.95 | 483399.3 | 86484.4 | 5058.7 | 4257.5 | 0 | 8374.7 | 70853.5 | 0 | 0 | 0 | 150626.8 | 0 | 1192.2 | 3315.4 | 59070.2 | 88396.1 | 1122.1 | 4647.6 | 0 | 0 | 82404.5 | 4079.9 | 0.2 | 533.6 | 3467.3 | 8258.9
1439 | 60 | Day60 | 22 | Hour22 | 2 | Winter | 2761 | #N/A | Winter | 457314.2 | 2024-03-01 22:00 | 452985.3 | 0 | 0 | 4328.9 | 457314.2 | 437287.4 | 366555.5 | 0.0346 | 0.0506 | 0.56 | 0.56 | 255.2 | 18.1 | 2.54 | 20.2 | 912.8 | 0.16 | 256.4 | 47.5 | 303.9 | 265.6 | 18.8 | 2.63 | 21.1 | 951.5 | 0.17 | 266.8 | 49.5 | 316.4 | 453.7 | 29.3 | 4.07 | 34.8 | 1713.8 | 0.21 | 455.7 | 85.9 | 541.6 | 858.4 | 81.6 | 11.74 | 42.3 | 2401.9 | 0.43 | 864.1 | 113.9 | 978 | 27.76 | 0 | 0.3 | 28.07 | 29.25 | 0 | 0.32 | 29.57 | 457314.2 | 90758.7 | 4587 | 4198.3 | 0 | 8374.7 | 60973.5 | 0 | 0 | 0 | 137792.9 | 0 | 159.1 | 3315.4 | 53773.9 | 88396.1 | 1078.3 | 3906.2 | 0 | 0 | 87202.7 | 3556 | 0 | 59.1 | 2838 | 7211
1440 | 60 | Day60 | 23 | Hour23 | 2 | Winter | 2761 | #N/A | Winter | 429016.3 | 2024-03-01 23:00 | 424456.6 | 0 | 0 | 4559.7 | 429016.3 | 410110.5 | 333053.7 | 0.0338 | 0.0476 | 0.6 | 0.6 | 224 | 15.2 | 2.12 | 18.8 | 825.1 | 0.15 | 225.1 | 43.4 | 268.5 | 233 | 15.7 | 2.2 | 19.6 | 859.9 | 0.16 | 234.1 | 45.3 | 279.4 | 463.2 | 30.1 | 4.18 | 35.3 | 1744.2 | 0.22 | 465.3 | 87.4 | 552.6 | 793.3 | 74 | 10.63 | 40.3 | 2263.8 | 0.39 | 798.5 | 107.9 | 906.4 | 26.31 | 0 | 0.31 | 26.62 | 27.63 | 0 | 0.33 | 27.96 | 429016.3 | 95962.6 | 3559.2 | 4198.3 | 0 | 7212.1 | 47019.5 | 0 | 0 | 0 | 122257.8 | 0 | 159.1 | 3315.4 | 52208.1 | 88396.1 | 843.4 | 3884.6 | 0 | 0 | 91856.5 | 4106.2 | 0 | 0 | 1399.8 | 5843.2
1441 | 61 | Day61 | 0 | Hour0 | 3 | Spring | 42 | 498215.4 | Spring | 403879 | 2024-03-02 | 399171.2 | 178.5 | 0 | 4529.3 | 403879 | 385985.2 | 305213.6 | 0.033 | 0.0449 | 0.63 | 0.62 | 206.6 | 13.5 | 1.88 | 18.1 | 776.5 | 0.14 | 207.5 | 41.2 | 248.7 | 214.6 | 14 | 1.95 | 18.8 | 807.4 | 0.15 | 215.5 | 42.9 | 258.4 | 492.9 | 34.6 | 4.84 | 35.2 | 1774.7 | 0.23 | 495.3 | 88.2 | 583.5 | 390.4 | 7.8 | 0.81 | 45.7 | 2026.4 | 0.17 | 390.9 | 106.1 | 497 | 24.87 | 0 | 0.3 | 25.17 | 26.04 | 0 | 0.32 | 26.36 | 403879 | 98665.4 | 360 | 4198.3 | 0 | 5716.5 | 38958 | 0 | 0 | 0 | 111623.6 | 0 | 95.5 | 3315.4 | 48670.6 | 88396.1 | 678.6 | 3201 | 0 | 0 | 94717 | 3948.3 | 0 | 0 | 769.5 | 5236.5
1442 | 61 | Day61 | 1 | Hour1 | 3 | Spring | 2117 | #N/A | Spring | 389140.5 | 2024-03-02 01:00 | 380190 | 3218.5 | 1119.5 | 4612.5 | 389140.5 | 367862.1 | 288904.5 | 0.0324 | 0.0426 | 0.63 | 0.63 | 202.7 | 13.4 | 1.86 | 17.8 | 759.5 | 0.14 | 203.6 | 40.5 | 244.1 | 210.5 | 13.9 | 1.94 | 18.4 | 786.8 | 0.15 | 211.4 | 41.9 | 253.3 | 470.5 | 31.9 | 4.44 | 34.8 | 1731.1 | 0.22 | 472.7 | 86.5 | 559.2 | 686.8 | 63.7 | 9.13 | 35.9 | 1986 | 0.35 | 691.2 | 95.2 | 786.4 | 22.93 | 0 | 0.31 | 23.24 | 23.97 | 0 | 0.31 | 24.28 | 389140.5 | 100236 | 0 | 4198.3 | 0 | 5716.5 | 37146.9 | 0 | 0 | 0 | 104384.5 | 0 | 95.5 | 3315.4 | 44655.8 | 88124.4 | 678.6 | 588.6 | 0 | 0 | 95969.6 | 4266.4 | 0 | 0 | 5.5 | 5584.9
1443 | 61 | Day61 | 2 | Hour2 | 3 | Spring | 2117 | #N/A | Spring | 380583.2 | 2024-03-02 02:00 | 369283.8 | 3789 | 3012.6 | 4497.8 | 380583.2 | 357437.6 | 282009.5 | 0.0321 | 0.0412 | 0.63 | 0.63 | 207.2 | 13.7 | 1.91 | 18.1 | 775 | 0.15 | 208.2 | 41.3 | 249.4 | 215.3 | 14.3 | 1.99 | 18.7 | 802.5 | 0.15 | 216.3 | 42.7 | 258.9 | 462.4 | 30.7 | 4.26 | 34.8 | 1722.3 | 0.22 | 464.5 | 86.2 | 550.7 | 674.5 | 61.6 | 8.82 | 35.3 | 1979.2 | 0.32 | 678.8 | 94.4 | 773.2 | 22.16 | 0 | 0.31 | 22.47 | 23.16 | 0 | 0.31 | 23.46 | 380583.2 | 98573.7 | 10.4 | 4198.3 | 0 | 5716.5 | 37291.6 | 0 | 0 | 0 | 103923.2 | 0 | 95.5 | 3315.4 | 39606.5 | 87033.9 | 678.6 | 139.7 | 0 | 0 | 94202.3 | 4371.4 | 0 | 0 | 0 | 5522.5
1444 | 61 | Day61 | 3 | Hour3 | 3 | Spring | 2117 | #N/A | Spring | 377728.4 | 2024-03-02 03:00 | 365340.3 | 4773.5 | 3301.9 | 4312.7 | 377728.4 | 353673.1 | 280692.3 | 0.0319 | 0.0407 | 0.62 | 0.62 | 212.1 | 14.1 | 1.97 | 18.4 | 789.5 | 0.15 | 213.1 | 42 | 255 | 220.9 | 14.8 | 2.07 | 19 | 819.3 | 0.16 | 221.9 | 43.5 | 265.4 | 460.4 | 30.3 | 4.21 | 34.9 | 1722.5 | 0.22 | 462.5 | 86.3 | 548.8 | 519.7 | 34.6 | 4.8 | 38.9 | 1933.2 | 0.24 | 522.1 | 96.6 | 618.7 | 22.07 | 0 | 0.31 | 22.39 | 23.13 | 0 | 0.3 | 23.43 | 377728.4 | 97036.1 | 0 | 4195.4 | 0 | 5716.5 | 38351.4 | 0 | 0 | 0 | 104410.4 | 0 | 95.5 | 3315.4 | 36895.3 | 87033.9 | 678.6 | 0 | 0 | 0 | 92642.1 | 4394 | 0 | 0 | 0 | 5731.2
1445 | 61 | Day61 | 4 | Hour4 | 3 | Spring | 2117 | #N/A | Spring | 379819.7 | 2024-03-02 04:00 | 371787.2 | 1777 | 1693.3 | 4562.3 | 379819.7 | 359878.8 | 285749.9 | 0.032 | 0.0413 | 0.61 | 0.61 | 218.8 | 14.6 | 2.03 | 18.9 | 814.1 | 0.15 | 219.8 | 43.2 | 262.9 | 227.3 | 15.2 | 2.12 | 19.6 | 845.1 | 0.16 | 228.3 | 44.8 | 273.1 | 474.5 | 33.2 | 4.64 | 34.2 | 1713.7 | 0.23 | 476.7 | 85.4 | 562.1 | 561.3 | 38 | 5.29 | 41.4 | 2066 | 0.26 | 563.9 | 103.1 | 666.9 | 22.53 | 0 | 0.28 | 22.82 | 23.64 | 0 | 0.29 | 23.93 | 379819.7 | 94069.8 | 0 | 4190.9 | 0 | 5716.5 | 39805.9 | 0 | 0 | 0 | 108385.9 | 0 | 95.5 | 3315.4 | 36527.4 | 87033.9 | 678.6 | 0 | 0 | 0 | 89759.6 | 4310.3 | 0 | 0 | 0 | 5811.1
1446 | 61 | Day61 | 5 | Hour5 | 3 | Spring | 2117 | #N/A | Spring | 398092.4 | 2024-03-02 05:00 | 392030.5 | 868.7 | 217.1 | 4976 | 398092.4 | 379277.1 | 305377.5 | 0.0325 | 0.0435 | 0.58 | 0.58 | 242.2 | 16.9 | 2.36 | 19.8 | 877.7 | 0.16 | 243.4 | 46 | 289.4 | 251.4 | 17.5 | 2.45 | 20.6 | 911.2 | 0.17 | 252.6 | 47.8 | 300.4 | 486.6 | 34.6 | 4.85 | 34.5 | 1738.2 | 0.23 | 489 | 86.4 | 575.4 | 769.7 | 73.2 | 10.51 | 37.8 | 2166.4 | 0.37 | 774.7 | 102.4 | 877.2 | 23.95 | 0 | 0.27 | 24.22 | 25.17 | 0 | 0.28 | 25.45 | 398092.4 | 92714.9 | 0 | 4190.9 | 0 | 5821 | 49159.6 | 0 | 0 | 0 | 118101.2 | 0 | 95.5 | 3315.4 | 37033.4 | 86981.9 | 678.6 | 0 | 0 | 0 | 88676.1 | 4038.8 | 0 | 0 | 358.1 | 6344.5
1447 | 61 | Day61 | 6 | Hour6 | 3 | Spring | 2117 | #N/A | Spring | 426011.7 | 2024-03-02 06:00 | 420880.2 | 0 | 213 | 4918.5 | 426011.7 | 406818.4 | 331015.8 | 0.0334 | 0.0467 | 0.56 | 0.56 | 260.1 | 19.1 | 2.68 | 20.2 | 913.3 | 0.17 | 261.4 | 47.4 | 308.8 | 270 | 19.8 | 2.78 | 20.9 | 948.2 | 0.17 | 271.3 | 49.2 | 320.6 | 456.3 | 31.2 | 4.35 | 33.5 | 1669.6 | 0.21 | 458.5 | 83.3 | 541.8 | 1038.1 | 116.3 | 16.89 | 35 | 2365.5 | 0.51 | 1046.2 | 105.6 | 1151.8 | 26.74 | 0 | 0.26 | 27 | 28.1 | 0 | 0.27 | 28.37 | 426011.7 | 94995.9 | 320.9 | 4190.9 | 0 | 5826.2 | 60528.2 | 0 | 0 | 1746.9 | 125160.8 | 0 | 95.5 | 3315.4 | 42779.2 | 88120.1 | 678.6 | 0 | 0 | 1327.7 | 87924.5 | 3996.9 | 0 | 0 | 0 | 7715.6
1448 | 61 | Day61 | 7 | Hour7 | 3 | Spring | 2117 | #N/A | Spring | 451545.4 | 2024-03-02 07:00 | 447423.1 | 0 | 213 | 3909.2 | 451545.4 | 432106.2 | 337156.2 | 0.0342 | 0.0496 | 0.58 | 0.58 | 252.2 | 18.7 | 2.64 | 19.3 | 877.7 | 0.16 | 253.5 | 45.5 | 299 | 262 | 19.5 | 2.74 | 20 | 911.9 | 0.17 | 263.4 | 47.2 | 310.6 | 308.8 | 19 | 2.62 | 24.6 | 1196.3 | 0.14 | 310.1 | 60.2 | 370.3 | 674.5 | 50.6 | 7.12 | 45.6 | 2328.6 | 0.32 | 678 | 115.1 | 793.1 | 27.04 | 0 | 0.26 | 27.31 | 28.49 | 0 | 0.28 | 28.77 | 451545.4 | 114389.1 | 543.8 | 4190.9 | 0 | 6169.6 | 63357.3 | 0 | 0 | 2916 | 125545.2 | 0 | 95.5 | 3315.4 | 45088.6 | 88141.6 | 678.6 | 29.7 | 0 | 20898.2 | 86750.2 | 3824.7 | 1540.9 | 0 | 0 | 8048.3
1449 | 61 | Day61 | 8 | Hour8 | 3 | Spring | 2117 | #N/A | Spring | 466932.4 | 2024-03-02 08:00 | 462343 | 60.2 | 213 | 4316.2 | 466932.4 | 446285 | 339249 | 0.0347 | 0.0512 | 0.61 | 0.6 | 235.6 | 17.4 | 2.44 | 18.2 | 823.7 | 0.15 | 236.8 | 42.8 | 279.5 | 245.1 | 18.1 | 2.54 | 18.9 | 857.2 | 0.16 | 246.4 | 44.5 | 290.9 | 154.4 | 6.7 | 0.87 | 14.8 | 688.2 | 0.07 | 154.8 | 35.4 | 190.2 | 458.3 | 12.2 | 1.43 | 51.1 | 2271 | 0.21 | 459.1 | 118.8 | 577.9 | 26.57 | 0 | 0.28 | 26.84 | 28.05 | 0 | 0.29 | 28.34 | 466932.4 | 127683.4 | 247.3 | 4190.9 | 0 | 8374.7 | 60592.6 | 0 | 0 | 4019.3 | 122524.5 | 0 | 159.1 | 3315.4 | 49103.2 | 88396.1 | 711.9 | 1633.3 | 0 | 45798.1 | 74393.3 | 3472.7 | 2212.2 | 418.5 | 188.8 | 7942.6
1450 | 61 | Day61 | 9 | Hour9 | 3 | Spring | 2117 | #N/A | Spring | 475498.8 | 2024-03-02 09:00 | 470959.6 | 270.3 | 213 | 4055.9 | 475498.9 | 454426 | 327850.9 | 0.0351 | 0.0522 | 0.62 | 0.62 | 223.9 | 16.3 | 2.29 | 17.5 | 788.8 | 0.15 | 225 | 41.1 | 266.1 | 232.9 | 17 | 2.38 | 18.2 | 820.5 | 0.15 | 234 | 42.7 | 276.8 | 117.7 | 4.4 | 0.55 | 12 | 547.3 | 0.05 | 118 | 28.3 | 146.3 | 444.1 | 12.4 | 1.47 | 49 | 2182.9 | 0.21 | 444.9 | 114.1 | 559 | 26.33 | 0 | 0.28 | 26.61 | 27.84 | 0 | 0.3 | 28.14 | 475498.8 | 147648 | 198.7 | 4190.9 | 0 | 8374.7 | 57654.4 | 0 | 313.6 | 7681.9 | 120997.3 | 0 | 159.1 | 3315.4 | 43645.7 | 88396.1 | 765 | 153.6 | 0 | 76575.4 | 59921.3 | 3155.7 | 3178.9 | 813.5 | 0 | 8102.3
1451 | 61 | Day61 | 10 | Hour10 | 3 | Spring | 2117 | #N/A | Spring | 481678.8 | 2024-03-02 10:00 | 475211.6 | 280.2 | 1339.9 | 4847.1 | 481678.8 | 458437.4 | 308760.4 | 0.0353 | 0.0528 | 0.64 | 0.63 | 215.6 | 15.7 | 2.21 | 16.9 | 759.1 | 0.14 | 216.7 | 39.6 | 256.3 | 225 | 16.4 | 2.31 | 17.6 | 791.8 | 0.15 | 226.1 | 41.3 | 267.4 | 88.3 | 3.1 | 0.38 | 9.2 | 417 | 0.04 | 88.5 | 21.6 | 110.1 | 411.8 | 7.9 | 0.81 | 48.7 | 2136.8 | 0.19 | 412.3 | 112.4 | 524.7 | 25.97 | 0 | 0.29 | 26.26 | 27.49 | 0 | 0.31 | 27.8 | 481678.8 | 172918.4 | 0.5 | 4184.4 | 0 | 8374.7 | 56301.3 | 0 | 802 | 12830.2 | 117725.5 | 0 | 159.1 | 3315.4 | 29163.7 | 88396.1 | 773 | 366.6 | 0 | 109876.7 | 46446.3 | 2963.2 | 6423.1 | 901.5 | 11.1 | 7888.4
1452 | 61 | Day61 | 11 | Hour11 | 3 | Spring | 2117 | #N/A | Spring | 485268.6 | 2024-03-02 11:00 | 476531.2 | 90.8 | 3408.2 | 5238.4 | 485268.6 | 459696.2 | 304109.6 | 0.0353 | 0.0529 | 0.65 | 0.64 | 209.2 | 15.2 | 2.13 | 16.5 | 740.1 | 0.14 | 210.2 | 38.6 | 248.9 | 219 | 15.9 | 2.23 | 17.3 | 774 | 0.15 | 220.1 | 40.4 | 260.5 | 84.1 | 3.1 | 0.4 | 8.5 | 390.1 | 0.04 | 84.3 | 20.2 | 104.5 | 562.8 | 36 | 4.99 | 43.7 | 2126.7 | 0.27 | 565.2 | 107.1 | 672.3 | 25.55 | 0 | 0.29 | 25.84 | 27.07 | 0 | 0.31 | 27.38 | 485268.6 | 181159 | 270.3 | 4182.8 | 0 | 7831.1 | 54546.2 | 0 | 902.2 | 14209.7 | 116510.9 | 0 | 159.1 | 3315.4 | 27942 | 88396.1 | 699 | 256.8 | 0 | 116000.5 | 47273 | 2773.6 | 11439.7 | 534.3 | 222.5 | 7888.4
1453 | 61 | Day61 | 12 | Hour12 | 3 | Spring | 2117 | #N/A | Spring | 486938.1 | 2024-03-02 12:00 | 475923.8 | 2370.9 | 3408.2 | 5235.1 | 486938.1 | 459129.3 | 303679.8 | 0.0353 | 0.0528 | 0.65 | 0.64 | 208.1 | 15 | 2.11 | 16.5 | 737.6 | 0.14 | 209.2 | 38.5 | 247.7 | 218.7 | 15.8 | 2.22 | 17.3 | 774 | 0.15 | 219.8 | 40.4 | 260.2 | 78 | 2.5 | 0.31 | 8.3 | 374.8 | 0.04 | 78.2 | 19.5 | 97.7 | 433.6 | 8.3 | 0.85 | 51.3 | 2250.1 | 0.2 | 434 | 118.4 | 552.4 | 25.48 | 0 | 0.3 | 25.77 | 27.03 | 0 | 0.31 | 27.34 | 486938.1 | 183258.3 | 77.9 | 4182.8 | 0 | 7825 | 54184.1 | 0 | 909.2 | 14549.3 | 116960.5 | 0 | 159.1 | 3315.4 | 27483.9 | 88396.1 | 728.4 | 366.6 | 0 | 115071 | 50195.7 | 2533 | 12599.6 | 558.4 | 362.3 | 8258.9
1454 | 61 | Day61 | 13 | Hour13 | 3 | Spring | 2117 | #N/A | Spring | 485692 | 2024-03-02 13:00 | 474813.8 | 2276.5 | 3408.2 | 5193.5 | 485692 | 458086.4 | 301503.7 | 0.0352 | 0.0526 | 0.65 | 0.65 | 205.5 | 14.7 | 2.07 | 16.4 | 731.5 | 0.14 | 206.5 | 38.3 | 244.8 | 215.8 | 15.5 | 2.17 | 17.2 | 767.2 | 0.14 | 216.8 | 40.1 | 257 | 79.2 | 2.6 | 0.32 | 8.4 | 378.9 | 0.04 | 79.4 | 19.7 | 99.1 | 498.6 | 20.3 | 2.63 | 49.2 | 2249.3 | 0.23 | 499.9 | 116.3 | 616.2 | 25.42 | 0 | 0.3 | 25.71 | 26.96 | 0 | 0.31 | 27.27 | 485692 | 184188.3 | 0 | 4182.8 | 0 | 7828.6 | 52779 | 0 | 880.1 | 14361.2 | 116549.6 | 0 | 159.1 | 3315.4 | 27296.5 | 88396.1 | 817.3 | 179.3 | 0 | 113971 | 52462.2 | 2513.8 | 12418.2 | 612.9 | 0 | 8050.4
1455 | 61 | Day61 | 14 | Hour14 | 3 | Spring | 2117 | #N/A | Spring | 484611.7 | 2024-03-02 14:00 | 473637 | 2268.7 | 3621.2 | 5084.8 | 484611.7 | 456981.5 | 300031.3 | 0.0352 | 0.0525 | 0.65 | 0.65 | 204.5 | 14.6 | 2.05 | 16.4 | 729.2 | 0.14 | 205.5 | 38.2 | 243.7 | 214.8 | 15.4 | 2.16 | 17.2 | 765 | 0.14 | 215.8 | 40.1 | 255.9 | 80.3 | 2.7 | 0.33 | 8.5 | 383 | 0.04 | 80.5 | 19.9 | 100.3 | 441 | 14.8 | 1.85 | 46.4 | 2087.2 | 0.21 | 441.9 | 108.6 | 550.6 | 25.11 | 0 | 0.3 | 25.41 | 26.64 | 0 | 0.31 | 26.95 | 484611.7 | 184580.4 | 0 | 4182.8 | 0 | 7829.6 | 52145.9 | 0 | 867.2 | 14023.1 | 116162 | 0 | 159.1 | 3315.4 | 26921.8 | 88396.1 | 918.4 | 0 | 0 | 112839.9 | 54261.4 | 2588.8 | 11749.9 | 578.2 | 18.9 | 8258.9
1456 | 61 | Day61 | 15 | Hour15 | 3 | Spring | 2117 | #N/A | Spring | 485216.9 | 2024-03-02 15:00 | 472258.8 | 4343.7 | 3621.2 | 4993.2 | 485216.9 | 455681.1 | 303379.9 | 0.0351 | 0.0523 | 0.65 | 0.64 | 208.5 | 15 | 2.1 | 16.6 | 740.7 | 0.14 | 209.5 | 38.8 | 248.3 | 219.7 | 15.8 | 2.22 | 17.5 | 779.4 | 0.15 | 220.8 | 40.8 | 261.5 | 81.7 | 2.4 | 0.29 | 8.9 | 398.8 | 0.04 | 81.8 | 20.8 | 102.6 | 637 | 48.8 | 6.89 | 42.1 | 2153.5 | 0.31 | 640.3 | 106.4 | 746.7 | 24.95 | 0 | 0.3 | 25.25 | 26.51 | 0 | 0.31 | 26.82 | 485216.9 | 181837 | 140.2 | 4182.8 | 0 | 7825 | 53603.1 | 0 | 884.2 | 13232 | 117386.2 | 0 | 159.1 | 3315.4 | 27243.4 | 88396.1 | 975 | 153.6 | 0 | 109319.8 | 55766.4 | 2634.6 | 10839.2 | 402.2 | 0 | 8050.4
1457 | 61 | Day61 | 16 | Hour16 | 3 | Spring | 2117 | #N/A | Spring | 486207.8 | 2024-03-02 16:00 | 471909 | 4819.8 | 4360 | 5118.9 | 486207.8 | 455358.4 | 318669 | 0.0351 | 0.0522 | 0.62 | 0.61 | 227.5 | 16.7 | 2.34 | 17.7 | 797.6 | 0.15 | 228.7 | 41.5 | 270.1 | 240.2 | 17.6 | 2.48 | 18.6 | 841.4 | 0.16 | 241.4 | 43.7 | 285.2 | 94.2 | 3.2 | 0.4 | 9.9 | 446.7 | 0.04 | 94.4 | 23.2 | 117.6 | 534.3 | 41.7 | 5.91 | 36.4 | 1782.3 | 0.3 | 537.2 | 89.6 | 626.8 | 23.74 | 0 | 0.3 | 24.04 | 25.43 | 0 | 0.31 | 25.74 | 486207.8 | 167538.8 | 57.8 | 4242 | 0 | 7825 | 60368.3 | 0 | 907.4 | 11599.7 | 123932.5 | 0 | 159.1 | 3315.4 | 30086.6 | 87547.2 | 981.4 | 153.6 | 0 | 95067.7 | 57219.4 | 2744.6 | 9624.2 | 828 | 15.4 | 8050.4
1458 | 61 | Day61 | 17 | Hour17 | 3 | Spring | 2117 | #N/A | Spring | 492665.2 | 2024-03-02 17:00 | 478457.7 | 4600 | 4147 | 5460.5 | 492665.1 | 461570 | 353899.7 | 0.0353 | 0.0529 | 0.59 | 0.57 | 247.9 | 18.2 | 2.56 | 19 | 867.2 | 0.16 | 249.2 | 44.9 | 294.1 | 266.9 | 19.6 | 2.75 | 20.5 | 935.6 | 0.17 | 268.3 | 48.5 | 316.7 | 291.7 | 19.5 | 2.72 | 21.8 | 1080.9 | 0.14 | 293 | 54 | 347.1 | 350.7 | 6.7 | 0.7 | 43.3 | 1820.4 | 0.2 | 351.1 | 97.6 | 448.7 | 26.86 | 0 | 0.3 | 27.15 | 28.78 | 0 | 0.31 | 29.09 | 492665.2 | 138765.4 | 310.2 | 4242 | 0 | 7825 | 66903.2 | 0 | 894.7 | 8536.8 | 135834.8 | 0 | 159.1 | 3315.4 | 35077.5 | 87380.2 | 988.4 | 11864 | 0 | 68156.9 | 58540.8 | 2636.1 | 7200.5 | 2708.2 | 1518.1 | 8258.9
1459 | 61 | Day61 | 18 | Hour18 | 3 | Spring | 2117 | #N/A | Spring | 498215.4 | 2024-03-02 18:00 | 489743.4 | 0 | 3408.2 | 5063.9 | 498215.4 | 472248.4 | 377236 | 0.0357 | 0.0542 | 0.56 | 0.54 | 267.5 | 19 | 2.68 | 21.1 | 940.7 | 0.18 | 268.8 | 49.2 | 318 | 286.8 | 20.3 | 2.86 | 22.8 | 1011.9 | 0.19 | 288.1 | 53 | 341.2 | 393.7 | 23.3 | 3.26 | 33 | 1492.6 | 0.23 | 395.3 | 77.5 | 472.8 | 655.6 | 21.4 | 2.65 | 69.4 | 3126.6 | 0.3 | 657 | 162.7 | 819.6 | 39.52 | 0 | 0.29 | 39.81 | 42.01 | 0 | 0.31 | 42.32 | 498215.4 | 120979.4 | 2278.9 | 4243.6 | 0 | 8368.7 | 68862 | 0 | 751.1 | 6464.4 | 143253.5 | 0 | 4590.4 | 3315.4 | 35484.8 | 88396.1 | 4388 | 14054.6 | 0 | 43513.3 | 68208.7 | 2041.9 | 5889.6 | 7096.8 | 2005.4 | 8050.4
1460 | 61 | Day61 | 19 | Hour19 | 3 | Spring | 2117 | #N/A | Spring | 496830 | 2024-03-02 19:00 | 493011.8 | 0 | 0 | 3818.2 | 496830.1 | 475352.5 | 407813.4 | 0.0358 | 0.0545 | 0.53 | 0.52 | 284.1 | 20.3 | 2.86 | 22.3 | 994.4 | 0.19 | 285.5 | 51.9 | 337.5 | 302.7 | 21.5 | 3.04 | 23.9 | 1063.2 | 0.2 | 304.1 | 55.6 | 359.8 | 428 | 24.9 | 3.48 | 36.2 | 1637.6 | 0.25 | 429.7 | 85.1 | 514.8 | 625.1 | 17.6 | 2.09 | 68.8 | 3069.7 | 0.29 | 626.2 | 160.3 | 786.6 | 48.32 | 0 | 0.29 | 48.61 | 51.13 | 0 | 0.31 | 51.44 | 496830 | 89016.7 | 3103 | 4253 | 0 | 8374.7 | 73501.1 | 0 | 221.8 | 1555 | 149260.8 | 0 | 5209.5 | 3315.4 | 53331 | 88396.1 | 4827.7 | 14240.9 | 0 | 9432 | 75530.7 | 2277.1 | 4417.2 | 7826.8 | 3028.6 | 8258.9
1461 | 61 | Day61 | 20 | Hour20 | 3 | Spring | 2117 | #N/A | Spring | 494290.5 | 2024-03-02 20:00 | 489912.7 | 0 | 0 | 4377.8 | 494290.5 | 472425.9 | 407523.7 | 0.0357 | 0.0541 | 0.55 | 0.54 | 271.4 | 19.9 | 2.8 | 20.7 | 947.5 | 0.17 | 272.8 | 49 | 321.8 | 288.9 | 21 | 2.96 | 22.3 | 1012.8 | 0.18 | 290.3 | 52.5 | 342.8 | 419.3 | 24.7 | 3.43 | 34.8 | 1623.6 | 0.22 | 421 | 83.2 | 504.2 | 640.9 | 33.9 | 4.59 | 56.2 | 2645.8 | 0.3 | 643.1 | 135.1 | 778.2 | 32.6 | 0 | 0.29 | 32.89 | 34.48 | 0 | 0.31 | 34.79 | 494290.5 | 86766.8 | 5266 | 4253 | 0 | 8374.7 | 72911.9 | 0 | 0 | 0.6 | 146511.4 | 0 | 1444.6 | 3315.4 | 59562.3 | 88396.1 | 1853.8 | 15634.6 | 0 | 2.4 | 84172 | 2591.8 | 505.2 | 4036.8 | 2847.5 | 8258.9
1462 | 61 | Day61 | 21 | Hour21 | 3 | Spring | 2117 | #N/A | Spring | 483399.2 | 2024-03-02 21:00 | 478940 | 0 | 0 | 4459.3 | 483399.2 | 461989.9 | 394725 | 0.0354 | 0.0531 | 0.56 | 0.55 | 268.3 | 20 | 2.81 | 20.2 | 929.4 | 0.17 | 269.7 | 48 | 317.6 | 284 | 21 | 2.96 | 21.6 | 987.8 | 0.18 | 285.4 | 51.1 | 336.5 | 422.9 | 26.3 | 3.62 | 33.4 | 1628 | 0.2 | 424.6 | 82 | 506.7 | 471.3 | 9.3 | 0.97 | 55.5 | 2436.2 | 0.22 | 471.8 | 128.2 | 600 | 31.23 | 0 | 0.3 | 31.53 | 32.99 | 0 | 0.32 | 33.31 | 483399.2 | 88674.2 | 5109.6 | 4257.5 | 0 | 8374.7 | 72162.1 | 0 | 0 | 0 | 139212.8 | 0 | 1311.7 | 3315.4 | 59078.7 | 88396.1 | 1235.2 | 12271.4 | 0 | 0 | 85858.1 | 2816.1 | 0.2 | 1965.2 | 4333.2 | 8258.9
1463 | 61 | Day61 | 22 | Hour22 | 3 | Spring | 2117 | #N/A | Spring | 459697.4 | 2024-03-02 22:00 | 455051.4 | 0 | 0 | 4646 | 459697.4 | 439282.2 | 371174.1 | 0.0346 | 0.0507 | 0.57 | 0.56 | 262 | 19.7 | 2.78 | 19.7 | 901.3 | 0.17 | 263.3 | 46.6 | 309.9 | 274.2 | 20.6 | 2.9 | 20.6 | 945.1 | 0.18 | 275.6 | 48.9 | 324.4 | 459.4 | 30.1 | 4.17 | 34.9 | 1723.7 | 0.21 | 461.4 | 86.3 | 547.7 | 806.7 | 70.7 | 10.11 | 45.2 | 2445.6 | 0.4 | 811.6 | 118.2 | 929.7 | 30.04 | 0 | 0.3 | 30.34 | 31.66 | 0 | 0.32 | 31.98 | 459697.4 | 88523.3 | 4896.2 | 4257.5 | 0 | 8374.7 | 68271.7 | 0 | 0 | 0 | 128557.4 | 0 | 570.7 | 3315.4 | 57695.8 | 88396.1 | 901.5 | 5937.2 | 0 | 0 | 86042 | 2481.3 | 0 | 1398.8 | 3777.5 | 8258.9
1464 | 61 | Day61 | 23 | Hour23 | 3 | Spring | 2117 | #N/A | Spring | 432407.2 | 2024-03-02 23:00 | 427567.6 | 0 | 0 | 4839.7 | 432407.3 | 413102.1 | 341048.4 | 0.0338 | 0.0479 | 0.59 | 0.59 | 248.4 | 18.7 | 2.64 | 18.8 | 853.7 | 0.16 | 249.7 | 44.3 | 294 | 258.9 | 19.5 | 2.75 | 19.7 | 891.6 | 0.17 | 260.2 | 46.3 | 306.5 | 475.8 | 32.7 | 4.55 | 34.8 | 1737.8 | 0.22 | 478 | 86.6 | 564.6 | 592.1 | 39.1 | 5.45 | 44.8 | 2196.6 | 0.29 | 594.8 | 110.3 | 705.1 | 27.24 | 0 | 0.3 | 27.54 | 28.63 | 0 | 0.32 | 28.95 | 432407.2 | 91358.8 | 4360.7 | 4122.9 | 0 | 8374.7 | 60985.6 | 0 | 0 | 0 | 115319.3 | 0 | 159.1 | 3315.4 | 51317.5 | 88396.1 | 880.9 | 3816.3 | 0 | 0 | 89026 | 2332.9 | 0 | 0 | 3090.2 | 7598.9
1465 | 62 | Day62 | 0 | Hour0 | 3 | Spring | 44 | 494761 | Spring | 408881.4 | 2024-03-03 | 403642.1 | 0 | 217.1 | 5022.2 | 408881.4 | 390276.9 | 315873.6 | 0.0331 | 0.0452 | 0.61 | 0.61 | 230.1 | 17.1 | 2.41 | 17.9 | 799.7 | 0.16 | 231.3 | 41.8 | 273.1 | 239.6 | 17.8 | 2.51 | 18.7 | 834.2 | 0.16 | 240.9 | 43.6 | 284.5 | 486.7 | 33.7 | 4.71 | 35.3 | 1767.2 | 0.23 | 489 | 88 | 577 | 972.8 | 108.9 | 15.83 | 33.8 | 2207.9 | 0.51 | 980.4 | 99.7 | 1080.1 | 24.89 | 0 | 0.3 | 25.19 | 26.13 | 0 | 0.32 | 26.45 | 408881.4 | 93007.8 | 474.9 | 4117 | 0 | 8374.7 | 52441.6 | 0 | 0 | 0 | 104269.9 | 0 | 159.1 | 3315.4 | 50514.5 | 87461.2 | 598.4 | 4147 | 0 | 0 | 90834.1 | 2173.7 | 0 | 0 | 796.9 | 6140.4
1466 | 62 | Day62 | 1 | Hour1 | 3 | Spring | 2117 | #N/A | Spring | 391087 | 2024-03-03 01:00 | 385347.8 | 623.4 | 217.1 | 4898.7 | 391087 | 372810.8 | 299861.3 | 0.0325 | 0.0431 | 0.62 | 0.62 | 221 | 16.2 | 2.27 | 17.7 | 777.8 | 0.15 | 222.1 | 40.9 | 263 | 229.8 | 16.8 | 2.36 | 18.4 | 809.7 | 0.16 | 231 | 42.6 | 273.5 | 483 | 33 | 4.6 | 35.5 | 1769.3 | 0.23 | 485.2 | 88.2 | 573.5 | 533.5 | 34.9 | 4.84 | 40.5 | 2003.5 | 0.25 | 535.8 | 100.3 | 636.1 | 23.47 | 0 | 0.29 | 23.77 | 24.6 | 0 | 0.31 | 24.9 | 391087 | 91225.7 | 14.9 | 4117 | 0 | 8326.7 | 46924 | 0 | 0 | 0 | 99213.1 | 0 | 95.5 | 3315.4 | 48163.5 | 86698.8 | 598.4 | 2394 | 0 | 0 | 89233.6 | 1992.1 | 0 | 0 | 0 | 6654.3
1467 | 62 | Day62 | 2 | Hour2 | 3 | Spring | 2117 | #N/A | Spring | 383004 | 2024-03-03 02:00 | 374372.3 | 3494.7 | 217.1 | 4919.9 | 383004.1 | 362320.3 | 292527.1 | 0.0322 | 0.0418 | 0.62 | 0.62 | 221.5 | 16.1 | 2.26 | 17.9 | 783.4 | 0.15 | 222.6 | 41.2 | 263.8 | 230.4 | 16.7 | 2.35 | 18.6 | 814.5 | 0.16 | 231.5 | 42.9 | 274.4 | 484.1 | 33.5 | 4.68 | 35.1 | 1759.4 | 0.23 | 486.3 | 87.6 | 573.9 | 710.7 | 68 | 9.76 | 34.5 | 1988.7 | 0.34 | 715.4 | 93.8 | 809.2 | 23.35 | 0 | 0.3 | 23.65 | 24.46 | 0 | 0.3 | 24.76 | 383004 | 90477 | 56.4 | 4117 | 0 | 8044.2 | 45653.8 | 0 | 0 | 0 | 98593.6 | 0 | 95.5 | 3315.4 | 44865.9 | 86698.8 | 598.4 | 488.2 | 0 | 0 | 88580.1 | 1896.9 | 0 | 0 | 0 | 5502.9
1468 | 62 | Day62 | 3 | Hour3 | 3 | Spring | 2117 | #N/A | Spring | 378907.1 | 2024-03-03 03:00 | 370783.6 | 2961.4 | 217.1 | 4945.1 | 378907.1 | 358890.3 | 290170.6 | 0.0321 | 0.0413 | 0.62 | 0.61 | 224.6 | 16.3 | 2.29 | 18.1 | 793.5 | 0.16 | 225.7 | 41.8 | 267.5 | 233.5 | 17 | 2.39 | 18.8 | 824.5 | 0.16 | 234.6 | 43.4 | 278 | 478.9 | 33.1 | 4.62 | 34.8 | 1741.5 | 0.22 | 481.1 | 86.7 | 567.8 | 759.8 | 74.6 | 10.74 | 35.1 | 2065 | 0.37 | 765 | 96.7 | 861.7 | 23.43 | 0 | 0.3 | 23.73 | 24.51 | 0 | 0.3 | 24.81 | 378907.1 | 88736.5 | 8.2 | 4117 | 0 | 7961.2 | 45938.3 | 0 | 0 | 0 | 98577 | 0 | 95.5 | 3315.4 | 42699.2 | 86698.8 | 598.4 | 161.7 | 0 | 0 | 87049.2 | 1687.3 | 0 | 0 | 0 | 5354.5
1469 | 62 | Day62 | 4 | Hour4 | 3 | Spring | 2117 | #N/A | Spring | 383850.8 | 2024-03-03 04:00 | 376739.4 | 1803.8 | 217.1 | 5090.5 | 383850.8 | 364612.7 | 295016.3 | 0.0322 | 0.0419 | 0.61 | 0.61 | 230.5 | 16.9 | 2.37 | 18.3 | 810.2 | 0.16 | 231.7 | 42.5 | 274.2 | 239.6 | 17.5 | 2.47 | 19.1 | 842.6 | 0.16 | 240.8 | 44.2 | 285 | 490.8 | 34.2 | 4.78 | 35.4 | 1776.1 | 0.23 | 493.1 | 88.4 | 581.5 | 429.3 | 15.2 | 1.91 | 44.2 | 2018.7 | 0.19 | 430.3 | 104.4 | 534.7 | 23.74 | 0 | 0.28 | 24.02 | 24.89 | 0 | 0.29 | 25.18 | 383850.8 | 88834.5 | 27.7 | 4112.5 | 0 | 8297.5 | 48243.2 | 0 | 0 | 0 | 101182.4 | 0 | 95.5 | 3315.4 | 42445 | 86698.8 | 598.4 | 0 | 0 | 0 | 87357 | 1477.5 | 0 | 0 | 0 | 5917.3
1470 | 62 | Day62 | 5 | Hour5 | 3 | Spring | 2117 | #N/A | Spring | 402705 | 2024-03-03 05:00 | 396141.4 | 868.5 | 217.1 | 5478 | 402705 | 383184.9 | 312807.9 | 0.0327 | 0.044 | 0.58 | 0.58 | 252.7 | 19.2 | 2.71 | 19.1 | 864.9 | 0.17 | 254 | 44.9 | 298.9 | 262.4 | 20 | 2.82 | 19.8 | 898.9 | 0.17 | 263.8 | 46.7 | 310.5 | 467.9 | 31.3 | 4.35 | 35 | 1735.5 | 0.22 | 470 | 86.7 | 556.7 | 587.2 | 41.7 | 5.83 | 41.6 | 2102.2 | 0.27 | 590 | 104.4 | 694.4 | 24.73 | 0 | 0.27 | 25 | 25.98 | 0 | 0.28 | 26.26 | 402705 | 89897.2 | 0 | 4112.5 | 0 | 8374.7 | 58503.2 | 0 | 0 | 1.2 | 108366.2 | 0 | 95.5 | 3315.4 | 42743.4 | 86698.8 | 598.4 | 0 | 0 | 3.2 | 88671.1 | 1221.7 | 0 | 0 | 0 | 7891.4
1471 | 62 | Day62 | 6 | Hour6 | 3 | Spring | 2117 | #N/A | Spring | 429530 | 2024-03-03 06:00 | 423588.6 | 46.4 | 217.1 | 5677.8 | 429530.1 | 409358.3 | 333477.9 | 0.0336 | 0.0472 | 0.57 | 0.57 | 265.1 | 20.6 | 2.92 | 19.3 | 892.5 | 0.17 | 266.5 | 46 | 312.5 | 275.3 | 21.4 | 3.03 | 20.1 | 927.5 | 0.18 | 276.7 | 47.8 | 324.5 | 453.8 | 31.7 | 4.43 | 32.7 | 1638.8 | 0.21 | 455.9 | 81.6 | 537.5 | 481.2 | 26.3 | 3.57 | 41.3 | 1970.5 | 0.22 | 482.9 | 100.1 | 583 | 25.77 | 0 | 0.26 | 26.03 | 27.13 | 0 | 0.27 | 27.4 | 429530 | 96052.2 | 199.3 | 4166 | 0 | 8374.7 | 67425.8 | 0 | 0 | 1222.3 | 115496.4 | 0 | 95.5 | 3315.4 | 47048 | 86758.4 | 598.4 | 0 | 0 | 1147.9 | 92619.8 | 1062.1 | 8 | 0 | 147.2 | 8258.9
1472 | 62 | Day62 | 7 | Hour7 | 3 | Spring | 2117 | #N/A | Spring | 453736.8 | 2024-03-03 07:00 | 448524.9 | 0 | 213 | 4998.9 | 453736.8 | 433123 | 338150.6 | 0.0343 | 0.0498 | 0.59 | 0.59 | 248.3 | 19.1 | 2.69 | 18.4 | 844.4 | 0.16 | 249.6 | 43.6 | 293.2 | 258.1 | 19.8 | 2.8 | 19.2 | 878.6 | 0.17 | 259.5 | 45.4 | 304.9 | 385.8 | 25.7 | 3.57 | 28.9 | 1433.7 | 0.18 | 387.6 | 71.7 | 459.3 | 866 | 85.5 | 12.3 | 39.7 | 2338.5 | 0.42 | 871.9 | 109.5 | 981.4 | 28.16 | 0 | 0.27 | 28.43 | 29.69 | 0 | 0.28 | 29.98 | 453736.8 | 115586.2 | 502.1 | 4239.7 | 0 | 8374.7 | 65539.6 | 0 | 0 | 2708.3 | 117528.9 | 0 | 145 | 3315.4 | 49191.7 | 88396.1 | 598.4 | 319 | 0 | 17697 | 94222.4 | 958.5 | 1080.6 | 965.7 | 200.5 | 8258.9
1473 | 62 | Day62 | 8 | Hour8 | 3 | Spring | 2117 | #N/A | Spring | 468730.6 | 2024-03-03 08:00 | 463199.5 | 263.3 | 217.1 | 5050.8 | 468730.6 | 447089.8 | 336205.9 | 0.0348 | 0.0513 | 0.62 | 0.62 | 236.9 | 18.5 | 2.62 | 17.3 | 795.5 | 0.15 | 238.1 | 41.1 | 279.2 | 246.7 | 19.2 | 2.72 | 18.1 | 829.2 | 0.16 | 248 | 42.8 | 290.8 | 266.8 | 15.2 | 2.07 | 22.3 | 1074 | 0.12 | 267.8 | 54.4 | 322.2 | 433.2 | 11.3 | 1.31 | 48.5 | 2154.4 | 0.2 | 433.9 | 112.8 | 546.6 | 27.28 | 0 | 0.27 | 27.55 | 28.81 | 0 | 0.29 | 29.11 | 468730.6 | 132524.7 | 24.1 | 4239.7 | 0 | 8374.7 | 66116.2 | 0 | 0 | 5111.5 | 111442.9 | 0 | 159.1 | 3315.4 | 51543.1 | 88396.1 | 640.2 | 1954.4 | 0 | 44412.5 | 82173.7 | 827.1 | 2018.1 | 2208.7 | 258.6 | 8050.4
1474 | 62 | Day62 | 9 | Hour9 | 3 | Spring | 2117 | #N/A | Spring | 478263.4 | 2024-03-03 09:00 | 473282.8 | 252.9 | 213 | 4514.8 | 478263.5 | 456648.4 | 325543.1 | 0.0351 | 0.0524 | 0.63 | 0.63 | 229.4 | 17.8 | 2.52 | 16.9 | 773.9 | 0.15 | 230.6 | 40 | 270.6 | 238.6 | 18.5 | 2.61 | 17.6 | 805.4 | 0.16 | 239.8 | 41.6 | 281.5 | 174.2 | 8.9 | 1.2 | 15.5 | 732.5 | 0.08 | 174.8 | 37.3 | 212.1 | 436.9 | 12.4 | 1.49 | 48 | 2138.2 | 0.2 | 437.7 | 111.7 | 549.4 | 27.29 | 0 | 0.28 | 27.57 | 28.86 | 0 | 0.3 | 29.16 | 478263.4 | 152720.3 | 49.5 | 4239.7 | 0 | 8374.7 | 64794.1 | 0 | 359.4 | 9433.5 | 111647.1 | 0 | 159.1 | 3315.4 | 43779.1 | 88396.1 | 672.6 | 115.7 | 0 | 80385.8 | 61727 | 814.5 | 4122.7 | 1841.2 | 572.8 | 8050.4
1475 | 62 | Day62 | 10 | Hour10 | 3 | Spring | 2117 | #N/A | Spring | 486738.4 | 2024-03-03 10:00 | 479445.5 | 9.7 | 1766.2 | 5516.9 | 486738.4 | 462485 | 305481.5 | 0.0354 | 0.0531 | 0.64 | 0.64 | 220.7 | 17 | 2.4 | 16.4 | 748.5 | 0.14 | 221.9 | 38.8 | 260.6 | 230.3 | 17.7 | 2.51 | 17.1 | 781.5 | 0.15 | 231.6 | 40.5 | 272 | 126.5 | 5.6 | 0.74 | 12 | 559.1 | 0.06 | 126.8 | 28.7 | 155.5 | 453.2 | 15.9 | 2 | 47.1 | 2124.9 | 0.21 | 454.2 | 110.5 | 564.6 | 26.68 | 0 | 0.28 | 26.96 | 28.26 | 0 | 0.3 | 28.56 | 486738.4 | 181256.9 | 5.2 | 4230.3 | 0 | 8202.5 | 62805.8 | 0 | 860 | 13579.7 | 110947 | 0 | 159.1 | 3315.4 | 26602.2 | 88396.1 | 687.2 | 130.6 | 0 | 107921.8 | 58076.5 | 818.9 | 8266.3 | 919.3 | 1110 | 8050.4
1476 | 62 | Day62 | 11 | Hour11 | 3 | Spring | 2117 | #N/A | Spring | 492723.3 | 2024-03-03 11:00 | 481572.1 | 1133.6 | 4360 | 5657.6 | 492723.3 | 464514.2 | 299795.3 | 0.0354 | 0.0533 | 0.65 | 0.65 | 213.4 | 16.3 | 2.3 | 16 | 728.4 | 0.14 | 214.5 | 37.8 | 252.2 | 224 | 17.1 | 2.41 | 16.8 | 764.7 | 0.15 | 225.2 | 39.6 | 264.8 | 112.4 | 4.5 | 0.57 | 11.2 | 513.1 | 0.05 | 112.6 | 26.5 | 139.1 | 789.5 | 85.8 | 12.45 | 30.3 | 1872.4 | 0.43 | 795.5 | 86.2 | 881.7 | 22.88 | 0 | 0.2 | 23.09 | 24.47 | 0 | 0.22 | 24.69 | 492723.3 | 192928 | 0 | 3928.6 | 0 | 7829.6 | 60729.8 | 0 | 960.4 | 14894.9 | 110717.4 | 0 | 159.1 | 3315.4 | 25952.2 | 86437.2 | 726 | 0 | 0 | 116254.3 | 59911.2 | 907.2 | 12413.1 | 1016.5 | 150.9 | 8050.4
1477 | 62 | Day62 | 12 | Hour12 | 3 | Spring | 2117 | #N/A | Spring | 493500.2 | 2024-03-03 12:00 | 481245.9 | 2212.9 | 4360 | 5681.5 | 493500.2 | 464217.3 | 299444.9 | 0.0354 | 0.0532 | 0.65 | 0.65 | 212.5 | 16.2 | 2.28 | 16 | 727.4 | 0.14 | 213.6 | 37.7 | 251.3 | 223.6 | 17 | 2.4 | 16.8 | 765.2 | 0.15 | 224.8 | 39.7 | 264.4 | 109.4 | 4.1 | 0.52 | 11.1 | 507.2 | 0.05 | 109.6 | 26.2 | 135.8 | 784.2 | 82.6 | 11.97 | 31.3 | 1939.5 | 0.39 | 789.9 | 89.2 | 879.1 | 22.11 | 0 | 0.13 | 22.24 | 23.73 | 0 | 0.16 | 23.89 | 493500.2 | 194055.4 | 28 | 3928.6 | 0 | 7829.6 | 60212.8 | 0 | 933.7 | 14476.9 | 111256.2 | 0 | 159.1 | 3315.4 | 25904.4 | 86056.5 | 754.3 | 0 | 0 | 115313.2 | 62337.3 | 994.3 | 13664.4 | 405.9 | 189.8 | 8254.3
1478 | 62 | Day62 | 13 | Hour13 | 3 | Spring | 2117 | #N/A | Spring | 491795.8 | 2024-03-03 13:00 | 479967.1 | 1832.5 | 4360 | 5636.3 | 491795.8 | 463005.5 | 297999.2 | 0.0353 | 0.053 | 0.65 | 0.65 | 211.6 | 16 | 2.25 | 16.1 | 728.3 | 0.14 | 212.7 | 37.8 | 250.5 | 222.4 | 16.8 | 2.37 | 16.9 | 765.3 | 0.15 | 223.5 | 39.7 | 263.2 | 111.2 | 4.2 | 0.54 | 11.2 | 513.9 | 0.05 | 111.5 | 26.6 | 138.1 | 769.4 | 82 | 11.89 | 29.8 | 1871.6 | 0.39 | 775.1 | 85.7 | 860.8 | 22.24 | 0 | 0.13 | 22.37 | 23.84 | 0 | 0.16 | 24 | 491795.8 | 193796.6 | 94.3 | 3928.6 | 0 | 6869 | 59194.2 | 0 | 915 | 14237.7 | 112049.7 | 0 | 159.1 | 3315.4 | 25598.1 | 86056.5 | 731.3 | 3 | 0 | 112019.4 | 65203 | 1421.6 | 12765.9 | 298.2 | 6.3 | 8254.3
1479 | 62 | Day62 | 14 | Hour14 | 3 | Spring | 2117 | #N/A | Spring | 489454.8 | 2024-03-03 14:00 | 477523.8 | 1995.6 | 4321.7 | 5613.8 | 489454.8 | 460692.1 | 296610.2 | 0.0352 | 0.0528 | 0.65 | 0.65 | 210.7 | 15.8 | 2.23 | 16 | 727.3 | 0.14 | 211.8 | 37.7 | 249.6 | 221.4 | 16.7 | 2.35 | 16.8 | 764.1 | 0.15 | 222.6 | 39.6 | 262.2 | 121.9 | 5.1 | 0.67 | 11.9 | 547.9 | 0.06 | 122.2 | 28.2 | 150.5 | 725.1 | 78 | 11.3 | 27.3 | 1754.4 | 0.36 | 730.5 | 79.7 | 810.2 | 21.44 | 0 | 0.13 | 21.57 | 23 | 0 | 0.16 | 23.15 | 489454.8 | 192844.6 | 94.3 | 3928.6 | 0 | 6869 | 58446.7 | 0 | 903.5 | 13919.6 | 112081 | 0 | 95.5 | 3315.4 | 25784.6 | 85392.7 | 598.4 | 4.1 | 0 | 108393 | 67923 | 1705.5 | 12161.5 | 213 | 9.3 | 7493
1480 | 62 | Day62 | 15 | Hour15 | 3 | Spring | 2117 | #N/A | Spring | 489737.6 | 2024-03-03 15:00 | 475351.8 | 4172 | 4513.6 | 5700.2 | 489737.5 | 458632.9 | 296659.2 | 0.0352 | 0.0525 | 0.65 | 0.64 | 210.2 | 15.7 | 2.21 | 16.1 | 728.3 | 0.14 | 211.2 | 37.9 | 249.1 | 221.7 | 16.5 | 2.33 | 17 | 768.2 | 0.15 | 222.9 | 39.9 | 262.8 | 119 | 4.7 | 0.6 | 11.9 | 544.6 | 0.05 | 119.3 | 28.2 | 147.5 | 432.9 | 28.8 | 4.02 | 32.6 | 1596.5 | 0.21 | 434.8 | 80.2 | 515.1 | 21.41 | 0 | 0.13 | 21.54 | 23.06 | 0 | 0.16 | 23.22 | 489737.6 | 193078.3 | 0 | 3938.9 | 0 | 6869.6 | 57612.2 | 0 | 933.5 | 13382.7 | 113120.8 | 0 | 159.1 | 3315.4 | 25401 | 85392.7 | 849.5 | 0 | 0 | 105685.1 | 71188.1 | 1888.9 | 11373.8 | 213 | 0 | 7427.5
1481 | 62 | Day62 | 16 | Hour16 | 3 | Spring | 2117 | #N/A | Spring | 489863.2 | 2024-03-03 16:00 | 474969.7 | 4651.6 | 4300.6 | 5941.4 | 489863.2 | 458275.2 | 300603.5 | 0.0351 | 0.0525 | 0.64 | 0.63 | 214.2 | 15.8 | 2.23 | 16.6 | 746.8 | 0.14 | 215.2 | 38.9 | 254.1 | 226.3 | 16.7 | 2.35 | 17.5 | 789.1 | 0.15 | 227.4 | 41.1 | 268.5 | 161.3 | 8.4 | 1.13 | 14.2 | 673.3 | 0.07 | 161.8 | 34.3 | 196.1 | 615.1 | 57.9 | 8.32 | 31.4 | 1739.2 | 0.32 | 619.1 | 83.4 | 702.4 | 22.02 | 0 | 0.13 | 22.15 | 23.73 | 0 | 0.16 | 23.89 | 489863.2 | 189259.7 | 174.3 | 3941.8 | 0 | 6869 | 57795.9 | 0 | 949 | 13643.5 | 117010.4 | 0 | 159.1 | 3315.4 | 23898.4 | 85983.2 | 999.7 | 456.2 | 0 | 98550.2 | 74122 | 1995 | 10588.1 | 0 | 0 | 7555.9
1482 | 62 | Day62 | 17 | Hour17 | 3 | Spring | 2117 | #N/A | Spring | 494761 | 2024-03-03 17:00 | 479541 | 4706.5 | 4147 | 6366.5 | 494761 | 462606.8 | 323831.7 | 0.0353 | 0.053 | 0.62 | 0.61 | 231.7 | 17.3 | 2.44 | 17.6 | 801 | 0.15 | 232.9 | 41.5 | 274.4 | 245.8 | 18.3 | 2.58 | 18.7 | 851.5 | 0.16 | 247 | 44.1 | 291.2 | 288.3 | 18.8 | 2.61 | 22 | 1083.4 | 0.13 | 289.6 | 54.3 | 343.8 | 633.2 | 58.4 | 8.37 | 33 | 1828 | 0.32 | 637.2 | 87.6 | 724.8 | 23.81 | 0 | 0.13 | 23.94 | 25.65 | 0 | 0.16 | 25.82 | 494761 | 170929.3 | 864.2 | 3941.8 | 0 | 6931.9 | 64249.4 | 0 | 924.2 | 11448.9 | 124609.1 | 0 | 159.1 | 3315.4 | 29876.6 | 86308.5 | 1024 | 2551.6 | 0 | 79762.9 | 76499.3 | 2294 | 9479.1 | 222.4 | 659.7 | 8254.3
1483 | 62 | Day62 | 18 | Hour18 | 3 | Spring | 2117 | #N/A | Spring | 490644.4 | 2024-03-03 18:00 | 484002.4 | 0 | 1553.2 | 5088.8 | 490644.5 | 466823.1 | 352698.1 | 0.0355 | 0.0535 | 0.59 | 0.58 | 247.6 | 18.1 | 2.55 | 19.1 | 865.9 | 0.16 | 248.8 | 45 | 293.8 | 262.4 | 19.1 | 2.69 | 20.4 | 921 | 0.17 | 263.7 | 47.9 | 311.7 | 380.2 | 24.4 | 3.39 | 29.5 | 1430.3 | 0.19 | 381.9 | 72.1 | 454 | 746.2 | 56 | 7.9 | 50.3 | 2560.1 | 0.36 | 750 | 126.7 | 876.7 | 60.09 | 0 | 0.29 | 60.38 | 63.73 | 0 | 0.3 | 64.03 | 490644.4 | 137946.4 | 3403.4 | 4243.6 | 0 | 8202.5 | 66134.9 | 0 | 747 | 7699.3 | 132131 | 0 | 2559.3 | 3315.4 | 34269.3 | 88396.1 | 1719.9 | 8322.5 | 0 | 47068.4 | 79607.4 | 2824.2 | 8197 | 282.6 | 4344.7 | 8254.3
1484 | 62 | Day62 | 19 | Hour19 | 3 | Spring | 2117 | #N/A | Spring | 487221.6 | 2024-03-03 19:00 | 482801.1 | 0 | 0 | 4420.4 | 487221.5 | 465689.8 | 383058.5 | 0.0354 | 0.0534 | 0.56 | 0.56 | 264.1 | 19.4 | 2.74 | 20.2 | 917.4 | 0.17 | 265.4 | 47.5 | 313 | 278.2 | 20.4 | 2.87 | 21.4 | 969.9 | 0.18 | 279.6 | 50.3 | 329.9 | 415.8 | 26.1 | 3.63 | 32.8 | 1577.5 | 0.21 | 417.6 | 79.8 | 497.4 | 599.3 | 18.3 | 2.23 | 64.7 | 2897.5 | 0.28 | 600.5 | 151.1 | 751.5 | 50.46 | 0 | 0.29 | 50.75 | 53.34 | 0 | 0.31 | 53.65 | 487221.6 | 104163.1 | 3984.2 | 4253 | 0 | 8374.7 | 70711.8 | 0 | 222.7 | 2025.8 | 137572.2 | 0 | 2559.3 | 3315.4 | 55304.8 | 88396.1 | 2001.8 | 6585.1 | 0 | 10173.6 | 88723.6 | 3017.3 | 5360.7 | 153.3 | 2457 | 8258.9
1485 | 62 | Day62 | 20 | Hour20 | 3 | Spring | 2117 | #N/A | Spring | 482141.1 | 2024-03-03 20:00 | 477334.1 | 0 | 0 | 4807 | 482141.1 | 460515.2 | 382052.9 | 0.0352 | 0.0527 | 0.57 | 0.57 | 258.6 | 19.4 | 2.74 | 19.4 | 890.7 | 0.16 | 259.9 | 46 | 305.9 | 271.1 | 20.3 | 2.86 | 20.5 | 937.3 | 0.17 | 272.5 | 48.4 | 320.9 | 410.5 | 26.1 | 3.61 | 31.9 | 1564 | 0.19 | 412.2 | 78.5 | 490.8 | 488.1 | 13.8 | 1.65 | 53.7 | 2390.6 | 0.23 | 488.9 | 125 | 613.9 | 31.79 | 0 | 0.29 | 32.08 | 33.57 | 0 | 0.31 | 33.88 | 482141.1 | 100088.2 | 7473.4 | 4257.5 | 0 | 8374.7 | 70627 | 0 | 0 | 0.2 | 133959.7 | 0 | 159.1 | 3315.4 | 58880.1 | 88396.1 | 1024 | 5585.8 | 0 | 0.9 | 96939.4 | 3147.7 | 673.4 | 332.1 | 1923.8 | 8258.9
1486 | 62 | Day62 | 21 | Hour21 | 3 | Spring | 2117 | #N/A | Spring | 471952.2 | 2024-03-03 21:00 | 466974.4 | 0 | 0 | 4977.8 | 471952.1 | 450663.9 | 368857.3 | 0.0349 | 0.0517 | 0.58 | 0.57 | 257.1 | 19.3 | 2.72 | 19.3 | 886.4 | 0.16 | 258.4 | 45.8 | 304.2 | 268 | 20.1 | 2.83 | 20.2 | 925.7 | 0.17 | 269.4 | 47.9 | 317.2 | 433.8 | 27.7 | 3.83 | 33.5 | 1649.2 | 0.2 | 435.6 | 82.7 | 518.4 | 1088.2 | 119.9 | 17.4 | 38.7 | 2530.6 | 0.55 | 1096.5 | 114.2 | 1210.7 | 29.91 | 0 | 0.29 | 30.2 | 31.55 | 0 | 0.31 | 31.86 | 471952.2 | 103094.8 | 4576.2 | 4257.5 | 0 | 8064.1 | 68722.4 | 0 | 0 | 0 | 129007.9 | 0 | 1454.8 | 3315.4 | 55690 | 88396.1 | 1008.8 | 4364.1 | 0 | 0 | 99563.6 | 3531.2 | 0.1 | 1735.6 | 4072.3 | 8138.3
1487 | 62 | Day62 | 22 | Hour22 | 3 | Spring | 2117 | #N/A | Spring | 451622.8 | 2024-03-03 22:00 | 446572 | 0 | 0 | 5050.8 | 451622.8 | 431263.2 | 347303.9 | 0.0343 | 0.0496 | 0.59 | 0.59 | 242.2 | 17.8 | 2.51 | 18.8 | 846.4 | 0.16 | 243.4 | 44 | 287.5 | 252.3 | 18.5 | 2.61 | 19.6 | 883.3 | 0.17 | 253.6 | 46 | 299.6 | 427 | 25.9 | 3.55 | 34.3 | 1668.7 | 0.2 | 428.7 | 84.1 | 512.9 | 718 | 63.2 | 9.03 | 40 | 2168 | 0.35 | 722.3 | 104.7 | 827 | 28.41 | 0 | 0.3 | 28.7 | 29.9 | 0 | 0.32 | 30.21 | 451622.8 | 104319 | 3928.3 | 4198.3 | 0 | 7598.7 | 60065.4 | 0 | 0 | 0 | 122144.8 | 0 | 599.3 | 3315.4 | 51730.8 | 88396.1 | 962.7 | 4364.1 | 0 | 0 | 100360 | 3959 | 0 | 1588.7 | 3720.8 | 7850.2
1488 | 62 | Day62 | 23 | Hour23 | 3 | Spring | 2117 | #N/A | Spring | 428491 | 2024-03-03 23:00 | 423395.4 | 0 | 0 | 5095.5 | 428490.9 | 409176.1 | 323949.2 | 0.0336 | 0.0472 | 0.62 | 0.62 | 216.5 | 15.3 | 2.14 | 17.7 | 778.4 | 0.15 | 217.6 | 40.9 | 258.5 | 225.7 | 15.9 | 2.22 | 18.5 | 812.8 | 0.15 | 226.8 | 42.8 | 269.5 | 453 | 29.4 | 4.07 | 34.6 | 1709.2 | 0.21 | 455 | 85.6 | 540.6 | 855.8 | 87.5 | 12.64 | 36.6 | 2202 | 0.43 | 861.8 | 102.3 | 964.1 | 27.09 | 0 | 0.3 | 27.39 | 28.44 | 0 | 0.32 | 28.75 | 428491 | 104541.8 | 4175.4 | 4198.3 | 0 | 7062.8 | 48092.1 | 0 | 0 | 0 | 112433.6 | 0 | 159.1 | 3315.4 | 50950.2 | 88396.1 | 806.3 | 4360 | 0 | 0 | 100276.8 | 4265 | 0 | 1374.6 | 3556.8 | 6165.3
1489 | 63 | Day63 | 0 | Hour0 | 3 | Spring | 79 | 461588 | Spring | 406895.2 | 2024-03-04 | 401216 | 238.5 | 0 | 5440.6 | 406895.2 | 388003.5 | 300928.1 | 0.0329 | 0.0448 | 0.64 | 0.64 | 202.2 | 14 | 1.95 | 17 | 737.5 | 0.14 | 203.1 | 39.1 | 242.2 | 210.4 | 14.5 | 2.03 | 17.8 | 768.3 | 0.15 | 211.3 | 40.7 | 252.1 | 467.1 | 31.3 | 4.35 | 34.8 | 1730.5 | 0.22 | 469.3 | 86.4 | 555.7 | 600.1 | 39.9 | 5.55 | 45.2 | 2220.5 | 0.29 | 602.8 | 111.4 | 714.2 | 26.19 | 0 | 0.3 | 26.48 | 27.42 | 0 | 0.31 | 27.73 | 406895.2 | 105967 | 349.1 | 4198.3 | 0 | 4898.5 | 41474.3 | 0 | 0 | 0 | 103501.4 | 0 | 159.1 | 3315.4 | 50107.8 | 88396.1 | 586.7 | 3941.5 | 0 | 0 | 101652.4 | 4314.6 | 0 | 1420.6 | 326.5 | 4841.9
1490 | 63 | Day63 | 1 | Hour1 | 3 | Spring | 2117 | #N/A | Spring | 395223.8 | 2024-03-04 01:00 | 383710.6 | 888.9 | 5246.6 | 5377.8 | 395223.8 | 371273.2 | 288493.1 | 0.0324 | 0.0428 | 0.65 | 0.65 | 193.2 | 13.2 | 1.85 | 16.6 | 709.7 | 0.14 | 194.1 | 37.7 | 231.8 | 200.8 | 13.8 | 1.93 | 17.1 | 735 | 0.14 | 201.7 | 39.1 | 240.8 | 473 | 31.6 | 4.39 | 35.3 | 1755.9 | 0.22 | 475.1 | 87.7 | 562.8 | 595.1 | 40 | 5.59 | 44.3 | 2186.6 | 0.29 | 597.8 | 109.6 | 707.4 | 25.35 | 0 | 0.29 | 25.65 | 26.49 | 0 | 0.31 | 26.79 | 395223.8 | 106730.7 | 45.4 | 4198.3 | 0 | 4760.4 | 38036.1 | 0 | 0 | 0 | 97759.8 | 0 | 159.1 | 3315.4 | 48073.4 | 88396.1 | 403.8 | 3345.2 | 0 | 0 | 102373.7 | 4357 | 0 | 335 | 54.6 | 4587.5
1491 | 63 | Day63 | 2 | Hour2 | 3 | Spring | 2117 | #N/A | Spring | 388055.6 | 2024-03-04 02:00 | 372377.1 | 1858.8 | 8729.8 | 5089.9 | 388055.6 | 360427.2 | 281252.3 | 0.0321 | 0.0415 | 0.65 | 0.65 | 195.1 | 13.4 | 1.87 | 16.7 | 715 | 0.14 | 196.1 | 38 | 234.1 | 203 | 14.1 | 1.97 | 17.2 | 739.6 | 0.15 | 204 | 39.3 | 243.2 | 459.9 | 29.9 | 4.14 | 35.2 | 1733.8 | 0.21 | 461.9 | 86.9 | 548.8 | 501.6 | 27.7 | 3.76 | 42.7 | 2046.4 | 0.23 | 503.4 | 103.8 | 607.2 | 23.59 | 0 | 0.28 | 23.87 | 24.59 | 0 | 0.3 | 24.89 | 388055.6 | 106803.4 | 93.8 | 4193.8 | 0 | 4760.4 | 37975.7 | 0 | 0 | 0 | 96458.8 | 0 | 95.5 | 3315.4 | 44353.3 | 87397.2 | 384.4 | 2224 | 0 | 0 | 102422.8 | 4380.6 | 0 | 0 | 0 | 4570.5
1492 | 63 | Day63 | 3 | Hour3 | 3 | Spring | 2117 | #N/A | Spring | 383464.9 | 2024-03-04 03:00 | 365995.3 | 2460.2 | 9859.5 | 5149.9 | 383464.9 | 354313.2 | 276940.4 | 0.0319 | 0.0407 | 0.65 | 0.65 | 195.5 | 13.4 | 1.87 | 16.8 | 718.8 | 0.14 | 196.4 | 38.2 | 234.7 | 203.4 | 14.1 | 1.97 | 17.3 | 742.5 | 0.15 | 204.3 | 39.4 | 243.8 | 460.2 | 30 | 4.16 | 35.1 | 1730.4 | 0.22 | 462.2 | 86.7 | 548.9 | 753 | 72.5 | 10.42 | 36.1 | 2091.7 | 0.36 | 758 | 98.5 | 856.6 | 23.4 | 0 | 0.29 | 23.69 | 24.36 | 0 | 0.29 | 24.66 | 383464.9 | 106524.5 | 0 | 4189.3 | 0 | 4659.9 | 37346.7 | 0 | 0 | 0 | 96289 | 0 | 95.5 | 3315.4 | 43250.2 | 87397.2 | 384.4 | 12.8 | 0 | 0 | 102126 | 4398.5 | 0 | 0 | 0 | 4535.4
1493 | 63 | Day63 | 4 | Hour4 | 3 | Spring | 2117 | #N/A | Spring | 382097 | 2024-03-04 04:00 | 365886.8 | 975.6 | 10093.9 | 5140.7 | 382097 | 354215.9 | 275522.4 | 0.0319 | 0.0407 | 0.65 | 0.65 | 197.2 | 13.6 | 1.89 | 16.9 | 722.9 | 0.14 | 198.1 | 38.4 | 236.5 | 205.1 | 14.2 | 1.99 | 17.4 | 747.9 | 0.15 | 206.1 | 39.7 | 245.8 | 463.7 | 30.3 | 4.2 | 35.3 | 1742.4 | 0.22 | 465.8 | 87.3 | 553.1 | 851.4 | 89.9 | 13.01 | 33.6 | 2113.6 | 0.42 | 857.7 | 96.7 | 954.4 | 23.48 | 0 | 0.29 | 23.77 | 24.46 | 0 | 0.29 | 24.75 | 382097 | 106574.6 | 0 | 4189.3 | 0 | 4760.4 | 37755.5 | 0 | 0 | 0 | 96130.8 | 0 | 95.5 | 3315.4 | 41201.5 | 87397.2 | 384.4 | 292.4 | 0 | 0 | 102155.6 | 4419 | 0 | 0 | 9.1 | 4704.5
1494 | 63 | Day63 | 5 | Hour5 | 3 | Spring | 2117 | #N/A | Spring | 382622.1 | 2024-03-04 05:00 | 372252 | 1042.5 | 4104.8 | 5222.8 | 382622.1 | 360327.5 | 276459 | 0.032 | 0.0413 | 0.65 | 0.65 | 198.1 | 13.6 | 1.9 | 16.9 | 725.7 | 0.14 | 199 | 38.6 | 237.6 | 205.9 | 14.2 | 1.99 | 17.5 | 752.2 | 0.15 | 206.9 | 40 | 246.9 | 467 | 30.4 | 4.22 | 35.6 | 1757.3 | 0.22 | 469 | 88 | 557 | 565.7 | 37.7 | 5.24 | 43 | 2104.5 | 0.28 | 568.3 | 105.8 | 674.1 | 24.27 | 0 | 0.29 | 24.56 | 25.31 | 0 | 0.28 | 25.59 | 382622.1 | 106163 | 37 | 4189.3 | 0 | 4588.3 | 38077.5 | 0 | 0 | 0 | 96501.3 | 0 | 95.5 | 3315.4 | 40199.3 | 88228.5 | 384.4 | 842.7 | 0 | 0 | 101742.4 | 4420.7 | 0 | 0 | 19.4 | 4720.9
1495 | 63 | Day63 | 6 | Hour6 | 3 | Spring | 2117 | #N/A | Spring | 391858.3 | 2024-03-04 06:00 | 385078.9 | 167.6 | 1430.1 | 5181.6 | 391858.3 | 372622.1 | 287911.7 | 0.0323 | 0.0427 | 0.63 | 0.63 | 212 | 14.9 | 2.08 | 17.6 | 767.2 | 0.15 | 213 | 40.5 | 253.6 | 220 | 15.5 | 2.16 | 18.3 | 795.5 | 0.15 | 221 | 42 | 263 | 475.8 | 32.3 | 4.5 | 35 | 1748.8 | 0.22 | 478 | 87.2 | 565.2 | 1026.9 | 112 | 16.23 | 37.3 | 2437.6 | 0.51 | 1034.6 | 110.1 | 1144.7 | 26.1 | 0 | 0.27 | 26.36 | 27.27 | 0 | 0.28 | 27.55 | 391858.3 | 103946.6 | 3.5 | 4189.3 | 0 | 4760.4 | 42880 | 0 | 0 | 296.5 | 102811.1 | 0 | 95.5 | 3315.4 | 41075.9 | 88396.1 | 384.4 | 0 | 0 | 135 | 99095 | 4420 | 0 | 0 | 423.9 | 4951.5
1496 | 63 | Day63 | 7 | Hour7 | 3 | Spring | 2117 | #N/A | Spring | 407331.8 | 2024-03-04 07:00 | 402681 | 60.7 | 53.2 | 4536.9 | 407331.8 | 389472.8 | 291688.5 | 0.0328 | 0.0446 | 0.64 | 0.64 | 206.2 | 14.6 | 2.04 | 17 | 743.5 | 0.14 | 207.2 | 39.2 | 246.4 | 213.8 | 15.1 | 2.11 | 17.7 | 771.3 | 0.15 | 214.8 | 40.7 | 255.5 | 319.2 | 19.9 | 2.74 | 25.2 | 1230.9 | 0.15 | 320.5 | 61.9 | 382.4 | 974.5 | 104.3 | 15.1 | 37.2 | 2375.3 | 0.48 | 981.7 | 108.1 | 1089.8 | 26.4 | 0 | 0.26 | 26.66 | 27.64 | 0 | 0.27 | 27.91 | 407331.8 | 115643.3 | 557.3 | 4189.3 | 0 | 5456 | 43659.1 | 0 | 0 | 1509.5 | 102892.8 | 0 | 95.5 | 3315.4 | 42351 | 88396.1 | 384.4 | 391.6 | 0 | 11135.1 | 98586.5 | 4412.1 | 222.1 | 0 | 533.2 | 6151.1
1497 | 63 | Day63 | 8 | Hour8 | 3 | Spring | 2117 | #N/A | Spring | 426162.8 | 2024-03-04 08:00 | 420871.8 | 371 | 16.5 | 4903.4 | 426162.8 | 406846.8 | 288443 | 0.0333 | 0.0465 | 0.66 | 0.66 | 193.1 | 13.8 | 1.93 | 15.9 | 692.5 | 0.14 | 194.1 | 36.6 | 230.6 | 200.5 | 14.3 | 2 | 16.5 | 719.5 | 0.14 | 201.5 | 38 | 239.5 | 169.8 | 7.5 | 0.98 | 16.2 | 751.5 | 0.08 | 170.3 | 38.6 | 208.9 | 597.9 | 40.1 | 5.58 | 44.5 | 2213.9 | 0.28 | 600.6 | 110.5 | 711.1 | 26 | 0 | 0.26 | 26.26 | 27.28 | 0 | 0.27 | 27.55 | 426162.8 | 137719.8 | 345.8 | 4189.3 | 0 | 5332.4 | 43412.2 | 0 | 0 | 3418.5 | 99236.9 | 0 | 95.5 | 3315.4 | 42716.4 | 88396.1 | 384.4 | 1018.6 | 0 | 38444.1 | 91434.2 | 4422.9 | 1078.3 | 0 | 27.3 | 7182.2
1498 | 63 | Day63 | 9 | Hour9 | 3 | Spring | 2117 | #N/A | Spring | 442006.9 | 2024-03-04 09:00 | 437479 | 403.7 | 4.1 | 4120 | 442006.9 | 422672.1 | 270186 | 0.0338 | 0.0483 | 0.68 | 0.68 | 184.4 | 13.2 | 1.85 | 15.1 | 658.5 | 0.13 | 185.3 | 34.7 | 220 | 191.3 | 13.7 | 1.92 | 15.7 | 683.6 | 0.13 | 192.2 | 36.1 | 228.3 | 106.6 | 4.1 | 0.52 | 10.7 | 491.6 | 0.05 | 106.8 | 25.4 | 132.2 | 606 | 45.3 | 6.38 | 40.8 | 2095 | 0.29 | 609.1 | 103.3 | 712.5 | 24.03 | 0 | 0.26 | 24.29 | 25.3 | 0 | 0.28 | 25.58 | 442006.9 | 171820.9 | 55.9 | 4115.6 | 0 | 5449.2 | 43328.9 | 0 | 363.4 | 8867.3 | 97273.9 | 0 | 95.5 | 3315.4 | 29133.4 | 87033.9 | 384.4 | 0 | 0 | 79217 | 79022.7 | 4350.6 | 2776.5 | 213 | 0 | 8045.8
1499 | 63 | Day63 | 10 | Hour10 | 3 | Spring | 2117 | #N/A | Spring | 457779.9 | 2024-03-04 10:00 | 446936.2 | 1321.3 | 4151.1 | 5371.3 | 457779.9 | 431656.7 | 253256.2 | 0.0342 | 0.0494 | 0.7 | 0.7 | 171.7 | 12.2 | 1.71 | 14.2 | 616.4 | 0.12 | 172.5 | 32.6 | 205.1 | 180 | 12.8 | 1.79 | 14.8 | 645.9 | 0.13 | 180.9 | 34.1 | 215 | 82.9 | 2.8 | 0.35 | 8.7 | 393.9 | 0.04 | 83 | 20.4 | 103.5 | 732.9 | 75.9 | 10.96 | 30.3 | 1867.4 | 0.36 | 738.1 | 86 | 824.2 | 19.32 | 0 | 0.13 | 19.46 | 20.63 | 0 | 0.16 | 20.79 | 457779.9 | 204523.7 | 136.2 | 3804.4 | 0 | 5270 | 41311 | 0 | 868.8 | 13797 | 95070.4 | 0 | 95.5 | 3315.4 | 18839.4 | 85029.4 | 384.4 | 0 | 0 | 107104.6 | 78604.6 | 4148.8 | 7708 | 213 | 20.2 | 8254.3
1500 | 63 | Day63 | 11 | Hour11 | 3 | Spring | 2117 | #N/A | Spring | 461588 | 2024-03-04 11:00 | 449369.8 | 2247.9 | 4151.1 | 5819.2 | 461588 | 433956.2 | 249552.4 | 0.0343 | 0.0498 | 0.71 | 0.7 | 166.2 | 11.6 | 1.63 | 13.9 | 602.3 | 0.12 | 167 | 31.9 | 198.9 | 174.5 | 12.2 | 1.71 | 14.6 | 632.3 | 0.12 | 175.3 | 33.5 | 208.8 | 83 | 3 | 0.37 | 8.5 | 388.9 | 0.04 | 83.2 | 20.1 | 103.3 | 400 | 16.5 | 2.14 | 39.1 | 1806.8 | 0.18 | 401.1 | 93 | 494.1 | 19.02 | 0 | 0.14 | 19.16 | 20.36 | 0 | 0.16 | 20.52 | 461588 | 212035.6 | 0 | 3796.8 | 0 | 5209 | 39435.2 | 0 | 949.9 | 15087.3 | 95075 | 0 | 95.5 | 3315.4 | 17211.7 | 85029.4 | 384.4 | 0 | 0 | 112959.9 | 78966.8 | 4071.7 | 12591.7 | 213 | 13 | 8045.8
1501 | 63 | Day63 | 12 | Hour12 | 3 | Spring | 2117 | #N/A | Spring | 459156.3 | 2024-03-04 12:00 | 446517 | 1605 | 4940.5 | 6093.8 | 459156.3 | 431228.7 | 243199.8 | 0.0342 | 0.0495 | 0.72 | 0.71 | 160.1 | 11.2 | 1.56 | 13.5 | 582 | 0.12 | 160.9 | 30.9 | 191.8 | 167.8 | 11.7 | 1.64 | 14.2 | 609.7 | 0.12 | 168.6 | 32.4 | 201 | 88.4 | 3.4 | 0.44 | 8.9 | 406.6 | 0.04 | 88.6 | 21 | 109.6 | 551.3 | 52.9 | 7.61 | 27.2 | 1537.7 | 0.28 | 554.9 | 73.1 | 628.1 | 17.77 | 0 | 0.14 | 17.91 | 18.98 | 0 | 0.16 | 19.14 | 459156.3 | 215956.5 | 81.2 | 3796.8 | 0 | 4210.8 | 37577.2 | 0 | 926.2 | 16571.3 | 91787.4 | 0 | 95.5 | 3315.4 | 17244.1 | 84707.1 | 384.4 | 0 | 0 | 113447 | 81224.6 | 3787.4 | 13851 | 213 | 8.1 | 8139.6
1502 | 63 | Day63 | 13 | Hour13 | 3 | Spring | 2117 | #N/A | Spring | 456170.1 | 2024-03-04 13:00 | 440430.3 | 1896.4 | 7674.2 | 6169.2 | 456170.1 | 425427.7 | 238343.9 | 0.0341 | 0.0489 | 0.72 | 0.72 | 156.3 | 10.8 | 1.52 | 13.3 | 569.7 | 0.11 | 157 | 30.3 | 187.3 | 163.8 | 11.4 | 1.6 | 13.9 | 595.2 | 0.12 | 164.6 | 31.6 | 196.2 | 93.3 | 3.8 | 0.49 | 9.2 | 423.7 | 0.04 | 93.6 | 21.8 | 115.4 | 309.6 | 13.1 | 1.7 | 30.2 | 1389.3 | 0.14 | 310.4 | 71.6 | 382 | 17.14 | 0 | 0.29 | 17.43 | 18.23 | 0 | 0.29 | 18.53 | 456170.1 | 217826.2 | 139.3 | 3796.8 | 0 | 4210.8 | 36252.4 | 0 | 893.7 | 18009.3 | 89574.2 | 0 | 95.5 | 3315.4 | 16272.9 | 84302.3 | 384.4 | 0 | 0 | 111112.4 | 84531.6 | 3279.2 | 14384.8 | 0 | 6.6 | 6224.4
1503 | 63 | Day63 | 14 | Hour14 | 3 | Spring | 2117 | #N/A | Spring | 454808.4 | 2024-03-04 14:00 | 433528.7 | 5330.5 | 9974.3 | 5975 | 454808.5 | 418854.6 | 237447.7 | 0.0338 | 0.0482 | 0.72 | 0.72 | 155.9 | 10.8 | 1.51 | 13.3 | 568.2 | 0.11 | 156.7 | 30.2 | 186.9 | 164.1 | 11.5 | 1.61 | 13.8 | 594.5 | 0.12 | 164.9 | 31.6 | 196.5 | 99.4 | 4.3 | 0.56 | 9.6 | 443 | 0.04 | 99.7 | 22.8 | 122.5 | 535.3 | 51.3 | 7.37 | 26.1 | 1495.8 | 0.26 | 538.8 | 70.7 | 609.6 | 17.13 | 0 | 0.3 | 17.43 | 18.2 | 0 | 0.29 | 18.49 | 454808.4 | 217360.8 | 0 | 3796.8 | 0 | 4210.8 | 36103.3 | 0 | 877 | 18678.5 | 88975.9 | 0 | 95.5 | 3315.4 | 16356 | 84209.7 | 384.4 | 0 | 0 | 108018.1 | 86975.5 | 2811.7 | 14638.1 | 0 | 0 | 4850.7
1504 | 63 | Day63 | 15 | Hour15 | 3 | Spring | 2117 | #N/A | Spring | 448890.6 | 2024-03-04 15:00 | 428683.4 | 5491.2 | 8789.1 | 5926.7 | 448890.5 | 414248.9 | 238389.3 | 0.0337 | 0.0476 | 0.72 | 0.71 | 159.2 | 11.1 | 1.55 | 13.5 | 580.1 | 0.12 | 160 | 30.8 | 190.8 | 167.8 | 11.7 | 1.64 | 14.2 | 608.9 | 0.12 | 168.6 | 32.4 | 201 | 103.2 | 4.3 | 0.55 | 10.1 | 465.7 | 0.05 | 103.5 | 24 | 127.5 | 652.4 | 71.8 | 10.41 | 23.6 | 1530 | 0.33 | 657.4 | 69.3 | 726.7 | 17.26 | 0 | 0.14 | 17.39 | 18.45 | 0 | 0.16 | 18.6 | 448890.6 | 210501.2 | 0 | 3796.8 | 0 | 4210.8 | 36383.3 | 0 | 894.8 | 16632.7 | 89687.4 | 0 | 95.5 | 3315.4 | 16330.2 | 84185.6 | 384.4 | 0 | 0 | 104306.8 | 85590.9 | 3076 | 14723.2 | 0 | 0 | 4489.2
1505 | 63 | Day63 | 16 | Hour16 | 3 | Spring | 2117 | #N/A | Spring | 443916.1 | 2024-03-04 16:00 | 428137.1 | 5325.7 | 4364.1 | 6089.1 | 443916.1 | 413747.3 | 249340.6 | 0.0336 | 0.0475 | 0.69 | 0.68 | 177.8 | 12.5 | 1.75 | 14.8 | 643.6 | 0.12 | 178.7 | 34 | 212.7 | 187.7 | 13.2 | 1.84 | 15.6 | 679.4 | 0.13 | 188.6 | 35.9 | 224.5 | 100.7 | 4.3 | 0.56 | 9.7 | 449.4 | 0.05 | 100.9 | 23.1 | 124 | 331.6 | 12 | 1.5 | 34 | 1553.6 | 0.15 | 332.4 | 80.3 | 412.7 | 18.52 | 0 | 0.12 | 18.64 | 19.94 | 0 | 0.15 | 20.09 | 443916.1 | 194575.5 | 0 | 3801.3 | 0 | 5239.2 | 40754.4 | 0 | 916.1 | 14208.1 | 97565.8 | 0 | 95.5 | 3315.4 | 13490.4 | 84694.3 | 384.4 | 0 | 0 | 90114.3 | 85846 | 3491 | 12975.1 | 0 | 0 | 4841.9
1506 | 63 | Day63 | 17 | Hour17 | 3 | Spring | 2117 | #N/A | Spring | 449782.9 | 2024-03-04 17:00 | 434118.4 | 5040.8 | 4364.1 | 6259.5 | 449782.9 | 419455.2 | 280555.9 | 0.0338 | 0.0481 | 0.63 | 0.63 | 222.2 | 16.9 | 2.38 | 16.8 | 762.6 | 0.15 | 223.4 | 39.6 | 263 | 234.7 | 17.8 | 2.51 | 17.7 | 804.9 | 0.15 | 235.9 | 41.8 | 277.7 | 243.9 | 14 | 1.91 | 20.3 | 977.4 | 0.11 | 244.9 | 49.4 | 294.3 | 437.7 | 27.9 | 3.87 | 34 | 1653.7 | 0.21 | 439.6 | 83.4 | 523 | 20.25 | 0 | 0.12 | 20.37 | 21.79 | 0 | 0.15 | 21.94 | 449782.9 | 169227 | 5.1 | 3850.2 | 0 | 7825 | 57284.5 | 0 | 908.9 | 11254.8 | 107049 | 0 | 159.1 | 3315.4 | 15791.7 | 84694.3 | 581.6 | 0 | 0 | 69474.1 | 84079.9 | 3509.1 | 9684 | 0 | 0 | 8045.8
1507 | 63 | Day63 | 18 | Hour18 | 3 | Spring | 2117 | #N/A | Spring | 456508.3 | 2024-03-04 18:00 | 446937 | 0 | 4151.1 | 5420.2 | 456508.3 | 431642.3 | 317302.7 | 0.0342 | 0.0495 | 0.6 | 0.59 | 250.4 | 19.3 | 2.73 | 18.4 | 847.6 | 0.16 | 251.7 | 43.7 | 295.4 | 261.7 | 20.2 | 2.85 | 19.2 | 886.4 | 0.17 | 263.1 | 45.7 | 308.8 | 372.5 | 24.9 | 3.46 | 27.9 | 1380.8 | 0.18 | 374.2 | 69 | 443.2 | 826.1 | 80.4 | 11.6 | 39.9 | 2237.1 | 0.44 | 831.6 | 106.7 | 938.3 | 23.06 | 0 | 0.27 | 23.34 | 24.53 | 0 | 0.29 | 24.82 | 456508.3 | 139205.6 | 479.7 | 3931.5 | 0 | 7825 | 67040.5 | 0 | 769.8 | 7662.7 | 115932.4 | 0 | 1075.4 | 3315.4 | 30489.2 | 86328.4 | 672.2 | 213 | 0 | 48844.7 | 78415.4 | 3513 | 8040 | 0 | 145.4 | 8254.3
1508 | 63 | Day63 | 19 | Hour19 | 3 | Spring | 2117 | #N/A | Spring | 460129.3 | 2024-03-04 19:00 | 456059.2 | 0 | 0 | 4070.1 | 460129.3 | 440324.4 | 365896.2 | 0.0345 | 0.0504 | 0.55 | 0.55 | 274.9 | 21.1 | 2.98 | 20.2 | 935.1 | 0.17 | 276.4 | 48.1 | 324.4 | 288.2 | 22 | 3.11 | 21.3 | 983.2 | 0.18 | 289.7 | 50.6 | 340.3 | 415.9 | 27.5 | 3.83 | 31.3 | 1550.5 | 0.19 | 417.8 | 77.5 | 495.3 | 869.1 | 83.6 | 12.03 | 41.9 | 2402.3 | 0.43 | 874.9 | 113.6 | 988.5 | 31.62 | 0 | 0.28 | 31.89 | 33.31 | 0 | 0.3 | 33.6 | 460129.3 | 94233.1 | 3838 | 4242.6 | 0 | 8305.3 | 73648.8 | 0 | 244.1 | 2184 | 131415.8 | 0 | 159.1 | 3315.4 | 48576.1 | 88396.1 | 703 | 3295.8 | 0 | 11021.7 | 77130.8 | 3652.5 | 5317.1 | 0 | 82 | 8189.4
1509 | 63 | Day63 | 20 | Hour20 | 3 | Spring | 2117 | #N/A | Spring | 461582.6 | 2024-03-04 20:00 | 457301.4 | 0 | 0 | 4281.2 | 461582.6 | 441532.6 | 384488 | 0.0345 | 0.0505 | 0.55 | 0.54 | 277.3 | 21.2 | 2.99 | 20.4 | 946.5 | 0.17 | 278.7 | 48.7 | 327.4 | 291.3 | 22.1 | 3.12 | 21.6 | 998 | 0.18 | 292.8 | 51.4 | 344.2 | 420.8 | 26.7 | 3.68 | 32.8 | 1607 | 0.2 | 422.6 | 80.7 | 503.3 | 659.3 | 44.2 | 6.17 | 49.2 | 2426.9 | 0.32 | 662.3 | 121.6 | 784 | 31.89 | 0 | 0.28 | 32.17 | 33.61 | 0 | 0.3 | 33.9 | 461582.6 | 77094.5 | 6029.9 | 4242.6 | 0 | 8278.4 | 74083.5 | 0 | 0 | 0 | 134240 | 0 | 159.1 | 3315.4 | 58108.6 | 88396.1 | 699.6 | 6934.7 | 0 | 0.1 | 73329.4 | 3765.1 | 716.8 | 241.7 | 1513.8 | 8050.4
1510 | 63 | Day63 | 21 | Hour21 | 3 | Spring | 2117 | #N/A | Spring | 456044.7 | 2024-03-04 21:00 | 452489 | 0 | 0 | 3555.7 | 456044.7 | 436954 | 385432.2 | 0.0343 | 0.05 | 0.54 | 0.54 | 279.2 | 21.2 | 2.98 | 20.7 | 957.9 | 0.18 | 280.7 | 49.3 | 330 | 293 | 22.1 | 3.12 | 21.8 | 1007.2 | 0.18 | 294.5 | 51.9 | 346.4 | 410.1 | 25.7 | 3.55 | 32.2 | 1574.2 | 0.19 | 411.8 | 79.1 | 491 | 485.4 | 19.7 | 2.56 | 48.1 | 2189.6 | 0.23 | 486.7 | 113.4 | 600.1 | 34.83 | 0 | 0.28 | 35.11 | 36.66 | 0 | 0.3 | 36.96 | 456044.7 | 70612.5 | 5819.4 | 4247.1 | 0 | 8374.7 | 73019.6 | 0 | 0 | 0 | 135336 | 0 | 159.1 | 3315.4 | 59511.5 | 88396.1 | 703 | 6550.1 | 0 | 0 | 66702.5 | 3910 | 0 | 1626.8 | 4517.6 | 8258.9
1511 | 63 | Day63 | 22 | Hour22 | 3 | Spring | 2117 | #N/A | Spring | 441508.2 | 2024-03-04 22:00 | 437889.4 | 0 | 0 | 3618.9 | 441508.3 | 423053.6 | 377679 | 0.0339 | 0.0484 | 0.53 | 0.52 | 287.6 | 21.8 | 3.08 | 21.3 | 985.1 | 0.18 | 289.1 | 50.7 | 339.8 | 300 | 22.8 | 3.21 | 22.2 | 1027.7 | 0.19 | 301.6 | 52.9 | 354.5 | 417.4 | 26.4 | 3.65 | 32.5 | 1593.8 | 0.19 | 419.1 | 80.1 | 499.2 | 471.9 | 15.9 | 1.98 | 49.6 | 2233 | 0.22 | 472.9 | 116.2 | 589.1 | 32.93 | 0 | 0.29 | 33.22 | 34.61 | 0 | 0.3 | 34.91 | 441508.2 | 63829.3 | 3826.5 | 4247.1 | 0 | 8374.7 | 73054.4 | 0 | 0 | 0 | 134393.3 | 0 | 159.1 | 3315.4 | 56703.2 | 88396.1 | 703 | 4506.2 | 0 | 0 | 59885.4 | 3943.9 | 0 | 1335.4 | 3508.2 | 6691.1
1512 | 63 | Day63 | 23 | Hour23 | 3 | Spring | 2117 | #N/A | Spring | 422795.2 | 2024-03-04 23:00 | 419037.2 | 0 | 0 | 3758.1 | 422795.3 | 405079.7 | 364616.3 | 0.0333 | 0.0464 | 0.53 | 0.53 | 286.4 | 21.9 | 3.09 | 21.1 | 975.8 | 0.18 | 287.9 | 50.3 | 338.1 | 298.5 | 22.8 | 3.22 | 22.1 | 1017.6 | 0.19 | 300.1 | 52.4 | 352.6 | 448.3 | 29.6 | 4.11 | 33.8 | 1673.6 | 0.21 | 450.3 | 83.7 | 534 | 510.1 | 14.6 | 1.75 | 55.9 | 2495.1 | 0.23 | 511 | 130.3 | 641.3 | 29.48 | 0 | 0.29 | 29.76 | 30.92 | 0 | 0.3 | 31.22 | 422795.2 | 58179 | 4059.8 | 4247.1 | 0 | 8374.7 | 70333.5 | 0 | 0 | 0 | 126792 | 0 | 159.1 | 3315.4 | 53712.6 | 88396.1 | 685.2 | 4540.8 | 0 | 0 | 54308.2 | 3870.8 | 0 | 10.8 | 3675.4 | 5846.7
1513 | 64 | Day64 | 0 | Hour0 | 3 | Spring | 69 | 477738.4 | Spring | 405062.8 | 2024-03-05 | 401172.4 | 369.2 | 0 | 3521.2 | 405062.8 | 388021 | 350446.6 | 0.0328 | 0.0445 | 0.53 | 0.52 | 286.1 | 21.7 | 3.05 | 21.4 | 983.5 | 0.18 | 287.6 | 50.8 | 338.4 | 297.6 | 22.5 | 3.17 | 22.3 | 1023.1 | 0.19 | 299.1 | 52.9 | 352 | 447.2 | 28.7 | 3.97 | 34.5 | 1696.5 | 0.21 | 449.1 | 85.1 | 534.2 | 584.2 | 33.3 | 4.56 | 48.9 | 2335.2 | 0.28 | 586.5 | 118.6 | 705.1 | 28.56 | 0 | 0.29 | 28.85 | 29.9 | 0 | 0.3 | 30.2 | 405062.8 | 54616.3 | 972.1 | 4198.3 | 0 | 6244.9 | 66402.5 | 0 | 0 | 0 | 124431.5 | 0 | 188.3 | 3315.4 | 52019 | 88396.1 | 549 | 3729.3 | 0 | 0 | 51253.2 | 3363 | 0 | 290 | 1621.2 | 5823.3
1514 | 64 | Day64 | 1 | Hour1 | 3 | Spring | 2117 | #N/A | Spring | 391920.9 | 2024-03-05 01:00 | 387320.1 | 716.1 | 378.1 | 3506.5 | 391920.9 | 374778.7 | 337688.5 | 0.0324 | 0.0429 | 0.53 | 0.52 | 285.3 | 21.6 | 3.04 | 21.5 | 982.1 | 0.18 | 286.8 | 50.8 | 337.6 | 296.8 | 22.5 | 3.17 | 22.3 | 1020.8 | 0.19 | 298.3 | 52.8 | 351.1 | 455.4 | 28.7 | 3.96 | 35.6 | 1744.5 | 0.21 | 457.3 | 87.6 | 544.9 | 714.5 | 58 | 8.23 | 44.2 | 2315.1 | 0.35 | 718.4 | 113.3 | 831.8 | 27.99 | 0 | 0.29 | 28.27 | 29.25 | 0 | 0.29 | 29.54 | 391920.9 | 54232.4 | 995.1 | 4198.3 | 0 | 5921.3 | 64012.7 | 0 | 0 | 0 | 120528.5 | 0 | 217.5 | 3315.4 | 47840.2 | 88396.1 | 411.3 | 1852.1 | 0 | 0 | 51832 | 2400.4 | 0 | 0 | 877.9 | 5524.7
1515 | 64 | Day64 | 2 | Hour2 | 3 | Spring | 2117 | #N/A | Spring | 383443.5 | 2024-03-05 02:00 | 378269 | 778.4 | 675.2 | 3720.9 | 383443.5 | 366117.1 | 327413.9 | 0.0321 | 0.0419 | 0.53 | 0.53 | 281.5 | 21.1 | 2.98 | 21.4 | 974.5 | 0.18 | 283 | 50.5 | 333.5 | 292.7 | 22 | 3.1 | 22.2 | 1012.5 | 0.19 | 294.2 | 52.5 | 346.7 | 461.6 | 29.6 | 4.09 | 35.6 | 1752.8 | 0.21 | 463.6 | 87.9 | 551.5 | 548.9 | 28.3 | 3.81 | 48.5 | 2300.4 | 0.25 | 550.8 | 117.1 | 668 | 27.68 | 0 | 0.28 | 27.97 | 28.9 | 0 | 0.29 | 29.19 | 383443.5 | 56029.5 | 606.7 | 4198.3 | 0 | 5781.8 | 61123.8 | 0 | 0 | 0 | 118341.9 | 0 | 97.5 | 3315.4 | 43510.3 | 88396.1 | 384.4 | 1657.7 | 0 | 0 | 54367.7 | 1661.8 | 0 | 11.4 | 725.8 | 5524.7
1516 | 64 | Day64 | 3 | Hour3 | 3 | Spring | 2117 | #N/A | Spring | 380220.4 | 2024-03-05 03:00 | 374732.8 | 1203.1 | 239.4 | 4045.1 | 380220.4 | 362729.5 | 318146.6 | 0.032 | 0.0415 | 0.54 | 0.53 | 276.9 | 20.7 | 2.91 | 21.2 | 962.3 | 0.18 | 278.3 | 50 | 328.3 | 287.7 | 21.5 | 3.02 | 22 | 999.5 | 0.19 | 289.2 | 51.9 | 341 | 467.3 | 30.1 | 4.16 | 35.9 | 1769.9 | 0.22 | 469.3 | 88.7 | 558 | 584.3 | 35.9 | 4.94 | 46.5 | 2267.7 | 0.27 | 586.7 | 114.1 | 700.8 | 27.55 | 0 | 0.28 | 27.84 | 28.76 | 0 | 0.28 | 29.04 | 380220.4 | 62073.8 | 207 | 4198.3 | 0 | 5945.3 | 59163.6 | 0 | 0 | 0 | 116736.7 | 0 | 95.5 | 3315.4 | 38798.4 | 88396.1 | 384.4 | 905.9 | 0 | 0 | 59998.2 | 2075.6 | 0 | 0 | 353.1 | 5360.6
1517 | 64 | Day64 | 4 | Hour4 | 3 | Spring | 2117 | #N/A | Spring | 381206 | 2024-03-05 04:00 | 375819.8 | 84.2 | 979.5 | 4322.6 | 381206 | 363767.3 | 315857.9 | 0.0321 | 0.0416 | 0.54 | 0.54 | 278.9 | 21.1 | 2.97 | 21.1 | 960.3 | 0.18 | 280.4 | 49.8 | 330.2 | 289.4 | 21.9 | 3.09 | 21.9 | 996 | 0.19 | 290.9 | 51.6 | 342.5 | 470.4 | 30.3 | 4.19 | 36.2 | 1782.5 | 0.22 | 472.4 | 89.4 | 561.8 | 790.5 | 80.1 | 11.56 | 34.5 | 2068.6 | 0.39 | 796.1 | 96.2 | 892.3 | 26.99 | 0 | 0.26 | 27.25 | 28.19 | 0 | 0.28 | 28.47 | 381206 | 65348.1 | 6.1 | 4193.8 | 0 | 5982.9 | 60873.3 | 0 | 0 | 0 | 114979.9 | 0 | 95.5 | 3315.4 | 37599.7 | 88388.2 | 384.4 | 38.8 | 0 | 0 | 63390.2 | 1957.9 | 0 | 0 | 0 | 5549.9
1518 | 64 | Day64 | 5 | Hour5 | 3 | Spring | 2117 | #N/A | Spring | 387033.5 | 2024-03-05 05:00 | 382268.5 | 344.3 | 213 | 4207.7 | 387033.5 | 369935.9 | 321194.4 | 0.0323 | 0.0424 | 0.53 | 0.53 | 285 | 21.8 | 3.07 | 21.3 | 974.4 | 0.18 | 286.5 | 50.4 | 336.8 | 295.6 | 22.6 | 3.18 | 22.1 | 1011.1 | 0.19 | 297.2 | 52.3 | 349.4 | 455.9 | 28.7 | 3.97 | 35.6 | 1746.1 | 0.21 | 457.9 | 87.7 | 545.6 | 492.7 | 19.3 | 2.47 | 49.2 | 2258 | 0.22 | 494 | 116.6 | 610.5 | 27.09 | 0 | 0.26 | 27.35 | 28.33 | 0 | 0.27 | 28.6 | 387033.5 | 65839.2 | 28 | 4186.2 | 0 | 6169.2 | 63957.9 | 0 | 0 | 0 | 117024 | 0 | 95.5 | 3315.4 | 37545.1 | 88061 | 384.4 | 427.6 | 0 | 0 | 64304.6 | 1534.5 | 0 | 0 | 0 | 5794.5
1519 | 64 | Day64 | 6 | Hour6 | 3 | Spring | 2117 | #N/A | Spring | 397972 | 2024-03-05 06:00 | 393603 | 21.3 | 213 | 4134.6 | 397971.9 | 380780.8 | 330339.1 | 0.0326 | 0.0437 | 0.54 | 0.53 | 282 | 21.5 | 3.04 | 21 | 964 | 0.18 | 283.4 | 49.8 | 333.2 | 292.3 | 22.3 | 3.15 | 21.8 | 999.8 | 0.19 | 293.8 | 51.6 | 345.5 | 473.4 | 31.7 | 4.41 | 35.3 | 1753.9 | 0.22 | 475.5 | 87.6 | 563.1 | 940.4 | 98.2 | 14.19 | 38.2 | 2368.2 | 0.46 | 947.2 | 108.9 | 1056.1 | 27.28 | 0 | 0.25 | 27.54 | 28.56 | 0 | 0.27 | 28.83 | 397972 | 67632.8 | 48.3 | 4186.2 | 0 | 7371.7 | 65149.6 | 0 | 0 | 498.1 | 119011.9 | 0 | 95.5 | 3315.4 | 42272.9 | 88061 | 384.4 | 442.2 | 0 | 410 | 65302.6 | 1422.1 | 0 | 0 | 0 | 6328.8
1520 | 64 | Day64 | 7 | Hour7 | 3 | Spring | 2117 | #N/A | Spring | 412247.8 | 2024-03-05 07:00 | 407992.3 | 0 | 213 | 4042.6 | 412247.8 | 394537.3 | 332101 | 0.033 | 0.0452 | 0.55 | 0.55 | 275.3 | 21.1 | 2.98 | 20.4 | 937.9 | 0.18 | 276.7 | 48.4 | 325.1 | 285.7 | 21.9 | 3.09 | 21.2 | 973.9 | 0.18 | 287.2 | 50.2 | 337.4 | 329.8 | 19.4 | 2.66 | 27 | 1306.7 | 0.15 | 331.1 | 66 | 397.1 | 567.1 | 33.1 | 4.53 | 46.7 | 2252.6 | 0.26 | 569.3 | 113.9 | 683.2 | 27.46 | 0 | 0.25 | 27.71 | 28.79 | 0 | 0.26 | 29.05 | 412247.8 | 80146.8 | 939.4 | 4186.2 | 0 | 7353.3 | 66315.2 | 0 | 0 | 2276.1 | 119177.8 | 0 | 95.5 | 3315.4 | 41504.8 | 88061 | 384.4 | 768.1 | 0 | 10456.4 | 66462.6 | 951.8 | 381.8 | 23.7 | 302.3 | 7660
1521 | 64 | Day64 | 8 | Hour8 | 3 | Spring | 2117 | #N/A | Spring | 425701.1 | 2024-03-05 08:00 | 420884.8 | 20.3 | 213 | 4583 | 425701.1 | 406851.1 | 311394.6 | 0.0333 | 0.0466 | 0.6 | 0.6 | 240.4 | 18.3 | 2.59 | 18.1 | 822.7 | 0.16 | 241.6 | 42.7 | 284.3 | 249.7 | 19 | 2.68 | 18.9 | 855.4 | 0.16 | 251 | 44.4 | 295.4 | 141 | 6.1 | 0.8 | 13.6 | 628 | 0.06 | 141.4 | 32.3 | 173.7 | 865.5 | 86.9 | 12.52 | 38.3 | 2293 | 0.42 | 871.5 | 106.7 | 978.3 | 26.21 | 0 | 0.25 | 26.45 | 27.54 | 0 | 0.26 | 27.8 | 425701.1 | 114306.5 | 953.6 | 4186.2 | 0 | 6673.8 | 59102.1 | 0 | 0 | 6027.5 | 109124.5 | 0 | 95.5 | 3315.4 | 38309.9 | 88061 | 384.4 | 1188.2 | 0 | 45212.6 | 62343.5 | 722.9 | 1596.5 | 6.2 | 13.5 | 8050.4
1522 | 64 | Day64 | 9 | Hour9 | 3 | Spring | 2117 | #N/A | Spring | 433125.9 | 2024-03-05 09:00 | 428233.1 | 620.2 | 233.6 | 4039 | 433125.9 | 413872.5 | 278025.8 | 0.0335 | 0.0473 | 0.66 | 0.65 | 205.5 | 15.3 | 2.16 | 16 | 714.1 | 0.14 | 206.5 | 37.4 | 243.9 | 213.3 | 15.9 | 2.24 | 16.7 | 741.7 | 0.15 | 214.4 | 38.8 | 253.2 | 82 | 2.6 | 0.32 | 8.7 | 394.6 | 0.04 | 82.2 | 20.5 | 102.7 | 380 | 8.4 | 0.91 | 43.8 | 1947.7 | 0.17 | 380.5 | 101.8 | 482.4 | 23.26 | 0 | 0.26 | 23.52 | 24.53 | 0 | 0.27 | 24.8 | 433125.9 | 155100.1 | 4.5 | 4112.5 | 0 | 7602.9 | 49807.3 | 0 | 123.2 | 12629.6 | 98889.6 | 0 | 95.5 | 3315.4 | 27115 | 86698.8 | 384.4 | 0 | 0 | 94315.2 | 47409.2 | 622.9 | 4638.8 | 0 | 0 | 7883.8
1523 | 64 | Day64 | 10 | Hour10 | 3 | Spring | 2117 | #N/A | Spring | 444495.2 | 2024-03-05 10:00 | 429029.6 | 5635.3 | 4642.9 | 5187.3 | 444495.1 | 414630.6 | 259026.7 | 0.0336 | 0.0474 | 0.68 | 0.68 | 190.1 | 14.2 | 2 | 14.9 | 660.2 | 0.13 | 191.1 | 34.6 | 225.7 | 200.6 | 15.1 | 2.12 | 15.6 | 695 | 0.14 | 201.6 | 36.4 | 238 | 75.7 | 2.5 | 0.31 | 8 | 361.1 | 0.03 | 75.9 | 18.7 | 94.6 | 353.3 | 12.6 | 1.59 | 36.4 | 1654.8 | 0.16 | 354.1 | 85.7 | 439.8 | 18.48 | 0 | 0.13 | 18.61 | 19.86 | 0 | 0.16 | 20.03 | 444495.2 | 185468.4 | 73.4 | 3801.3 | 0 | 7715.3 | 47415 | 0 | 268.4 | 16945.6 | 93639.8 | 0 | 95.5 | 3315.4 | 17892.4 | 84694.3 | 384.4 | 0 | 0 | 127922 | 39912.1 | 420.4 | 10681.9 | 0 | 31.2 | 8254.3
1524 | 64 | Day64 | 11 | Hour11 | 3 | Spring | 2117 | #N/A | Spring | 445586.4 | 2024-03-05 11:00 | 427684.2 | 5521.8 | 6785.7 | 5594.8 | 445586.5 | 413339.5 | 256688.8 | 0.0335 | 0.0473 | 0.69 | 0.68 | 186.8 | 13.9 | 1.96 | 14.7 | 651 | 0.13 | 187.8 | 34.2 | 221.9 | 197.8 | 14.8 | 2.08 | 15.5 | 687.7 | 0.14 | 198.8 | 36 | 234.9 | 76.6 | 2.7 | 0.34 | 7.9 | 360.4 | 0.03 | 76.8 | 18.7 | 95.4 | 562.5 | 51.7 | 7.4 | 29.2 | 1641.6 | 0.27 | 566 | 78.2 | 644.2 | 18.36 | 0 | 0.13 | 18.5 | 19.71 | 0 | 0.17 | 19.88 | 445586.4 | 188897.7 | 148.3 | 3801.3 | 0 | 7715.3 | 46388.4 | 0 | 288.7 | 17325.5 | 93082.8 | 0 | 95.5 | 3315.4 | 17063.1 | 84694.3 | 384.4 | 0 | 0 | 130068.1 | 40958.7 | 256.7 | 14829.6 | 0 | 7.8 | 8045.8
1525 | 64 | Day64 | 12 | Hour12 | 3 | Spring | 2117 | #N/A | Spring | 443203.1 | 2024-03-05 12:00 | 425834 | 4180.2 | 7727.7 | 5461.1 | 443203.1 | 411565.5 | 258935.2 | 0.0335 | 0.0471 | 0.68 | 0.68 | 187.4 | 13.9 | 1.96 | 14.8 | 653.3 | 0.13 | 188.3 | 34.3 | 222.6 | 198.2 | 14.8 | 2.08 | 15.5 | 689.5 | 0.14 | 199.2 | 36.1 | 235.4 | 79.9 | 2.7 | 0.34 | 8.4 | 379.8 | 0.04 | 80.1 | 19.7 | 99.8 | 606.6 | 61.1 | 8.81 | 26.6 | 1598.5 | 0.3 | 610.8 | 74.3 | 685.1 | 18.32 | 0 | 0.14 | 18.46 | 19.6 | 0 | 0.17 | 19.77 | 443203.1 | 184268 | 139.3 | 3801.3 | 0 | 7715.3 | 46221 | 0 | 275.1 | 16022 | 93020.2 | 0 | 95.5 | 3315.4 | 19548.6 | 84694.3 | 384.4 | 0 | 0 | 125027.3 | 42687.7 | 256 | 15348.3 | 0 | 0 | 7898
1526 | 64 | Day64 | 13 | Hour13 | 3 | Spring | 2117 | #N/A | Spring | 438746.8 | 2024-03-05 13:00 | 423069.4 | 2473.2 | 7763.4 | 5440.7 | 438746.7 | 408931.6 | 258325.6 | 0.0334 | 0.0468 | 0.68 | 0.68 | 188.5 | 14 | 1.97 | 14.9 | 657.5 | 0.13 | 189.5 | 34.5 | 224 | 198.6 | 14.8 | 2.08 | 15.6 | 691.3 | 0.14 | 199.6 | 36.2 | 235.9 | 82 | 2.8 | 0.34 | 8.6 | 389.9 | 0.04 | 82.2 | 20.2 | 102.4 | 340 | 16 | 2.13 | 31.9 | 1474.1 | 0.17 | 341.1 | 75.9 | 417 | 17.51 | 0 | 0.14 | 17.66 | 18.64 | 0 | 0.17 | 18.8 | 438746.8 | 180421.1 | 37 | 3801.3 | 0 | 7715.3 | 45973.1 | 0 | 266.6 | 15484.4 | 92697.6 | 0 | 95.5 | 3315.4 | 19920.7 | 84385.4 | 384.4 | 0 | 0 | 122038.4 | 42334.5 | 297.1 | 13674.2 | 0 | 0 | 8150.6
1527 | 64 | Day64 | 14 | Hour14 | 3 | Spring | 2117 | #N/A | Spring | 437642.2 | 2024-03-05 14:00 | 419739.8 | 4420.5 | 8162.8 | 5319.1 | 437642.2 | 405759.8 | 255064.8 | 0.0333 | 0.0465 | 0.69 | 0.68 | 186 | 13.8 | 1.94 | 14.7 | 650.8 | 0.13 | 187 | 34.2 | 221.2 | 196.1 | 14.6 | 2.05 | 15.4 | 684 | 0.14 | 197.1 | 35.9 | 233 | 91.6 | 3.3 | 0.42 | 9.4 | 428.4 | 0.04 | 91.8 | 22.2 | 114 | 282.5 | 7.2 | 0.82 | 31.7 | 1417.9 | 0.12 | 282.9 | 74 | 356.9 | 16.95 | 0 | 0.14 | 17.1 | 18.03 | 0 | 0.17 | 18.2 | 437642.2 | 182577.4 | 0 | 3801.3 | 0 | 7715.3 | 44944.7 | 0 | 261.8 | 16910.7 | 92006.2 | 0 | 95.5 | 3315.4 | 19110.6 | 83691.5 | 384.4 | 0 | 0 | 121741.8 | 43203.6 | 459.6 | 12828.1 | 0 | 0 | 7991.9
1528 | 64 | Day64 | 15 | Hour15 | 3 | Spring | 2117 | #N/A | Spring | 435211.3 | 2024-03-05 15:00 | 419269.5 | 3077.8 | 7386.3 | 5477.8 | 435211.3 | 405314 | 253335.4 | 0.0333 | 0.0464 | 0.69 | 0.68 | 185.1 | 13.6 | 1.91 | 14.8 | 650 | 0.13 | 186 | 34.2 | 220.2 | 194.5 | 14.4 | 2.02 | 15.5 | 682 | 0.14 | 195.5 | 35.8 | 231.3 | 92.8 | 3.3 | 0.42 | 9.5 | 435.6 | 0.04 | 93 | 22.5 | 115.6 | 553.9 | 55.1 | 7.94 | 25.4 | 1483.4 | 0.28 | 557.7 | 69.7 | 627.4 | 17.41 | 0 | 0.14 | 17.56 | 18.51 | 0 | 0.17 | 18.68 | 435211.3 | 181875.9 | 89.8 | 3801.3 | 0 | 7715.3 | 44082.1 | 0 | 267.9 | 16330.6 | 92006.2 | 0 | 95.5 | 3315.4 | 17634.2 | 84211.2 | 384.4 | 0 | 0 | 122274.6 | 42195.6 | 807.1 | 13229.1 | 0 | 0 | 7878.7
1529 | 64 | Day64 | 16 | Hour16 | 3 | Spring | 2117 | #N/A | Spring | 436512.2 | 2024-03-05 16:00 | 423122.9 | 3694.6 | 4364.1 | 5330.7 | 436512.2 | 408986 | 264953.5 | 0.0334 | 0.0468 | 0.66 | 0.66 | 202.9 | 15.3 | 2.16 | 15.6 | 699.7 | 0.14 | 204 | 36.5 | 240.5 | 213.6 | 16.1 | 2.27 | 16.5 | 736.3 | 0.15 | 214.7 | 38.4 | 253.1 | 100.1 | 2.9 | 0.35 | 10.9 | 489.9 | 0.04 | 100.2 | 25.5 | 125.7 | 523.2 | 44.9 | 6.4 | 30 | 1625.9 | 0.25 | 526.2 | 78.5 | 604.8 | 18.97 | 0 | 0.14 | 19.1 | 20.35 | 0 | 0.17 | 20.52 | 436512.2 | 171558.7 | 0 | 3801.3 | 0 | 7755.6 | 50367.6 | 0 | 273.8 | 15437.7 | 96092 | 0 | 100.2 | 3315.4 | 18442.6 | 84694.3 | 384.4 | 0 | 0 | 110817.2 | 43768.6 | 1261.4 | 12285.2 | 0 | 0 | 8254.3
1530 | 64 | Day64 | 17 | Hour17 | 3 | Spring | 2117 | #N/A | Spring | 447432.3 | 2024-03-05 17:00 | 436042.2 | 1437.5 | 4364.1 | 5588.4 | 447432.3 | 421279.5 | 305836.9 | 0.0339 | 0.0483 | 0.59 | 0.59 | 251.8 | 19.6 | 2.77 | 18.3 | 847.1 | 0.16 | 253.2 | 43.6 | 296.8 | 264.2 | 20.6 | 2.91 | 19.2 | 888.8 | 0.17 | 265.6 | 45.8 | 311.4 | 299.2 | 19.6 | 2.73 | 22.6 | 1120.9 | 0.14 | 300.5 | 56.1 | 356.6 | 907.6 | 99 | 14.37 | 33.3 | 2134 | 0.46 | 914.5 | 97 | 1011.5 | 21.41 | 0 | 0.29 | 21.69 | 22.89 | 0 | 0.3 | 23.19 | 447432.3 | 141595.4 | 46.7 | 3860.5 | 0 | 7825 | 66709.8 | 0 | 269.5 | 11649.3 | 113818.7 | 0 | 159.1 | 3315.4 | 24677.6 | 84694.3 | 729.8 | 0 | 0 | 83768.6 | 44022.1 | 1885.8 | 10021.7 | 0 | 67.1 | 8254.3
1531 | 64 | Day64 | 18 | Hour18 | 3 | Spring | 2117 | #N/A | Spring | 463184.4 | 2024-03-05 18:00 | 456645.1 | 0 | 1844.8 | 4694.5 | 463184.4 | 440825.5 | 359310.1 | 0.0346 | 0.0507 | 0.54 | 0.53 | 283.9 | 21.5 | 3.04 | 21 | 973.2 | 0.18 | 285.4 | 50 | 335.4 | 297.2 | 22.4 | 3.16 | 22.1 | 1021.7 | 0.19 | 298.7 | 52.6 | 351.3 | 376.2 | 24.7 | 3.43 | 28.5 | 1408.6 | 0.18 | 377.8 | 70.5 | 448.4 | 466.8 | 15.7 | 1.96 | 49 | 2208.3 | 0.22 | 467.8 | 114.9 | 582.7 | 33.79 | 0 | 0.28 | 34.07 | 35.69 | 0 | 0.3 | 35.99 | 463184.4 | 103874.3 | 648.4 | 4243.6 | 0 | 7825 | 75329.2 | 0 | 222.7 | 7678.6 | 138586.5 | 0 | 159.1 | 3315.4 | 35258.3 | 88396.1 | 756.5 | 4791.8 | 0 | 48941.3 | 44748.4 | 2283.3 | 7963.4 | 712.5 | 3320.9 | 7679.9
1532 | 64 | Day64 | 19 | Hour19 | 3 | Spring | 2117 | #N/A | Spring | 474062.4 | 2024-03-05 19:00 | 470500.8 | 0 | 0 | 3561.5 | 474062.3 | 453973.2 | 408651.1 | 0.0351 | 0.0523 | 0.5 | 0.49 | 310.6 | 22.9 | 3.23 | 23.5 | 1070.7 | 0.2 | 312.1 | 55.5 | 367.6 | 327.7 | 24 | 3.4 | 25 | 1133.7 | 0.21 | 329.3 | 58.8 | 388.2 | 442.3 | 27.5 | 3.87 | 35.8 | 1637 | 0.25 | 444.2 | 84.6 | 528.8 | 992.4 | 23.8 | 2.77 | 113.8 | 4935.2 | 0.5 | 993.8 | 261 | 1254.8 | 85.26 | 0 | 0.29 | 85.54 | 90.11 | 0 | 0.3 | 90.41 | 474062.4 | 65411.2 | 2995 | 4253 | 0 | 8001.8 | 80533.5 | 0 | 67.9 | 2262.9 | 147845 | 0 | 6277 | 3315.4 | 51861.6 | 88396.1 | 3668.6 | 11504 | 0 | 10856.2 | 49669.2 | 2555 | 5218.5 | 5107.1 | 5091.8 | 7888.4
1533 | 64 | Day64 | 20 | Hour20 | 3 | Spring | 2117 | #N/A | Spring | 477738.4 | 2024-03-05 20:00 | 473730 | 0 | 0 | 4008.4 | 477738.5 | 457077.7 | 421104.8 | 0.0351 | 0.0524 | 0.5 | 0.49 | 308.6 | 22.8 | 3.22 | 23.3 | 1063.3 | 0.2 | 310.2 | 55 | 365.2 | 325.1 | 23.9 | 3.38 | 24.7 | 1123.9 | 0.21 | 326.7 | 58.3 | 385 | 448.1 | 28.1 | 3.95 | 35.9 | 1657.3 | 0.25 | 450 | 85.4 | 535.4 | 825.8 | 17.8 | 2.15 | 98.3 | 4031.3 | 0.51 | 826.9 | 218.6 | 1045.5 | 51.13 | 0 | 0.29 | 51.42 | 54 | 0 | 0.3 | 54.3 | 477738.4 | 56633.7 | 5522.7 | 4257.5 | 0 | 8374.7 | 80985.1 | 0 | 0 | 0.6 | 150542.8 | 0 | 4488.9 | 3315.4 | 59205.8 | 88396.1 | 3461.8 | 12553.9 | 0 | 2.5 | 53898.8 | 2731.8 | 747.5 | 5171.9 | 2328.4 | 8258.9
1534 | 64 | Day64 | 21 | Hour21 | 3 | Spring | 2117 | #N/A | Spring | 471387.9 | 2024-03-05 21:00 | 467850.7 | 0 | 0 | 3537.2 | 471387.9 | 451501.8 | 412128.5 | 0.0349 | 0.0518 | 0.51 | 0.5 | 301.2 | 22.6 | 3.18 | 22.4 | 1040.4 | 0.18 | 302.7 | 53.4 | 356.2 | 316.6 | 23.6 | 3.33 | 23.7 | 1096.7 | 0.2 | 318.2 | 56.4 | 374.6 | 441.9 | 28.8 | 4.02 | 34.1 | 1631.4 | 0.23 | 443.8 | 82.8 | 526.6 | 926.6 | 39 | 7.22 | 115 | 2257.3 | 1.76 | 929.7 | 182.7 | 1112.4 | 38.08 | 0 | 0.29 | 38.37 | 40.16 | 0 | 0.31 | 40.47 | 471387.9 | 59259.4 | 7352.9 | 4257.5 | 0 | 8374.7 | 79882.2 | 0 | 0 | 0 | 149307.2 | 0 | 2217 | 3315.4 | 59187.6 | 88396.1 | 985.5 | 8852.4 | 0 | 0 | 56186.4 | 3072.9 | 0.2 | 3644.6 | 3590.2 | 8258.9
1535 | 64 | Day64 | 22 | Hour22 | 3 | Spring | 2117 | #N/A | Spring | 453715 | 2024-03-05 22:00 | 450023.2 | 0 | 0 | 3691.8 | 453715 | 434556 | 392910.3 | 0.0344 | 0.0499 | 0.51 | 0.51 | 301.8 | 23.1 | 3.25 | 22.1 | 1029.2 | 0.19 | 303.4 | 52.8 | 356.2 | 314.2 | 24 | 3.38 | 23 | 1072.6 | 0.19 | 315.9 | 55 | 370.9 | 454.7 | 29.7 | 4.11 | 34.6 | 1707.6 | 0.21 | 456.7 | 85.6 | 542.3 | 484.3 | 9.2 | 0.95 | 57.3 | 2514.7 | 0.22 | 484.9 | 132.3 | 617.2 | 31.89 | 0 | 0.29 | 32.19 | 33.57 | 0 | 0.31 | 33.88 | 453715 | 60804.7 | 3487.3 | 4257.5 | 0 | 8374.7 | 79237.7 | 0 | 0 | 0 | 141295.4 | 0 | 971.4 | 3315.4 | 58454.1 | 88396.1 | 756.5 | 4364.1 | 0 | 0 | 57877.5 | 2927.2 | 0 | 3353 | 2490.1 | 7888.4
1536 | 64 | Day64 | 23 | Hour23 | 3 | Spring | 2117 | #N/A | Spring | 431832.4 | 2024-03-05 23:00 | 427745.6 | 0 | 0 | 4086.7 | 431832.3 | 413337.6 | 369654 | 0.0337 | 0.0476 | 0.53 | 0.53 | 285.5 | 21.6 | 3.04 | 21.3 | 981.7 | 0.18 | 286.9 | 50.6 | 337.5 | 296.9 | 22.4 | 3.15 | 22.2 | 1022.3 | 0.19 | 298.4 | 52.7 | 351.2 | 477.7 | 32.5 | 4.52 | 35.2 | 1754.6 | 0.22 | 479.9 | 87.5 | 567.4 | 874.4 | 85.6 | 12.31 | 40.7 | 2385.4 | 0.42 | 880.3 | 111.9 | 992.2 | 28.37 | 0 | 0.29 | 28.66 | 29.8 | 0 | 0.31 | 30.11 | 431832.4 | 62178.3 | 2824.2 | 4257.5 | 0 | 8374.7 | 70158.7 | 0 | 0 | 0 | 131799.4 | 0 | 159.1 | 3315.4 | 55279.2 | 88396.1 | 729.8 | 4360 | 0 | 0 | 58995.2 | 3183.1 | 0 | 3438.8 | 775.3 | 7237
1537 | 65 | Day65 | 0 | Hour0 | 3 | Spring | 29 | 516762.8 | Spring | 412353.5 | 2024-03-06 | 407479.6 | 626.2 | 0 | 4247.7 | 412353.5 | 393995.3 | 348137.2 | 0.0331 | 0.0454 | 0.54 | 0.54 | 278.8 | 21.1 | 2.98 | 20.9 | 956.9 | 0.18 | 280.2 | 49.4 | 329.7 | 289.5 | 22 | 3.1 | 21.7 | 994 | 0.19 | 291 | 51.4 | 342.4 | 480.7 | 32.5 | 4.52 | 35.5 | 1771.8 | 0.22 | 482.9 | 88.4 | 571.4 | 583 | 35.3 | 4.86 | 47 | 2266.9 | 0.28 | 585.4 | 114.7 | 700 | 27.88 | 0 | 0.29 | 28.18 | 29.22 | 0 | 0.3 | 29.52 | 412353.5 | 64216.2 | 1651.6 | 4257.5 | 0 | 8316.6 | 65811 | 0 | 0 | 0 | 122703.9 | 0 | 159.1 | 3315.4 | 52404 | 88396.1 | 564.1 | 557.8 | 0 | 0 | 61225.4 | 2990.9 | 0 | 54.5 | 581.8 | 6548.7
1538 | 65 | Day65 | 1 | Hour1 | 3 | Spring | 2117 | #N/A | Spring | 399242.8 | 2024-03-06 01:00 | 394255.6 | 525.5 | 0 | 4461.7 | 399242.8 | 381349.7 | 333383.9 | 0.0327 | 0.044 | 0.54 | 0.54 | 273.5 | 20.4 | 2.87 | 20.9 | 950.2 | 0.18 | 274.9 | 49.3 | 324.1 | 283.6 | 21.2 | 2.98 | 21.7 | 985.4 | 0.18 | 285.1 | 51.1 | 336.1 | 484.7 | 33.3 | 4.64 | 35.4 | 1770.4 | 0.23 | 487 | 88.2 | 575.2 | 558.6 | 31.5 | 4.3 | 47.1 | 2245.1 | 0.27 | 560.7 | 114.1 | 674.8 | 27.52 | 0 | 0.29 | 27.8 | 28.8 | 0 | 0.3 | 29.1 | 399242.8 | 65858.9 | 1.6 | 4257.5 | 0 | 7105.1 | 61239.9 | 0 | 0 | 0 | 120454.2 | 0 | 159.1 | 3315.4 | 47831 | 88396.1 | 411.1 | 213 | 0 | 0 | 63005.9 | 2853 | 0 | 0 | 0 | 6626.9
1539 | 65 | Day65 | 2 | Hour2 | 3 | Spring | 2117 | #N/A | Spring | 393748.2 | 2024-03-06 02:00 | 387549.4 | 1382.4 | 0 | 4816.4 | 393748.2 | 374927.8 | 324773.2 | 0.0326 | 0.0433 | 0.54 | 0.54 | 272.9 | 20.3 | 2.86 | 20.9 | 950.1 | 0.18 | 274.3 | 49.3 | 323.6 | 283.2 | 21.1 | 2.97 | 21.7 | 985.6 | 0.18 | 284.7 | 51.1 | 335.8 | 490.4 | 33.8 | 4.71 | 35.7 | 1787.5 | 0.23 | 492.7 | 89 | 581.7 | 638 | 45.2 | 6.34 | 45.4 | 2273.6 | 0.31 | 641.1 | 113.3 | 754.4 | 27.44 | 0 | 0.29 | 27.73 | 28.7 | 0 | 0.29 | 28.99 | 393748.2 | 68975 | 13.5 | 4257.5 | 0 | 6234.4 | 60133.3 | 0 | 0 | 0 | 119114.6 | 0 | 159.1 | 3315.4 | 42614.8 | 88396.1 | 321.6 | 213 | 0 | 0 | 66072.9 | 2902.1 | 0 | 0 | 0 | 5570.8
1540 | 65 | Day65 | 3 | Hour3 | 3 | Spring | 2117 | #N/A | Spring | 394616.2 | 2024-03-06 03:00 | 387952.6 | 1670 | 0 | 4993.6 | 394616.1 | 375302.6 | 322613.2 | 0.0326 | 0.0434 | 0.54 | 0.54 | 277.1 | 21 | 2.95 | 20.9 | 954.6 | 0.18 | 278.6 | 49.4 | 328 | 287.9 | 21.8 | 3.07 | 21.7 | 991.8 | 0.19 | 289.4 | 51.3 | 340.7 | 474.2 | 31 | 4.3 | 36 | 1780.4 | 0.22 | 476.3 | 89.1 | 565.4 | 785.8 | 77.3 | 11.14 | 36.3 | 2118.2 | 0.39 | 791.1 | 99.5 | 890.7 | 27.13 | 0 | 0.28 | 27.42 | 28.4 | 0 | 0.28 | 28.68 | 394616.2 | 72003 | 0 | 4255.8 | 0 | 7172.1 | 62490.2 | 0 | 0 | 0 | 117715.5 | 0 | 159.1 | 3315.4 | 38644.8 | 88396.1 | 269.3 | 194.8 | 0 | 0 | 69312.8 | 2690.2 | 0 | 0 | 0 | 6092.2
1541 | 65 | Day65 | 4 | Hour4 | 3 | Spring | 2117 | #N/A | Spring | 405652.2 | 2024-03-06 04:00 | 398933.8 | 1122.2 | 0 | 5596.1 | 405652.2 | 385776.3 | 331534.2 | 0.033 | 0.0447 | 0.54 | 0.53 | 282.7 | 21.6 | 3.04 | 21 | 968.1 | 0.18 | 284.2 | 49.9 | 334.1 | 293.4 | 22.4 | 3.15 | 21.8 | 1005.3 | 0.19 | 295 | 51.9 | 346.8 | 490.7 | 34.3 | 4.79 | 35.3 | 1772.7 | 0.23 | 493 | 88.2 | 581.2 | 623.8 | 37.7 | 5.19 | 50.1 | 2438.9 | 0.29 | 626.4 | 122.9 | 749.3 | 27.42 | 0 | 0.26 | 27.68 | 28.76 | 0 | 0.27 | 29.03 | 405652.2 | 74118 | 0.4 | 4255.8 | 0 | 7829.6 | 66304.6 | 0 | 0 | 0 | 121421.6 | 0 | 157 | 3315.4 | 39603 | 88396.1 | 250.6 | 0 | 0 | 0 | 71545.5 | 2572.5 | 0 | 0 | 0 | 7102.1
1542 | 65 | Day65 | 5 | Hour5 | 3 | Spring | 2117 | #N/A | Spring | 429527.6 | 2024-03-06 05:00 | 423744 | 9.7 | 0 | 5774 | 429527.6 | 409382.7 | 353806.6 | 0.0339 | 0.0478 | 0.52 | 0.51 | 303.4 | 23.8 | 3.36 | 21.7 | 1018.4 | 0.19 | 305 | 52.1 | 357.1 | 314.8 | 24.6 | 3.48 | 22.5 | 1057.4 | 0.2 | 316.4 | 54.1 | 370.6 | 454.7 | 31.8 | 4.44 | 32.7 | 1641.8 | 0.21 | 456.8 | 81.7 | 538.5 | 495.2 | 26.7 | 3.63 | 43.5 | 2029.9 | 0.25 | 497 | 104.1 | 601 | 28.17 | 0 | 0.25 | 28.41 | 29.64 | 0 | 0.26 | 29.91 | 429527.6 | 75721 | 269 | 4255.8 | 0 | 7829.6 | 77842 | 0 | 0 | 1.8 | 130009.4 | 0 | 159.1 | 3315.4 | 41413.9 | 88276.4 | 282.5 | 153.6 | 0 | 3.2 | 73306.1 | 2409.9 | 0 | 0 | 177.5 | 7888.4
1543 | 65 | Day65 | 6 | Hour6 | 3 | Spring | 2117 | #N/A | Spring | 460052.6 | 2024-03-06 06:00 | 454366.6 | 0 | 0 | 5686 | 460052.6 | 438486.1 | 377388.6 | 0.0349 | 0.0513 | 0.52 | 0.52 | 292.5 | 22.3 | 3.14 | 21.4 | 1002.2 | 0.18 | 294 | 51.3 | 345.4 | 307.9 | 23.4 | 3.29 | 22.7 | 1057.9 | 0.19 | 309.5 | 54.3 | 363.8 | 485.4 | 34.3 | 4.82 | 34.8 | 1721.7 | 0.24 | 487.7 | 86.1 | 573.9 | 631.4 | 30.7 | 4.1 | 57.7 | 2704.6 | 0.29 | 633.5 | 138.3 | 771.8 | 34.86 | 0 | 0.25 | 35.1 | 36.83 | 0 | 0.26 | 37.08 | 460052.6 | 82664 | 2198.9 | 4255.8 | 0 | 7829.6 | 77444 | 0 | 0 | 2758.7 | 140955.1 | 0 | 657 | 3315.4 | 44612 | 88300.1 | 250.6 | 7570 | 0 | 2537.7 | 75305.7 | 2061.8 | 8 | 6548.1 | 1532.7 | 7679.9
1544 | 65 | Day65 | 7 | Hour7 | 3 | Spring | 2117 | #N/A | Spring | 481891.8 | 2024-03-06 07:00 | 476803.6 | 0 | 0 | 5088.1 | 481891.8 | 459849.7 | 366991.1 | 0.0356 | 0.0534 | 0.56 | 0.55 | 272.7 | 20.9 | 2.95 | 19.9 | 929.8 | 0.17 | 274.1 | 47.6 | 321.7 | 285.1 | 21.8 | 3.08 | 20.9 | 973.5 | 0.18 | 286.6 | 49.9 | 336.5 | 322.4 | 22.7 | 3.17 | 23.1 | 1159.2 | 0.15 | 324 | 57.7 | 381.6 | 1042.3 | 118.3 | 17.19 | 33.9 | 2327 | 0.52 | 1050.5 | 103.4 | 1153.9 | 30.02 | 0 | 0.25 | 30.28 | 31.75 | 0 | 0.27 | 32.02 | 481891.8 | 114900.7 | 2188.7 | 4245.5 | 0 | 7829.6 | 76352.9 | 0 | 0 | 7105.5 | 135849.4 | 0 | 657 | 3315.4 | 46274.7 | 88237.1 | 250.6 | 1790.2 | 0 | 27828.4 | 78005.8 | 1961.1 | 2469.7 | 8197.9 | 4397.2 | 8050.4
1545 | 65 | Day65 | 8 | Hour8 | 3 | Spring | 2117 | #N/A | Spring | 491650.6 | 2024-03-06 08:00 | 485555.9 | 130 | 213 | 5751.6 | 491650.5 | 468209.6 | 341095 | 0.0357 | 0.054 | 0.61 | 0.61 | 239.5 | 18.4 | 2.6 | 17.6 | 814.4 | 0.15 | 240.7 | 41.9 | 282.7 | 249.4 | 19.2 | 2.71 | 18.3 | 847.9 | 0.16 | 250.7 | 43.6 | 294.3 | 117.3 | 4.8 | 0.61 | 11.6 | 532.2 | 0.05 | 117.6 | 27.5 | 145.1 | 513 | 27.6 | 3.73 | 44.4 | 2116.5 | 0.23 | 514.9 | 107.5 | 622.4 | 26.98 | 0 | 0.27 | 27.24 | 28.58 | 0 | 0.28 | 28.86 | 491650.6 | 150555.6 | 34.3 | 4245.5 | 0 | 8247.3 | 68893.7 | 0 | 0 | 10844.6 | 120918 | 0 | 657 | 3315.4 | 46318.7 | 88061 | 250.6 | 153.6 | 0 | 68020.8 | 69774.6 | 1915.6 | 5949.8 | 2746.9 | 7.3 | 8258.9
1546 | 65 | Day65 | 9 | Hour9 | 3 | Spring | 2117 | #N/A | Spring | 493813.1 | 2024-03-06 09:00 | 487239.3 | 1032.5 | 0 | 5541.3 | 493813.1 | 469813.8 | 327627.6 | 0.0358 | 0.0542 | 0.63 | 0.63 | 224.3 | 17.1 | 2.41 | 16.7 | 768.4 | 0.14 | 225.5 | 39.7 | 265.2 | 233.5 | 17.8 | 2.51 | 17.4 | 800.2 | 0.15 | 234.7 | 41.3 | 276.1 | 102.2 | 4.3 | 0.56 | 9.9 | 459 | 0.05 | 102.5 | 23.6 | 126.1 | 497.5 | 29.1 | 3.99 | 42 | 1978.9 | 0.26 | 499.4 | 101.1 | 600.5 | 24.87 | 0 | 0.28 | 25.14 | 26.38 | 0 | 0.29 | 26.67 | 493813.1 | 166185.5 | 10.2 | 4245.5 | 0 | 8156.2 | 63979.3 | 0 | 79 | 14447.4 | 116065.5 | 0 | 657 | 3315.4 | 43218.6 | 87427.5 | 250.6 | 301.7 | 0 | 98127.4 | 51478.3 | 2053.5 | 8875.1 | 657.1 | 3.8 | 8258.9
1547 | 65 | Day65 | 10 | Hour10 | 3 | Spring | 2117 | #N/A | Spring | 491501.8 | 2024-03-06 10:00 | 485872.2 | 764.7 | 4.1 | 4860.7 | 491501.8 | 468513.7 | 306050.3 | 0.0357 | 0.054 | 0.65 | 0.65 | 210.8 | 15.8 | 2.22 | 16.1 | 731.3 | 0.14 | 211.8 | 37.9 | 249.8 | 219.1 | 16.4 | 2.31 | 16.7 | 760.4 | 0.14 | 220.2 | 39.4 | 259.6 | 64.6 | 1.8 | 0.21 | 7.2 | 319.8 | 0.03 | 64.7 | 16.7 | 81.3 | 377.2 | 7.5 | 0.76 | 44.7 | 1962 | 0.18 | 377.6 | 103.2 | 480.9 | 23.75 | 0 | 0.28 | 24.03 | 25.19 | 0 | 0.3 | 25.49 | 491501.8 | 185451.5 | 10.7 | 4122.9 | 0 | 7829.6 | 58409.4 | 0 | 435.4 | 16213.1 | 112397.9 | 0 | 657 | 3315.4 | 32249.8 | 86532.5 | 250.6 | 274.4 | 0 | 118960.7 | 48174.9 | 1667.3 | 12099.2 | 623.7 | 0 | 8050.4
1548 | 65 | Day65 | 11 | Hour11 | 3 | Spring | 2117 | #N/A | Spring | 489073.4 | 2024-03-06 11:00 | 482889.5 | 1016.1 | 4.1 | 5163.6 | 489073.4 | 465695.4 | 294620.6 | 0.0356 | 0.0537 | 0.66 | 0.66 | 205.4 | 15.3 | 2.16 | 15.8 | 714.6 | 0.13 | 206.4 | 37.1 | 243.5 | 213.7 | 15.9 | 2.24 | 16.4 | 743.9 | 0.14 | 214.8 | 38.7 | 253.4 | 68.8 | 2.2 | 0.27 | 7.3 | 331 | 0.03 | 68.9 | 17.2 | 86.1 | 475.2 | 30 | 4.14 | 37.5 | 1820.4 | 0.23 | 477.2 | 91.8 | 569 | 23.27 | 0 | 0.29 | 23.55 | 24.66 | 0 | 0.3 | 24.97 | 489073.4 | 194452.8 | 95.2 | 4122.9 | 0 | 6152.8 | 56253.1 | 0 | 624 | 17299 | 109723.3 | 0 | 657 | 3315.4 | 27173.4 | 86633.2 | 250.6 | 243.7 | 0 | 122526 | 52606.8 | 1397.1 | 13895.2 | 491.8 | 1.5 | 8082.6
1549 | 65 | Day65 | 12 | Hour12 | 3 | Spring | 2117 | #N/A | Spring | 486113.3 | 2024-03-06 12:00 | 479023 | 1670.3 | 288.3 | 5131.6 | 486113.3 | 462040.8 | 284509.4 | 0.0354 | 0.0532 | 0.67 | 0.67 | 196.6 | 14.4 | 2.03 | 15.4 | 691.2 | 0.13 | 197.5 | 36.1 | 233.6 | 204.8 | 15 | 2.11 | 16.1 | 720.4 | 0.14 | 205.8 | 37.6 | 243.4 | 79.4 | 2.9 | 0.37 | 8.1 | 369.4 | 0.04 | 79.6 | 19.1 | 98.7 | 580.4 | 51.5 | 7.35 | 32.3 | 1752.2 | 0.29 | 583.9 | 84.5 | 668.4 | 22.35 | 0 | 0.29 | 22.64 | 23.68 | 0 | 0.31 | 23.99 | 486113.3 | 201603.9 | 0.4 | 4110.8 | 0 | 5525.5 | 52286.6 | 0 | 659.8 | 16269.8 | 107306.6 | 0 | 657 | 3315.4 | 24627.8 | 86428.7 | 250.6 | 0 | 0 | 122110.4 | 61063 | 1500.7 | 14960.6 | 424.4 | 4.3 | 7677.8
1550 | 65 | Day65 | 13 | Hour13 | 3 | Spring | 2117 | #N/A | Spring | 486938.6 | 2024-03-06 13:00 | 475276.3 | 4196.2 | 2567.4 | 4898.7 | 486938.7 | 458503.8 | 275272.6 | 0.0353 | 0.0528 | 0.69 | 0.68 | 183.3 | 13.1 | 1.83 | 14.8 | 656.1 | 0.12 | 184.1 | 34.4 | 218.6 | 191.7 | 13.7 | 1.93 | 15.5 | 685.4 | 0.13 | 192.7 | 35.9 | 228.6 | 83.5 | 3.4 | 0.44 | 8.2 | 377.7 | 0.04 | 83.8 | 19.5 | 103.2 | 394.6 | 12.2 | 1.48 | 42.8 | 1914.7 | 0.19 | 395.4 | 99.9 | 495.3 | 21.94 | 0 | 0.3 | 22.23 | 23.19 | 0 | 0.31 | 23.5 | 486938.6 | 211666 | 37 | 4110.8 | 0 | 4211.4 | 47165.1 | 0 | 710.7 | 18985.5 | 105036.6 | 0 | 657 | 3315.4 | 24291.4 | 86197.4 | 250.6 | 0 | 0 | 119839.1 | 70320.9 | 1809.7 | 12875.3 | 431.1 | 27.4 | 7076.6
1551 | 65 | Day65 | 14 | Hour14 | 3 | Spring | 2117 | #N/A | Spring | 484849.1 | 2024-03-06 14:00 | 471586 | 4096.3 | 4316.6 | 4850.2 | 484849.1 | 455022.7 | 271037.7 | 0.0351 | 0.0523 | 0.69 | 0.69 | 177 | 12.4 | 1.73 | 14.6 | 642.5 | 0.12 | 177.8 | 33.8 | 211.6 | 185 | 13 | 1.81 | 15.2 | 670.1 | 0.13 | 185.9 | 35.2 | 221.1 | 90.8 | 4 | 0.52 | 8.7 | 403.1 | 0.04 | 91.1 | 20.7 | 111.8 | 334.6 | 6.3 | 0.63 | 40.4 | 1751.8 | 0.17 | 335 | 92.7 | 427.6 | 21.12 | 0 | 0.3 | 21.42 | 22.29 | 0 | 0.31 | 22.6 | 484849.1 | 213811.4 | 0 | 4110.8 | 0 | 4210.8 | 43982.5 | 0 | 675.9 | 18576.1 | 104579.6 | 0 | 657 | 3315.4 | 24155.2 | 85775.8 | 250.6 | 0 | 0 | 112996.7 | 79364.3 | 2198.4 | 14375.9 | 291.4 | 0 | 6586.9
1552 | 65 | Day65 | 15 | Hour15 | 3 | Spring | 2117 | #N/A | Spring | 484225.4 | 2024-03-06 15:00 | 470539.8 | 4991.4 | 3891.5 | 4802.6 | 484225.4 | 454043.2 | 271703.8 | 0.0351 | 0.0521 | 0.69 | 0.69 | 175.6 | 12.2 | 1.71 | 14.6 | 639.2 | 0.12 | 176.4 | 33.7 | 210.1 | 183.8 | 12.8 | 1.79 | 15.2 | 668.4 | 0.13 | 184.7 | 35.2 | 219.9 | 91.3 | 4 | 0.52 | 8.7 | 405.1 | 0.04 | 91.6 | 20.8 | 112.4 | 548.1 | 41 | 5.77 | 36.9 | 1894.3 | 0.26 | 550.9 | 93.4 | 644.3 | 21.53 | 0 | 0.29 | 21.82 | 22.77 | 0 | 0.31 | 23.08 | 484225.4 | 212521.5 | 0 | 4110.8 | 0 | 5667 | 43334.6 | 0 | 691.8 | 16798.7 | 104346 | 0 | 657 | 3315.4 | 23987.6 | 86034.9 | 250.6 | 0 | 0 | 110018.8 | 82971.2 | 2040.9 | 13587.8 | 135.6 | 0 | 6349.6
1553 | 65 | Day65 | 16 | Hour16 | 3 | Spring | 2117 | #N/A | Spring | 484794.6 | 2024-03-06 16:00 | 473723.6 | 4812 | 1710.6 | 4548.3 | 484794.5 | 457063.1 | 287604 | 0.0352 | 0.0525 | 0.67 | 0.66 | 196.2 | 14.1 | 1.98 | 15.7 | 699.4 | 0.13 | 197.2 | 36.6 | 233.7 | 205.9 | 14.8 | 2.07 | 16.5 | 733.9 | 0.14 | 206.9 | 38.4 | 245.3 | 77 | 2.8 | 0.36 | 7.9 | 358.2 | 0.04 | 77.2 | 18.6 | 95.8 | 755 | 79.3 | 11.48 | 30.3 | 1874.8 | 0.38 | 760.5 | 86.3 | 846.8 | 22.41 | 0 | 0.29 | 22.7 | 23.8 | 0 | 0.31 | 24.11 | 484794.6 | 197190.5 | 81.5 | 4110.8 | 0 | 6869 | 50482.7 | 0 | 777.3 | 14039.6 | 110346.6 | 0 | 720.6 | 3315.4 | 25210.2 | 86034.9 | 432.3 | 0 | 0 | 94631.8 | 85734.5 | 2007.2 | 11916 | 200.7 | 0 | 7349.3
1554 | 65 | Day65 | 17 | Hour17 | 3 | Spring | 2117 | #N/A | Spring | 496539.6 | 2024-03-06 17:00 | 485805.6 | 4121.5 | 1497.6 | 5114.9 | 496539.6 | 468494.4 | 331068.2 | 0.0356 | 0.0538 | 0.6 | 0.59 | 245 | 18.4 | 2.59 | 18.4 | 845.6 | 0.15 | 246.3 | 43.6 | 289.9 | 257.5 | 19.3 | 2.72 | 19.4 | 889.7 | 0.16 | 258.9 | 45.9 | 304.8 | 255.2 | 16.9 | 2.35 | 19.2 | 950.1 | 0.12 | 256.4 | 47.5 | 303.9 | 373.9 | 8.2 | 0.89 | 43.5 | 1906.5 | 0.18 | 374.3 | 100.4 | 474.7 | 25.4 | 0 | 0.29 | 25.69 | 27 | 0 | 0.3 | 27.31 | 496539.6 | 165471.4 | 153.6 | 4243.7 | 0 | 6869 | 68619.9 | 0 | 805.5 | 10002.9 | 129561.1 | 0 | 720.6 | 3315.4 | 29203.8 | 86427.3 | 845.7 | 1108 | 0 | 60970.1 | 91378.8 | 2314.1 | 8522.3 | 3311.9 | 12.8 | 7749
1555 | 65 | Day65 | 18 | Hour18 | 3 | Spring | 2117 | #N/A | Spring | 507618.4 | 2024-03-06 18:00 | 502343.4 | 201.5 | 0 | 5073.6 | 507618.4 | 484088.6 | 361198.9 | 0.0363 | 0.0558 | 0.59 | 0.58 | 251.2 | 18.5 | 2.61 | 19.1 | 875.1 | 0.16 | 252.5 | 45.3 | 297.7 | 266 | 19.5 | 2.74 | 20.5 | 930.3 | 0.17 | 267.4 | 48.2 | 315.6 | 406 | 29.3 | 4.12 | 28.5 | 1428.3 | 0.2 | 408 | 71.1 | 479.1 | 487.3 | 23 | 3.06 | 45.2 | 2098.7 | 0.23 | 488.8 | 107.8 | 596.6 | 30.48 | 0 | 0.28 | 30.76 | 32.36 | 0 | 0.3 | 32.66 | 507618.4 | 146419.6 | 1430.5 | 4243.7 | 0 | 6873.5 | 70025.4 | 0 | 583.1 | 6398.1 | 136457.5 | 0 | 2314.1 | 3315.4 | 36193.8 | 88061 | 1412.2 | 10871.6 | 0 | 33906.9 | 102689.2 | 2842.3 | 6738.9 | 6472.5 | 1822.6 | 7870.1
1556 | 65 | Day65 | 19 | Hour19 | 3 | Spring | 2117 | #N/A | Spring | 516762.8 | 2024-03-06 19:00 | 510922.6 | 0 | 0 | 5840.2 | 516762.8 | 492175.7 | 391893.1 | 0.0367 | 0.0568 | 0.57 | 0.56 | 259.3 | 19 | 2.68 | 19.8 | 905.1 | 0.16 | 260.6 | 46.8 | 307.4 | 275.1 | 20.1 | 2.82 | 21.2 | 964.2 | 0.17 | 276.5 | 49.9 | 326.4 | 453.5 | 32.1 | 4.51 | 32.4 | 1612 | 0.22 | 455.7 | 80.5 | 536.3 | 685.7 | 29.3 | 4.21 | 70.7 | 2720.2 | 0.55 | 687.8 | 151.9 | 839.7 | 45.74 | 0 | 0.29 | 46.03 | 48.65 | 0 | 0.31 | 48.96 | 516762.8 | 124869.7 | 2944.4 | 4248.2 | 0 | 8374.7 | 72956 | 0 | 151 | 1570.4 | 143010.2 | 0 | 3221.7 | 3315.4 | 53289.6 | 88061 | 1661.7 | 10810.2 | 0 | 6732.4 | 113059.2 | 3356.7 | 4412.1 | 10713.5 | 1913.3 | 8190
1557 | 65 | Day65 | 20 | Hour20 | 3 | Spring | 2117 | #N/A | Spring | 515821.4 | 2024-03-06 20:00 | 510208.3 | 0 | 0 | 5613.1 | 515821.4 | 491518.6 | 396573.7 | 0.0366 | 0.0567 | 0.58 | 0.57 | 258.9 | 19.4 | 2.73 | 19.3 | 893 | 0.16 | 260.3 | 46 | 306.3 | 274.6 | 20.4 | 2.88 | 20.7 | 951 | 0.17 | 276 | 49.1 | 325.1 | 436.3 | 30.2 | 4.22 | 31.8 | 1578.7 | 0.21 | 438.4 | 78.9 | 517.2 | 529.6 | 16.2 | 1.97 | 57.2 | 2558.7 | 0.25 | 530.6 | 133.5 | 664.1 | 31.44 | 0 | 0.29 | 31.73 | 33.38 | 0 | 0.31 | 33.69 | 515821.4 | 119247.7 | 6211 | 4248.2 | 0 | 7889.9 | 74885.3 | 0 | 0 | 0 | 141414.5 | 0 | 1083.4 | 3315.4 | 57608.4 | 88061 | 1279 | 10577.5 | 0 | 0 | 115529.7 | 3718 | 517.6 | 8360.7 | 3229.7 | 7679.9
1558 | 65 | Day65 | 21 | Hour21 | 3 | Spring | 2117 | #N/A | Spring | 505411.7 | 2024-03-06 21:00 | 499814.7 | 0 | 0 | 5597 | 505411.7 | 481678.1 | 384769 | 0.0363 | 0.0556 | 0.58 | 0.57 | 258.4 | 19.6 | 2.77 | 19.1 | 882.9 | 0.16 | 259.8 | 45.4 | 305.2 | 271.4 | 20.5 | 2.89 | 20.2 | 931.7 | 0.17 | 272.8 | 48 | 320.9 | 434.7 | 30.7 | 4.29 | 31 | 1560.1 | 0.2 | 436.8 | 77.6 | 514.3 | 668.4 | 40.4 | 5.56 | 54 | 2600.8 | 0.32 | 671.1 | 131.6 | 802.7 | 30.5 | 0 | 0.29 | 30.79 | 32.34 | 0 | 0.31 | 32.65 | 505411.7 | 120642.7 | 6571 | 4246.6 | 0 | 8152 | 74826.5 | 0 | 0 | 0 | 135433.6 | 0 | 829.5 | 3315.4 | 56334.3 | 88061 | 1113.2 | 5885.9 | 0 | 0 | 116970.2 | 3672.4 | 0 | 2662.7 | 4026.5 | 8258.9
1559 | 65 | Day65 | 22 | Hour22 | 3 | Spring | 2117 | #N/A | Spring | 482784.1 | 2024-03-06 22:00 | 476897 | 8.6 | 213 | 5665.5 | 482784.1 | 459967.7 | 360886.4 | 0.0355 | 0.0532 | 0.59 | 0.59 | 252.4 | 19.5 | 2.76 | 18.5 | 853.3 | 0.16 | 253.8 | 43.9 | 297.7 | 263.4 | 20.3 | 2.87 | 19.3 | 892.2 | 0.17 | 264.8 | 46 | 310.8 | 435.7 | 29.6 | 4.12 | 32.1 | 1600.4 | 0.2 | 437.7 | 79.9 | 517.6 | 656.3 | 48.4 | 6.81 | 45.1 | 2276.6 | 0.32 | 659.6 | 113 | 772.5 | 28.36 | 0 | 0.3 | 28.66 | 30.01 | 0 | 0.32 | 30.33 | 482784.1 | 121897.6 | 5232.5 | 4246.6 | 0 | 7418.6 | 71313.6 | 0 | 0 | 0 | 124501.6 | 0 | 159.1 | 3315.4 | 54431.3 | 88061 | 827.9 | 1378.8 | 0 | 0 | 118293.8 | 3603.8 | 0 | 1212.4 | 3611.3 | 8188.7
1560 | 65 | Day65 | 23 | Hour23 | 3 | Spring | 2117 | #N/A | Spring | 456999.6 | 2024-03-06 23:00 | 451029.8 | 0 | 153.6 | 5816.2 | 456999.6 | 435394.2 | 335763.9 | 0.0347 | 0.0506 | 0.61 | 0.61 | 236.2 | 17.9 | 2.53 | 17.8 | 808.9 | 0.15 | 237.5 | 42 | 279.4 | 245.9 | 18.6 | 2.63 | 18.6 | 842.9 | 0.16 | 247.2 | 43.7 | 290.9 | 477 | 34.2 | 4.79 | 33.5 | 1695.5 | 0.22 | 479.3 | 84.1 | 563.4 | 657.4 | 48.8 | 6.88 | 45 | 2262.2 | 0.33 | 660.7 | 112.5 | 773.2 | 25.91 | 0 | 0.3 | 26.2 | 27.36 | 0 | 0.32 | 27.68 | 456999.6 | 121235.7 | 2445 | 4246.6 | 0 | 7418.6 | 61650.6 | 0 | 0 | 0 | 114581.8 | 0 | 159.1 | 3315.4 | 53145.8 | 87999.8 | 801.1 | 0 | 0 | 0 | 117595.8 | 3639.9 | 0 | 385.3 | 2687.9 | 7626.8
1561 | 66 | Day66 | 0 | Hour0 | 3 | Spring | 43 | 496820.1 | Spring | 435360 | 2024-03-07 | 429370.9 | 6.8 | 366.6 | 5615.9 | 435360.1 | 414773.7 | 316348.4 | 0.034 | 0.0483 | 0.61 | 0.61 | 234.4 | 17.7 | 2.49 | 17.9 | 807.5 | 0.15 | 235.6 | 42 | 277.6 | 244 | 18.4 | 2.59 | 18.6 | 841.5 | 0.16 | 245.2 | 43.8 | 289 | 464.6 | 33.6 | 4.71 | 32.5 | 1643.2 | 0.22 | 466.9 | 81.5 | 548.4 | 488.8 | 23.1 | 3.09 | 45.6 | 2096.6 | 0.24 | 490.3 | 108.2 | 598.4 | 25.12 | 0 | 0.29 | 25.41 | 26.49 | 0 | 0.31 | 26.8 | 435360 | 119011.6 | 177.2 | 4237.3 | 0 | 7045.7 | 57797.8 | 0 | 0 | 0 | 110094 | 0 | 159.1 | 3315.4 | 43888 | 86526.3 | 665 | 2442.5 | 0 | 0 | 115274.2 | 3737.4 | 0 | 0 | 1.6 | 5177.1
1562 | 66 | Day66 | 1 | Hour1 | 3 | Spring | 2117 | #N/A | Spring | 420843.8 | 2024-03-07 01:00 | 413867.9 | 1423.8 | 370.7 | 5181.3 | 420843.7 | 399985.2 | 304867.3 | 0.0335 | 0.0466 | 0.61 | 0.61 | 236.2 | 17.7 | 2.5 | 18.1 | 816.7 | 0.16 | 237.4 | 42.5 | 279.9 | 245.9 | 18.4 | 2.6 | 18.9 | 850.7 | 0.16 | 247.1 | 44.3 | 291.4 | 469.9 | 34 | 4.77 | 32.7 | 1660.6 | 0.22 | 472.2 | 82.3 | 554.5 | 810.4 | 84.8 | 12.28 | 33 | 2024 | 0.41 | 816.2 | 93.5 | 909.7 | 24.34 | 0 | 0.29 | 24.63 | 25.65 | 0 | 0.3 | 25.95 | 420843.8 | 115976.5 | 0 | 4237.3 | 0 | 7418.6 | 56082 | 0 | 0 | 0 | 108455 | 0 | 159.1 | 3315.4 | 36892.3 | 86138.9 | 506.9 | 1661.6 | 0 | 0 | 112289.6 | 3686.9 | 0 | 0 | 10.1 | 5523.2
1563 | 66 | Day66 | 2 | Hour2 | 3 | Spring | 2117 | #N/A | Spring | 413391.4 | 2024-03-07 02:00 | 405929.7 | 2163.1 | 157.7 | 5140.9 | 413391.4 | 392390.8 | 298793.2 | 0.0333 | 0.0459 | 0.6 | 0.6 | 239 | 18 | 2.53 | 18.3 | 826 | 0.16 | 240.3 | 43 | 283.2 | 249 | 18.7 | 2.64 | 19.1 | 860.7 | 0.17 | 250.3 | 44.8 | 295 | 475.6 | 34.4 | 4.82 | 33.2 | 1682 | 0.22 | 477.9 | 83.3 | 561.2 | 863 | 94.2 | 13.66 | 31.3 | 2044.9 | 0.42 | 869.5 | 92.3 | 961.8 | 24.06 | 0 | 0.29 | 24.35 | 25.35 | 0 | 0.3 | 25.65 | 413391.4 | 114598.2 | 0 | 4232.8 | 0 | 7045.7 | 55871 | 0 | 0 | 0 | 107735.8 | 0 | 100.2 | 3315.4 | 33441.5 | 86034.9 | 491.4 | 524.5 | 0 | 0 | 111072.6 | 3525.6 | 0 | 0 | 0 | 4562
1564 | 66 | Day66 | 3 | Hour3 | 3 | Spring | 2117 | #N/A | Spring | 412663.2 | 2024-03-07 03:00 | 405827.4 | 1024 | 370.7 | 5441.1 | 412663.1 | 392266.9 | 298724.9 | 0.0334 | 0.046 | 0.6 | 0.6 | 241.2 | 18.1 | 2.55 | 18.5 | 835.1 | 0.16 | 242.4 | 43.4 | 285.9 | 250.8 | 18.8 | 2.65 | 19.3 | 869.2 | 0.17 | 252.1 | 45.2 | 297.3 | 480.1 | 35.5 | 4.99 | 32.7 | 1672.6 | 0.23 | 482.6 | 82.6 | 565.2 | 875.1 | 95.8 | 13.9 | 31.4 | 2064.1 | 0.43 | 881.7 | 93.1 | 974.8 | 24.27 | 0 | 0.27 | 24.55 | 25.61 | 0 | 0.29 | 25.9 | 412663.2 | 113938.3 | 0 | 4232.8 | 0 | 7246.5 | 56018.6 | 0 | 0 | 0 | 109068.7 | 0 | 100.2 | 3315.4 | 32209.3 | 86034.9 | 491.4 | 7 | 0 | 0 | 110671.6 | 3266.6 | 0 | 0 | 112 | 4562
1565 | 66 | Day66 | 4 | Hour4 | 3 | Spring | 2117 | #N/A | Spring | 421793 | 2024-03-07 04:00 | 415044.6 | 906 | 370.7 | 5471.7 | 421793 | 401008.7 | 308056.2 | 0.0338 | 0.0472 | 0.58 | 0.58 | 255 | 19.5 | 2.75 | 19 | 870 | 0.17 | 256.3 | 45 | 301.3 | 265.3 | 20.3 | 2.86 | 19.8 | 905.9 | 0.17 | 266.7 | 46.9 | 313.6 | 451.5 | 32.7 | 4.59 | 31.4 | 1594.1 | 0.21 | 453.8 | 79 | 532.7 | 906.2 | 100.9 | 14.65 | 31 | 2084.4 | 0.45 | 913.2 | 93.3 | 1006.5 | 24.96 | 0 | 0.26 | 25.23 | 26.37 | 0 | 0.28 | 26.65 | 421793 | 113736.8 | 118.2 | 4231.2 | 0 | 7246.5 | 62176.8 | 0 | 0 | 0 | 113052.7 | 0 | 100.2 | 3315.4 | 31089.6 | 86034.9 | 491.4 | 199.3 | 0 | 0 | 110632.5 | 3104.3 | 0 | 0 | 0 | 5305.1
1566 | 66 | Day66 | 5 | Hour5 | 3 | Spring | 2117 | #N/A | Spring | 444110.3 | 2024-03-07 05:00 | 438026.5 | 406.3 | 157.7 | 5519.8 | 444110.3 | 422793.5 | 329599.1 | 0.0348 | 0.0502 | 0.58 | 0.58 | 259.7 | 20 | 2.83 | 19.1 | 880.7 | 0.17 | 261.1 | 45.4 | 306.4 | 271.5 | 20.9 | 2.94 | 20.1 | 923.6 | 0.17 | 272.9 | 47.6 | 320.5 | 446.7 | 32.8 | 4.61 | 30.7 | 1562.7 | 0.21 | 449 | 77.3 | 526.3 | 525.3 | 35 | 4.87 | 39.3 | 1950.7 | 0.24 | 527.6 | 97.4 | 625.1 | 26.87 | 0 | 0.25 | 27.12 | 28.44 | 0 | 0.27 | 28.71 | 444110.3 | 114511.2 | 628.2 | 4231.2 | 0 | 7418.6 | 67279.3 | 0 | 0 | 18.7 | 118904.7 | 0 | 100.2 | 3315.4 | 36944.1 | 86034.9 | 491.4 | 4251 | 0 | 43.7 | 111418.1 | 3030.7 | 0 | 3050.7 | 1007.5 | 7296.2
1567 | 66 | Day66 | 6 | Hour6 | 3 | Spring | 2117 | #N/A | Spring | 471084 | 2024-03-07 06:00 | 465462.3 | 9.7 | 4.1 | 5607.8 | 471084 | 448823.4 | 346140.8 | 0.0357 | 0.0533 | 0.59 | 0.58 | 253.7 | 19.5 | 2.75 | 18.7 | 863.3 | 0.16 | 255 | 44.4 | 299.4 | 268.3 | 20.5 | 2.89 | 20 | 917.8 | 0.17 | 269.7 | 47.4 | 317.1 | 440.1 | 29.4 | 4.11 | 33.3 | 1609.6 | 0.22 | 442.1 | 81.3 | 523.4 | 611.3 | 26.8 | 3.51 | 58.4 | 2712.3 | 0.28 | 613.1 | 139.3 | 752.3 | 44.8 | 0 | 0.25 | 45.05 | 47.54 | 0 | 0.26 | 47.81 | 471084 | 124943.2 | 2965.7 | 4234.4 | 0 | 8371.3 | 69346.8 | 0 | 0 | 3641.8 | 123284.4 | 0 | 414 | 3315.4 | 38131.8 | 86698.8 | 491.4 | 8886.7 | 0 | 5599.1 | 112910.5 | 2791.8 | 116.2 | 7886.8 | 2874.2 | 7087.8
1568 | 66 | Day66 | 7 | Hour7 | 3 | Spring | 2117 | #N/A | Spring | 487600.8 | 2024-03-07 07:00 | 482404.6 | 0 | 46.7 | 5149.4 | 487600.8 | 465040.2 | 323253.1 | 0.036 | 0.0544 | 0.63 | 0.62 | 231.5 | 17.9 | 2.53 | 17 | 785.2 | 0.15 | 232.7 | 40.5 | 273.2 | 241.4 | 18.6 | 2.63 | 17.8 | 819.2 | 0.15 | 242.6 | 42.2 | 284.9 | 227.7 | 12 | 1.62 | 19.9 | 946 | 0.1 | 228.5 | 48.1 | 276.6 | 480.8 | 23.6 | 3.15 | 43.7 | 2054.3 | 0.22 | 482.3 | 104.9 | 587.3 | 26.55 | 0 | 0.26 | 26.81 | 28.16 | 0 | 0.28 | 28.44 | 487600.8 | 164347.8 | 1847.5 | 4233.3 | 0 | 8202.5 | 66071.6 | 0 | 0 | 8923.3 | 115854.2 | 0 | 95.5 | 3315.4 | 35120.9 | 88061 | 304.1 | 146.9 | 0 | 38922.6 | 114172.6 | 2329.2 | 3238.7 | 5036.6 | 2153.9 | 8254.3
1569 | 66 | Day66 | 8 | Hour8 | 3 | Spring | 2117 | #N/A | Spring | 490243.8 | 2024-03-07 08:00 | 484726.7 | 480.2 | 0 | 5037 | 490243.8 | 467358.9 | 296669 | 0.0358 | 0.0542 | 0.69 | 0.69 | 183.8 | 13.3 | 1.87 | 14.7 | 652.6 | 0.12 | 184.7 | 34.2 | 218.9 | 191.6 | 13.8 | 1.94 | 15.4 | 681.1 | 0.13 | 192.6 | 35.7 | 228.3 | 113.5 | 4.7 | 0.62 | 11.1 | 510.8 | 0.05 | 113.8 | 26.3 | 140.1 | 398.1 | 15.3 | 1.96 | 41.2 | 1836.4 | 0.2 | 399.1 | 96 | 495.1 | 23.6 | 0 | 0.27 | 23.87 | 25.03 | 0 | 0.29 | 25.32 | 490243.8 | 193574.8 | 1686.1 | 4184.5 | 0 | 7070.8 | 48277.1 | 0 | 0 | 11943.7 | 104883.2 | 0 | 95.5 | 3315.4 | 38557.1 | 87288.5 | 304.1 | 1006.5 | 0 | 70459.3 | 109356.4 | 1815.3 | 7526.6 | 31.2 | 509.1 | 8258.9
1570 | 66 | Day66 | 9 | Hour9 | 3 | Spring | 2117 | #N/A | Spring | 489591.2 | 2024-03-07 09:00 | 482830.7 | 1234.2 | 861.6 | 4664.6 | 489591.1 | 465598.8 | 271237.8 | 0.0357 | 0.0538 | 0.72 | 0.72 | 158.9 | 11 | 1.54 | 13.4 | 579.6 | 0.11 | 159.7 | 30.7 | 190.4 | 165.5 | 11.5 | 1.6 | 14 | 603.8 | 0.12 | 166.3 | 32 | 198.3 | 104.1 | 5.3 | 0.71 | 9.3 | 438.2 | 0.05 | 104.5 | 22.3 | 126.8 | 537.9 | 36.3 | 5.05 | 39.8 | 1984.2 | 0.25 | 540.4 | 99 | 639.4 | 22.65 | 0 | 0.28 | 22.93 | 24.03 | 0 | 0.3 | 24.33 | 489591.2 | 218353.4 | 22.4 | 4114.2 | 0 | 7658.3 | 39420.5 | 0 | 364.5 | 16273.5 | 97007.9 | 0 | 95.5 | 3315.4 | 32600.6 | 86698.8 | 304.1 | 0 | 0 | 100812.7 | 99636.4 | 1266.2 | 10025.3 | 179.5 | 0 | 8258.9
1571 | 66 | Day66 | 10 | Hour10 | 3 | Spring | 2117 | #N/A | Spring | 491549.1 | 2024-03-07 10:00 | 479297.6 | 1402.4 | 4943.6 | 5905.5 | 491549.1 | 462268.4 | 256229.5 | 0.0355 | 0.0534 | 0.73 | 0.73 | 150.4 | 10.3 | 1.44 | 12.9 | 552.9 | 0.11 | 151.1 | 29.4 | 180.5 | 157.6 | 10.8 | 1.51 | 13.5 | 579.2 | 0.11 | 158.4 | 30.8 | 189.2 | 83.7 | 4 | 0.54 | 7.7 | 360.2 | 0.04 | 84 | 18.5 | 102.4 | 809.9 | 85 | 12.29 | 32.5 | 2028.6 | 0.4 | 815.8 | 93 | 908.8 | 21.75 | 0 | 0.29 | 22.04 | 23.09 | 0 | 0.31 | 23.4 | 491549.1 | 235319.6 | 176 | 4102 | 0 | 5909.6 | 36767.3 | 0 | 848.2 | 18057 | 93905.9 | 0 | 95.5 | 3315.4 | 24954.9 | 86698.8 | 304.1 | 0 | 0 | 119704.8 | 95839.7 | 869.9 | 13880 | 213 | 20.8 | 8189.4
1572 | 66 | Day66 | 11 | Hour11 | 3 | Spring | 2117 | #N/A | Spring | 488663.6 | 2024-03-07 11:00 | 474009.8 | 2077.8 | 6816.5 | 5759.5 | 488663.6 | 457285.4 | 252716.3 | 0.0353 | 0.0527 | 0.73 | 0.73 | 150.4 | 10.3 | 1.44 | 12.9 | 552.4 | 0.11 | 151.1 | 29.4 | 180.4 | 157.9 | 10.8 | 1.51 | 13.5 | 579.5 | 0.11 | 158.7 | 30.8 | 189.4 | 87.7 | 4.2 | 0.57 | 8 | 376.2 | 0.04 | 88 | 19.3 | 107.2 | 571.1 | 56.6 | 8.15 | 27.2 | 1539.5 | 0.31 | 575 | 73.2 | 648.2 | 18.62 | 0 | 0.21 | 18.83 | 19.88 | 0 | 0.23 | 20.11 | 488663.6 | 235947.4 | 1.3 | 3800.3 | 0 | 6524.9 | 36571.8 | 0 | 926.1 | 19741.4 | 93196.6 | 0 | 95.5 | 3315.4 | 23871.2 | 85035.2 | 304.1 | 0 | 0 | 122736.4 | 91907.3 | 636.2 | 15781.1 | 213 | 11.8 | 7906.3
1573 | 66 | Day66 | 12 | Hour12 | 3 | Spring | 2117 | #N/A | Spring | 483153.8 | 2024-03-07 12:00 | 468231.5 | 2070.9 | 7340.1 | 5511.3 | 483153.8 | 451835.4 | 249136.8 | 0.035 | 0.052 | 0.73 | 0.73 | 149.1 | 10.2 | 1.42 | 12.8 | 549.7 | 0.11 | 149.8 | 29.2 | 179.1 | 156.6 | 10.7 | 1.49 | 13.4 | 576.5 | 0.11 | 157.4 | 30.6 | 188 | 89.6 | 4.3 | 0.56 | 8.3 | 387.3 | 0.04 | 89.9 | 19.8 | 109.7 | 388.8 | 24 | 3.31 | 30.8 | 1504 | 0.18 | 390.5 | 75.6 | 466.1 | 17.49 | 0 | 0.29 | 17.78 | 18.68 | 0 | 0.3 | 18.99 | 483153.8 | 234017 | 129.1 | 3800.3 | 0 | 5166.8 | 35586.2 | 0 | 907.2 | 19873 | 92182.9 | 0 | 95.5 | 3315.4 | 23862.2 | 84694.3 | 304.1 | 0 | 0 | 118827.6 | 93949.8 | 459.4 | 17504.2 | 50.8 | 0 | 7486.4
1574 | 66 | Day66 | 13 | Hour13 | 3 | Spring | 2117 | #N/A | Spring | 484155.5 | 2024-03-07 13:00 | 462775.3 | 5327.7 | 10773.9 | 5278.5 | 484155.5 | 446678.8 | 247016.3 | 0.0348 | 0.0513 | 0.74 | 0.74 | 146.4 | 10 | 1.39 | 12.7 | 540.8 | 0.11 | 147.1 | 28.8 | 175.9 | 154.1 | 10.6 | 1.47 | 13.2 | 566.7 | 0.11 | 154.9 | 30.1 | 185 | 90.9 | 4.4 | 0.59 | 8.3 | 389.6 | 0.04 | 91.2 | 19.9 | 111.1 | 481 | 40.6 | 5.78 | 28.2 | 1515.8 | 0.23 | 483.8 | 73.4 | 557.2 | 17.33 | 0 | 0.16 | 17.48 | 18.4 | 0 | 0.17 | 18.57 | 484155.5 | 237139.2 | 34.8 | 3800.3 | 0 | 4895.7 | 34898 | 0 | 879 | 20848.1 | 91116 | 0 | 95.5 | 3315.4 | 23862.2 | 84694.3 | 304.1 | 0 | 0 | 119117.8 | 95917.8 | 376.4 | 16355.9 | 0 | 0 | 7250.8
1575 | 66 | Day66 | 14 | Hour14 | 3 | Spring | 2117 | #N/A | Spring | 482701 | 2024-03-07 14:00 | 457825.6 | 7031.9 | 12651.9 | 5191.6 | 482701 | 441998.2 | 244337.3 | 0.0346 | 0.0507 | 0.74 | 0.74 | 144.3 | 9.7 | 1.36 | 12.6 | 535.1 | 0.11 | 145 | 28.5 | 173.6 | 151.9 | 10.3 | 1.44 | 13.1 | 560.3 | 0.11 | 152.6 | 29.8 | 182.4 | 96.6 | 4.5 | 0.59 | 9 | 420.9 | 0.04 | 96.9 | 21.6 | 118.5 | 370.2 | 21.8 | 2.99 | 30.3 | 1465.3 | 0.17 | 371.6 | 74 | 445.6 | 17.1 | 0 | 0.15 | 17.26 | 18.13 | 0 | 0.17 | 18.3 | 482701 | 238363.7 | 0 | 3800.3 | 0 | 4210.8 | 33999.6 | 0 | 843 | 21311 | 90310 | 0 | 95.5 | 3315.4 | 23607.4 | 84694.3 | 304.1 | 0 | 0 | 118027.5 | 97827.4 | 354.9 | 16151.5 | 0 | 0 | 7144.5
1576 | 66 | Day66 | 15 | Hour15 | 3 | Spring | 2117 | #N/A | Spring | 476237.4 | 2024-03-07 15:00 | 454861.8 | 5527 | 10694.4 | 5154.2 | 476237.3 | 439197.1 | 243163.4 | 0.0344 | 0.0503 | 0.74 | 0.74 | 144.4 | 9.6 | 1.34 | 12.7 | 539 | 0.11 | 145 | 28.8 | 173.8 | 151.8 | 10.2 | 1.41 | 13.3 | 565.3 | 0.11 | 152.5 | 30.2 | 182.6 | 95 | 4.6 | 0.61 | 8.7 | 408 | 0.04 | 95.3 | 20.9 | 116.2 | 355.4 | 19.5 | 2.64 | 30.4 | 1454.6 | 0.16 | 356.7 | 73.8 | 430.5 | 16.97 | 0 | 0.14 | 17.11 | 18.06 | 0 | 0.16 | 18.22 | 476237.4 | 233074 | 139.3 | 3800.3 | 0 | 4210.8 | 32969.1 | 0 | 857.9 | 19600.7 | 90691.9 | 0 | 95.5 | 3315.4 | 22942.7 | 84694.3 | 304.1 | 0 | 0 | 111455.5 | 100800.7 | 359.2 | 15913.7 | 0 | 7.8 | 7136.2
1577 | 66 | Day66 | 16 | Hour16 | 3 | Spring | 2117 | #N/A | Spring | 470999.3 | 2024-03-07 16:00 | 456050 | 5254 | 4304.7 | 5390.6 | 470999.3 | 440333 | 256815.3 | 0.0345 | 0.0504 | 0.71 | 0.71 | 162.6 | 11 | 1.54 | 13.9 | 600.5 | 0.12 | 163.4 | 31.9 | 195.2 | 171.7 | 11.6 | 1.62 | 14.7 | 633.8 | 0.12 | 172.5 | 33.6 | 206.1 | 98.5 | 4.6 | 0.61 | 9.1 | 427.8 | 0.04 | 98.8 | 21.9 | 120.7 | 314.2 | 14.4 | 1.91 | 29.8 | 1362.6 | 0.16 | 315.2 | 70.5 | 385.7 | 17.31 | 0 | 0.3 | 17.61 | 18.66 | 0 | 0.31 | 18.97 | 470999.3 | 214184 | 0 | 3874 | 0 | 6759.2 | 37559.8 | 0 | 891.3 | 16005.6 | 98050.4 | 0 | 159.1 | 3315.4 | 22166.6 | 84482.7 | 448.2 | 0 | 0 | 93184.9 | 103737.7 | 364.5 | 14371.2 | 0 | 0 | 7010.2
1578 | 66 | Day66 | 17 | Hour17 | 3 | Spring | 2117 | #N/A | Spring | 480453.7 | 2024-03-07 17:00 | 465545.5 | 4424.7 | 4300.6 | 6183 | 480453.7 | 449342.9 | 298888.3 | 0.0348 | 0.0514 | 0.64 | 0.63 | 217.6 | 16.1 | 2.27 | 16.8 | 757.7 | 0.14 | 218.7 | 39.4 | 258.2 | 230.4 | 17 | 2.39 | 17.8 | 803.4 | 0.15 | 231.6 | 41.8 | 273.4 | 241 | 14.6 | 2 | 19.5 | 942.9 | 0.11 | 242 | 47.6 | 289.6 | 747 | 80.3 | 11.64 | 29.2 | 1800 | 0.39 | 752.6 | 83 | 835.6 | 20.69 | 0 | 0.3 | 20.99 | 22.28 | 0 | 0.31 | 22.59 | 480453.7 | 181565.4 | 228.2 | 3934.2 | 0 | 7040.9 | 57768.3 | 0 | 868.3 | 11862.2 | 115359.7 | 0 | 159.1 | 3315.4 | 22677.1 | 85529.5 | 996.6 | 1879.3 | 0 | 59741.5 | 108731.3 | 362.2 | 10127.9 | 1053.4 | 249 | 7087.8
1579 | 66 | Day66 | 18 | Hour18 | 3 | Spring | 2117 | #N/A | Spring | 490545.2 | 2024-03-07 18:00 | 481491.2 | 128.9 | 2924.2 | 6000.9 | 490545.2 | 464428.9 | 330266.4 | 0.0354 | 0.0533 | 0.61 | 0.6 | 237.3 | 17.9 | 2.53 | 17.9 | 814.7 | 0.15 | 238.5 | 42.2 | 280.7 | 250.2 | 18.8 | 2.64 | 19 | 863.2 | 0.16 | 251.5 | 44.7 | 296.3 | 349.5 | 24.4 | 3.41 | 25.2 | 1263.3 | 0.16 | 351.2 | 62.9 | 414.1 | 506.8 | 20.4 | 2.64 | 50.3 | 2294.6 | 0.24 | 508.2 | 118.7 | 626.9 | 27.84 | 0 | 0.29 | 28.13 | 29.52 | 0 | 0.31 | 29.83 | 490545.2 | 160278.8 | 2699.4 | 4236 | 0 | 7825 | 65855.3 | 0 | 683.6 | 7724.1 | 123585.6 | 0 | 159.1 | 3315.4 | 29904.1 | 88061 | 1103.2 | 3522.3 | 0 | 38666.9 | 112830.6 | 373.5 | 8293 | 2016.7 | 2377.7 | 7510.2
1580 | 66 | Day66 | 19 | Hour19 | 3 | Spring | 2117 | #N/A | Spring | 496820.1 | 2024-03-07 19:00 | 491567 | 0.4 | 0 | 5252.6 | 496820.1 | 473964.5 | 362071.8 | 0.0358 | 0.0544 | 0.59 | 0.58 | 248.4 | 18.7 | 2.64 | 18.6 | 852.7 | 0.16 | 249.7 | 44 | 293.7 | 262.1 | 19.6 | 2.76 | 19.8 | 905.3 | 0.17 | 263.4 | 46.9 | 310.3 | 404 | 27.1 | 3.78 | 30.2 | 1486 | 0.2 | 405.9 | 74.6 | 480.4 | 545.6 | 28.3 | 3.83 | 48.3 | 2267.3 | 0.26 | 547.5 | 115.9 | 663.4 | 40.93 | 0 | 0.29 | 41.22 | 43.34 | 0 | 0.31 | 43.65 | 496820.1 | 134748.3 | 2087.1 | 4248.2 | 0 | 8374.7 | 69796.3 | 0 | 208.2 | 2264.8 | 130875.5 | 0 | 246.7 | 3315.4 | 44798.7 | 88061 | 1202.4 | 9065.9 | 0 | 9605.9 | 122202.5 | 466.9 | 5327.4 | 6572.1 | 4064.1 | 8196
1581 | 66 | Day66 | 20 | Hour20 | 3 | Spring | 2117 | #N/A | Spring | 496635 | 2024-03-07 20:00 | 490853.1 | 0 | 0 | 5781.8 | 496634.9 | 473293.5 | 372788.2 | 0.0358 | 0.0543 | 0.59 | 0.58 | 252.1 | 19.2 | 2.71 | 18.6 | 858.9 | 0.16 | 253.4 | 44.3 | 297.7 | 265.2 | 20 | 2.83 | 19.8 | 908.7 | 0.17 | 266.5 | 47 | 313.5 | 397.9 | 26.5 | 3.69 | 29.8 | 1476.9 | 0.19 | 399.7 | 73.8 | 473.5 | 631.9 | 41.2 | 5.73 | 48.3 | 2362.7 | 0.3 | 634.7 | 118.8 | 753.5 | 30.2 | 0 | 0.29 | 30.49 | 31.96 | 0 | 0.32 | 32.27 | 496635 | 123846.7 | 6155.7 | 4248.2 | 0 | 8374.7 | 71682.7 | 0 | 0 | 0.8 | 130082.4 | 0 | 246.7 | 3315.4 | 55011.2 | 88061 | 1191.6 | 4418.5 | 0 | 3.3 | 123246.8 | 595.9 | 756.8 | 2641.3 | 3568.8 | 8050.4
1582 | 66 | Day66 | 21 | Hour21 | 3 | Spring | 2117 | #N/A | Spring | 485838.6 | 2024-03-07 21:00 | 480131.1 | 9.7 | 0 | 5697.8 | 485838.7 | 463100 | 362407.9 | 0.0355 | 0.0533 | 0.6 | 0.59 | 248.9 | 19.2 | 2.72 | 18.3 | 840.3 | 0.16 | 250.2 | 43.3 | 293.5 | 260.8 | 20 | 2.83 | 19.3 | 884.3 | 0.17 | 262.1 | 45.7 | 307.8 | 390 | 25.3 | 3.5 | 29.8 | 1470.5 | 0.18 | 391.7 | 73.7 | 465.5 | 684.8 | 51.3 | 7.23 | 46.3 | 2349.6 | 0.33 | 688.3 | 116.4 | 804.7 | 29.32 | 0 | 0.3 | 29.62 | 31 | 0 | 0.32 | 31.32 | 485838.6 | 123430.8 | 4611.4 | 4249.9 | 0 | 8374.7 | 70492.8 | 0 | 0 | 0 | 123135.4 | 0 | 246.7 | 3315.4 | 53815.5 | 88061 | 1202.4 | 4902.6 | 0 | 0 | 122728.1 | 702.7 | 0.3 | 178.6 | 3827.7 | 7865.4
1583 | 66 | Day66 | 22 | Hour22 | 3 | Spring | 2117 | #N/A | Spring | 463118 | 2024-03-07 22:00 | 457172.1 | 10.2 | 257.2 | 5678.6 | 463118 | 441283 | 340680.5 | 0.0347 | 0.051 | 0.61 | 0.61 | 234.6 | 17.7 | 2.5 | 17.8 | 805.4 | 0.15 | 235.8 | 41.8 | 277.6 | 244.8 | 18.4 | 2.59 | 18.7 | 842.8 | 0.16 | 246.1 | 43.8 | 289.9 | 433.2 | 29.7 | 4.14 | 31.7 | 1583.5 | 0.2 | 435.3 | 78.9 | 514.2 | 958.6 | 103.6 | 15.02 | 35.9 | 2291 | 0.48 | 965.8 | 104.3 | 1070.1 | 27.73 | 0 | 0.3 | 28.03 | 29.27 | 0 | 0.32 | 29.59 | 463118 | 122437.5 | 4220.5 | 4249.9 | 0 | 7748.6 | 61354.5 | 0 | 0 | 0 | 116300.1 | 0 | 159.1 | 3315.4 | 50798.3 | 88061 | 1109.2 | 3363.9 | 0 | 0 | 121588.6 | 848.9 | 0 | 485.5 | 3506.6 | 7243.9
1584 | 66 | Day66 | 23 | Hour23 | 3 | Spring | 2117 | #N/A | Spring | 437078.4 | 2024-03-07 23:00 | 431017.2 | 0.4 | 366.6 | 5694.2 | 437078.4 | 416374.6 | 316450.6 | 0.034 | 0.0483 | 0.63 | 0.63 | 217.7 | 16.1 | 2.27 | 17 | 758.8 | 0.15 | 218.8 | 39.7 | 258.5 | 226.5 | 16.7 | 2.35 | 17.8 | 790.9 | 0.15 | 227.7 | 41.4 | 269 | 456.2 | 31.4 | 4.38 | 33.3 | 1664 | 0.21 | 458.4 | 82.9 | 541.3 | 799.2 | 74.5 | 10.7 | 40.8 | 2275.5 | 0.4 | 804.3 | 108.7 | 913 | 24.68 | 0 | 0.3 | 24.99 | 26.02 | 0 | 0.32 | 26.35 | 437078.4 | 120627.8 | 2334 | 4107.8 | 0 | 7418.6 | 52468.4 | 0 | 0 | 0 | 106280.4 | 0 | 159.1 | 3315.4 | 50615.6 | 87372.1 | 825.9 | 1553.2 | 0 | 0 | 119671 | 956.9 | 0 | 0 | 2215.6 | 6360.8
1585 | 67 | Day67 | 0 | Hour0 | 3 | Spring | 65 | 482798.8 | Spring | 412790.8 | 2024-03-08 | 407121.1 | 0.2 | 153.6 | 5515.9 | 412790.8 | 393584.8 | 296139.6 | 0.0332 | 0.0457 | 0.65 | 0.65 | 207.9 | 15.2 | 2.14 | 16.6 | 730.9 | 0.14 | 208.9 | 38.4 | 247.4 | 216.2 | 15.8 | 2.22 | 17.3 | 762 | 0.15 | 217.3 | 40.1 | 257.4 | 459.8 | 32.6 | 4.56 | 32.8 | 1647 | 0.22 | 462 | 81.9 | 544 | 921.7 | 100.3 | 14.56 | 34 | 2174.7 | 0.47 | 928.7 | 98.9 | 1027.6 | 23.49 | 0 | 0.3 | 23.79 | 24.69 | 0 | 0.32 | 25.01 | 412790.8 | 116651.2 | 1512.2 | 4096.5 | 0 | 7418.6 | 46642.4 | 0 | 0 | 0 | 98005.3 | 0 | 159.1 | 3315.4 | 43900.4 | 86926.2 | 582.7 | 3580.9 | 0 | 0 | 115484.7 | 1166.5 | 0 | 0 | 2667.5 | 7014.8
1586 | 67 | Day67 | 1 | Hour1 | 3 | Spring | 2117 | #N/A | Spring | 395930.1 | 2024-03-08 01:00 | 390075.6 | 0.4 | 533.3 | 5320.8 | 395930.1 | 377314.1 | 281718.6 | 0.0327 | 0.0437 | 0.65 | 0.65 | 205.9 | 14.9 | 2.09 | 16.7 | 731.1 | 0.14 | 206.9 | 38.5 | 245.5 | 213.5 | 15.4 | 2.16 | 17.4 | 759.9 | 0.15 | 214.5 | 40.1 | 254.6 | 448.2 | 31.1 | 4.34 | 32.5 | 1627.4 | 0.21 | 450.3 | 81.1 | 531.3 | 776.3 | 81.7 | 11.83 | 31.1 | 1923.4 | 0.39 | 782 | 88.5 | 870.4 | 22.59 | 0 | 0.29 | 22.88 | 23.71 | 0 | 0.31 | 24.02 | 395930.1 | 114211.5 | 592.1 | 4096.5 | 0 | 6881.8 | 43618.6 | 0 | 0 | 0 | 95555.4 | 0 | 159.1 | 3315.4 | 38822.8 | 86034.9 | 440.8 | 2201.1 | 0 | 0 | 112842.2 | 1369.4 | 0 | 0 | 357.9 | 5525.7
1587 | 67 | Day67 | 2 | Hour2 | 3 | Spring | 2117 | #N/A | Spring | 387388.6 | 2024-03-08 02:00 | 379869.4 | 1754.5 | 546.5 | 5218.2 | 387388.6 | 367556.3 | 273986.5 | 0.0324 | 0.0425 | 0.65 | 0.64 | 204 | 14.5 | 2.04 | 16.8 | 731.3 | 0.14 | 205 | 38.6 | 243.6 | 211.7 | 15 | 2.11 | 17.5 | 761 | 0.15 | 212.8 | 40.2 | 253 | 450.4 | 31.4 | 4.39 | 32.5 | 1628.6 | 0.21 | 452.5 | 81.1 | 533.5 | 637.8 | 54.7 | 7.81 | 36.8 | 1970.3 | 0.31 | 641.5 | 95.6 | 737.1 | 22.5 | 0 | 0.29 | 22.79 | 23.63 | 0 | 0.3 | 23.93 | 387388.6 | 113402.1 | 68.5 | 4096.5 | 0 | 6291.5 | 41474.8 | 0 | 0 | 0 | 95011.1 | 0 | 159.1 | 3315.4 | 34564 | 86034.9 | 330.2 | 2640.5 | 0 | 0 | 111774.8 | 1627.3 | 0 | 0 | 0 | 5092.3
1588 | 67 | Day67 | 3 | Hour3 | 3 | Spring | 2117 | #N/A | Spring | 384844.3 | 2024-03-08 03:00 | 377464.6 | 1546.7 | 546.5 | 5286.5 | 384844.3 | 365246 | 272176.7 | 0.0324 | 0.0423 | 0.64 | 0.64 | 206.7 | 14.8 | 2.07 | 17 | 739.4 | 0.15 | 207.7 | 39 | 246.7 | 214.7 | 15.3 | 2.15 | 17.7 | 770.1 | 0.15 | 215.8 | 40.7 | 256.4 | 460.1 | 32.5 | 4.54 | 32.9 | 1653 | 0.22 | 462.3 | 82.2 | 544.5 | 837.6 | 90.4 | 13.1 | 31.5 | 2007.5 | 0.42 | 843.9 | 91.4 | 935.3 | 22.55 | 0 | 0.28 | 22.83 | 23.72 | 0 | 0.29 | 24.02 | 384844.3 | 112667.6 | 37.9 | 4096.5 | 0 | 5877.7 | 42029.8 | 0 | 0 | 0 | 95128.8 | 0 | 159.1 | 3315.4 | 33590.2 | 86034.9 | 267.6 | 1638.9 | 0 | 0 | 110769 | 1898.6 | 0 | 0 | 0 | 5339.6
1589 | 67 | Day67 | 4 | Hour4 | 3 | Spring | 2117 | #N/A | Spring | 391663.9 | 2024-03-08 04:00 | 384625.2 | 962.7 | 546.5 | 5529.4 | 391663.9 | 372085.5 | 279472 | 0.0326 | 0.0432 | 0.63 | 0.63 | 215.1 | 15.5 | 2.17 | 17.4 | 766 | 0.15 | 216.1 | 40.3 | 256.4 | 223.2 | 16 | 2.25 | 18.1 | 796.3 | 0.15 | 224.3 | 41.9 | 266.1 | 465.3 | 33.3 | 4.67 | 32.8 | 1655.7 | 0.22 | 467.5 | 82.2 | 549.7 | 725.3 | 71.1 | 10.24 | 33.8 | 1963.3 | 0.36 | 730.2 | 92.4 | 822.6 | 23.05 | 0 | 0.27 | 23.33 | 24.23 | 0 | 0.29 | 24.52 | 391663.9 | 112191.8 | 723.9 | 4094.8 | 0 | 6886.7 | 44952.9 | 0 | 0 | 0 | 99618.6 | 0 | 159.1 | 3315.4 | 32905 | 86034.9 | 236 | 544.7 | 0 | 0 | 109981.8 | 2210 | 0 | 0 | 0 | 5736.6
1590 | 67 | Day67 | 5 | Hour5 | 3 | Spring | 2117 | #N/A | Spring | 411994.5 | 2024-03-08 05:00 | 405023.2 | 494.1 | 425.5 | 6051.6 | 411994.5 | 391533.5 | 298282.2 | 0.0333 | 0.0457 | 0.61 | 0.6 | 239.1 | 18.2 | 2.56 | 18.1 | 820.6 | 0.16 | 240.3 | 42.6 | 282.9 | 248 | 18.8 | 2.66 | 18.8 | 852.4 | 0.16 | 249.3 | 44.3 | 293.6 | 442.3 | 30.7 | 4.29 | 32 | 1603.5 | 0.21 | 444.4 | 79.8 | 524.3 | 911.6 | 101.5 | 14.75 | 31.4 | 2085.9 | 0.46 | 918.6 | 93.7 | 1012.3 | 24.15 | 0 | 0.26 | 24.41 | 25.44 | 0 | 0.27 | 25.71 | 411994.5 | 113712.3 | 504.2 | 4094.8 | 0 | 7418.6 | 56567 | 0 | 0 | 15.3 | 105391.6 | 0 | 159.1 | 3315.4 | 34004.7 | 86034.9 | 234.8 | 556.9 | 0 | 36.5 | 111094.9 | 2565.7 | 0 | 0 | 142.3 | 7218.7
1591 | 67 | Day67 | 6 | Hour6 | 3 | Spring | 2117 | #N/A | Spring | 438178 | 2024-03-08 06:00 | 431611.7 | 0 | 157.7 | 6408.7 | 438178 | 416873.8 | 311962.3 | 0.0341 | 0.0487 | 0.61 | 0.6 | 246 | 19.4 | 2.74 | 17.8 | 824.7 | 0.16 | 247.3 | 42.4 | 289.7 | 255.5 | 20.1 | 2.84 | 18.5 | 857.9 | 0.16 | 256.9 | 44.2 | 301.1 | 399 | 26.6 | 3.7 | 30 | 1481.4 | 0.19 | 400.8 | 74.2 | 475 | 419 | 18.3 | 2.39 | 40.1 | 1863 | 0.19 | 420.2 | 95.7 | 515.9 | 25.79 | 0 | 0.26 | 26.05 | 27.22 | 0 | 0.27 | 27.49 | 438178 | 126215.8 | 718.5 | 4101.5 | 0 | 7418.6 | 64563.2 | 0 | 0 | 2979.3 | 108048.2 | 0 | 95.5 | 3315.4 | 36443.1 | 86034.9 | 0 | 1223.2 | 0 | 5185.6 | 115173.6 | 2877.3 | 96.2 | 318.5 | 1846.8 | 7296.2
1592 | 67 | Day67 | 7 | Hour7 | 3 | Spring | 2117 | #N/A | Spring | 457061.8 | 2024-03-08 07:00 | 451463.3 | 0 | 0 | 5598.5 | 457061.8 | 435855.4 | 296423 | 0.0346 | 0.0504 | 0.66 | 0.66 | 203.4 | 15.5 | 2.19 | 15.5 | 698 | 0.14 | 204.4 | 36.3 | 240.7 | 211.3 | 16.1 | 2.27 | 16.1 | 726.3 | 0.14 | 212.4 | 37.8 | 250.3 | 273.5 | 17.7 | 2.45 | 21 | 1032.8 | 0.13 | 274.7 | 51.8 | 326.5 | 760.4 | 68.6 | 9.81 | 40.7 | 2259.3 | 0.37 | 765.2 | 108.1 | 873.2 | 24.81 | 0 | 0.26 | 25.08 | 26.19 | 0 | 0.28 | 26.47 | 457061.8 | 160638.8 | 1080.9 | 4189 | 0 | 7413.7 | 53567.8 | 0 | 0 | 7264.5 | 99622.3 | 0 | 95.5 | 3315.4 | 38125 | 88061 | 0 | 952.4 | 0 | 32328.8 | 117839.4 | 3206.1 | 2684.5 | 259.2 | 1243.7 | 7373.3
1593 | 67 | Day67 | 8 | Hour8 | 3 | Spring | 2117 | #N/A | Spring | 466070.4 | 2024-03-08 08:00 | 460183.1 | 650.4 | 0 | 5236.9 | 466070.5 | 444191 | 281569 | 0.0347 | 0.0511 | 0.71 | 0.71 | 168.2 | 12.2 | 1.71 | 13.7 | 597.6 | 0.12 | 169.1 | 31.5 | 200.6 | 175.8 | 12.7 | 1.79 | 14.4 | 625.6 | 0.12 | 176.7 | 33 | 209.7 | 142.1 | 5.7 | 0.73 | 14.1 | 648.3 | 0.06 | 142.5 | 33.4 | 175.9 | 832.8 | 86.4 | 12.48 | 34.3 | 2116.8 | 0.41 | 838.8 | 97.5 | 936.2 | 23.78 | 0 | 0.28 | 24.05 | 25.12 | 0 | 0.29 | 25.41 | 466070.4 | 184501.4 | 3061.7 | 4189 | 0 | 5538 | 42194 | 0 | 0 | 9740.1 | 92090 | 0 | 95.5 | 3315.4 | 39302.1 | 88061 | 0 | 3722.3 | 0 | 60495.3 | 110900.5 | 3365.6 | 6329.3 | 0 | 153.9 | 7191.1
1594 | 67 | Day67 | 9 | Hour9 | 3 | Spring | 2117 | #N/A | Spring | 472827.3 | 2024-03-08 09:00 | 463984.7 | 2529.2 | 1724.3 | 4589 | 472827.3 | 447782.1 | 266590.8 | 0.0349 | 0.0516 | 0.73 | 0.73 | 155.4 | 11.2 | 1.56 | 12.9 | 556.9 | 0.11 | 156.2 | 29.5 | 185.7 | 162.1 | 11.6 | 1.63 | 13.4 | 580.7 | 0.12 | 162.9 | 30.8 | 193.7 | 124.8 | 4.9 | 0.63 | 12.5 | 572.2 | 0.06 | 125.1 | 29.6 | 154.6 | 623.7 | 50.5 | 7.15 | 39.3 | 2036.9 | 0.31 | 627.1 | 100 | 727.2 | 23.12 | 0 | 0.3 | 23.42 | 24.42 | 0 | 0.3 | 24.72 | 472827.3 | 206236.6 | 732.4 | 4189 | 0 | 5716.5 | 38982.3 | 0 | 199.3 | 14770 | 88334.1 | 0 | 95.5 | 3315.4 | 36652.8 | 87953.4 | 0 | 619.4 | 0 | 85633.6 | 102060.9 | 3572.7 | 8456.6 | 0 | 35.9 | 6161.4
1595 | 67 | Day67 | 10 | Hour10 | 3 | Spring | 2117 | #N/A | Spring | 476492 | 2024-03-08 10:00 | 465330.1 | 711.5 | 4821.2 | 5629.3 | 476492.1 | 449057.8 | 249437.8 | 0.035 | 0.0517 | 0.74 | 0.74 | 148.1 | 10.7 | 1.5 | 12.3 | 529.2 | 0.11 | 148.8 | 28.1 | 176.9 | 154.6 | 11.2 | 1.57 | 12.8 | 551.5 | 0.11 | 155.4 | 29.3 | 184.7 | 95 | 3.9 | 0.51 | 9.3 | 429.3 | 0.04 | 95.3 | 22.1 | 117.4 | 761.2 | 75.3 | 10.84 | 34.6 | 2050.2 | 0.37 | 766.4 | 95.8 | 862.2 | 22.63 | 7.26 | 0.3 | 30.19 | 23.89 | 7.8 | 0.3 | 31.99 | 476492 | 227054.2 | 117.2 | 4189 | 0 | 5539.8 | 37655.7 | 0 | 650.1 | 18127.6 | 84168.2 | 0 | 95.5 | 3315.4 | 26259.5 | 88061 | 0 | 36.6 | 0 | 107187.1 | 97307.8 | 3781.6 | 13003.2 | 0 | 0 | 6553.9
1596 | 67 | Day67 | 11 | Hour11 | 3 | Spring | 2117 | #N/A | Spring | 477839 | 2024-03-08 11:00 | 462828.4 | 1559.2 | 7596.5 | 5854.9 | 477839 | 446721.2 | 245407.8 | 0.0348 | 0.0513 | 0.75 | 0.74 | 147 | 10.7 | 1.49 | 12.2 | 523.7 | 0.11 | 147.8 | 27.8 | 175.6 | 154.4 | 11.2 | 1.58 | 12.7 | 548.3 | 0.11 | 155.2 | 29.1 | 184.3 | 97.6 | 4.4 | 0.58 | 9.3 | 429.7 | 0.04 | 97.9 | 22.1 | 120 | 356 | 12.8 | 1.61 | 38.2 | 1672.4 | 0.2 | 356.8 | 88.1 | 444.9 | 20.91 | 0 | 0.3 | 21.21 | 22.19 | 0 | 0.3 | 22.49 | 477839 | 232431.2 | 9.7 | 4143.7 | 0 | 5539.8 | 37741.4 | 0 | 902.3 | 18985.8 | 83076.8 | 0 | 95.5 | 3315.4 | 24171.4 | 87314.1 | 0 | 0 | 0 | 115154.6 | 93413.6 | 3975 | 16287.3 | 0 | 0 | 7331.4
1597 | 67 | Day67 | 12 | Hour12 | 3 | Spring | 2117 | #N/A | Spring | 477112.4 | 2024-03-08 12:00 | 459384.6 | 4067.9 | 7652.2 | 6007.7 | 477112.4 | 443484.7 | 245507.5 | 0.0346 | 0.0508 | 0.75 | 0.74 | 147.8 | 10.8 | 1.51 | 12.2 | 524.7 | 0.11 | 148.5 | 27.9 | 176.4 | 155.6 | 11.4 | 1.6 | 12.8 | 550.3 | 0.11 | 156.4 | 29.2 | 185.6 | 92.8 | 3.7 | 0.48 | 9.2 | 422.3 | 0.04 | 93 | 21.8 | 114.8 | 302 | 5.7 | 0.57 | 37.4 | 1583.3 | 0.17 | 302.3 | 84.6 | 386.9 | 20.53 | 0 | 0.3 | 20.83 | 21.79 | 0 | 0.3 | 22.1 | 477112.4 | 231604.8 | 139.3 | 4143.7 | 0 | 5166.8 | 38129.9 | 0 | 953 | 19067.4 | 82693.9 | 0 | 95.5 | 3315.4 | 24171.4 | 87651.7 | 0 | 0 | 0 | 116616.6 | 90939.2 | 4028.6 | 17142.7 | 0 | 0 | 6466.5
1598 | 67 | Day67 | 13 | Hour13 | 3 | Spring | 2117 | #N/A | Spring | 476382.9 | 2024-03-08 13:00 | 456065.8 | 4485 | 9846.1 | 5985.9 | 476382.9 | 440350.3 | 245107.6 | 0.0345 | 0.0504 | 0.74 | 0.74 | 149 | 10.9 | 1.53 | 12.2 | 528.2 | 0.11 | 149.7 | 28 | 177.7 | 157.1 | 11.6 | 1.62 | 12.8 | 553.9 | 0.11 | 157.9 | 29.3 | 187.2 | 95.5 | 4 | 0.52 | 9.3 | 429.6 | 0.04 | 95.8 | 22.2 | 117.9 | 272.9 | 5.1 | 0.51 | 34.9 | 1433.8 | 0.18 | 273.2 | 77.7 | 350.9 | 19.6 | 0 | 0.3 | 19.9 | 20.73 | 0 | 0.3 | 21.04 | 476382.9 | 231275.3 | 89.5 | 4143.7 | 0 | 5166.8 | 38510.2 | 0 | 935.2 | 19882.7 | 82928.8 | 0 | 95.5 | 3315.4 | 24171.2 | 86686.6 | 0 | 0 | 0 | 117508.7 | 88835.1 | 4113.6 | 16042.7 | 0 | 0 | 6384.2
1599 | 67 | Day67 | 14 | Hour14 | 3 | Spring | 2117 | #N/A | Spring | 474458 | 2024-03-08 14:00 | 452842.7 | 5197.4 | 10389.8 | 6028.1 | 474458 | 437303.6 | 246471.2 | 0.0343 | 0.0499 | 0.74 | 0.74 | 151.3 | 11.1 | 1.56 | 12.4 | 535 | 0.11 | 152.1 | 28.3 | 180.4 | 159.8 | 11.8 | 1.66 | 12.9 | 561.8 | 0.12 | 160.6 | 29.7 | 190.3 | 95.7 | 3.9 | 0.5 | 9.5 | 434.8 | 0.04 | 96 | 22.5 | 118.5 | 333.1 | 8 | 0.89 | 39.7 | 1692.1 | 0.19 | 333.6 | 90.2 | 423.8 | 20.16 | 0 | 0.3 | 20.46 | 21.37 | 0 | 0.3 | 21.67 | 474458 | 227986.8 | 0 | 4148.4 | 0 | 5166.8 | 39168.3 | 0 | 927.9 | 19558.3 | 83300.2 | 0 | 95.5 | 3315.4 | 24317 | 86959.6 | 0 | 0 | 0 | 116880 | 86364.8 | 4255.9 | 15878.1 | 0 | 0 | 5762.7
1600 | 67 | Day67 | 15 | Hour15 | 3 | Spring | 2117 | #N/A | Spring | 467688.3 | 2024-03-08 15:00 | 450656.6 | 4010 | 7045.6 | 5976 | 467688.3 | 435236.8 | 248019.3 | 0.0342 | 0.0497 | 0.74 | 0.73 | 155.3 | 11.4 | 1.6 | 12.7 | 548.7 | 0.11 | 156.1 | 29.1 | 185.2 | 163.7 | 12.1 | 1.69 | 13.3 | 576.8 | 0.12 | 164.5 | 30.5 | 195 | 99.9 | 3.9 | 0.5 | 10.1 | 458.9 | 0.05 | 100.1 | 23.8 | 123.9 | 324.5 | 10.4 | 1.27 | 36.9 | 1568.4 | 0.2 | 325.2 | 83.7 | 408.8 | 20.4 | 0 | 0.3 | 20.69 | 21.72 | 0 | 0.3 | 22.02 | 467688.3 | 219669 | 0.4 | 4148.4 | 0 | 5166.8 | 39681.7 | 0 | 950.7 | 17378.6 | 84142.4 | 0 | 95.5 | 3315.4 | 24337.8 | 87130.9 | 0 | 0 | 0 | 110564.1 | 86398 | 4377.6 | 15338.2 | 0 | 0 | 6069.6
1601 | 67 | Day67 | 16 | Hour16 | 3 | Spring | 2117 | #N/A | Spring | 466099.4 | 2024-03-08 16:00 | 451154.4 | 4678.1 | 4147 | 6120 | 466099.4 | 435718 | 266133.8 | 0.0342 | 0.0497 | 0.7 | 0.69 | 178.4 | 13.3 | 1.87 | 14.1 | 622.7 | 0.12 | 179.3 | 32.7 | 212 | 188 | 14 | 1.97 | 14.8 | 656 | 0.13 | 188.9 | 34.4 | 223.4 | 116.4 | 5.3 | 0.71 | 11 | 509.1 | 0.06 | 116.7 | 26.2 | 143 | 427.7 | 28.3 | 3.95 | 34.1 | 1586.7 | 0.25 | 429.6 | 81.5 | 511.1 | 20.45 | 0 | 0.2 | 20.65 | 21.95 | 0 | 0.22 | 22.17 | 466099.4 | 199965.6 | 0 | 4200.1 | 0 | 7825 | 46249 | 0 | 972 | 14560 | 93307.5 | 0 | 159.1 | 3315.4 | 24785.5 | 86041.2 | 217.5 | 33.5 | 0 | 93904.6 | 86099.1 | 4430 | 13344.5 | 0 | 7.8 | 7760.4
1602 | 67 | Day67 | 17 | Hour17 | 3 | Spring | 2117 | #N/A | Spring | 474574.5 | 2024-03-08 17:00 | 458908.4 | 4609.7 | 4147 | 6909.5 | 474574.5 | 443087.8 | 301319.3 | 0.0345 | 0.0505 | 0.64 | 0.63 | 228.6 | 18.1 | 2.56 | 16.5 | 760.5 | 0.15 | 229.9 | 39.2 | 269.1 | 241.2 | 19.1 | 2.7 | 17.4 | 801.9 | 0.16 | 242.5 | 41.4 | 283.9 | 276.4 | 16.8 | 2.31 | 22.2 | 1079.1 | 0.13 | 277.6 | 54.4 | 332 | 780.5 | 86 | 12.48 | 27.8 | 1813.1 | 0.39 | 786.5 | 81.9 | 868.4 | 22.72 | 0 | 0.12 | 22.85 | 24.43 | 0 | 0.15 | 24.58 | 474574.5 | 173255.2 | 157.7 | 4203 | 0 | 7825 | 65472.1 | 0 | 955.6 | 11616.6 | 106161.3 | 0 | 159.1 | 3315.4 | 26743.7 | 86391.6 | 736.7 | 153.6 | 0 | 70249.1 | 86001.8 | 4432.1 | 9732.4 | 0 | 0.3 | 8254.3
1603 | 67 | Day67 | 18 | Hour18 | 3 | Spring | 2117 | #N/A | Spring | 481905.4 | 2024-03-08 18:00 | 472034.9 | 0 | 3408.2 | 6462.2 | 481905.3 | 455535.8 | 326822.1 | 0.035 | 0.052 | 0.62 | 0.61 | 236.5 | 18.5 | 2.62 | 17.2 | 792.6 | 0.15 | 237.8 | 40.9 | 278.7 | 249.5 | 19.4 | 2.75 | 18.3 | 839.4 | 0.16 | 250.9 | 43.4 | 294.2 | 337.6 | 20.6 | 2.84 | 27 | 1308 | 0.16 | 338.9 | 66.1 | 405 | 915.7 | 95.5 | 13.82 | 37.4 | 2295.7 | 0.46 | 922.4 | 105.9 | 1028.3 | 28.88 | 0 | 0.28 | 29.16 | 30.58 | 0 | 0.29 | 30.88 | 481905.4 | 155083.2 | 3369.2 | 4236.1 | 0 | 7907.9 | 67755.2 | 0 | 810.7 | 8189.2 | 113271.1 | 0 | 536.2 | 3315.4 | 33596.6 | 88396.1 | 806.8 | 3631.5 | 0 | 48433.6 | 93210.4 | 4439.3 | 8440.7 | 3331 | 2878.7 | 8258.9
1604 | 67 | Day67 | 19 | Hour19 | 3 | Spring | 2117 | #N/A | Spring | 482798.8 | 2024-03-08 19:00 | 477994 | 0 | 0 | 4804.8 | 482798.8 | 461182.7 | 359170.6 | 0.0352 | 0.0526 | 0.6 | 0.59 | 254.2 | 20 | 2.83 | 18.3 | 848.7 | 0.16 | 255.6 | 43.6 | 299.2 | 267.6 | 20.9 | 2.95 | 19.4 | 898.2 | 0.17 | 269 | 46.3 | 315.2 | 365.7 | 20.9 | 2.86 | 30.6 | 1461.7 | 0.17 | 367.1 | 74.2 | 441.3 | 853.8 | 78.4 | 11.25 | 44.6 | 2476.2 | 0.42 | 859.2 | 118.5 | 977.7 | 52.28 | 0 | 0.28 | 52.56 | 55.19 | 0 | 0.3 | 55.49 | 482798.8 | 123628.2 | 3884.7 | 4248.3 | 0 | 8240.7 | 73367 | 0 | 267.2 | 2524.8 | 120609.8 | 0 | 536.2 | 3315.4 | 48660.5 | 88396.1 | 827.4 | 7084.5 | 0 | 11972.3 | 104424.3 | 4439.7 | 5713.2 | 4932 | 4716.1 | 8198.3
1605 | 67 | Day67 | 20 | Hour20 | 3 | Spring | 2117 | #N/A | Spring | 480367 | 2024-03-08 20:00 | 475013.8 | 0 | 0 | 5353.3 | 480367 | 458353.2 | 364866.8 | 0.0351 | 0.0523 | 0.6 | 0.59 | 250.6 | 19.6 | 2.77 | 18.1 | 839.5 | 0.16 | 251.9 | 43.2 | 295.1 | 262.8 | 20.4 | 2.89 | 19.2 | 884.1 | 0.17 | 264.2 | 45.6 | 309.7 | 390.9 | 23.7 | 3.26 | 31.4 | 1524.9 | 0.18 | 392.5 | 76.9 | 469.3 | 943.5 | 97.3 | 14.06 | 39.6 | 2402.7 | 0.47 | 950.2 | 111.3 | 1061.5 | 31.13 | 0 | 0.28 | 31.42 | 32.86 | 0 | 0.3 | 33.16 | 480367 | 115500.2 | 6742.7 | 4250 | 0 | 8374.7 | 71610.4 | 0 | 0 | 0.7 | 120143.5 | 0 | 159.1 | 3315.4 | 56110.4 | 88396.1 | 827.9 | 4936.7 | 0 | 3.1 | 111058.1 | 4438.2 | 834.6 | 1811.6 | 4194.1 | 8258.9
1606 | 67 | Day67 | 21 | Hour21 | 3 | Spring | 2117 | #N/A | Spring | 469862.6 | 2024-03-08 21:00 | 464546.2 | 0 | 0 | 5316.5 | 469862.7 | 448371.6 | 352892.2 | 0.0348 | 0.0514 | 0.6 | 0.6 | 246.2 | 18.9 | 2.66 | 18.3 | 837.7 | 0.16 | 247.5 | 43.3 | 290.7 | 256.8 | 19.6 | 2.77 | 19.1 | 875.8 | 0.17 | 258.1 | 45.3 | 303.4 | 416.4 | 26.7 | 3.71 | 32.1 | 1574.8 | 0.2 | 418.2 | 79.1 | 497.3 | 696.2 | 48.1 | 6.73 | 50.7 | 2518.7 | 0.34 | 699.4 | 125.9 | 825.3 | 28.93 | 0 | 0.29 | 29.22 | 30.51 | 0 | 0.31 | 30.82 | 469862.6 | 116970.4 | 5418 | 4242.2 | 0 | 8374.7 | 66956.9 | 0 | 0 | 0 | 117116.2 | 0 | 2531.2 | 3315.4 | 51643.3 | 88396.1 | 831.7 | 4066.5 | 0 | 0 | 112536 | 4434.5 | 0.3 | 3078.1 | 3805.8 | 8258.9
1607 | 67 | Day67 | 22 | Hour22 | 3 | Spring | 2117 | #N/A | Spring | 446033.8 | 2024-03-08 22:00 | 440615.5 | 0 | 0 | 5418.3 | 446033.8 | 425574.7 | 328502.4 | 0.0341 | 0.0491 | 0.63 | 0.63 | 219.6 | 16.1 | 2.26 | 17.3 | 771.6 | 0.15 | 220.7 | 40.4 | 261 | 228.8 | 16.7 | 2.34 | 18.1 | 806.1 | 0.15 | 229.9 | 42.2 | 272.1 | 446.2 | 29.5 | 4.09 | 33.7 | 1665.2 | 0.21 | 448.2 | 83.3 | 531.5 | 972.5 | 108.6 | 15.77 | 33.3 | 2214.9 | 0.49 | 980 | 99.4 | 1079.4 | 26.96 | 0 | 0.29 | 27.25 | 28.36 | 0 | 0.31 | 28.67 | 446033.8 | 117531.4 | 4509 | 4242.2 | 0 | 8374.7 | 53321.1 | 0 | 0 | 0 | 108856.6 | 0 | 2096.9 | 3315.4 | 50599.6 | 88396.1 | 810 | 3980.6 | 0 | 0 | 113101.9 | 4429.6 | 0 | 3581 | 2982.8 | 7189.9
1608 | 67 | Day67 | 23 | Hour23 | 3 | Spring | 2117 | #N/A | Spring | 419683.4 | 2024-03-08 23:00 | 413990.5 | 0 | 157.7 | 5535.3 | 419683.5 | 400165 | 302268.4 | 0.0334 | 0.0463 | 0.66 | 0.65 | 198.6 | 14.1 | 1.98 | 16.3 | 711 | 0.14 | 199.5 | 37.6 | 237.1 | 206.6 | 14.6 | 2.05 | 17.1 | 741.6 | 0.15 | 207.5 | 39.2 | 246.8 | 442.5 | 29.3 | 4.07 | 33.3 | 1649.5 | 0.21 | 444.5 | 82.5 | 527 | 557.3 | 32.4 | 4.47 | 46.5 | 2195.5 | 0.28 | 559.5 | 112 | 671.5 | 23.88 | 0 | 0.29 | 24.18 | 25.1 | 0 | 0.31 | 25.41 | 419683.4 | 117415 | 3445.7 | 4190.6 | 0 | 6184.5 | 43652 | 0 | 0 | 0 | 99419.5 | 0 | 438.7 | 3315.4 | 49662.1 | 87842 | 629.1 | 3488.9 | 0 | 0 | 112990.9 | 4424.1 | 0 | 2666.5 | 2258.7 | 4902.1
1609 | 68 | Day68 | 0 | Hour0 | 3 | Spring | 50 | 492076.6 | Spring | 397455.1 | 2024-03-09 | 389585.7 | 214.8 | 2351.2 | 5303.4 | 397455.1 | 376847.9 | 284260.9 | 0.0327 | 0.0437 | 0.67 | 0.67 | 192.1 | 13.7 | 1.93 | 15.9 | 687.3 | 0.14 | 193 | 36.4 | 229.4 | 199.9 | 14.3 | 2.01 | 16.5 | 715.2 | 0.14 | 200.9 | 37.9 | 238.8 | 412.7 | 24.4 | 3.35 | 33.8 | 1631 | 0.19 | 414.4 | 82.4 | 496.8 | 584.5 | 51.9 | 7.42 | 32.4 | 1750.8 | 0.29 | 588.1 | 84.6 | 672.7 | 21.48 | 0 | 0.29 | 21.77 | 22.51 | 0 | 0.31 | 22.82 | 397455.1 | 113194.2 | 645.8 | 4160.3 | 0 | 4760.4 | 40186.6 | 0 | 0 | 0 | 91181.5 | 0 | 159.1 | 3315.4 | 48954.1 | 86360 | 390.6 | 4147 | 0 | 0 | 108773.4 | 4420.8 | 0 | 0 | 1592 | 4872.7
1610 | 68 | Day68 | 1 | Hour1 | 3 | Spring | 2117 | #N/A | Spring | 385637.8 | 2024-03-09 01:00 | 371569.4 | 2929.7 | 6090.4 | 5048.4 | 385637.8 | 359625.7 | 274384.9 | 0.0321 | 0.0415 | 0.67 | 0.67 | 190 | 13.5 | 1.88 | 15.9 | 684.7 | 0.14 | 190.9 | 36.3 | 227.2 | 198.6 | 14.1 | 1.98 | 16.5 | 713.7 | 0.14 | 199.6 | 37.8 | 237.4 | 438.8 | 27.6 | 3.8 | 34.4 | 1684.3 | 0.2 | 440.7 | 84.7 | 525.4 | 569.2 | 45.7 | 6.48 | 35.9 | 1858.8 | 0.28 | 572.3 | 91.4 | 663.7 | 21.09 | 0 | 0.29 | 21.39 | 22.09 | 0 | 0.3 | 22.39 | 385637.8 | 111252.9 | 103.6 | 4160.3 | 0 | 4760.4 | 38169.2 | 0 | 0 | 0 | 89101.5 | 0 | 159.1 | 3315.4 | 45322.9 | 86065.6 | 219.2 | 3007.6 | 0 | 0 | 106841.2 | 4411.7 | 0 | 0 | 0 | 4596.2
1611 | 68 | Day68 | 2 | Hour2 | 3 | Spring | 2117 | #N/A | Spring | 377874.8 | 2024-03-09 02:00 | 360746.5 | 4394.5 | 7689 | 5044.8 | 377874.8 | 349269.6 | 268594.4 | 0.0318 | 0.0402 | 0.66 | 0.66 | 193.1 | 13.7 | 1.91 | 16.2 | 696.8 | 0.14 | 194.1 | 37 | 231 | 201.3 | 14.3 | 2.01 | 16.8 | 724 | 0.14 | 202.2 | 38.4 | 240.6 | 439.1 | 27.3 | 3.77 | 34.6 | 1692.8 | 0.2 | 440.9 | 85.1 | 526 | 441.9 | 25 | 3.42 | 37.2 | 1770.7 | 0.21 | 443.6 | 90 | 533.6 | 20.89 | 0 | 0.3 | 21.19 | 21.82 | 0 | 0.29 | 22.11 | 377874.8 | 109280.4 | 14.9 | 4160.3 | 0 | 4760.4 | 38029.8 | 0 | 0 | 0 | 89007.5 | 0 | 159.1 | 3315.4 | 42802.8 | 86034.9 | 120.3 | 188.9 | 0 | 0 | 104883.7 | 4396.7 | 0 | 0 | 0 | 4283.3
1612 | 68 | Day68 | 3 | Hour3 | 3 | Spring | 2117 | #N/A | Spring | 372655.9 | 2024-03-09 03:00 | 357429.6 | 3402.8 | 6950.5 | 4873 | 372655.9 | 346100.1 | 265374.8 | 0.0317 | 0.0397 | 0.66 | 0.66 | 196.3 | 13.9 | 1.95 | 16.4 | 707.7 | 0.14 | 197.3 | 37.5 | 234.8 | 204.9 | 14.6 | 2.05 | 17 | 735.7 | 0.15 | 205.9 | 39 | 244.8 | 440.6 | 27.7 | 3.83 | 34.5 | 1689.5 | 0.21 | 442.5 | 84.9 | 527.4 | 474.3 | 30.1 | 4.18 | 37 | 1797.3 | 0.23 | 476.3 | 90.6 | 566.9 | 20.97 | 0 | 0.3 | 21.27 | 21.84 | 0 | 0.29 | 22.13 | 372655.9 | 107281.1 | 0 | 4158.6 | 0 | 4760.4 | 38237.7 | 0 | 0 | 0 | 89034.4 | 0 | 159.1 | 3315.4 | 38895 | 86034.9 | 69.8 | 709.5 | 0 | 0 | 102865.8 | 4415.2 | 0 | 0 | 0 | 4566.6
1613 | 68 | Day68 | 4 | Hour4 | 3 | Spring | 2117 | #N/A | Spring | 373679.5 | 2024-03-09 04:00 | 363594.6 | 1737.9 | 2837.1 | 5510 | 373679.5 | 352030.2 | 267131.1 | 0.0318 | 0.0403 | 0.65 | 0.65 | 200 | 14.2 | 1.99 | 16.6 | 720.8 | 0.14 | 201 | 38.2 | 239.2 | 208.2 | 14.8 | 2.07 | 17.3 | 749.3 | 0.15 | 209.2 | 39.7 | 248.8 | 440.4 | 27.2 | 3.75 | 35 | 1704.5 | 0.21 | 442.2 | 85.8 | 528 | 746.2 | 77.4 | 11.19 | 30.9 | 1886.9 | 0.37 | 751.6 | 87.2 | 838.8 | 21.44 | 0 | 0.3 | 21.74 | 22.37 | 0 | 0.28 | 22.65 | 373679.5 | 106548.5 | 52.5 | 4158.6 | 0 | 4760.4 | 39136.6 | 0 | 0 | 0 | 90817 | 0 | 159.1 | 3315.4 | 38656.1 | 86034.9 | 40.4 | 0 | 0 | 0 | 102138.7 | 4409.8 | 0 | 0 | 0 | 4775.1
1614 | 68 | Day68 | 5 | Hour5 | 3 | Spring | 2117 | #N/A | Spring | 388295.7 | 2024-03-09 05:00 | 382391.3 | 0 | 0 | 5904.4 | 388295.7 | 370044.6 | 283726.9 | 0.0323 | 0.0424 | 0.63 | 0.63 | 211.2 | 14.7 | 2.06 | 17.6 | 769.9 | 0.15 | 212.2 | 40.6 | 252.9 | 218.7 | 15.2 | 2.13 | 18.3 | 797.7 | 0.15 | 219.8 | 42.1 | 261.9 | 485.7 | 34.1 | 4.76 | 34.8 | 1750.7 | 0.23 | 488 | 87 | 575.1 | 729.8 | 68.2 | 9.79 | 37.4 | 2084.1 | 0.37 | 734.6 | 99.6 | 834.2 | 24.79 | 0 | 0.25 | 25.05 | 25.92 | 0 | 0.27 | 26.19 | 388295.7 | 104568.7 | 0 | 4158.6 | 0 | 4760.4 | 41944.8 | 0 | 0 | 4.8 | 102924.3 | 0 | 159.1 | 3315.4 | 38569.9 | 87841.4 | 52.9 | 0 | 0 | 8.5 | 100136.3 | 4419.1 | 0 | 0 | 0 | 4253.4
1615 | 68 | Day68 | 6 | Hour6 | 3 | Spring | 2117 | #N/A | Spring | 415584.4 | 2024-03-09 06:00 | 409884.2 | 0 | 0 | 5700.1 | 415584.4 | 396337.8 | 305345.5 | 0.033 | 0.0455 | 0.61 | 0.61 | 228.4 | 16.7 | 2.34 | 18 | 807.5 | 0.15 | 229.6 | 42.1 | 271.7 | 236.6 | 17.3 | 2.42 | 18.7 | 836.8 | 0.16 | 237.8 | 43.7 | 281.5 | 457.8 | 31.6 | 4.4 | 33.3 | 1667.7 | 0.21 | 460 | 83.1 | 543 | 849.4 | 85.8 | 12.37 | 37.1 | 2233 | 0.41 | 855.4 | 103.7 | 959.1 | 26.21 | 0 | 0.25 | 26.46 | 27.48 | 0 | 0.26 | 27.74 | 415584.4 | 110238.8 | 321.8 | 4158.6 | 0 | 6622 | 51785.2 | 0 | 0 | 2343.7 | 110599.8 | 0 | 51.6 | 3315.4 | 40430 | 88061 | 0 | 0 | 0 | 3426.1 | 100057.5 | 4411.6 | 25.7 | 0 | 90.2 | 6081.6
1616 | 68 | Day68 | 7 | Hour7 | 3 | Spring | 2117 | #N/A | Spring | 440365.4 | 2024-03-09 07:00 | 435275.4 | 54.5 | 0 | 5035.4 | 440365.4 | 420581.9 | 303357.5 | 0.0338 | 0.0481 | 0.64 | 0.64 | 211.8 | 15.8 | 2.22 | 16.5 | 738.6 | 0.14 | 212.9 | 38.5 | 251.4 | 219.8 | 16.4 | 2.3 | 17.1 | 766.8 | 0.15 | 220.9 | 40 | 260.9 | 327.9 | 20.6 | 2.84 | 25.7 | 1259 | 0.15 | 329.2 | 63.3 | 392.5 | 822.3 | 81.5 | 11.74 | 37.3 | 2210.6 | 0.4 | 827.9 | 103.3 | 931.2 | 26.04 | 0 | 0.26 | 26.3 | 27.37 | 0 | 0.27 | 27.64 | 440365.4 | 137007.9 | 796.8 | 4181.3 | 0 | 5826.2 | 52285.7 | 0 | 0 | 6156.4 | 104598.1 | 0 | 51.6 | 3315.4 | 44241.3 | 88061 | 0 | 0 | 0 | 25937.6 | 100491.7 | 4422.1 | 2098.7 | 0 | 533.2 | 7294.8
1617 | 68 | Day68 | 8 | Hour8 | 3 | Spring | 2117 | #N/A | Spring | 459101.6 | 2024-03-09 08:00 | 451605 | 972.3 | 1500.4 | 5023.8 | 459101.6 | 436117.9 | 293234.8 | 0.0343 | 0.0498 | 0.69 | 0.69 | 178.2 | 12.9 | 1.8 | 14.5 | 635.6 | 0.12 | 179.1 | 33.5 | 212.5 | 185.8 | 13.4 | 1.88 | 15.1 | 662.7 | 0.13 | 186.7 | 34.9 | 221.6 | 204.5 | 9.6 | 1.27 | 19 | 887.4 | 0.09 | 205.2 | 45.4 | 250.6 | 645.6 | 48.6 | 6.84 | 43.2 | 2222.2 | 0.3 | 648.9 | 109.5 | 758.5 | 24.58 | 0 | 0.27 | 24.84 | 25.88 | 0 | 0.28 | 26.16 | 459101.6 | 165866.8 | 420.5 | 4181.3 | 0 | 5716.5 | 43878.5 | 0 | 0 | 8823.9 | 97393.4 | 0 | 51.6 | 3315.4 | 46908.5 | 88061 | 0 | 3308 | 0 | 56950.8 | 95666 | 4426.2 | 5260.4 | 0 | 519.9 | 5717.4
1618 | 68 | Day68 | 9 | Hour9 | 3 | Spring | 2117 | #N/A | Spring | 469037.3 | 2024-03-09 09:00 | 461997.1 | 980.1 | 1500.4 | 4559.6 | 469037.3 | 445955.8 | 271245.8 | 0.0347 | 0.0511 | 0.72 | 0.71 | 163.6 | 11.7 | 1.64 | 13.5 | 587 | 0.12 | 164.4 | 31 | 195.4 | 170.1 | 12.2 | 1.71 | 14.1 | 610 | 0.12 | 170.9 | 32.3 | 203.2 | 156.1 | 6.5 | 0.84 | 15.2 | 704.5 | 0.07 | 156.5 | 36.3 | 192.8 | 677.3 | 57.4 | 8.16 | 39.6 | 2129.7 | 0.32 | 681.2 | 103.1 | 784.3 | 23.56 | 0 | 0.27 | 23.83 | 24.86 | 0 | 0.29 | 25.15 | 469037.3 | 197791.5 | 546.8 | 4181.3 | 0 | 5588.7 | 40751 | 0 | 413.6 | 13957.6 | 92762.6 | 0 | 51.6 | 3315.4 | 35987.4 | 88061 | 0 | 0 | 0 | 87496.6 | 91501.5 | 4422.1 | 7743.3 | 0 | 0 | 5810.7
1619 | 68 | Day68 | 10 | Hour10 | 3 | Spring | 2117 | #N/A | Spring | 477203 | 2024-03-09 10:00 | 467342.8 | 615.8 | 3261.2 | 5983.2 | 477203 | 451024.5 | 256735.9 | 0.0349 | 0.0517 | 0.72 | 0.72 | 160.1 | 11.5 | 1.61 | 13.2 | 573.2 | 0.11 | 160.9 | 30.3 | 191.2 | 167.3 | 12 | 1.69 | 13.8 | 598.3 | 0.12 | 168.1 | 31.6 | 199.7 | 136.9 | 5.5 | 0.71 | 13.5 | 623 | 0.06 | 137.2 | 32.1 | 169.4 | 742.5 | 73.7 | 10.62 | 33.8 | 1992.9 | 0.37 | 747.6 | 93.3 | 840.9 | 22.89 | 0 | 0.27 | 23.17 | 24.2 | 0 | 0.29 | 24.49 | 477203 | 220467 | 0 | 4171.9 | 0 | 4672.1 | 40735.2 | 0 | 869 | 17114.6 | 91770.1 | 0 | 51.6 | 3315.4 | 24202.5 | 87817.2 | 0 | 0 | 0 | 105089.5 | 92967.7 | 4426.3 | 12327.5 | 0 | 0 | 5806.1
1620 | 68 | Day68 | 11 | Hour11 | 3 | Spring | 2117 | #N/A | Spring | 480879.8 | 2024-03-09 11:00 | 468300.6 | 2066.2 | 4431.5 | 6081.5 | 480879.8 | 451958.7 | 255338.5 | 0.0349 | 0.0517 | 0.72 | 0.72 | 159.5 | 11.5 | 1.61 | 13.1 | 570.5 | 0.11 | 160.2 | 30.1 | 190.4 | 167.4 | 12 | 1.69 | 13.7 | 598.4 | 0.12 | 168.2 | 31.6 | 199.8 | 132.5 | 5.6 | 0.72 | 12.9 | 595.1 | 0.06 | 132.8 | 30.6 | 163.5 | 304.5 | 5.7 | 0.57 | 38 | 1597.6 | 0.18 | 304.9 | 85.7 | 390.6 | 20.26 | 0 | 0.28 | 20.54 | 21.6 | 0 | 0.29 | 21.89 | 480879.8 | 225541.3 | 0 | 4128 | 0 | 4210.8 | 40932.9 | 0 | 948.7 | 18251.2 | 91974.4 | 0 | 51.6 | 3315.4 | 24169 | 86556.4 | 0 | 0 | 0 | 105920.9 | 95993.7 | 4426.7 | 15477 | 0 | 0 | 5141.2
1621 | 68 | Day68 | 12 | Hour12 | 3 | Spring | 2117 | #N/A | Spring | 480991 | 2024-03-09 12:00 | 467776.8 | 2380.7 | 4639.3 | 6194.2 | 480991 | 451481.9 | 257201.6 | 0.0348 | 0.0516 | 0.72 | 0.72 | 160.9 | 11.5 | 1.61 | 13.3 | 578.2 | 0.11 | 161.7 | 30.5 | 192.3 | 169 | 12.1 | 1.69 | 13.9 | 606.9 | 0.12 | 169.9 | 32 | 201.9 | 133.9 | 6.2 | 0.81 | 12.5 | 584.9 | 0.06 | 134.3 | 30 | 164.3 | 813.4 | 91.3 | 13.26 | 28.8 | 1852.1 | 0.44 | 819.8 | 84.1 | 903.9 | 20.56 | 0 | 0.28 | 20.84 | 21.93 | 0 | 0.29 | 22.22 | 480991 | 223789.4 | 6.7 | 4128 | 0 | 4210.8 | 40932.9 | 0 | 927.9 | 18067.1 | 93942.1 | 0 | 51.6 | 3315.4 | 24171.4 | 86442.7 | 0 | 0 | 0 | 104448.6 | 95917.9 | 4428 | 16556.8 | 0 | 0 | 5430.3
1622 | 68 | Day68 | 13 | Hour13 | 3 | Spring | 2117 | #N/A | Spring | 479871 | 2024-03-09 13:00 | 466264.2 | 1917.9 | 5528.2 | 6160.6 | 479870.9 | 450060.5 | 258310.6 | 0.0348 | 0.0514 | 0.72 | 0.71 | 161.7 | 11.5 | 1.61 | 13.4 | 581.5 | 0.11 | 162.5 | 30.7 | 193.2 | 169.7 | 12.1 | 1.7 | 14 | 609.4 | 0.12 | 170.5 | 32.2 | 202.7 | 135.1 | 6.3 | 0.83 | 12.6 | 588.7 | 0.06 | 135.5 | 30.2 | 165.7 | 488.4 | 35.7 | 5.01 | 35.5 | 1720.5 | 0.27 | 490.9 | 86.8 | 577.7 | 20.68 | 0 | 0.28 | 20.96 | 22.02 | 0 | 0.29 | 22.31 | 479871 | 221560.3 | 0 | 4128 | 0 | 4345 | 40932.9 | 0 | 905.7 | 18357.9 | 94413.3 | 0 | 51.6 | 3315.4 | 24171.2 | 86953.2 | 0 | 0 | 0 | 102488.7 | 95383.8 | 4424.3 | 15288.5 | 0 | 0 | 5633.6
1623 | 68 | Day68 | 14 | Hour14 | 3 | Spring | 2117 | #N/A | Spring | 477720.8 | 2024-03-09 14:00 | 464607.4 | 2298.2 | 4841.9 | 5973.3 | 477720.8 | 448495.6 | 258298.9 | 0.0347 | 0.0511 | 0.72 | 0.71 | 161.4 | 11.4 | 1.6 | 13.4 | 582.4 | 0.11 | 162.2 | 30.8 | 192.9 | 169.3 | 12 | 1.68 | 14 | 610.3 | 0.12 | 170.1 | 32.3 | 202.3 | 136.1 | 6.5 | 0.86 | 12.5 | 587.4 | 0.06 | 136.6 | 30.1 | 166.6 | 554 | 47.2 | 6.72 | 34 | 1737.4 | 0.31 | 557.2 | 85.9 | 643.1 | 20.93 | 0 | 0.28 | 21.21 | 22.28 | 0 | 0.29 | 22.57 | 477720.8 | 219422 | 139.3 | 4132.7 | 0 | 4356.5 | 40372.3 | 0 | 891.3 | 18146.9 | 94609.2 | 0 | 51.6 | 3315.4 | 24337.7 | 86984.1 | 0 | 0 | 0 | 100629.9 | 95340.6 | 4413.2 | 14932.3 | 0 | 0 | 6042.5
1624 | 68 | Day68 | 15 | Hour15 | 3 | Spring | 2117 | #N/A | Spring | 476124.2 | 2024-03-09 15:00 | 462651 | 3467.3 | 4147 | 5859 | 476124.2 | 446644.2 | 263512 | 0.0346 | 0.0509 | 0.71 | 0.7 | 169.7 | 12.2 | 1.71 | 13.8 | 607 | 0.12 | 170.5 | 32 | 202.5 | 178.3 | 12.8 | 1.8 | 14.5 | 637.4 | 0.12 | 179.2 | 33.6 | 212.7 | 137.9 | 6.4 | 0.84 | 12.9 | 601.2 | 0.06 | 138.3 | 30.8 | 169.2 | 539.5 | 49.2 | 7.04 | 30.6 | 1592 | 0.31 | 542.9 | 78.1 | 621.1 | 21.16 | 0 | 0.28 | 21.44 | 22.58 | 0 | 0.29 | 22.88 | 476124.2 | 212612.2 | 0 | 4132.7 | 0 | 5174.9 | 43110.3 | 0 | 911.3 | 16431.4 | 96956.5 | 0 | 51.6 | 3315.4 | 24337.6 | 86433 | 0 | 0 | 0 | 98238.3 | 92624.7 | 4406.5 | 14156.3 | 0 | 0 | 6924.1
1625 | 68 | Day68 | 16 | Hour16 | 3 | Spring | 2117 | #N/A | Spring | 478803.7 | 2024-03-09 16:00 | 464191 | 4549.5 | 4147 | 5916.2 | 478803.7 | 448110.8 | 281156.3 | 0.0346 | 0.0511 | 0.68 | 0.67 | 192.1 | 14.2 | 2 | 15 | 672.8 | 0.13 | 193.1 | 35.1 | 228.2 | 202.5 | 15 | 2.11 | 15.8 | 708.6 | 0.14 | 203.5 | 37 | 240.5 | 165 | 8.2 | 1.1 | 14.9 | 700.4 | 0.08 | 165.5 | 35.7 | 201.3 | 351.9 | 11 | 1.36 | 37.7 | 1689 | 0.16 | 352.6 | 88.1 | 440.8 | 20.61 | 0 | 0.12 | 20.73 | 22.17 | 0 | 0.15 | 22.32 | 478803.7 | 197647.4 | 0 | 4191.9 | 0 | 7203.2 | 51062.2 | 0 | 924.3 | 15138 | 104137.8 | 0 | 159.1 | 3315.4 | 24808.6 | 86056.5 | 221.5 | 0 | 0 | 83587.3 | 93745.8 | 4251.9 | 12615.5 | 0 | 0 | 7969.9
1626 | 68 | Day68 | 17 | Hour17 | 3 | Spring | 2117 | #N/A | Spring | 486775.6 | 2024-03-09 17:00 | 471885.6 | 4488.5 | 4147 | 6254.5 | 486775.6 | 455411.9 | 319890.2 | 0.0349 | 0.0519 | 0.61 | 0.61 | 239 | 18.6 | 2.63 | 17.4 | 804.6 | 0.15 | 240.2 | 41.4 | 281.7 | 252 | 19.6 | 2.77 | 18.4 | 848.2 | 0.16 | 253.4 | 43.7 | 297 | 277.1 | 17.4 | 2.4 | 21.7 | 1063 | 0.13 | 278.3 | 53.4 | 331.7 | 681.8 | 65.8 | 9.46 | 34.4 | 1882.6 | 0.38 | 686.4 | 90.6 | 777 | 24.45 | 0 | 0.28 | 24.73 | 26.18 | 0 | 0.29 | 26.48 | 486775.6 | 166885.4 | 136.8 | 4199.6 | 0 | 7825 | 68819.8 | 0 | 904.5 | 11415.7 | 117800.3 | 0 | 159.1 | 3315.4 | 30399.4 | 86532.6 | 702.2 | 0 | 0 | 62204.8 | 88164 | 4196.4 | 10001.1 | 0 | 562.4 | 8254.3
1627 | 68 | Day68 | 18 | Hour18 | 3 | Spring | 2117 | #N/A | Spring | 490545.6 | 2024-03-09 18:00 | 483395.4 | 0 | 1374.6 | 5775.5 | 490545.6 | 466313.7 | 344323.3 | 0.0353 | 0.0532 | 0.6 | 0.59 | 248.5 | 19.2 | 2.71 | 18.2 | 841.5 | 0.16 | 249.9 | 43.3 | 293.2 | 261.9 | 20.1 | 2.83 | 19.4 | 890.8 | 0.17 | 263.2 | 46 | 309.2 | 356.8 | 21.4 | 3 | 29.5 | 1349.4 | 0.2 | 358.3 | 69.8 | 428.1 | 589.6 | 17.8 | 2.16 | 63.9 | 2859 | 0.27 | 590.7 | 149.2 | 740 | 46.08 | 0 | 0.27 | 46.35 | 48.84 | 0 | 0.29 | 49.13 | 490545.6 | 146222.3 | 3260.4 | 4246.4 | 0 | 8078.2 | 71167.7 | 0 | 723.8 | 7493 | 123766.2 | 0 | 1064.1 | 3315.4 | 34695.3 | 88396.1 | 837.3 | 5496.1 | 0 | 42540.3 | 91472.7 | 3992.5 | 8266.2 | 3162.8 | 3236.1 | 8258.9
1628 | 68 | Day68 | 19 | Hour19 | 3 | Spring | 2117 | #N/A | Spring | 492076.6 | 2024-03-09 19:00 | 487169.8 | 0 | 0 | 4906.8 | 492076.7 | 469887.4 | 375164.9 | 0.0355 | 0.0536 | 0.57 | 0.56 | 268.2 | 20.9 | 2.96 | 19.3 | 899.7 | 0.17 | 269.7 | 46.1 | 315.8 | 282.1 | 21.9 | 3.09 | 20.5 | 950.7 | 0.18 | 283.6 | 48.8 | 332.4 | 392.1 | 22.1 | 3.07 | 33.7 | 1529.3 | 0.22 | 393.6 | 79.3 | 472.9 | 669 | 29.4 | 3.86 | 64.2 | 2954.2 | 0.31 | 670.9 | 152.3 | 823.2 | 50.97 | 0 | 0.28 | 51.25 | 53.9 | 0 | 0.3 | 54.2 | 492076.6 | 116911.7 | 3783.3 | 4255.8 | 0 | 8374.7 | 78179.8 | 0 | 252.4 | 2446.8 | 130598.8 | 0 | 1064.1 | 3315.4 | 50217.7 | 88396.1 | 898.9 | 6080.3 | 0 | 11994.7 | 98405 | 3812.8 | 5164.9 | 4876.8 | 3908.4 | 7679.9
1629 | 68 | Day68 | 20 | Hour20 | 3 | Spring | 2117 | #N/A | Spring | 487874.6 | 2024-03-09 20:00 | 482632.8 | 0 | 0 | 5241.9 | 487874.6 | 465592 | 382949 | 0.0353 | 0.0531 | 0.57 | 0.57 | 265.8 | 20.8 | 2.94 | 19.1 | 890.3 | 0.17 | 267.2 | 45.6 | 312.9 | 279.1 | 21.7 | 3.07 | 20.2 | 939 | 0.18 | 280.6 | 48.2 | 328.8 | 389.8 | 22.8 | 3.14 | 32.1 | 1540.4 | 0.18 | 391.3 | 78 | 469.4 | 922.7 | 92.7 | 13.38 | 40.9 | 2427 | 0.46 | 929.2 | 113.4 | 1042.5 | 30.75 | 0 | 0.28 | 31.02 | 32.48 | 0 | 0.3 | 32.78 | 487874.6 | 104925.6 | 6186.2 | 4255.8 | 0 | 8374.7 | 77231.5 | 0 | 0 | 0.7 | 129249.2 | 0 | 159.1 | 3315.4 | 57732.4 | 88396.1 | 792.2 | 7256.2 | 0 | 3.1 | 101287.5 | 3634.3 | 801.1 | 2031 | 2861.9 | 8258.9
1630 | 68 | Day68 | 21 | Hour21 | 3 | Spring | 2117 | #N/A | Spring | 476291.8 | 2024-03-09 21:00 | 471173.4 | 0 | 0 | 5118.5 | 476291.8 | 454691.5 | 370547 | 0.035 | 0.052 | 0.57 | 0.57 | 264.3 | 20.5 | 2.89 | 19.2 | 892.7 | 0.17 | 265.7 | 45.9 | 311.6 | 275.8 | 21.3 | 3.01 | 20.1 | 933 | 0.17 | 277.2 | 48 | 325.2 | 408.6 | 25.9 | 3.59 | 31.8 | 1558.3 | 0.19 | 410.3 | 78.2 | 488.6 | 428.7 | 8.5 | 0.89 | 50.4 | 2214.8 | 0.2 | 429.2 | 116.5 | 545.7 | 29.29 | 0 | 0.28 | 29.58 | 30.91 | 0 | 0.3 | 31.21 | 476291.8 | 105744.8 | 4848.1 | 4257.5 | 0 | 8374.7 | 74026.8 | 0 | 0 | 0 | 126272.5 | 0 | 1624.7 | 3315.4 | 54540.9 | 88396.1 | 743.2 | 4147 | 0 | 0 | 101916.4 | 3828.4 | 0.3 | 2399.6 | 4176.9 | 8229.4
1631 | 68 | Day68 | 22 | Hour22 | 3 | Spring | 2117 | #N/A | Spring | 452520.6 | 2024-03-09 22:00 | 447381.7 | 0 | 0 | 5138.9 | 452520.7 | 432048.1 | 348320.8 | 0.0343 | 0.0496 | 0.59 | 0.59 | 248.7 | 19 | 2.69 | 18.5 | 847.1 | 0.16 | 250 | 43.8 | 293.8 | 259.2 | 19.8 | 2.79 | 19.4 | 884.3 | 0.17 | 260.5 | 45.8 | 306.3 | 435.4 | 27.2 | 3.75 | 34.3 | 1676.5 | 0.2 | 437.2 | 84.3 | 521.5 | 1121.4 | 126.6 | 18.41 | 37 | 2511.2 | 0.56 | 1130.2 | 112 | 1242.2 | 27.79 | 0 | 0.28 | 28.08 | 29.25 | 0 | 0.3 | 29.55 | 452520.6 | 104199.8 | 3762.8 | 4257.5 | 0 | 8374.7 | 64975.3 | 0 | 0 | 0 | 116338.6 | 0 | 1368.9 | 3315.4 | 52645.8 | 88396.1 | 738.7 | 4147 | 0 | 0 | 100645.1 | 3554.7 | 0 | 2356 | 4163.3 | 6872.2
1632 | 68 | Day68 | 23 | Hour23 | 3 | Spring | 2117 | #N/A | Spring | 425929.2 | 2024-03-09 23:00 | 420577 | 0 | 0 | 5352.2 | 425929.2 | 406490.2 | 324707 | 0.0335 | 0.0469 | 0.62 | 0.61 | 227.5 | 16.8 | 2.36 | 17.8 | 795.8 | 0.15 | 228.7 | 41.6 | 270.3 | 236.9 | 17.4 | 2.45 | 18.6 | 829.9 | 0.16 | 238.1 | 43.4 | 281.5 | 476.6 | 33.1 | 4.62 | 34.5 | 1728.2 | 0.22 | 478.8 | 86 | 564.8 | 1082.8 | 122.8 | 17.86 | 35.3 | 2408 | 0.54 | 1091.3 | 107.2 | 1198.5 | 26.67 | 0 | 0.29 | 26.96 | 27.99 | 0 | 0.3 | 28.29 | 425929.2 | 101222.2 | 3232 | 4198.3 | 0 | 7413.8 | 53233 | 0 | 0 | 0 | 109421.3 | 0 | 159.1 | 3315.4 | 50895.3 | 88396.1 | 609.7 | 3832.9 | 0 | 0 | 97769.1 | 3453.1 | 0 | 1355.6 | 3828 | 5733.1
1633 | 69 | Day69 | 0 | Hour0 | 3 | Spring | 60 | 485418.6 | Spring | 402429 | 2024-03-10 | 397128.5 | 118.8 | 0 | 5181.7 | 402429 | 384100.6 | 303883.9 | 0.0328 | 0.0443 | 0.63 | 0.63 | 215.8 | 15.7 | 2.21 | 17.3 | 762.5 | 0.15 | 216.8 | 40.1 | 256.9 | 224.7 | 16.3 | 2.29 | 18.1 | 794.7 | 0.16 | 225.8 | 41.8 | 267.5 | 459 | 30.8 | 4.28 | 34.2 | 1700.2 | 0.21 | 461.1 | 84.9 | 546 | 607.6 | 42.5 | 5.95 | 43.8 | 2183.3 | 0.29 | 610.5 | 109 | 719.5 | 25.85 | 0 | 0.28 | 26.13 | 27.05 | 0 | 0.3 | 27.35 | 402429 | 98545.1 | 1121.6 | 4198.3 | 0 | 5716.5 | 46991.7 | 0 | 0 | 0 | 100670.7 | 0 | 159.1 | 3315.4 | 48788.2 | 88396.1 | 393.9 | 4132.4 | 0 | 0 | 95035.8 | 3509.2 | 0 | 1711.6 | 262.1 | 5925
1634 | 69 | Day69 | 1 | Hour1 | 3 | Spring | 2117 | #N/A | Spring | 387896.2 | 2024-03-10 01:00 | 379412.9 | 3586.2 | 0 | 4897.1 | 387896.2 | 367163.9 | 292709.1 | 0.0323 | 0.0423 | 0.63 | 0.63 | 217.6 | 15.9 | 2.24 | 17.5 | 768.1 | 0.15 | 218.7 | 40.4 | 259.1 | 226.4 | 16.6 | 2.33 | 18.1 | 797.9 | 0.16 | 227.5 | 41.9 | 269.4 | 465.4 | 31.5 | 4.38 | 34.4 | 1715.2 | 0.22 | 467.5 | 85.6 | 553.1 | 487.1 | 23.2 | 3.09 | 45 | 2092.3 | 0.23 | 488.6 | 107.4 | 596 | 25.33 | 0 | 0.29 | 25.62 | 26.45 | 0 | 0.29 | 26.74 | 387896.2 | 95187.1 | 180.5 | 4198.3 | 0 | 5716.5 | 45969 | 0 | 0 | 0 | 97427.9 | 0 | 159.1 | 3315.4 | 45036.9 | 88396.1 | 212.2 | 2097.2 | 0 | 0 | 91870.1 | 3317 | 0 | 27.9 | 0 | 5733.1
1635 | 69 | Day69 | 2 | Hour2 | 3 | Spring | 2117 | #N/A | Spring | 378068.8 | 2024-03-10 02:00 | 368750.9 | 4661.3 | 0 | 4656.6 | 378068.8 | 356955.1 | 286162.6 | 0.032 | 0.041 | 0.62 | 0.62 | 221.1 | 16.2 | 2.27 | 17.7 | 780.7 | 0.15 | 222.2 | 41 | 263.3 | 230.1 | 16.9 | 2.37 | 18.4 | 810.4 | 0.16 | 231.2 | 42.6 | 273.8 | 472.7 | 31.9 | 4.44 | 35 | 1743.8 | 0.22 | 474.9 | 87 | 561.9 | 467.2 | 16.3 | 2.05 | 48.5 | 2193.7 | 0.22 | 468.2 | 114 | 582.2 | 25.01 | 0 | 0.29 | 25.3 | 26.1 | 0 | 0.28 | 26.39 | 378068.8 | 91906.2 | 46.3 | 4198.3 | 0 | 5716.5 | 45627.5 | 0 | 0 | 0 | 96528 | 0 | 159.1 | 3315.4 | 42045.2 | 88396.1 | 95.6 | 34.7 | 0 | 0 | 88328.7 | 3577.4 | 0 | 0 | 117.1 | 5733.1
1636 | 69 | Day69 | 3 | Hour3 | 3 | Spring | 2117 | #N/A | Spring | 374187.7 | 2024-03-10 03:00 | 365978.2 | 3448.6 | 229.6 | 4531.2 | 374187.7 | 354301.5 | 286012.7 | 0.0319 | 0.0407 | 0.61 | 0.61 | 228.5 | 16.9 | 2.38 | 18.1 | 800.5 | 0.16 | 229.7 | 42 | 271.6 | 237.8 | 17.6 | 2.48 | 18.8 | 832 | 0.16 | 239 | 43.6 | 282.6 | 483.4 | 32.9 | 4.59 | 35.5 | 1773 | 0.23 | 485.6 | 88.4 | 574 | 583.5 | 37.8 | 5.23 | 44.7 | 2203.7 | 0.27 | 586.1 | 110.4 | 696.5 | 25.19 | 0 | 0.28 | 25.46 | 26.29 | 0 | 0.28 | 26.57 | 374187.7 | 88175 | 0 | 4198.3 | 0 | 5716.5 | 47422.8 | 0 | 0 | 0 | 96759 | 0 | 113.5 | 3315.4 | 39409.7 | 88396.1 | 90.1 | 591.2 | 0 | 0 | 84232.2 | 3942.8 | 0 | 10.9 | 2.7 | 5733.1
1637 | 69 | Day69 | 4 | Hour4 | 3 | Spring | 2117 | #N/A | Spring | 378459.2 | 2024-03-10 04:00 | 372553.9 | 1239 | 0 | 4666.4 | 378459.2 | 360621 | 293095.4 | 0.032 | 0.0413 | 0.6 | 0.6 | 236.1 | 17.5 | 2.46 | 18.6 | 826.8 | 0.16 | 237.3 | 43.3 | 280.6 | 245.1 | 18.2 | 2.55 | 19.3 | 858.2 | 0.17 | 246.3 | 44.9 | 291.2 | 476.5 | 32.3 | 4.5 | 35.1 | 1751.7 | 0.22 | 478.7 | 87.4 | 566 | 630.7 | 47.7 | 6.72 | 42 | 2163 | 0.3 | 633.9 | 106.5 | 740.5 | 25.8 | 0 | 0.26 | 26.05 | 26.95 | 0 | 0.27 | 27.22 | 378459.2 | 85363.8 | 64.8 | 4196.6 | 0 | 6291.9 | 49549 | 0 | 0 | 0 | 101215 | 0 | 113.8 | 3315.4 | 39862.6 | 88396.1 | 90.1 | 0 | 0 | 0 | 81766.6 | 3597.2 | 0 | 0 | 7.8 | 6399.1
1638 | 69 | Day69 | 5 | Hour5 | 3 | Spring | 2117 | #N/A | Spring | 397782.4 | 2024-03-10 05:00 | 393040.3 | 151.1 | 0 | 4591 | 397782.4 | 380239.2 | 314855 | 0.0326 | 0.0436 | 0.57 | 0.57 | 262.4 | 20.2 | 2.85 | 19.6 | 894.3 | 0.17 | 263.7 | 46.3 | 310 | 272.2 | 21 | 2.96 | 20.3 | 927.4 | 0.18 | 273.6 | 48 | 321.6 | 467.4 | 32.3 | 4.5 | 34 | 1701.4 | 0.22 | 469.6 | 84.7 | 554.3 | 612.9 | 41.2 | 5.74 | 45.5 | 2265.1 | 0.29 | 615.7 | 113.1 | 728.8 | 26.86 | 0 | 0.25 | 27.11 | 28.1 | 0 | 0.26 | 28.36 | 397782.4 | 82927.3 | 143.1 | 4196.6 | 0 | 7442.8 | 61009.6 | 0 | 0 | 8.5 | 109841.4 | 0 | 148.6 | 3315.4 | 40181.4 | 88396.1 | 90.1 | 89.9 | 0 | 23.3 | 79290.3 | 3605.2 | 0 | 0 | 167.4 | 6627.1
1639 | 69 | Day69 | 6 | Hour6 | 3 | Spring | 2117 | #N/A | Spring | 425726.4 | 2024-03-10 06:00 | 421393.4 | 0 | 0 | 4333 | 425726.4 | 407302.9 | 341516.9 | 0.0334 | 0.0468 | 0.55 | 0.55 | 279.7 | 21.9 | 3.09 | 20.2 | 940.9 | 0.18 | 281.1 | 48.3 | 329.4 | 290.8 | 22.8 | 3.22 | 21 | 977.4 | 0.18 | 292.4 | 50.2 | 342.5 | 413.8 | 27.8 | 3.87 | 30.7 | 1528.4 | 0.19 | 415.7 | 76.3 | 492 | 1007.4 | 106.2 | 15.35 | 40 | 2508.1 | 0.49 | 1014.7 | 114.8 | 1129.6 | 28.71 | 0 | 0.24 | 28.96 | 30.14 | 0 | 0.26 | 30.4 | 425726.4 | 84209.6 | 133.1 | 4196.6 | 0 | 7321.5 | 71175.8 | 0 | 0 | 1716.6 | 120732.7 | 0 | 100.2 | 3315.4 | 45452.6 | 88396.1 | 90.1 | 602.6 | 0 | 2198.3 | 76408.7 | 3886 | 55.2 | 153.6 | 0 | 7924.9
1640 | 69 | Day69 | 7 | Hour7 | 3 | Spring | 2117 | #N/A | Spring | 452036.7 | 2024-03-10 07:00 | 448161.5 | 0 | 0 | 3875.2 | 452036.7 | 432807.6 | 347077.1 | 0.0343 | 0.0496 | 0.57 | 0.57 | 269.4 | 21.4 | 3.03 | 19.1 | 894.8 | 0.17 | 270.8 | 45.8 | 316.6 | 280.6 | 22.4 | 3.17 | 19.8 | 930.9 | 0.18 | 282.1 | 47.6 | 329.7 | 259.5 | 14.2 | 1.93 | 22.2 | 1060.6 | 0.12 | 260.4 | 53.8 | 314.3 | 986.1 | 106.2 | 15.38 | 37.1 | 2383.7 | 0.48 | 993.5 | 108.2 | 1101.7 | 29.55 | 0 | 0.25 | 29.8 | 31.11 | 0 | 0.26 | 31.37 | 452036.7 | 104959.6 | 239.9 | 4196.6 | 0 | 8015.5 | 74567.6 | 0 | 0 | 5237.7 | 118771.1 | 0 | 95.5 | 3315.4 | 47773.3 | 88396.1 | 90.1 | 1615.9 | 0 | 21145.1 | 74749.5 | 3827.4 | 1500.4 | 291.6 | 624.9 | 8255.8
1641 | 69 | Day69 | 8 | Hour8 | 3 | Spring | 2117 | #N/A | Spring | 468421.2 | 2024-03-10 08:00 | 464245 | 47.4 | 0 | 4128.8 | 468421.2 | 448120.4 | 339554.7 | 0.0347 | 0.0512 | 0.61 | 0.61 | 245.1 | 19.4 | 2.74 | 17.6 | 818.5 | 0.16 | 246.5 | 42 | 288.5 | 255.5 | 20.2 | 2.86 | 18.3 | 852.5 | 0.16 | 256.9 | 43.8 | 300.7 | 127 | 5.2 | 0.68 | 12.4 | 573.4 | 0.06 | 127.3 | 29.5 | 156.8 | 476.5 | 12.7 | 1.47 | 52.9 | 2375 | 0.21 | 477.3 | 123.8 | 601 | 28.29 | 0 | 0.26 | 28.56 | 29.83 | 0 | 0.28 | 30.11 | 468421.2 | 128866.5 | 1058.9 | 4196.6 | 0 | 8336.7 | 69579.4 | 0 | 0 | 8451 | 113761.8 | 0 | 95.5 | 3315.4 | 49232.9 | 88396.1 | 90.1 | 1491.2 | 0 | 49495.3 | 67500.6 | 3419.6 | 4308.7 | 287.4 | 801.9 | 8243.1
1642 | 69 | Day69 | 9 | Hour9 | 3 | Spring | 2117 | #N/A | Spring | 476850.2 | 2024-03-10 09:00 | 473434.4 | 69.3 | 0 | 3346.6 | 476850.2 | 456848.1 | 319583.4 | 0.035 | 0.0522 | 0.62 | 0.62 | 232.2 | 18.2 | 2.57 | 16.9 | 781.4 | 0.15 | 233.4 | 40.2 | 273.7 | 241.1 | 18.9 | 2.67 | 17.6 | 811.1 | 0.15 | 242.4 | 41.8 | 284.1 | 79.2 | 2.9 | 0.37 | 8.1 | 369.7 | 0.04 | 79.4 | 19.1 | 98.5 | 489.9 | 18.4 | 2.34 | 49.5 | 2269.9 | 0.22 | 491 | 117.2 | 608.3 | 27.75 | 0 | 0.27 | 28.02 | 29.28 | 0 | 0.28 | 29.56 | 476850.2 | 157266.8 | 278.9 | 4196.6 | 0 | 8374.7 | 66194.1 | 0 | 393.8 | 13905.4 | 112474.9 | 0 | 95.5 | 3315.4 | 36167.1 | 88396.1 | 90.1 | 0 | 0 | 80589.6 | 59445.5 | 2932.5 | 7328.6 | 300.9 | 27.9 | 7962
1643 | 69 | Day69 | 10 | Hour10 | 3 | Spring | 2117 | #N/A | Spring | 482943.9 | 2024-03-10 10:00 | 476782.6 | 235.4 | 1553.2 | 4372.7 | 482943.9 | 460019.9 | 305893.3 | 0.0352 | 0.0526 | 0.64 | 0.64 | 222 | 17.2 | 2.43 | 16.4 | 751.7 | 0.14 | 223.2 | 38.8 | 262 | 231.5 | 18 | 2.54 | 17 | 783.5 | 0.15 | 232.7 | 40.4 | 273.2 | 67.5 | 2.4 | 0.3 | 7 | 317.5 | 0.03 | 67.6 | 16.4 | 84 | 880.2 | 90.3 | 13.03 | 37.2 | 2269.9 | 0.43 | 886.4 | 104.9 | 991.3 | 27.21 | 0 | 0.27 | 27.49 | 28.77 | 0 | 0.29 | 29.06 | 482943.9 | 177050.6 | 0 | 4184.4 | 0 | 7825 | 63457.1 | 0 | 787.3 | 17419.2 | 110808.3 | 0 | 95.5 | 3315.4 | 27695.7 | 88396.1 | 90.1 | 25.6 | 0 | 101704.5 | 54881.6 | 2258 | 12322.7 | 354.8 | 0 | 8258.9
1644 | 69 | Day69 | 11 | Hour11 | 3 | Spring | 2117 | #N/A | Spring | 485418.6 | 2024-03-10 11:00 | 475793.8 | 3369.1 | 2000.9 | 4254.9 | 485418.6 | 459086 | 305536.1 | 0.0351 | 0.0524 | 0.64 | 0.64 | 220.3 | 17.1 | 2.41 | 16.3 | 746.6 | 0.14 | 221.5 | 38.5 | 260 | 231.1 | 17.9 | 2.53 | 17 | 782.2 | 0.15 | 232.3 | 40.4 | 272.7 | 66.3 | 2.4 | 0.31 | 6.8 | 309.7 | 0.03 | 66.5 | 16 | 82.5 | 508.4 | 24.7 | 3.29 | 46.4 | 2180.2 | 0.23 | 510 | 111.4 | 621.4 | 26.8 | 0 | 0.28 | 27.08 | 28.38 | 0 | 0.29 | 28.68 | 485418.6 | 179882.4 | 0 | 4184.4 | 0 | 7825 | 63244 | 0 | 854.6 | 18044.3 | 110866.4 | 0 | 95.5 | 3315.4 | 27493.6 | 88396.1 | 90.1 | 25.6 | 0 | 107449.2 | 51784 | 1750.4 | 15721.7 | 333.3 | 0 | 7979.4
1645 | 69 | Day69 | 12 | Hour12 | 3 | Spring | 2117 | #N/A | Spring | 481697.5 | 2024-03-10 12:00 | 472514.4 | 3429.5 | 1553.2 | 4200.4 | 481697.5 | 455978.1 | 301837.8 | 0.035 | 0.0521 | 0.65 | 0.64 | 216.9 | 16.8 | 2.37 | 16.1 | 735.7 | 0.14 | 218 | 38 | 256 | 227.2 | 17.6 | 2.49 | 16.8 | 769.9 | 0.15 | 228.4 | 39.8 | 268.2 | 68.6 | 2.4 | 0.31 | 7.1 | 322.1 | 0.03 | 68.8 | 16.7 | 85.4 | 424.6 | 8 | 0.8 | 50.2 | 2220.2 | 0.18 | 425.1 | 116.4 | 541.4 | 26.66 | 0 | 0.29 | 26.95 | 28.21 | 0 | 0.3 | 28.51 | 481697.5 | 179859.7 | 0 | 4184.4 | 0 | 7825 | 61673.4 | 0 | 847 | 17519.6 | 108658 | 0 | 95.5 | 3315.4 | 27599.8 | 88396.1 | 90.1 | 0 | 0 | 110077.7 | 49965.8 | 1449.6 | 16253.6 | 1158.2 | 0 | 7907.8
1646 | 69 | Day69 | 13 | Hour13 | 3 | Spring | 2117 | #N/A | Spring | 476494.4 | 2024-03-10 13:00 | 468183.4 | 2312.1 | 1553.2 | 4445.8 | 476494.5 | 451867 | 295886.9 | 0.0348 | 0.0516 | 0.65 | 0.65 | 208.9 | 15.9 | 2.24 | 15.8 | 717.3 | 0.14 | 209.9 | 37.2 | 247.2 | 218.2 | 16.6 | 2.34 | 16.5 | 748.9 | 0.14 | 219.3 | 38.9 | 258.2 | 69.4 | 2.4 | 0.31 | 7.2 | 327 | 0.03 | 69.6 | 16.9 | 86.5 | 668.3 | 57.3 | 8.17 | 38.4 | 2078.2 | 0.32 | 672.3 | 100.4 | 772.7 | 26.3 | 0 | 0.29 | 26.59 | 27.8 | 0 | 0.3 | 28.1 | 476494.4 | 180607.6 | 0 | 4184.4 | 0 | 7825 | 57297.9 | 0 | 823.5 | 17219.8 | 107154 | 0 | 95.5 | 3315.4 | 27528.5 | 88396.1 | 90.1 | 0 | 0 | 111282.9 | 50223.1 | 1058.2 | 14729.1 | 153.6 | 0 | 8258.9
1647 | 69 | Day69 | 14 | Hour14 | 3 | Spring | 2117 | #N/A | Spring | 471172.4 | 2024-03-10 14:00 | 463360.6 | 1662.6 | 1553.2 | 4596.2 | 471172.5 | 447290.5 | 292068.5 | 0.0347 | 0.0511 | 0.66 | 0.66 | 204.7 | 15.5 | 2.18 | 15.7 | 707 | 0.14 | 205.8 | 36.8 | 242.5 | 213.6 | 16.1 | 2.27 | 16.3 | 737.5 | 0.14 | 214.7 | 38.4 | 253 | 68.9 | 2.3 | 0.28 | 7.3 | 329.6 | 0.03 | 69 | 17.1 | 86.1 | 702.3 | 60.1 | 8.56 | 40.5 | 2188.9 | 0.34 | 706.4 | 105.8 | 812.2 | 26.18 | 0 | 0.29 | 26.47 | 27.65 | 0 | 0.3 | 27.95 | 471172.4 | 179103.9 | 0 | 4184.4 | 0 | 7825 | 55085.8 | 0 | 813.4 | 16971.4 | 105472.7 | 0 | 95.5 | 3315.4 | 27603.5 | 88396.1 | 90.1 | 0 | 0 | 110393.7 | 50090.1 | 835.3 | 13885 | 153.6 | 0 | 8258.9
1648 | 69 | Day69 | 15 | Hour15 | 3 | Spring | 2117 | #N/A | Spring | 467817.4 | 2024-03-10 15:00 | 458467.2 | 1093.9 | 3408.2 | 4848.1 | 467817.5 | 442648.2 | 291636.6 | 0.0345 | 0.0506 | 0.66 | 0.65 | 203.5 | 15.2 | 2.13 | 15.8 | 709.3 | 0.14 | 204.5 | 37 | 241.5 | 212.8 | 15.9 | 2.23 | 16.5 | 741.2 | 0.14 | 213.9 | 38.6 | 252.5 | 70.6 | 2.3 | 0.29 | 7.4 | 337.5 | 0.03 | 70.7 | 17.5 | 88.2 | 440.9 | 10.3 | 1.14 | 50.2 | 2241.1 | 0.19 | 441.5 | 117.1 | 558.6 | 26.22 | 0 | 0.29 | 26.51 | 27.69 | 0 | 0.3 | 27.99 | 467817.4 | 176180.9 | 0 | 4184.4 | 0 | 7825 | 53427.2 | 0 | 831.2 | 17326.1 | 106697.2 | 0 | 95.5 | 3315.4 | 27605.6 | 88396.1 | 90.1 | 0 | 0 | 107019.9 | 50365.9 | 637.7 | 13161.4 | 93.8 | 0 | 8045.8
1649 | 69 | Day69 | 16 | Hour16 | 3 | Spring | 2117 | #N/A | Spring | 469646.2 | 2024-03-10 16:00 | 457314 | 4123.2 | 3408.2 | 4800.7 | 469646.2 | 441560.8 | 309798.8 | 0.0344 | 0.0504 | 0.62 | 0.61 | 231.4 | 17.7 | 2.49 | 17.3 | 790.4 | 0.15 | 232.6 | 40.9 | 273.5 | 243.4 | 18.6 | 2.62 | 18.2 | 830.7 | 0.16 | 244.6 | 43 | 287.6 | 74.7 | 2 | 0.23 | 8.3 | 371.1 | 0.03 | 74.8 | 19.3 | 94.1 | 438.5 | 10 | 1.11 | 50.4 | 2225.3 | 0.2 | 439.1 | 116.8 | 555.9 | 26.87 | 0 | 0.29 | 27.17 | 28.43 | 0 | 0.31 | 28.74 | 469646.2 | 159847.4 | 6.4 | 4184.4 | 0 | 7825 | 62928.6 | 0 | 848.4 | 15283.1 | 114842.3 | 0 | 159.1 | 3315.4 | 27537.5 | 88396.1 | 603.9 | 0 | 0 | 91881.7 | 51157.9 | 676.3 | 13023.5 | 675.7 | 136.6 | 8254.3
1650 | 69 | Day69 | 17 | Hour17 | 3 | Spring | 2117 | #N/A | Spring | 475459.4 | 2024-03-10 17:00 | 463353 | 3839.4 | 3343.1 | 4924 | 475459.5 | 447302.3 | 341983.4 | 0.0346 | 0.051 | 0.57 | 0.56 | 265.2 | 20.5 | 2.89 | 19.3 | 897.3 | 0.17 | 266.6 | 46.1 | 312.7 | 279.6 | 21.6 | 3.05 | 20.4 | 946.6 | 0.18 | 281 | 48.7 | 329.7 | 201.5 | 10.6 | 1.42 | 17.7 | 839.8 | 0.09 | 202.2 | 42.7 | 245 | 787.1 | 70.2 | 10.05 | 42.9 | 2348.7 | 0.39 | 791.9 | 113 | 904.9 | 28.63 | 0 | 0.29 | 28.92 | 30.33 | 0 | 0.3 | 30.64 | 475459.4 | 133476.1 | 224.2 | 4243.6 | 0 | 7825 | 74117.2 | 0 | 834.9 | 11546.3 | 128991.6 | 0 | 159.1 | 3315.4 | 32063 | 88396.1 | 749.2 | 1899.1 | 0 | 67800 | 52748.6 | 546.2 | 9892.3 | 2589.4 | 464.4 | 7883.8
1651 | 69 | Day69 | 18 | Hour18 | 3 | Spring | 2117 | #N/A | Spring | 479711.2 | 2024-03-10 18:00 | 474235.6 | 0 | 919.1 | 4556.5 | 479711.2 | 457623 | 364224.9 | 0.035 | 0.0522 | 0.55 | 0.54 | 278.8 | 21.1 | 2.98 | 20.6 | 953.2 | 0.17 | 280.3 | 49 | 329.3 | 293.3 | 22.1 | 3.12 | 21.8 | 1006.9 | 0.19 | 294.8 | 51.9 | 346.7 | 342.4 | 19.6 | 2.72 | 28.9 | 1340.2 | 0.18 | 343.7 | 68.9 | 412.6 | 451.9 | 8.7 | 0.9 | 53.4 | 2343.7 | 0.21 | 452.4 | 123.3 | 575.7 | 30.69 | 0 | 0.28 | 30.97 | 32.42 | 0 | 0.3 | 32.72 | 479711.2 | 115486.4 | 2109.4 | 4243.6 | 0 | 7825 | 76343.6 | 0 | 723.4 | 8180.2 | 138476.7 | 0 | 1318.5 | 3315.4 | 33873.6 | 88396.1 | 1252.3 | 7070.5 | 0 | 45840.8 | 60099.6 | 642.4 | 8228.8 | 6422.5 | 2646 | 8045.8
1652 | 69 | Day69 | 19 | Hour19 | 3 | Spring | 2117 | #N/A | Spring | 485319.8 | 2024-03-10 19:00 | 481360.1 | 0 | 0 | 3959.7 | 485319.7 | 464372.2 | 401515.8 | 0.0353 | 0.053 | 0.51 | 0.51 | 298.8 | 22.3 | 3.15 | 22.3 | 1028 | 0.19 | 300.3 | 52.9 | 353.2 | 314.2 | 23.4 | 3.29 | 23.6 | 1085.2 | 0.2 | 315.8 | 56 | 371.8 | 388.7 | 22 | 3.05 | 33.3 | 1523.1 | 0.21 | 390.2 | 78.7 | 468.9 | 895.3 | 36.5 | 6.49 | 108.4 | 2497.2 | 1.5 | 898.2 | 183.2 | 1081.4 | 42.42 | 0 | 0.29 | 42.71 | 44.84 | 0 | 0.31 | 45.14 | 485319.8 | 83803.9 | 2769.9 | 4255.8 | 0 | 8374.7 | 80800.9 | 0 | 255.9 | 2750.4 | 150138.4 | 0 | 2833.5 | 3315.4 | 49646.5 | 88396.1 | 2098.7 | 8885.8 | 0 | 12969.1 | 66661.7 | 1166.8 | 5683.6 | 10119.8 | 2427.9 | 8048.9
1653 | 69 | Day69 | 20 | Hour20 | 3 | Spring | 2117 | #N/A | Spring | 484266.8 | 2024-03-10 20:00 | 479708.2 | 0 | 0 | 4558.6 | 484266.7 | 462810 | 412440.5 | 0.0352 | 0.0528 | 0.52 | 0.51 | 294 | 22.1 | 3.12 | 21.8 | 1010.3 | 0.18 | 295.5 | 51.9 | 347.4 | 309.5 | 23.1 | 3.26 | 23.1 | 1068.1 | 0.19 | 311 | 55 | 366 | 405.8 | 23.1 | 3.2 | 34.4 | 1595.8 | 0.21 | 407.3 | 82 | 489.3 | 500 | 15.3 | 1.87 | 53.9 | 2412.8 | 0.23 | 501 | 125.9 | 626.8 | 32.53 | 0 | 0.29 | 32.82 | 34.36 | 0 | 0.31 | 34.67 | 484266.8 | 71826.2 | 6390.2 | 4257.5 | 0 | 8374.7 | 80314.5 | 0 | 0 | 0.8 | 149060 | 0 | 1395.1 | 3315.4 | 58658.4 | 88396.1 | 1387.3 | 10891.5 | 0 | 3.6 | 70450.6 | 1371.1 | 900.8 | 8692.4 | 4337.5 | 8258.9
1654 | 69 | Day69 | 21 | Hour21 | 3 | Spring | 2117 | #N/A | Spring | 476735.4 | 2024-03-10 21:00 | 472196.3 | 0 | 0 | 4539.1 | 476735.4 | 455673.3 | 402759.5 | 0.035 | 0.0521 | 0.52 | 0.52 | 292.7 | 22.2 | 3.13 | 21.5 | 1002.6 | 0.18 | 294.2 | 51.5 | 345.6 | 306.9 | 23.1 | 3.26 | 22.7 | 1055 | 0.19 | 308.5 | 54.2 | 362.7 | 396.8 | 23.6 | 3.24 | 32.3 | 1561.2 | 0.18 | 398.4 | 78.8 | 477.2 | 473.1 | 12.7 | 1.49 | 52.6 | 2340.3 | 0.22 | 473.9 | 122.4 | 596.3 | 31.8 | 0 | 0.29 | 32.09 | 33.56 | 0 | 0.31 | 33.86 | 476735.4 | 73976 | 6475.7 | 4257.5 | 0 | 8374.7 | 79497.9 | 0 | 0 | 0 | 146750.1 | 0 | 159.1 | 3315.4 | 57463.8 | 88396.1 | 1035.5 | 7033.6 | 0 | 0 | 72091 | 1884.9 | 0.3 | 6402 | 4400.9 | 8258.9
1655 | 69 | Day69 | 22 | Hour22 | 3 | Spring | 2117 | #N/A | Spring | 458583.8 | 2024-03-10 22:00 | 453717.4 | 0 | 0 | 4866.3 | 458583.8 | 438115.1 | 382007.3 | 0.0344 | 0.0501 | 0.53 | 0.53 | 285.2 | 21.4 | 3.01 | 21.3 | 985.6 | 0.18 | 286.6 | 50.7 | 337.3 | 296.9 | 22.2 | 3.13 | 22.2 | 1027.9 | 0.18 | 298.5 | 52.9 | 351.4 | 414.8 | 25.5 | 3.52 | 33 | 1607.2 | 0.19 | 416.5 | 80.9 | 497.4 | 1011.2 | 107.8 | 15.62 | 39.2 | 2464.1 | 0.51 | 1018.6 | 112.7 | 1131.4 | 29.26 | 0 | 0.29 | 29.55 | 30.82 | 0 | 0.31 | 31.13 | 458583.8 | 76576.5 | 3918.4 | 4257.5 | 0 | 8374.7 | 73817.2 | 0 | 0 | 0 | 141070.6 | 0 | 159.1 | 3315.4 | 54150.7 | 88396.1 | 668 | 3879.5 | 0 | 0 | 73564.3 | 3012.2 | 0 | 2554.7 | 2408.5 | 8045.7
1656 | 69 | Day69 | 23 | Hour23 | 3 | Spring | 2117 | #N/A | Spring | 436391.7 | 2024-03-10 23:00 | 431642.1 | 0 | 0 | 4749.6 | 436391.7 | 417102.5 | 359999.7 | 0.0337 | 0.0478 | 0.55 | 0.54 | 273.4 | 20.5 | 2.89 | 20.6 | 944.8 | 0.17 | 274.8 | 48.8 | 323.6 | 284.4 | 21.3 | 3 | 21.5 | 984.8 | 0.18 | 285.9 | 50.9 | 336.8 | 443.7 | 28.5 | 3.94 | 34.2 | 1682.9 | 0.21 | 445.6 | 84.4 | 530.1 | 965.2 | 102.5 | 14.85 | 38.1 | 2364.4 | 0.49 | 972.3 | 108.7 | 1081 | 28.1 | 0 | 0.29 | 28.39 | 29.52 | 0 | 0.31 | 29.83 | 436391.7 | 76392 | 3578.3 | 4257.5 | 0 | 8189.1 | 67484.1 | 0 | 0 | 0 | 129243.6 | 0 | 159.1 | 3315.4 | 51175.6 | 88382.2 | 640.6 | 3574.2 | 0 | 0 | 73330.4 | 3061.6 | 0 | 985.7 | 2318.8 | 7550.3
1657 | 70 | Day70 | 0 | Hour0 | 3 | Spring | 82 | 455962.6 | Spring | 417581.4 | 2024-03-11 | 412785.2 | 0 | 0 | 4796.2 | 417581.4 | 399120.8 | 340822.4 | 0.0331 | 0.0457 | 0.57 | 0.56 | 257.6 | 19 | 2.67 | 19.9 | 902 | 0.17 | 258.9 | 46.9 | 305.7 | 267.8 | 19.7 | 2.77 | 20.8 | 939 | 0.17 | 269.2 | 48.8 | 318 | 467.2 | 30.4 | 4.21 | 35.7 | 1760.4 | 0.22 | 469.2 | 88.2 | 557.4 | 790.7 | 77.5 | 11.17 | 37.1 | 2139.9 | 0.4 | 796 | 101 | 897 | 27.27 | 0 | 0.29 | 27.57 | 28.6 | 0 | 0.31 | 28.91 | 417581.4 | 76759 | 509.5 | 4183.8 | 0 | 8002.4 | 59376.4 | 0 | 0 | 0 | 121131.3 | 0 | 159.1 | 3315.4 | 51899.3 | 87840.2 | 583.1 | 3822 | 0 | 0 | 73441.3 | 3317.8 | 0 | 1041.8 | 239.9 | 6181.2
1658 | 70 | Day70 | 1 | Hour1 | 3 | Spring | 2117 | #N/A | Spring | 402715.7 | 2024-03-11 01:00 | 397903.6 | 0 | 0 | 4812.1 | 402715.7 | 384908.6 | 325590.1 | 0.0327 | 0.0441 | 0.56 | 0.56 | 256.5 | 18.8 | 2.64 | 20 | 902.8 | 0.17 | 257.7 | 47 | 304.7 | 266.1 | 19.5 | 2.73 | 20.8 | 937.4 | 0.17 | 267.4 | 48.8 | 316.2 | 487.6 | 33 | 4.6 | 36 | 1794.7 | 0.23 | 489.9 | 89.5 | 579.4 | 550.1 | 31.8 | 4.35 | 46.1 | 2187.2 | 0.27 | 552.2 | 111.3 | 663.5 | 26.98 | 0 | 0.28 | 27.26 | 28.24 | 0 | 0.3 | 28.54 | 402715.7 | 77125.6 | 209 | 4183.8 | 0 | 7732.4 | 56594.2 | 0 | 0 | 0 | 118055 | 0 | 159.1 | 3315.4 | 45846.2 | 87732.2 | 422.7 | 1339.9 | 0 | 0 | 73492.2 | 3633.4 | 0 | 0 | 9.7 | 6128
1659 | 70 | Day70 | 2 | Hour2 | 3 | Spring | 2117 | #N/A | Spring | 393222.4 | 2024-03-11 02:00 | 388324.7 | 0.5 | 0 | 4897.2 | 393222.4 | 375743.6 | 316914.2 | 0.0324 | 0.043 | 0.56 | 0.56 | 254 | 18.3 | 2.57 | 20.2 | 903.8 | 0.17 | 255.2 | 47.1 | 302.4 | 263.5 | 19 | 2.66 | 20.9 | 937.9 | 0.17 | 264.8 | 48.9 | 313.7 | 501 | 35 | 4.89 | 36 | 1810.2 | 0.23 | 503.4 | 90 | 593.4 | 935.5 | 98.2 | 14.22 | 37.6 | 2328.4 | 0.47 | 942.3 | 107.1 | 1049.5 | 26.61 | 0 | 0.28 | 26.89 | 27.83 | 0 | 0.29 | 28.13 | 393222.4 | 76308.2 | 0 | 4141.2 | 0 | 7418.6 | 53736 | 0 | 0 | 0 | 117408.7 | 0 | 159.1 | 3315.4 | 42174.2 | 87732.2 | 321.7 | 507.1 | 0 | 0 | 72728.1 | 3580.1 | 0 | 0 | 0 | 4867
1660 | 70 | Day70 | 3 | Hour3 | 3 | Spring | 2117 | #N/A | Spring | 389497.2 | 2024-03-11 03:00 | 385045 | 17.6 | 0 | 4434.6 | 389497.2 | 372598.9 | 313999.8 | 0.0323 | 0.0427 | 0.56 | 0.56 | 258.5 | 18.8 | 2.63 | 20.4 | 916 | 0.17 | 259.8 | 47.7 | 307.5 | 267.9 | 19.4 | 2.73 | 21.1 | 949.6 | 0.18 | 269.2 | 49.5 | 318.7 | 501.7 | 34.9 | 4.88 | 36.2 | 1816.6 | 0.23 | 504.1 | 90.4 | 594.4 | 877.8 | 90.7 | 13.11 | 36.6 | 2230.9 | 0.44 | 884.1 | 103.2 | 987.3 | 26.6 | 0 | 0.27 | 26.88 | 27.82 | 0 | 0.29 | 28.1 | 389497.2 | 75497.4 | 147.4 | 4139.5 | 0 | 7418.6 | 54668.7 | 0 | 0 | 0 | 117087.1 | 0 | 159.1 | 3315.4 | 38555.1 | 87732.2 | 274.7 | 501.8 | 0 | 0 | 71610.9 | 3886.6 | 0 | 0 | 0 | 5160.8
1661 | 70 | Day70 | 4 | Hour4 | 3 | Spring | 2117 | #N/A | Spring | 392056.2 | 2024-03-11 04:00 | 387307.9 | 17.6 | 0 | 4730.7 | 392056.2 | 374754.7 | 317642.4 | 0.0324 | 0.043 | 0.55 | 0.55 | 262.4 | 19.1 | 2.69 | 20.6 | 926.8 | 0.17 | 263.7 | 48.2 | 311.9 | 272.1 | 19.8 | 2.78 | 21.3 | 961.3 | 0.18 | 273.4 | 50 | 323.4 | 489.1 | 33.3 | 4.64 | 35.9 | 1793.7 | 0.23 | 491.3 | 89.4 | 580.8 | 528.7 | 29.2 | 3.98 | 45.2 | 2144.6 | 0.25 | 530.7 | 109.2 | 639.9 | 26.74 | 0 | 0.27 | 27.01 | 27.97 | 0 | 0.28 | 28.25 | 392056.2 | 74413.7 | 0 | 4139.5 | 0 | 7418.6 | 56192.9 | 0 | 0 | 0 | 118651.2 | 0 | 159.1 | 3315.4 | 39391.6 | 87732.2 | 256.3 | 385.5 | 0 | 0 | 70387.6 | 4026.2 | 0 | 0 | 0 | 6050.4
1662 | 70 | Day70 | 5 | Hour5 | 3 | Spring | 2117 | #N/A | Spring | 399922.5 | 2024-03-11 05:00 | 395540.4 | 6.1 | 0 | 4376 | 399922.5 | 382613.2 | 326296 | 0.0327 | 0.044 | 0.54 | 0.54 | 271 | 20.1 | 2.83 | 20.8 | 946.3 | 0.17 | 272.3 | 49 | 321.4 | 280.8 | 20.8 | 2.93 | 21.6 | 980.9 | 0.18 | 282.2 | 50.8 | 333.1 | 474.6 | 31.7 | 4.4 | 35.5 | 1762.4 | 0.22 | 476.7 | 88.1 | 564.8 | 924 | 97.4 | 14.11 | 36.7 | 2286.4 | 0.46 | 930.7 | 105 | 1035.8 | 27.22 | 0 | 0.26 | 27.49 | 28.5 | 0 | 0.28 | 28.78 | 399922.5 | 73626.6 | 107.2 | 4139.5 | 0 | 7418.6 | 60496.8 | 0 | 0 | 15.3 | 121236 | 0 | 159.1 | 3315.4 | 41325.6 | 87732.2 | 255.7 | 109.6 | 0 | 27.5 | 69428.3 | 4155.5 | 0 | 213 | 0 | 6414.1
1663 | 70 | Day70 | 6 | Hour6 | 3 | Spring | 2117 | #N/A | Spring | 413043.4 | 2024-03-11 06:00 | 408460.6 | 0 | 0 | 4582.8 | 413043.4 | 394950.1 | 330093 | 0.0331 | 0.0454 | 0.55 | 0.55 | 266 | 19.8 | 2.79 | 20.3 | 926.6 | 0.17 | 267.4 | 47.9 | 315.3 | 275.8 | 20.6 | 2.89 | 21 | 961 | 0.18 | 277.2 | 49.7 | 326.9 | 451.7 | 30.3 | 4.21 | 33.6 | 1672.8 | 0.21 | 453.8 | 83.6 | 537.3 | 452.4 | 14.5 | 1.78 | 48.3 | 2176.7 | 0.21 | 453.3 | 113.3 | 566.5 | 27.5 | 0 | 0.26 | 27.76 | 28.83 | 0 | 0.27 | 29.1 | 413043.4 | 82950.4 | 164.6 | 4139.5 | 0 | 7758.8 | 61879.4 | 0 | 0 | 2731.6 | 122260.7 | 0 | 51.6 | 3315.4 | 42465.3 | 87844.6 | 0 | 213 | 0 | 7162.1 | 68900.4 | 4156.3 | 82.6 | 213 | 0 | 7296.2
1664 | 70 | Day70 | 7 | Hour7 | 3 | Spring | 2117 | #N/A | Spring | 426073.1 | 2024-03-11 07:00 | 421260 | 291.3 | 0 | 4521.8 | 426073.1 | 407185.9 | 309773.8 | 0.0334 | 0.0467 | 0.61 | 0.6 | 228.7 | 16.4 | 2.3 | 18.2 | 817.4 | 0.15 | 229.8 | 42.6 | 272.5 | 237.3 | 17 | 2.39 | 18.9 | 848.3 | 0.16 | 238.5 | 44.3 | 282.7 | 199.5 | 10.3 | 1.38 | 17.7 | 836.9 | 0.09 | 200.2 | 42.6 | 242.8 | 552.3 | 31.8 | 4.34 | 46.2 | 2212.7 | 0.26 | 554.5 | 112.2 | 666.7 | 26.57 | 0 | 0.26 | 26.83 | 27.89 | 0 | 0.27 | 28.16 | 426073.1 | 116299.3 | 889 | 4139.5 | 0 | 6355.7 | 52112.9 | 0 | 0 | 8049.3 | 115910.6 | 0 | 51.6 | 3315.4 | 38830.7 | 87942.9 | 0 | 225.4 | 0 | 37427.7 | 66970 | 3852.3 | 2331 | 213 | 0 | 7336.7
1665 | 70 | Day70 | 8 | Hour8 | 3 | Spring | 2117 | #N/A | Spring | 437249.2 | 2024-03-11 08:00 | 431678 | 1159.6 | 0 | 4411.7 | 437249.3 | 417141.8 | 293849.7 | 0.0337 | 0.0477 | 0.65 | 0.65 | 200.3 | 14 | 1.95 | 16.6 | 729.1 | 0.14 | 201.2 | 38.3 | 239.6 | 208 | 14.5 | 2.03 | 17.2 | 757.3 | 0.14 | 209 | 39.8 | 248.8 | 127.2 | 5.9 | 0.78 | 11.8 | 553.3 | 0.06 | 127.6 | 28.3 | 155.9 | 449.5 | 14.8 | 1.83 | 47.3 | 2149.6 | 0.2 | 450.4 | 111.5 | 561.9 | 25.57 | 0 | 0.27 | 25.84 | 26.87 | 0 | 0.27 | 27.14 | 437249.2 | 143399.5 | 714.6 | 4139.5 | 0 | 4870.2 | 45133.6 | 0 | 0 | 10920.5 | 109200.9 | 0 | 51.6 | 3315.4 | 37890 | 87732.2 | 0 | 801.7 | 0 | 68320.2 | 60725.4 | 3433.3 | 6672.5 | 90.5 | 32.5 | 7348
1666 | 70 | Day70 | 9 | Hour9 | 3 | Spring | 2117 | #N/A | Spring | 443099.3 | 2024-03-11 09:00 | 439034 | 292.5 | 0 | 3772.7 | 443099.3 | 424163.9 | 278582.2 | 0.0339 | 0.0485 | 0.66 | 0.66 | 191.3 | 13.3 | 1.86 | 15.9 | 697.8 | 0.13 | 192.2 | 36.8 | 228.9 | 198.3 | 13.8 | 1.92 | 16.5 | 723.8 | 0.14 | 199.2 | 38.1 | 237.3 | 94.3 | 3.8 | 0.49 | 9.3 | 429.8 | 0.04 | 94.6 | 22.2 | 116.7 | 410.8 | 10.7 | 1.23 | 45.8 | 2054.4 | 0.18 | 411.4 | 107.1 | 518.5 | 25.3 | 0 | 0.27 | 25.57 | 26.61 | 0 | 0.28 | 26.89 | 443099.3 | 164517.1 | 359.4 | 4139.5 | 0 | 5443.5 | 43537.4 | 0 | 426.2 | 15656.3 | 106208.8 | 0 | 51.6 | 3315.4 | 27794.2 | 87732.2 | 0 | 0 | 0 | 93244.2 | 52110.3 | 3080.1 | 9203.5 | 7.4 | 14.5 | 7996.1
1667 | 70 | Day70 | 10 | Hour10 | 3 | Spring | 2117 | #N/A | Spring | 455962.6 | 2024-03-11 10:00 | 442952.2 | 4164.8 | 4147 | 4698.6 | 455962.5 | 427903 | 271212 | 0.034 | 0.0488 | 0.68 | 0.68 | 181 | 12.6 | 1.76 | 15.1 | 659.8 | 0.12 | 181.8 | 34.8 | 216.6 | 190.1 | 13.3 | 1.85 | 15.8 | 692.8 | 0.13 | 191 | 36.5 | 227.5 | 82.8 | 3.5 | 0.45 | 8 | 372.1 | 0.04 | 83 | 19.1 | 102.1 | 625.6 | 54.8 | 7.82 | 36.7 | 1913.9 | 0.34 | 629.3 | 93.8 | 723.1 | 22.3 | 0 | 0.28 | 22.58 | 23.77 | 0 | 0.29 | 24.06 | 455962.6 | 184750.6 | 17.9 | 4114.7 | 0 | 6720.4 | 42471.8 | 0 | 864.6 | 18639.1 | 103095.9 | 0 | 51.6 | 3315.4 | 25265.3 | 86158.9 | 0 | 0 | 0 | 113810.1 | 48703.9 | 2732.9 | 13480.1 | 0 | 10.7 | 8254.3
1668 | 70 | Day70 | 11 | Hour11 | 3 | Spring | 2117 | #N/A | Spring | 454808 | 2024-03-11 11:00 | 442532.9 | 3121.8 | 4147 | 5006.4 | 454808.1 | 427506.6 | 264282.1 | 0.034 | 0.0488 | 0.7 | 0.69 | 172.2 | 12 | 1.67 | 14.4 | 628.3 | 0.12 | 173.1 | 33.2 | 206.3 | 180.7 | 12.6 | 1.76 | 15.2 | 659 | 0.13 | 181.6 | 34.8 | 216.4 | 79.8 | 3.6 | 0.47 | 7.6 | 351.8 | 0.04 | 80 | 18.1 | 98.1 | 423.5 | 24.2 | 3.3 | 37.3 | 1705.4 | 0.24 | 425.1 | 88.2 | 513.3 | 21.78 | 0 | 0.29 | 22.07 | 23.18 | 0 | 0.3 | 23.48 | 454808 | 190526 | 16.4 | 4114.7 | 0 | 7596.9 | 40299 | 0 | 934.3 | 18280.9 | 98094.3 | 0 | 51.6 | 3315.4 | 24751.2 | 86042.6 | 0 | 0 | 0 | 118302.9 | 50602.9 | 2405 | 16581.9 | 0 | 0.6 | 8254.3
1669 | 70 | Day70 | 12 | Hour12 | 3 | Spring | 2117 | #N/A | Spring | 448664.8 | 2024-03-11 12:00 | 437776.2 | 1230.8 | 4607.6 | 5050.3 | 448664.8 | 422974.5 | 257618.8 | 0.0338 | 0.0483 | 0.7 | 0.7 | 166.6 | 11.4 | 1.6 | 14.2 | 612.8 | 0.12 | 167.3 | 32.5 | 199.8 | 174.3 | 12 | 1.67 | 14.9 | 641.2 | 0.12 | 175.1 | 34 | 209.1 | 87.3 | 4.2 | 0.56 | 8 | 374.4 | 0.04 | 87.6 | 19.1 | 106.7 | 495.9 | 37.6 | 5.3 | 35 | 1703 | 0.28 | 498.5 | 85.8 | 584.3 | 21.18 | 0 | 0.29 | 21.47 | 22.46 | 0 | 0.3 | 22.76 | 448664.8 | 191046 | 11.8 | 4114.7 | 0 | 6496.9 | 37711.4 | 0 | 922.7 | 18379 | 95480.6 | 0 | 51.6 | 3315.4 | 24344.2 | 86092.1 | 0 | 0 | 0 | 118597.4 | 51105 | 2041.9 | 16197.1 | 141.4 | 47.1 | 8001.9
1670 | 70 | Day70 | 13 | Hour13 | 3 | Spring | 2117 | #N/A | Spring | 444549 | 2024-03-11 13:00 | 430827.8 | 3376.7 | 5235.9 | 5108.6 | 444549 | 416352.2 | 251953.3 | 0.0336 | 0.0476 | 0.71 | 0.71 | 159.8 | 10.8 | 1.5 | 13.9 | 594.7 | 0.12 | 160.6 | 31.7 | 192.3 | 167.3 | 11.3 | 1.57 | 14.5 | 621.7 | 0.12 | 168.1 | 33.1 | 201.2 | 88.3 | 4.1 | 0.54 | 8.2 | 385 | 0.04 | 88.5 | 19.7 | 108.3 | 380.4 | 16.8 | 2.2 | 38.2 | 1690.2 | 0.22 | 381.5 | 88.6 | 470.1 | 20.99 | 0 | 0.3 | 21.28 | 22.18 | 0 | 0.3 | 22.49 | 444549 | 192595.7 | 1.2 | 4114.7 | 0 | 5484.9 | 34784 | 0 | 896.5 | 19141.9 | 93216.1 | 0 | 51.6 | 3315.4 | 24345.8 | 86639.6 | 0 | 0 | 0 | 119388.3 | 51536.7 | 1632.2 | 15291.9 | 76.3 | 130.6 | 7798.8
1671 | 70 | Day70 | 14 | Hour14 | 3 | Spring | 2117 | #N/A | Spring | 442358.1 | 2024-03-11 14:00 | 423590.4 | 5438 | 8187.2 | 5142.5 | 442358.1 | 409451 | 246862.1 | 0.0334 | 0.0468 | 0.72 | 0.72 | 154.5 | 10.2 | 1.42 | 13.7 | 580.7 | 0.11 | 155.1 | 31 | 186.2 | 161.9 | 10.8 | 1.5 | 14.3 | 606.6 | 0.12 | 162.7 | 32.4 | 195 | 89.2 | 4.1 | 0.54 | 8.4 | 389.8 | 0.04 | 89.4 | 20 | 109.4 | 572 | 52.6 | 7.53 | 31.8 | 1672.8 | 0.32 | 575.6 | 81.7 | 657.3 | 20.56 | 0 | 0.3 | 20.87 | 21.66 | 0 | 0.31 | 21.97 | 442358.1 | 195496 | 0 | 4114.7 | 0 | 4488.2 | 32577.9 | 0 | 880.6 | 19515.8 | 91927.7 | 0 | 51.6 | 3315.4 | 24344 | 86042.6 | 0 | 0 | 0 | 120967.8 | 52764.5 | 1367.2 | 15031 | 0 | 0 | 7160.9
1672 | 70 | Day70 | 15 | Hour15 | 3 | Spring | 2117 | #N/A | Spring | 436362.2 | 2024-03-11 15:00 | 418070.2 | 5660.3 | 7277 | 5354.9 | 436362.2 | 404191.9 | 246070.6 | 0.0332 | 0.0462 | 0.72 | 0.71 | 155.7 | 10.3 | 1.43 | 13.8 | 586.2 | 0.11 | 156.4 | 31.3 | 187.7 | 162.9 | 10.8 | 1.5 | 14.4 | 612.6 | 0.12 | 163.6 | 32.7 | 196.3 | 87.9 | 4.1 | 0.55 | 8.2 | 381.4 | 0.04 | 88.1 | 19.5 | 107.7 | 481.1 | 35.8 | 5.04 | 34.4 | 1673 | 0.27 | 483.6 | 84.3 | 567.9 | 20.27 | 0 | 0.3 | 20.56 | 21.38 | 0 | 0.3 | 21.69 | 436362.2 | 190291.7 | 0.4 | 4114.7 | 0 | 4262.6 | 32294.2 | 0 | 888.2 | 17596.3 | 91702 | 0 | 51.6 | 3315.4 | 24287.1 | 86042.6 | 0 | 0 | 0 | 117440.4 | 53234.4 | 1132.5 | 14866.9 | 0 | 0 | 7043.9
1673 | 70 | Day70 | 16 | Hour16 | 3 | Spring | 2117 | #N/A | Spring | 430812.2 | 2024-03-11 16:00 | 416843.4 | 4613.1 | 4147 | 5208.8 | 430812.3 | 403029.8 | 262773.4 | 0.0331 | 0.046 | 0.68 | 0.68 | 174.2 | 11.5 | 1.6 | 15.3 | 655.1 | 0.12 | 175 | 34.9 | 209.9 | 183.2 | 12.1 | 1.68 | 16.1 | 688.7 | 0.13 | 184 | 36.7 | 220.7 | 88.4 | 4.6 | 0.62 | 7.8 | 368.1 | 0.04 | 88.7 | 18.7 | 107.4 | 639.5 | 61.2 | 8.8 | 33 | 1781 | 0.36 | 643.8 | 86.2 | 729.9 | 21.38 | 0 | 0.29 | 21.67 | 22.73 | 0 | 0.3 | 23.03 | 430812.2 | 168038.8 | 0 | 4127.1 | 0 | 6759.2 | 35518.4 | 0 | 899.3 | 14308.1 | 101114.2 | 0 | 159.1 | 3315.4 | 25505.6 | 86042.6 | 231.7 | 0 | 0 | 97898.6 | 53962.7 | 970.1 | 13057.2 | 0 | 0 | 7010.2
1674 | 70 | Day70 | 17 | Hour17 | 3 | Spring | 2117 | #N/A | Spring | 435618.8 | 2024-03-11 17:00 | 421696.7 | 4244.3 | 4147 | 5530.7 | 435618.7 | 407667.2 | 303631.7 | 0.0333 | 0.0465 | 0.6 | 0.6 | 230.3 | 16.5 | 2.31 | 18.4 | 820.8 | 0.15 | 231.4 | 42.9 | 274.3 | 242.9 | 17.4 | 2.44 | 19.4 | 866 | 0.16 | 244.1 | 45.3 | 289.3 | 191.7 | 10 | 1.35 | 16.9 | 800.5 | 0.09 | 192.4 | 40.8 | 233.1 | 850.4 | 96.5 | 14.04 | 29.7 | 1890.9 | 0.48 | 857.1 | 86.2 | 943.3 | 23.65 | 0 | 0.29 | 23.94 | 25.16 | 0 | 0.3 | 25.46 | 435618.8 | 131987 | 136.2 | 4204.9 | 0 | 7825 | 53291 | 0 | 864 | 10064.4 | 118118.2 | 0 | 159.1 | 3315.4 | 28513.3 | 86300.6 | 765 | 1003 | 0 | 62865.8 | 57411.4 | 781.3 | 8904 | 2026.2 | 234.2 | 7102.4
1675 | 70 | Day70 | 18 | Hour18 | 3 | Spring | 2117 | #N/A | Spring | 445169.8 | 2024-03-11 18:00 | 436542.6 | 0 | 3148.5 | 5478.8 | 445169.8 | 421804.4 | 330979 | 0.0338 | 0.0481 | 0.57 | 0.56 | 257.1 | 19 | 2.67 | 19.7 | 896.6 | 0.17 | 258.4 | 46.5 | 304.9 | 270 | 19.9 | 2.79 | 20.8 | 944.5 | 0.17 | 271.3 | 49 | 320.3 | 352.1 | 22.6 | 3.13 | 27.2 | 1334.6 | 0.16 | 353.7 | 67 | 420.6 | 524.5 | 25.2 | 3.37 | 48.3 | 2244.2 | 0.25 | 526.2 | 115.2 | 641.4 | 28.12 | 0 | 0.28 | 28.4 | 29.63 | 0 | 0.3 | 29.92 | 445169.8 | 114190.8 | 1614.7 | 4243.6 | 0 | 7829.6 | 63446.8 | 0 | 733.8 | 7355.3 | 126049.5 | 0 | 725.5 | 3315.4 | 31750.9 | 88396.1 | 845.7 | 2761.2 | 0 | 41603.7 | 63872.4 | 625.5 | 7087.7 | 2529.8 | 2833 | 7775.5
1676 | 70 | Day70 | 19 | Hour19 | 3 | Spring | 2117 | #N/A | Spring | 453548.4 | 2024-03-11 19:00 | 449132 | 0 | 0 | 4416.5 | 453548.5 | 433784.9 | 372508.5 | 0.0342 | 0.0495 | 0.54 | 0.53 | 280.4 | 20.8 | 2.92 | 21.3 | 975 | 0.18 | 281.8 | 50.4 | 332.1 | 294.1 | 21.6 | 3.05 | 22.5 | 1027.7 | 0.19 | 295.6 | 53.2 | 348.8 | 400.1 | 24.2 | 3.34 | 32.4 | 1548 | 0.2 | 401.7 | 78.6 | 480.4 | 510.4 | 10 | 1.03 | 60.2 | 2643.5 | 0.23 | 511 | 139 | 650 | 34.11 | 0 | 0.29 | 34.4 | 35.91 | 0 | 0.3 | 36.21 | 453548.4 | 81040 | 3794.5 | 4255.8 | 0 | 8374.7 | 70364.2 | 0 | 228.1 | 2593.7 | 137606.6 | 0 | 1426.1 | 3315.4 | 46878.5 | 88396.1 | 1075.9 | 7020.6 | 0 | 10934 | 66817.6 | 466.5 | 5117.4 | 5754.7 | 4067.9 | 8258.9
1677 | 70 | Day70 | 20 | Hour20 | 3 | Spring | 2117 | #N/A | Spring | 455251.3 | 2024-03-11 20:00 | 450327.2 | 0 | 0 | 4924.1 | 455251.3 | 434926.1 | 386511.3 | 0.0342 | 0.0496 | 0.54 | 0.53 | 279 | 20.7 | 2.91 | 21.1 | 970.2 | 0.18 | 280.4 | 50.1 | 330.5 | 293.1 | 21.5 | 3.03 | 22.5 | 1024.8 | 0.19 | 294.6 | 53 | 347.6 | 403.5 | 24.8 | 3.42 | 32.2 | 1557.9 | 0.19 | 405.2 | 78.7 | 483.8 | 495.1 | 15.9 | 1.96 | 52.7 | 2366.2 | 0.23 | 496.1 | 123.3 | 619.4 | 31.43 | 0 | 0.29 | 31.72 | 33.09 | 0 | 0.31 | 33.4 | 455251.3 | 68740 | 5889.8 | 4255.8 | 0 | 8374.7 | 70296.5 | 0 | 0 | 0.8 | 138282.1 | 0 | 859.7 | 3315.4 | 56321.7 | 88396.1 | 1075.9 | 9443.5 | 0 | 3.5 | 68371.7 | 364 | 857.2 | 2474.6 | 4700 | 7888.4
1678 | 70 | Day70 | 21 | Hour21 | 3 | Spring | 2117 | #N/A | Spring | 449954.4 | 2024-03-11 21:00 | 445167.7 | 0 | 0 | 4786.7 | 449954.4 | 430003 | 380960 | 0.0341 | 0.0491 | 0.54 | 0.53 | 279.8 | 20.8 | 2.92 | 21.2 | 972.3 | 0.18 | 281.2 | 50.2 | 331.4 | 292.8 | 21.6 | 3.04 | 22.3 | 1021.7 | 0.19 | 294.3 | 52.8 | 347.1 | 393.9 | 24.8 | 3.43 | 30.8 | 1506 | 0.19 | 395.6 | 75.8 | 471.3 | 787.7 | 60.5 | 8.54 | 51.9 | 2660 | 0.38 | 791.9 | 131.2 | 923.1 | 32.63 | 0 | 0.29 | 32.92 | 34.33 | 0 | 0.31 | 34.64 | 449954.4 | 68994.4 | 6852.7 | 4257.5 | 0 | 8374.7 | 69937.8 | 0 | 0 | 0 | 137204.7 | 0 | 538.9 | 3315.4 | 55264.3 | 88396.1 | 999.6 | 5818.4 | 0 | 0 | 68717.4 | 277 | 0.3 | 391.6 | 4044.5 | 7888.4
1679 | 70 | Day70 | 22 | Hour22 | 3 | Spring | 2117 | #N/A | Spring | 434745.6 | 2024-03-11 22:00 | 430040.4 | 0 | 0 | 4705.1 | 434745.6 | 415584.3 | 365475.9 | 0.0336 | 0.0476 | 0.54 | 0.54 | 271.6 | 20 | 2.81 | 20.8 | 949.5 | 0.17 | 272.9 | 49.2 | 322.1 | 282.9 | 20.8 | 2.92 | 21.8 | 991.1 | 0.18 | 284.3 | 51.4 | 335.7 | 411.8 | 25.9 | 3.58 | 32.2 | 1576.6 | 0.19 | 413.6 | 79.3 | 492.9 | 478.5 | 14.7 | 1.8 | 51.5 | 2306.5 | 0.22 | 479.4 | 120.3 | 599.8 | 29.03 | 0 | 0.3 | 29.33 | 30.49 | 0 | 0.32 | 30.8 | 434745.6 | 69269.7 | 4624.8 | 4257.5 | 0 | 8374.7 | 64915.5 | 0 | 0 | 0 | 131870.5 | 0 | 159.1 | 3315.4 | 54107.8 | 88396.1 | 884.9 | 4569.5 | 0 | 0 | 69056 | 213.7 | 0 | 373.7 | 3706.1 | 7826.2
1680 | 70 | Day70 | 23 | Hour23 | 3 | Spring | 2117 | #N/A | Spring | 415270 | 2024-03-11 23:00 | 410499.4 | 0 | 0 | 4770.6 | 415270 | 396933.5 | 344606.4 | 0.033 | 0.0455 | 0.56 | 0.55 | 259.8 | 18.7 | 2.63 | 20.5 | 921.9 | 0.17 | 261.1 | 48 | 309.2 | 270.1 | 19.4 | 2.72 | 21.4 | 959.6 | 0.18 | 271.4 | 50 | 321.5 | 461.6 | 32.2 | 4.49 | 33.3 | 1670 | 0.22 | 463.7 | 83.1 | 546.9 | 920.1 | 95.2 | 13.76 | 38.6 | 2333.1 | 0.47 | 926.6 | 108.3 | 1034.9 | 27.5 | 0 | 0.3 | 27.8 | 28.83 | 0 | 0.32 | 29.14 | 415270 | 70663.6 | 2244.6 | 4245.1 | 0 | 8034 | 57722.6 | 0 | 0 | 0 | 125598.8 | 0 | 159.1 | 3315.4 | 49981.5 | 88185.5 | 854.6 | 4265.2 | 0 | 0 | 70477.8 | 185.8 | 0 | 44.2 | 2412.2 | 6983
1681 | 71 | Day71 | 0 | Hour0 | 3 | Spring | 88 | 443215.1 | Spring | 396741.2 | 2024-03-12 | 392297.2 | 0 | 0 | 4444 | 396741.2 | 379536.1 | 325435.8 | 0.0325 | 0.0435 | 0.57 | 0.56 | 249.4 | 17.5 | 2.45 | 20.3 | 899 | 0.17 | 250.6 | 47.1 | 297.7 | 258.7 | 18.1 | 2.54 | 21.1 | 934.5 | 0.17 | 260 | 49 | 308.9 | 503.8 | 36.4 | 5.1 | 35.1 | 1783 | 0.24 | 506.3 | 88.3 | 594.6 | 1028.3 | 113.9 | 16.54 | 36.3 | 2372.5 | 0.52 | 1036.3 | 107.1 | 1143.4 | 26.87 | 0 | 0.3 | 27.17 | 28.11 | 0 | 0.31 | 28.43 | 396741.2 | 71305.4 | 1807.3 | 4160.9 | 0 | 7418.6 | 51249.6 | 0 | 0 | 0 | 120151.4 | 0 | 159.1 | 3315.4 | 44756.3 | 88388.2 | 709.9 | 3319.1 | 0 | 0 | 71123.3 | 182.1 | 0 | 0 | 225.2 | 4223.2
1682 | 71 | Day71 | 1 | Hour1 | 3 | Spring | 2117 | #N/A | Spring | 382029 | 2024-03-12 01:00 | 377504 | 0 | 0 | 4524.9 | 382028.9 | 365376.6 | 310139.9 | 0.0321 | 0.0418 | 0.57 | 0.57 | 246.2 | 17.3 | 2.42 | 20.1 | 889.2 | 0.17 | 247.4 | 46.7 | 294.1 | 255.1 | 17.9 | 2.5 | 20.9 | 922.6 | 0.17 | 256.3 | 48.4 | 304.7 | 490.1 | 33.8 | 4.72 | 35.6 | 1785 | 0.23 | 492.4 | 88.9 | 581.3 | 612.1 | 42.3 | 5.92 | 44.9 | 2212.8 | 0.3 | 615 | 110.9 | 725.8 | 26.48 | 0 | 0.29 | 26.77 | 27.65 | 0 | 0.31 | 27.96 | 382029 | 71889 | 518.8 | 4158.8 | 0 | 7308.9 | 48557.6 | 0 | 0 | 0 | 114911.3 | 0 | 159.1 | 3315.4 | 40511.5 | 87739.1 | 563.3 | 2396.2 | 0 | 0 | 71709 | 180 | 0 | 0 | 46.4 | 4705.6
1683 | 71 | Day71 | 2 | Hour2 | 3 | Spring | 2117 | #N/A | Spring | 368060.1 | 2024-03-12 02:00 | 363487 | 17.1 | 0 | 4556 | 368060.1 | 351938.7 | 295669.8 | 0.0318 | 0.0403 | 0.57 | 0.57 | 242.3 | 16.9 | 2.36 | 20 | 879.3 | 0.17 | 243.4 | 46.3 | 289.7 | 250.8 | 17.4 | 2.44 | 20.8 | 911.7 | 0.17 | 252 | 48 | 300 | 484.8 | 32.9 | 4.58 | 35.7 | 1782.9 | 0.23 | 487 | 88.9 | 575.9 | 611.4 | 47.9 | 6.79 | 39.4 | 2031.3 | 0.3 | 614.7 | 100 | 714.7 | 25.87 | 0 | 0.29 | 26.15 | 26.97 | 0 | 0.3 | 27.28 | 368060.1 | 72390.3 | 0 | 4158.8 | 0 | 5730 | 45649.6 | 0 | 0 | 0 | 110324.1 | 0 | 159.1 | 3315.4 | 35872.1 | 87732.2 | 457.1 | 2271.3 | 0 | 0 | 72196.2 | 194.1 | 0 | 0 | 0 | 4566.6
1684 | 71 | Day71 | 3 | Hour3 | 3 | Spring | 2117 | #N/A | Spring | 369738.5 | 2024-03-12 03:00 | 365141.9 | 7.5 | 0 | 4589.1 | 369738.5 | 353513.4 | 296688.3 | 0.0318 | 0.0405 | 0.57 | 0.57 | 246.2 | 17.3 | 2.42 | 20.2 | 890.4 | 0.17 | 247.3 | 46.8 | 294.1 | 254.7 | 17.8 | 2.5 | 20.9 | 922.5 | 0.17 | 256 | 48.5 | 304.4 | 496.8 | 34.5 | 4.82 | 35.9 | 1801.8 | 0.23 | 499.1 | 89.7 | 588.8 | 762 | 74.5 | 10.73 | 35.7 | 2068.8 | 0.38 | 767.1 | 97.4 | 864.6 | 26.08 | 0 | 0.28 | 26.36 | 27.21 | 0 | 0.29 | 27.5 | 369738.5 | 73050.2 | 22.9 | 4158.8 | 0 | 6824.6 | 47114.3 | 0 | 0 | 0 | 111705.9 | 0 | 159.1 | 3315.4 | 34068.8 | 87732.2 | 395.9 | 1190.3 | 0 | 0 | 72807.7 | 242.5 | 0 | 0 | 0 | 4566.6
1685 | 71 | Day71 | 4 | Hour4 | 3 | Spring | 2117 | #N/A | Spring | 370465.5 | 2024-03-12 04:00 | 365743.4 | 17.2 | 0 | 4705 | 370465.5 | 354077.8 | 296333.1 | 0.0319 | 0.0407 | 0.56 | 0.56 | 249.4 | 17.6 | 2.46 | 20.3 | 899.1 | 0.17 | 250.5 | 47.2 | 297.7 | 258 | 18.2 | 2.54 | 21.1 | 931.2 | 0.17 | 259.3 | 48.9 | 308.1 | 510.4 | 36.5 | 5.12 | 35.9 | 1816.5 | 0.24 | 512.9 | 90.1 | 602.9 | 742 | 68.7 | 9.85 | 38.2 | 2136.3 | 0.37 | 746.7 | 102 | 848.7 | 26.12 | 0 | 0.28 | 26.4 | 27.25 | 0 | 0.29 | 27.54 | 370465.5 | 74132.4 | 126.5 | 4157.1 | 0 | 6660.3 | 48199.8 | 0 | 0 | 0 | 112596.4 | 0 | 159.1 | 3315.4 | 32495.3 | 87732.2 | 355.2 | 535.8 | 0 | 0 | 73812 | 320.4 | 0 | 0 | 0 | 4564.8
1686 | 71 | Day71 | 5 | Hour5 | 3 | Spring | 2117 | #N/A | Spring | 377124.9 | 2024-03-12 05:00 | 372161.7 | 0 | 0 | 4963.2 | 377124.9 | 360219.5 | 300756.5 | 0.0321 | 0.0414 | 0.56 | 0.56 | 252.2 | 18 | 2.52 | 20.3 | 904.4 | 0.17 | 253.4 | 47.3 | 300.8 | 261.1 | 18.6 | 2.6 | 21.1 | 936.9 | 0.17 | 262.3 | 49.1 | 311.4 | 519.1 | 38.4 | 5.39 | 35.4 | 1808.8 | 0.24 | 521.7 | 89.4 | 611.1 | 668.6 | 54.4 | 7.72 | 41.3 | 2161.4 | 0.33 | 672.3 | 105.8 | 778 | 26.43 | 0 | 0.27 | 26.7 | 27.6 | 0 | 0.29 | 27.88 | 377124.9 | 76368.4 | 227.9 | 4157.1 | 0 | 7246.5 | 50236.6 | 0 | 0 | 39.2 | 114371.3 | 0 | 159.1 | 3315.4 | 32583.4 | 87732.2 | 339.1 | 387.8 | 0 | 88.3 | 75735.5 | 505.3 | 0 | 0 | 0 | 4562
1687 | 71 | Day71 | 6 | Hour6 | 3 | Spring | 2117 | #N/A | Spring | 388759.8 | 2024-03-12 06:00 | 383823.4 | 0 | 0 | 4936.4 | 388759.8 | 371382.5 | 299375.2 | 0.0324 | 0.0428 | 0.57 | 0.57 | 245.3 | 17.5 | 2.45 | 19.7 | 880 | 0.16 | 246.5 | 46 | 292.5 | 254 | 18.1 | 2.54 | 20.4 | 911.6 | 0.17 | 255.2 | 47.6 | 302.9 | 471.9 | 33.9 | 4.75 | 33.1 | 1675.3 | 0.22 | 474.2 | 83.1 | 557.3 | 665.8 | 55.5 | 7.88 | 40.1 | 2123.7 | 0.32 | 669.6 | 103.4 | 773 | 26.6 | 0 | 0.27 | 26.87 | 27.8 | 0 | 0.28 | 28.09 | 388759.8 | 89384.6 | 481.3 | 4157.1 | 0 | 5766.5 | 50702 | 0 | 0 | 3943.1 | 114968.5 | 0 | 51.6 | 3315.4 | 31656.4 | 88241.6 | 0 | 34.7 | 0 | 7858.5 | 76796.9 | 786.1 | 248.2 | 0 | 4.7 | 4562
1688 | 71 | Day71 | 7 | Hour7 | 3 | Spring | 2117 | #N/A | Spring | 400766.3 | 2024-03-12 07:00 | 394210.2 | 251.5 | 1374 | 4930.7 | 400766.3 | 381339.1 | 280742.1 | 0.0326 | 0.0438 | 0.63 | 0.63 | 212.9 | 15.3 | 2.14 | 17.3 | 761.6 | 0.15 | 214 | 40 | 254 | 221 | 15.9 | 2.22 | 17.9 | 790.5 | 0.15 | 222 | 41.5 | 263.6 | 232.2 | 12.7 | 1.73 | 19.9 | 949.4 | 0.11 | 233.1 | 48.2 | 281.3 | 497.9 | 23.8 | 3.16 | 45.7 | 2147.1 | 0.23 | 499.5 | 109.8 | 609.3 | 25.33 | 0 | 0.23 | 25.56 | 26.51 | 0 | 0.23 | 26.73 | 400766.3 | 120024.2 | 269.1 | 4190 | 0 | 4387.5 | 45623.4 | 0 | 0 | 8820.3 | 101860 | 0 | 51.6 | 3315.4 | 32424.9 | 88396.1 | 0 | 223.9 | 0 | 33666.3 | 76568.9 | 968.7 | 3477.8 | 0 | 0 | 4770.5
1689 | 71 | Day71 | 8 | Hour8 | 3 | Spring | 2117 | #N/A | Spring | 415539.9 | 2024-03-12 08:00 | 402204.4 | 1922.8 | 6686.5 | 4726.1 | 415539.9 | 389006.9 | 269023.3 | 0.0328 | 0.0446 | 0.67 | 0.67 | 187.1 | 13.4 | 1.88 | 15.4 | 670.8 | 0.13 | 188 | 35.5 | 223.5 | 195.6 | 14.1 | 1.97 | 16.1 | 699.7 | 0.14 | 196.6 | 36.9 | 233.5 | 159.3 | 7.9 | 1.06 | 14.4 | 677 | 0.07 | 159.8 | 34.6 | 194.4 | 470.3 | 22.6 | 3.01 | 43.4 | 2024.3 | 0.22 | 471.8 | 103.8 | 575.6 | 24.64 | 0 | 0.29 | 24.93 | 25.8 | 0 | 0.28 | 26.08 | 415539.9 | 146516.6 | 683.2 | 4190 | 0 | 4588.3 | 41225.7 | 0 | 0 | 11201 | 93801.3 | 0 | 51.6 | 3315.4 | 32301.6 | 88280.5 | 0 | 585.6 | 0 | 66515.1 | 67599.3 | 1201.3 | 7425.2 | 0 | 6.6 | 4566.6
1690 | 71 | Day71 | 9 | Hour9 | 3 | Spring | 2117 | #N/A | Spring | 417624.4 | 2024-03-12 09:00 | 407429.5 | 707.9 | 4950.5 | 4536.4 | 417624.4 | 394025.4 | 255879.5 | 0.0329 | 0.045 | 0.7 | 0.7 | 174.6 | 12.6 | 1.76 | 14.5 | 624.7 | 0.13 | 175.5 | 33.1 | 208.6 | 181.5 | 13.1 | 1.83 | 15 | 648.4 | 0.13 | 182.4 | 34.4 | 216.8 | 108.5 | 4.1 | 0.52 | 11 | 503.7 | 0.05 | 108.8 | 26 | 134.8 | 658.5 | 58.4 | 8.34 | 36.1 | 1988.1 | 0.32 | 662.5 | 95.4 | 757.9 | 24.59 | 0 | 0.27 | 24.87 | 25.77 | 0 | 0.29 | 26.06 | 417624.4 | 161744.8 | 29.6 | 4196.6 | 0 | 5711.9 | 39022.5 | 0 | 199.4 | 15488.6 | 87797.8 | 0 | 51.6 | 3315.4 | 27357.8 | 88396.1 | 0 | 0 | 0 | 92994.3 | 51566.5 | 1496.1 | 9499.1 | 0 | 0 | 5728.6
1691 | 71 | Day71 | 10 | Hour10 | 3 | Spring | 2117 | #N/A | Spring | 421824.4 | 2024-03-12 10:00 | 410542.4 | 123.1 | 5553.3 | 5605.6 | 421824.5 | 397005.8 | 245411.8 | 0.033 | 0.0453 | 0.7 | 0.7 | 171.2 | 12.4 | 1.74 | 14.1 | 610.5 | 0.12 | 172.1 | 32.3 | 204.4 | 178.8 | 12.9 | 1.81 | 14.7 | 637.5 | 0.13 | 179.7 | 33.7 | 213.5 | 97.9 | 4.1 | 0.53 | 9.6 | 441.8 | 0.04 | 98.2 | 22.7 | 120.9 | 305.2 | 5.8 | 0.58 | 36.1 | 1595.8 | 0.13 | 305.5 | 83.6 | 389.2 | 20.22 | 0 | 0.15 | 20.37 | 21.42 | 0 | 0.17 | 21.59 | 421824.4 | 176412.7 | 0 | 3882.6 | 0 | 5166.8 | 38948.1 | 0 | 626.7 | 18435.2 | 86118.8 | 0 | 51.6 | 3315.4 | 21536.7 | 86391.6 | 0 | 0 | 0 | 111668.9 | 43983.8 | 1698.1 | 13464.2 | 0 | 227.2 | 5806.1
1692 | 71 | Day71 | 11 | Hour11 | 3 | Spring | 2117 | #N/A | Spring | 427426.7 | 2024-03-12 11:00 | 412014.2 | 3777.3 | 5875.5 | 5759.7 | 427426.7 | 398409.4 | 242250.3 | 0.033 | 0.0455 | 0.71 | 0.71 | 167 | 12.2 | 1.71 | 13.7 | 592.9 | 0.12 | 167.9 | 31.4 | 199.3 | 175.9 | 12.8 | 1.8 | 14.4 | 624 | 0.13 | 176.8 | 33 | 209.8 | 96.6 | 4.1 | 0.54 | 9.3 | 431.5 | 0.04 | 96.9 | 22.2 | 119.1 | 341.3 | 6.4 | 0.64 | 40.3 | 1784.8 | 0.15 | 341.7 | 93.5 | 435.2 | 19.8 | 0 | 0.14 | 19.93 | 21.16 | 0 | 0.17 | 21.33 | 427426.7 | 185176.4 | 0.1 | 3882.6 | 0 | 5166.8 | 38843.2 | 0 | 887.5 | 18882.1 | 84123.1 | 0 | 51.6 | 3315.4 | 20475.8 | 86391.6 | 0 | 0 | 0 | 118834.2 | 44701.7 | 1870.9 | 16420.9 | 0 | 29.2 | 5437.3
1693 | 71 | Day71 | 12 | Hour12 | 3 | Spring | 2117 | #N/A | Spring | 430794 | 2024-03-12 12:00 | 412276.9 | 3825.7 | 8743.1 | 5948.3 | 430794 | 398656 | 240232.1 | 0.033 | 0.0456 | 0.72 | 0.71 | 164.4 | 12 | 1.69 | 13.5 | 581.9 | 0.12 | 165.2 | 30.8 | 196 | 173.4 | 12.7 | 1.79 | 14.1 | 612.4 | 0.13 | 174.3 | 32.4 | 206.7 | 96.9 | 4 | 0.52 | 9.5 | 436.9 | 0.04 | 97.1 | 22.5 | 119.6 | 299.8 | 5.6 | 0.57 | 35.4 | 1567.4 | 0.13 | 300.1 | 82.2 | 382.2 | 19.61 | 0 | 0.13 | 19.75 | 20.91 | 0 | 0.16 | 21.07 | 430794 | 190561.9 | 0 | 3882.6 | 0 | 5166.8 | 38735.1 | 0 | 914.3 | 19283.7 | 82769.2 | 0 | 51.6 | 3315.4 | 19919.6 | 86391.6 | 0 | 0 | 0 | 117854.1 | 50515.7 | 1994.2 | 16906.3 | 0 | 117.1 | 5149.6
1694 | 71 | Day71 | 13 | Hour13 | 3 | Spring | 2117 | #N/A | Spring | 431821.8 | 2024-03-12 13:00 | 409098.1 | 4044.1 | 12775.9 | 5903.7 | 431821.8 | 395615.2 | 237364.9 | 0.033 | 0.0452 | 0.72 | 0.72 | 159.8 | 11.6 | 1.63 | 13.2 | 568.3 | 0.12 | 160.6 | 30.2 | 190.7 | 168.7 | 12.4 | 1.74 | 13.8 | 596.6 | 0.12 | 169.6 | 31.6 | 201.2 | 98.5 | 4.1 | 0.53 | 9.6 | 443.9 | 0.05 | 98.8 | 22.9 | 121.7 | 282.7 | 5.3 | 0.53 | 34.1 | 1480.1 | 0.14 | 283 | 78.3 | 361.3 | 18.31 | 0 | 0.15 | 18.46 | 19.37 | 0 | 0.16 | 19.53 | 431821.8 | 194457 | 189.3 | 3882.6 | 0 | 5166.8 | 37380.7 | 0 | 897.1 | 19776.1 | 81674.7 | 0 | 51.6 | 3315.4 | 20462 | 85241.5 | 0 | 0 | 0 | 116068.1 | 55618.1 | 2097.6 | 15972.7 | 0 | 0.6 | 5520.1
1695 | 71 | Day71 | 14 | Hour14 | 3 | Spring | 2117 | #N/A | Spring | 428300.9 | 2024-03-12 14:00 | 404596 | 4420.5 | 13266.5 | 6017.9 | 428300.9 | 391313.4 | 232409.7 | 0.0328 | 0.0447 | 0.73 | 0.73 | 155.7 | 11.2 | 1.57 | 13 | 557.6 | 0.11 | 156.5 | 29.7 | 186.2 | 164.4 | 11.9 | 1.67 | 13.6 | 585.1 | 0.12 | 165.3 | 31.1 | 196.3 | 104.3 | 4.8 | 0.63 | 9.8 | 455.5 | 0.05 | 104.6 | 23.4 | 128 | 474.5 | 38.5 | 5.46 | 29.2 | 1545.3 | 0.23 | 477.2 | 75.4 | 552.5 | 17.54 | 0 | 0.24 | 17.78 | 18.47 | 0 | 0.23 | 18.71 | 428300.9 | 195891.2 | 0 | 3881.6 | 0 | 4937.2 | 35681.5 | 0 | 883.6 | 19497 | 80286.1 | 0 | 51.6 | 3315.4 | 19226.9 | 85029.4 | 0 | 0 | 0 | 112871.6 | 60363.4 | 2275.7 | 15375.7 | 0 | 412.5 | 4643.3
1696 | 71 | Day71 | 15 | Hour15 | 3 | Spring | 2117 | #N/A | Spring | 425734.8 | 2024-03-12 15:00 | 401543.2 | 5849.7 | 12119 | 6222.9 | 425734.8 | 388397.1 | 230926 | 0.0327 | 0.0444 | 0.73 | 0.72 | 154.4 | 10.9 | 1.53 | 13.1 | 558.8 | 0.11 | 155.2 | 29.8 | 185 | 163 | 11.6 | 1.63 | 13.7 | 586.7 | 0.12 | 163.8 | 31.2 | 195 | 117.3 | 5.4 | 0.71 | 11.1 | 512.4 | 0.06 | 117.6 | 26.3 | 144 | 629.1 | 64.3 | 9.28 | 26.8 | 1629.1 | 0.31 | 633.5 | 75.4 | 708.9 | 17.44 | 0 | 0.15 | 17.6 | 18.44 | 0 | 0.15 | 18.6 | 425734.8 | 194808.8 | 94.3 | 3881.6 | 0 | 4289.7 | 34374.8 | 0 | 892.5 | 18428.7 | 81333.3 | 0 | 51.6 | 3315.4 | 18555.9 | 85029.4 | 0 | 0 | 0 | 106477.7 | 66602.5 | 2407.4 | 14854.5 | 0 | 113.2 | 4770.5
1697 | 71 | Day71 | 16 | Hour16 | 3 | Spring | 2117 | #N/A | Spring | 417448.4 | 2024-03-12 16:00 | 401642.6 | 5372.3 | 4151.1 | 6282.4 | 417448.4 | 388500.3 | 236694.8 | 0.0327 | 0.0444 | 0.71 | 0.7 | 165.4 | 11.5 | 1.61 | 14.1 | 603 | 0.12 | 166.2 | 32.1 | 198.3 | 174.4 | 12.2 | 1.7 | 14.9 | 636.4 | 0.13 | 175.2 | 33.9 | 209.1 | 146.2 | 7.1 | 0.95 | 13.4 | 626.6 | 0.07 | 146.7 | 32.1 | 178.8 | 382.2 | 22.3 | 3.06 | 31.4 | 1519.4 | 0.18 | 383.7 | 76.7 | 460.5 | 17.45 | 0 | 0.12 | 17.57 | 18.75 | 0 | 0.15 | 18.9 | 417448.4 | 180753.6 | 0 | 3881.6 | 0 | 4210.8 | 35499 | 0 | 907.5 | 15327.9 | 87131.6 | 0 | 72.2 | 3315.4 | 17554.8 | 85029.4 | 0 | 0 | 0 | 89953.7 | 72020.1 | 2544.5 | 13700.7 | 0 | 140.3 | 4191.5
1698 | 71 | Day71 | 17 | Hour17 | 3 | Spring | 2117 | #N/A | Spring | 421033.9 | 2024-03-12 17:00 | 406143 | 4116.1 | 4151.1 | 6623.6 | 421033.9 | 392806.6 | 261994.7 | 0.0328 | 0.0448 | 0.66 | 0.65 | 198.6 | 14.4 | 2.03 | 16 | 702.3 | 0.14 | 199.5 | 36.9 | 236.5 | 209.3 | 15.2 | 2.13 | 16.8 | 740.4 | 0.15 | 210.3 | 38.9 | 249.3 | 318.7 | 21.7 | 3.02 | 23.5 | 1169.7 | 0.15 | 320.2 | 58.4 | 378.6 | 679.2 | 73.8 | 10.71 | 25.1 | 1606.9 | 0.34 | 684.3 | 73.1 | 757.4 | 18.9 | 0 | 0.21 | 19.12 | 20.25 | 0 | 0.23 | 20.48 | 421033.9 | 159039.2 | 0.5 | 3881.6 | 0 | 7825 | 45341.6 | 0 | 891.3 | 10882.2 | 97461 | 0 | 159.1 | 3315.4 | 18443 | 85029.4 | 538.1 | 0 | 0 | 67899.4 | 76658 | 2708.2 | 9602.4 | 0 | 26.8 | 5929.6
1699 | 71 | Day71 | 18 | Hour18 | 3 | Spring | 2117 | #N/A | Spring | 426351.9 | 2024-03-12 18:00 | 415739.5 | 0 | 4147 | 6465.4 | 426351.9 | 401969.1 | 280787.3 | 0.0331 | 0.0459 | 0.63 | 0.63 | 216.3 | 16 | 2.25 | 16.9 | 754.9 | 0.15 | 217.4 | 39.5 | 256.8 | 226.2 | 16.7 | 2.35 | 17.7 | 790 | 0.15 | 227.4 | 41.3 | 268.7 | 387.5 | 27.4 | 3.83 | 27.6 | 1390.3 | 0.18 | 389.4 | 69.1 | 458.5 | 738.7 | 77.8 | 11.26 | 29.6 | 1828.5 | 0.37 | 744.1 | 84.2 | 828.2 | 21.9 | 0 | 0.14 | 22.03 | 23.21 | 0 | 0.16 | 23.36 | 426351.9 | 145564.6 | 493.2 | 3881.6 | 0 | 7825 | 51259.6 | 0 | 769.3 | 7791.3 | 103462.6 | 0 | 415.3 | 3315.4 | 23137.9 | 86391.6 | 604.9 | 0 | 0 | 47886.5 | 86286.7 | 2830.8 | 7532.9 | 0 | 182.9 | 7869.7
1700 | 71 | Day71 | 19 | Hour19 | 3 | Spring | 2117 | #N/A | Spring | 437353.8 | 2024-03-12 19:00 | 432063.9 | 0 | 0 | 5289.9 | 437353.8 | 417536.9 | 323095.2 | 0.0336 | 0.0477 | 0.59 | 0.58 | 253.2 | 19.5 | 2.76 | 18.7 | 858.4 | 0.16 | 254.6 | 44.4 | 299 | 263.5 | 20.3 | 2.86 | 19.6 | 895.1 | 0.17 | 264.9 | 46.3 | 311.2 | 399.6 | 26.4 | 3.67 | 30.1 | 1491 | 0.19 | 401.4 | 74.6 | 476 | 981.2 | 103.9 | 15.04 | 38.7 | 2414.1 | 0.49 | 988.4 | 110.8 | 1099.2 | 28.44 | 0 | 0.28 | 28.72 | 29.87 | 0 | 0.3 | 30.17 | 437353.8 | 114258.6 | 3331.2 | 4195.6 | 0 | 8373.9 | 64998 | 0 | 274.7 | 2600.8 | 114888.4 | 0 | 159.1 | 3315.4 | 34779.3 | 88396.1 | 654 | 4.1 | 0 | 11281.9 | 97110.9 | 2990.3 | 5366.8 | 0 | 734.3 | 8009.9
1701 | 71 | Day71 | 20 | Hour20 | 3 | Spring | 2117 | #N/A | Spring | 443215.1 | 2024-03-12 20:00 | 437144.8 | 0 | 0 | 6070.3 | 443215.1 | 422377.4 | 338466.2 | 0.0338 | 0.0482 | 0.59 | 0.59 | 250 | 19.3 | 2.73 | 18.5 | 846.4 | 0.16 | 251.3 | 43.7 | 295.1 | 260.9 | 20.1 | 2.83 | 19.4 | 886.1 | 0.17 | 262.3 | 45.8 | 308.2 | 429.6 | 29 | 4.04 | 31.8 | 1582.2 | 0.2 | 431.6 | 79 | 510.5 | 1006.5 | 110.5 | 16.04 | 36.1 | 2351.4 | 0.51 | 1014.2 | 106.3 | 1120.5 | 28.43 | 0 | 0.28 | 28.71 | 29.89 | 0 | 0.3 | 30.18 | 443215.1 | 104748.9 | 4435.8 | 4195.6 | 0 | 8084.6 | 65080.1 | 0 | 0 | 0.1 | 114540 | 0 | 159.1 | 3315.4 | 49301.3 | 88396.1 | 663.1 | 295.1 | 0 | 0.4 | 101702.5 | 3045.9 | 855.8 | 0 | 663.9 | 8254.3
1702 | 71 | Day71 | 21 | Hour21 | 3 | Spring | 2117 | #N/A | Spring | 433330.3 | 2024-03-12 21:00 | 427497.8 | 0 | 55.5 | 5776.9 | 433330.3 | 413159.8 | 326182.1 | 0.0335 | 0.0473 | 0.61 | 0.61 | 234.8 | 17.7 | 2.49 | 18 | 809.7 | 0.16 | 236 | 42.1 | 278.1 | 244.1 | 18.3 | 2.59 | 18.7 | 842.8 | 0.16 | 245.4 | 43.9 | 289.3 | 442.6 | 30.2 | 4.2 | 32.5 | 1623.1 | 0.21 | 444.7 | 80.9 | 525.6 | 1115 | 127.3 | 18.53 | 35.5 | 2450.8 | 0.56 | 1123.9 | 108.7 | 1232.6 | 27.45 | 0 | 0.28 | 27.74 | 28.83 | 0 | 0.3 | 29.13 | 433330.3 | 107148.2 | 1975.6 | 4192.6 | 0 | 8374.7 | 57750 | 0 | 0 | 0 | 110869.6 | 0 | 159.1 | 3315.4 | 49627.3 | 88396.1 | 649.5 | 872.1 | 0 | 0 | 103926.1 | 3222.1 | 0 | 0 | 97.6 | 5468.7
1703 | 71 | Day71 | 22 | Hour22 | 3 | Spring | 2117 | #N/A | Spring | 417410.6 | 2024-03-12 22:00 | 411411.3 | 0 | 213 | 5786.3 | 417410.6 | 397764.4 | 309116 | 0.0332 | 0.0458 | 0.64 | 0.64 | 208.9 | 14.9 | 2.1 | 17 | 745.6 | 0.14 | 209.9 | 39.3 | 249.2 | 217.3 | 15.5 | 2.17 | 17.8 | 777.4 | 0.15 | 218.4 | 41 | 259.4 | 476 | 34.4 | 4.83 | 33.2 | 1682.6 | 0.22 | 478.4 | 83.4 | 561.7 | 976.3 | 106 | 15.37 | 36.1 | 2319.5 | 0.49 | 983.7 | 105.4 | 1089.1 | 26.12 | 0 | 0.29 | 26.41 | 27.41 | 0 | 0.3 | 27.71 | 417410.6 | 108294.6 | 1699.7 | 4192.6 | 0 | 8066.2 | 46235.2 | 0 | 0 | 0 | 104129.3 | 0 | 159.1 | 3315.4 | 49011.4 | 88396.1 | 592.8 | 3318.3 | 0 | 0 | 104903.5 | 3391.1 | 0 | 0 | 1452.2 | 4331.7
1704 | 71 | Day71 | 23 | Hour23 | 3 | Spring | 2117 | #N/A | Spring | 395119.8 | 2024-03-12 23:00 | 389175.8 | 0 | 213 | 5731 | 395119.8 | 376477.8 | 287730.1 | 0.0326 | 0.0435 | 0.66 | 0.66 | 193.5 | 13.6 | 1.9 | 16.3 | 700.5 | 0.14 | 194.4 | 37.2 | 231.6 | 201.1 | 14 | 1.96 | 17 | 730.1 | 0.15 | 202.1 | 38.8 | 240.9 | 459 | 31.5 | 4.39 | 33.5 | 1676.8 | 0.21 | 461.1 | 83.5 | 544.7 | 662 | 50.7 | 7.15 | 43.8 | 2240.5 | 0.32 | 665.5 | 110.6 | 776.1 | 25.33 | 0 | 0.29 | 25.62 | 26.52 | 0 | 0.3 | 26.83 | 395119.8 | 107389.7 | 1874.5 | 4192.6 | 0 | 5667.1 | 39382.4 | 0 | 0 | 0 | 94481.4 | 0 | 159.1 | 3315.4 | 46921.4 | 88396.1 | 417.9 | 2922.2 | 0 | 0 | 103902 | 3487.7 | 0 | 0 | 1727.9 | 4563.8
1705 | 72 | Day72 | 0 | Hour0 | 3 | Spring | 73 | 472323.6 | Spring | 374575.1 | 2024-03-13 | 368396.6 | 197.9 | 370.7 | 5610 | 374575.1 | 356571.6 | 269156.7 | 0.0321 | 0.0412 | 0.67 | 0.67 | 187.6 | 13.3 | 1.85 | 15.9 | 677.6 | 0.14 | 188.5 | 36.1 | 224.6 | 194.7 | 13.7 | 1.92 | 16.5 | 704.7 | 0.14 | 195.7 | 37.6 | 233.2 | 452.2 | 30.7 | 4.27 | 33.5 | 1663.9 | 0.21 | 454.3 | 83.1 | 537.4 | 606.2 | 50.5 | 7.19 | 37.3 | 1922.2 | 0.32 | 609.6 | 94.6 | 704.3 | 22.94 | 0 | 0.28 | 23.22 | 23.98 | 0 | 0.3 | 24.28 | 374575.1 | 105418.4 | 1448.3 | 4192.6 | 0 | 4760.4 | 36563.2 | 0 | 0 | 0 | 86015.4 | 0 | 159.1 | 3315.4 | 44089.8 | 87038.9 | 235 | 1338.5 | 0 | 0 | 101932.6 | 3485.8 | 0 | 0 | 682.7 | 4775.1
1706 | 72 | Day72 | 1 | Hour1 | 3 | Spring | 2117 | #N/A | Spring | 363298.3 | 2024-03-13 01:00 | 353758.2 | 3452.6 | 637.3 | 5450.2 | 363298.3 | 342552.3 | 259305.1 | 0.0317 | 0.0394 | 0.67 | 0.67 | 186.2 | 13.1 | 1.83 | 15.9 | 674.4 | 0.14 | 187.1 | 36 | 223.1 | 193.5 | 13.6 | 1.9 | 16.5 | 701.7 | 0.14 | 194.4 | 37.5 | 231.9 | 459.2 | 31.4 | 4.38 | 33.8 | 1680.4 | 0.22 | 461.3 | 83.9 | 545.2 | 598.9 | 49.5 | 7.04 | 36.2 | 1909.8 | 0.29 | 602.3 | 93.2 | 695.5 | 21.9 | 0 | 0.29 | 22.2 | 22.94 | 0 | 0.3 | 23.23 | 363298.3 | 103993.2 | 1405.1 | 4192.6 | 0 | 4387.5 | 35079.8 | 0 | 0 | 0 | 83339.2 | 0 | 159.1 | 3315.4 | 39011.9 | 87033.9 | 130.6 | 1250.1 | 0 | 0 | 100336.3 | 3656.9 | 0 | 0 | 960.6 | 4775.1
1707 | 72 | Day72 | 2 | Hour2 | 3 | Spring | 2117 | #N/A | Spring | 356646 | 2024-03-13 02:00 | 346092.4 | 4452.9 | 849.1 | 5251.5 | 356645.9 | 335210.4 | 254005.9 | 0.0314 | 0.0384 | 0.67 | 0.67 | 188.8 | 13.3 | 1.86 | 16.1 | 684.1 | 0.14 | 189.7 | 36.5 | 226.3 | 196.3 | 13.8 | 1.93 | 16.8 | 712 | 0.15 | 197.3 | 38 | 235.3 | 459.3 | 31.1 | 4.34 | 34.1 | 1690.5 | 0.22 | 461.4 | 84.5 | 545.9 | 567 | 45.4 | 6.43 | 35.5 | 1866.5 | 0.27 | 570.1 | 91.2 | 661.4 | 21.79 | 0 | 0.29 | 22.09 | 22.82 | 0 | 0.29 | 23.11 | 356646 | 102640 | 138 | 4192.6 | 0 | 4760.4 | 34911 | 0 | 0 | 0 | 83071.7 | 0 | 122.5 | 3315.4 | 34968.7 | 87033.9 | 116.9 | 1374.6 | 0 | 0 | 98931.1 | 3708.9 | 0 | 0 | 0 | 4775.1
1708 | 72 | Day72 | 3 | Hour3 | 3 | Spring | 2117 | #N/A | Spring | 354159 | 2024-03-13 03:00 | 346314 | 2098.9 | 584.5 | 5161.5 | 354158.9 | 335434.8 | 253129.7 | 0.0314 | 0.0384 | 0.66 | 0.66 | 191.8 | 13.4 | 1.87 | 16.4 | 698.4 | 0.14 | 192.7 | 37.3 | 230 | 199 | 13.9 | 1.94 | 17.1 | 725.8 | 0.15 | 199.9 | 38.8 | 238.7 | 465.6 | 31.8 | 4.44 | 34.3 | 1705.1 | 0.22 | 467.7 | 85.1 | 552.9 | 649.4 | 59.2 | 8.47 | 34.2 | 1910.6 | 0.31 | 653.5 | 91.2 | 744.7 | 21.95 | 0 | 0.22 | 22.17 | 22.96 | 0 | 0.22 | 23.18 | 354159 | 101029.3 | 306.4 | 4192.6 | 0 | 4760.4 | 34838.1 | 0 | 0 | 0 | 84900.1 | 0 | 100.2 | 3315.4 | 33186.8 | 87033.9 | 116.9 | 378.7 | 0 | 0 | 97349.3 | 3680 | 0 | 0 | 0 | 4775.1
1709 | 72 | Day72 | 4 | Hour4 | 3 | Spring | 2117 | #N/A | Spring | 363978.5 | 2024-03-13 04:00 | 357906.6 | 0 | 244.8 | 5827.1 | 363978.5 | 346570.3 | 263823.7 | 0.0317 | 0.0397 | 0.64 | 0.64 | 203.3 | 14.3 | 1.99 | 17.1 | 738.2 | 0.15 | 204.3 | 39.2 | 243.5 | 210.5 | 14.7 | 2.06 | 17.8 | 765 | 0.15 | 211.5 | 40.6 | 252.1 | 480.1 | 34 | 4.75 | 34.3 | 1722.2 | 0.23 | 482.4 | 85.7 | 568.1 | 590.2 | 44.9 | 6.33 | 39.1 | 2015.4 | 0.28 | 593.2 | 99.2 | 692.4 | 23.12 | 0 | 0.27 | 23.39 | 24.14 | 0 | 0.28 | 24.42 | 363978.5 | 100154.8 | 144.9 | 4192.6 | 0 | 5947.5 | 38173 | 0 | 0 | 0 | 92019.4 | 0 | 132.7 | 3315.4 | 32712.6 | 87033.9 | 116.9 | 34.7 | 0 | 0 | 96574.5 | 3580.4 | 0 | 0 | 304.4 | 4584.3
1710 | 72 | Day72 | 5 | Hour5 | 3 | Spring | 2117 | #N/A | Spring | 387960.4 | 2024-03-13 05:00 | 381583 | 0 | 213 | 6164.3 | 387960.4 | 369264.9 | 288670.3 | 0.0323 | 0.0424 | 0.61 | 0.61 | 227.2 | 16.5 | 2.32 | 18.2 | 805.4 | 0.16 | 228.3 | 42.3 | 270.6 | 235.4 | 17.1 | 2.4 | 18.9 | 835 | 0.16 | 236.6 | 43.8 | 280.4 | 499.1 | 37.6 | 5.29 | 33.5 | 1718.4 | 0.24 | 501.7 | 84.7 | 586.4 | 602.5 | 44.9 | 6.32 | 40.7 | 2087.3 | 0.28 | 605.6 | 103 | 708.6 | 26.11 | 0 | 0.26 | 26.37 | 27.31 | 0 | 0.27 | 27.58 | 387960.4 | 99290.1 | 82.6 | 4192.6 | 0 | 7590.6 | 47774.7 | 0 | 0 | 30.1 | 103184.3 | 0 | 159.1 | 3315.4 | 33780.1 | 88396.1 | 194.8 | 0 | 0 | 68.7 | 95717.2 | 3474.1 | 0 | 0 | 63.6 | 7153.3
1711 | 72 | Day72 | 6 | Hour6 | 3 | Spring | 2117 | #N/A | Spring | 419426.1 | 2024-03-13 06:00 | 413828.9 | 0 | 0 | 5597.2 | 419426.1 | 400081.2 | 312284.9 | 0.0332 | 0.046 | 0.59 | 0.59 | 249.4 | 19.2 | 2.7 | 18.6 | 850.8 | 0.16 | 250.7 | 44 | 294.7 | 258.9 | 19.9 | 2.8 | 19.4 | 884.4 | 0.17 | 260.3 | 45.8 | 306.1 | 401.7 | 26.9 | 3.74 | 30 | 1486.8 | 0.19 | 403.5 | 74.4 | 477.9 | 644 | 45.3 | 6.34 | 46.2 | 2306.7 | 0.31 | 647.1 | 115 | 762.1 | 27.44 | 0 | 0.22 | 27.65 | 28.78 | 0 | 0.23 | 29.01 | 419426.1 | 107141.2 | 2179.1 | 4196.6 | 0 | 7193.3 | 61035.9 | 0 | 0 | 2956.8 | 110618.8 | 0 | 159.1 | 3315.4 | 34869.8 | 88396.1 | 125.6 | 195.1 | 0 | 7104 | 93742 | 3338.4 | 182.4 | 1891.8 | 1334.1 | 7888.4
1712 | 72 | Day72 | 7 | Hour7 | 3 | Spring | 2117 | #N/A | Spring | 441618 | 2024-03-13 07:00 | 436936.7 | 0 | 0 | 4681.3 | 441618 | 422108.7 | 307535.5 | 0.0339 | 0.0485 | 0.64 | 0.63 | 222 | 17.1 | 2.41 | 16.7 | 757 | 0.15 | 223.2 | 39.3 | 262.5 | 230.6 | 17.7 | 2.5 | 17.4 | 787.4 | 0.15 | 231.8 | 40.9 | 272.7 | 306.8 | 19.6 | 2.71 | 23.7 | 1167.2 | 0.14 | 308.2 | 58.6 | 366.7 | 1036.3 | 115.8 | 16.81 | 35.2 | 2371.9 | 0.51 | 1044.3 | 106 | 1150.3 | 26.98 | 0 | 0.22 | 27.2 | 28.36 | 0 | 0.24 | 28.6 | 441618 | 134082.5 | 3384 | 4196.6 | 0 | 7537.8 | 57388.4 | 0 | 0 | 7558.4 | 103566.2 | 0 | 95.5 | 3315.4 | 39561.2 | 88396.1 | 90.1 | 4.1 | 0 | 32659.1 | 90746.7 | 3118.2 | 2573.4 | 0 | 122.1 | 8258.9
1713 | 72 | Day72 | 8 | Hour8 | 3 | Spring | 2117 | #N/A | Spring | 453170.4 | 2024-03-13 08:00 | 446485.9 | 1613 | 217.1 | 4854.4 | 453170.5 | 431208.2 | 296146.4 | 0.0342 | 0.0495 | 0.68 | 0.68 | 192.2 | 14.5 | 2.04 | 15 | 666 | 0.13 | 193.2 | 34.9 | 228.1 | 200 | 15 | 2.11 | 15.6 | 694.2 | 0.14 | 201.1 | 36.3 | 237.4 | 199.3 | 10.6 | 1.43 | 17.4 | 826.5 | 0.09 | 200 | 42 | 242 | 826.6 | 87.5 | 12.66 | 33.2 | 2047.1 | 0.42 | 832.6 | 94.3 | 926.9 | 24.23 | 0 | 0.22 | 24.46 | 25.6 | 0 | 0.24 | 25.83 | 453170.4 | 157024 | 2957.9 | 4196.6 | 0 | 8374.7 | 49397.7 | 0 | 0 | 9732.7 | 96014.2 | 0 | 95.5 | 3315.4 | 42313.4 | 88338.3 | 90.1 | 1052.7 | 0 | 66195.6 | 78260.3 | 2835.4 | 6397.8 | 0 | 913.6 | 7888.4
1714 | 72 | Day72 | 9 | Hour9 | 3 | Spring | 2117 | #N/A | Spring | 460418 | 2024-03-13 09:00 | 454706.8 | 1201.6 | 4.1 | 4505.4 | 460418 | 439028.3 | 285341.8 | 0.0345 | 0.0503 | 0.69 | 0.69 | 183.9 | 13.7 | 1.92 | 14.5 | 643.5 | 0.13 | 184.8 | 33.8 | 218.6 | 191 | 14.2 | 1.99 | 15.1 | 668.9 | 0.13 | 192 | 35.1 | 227.1 | 148.3 | 6.8 | 0.89 | 13.9 | 649.6 | 0.07 | 148.8 | 33.3 | 182.1 | 682.9 | 52.8 | 7.45 | 44.7 | 2306.9 | 0.33 | 686.5 | 113.6 | 800.1 | 24.54 | 0 | 0.22 | 24.76 | 25.91 | 0 | 0.23 | 26.14 | 460418 | 175076.2 | 789.1 | 4196.6 | 0 | 8374.7 | 47266.7 | 0 | 407.3 | 14093 | 95886.8 | 0 | 95.5 | 3315.4 | 37587.3 | 87739.6 | 90.1 | 0 | 0 | 97902.4 | 60006.1 | 2667.4 | 8540.4 | 0 | 56.9 | 8258.9
1715 | 72 | Day72 | 10 | Hour10 | 3 | Spring | 2117 | #N/A | Spring | 465541.6 | 2024-03-13 10:00 | 459346.2 | 1359 | 38.8 | 4797.7 | 465541.6 | 443434.4 | 279348.9 | 0.0346 | 0.0509 | 0.69 | 0.69 | 182.9 | 13.7 | 1.93 | 14.4 | 636.3 | 0.13 | 183.9 | 33.4 | 217.2 | 190.4 | 14.2 | 2 | 15 | 662.4 | 0.13 | 191.4 | 34.7 | 226.1 | 109.8 | 5 | 0.65 | 10.4 | 482.5 | 0.05 | 110.2 | 24.7 | 134.9 | 433 | 8.4 | 0.86 | 50.9 | 2254.8 | 0.19 | 433.5 | 118.2 | 551.7 | 24.36 | 0 | 0.28 | 24.64 | 25.73 | 0 | 0.3 | 26.02 | 465541.6 | 186192.7 | 81.8 | 4196.6 | 0 | 8370.1 | 48030 | 0 | 796.1 | 15940.6 | 94847.9 | 0 | 95.5 | 3315.4 | 31925.4 | 88396.1 | 90.1 | 0 | 0 | 120413.4 | 46570 | 2472.6 | 12586.3 | 0 | 456.6 | 8258.9
1716 | 72 | Day72 | 11 | Hour11 | 3 | Spring | 2117 | #N/A | Spring | 469469 | 2024-03-13 11:00 | 459941.9 | 3535.9 | 1378.8 | 4612.4 | 469468.9 | 444005.7 | 279509.1 | 0.0346 | 0.0509 | 0.69 | 0.69 | 183.2 | 13.7 | 1.93 | 14.4 | 637.2 | 0.13 | 184.2 | 33.4 | 217.6 | 192 | 14.4 | 2.03 | 15 | 667.4 | 0.13 | 193 | 35 | 228 | 95.1 | 4.3 | 0.56 | 9 | 418.5 | 0.04 | 95.4 | 21.5 | 116.8 | 439.3 | 12.6 | 1.49 | 48 | 2161.1 | 0.19 | 440.1 | 112.4 | 552.6 | 24.48 | 0 | 0.28 | 24.76 | 25.88 | 0 | 0.3 | 26.17 | 469469 | 189959.9 | 76.4 | 4196.6 | 0 | 8370.1 | 48528.4 | 0 | 868.4 | 16722.3 | 95696.4 | 0 | 95.5 | 3315.4 | 30744 | 88396.1 | 90.1 | 0 | 0 | 126359.3 | 43610.5 | 2399.4 | 14568.8 | 109.8 | 239.5 | 8258.9
1717 | 72 | Day72 | 12 | Hour12 | 3 | Spring | 2117 | #N/A | Spring | 469328.5 | 2024-03-13 12:00 | 459568.4 | 3748.1 | 1374.6 | 4637.4 | 469328.5 | 443656.2 | 277186.4 | 0.0346 | 0.0508 | 0.69 | 0.69 | 181.6 | 13.6 | 1.91 | 14.3 | 632.3 | 0.13 | 182.5 | 33.2 | 215.7 | 190.4 | 14.2 | 2 | 14.9 | 662.4 | 0.13 | 191.4 | 34.7 | 226.1 | 89.9 | 3.9 | 0.5 | 8.7 | 401.2 | 0.04 | 90.1 | 20.6 | 110.8 | 582.3 | 38.6 | 5.36 | 43.8 | 2171 | 0.27 | 584.9 | 108.5 | 693.5 | 24.55 | 0 | 0.28 | 24.84 | 25.96 | 0 | 0.29 | 26.25 | 469328.5 | 192142.1 | 120.5 | 4196.6 | 0 | 8370.1 | 47986.5 | 0 | 896.3 | 17681.1 | 95158.8 | 0 | 95.5 | 3315.4 | 29456.7 | 88396.1 | 90.1 | 0 | 0 | 126823.3 | 44268.5 | 2472.9 | 15240.9 | 257.4 | 0 | 8258.9
1718 | 72 | Day72 | 13 | Hour13 | 3 | Spring | 2117 | #N/A | Spring | 466863.4 | 2024-03-13 13:00 | 458468.2 | 2339.5 | 1374.6 | 4681.1 | 466863.4 | 442619.9 | 273812 | 0.0346 | 0.0507 | 0.7 | 0.7 | 178.4 | 13.2 | 1.86 | 14.2 | 624.7 | 0.12 | 179.3 | 32.8 | 212.1 | 186.5 | 13.8 | 1.95 | 14.8 | 652.7 | 0.13 | 187.5 | 34.3 | 221.8 | 89.5 | 3.9 | 0.52 | 8.5 | 396.1 | 0.04 | 89.7 | 20.3 | 110.1 | 427.3 | 8.1 | 0.81 | 50.5 | 2234.2 | 0.19 | 427.7 | 117.1 | 544.8 | 24.38 | 0 | 0.28 | 24.67 | 25.75 | 0 | 0.29 | 26.04 | 466863.4 | 193051.4 | 307.1 | 4196.6 | 0 | 7997.2 | 46409 | 0 | 882 | 17961.3 | 94376.4 | 0 | 95.5 | 3315.4 | 28628.6 | 88396.1 | 90.1 | 0 | 0 | 126390.5 | 45006 | 2811.6 | 15105.7 | 261.6 | 116.1 | 7679.9
1719 | 72 | Day72 | 14 | Hour14 | 3 | Spring | 2117 | #N/A | Spring | 463871 | 2024-03-13 14:00 | 456387.2 | 1327.1 | 1378.8 | 4778 | 463871 | 440650.6 | 270444.7 | 0.0345 | 0.0504 | 0.7 | 0.7 | 175.5 | 12.9 | 1.82 | 14.1 | 617.2 | 0.12 | 176.4 | 32.5 | 208.8 | 183 | 13.5 | 1.89 | 14.6 | 643.4 | 0.13 | 183.9 | 33.9 | 217.7 | 93.9 | 4.3 | 0.56 | 8.8 | 411.6 | 0.04 | 94.1 | 21.1 | 115.2 | 858.1 | 90.8 | 13.14 | 34.4 | 2125.6 | 0.44 | 864.4 | 97.9 | 962.3 | 24.15 | 0 | 0.28 | 24.43 | 25.51 | 0 | 0.29 | 25.8 | 463871 | 193426.4 | 0 | 4196.6 | 0 | 8359.8 | 44977.6 | 0 | 870.3 | 17441.5 | 93390.4 | 0 | 95.5 | 3315.4 | 27729.1 | 88290.2 | 90.1 | 0 | 0 | 124963.4 | 46994.4 | 3156.7 | 14547.8 | 213 | 25.3 | 8258.9
1720 | 72 | Day72 | 15 | Hour15 | 3 | Spring | 2117 | #N/A | Spring | 463700 | 2024-03-13 15:00 | 455176.4 | 2371.2 | 1378.8 | 4773.6 | 463700 | 439509 | 273871.1 | 0.0344 | 0.0502 | 0.69 | 0.69 | 179.6 | 13.2 | 1.85 | 14.4 | 633.9 | 0.12 | 180.5 | 33.3 | 213.8 | 187.6 | 13.7 | 1.93 | 15 | 662.2 | 0.13 | 188.5 | 34.8 | 223.3 | 86.5 | 3.8 | 0.5 | 8.2 | 382.9 | 0.04 | 86.8 | 19.7 | 106.4 | 538.9 | 30.4 | 4.14 | 45.3 | 2176.7 | 0.25 | 540.9 | 110.2 | 651.1 | 24.54 | 0 | 0.28 | 24.82 | 25.93 | 0 | 0.29 | 26.23 | 463700 | 189828.9 | 139.3 | 4196.6 | 0 | 8370.1 | 45660.1 | 0 | 878.4 | 15813.4 | 96491.7 | 0 | 95.5 | 3315.4 | 27095.9 | 88396.1 | 90.1 | 20.3 | 0 | 120019.2 | 49550 | 3567.9 | 13385.4 | 213 | 0 | 8254.3
1721 | 72 | Day72 | 16 | Hour16 | 3 | Spring | 2117 | #N/A | Spring | 467124.6 | 2024-03-13 16:00 | 456451.1 | 4357.4 | 1378.8 | 4937.4 | 467124.6 | 440729.5 | 288777.6 | 0.0344 | 0.0503 | 0.66 | 0.66 | 202.8 | 15.3 | 2.16 | 15.6 | 698.9 | 0.14 | 203.8 | 36.4 | 240.2 | 212.7 | 16.1 | 2.27 | 16.3 | 733.1 | 0.14 | 213.8 | 38.2 | 252 | 91.4 | 3.2 | 0.4 | 9.5 | 430.6 | 0.04 | 91.6 | 22.3 | 113.9 | 774.7 | 76.3 | 11 | 36.5 | 2086.1 | 0.4 | 779.9 | 98.7 | 878.7 | 25.27 | 0 | 0.28 | 25.55 | 26.72 | 0 | 0.29 | 27.01 | 467124.6 | 178347 | 0 | 4255.8 | 0 | 8007.5 | 54204.7 | 0 | 891.2 | 14719.5 | 102754.6 | 0 | 159.1 | 3315.4 | 27543.3 | 88206.2 | 331 | 0 | 0 | 106990.1 | 51815.4 | 3930.7 | 11995.4 | 368.6 | 71.2 | 8256.6
1722 | 72 | Day72 | 17 | Hour17 | 3 | Spring | 2117 | #N/A | Spring | 466595.6 | 2024-03-13 17:00 | 459182 | 1037.1 | 1374.6 | 5001.9 | 466595.6 | 443328.6 | 321668.3 | 0.0345 | 0.0506 | 0.61 | 0.61 | 236.6 | 18.2 | 2.57 | 17.5 | 802.5 | 0.15 | 237.8 | 41.5 | 279.4 | 247.9 | 19 | 2.69 | 18.5 | 842.7 | 0.16 | 249.2 | 43.6 | 292.8 | 217.2 | 13 | 1.79 | 17.6 | 852.3 | 0.1 | 218.1 | 43 | 261.1 | 734.2 | 63 | 8.97 | 42.2 | 2283.9 | 0.35 | 738.5 | 110.3 | 848.9 | 28.03 | 0 | 0.28 | 28.31 | 29.59 | 0 | 0.29 | 29.89 | 466595.6 | 144927.4 | 274.9 | 4255.8 | 0 | 8001.8 | 64705 | 0 | 873.5 | 9128.9 | 114271.2 | 0 | 159.1 | 3315.4 | 35104 | 88396.1 | 685.2 | 2499.8 | 0 | 78998.9 | 51689.4 | 4236.6 | 9783.9 | 3019.1 | 1344.4 | 7888.4
1723 | 72 | Day72 | 18 | Hour18 | 3 | Spring | 2117 | #N/A | Spring | 466297.2 | 2024-03-13 18:00 | 462512 | 0 | 0 | 3785.3 | 466297.2 | 446489.3 | 351498.2 | 0.0346 | 0.051 | 0.57 | 0.57 | 259.7 | 19.7 | 2.78 | 19.4 | 891.3 | 0.16 | 261.1 | 46 | 307 | 273.1 | 20.6 | 2.9 | 20.6 | 941.8 | 0.17 | 274.5 | 48.7 | 323.2 | 361.8 | 23.2 | 3.25 | 28.4 | 1334.9 | 0.2 | 363.3 | 68.3 | 431.6 | 473 | 15.3 | 1.89 | 50.3 | 2259.2 | 0.22 | 474 | 117.7 | 591.6 | 30.9 | 0 | 0.28 | 31.17 | 32.56 | 0 | 0.29 | 32.85 | 466297.2 | 114799 | 2867.8 | 4255.8 | 0 | 8374.7 | 69698.4 | 0 | 759.7 | 7086.8 | 127355.2 | 0 | 1136.3 | 3315.4 | 38086.1 | 88396.1 | 677 | 7335.3 | 0 | 44582.2 | 58137.8 | 4232.5 | 6144.2 | 6297.5 | 3468.5 | 8258.9
1724 | 72 | Day72 | 19 | Hour19 | 3 | Spring | 2117 | #N/A | Spring | 472323.6 | 2024-03-13 19:00 | 469069.6 | 0 | 0 | 3254 | 472323.5 | 452709.3 | 389634.3 | 0.0349 | 0.0517 | 0.54 | 0.53 | 285.2 | 21.4 | 3.03 | 21.3 | 975.5 | 0.18 | 286.6 | 50.5 | 337.1 | 300.4 | 22.4 | 3.17 | 22.7 | 1031.7 | 0.19 | 301.9 | 53.5 | 355.4 | 407.8 | 24.5 | 3.46 | 34.2 | 1509.8 | 0.25 | 409.5 | 79.2 | 488.7 | 625.2 | 13.2 | 1.41 | 72.8 | 3211.7 | 0.28 | 625.9 | 168.6 | 794.5 | 52.14 | 0 | 0.15 | 52.28 | 54.99 | 0 | 0.15 | 55.14 | 472323.6 | 82689.3 | 4352.8 | 4255.8 | 0 | 8374.7 | 75745.6 | 0 | 275.7 | 1923.2 | 137155.2 | 0 | 3309.3 | 3315.4 | 52966.9 | 88396.1 | 2500.8 | 9261.6 | 0 | 10190.8 | 66003.9 | 4295.7 | 4845.6 | 4489.1 | 3634.2 | 8258.9
1725 | 72 | Day72 | 20 | Hour20 | 3 | Spring | 2117 | #N/A | Spring | 470542.8 | 2024-03-13 20:00 | 466684.4 | 0 | 0 | 3858.3 | 470542.8 | 450438.1 | 391414 | 0.0348 | 0.0515 | 0.55 | 0.54 | 275.5 | 20.9 | 2.94 | 20.4 | 945 | 0.17 | 276.9 | 48.6 | 325.5 | 290.5 | 21.9 | 3.08 | 21.7 | 1001.5 | 0.18 | 292 | 51.6 | 343.6 | 394.5 | 24.2 | 3.37 | 31.9 | 1496.3 | 0.21 | 396.1 | 76.6 | 472.7 | 456.2 | 9.1 | 0.95 | 53.6 | 2356.7 | 0.21 | 456.7 | 123.9 | 580.6 | 31.89 | 0 | 0.28 | 32.17 | 33.62 | 0 | 0.3 | 33.92 | 470542.8 | 79128.8 | 9119 | 4257.5 | 0 | 8374.7 | 74329.7 | 0 | 0 | 0.1 | 135785 | 0 | 1399.8 | 3315.4 | 57506.7 | 88396.1 | 712 | 8218 | 0 | 0.2 | 74750.3 | 4378.2 | 621.5 | 182.1 | 2555.2 | 8158.1
1726 | 72 | Day72 | 21 | Hour21 | 3 | Spring | 2117 | #N/A | Spring | 452846.9 | 2024-03-13 21:00 | 448724.3 | 0 | 0 | 4122.6 | 452846.9 | 433342 | 368182.3 | 0.0343 | 0.0497 | 0.55 | 0.55 | 272.7 | 20.8 | 2.94 | 20.1 | 931.1 | 0.17 | 274.1 | 47.9 | 322.1 | 284.3 | 21.7 | 3.06 | 21 | 971.2 | 0.18 | 285.8 | 50 | 335.8 | 394.1 | 26 | 3.61 | 29.7 | 1471.6 | 0.18 | 395.9 | 73.6 | 469.5 | 744.8 | 61.5 | 8.74 | 45.1 | 2378.8 | 0.36 | 749 | 116.1 | 865.1 | 29.28 | 0 | 0.28 | 29.56 | 30.82 | 0 | 0.3 | 31.11 | 452846.9 | 84664.5 | 4201.1 | 4257.5 | 0 | 8374.7 | 71736.2 | 0 | 0 | 0 | 129733 | 0 | 159.1 | 3315.4 | 53995.1 | 88396.1 | 667.4 | 3346.8 | 0 | 0 | 80267.8 | 4396.7 | 0 | 12.7 | 2725.6 | 8119.9
1727 | 72 | Day72 | 22 | Hour22 | 3 | Spring | 2117 | #N/A | Spring | 428377.4 | 2024-03-13 22:00 | 424081.7 | 0 | 0 | 4295.7 | 428377.4 | 409821.5 | 340933.3 | 0.0336 | 0.0473 | 0.58 | 0.58 | 249 | 18.4 | 2.59 | 19.2 | 869.7 | 0.16 | 250.2 | 45.2 | 295.4 | 258.8 | 19.1 | 2.69 | 20 | 905.3 | 0.17 | 260.1 | 47.1 | 307.2 | 424.1 | 26.8 | 3.7 | 33.1 | 1622.6 | 0.2 | 426 | 81.5 | 507.4 | 884.1 | 96.4 | 13.98 | 32.3 | 2087 | 0.44 | 890.8 | 94.7 | 985.5 | 28.09 | 0 | 0.28 | 28.38 | 29.49 | 0 | 0.3 | 29.79 | 428377.4 | 87444.1 | 4248.9 | 4257.5 | 0 | 8374.7 | 59039.7 | 0 | 0 | 0 | 119637.5 | 0 | 159.1 | 3315.4 | 50511.5 | 88396.1 | 581.2 | 2411.7 | 0 | 0 | 83055.5 | 4388.6 | 0 | 100.4 | 3710.2 | 7270
1728 | 72 | Day72 | 23 | Hour23 | 3 | Spring | 2117 | #N/A | Spring | 401346.6 | 2024-03-13 23:00 | 396509.5 | 0 | 0 | 4837.1 | 401346.6 | 383457.2 | 310546.3 | 0.0329 | 0.0445 | 0.62 | 0.62 | 219.2 | 15.5 | 2.16 | 18 | 791 | 0.15 | 220.2 | 41.6 | 261.9 | 227.4 | 16 | 2.24 | 18.7 | 821.9 | 0.16 | 228.5 | 43.3 | 271.8 | 472.4 | 33.7 | 4.72 | 33.4 | 1685.1 | 0.22 | 474.7 | 83.6 | 558.3 | 585.8 | 37.2 | 5.16 | 45.6 | 2221.9 | 0.28 | 588.3 | 111.9 | 700.2 | 26 | 0 | 0.28 | 26.29 | 27.22 | 0 | 0.3 | 27.52 | 401346.6 | 90800.4 | 2626 | 4198.3 | 0 | 8265 | 45655.2 | 0 | 0 | 0 | 107358.9 | 0 | 159.1 | 3315.4 | 48857.6 | 88396.1 | 340.1 | 1374.6 | 0 | 0 | 86428.9 | 4371.4 | 0 | 0 | 3512.6 | 5316.6
1729 | 73 | Day73 | 0 | Hour0 | 3 | Spring | 67 | 480002.2 | Spring | 379331.2 | 2024-03-14 | 373066.5 | 618.1 | 1182.3 | 4464.2 | 379331.2 | 361017.4 | 287530.4 | 0.0323 | 0.0419 | 0.63 | 0.63 | 210.4 | 14.7 | 2.06 | 17.6 | 764.2 | 0.15 | 211.4 | 40.4 | 251.8 | 218.8 | 15.3 | 2.14 | 18.3 | 795.1 | 0.15 | 219.8 | 42 | 261.9 | 451.3 | 31.8 | 4.45 | 32.3 | 1621.6 | 0.21 | 453.5 | 80.7 | 534.2 | 746.8 | 74.8 | 10.78 | 33.9 | 1984.1 | 0.38 | 752 | 93.2 | 845.1 | 23.71 | 0 | 0.3 | 24.01 | 24.78 | 0 | 0.29 | 25.08 | 379331.2 | 91800.8 | 15.2 | 4198.3 | 0 | 5518.9 | 40901.5 | 0 | 0 | 0 | 98790.5 | 0 | 108.5 | 3315.4 | 44652.5 | 87431 | 197.1 | 2401.4 | 0 | 0 | 87471.5 | 4329.3 | 0 | 3.9 | 967.4 | 4775.1
1730 | 73 | Day73 | 1 | Hour1 | 3 | Spring | 2117 | #N/A | Spring | 367380 | 2024-03-14 01:00 | 357404.4 | 3184.2 | 2552.3 | 4239.2 | 367380.1 | 346031.7 | 277495.4 | 0.0318 | 0.04 | 0.63 | 0.62 | 212.9 | 15 | 2.09 | 17.8 | 771.4 | 0.15 | 213.9 | 40.8 | 254.8 | 221.8 | 15.6 | 2.19 | 18.5 | 802.5 | 0.16 | 222.9 | 42.5 | 265.4 | 451.7 | 31.7 | 4.44 | 32.5 | 1627.3 | 0.21 | 453.9 | 81 | 534.9 | 385.7 | 8.2 | 0.86 | 45.5 | 1990.6 | 0.19 | 386.2 | 104.9 | 491.1 | 23.43 | 0 | 0.3 | 23.73 | 24.48 | 0 | 0.29 | 24.77 | 367380 | 89884.6 | 0 | 4198.3 | 0 | 5538.9 | 40309.9 | 0 | 0 | 0 | 96294.7 | 0 | 95.5 | 3315.4 | 38568.4 | 87035.1 | 197.1 | 1942.2 | 0 | 0 | 85699.1 | 4185.6 | 0 | 0 | 83.2 | 4990.4
1731 | 73 | Day73 | 2 | Hour2 | 3 | Spring | 2117 | #N/A | Spring | 358679.8 | 2024-03-14 02:00 | 346300.8 | 4540.7 | 3802.1 | 4036.3 | 358679.9 | 335391.2 | 272442.7 | 0.0315 | 0.0386 | 0.62 | 0.62 | 218.6 | 15.4 | 2.15 | 18.3 | 791.5 | 0.15 | 219.7 | 41.9 | 261.5 | 228.3 | 16.2 | 2.26 | 18.9 | 823.2 | 0.16 | 229.4 | 43.5 | 272.9 | 449.8 | 31 | 4.32 | 32.8 | 1639.2 | 0.21 | 451.9 | 81.8 | 533.7 | 696.4 | 63.8 | 9.14 | 37.1 | 2038 | 0.35 | 700.8 | 97.9 | 798.6 | 23.43 | 0 | 0.31 | 23.74 | 24.42 | 0 | 0.29 | 24.7 | 358679.8 | 86237.2 | 109.7 | 4198.3 | 0 | 5544.3 | 40475.3 | 0 | 0 | 0 | 96347.1 | 0 | 95.5 | 3315.4 | 34076.5 | 87190.7 | 197.1 | 892.6 | 0 | 0 | 82076.8 | 4160.4 | 0 | 0 | 0 | 5729.8
1732 | 73 | Day73 | 3 | Hour3 | 3 | Spring | 2117 | #N/A | Spring | 353640.4 | 2024-03-14 03:00 | 343198.2 | 3893.1 | 2572 | 3977.2 | 353640.4 | 332423.8 | 270962.4 | 0.0314 | 0.0381 | 0.61 | 0.61 | 223.7 | 15.8 | 2.2 | 18.6 | 809.4 | 0.16 | 224.8 | 42.8 | 267.6 | 233.3 | 16.5 | 2.31 | 19.4 | 841.9 | 0.16 | 234.5 | 44.5 | 278.9 | 458.3 | 31.6 | 4.41 | 33.4 | 1669.3 | 0.22 | 460.4 | 83.2 | 543.6 | 464 | 20.6 | 2.71 | 44.8 | 2052.4 | 0.23 | 465.3 | 106 | 571.4 | 23.49 | 0 | 0.31 | 23.8 | 24.48 | 0 | 0.28 | 24.76 | 353640.4 | 82678 | 29.6 | 4196.6 | 0 | 5716.5 | 40905.1 | 0 | 0 | 0 | 97069.4 | 0 | 95.5 | 3315.4 | 31476.3 | 87386.8 | 197.1 | 574.1 | 0 | 0 | 78569.3 | 4108.7 | 0 | 0 | 0 | 5728.6
1733 | 73 | Day73 | 4 | Hour4 | 3 | Spring | 2117 | #N/A | Spring | 358035 | 2024-03-14 04:00 | 351791.2 | 622.9 | 1130.5 | 4490.4 | 358035 | 340694.5 | 277893.7 | 0.0315 | 0.039 | 0.59 | 0.59 | 233.9 | 16.7 | 2.33 | 19.2 | 839.7 | 0.16 | 235 | 44.2 | 279.2 | 242.4 | 17.3 | 2.42 | 19.8 | 869.9 | 0.17 | 243.6 | 45.8 | 289.4 | 478.3 | 34.4 | 4.82 | 33.6 | 1697.4 | 0.23 | 480.6 | 84.3 | 564.9 | 458.4 | 20.6 | 2.71 | 44.1 | 2021.5 | 0.22 | 459.8 | 104.4 | 564.2 | 24.59 | 0 | 0.26 | 24.86 | 25.64 | 0 | 0.28 | 25.91 | 358035 | 80141.3 | 4.9 | 4196.6 | 0 | 5716.5 | 44058.6 | 0 | 0 | 0 | 100793.7 | 0 | 95.5 | 3315.4 | 31432.3 | 87299.4 | 197.1 | 783.7 | 0 | 0 | 75853.6 | 4287.6 | 0 | 0 | 250.7 | 5728.6
1734 | 73 | Day73 | 5 | Hour5 | 3 | Spring | 2117 | #N/A | Spring | 377827.9 | 2024-03-14 05:00 | 373100 | 31.9 | 0 | 4696 | 377827.9 | 361153.8 | 298676.8 | 0.032 | 0.0414 | 0.57 | 0.57 | 250.8 | 18.3 | 2.56 | 19.9 | 887.8 | 0.17 | 252.1 | 46.4 | 298.5 | 259.6 | 18.9 | 2.65 | 20.6 | 918.6 | 0.17 | 260.8 | 48 | 308.8 | 502.9 | 38.1 | 5.37 | 33.5 | 1722.9 | 0.24 | 505.5 | 84.9 | 590.4 | 635.7 | 49.7 | 7.01 | 40.9 | 2131.3 | 0.3 | 639.1 | 104.5 | 743.6 | 26.8 | 0 | 0.26 | 27.06 | 27.96 | 0 | 0.27 | 28.23 | 377827.9 | 79151.1 | 0 | 4196.6 | 0 | 7478.6 | 51351.6 | 0 | 0 | 1.2 | 110182.7 | 0 | 95.5 | 3315.4 | 33463.1 | 88396.1 | 197.1 | 0 | 0 | 2.5 | 74821.2 | 4326.2 | 0 | 0 | 11.4 | 5824.1
1735 | 73 | Day73 | 6 | Hour6 | 3 | Spring | 2117 | #N/A | Spring | 408168.6 | 2024-03-14 06:00 | 403783.8 | 0 | 0 | 4384.8 | 408168.6 | 390524.5 | 323130.5 | 0.0328 | 0.0447 | 0.56 | 0.55 | 268.3 | 20.3 | 2.85 | 20.3 | 925.9 | 0.17 | 269.7 | 47.9 | 317.6 | 278.5 | 21 | 2.96 | 21 | 960.9 | 0.18 | 279.9 | 49.7 | 329.6 | 448 | 32.1 | 4.49 | 31.5 | 1593.8 | 0.21 | 450.2 | 79.1 | 529.3 | 927.2 | 97.4 | 14.09 | 37.2 | 2307.3 | 0.46 | 934 | 106.1 | 1040.1 | 27.82 | 0 | 0.26 | 28.08 | 29.13 | 0 | 0.28 | 29.41 | 408168.6 | 85038.1 | 1317.4 | 4196.6 | 0 | 7989.8 | 62399.9 | 0 | 0 | 1020.1 | 118861.4 | 0 | 159.1 | 3315.4 | 35837.1 | 88396.1 | 209.4 | 448.3 | 0 | 3380 | 76245 | 4393 | 7.3 | 0 | 117.6 | 7794.5
1736 | 73 | Day73 | 7 | Hour7 | 3 | Spring | 2117 | #N/A | Spring | 429710.9 | 2024-03-14 07:00 | 425892.5 | 0 | 0 | 3818.4 | 429710.9 | 411629.4 | 317761.7 | 0.0335 | 0.0471 | 0.6 | 0.6 | 241.9 | 18.3 | 2.58 | 18.3 | 833.7 | 0.16 | 243.2 | 43.2 | 286.4 | 251.6 | 19 | 2.68 | 19.1 | 866.9 | 0.16 | 252.9 | 45 | 297.8 | 239.8 | 13.6 | 1.86 | 20.1 | 965.3 | 0.11 | 240.7 | 48.9 | 289.6 | 716.2 | 63.2 | 9.04 | 39.7 | 2158.8 | 0.35 | 720.6 | 104.1 | 824.7 | 27.33 | 0 | 0.27 | 27.6 | 28.68 | 0 | 0.29 | 28.97 | 429710.9 | 111949.2 | 1946 | 4196.6 | 0 | 8374.7 | 59382.2 | 0 | 0 | 4261.7 | 112290.6 | 0 | 159.1 | 3315.4 | 38322.4 | 88396.1 | 247.3 | 1131.3 | 0 | 26237.1 | 77063.3 | 4387 | 869.1 | 0 | 35 | 8258.9
1737 | 73 | Day73 | 8 | Hour8 | 3 | Spring | 2117 | #N/A | Spring | 442115.4 | 2024-03-14 08:00 | 437039 | 479.7 | 0 | 4596.6 | 442115.4 | 422241.8 | 296301.8 | 0.0339 | 0.0484 | 0.66 | 0.66 | 193.1 | 13.6 | 1.91 | 15.9 | 697.1 | 0.13 | 194 | 36.7 | 230.8 | 200.8 | 14.2 | 1.98 | 16.6 | 725.4 | 0.14 | 201.7 | 38.2 | 239.9 | 123.4 | 5.7 | 0.75 | 11.5 | 539.1 | 0.06 | 123.8 | 27.6 | 151.5 | 414 | 8.3 | 0.87 | 48.6 | 2136.7 | 0.19 | 414.5 | 112.4 | 526.8 | 25.81 | 0 | 0.28 | 26.09 | 27.13 | 0 | 0.29 | 27.42 | 442115.4 | 145813.6 | 1667.1 | 4196.6 | 0 | 8374.7 | 44316.6 | 0 | 0 | 8025.5 | 104214 | 0 | 159.1 | 3315.4 | 39525.6 | 88396.1 | 208.2 | 1928.3 | 0 | 61791.9 | 71661.2 | 4334.9 | 3324 | 0 | 61.9 | 8258.9
1738 | 73 | Day73 | 9 | Hour9 | 3 | Spring | 2117 | #N/A | Spring | 452580.4 | 2024-03-14 09:00 | 447406 | 703.6 | 0 | 4470.8 | 452580.4 | 432093 | 269767.9 | 0.0342 | 0.0495 | 0.7 | 0.7 | 170.7 | 11.9 | 1.66 | 14.4 | 622.5 | 0.12 | 171.5 | 33 | 204.5 | 177 | 12.3 | 1.72 | 15 | 645.9 | 0.13 | 177.9 | 34.3 | 212.1 | 84.2 | 3.2 | 0.41 | 8.5 | 389.2 | 0.04 | 84.4 | 20.1 | 104.5 | 400.6 | 7.6 | 0.76 | 47.3 | 2094.6 | 0.17 | 401 | 109.8 | 510.8 | 24.75 | 0 | 0.28 | 25.03 | 26.07 | 0 | 0.3 | 26.36 | 452580.4 | 182812.5 | 39 | 4196.6 | 0 | 5835.9 | 39369.5 | 0 | 469.1 | 14060 | 96982.7 | 0 | 95.5 | 3315.4 | 31310.2 | 88396.1 | 197.1 | 29.9 | 0 | 105652.8 | 58332.8 | 4297.8 | 6877.8 | 0 | 21.2 | 7562.1
1739 | 73 | Day73 | 10 | Hour10 | 3 | Spring | 2117 | #N/A | Spring | 461705.4 | 2024-03-14 10:00 | 454813.2 | 453.8 | 1374.6 | 5063.8 | 461705.4 | 439131.5 | 267048.9 | 0.0345 | 0.0503 | 0.7 | 0.7 | 171.4 | 12 | 1.68 | 14.4 | 622.2 | 0.12 | 172.2 | 32.9 | 205.1 | 178.6 | 12.5 | 1.75 | 15 | 648.2 | 0.13 | 179.4 | 34.3 | 213.7 | 64.3 | 2.6 | 0.33 | 6.4 | 293.4 | 0.03 | 64.5 | 15.1 | 79.6 | 533.3 | 32 | 4.4 | 43.1 | 2093.2 | 0.25 | 535.5 | 105.5 | 641 | 24.7 | 0 | 0.28 | 24.98 | 26.06 | 0 | 0.3 | 26.35 | 461705.4 | 194656.6 | 152 | 4187.2 | 0 | 6767.1 | 40745.4 | 0 | 870.5 | 16345.9 | 98141.6 | 0 | 95.5 | 3315.4 | 25047.4 | 88396.1 | 197.1 | 4.1 | 0 | 128659.4 | 44530.9 | 4249.9 | 12099.3 | 0 | 228.7 | 7708.8
1740 | 73 | Day73 | 11 | Hour11 | 3 | Spring | 2117 | #N/A | Spring | 467645.4 | 2024-03-14 11:00 | 457871.9 | 1506.1 | 3019.1 | 5248.3 | 467645.5 | 442046.9 | 267273.2 | 0.0346 | 0.0506 | 0.71 | 0.7 | 168.2 | 11.8 | 1.66 | 14 | 608.6 | 0.12 | 169 | 32.2 | 201.2 | 176.1 | 12.4 | 1.74 | 14.7 | 636.4 | 0.12 | 176.9 | 33.7 | 210.6 | 64 | 2.6 | 0.34 | 6.3 | 289.9 | 0.03 | 64.2 | 14.9 | 79.1 | 833.9 | 85.2 | 12.29 | 35.6 | 2162.4 | 0.41 | 839.8 | 100.1 | 939.9 | 24.41 | 0 | 0.28 | 24.7 | 25.79 | 0 | 0.3 | 26.09 | 467645.4 | 200372.3 | 1.1 | 4181.2 | 0 | 7825 | 40813.9 | 0 | 937.7 | 18626.8 | 96700.2 | 0 | 95.5 | 3315.4 | 25676.6 | 88396.1 | 197.1 | 71 | 0 | 133463.4 | 43170.3 | 4174.1 | 14239.6 | 213 | 153.4 | 7310.8
1741 | 73 | Day73 | 12 | Hour12 | 3 | Spring | 2117 | #N/A | Spring | 470537.3 | 2024-03-14 12:00 | 460610.2 | 1380.5 | 3296.9 | 5249.8 | 470537.3 | 444655.1 | 266594.4 | 0.0346 | 0.0509 | 0.71 | 0.7 | 167.5 | 11.8 | 1.66 | 14 | 605 | 0.12 | 168.3 | 32 | 200.3 | 175.3 | 12.4 | 1.74 | 14.6 | 632.4 | 0.12 | 176.1 | 33.5 | 209.6 | 64.1 | 2.6 | 0.34 | 6.3 | 289.1 | 0.03 | 64.2 | 14.9 | 79.1 | 436.3 | 12.8 | 1.53 | 47.4 | 2137 | 0.19 | 437.1 | 111.1 | 548.2 | 24.5 | 0 | 0.28 | 24.78 | 25.89 | 0 | 0.29 | 26.18 | 470537.3 | 203942.9 | 136.3 | 4181.2 | 0 | 7825 | 41065.7 | 0 | 916.1 | 18468.9 | 96371.5 | 0 | 95.5 | 3315.4 | 24797.5 | 88396.1 | 197.1 | 213 | 0 | 132970.9 | 47466.7 | 4120.3 | 16412.6 | 0 | 51.2 | 7294.6
1742 | 73 | Day73 | 13 | Hour13 | 3 | Spring | 2117 | #N/A | Spring | 474205.9 | 2024-03-14 13:00 | 463128 | 2198.8 | 3412.4 | 5466.8 | 474205.9 | 447054.4 | 262853.9 | 0.0347 | 0.0511 | 0.71 | 0.71 | 164.2 | 11.6 | 1.62 | 13.7 | 593.7 | 0.12 | 165 | 31.4 | 196.4 | 172 | 12.1 | 1.7 | 14.3 | 621.6 | 0.12 | 172.9 | 32.9 | 205.8 | 61.9 | 2.6 | 0.34 | 6.1 | 278.9 | 0.03 | 62.1 | 14.4 | 76.5 | 379.2 | 8.5 | 0.93 | 44.3 | 1941.1 | 0.18 | 379.7 | 102.2 | 481.9 | 23.4 | 0 | 0.28 | 23.69 | 24.75 | 0 | 0.29 | 25.04 | 474205.9 | 211352 | 0.7 | 4181.2 | 0 | 6604.2 | 40425.4 | 0 | 892.7 | 19126.9 | 95479.4 | 0 | 95.5 | 3315.4 | 24501.2 | 88053.8 | 197.1 | 0 | 0 | 132259.2 | 54928.9 | 4144.4 | 15176.4 | 0 | 7.9 | 6982.2
1743 | 73 | Day73 | 14 | Hour14 | 3 | Spring | 2117 | #N/A | Spring | 476077.2 | 2024-03-14 14:00 | 463380.4 | 3784.9 | 3412.4 | 5499.6 | 476077.2 | 447304.1 | 262264.5 | 0.0347 | 0.0511 | 0.71 | 0.71 | 164.3 | 11.5 | 1.61 | 13.7 | 595.4 | 0.12 | 165.1 | 31.5 | 196.6 | 172.3 | 12.1 | 1.69 | 14.4 | 624.3 | 0.12 | 173.1 | 33 | 206.2 | 65.3 | 2.8 | 0.36 | 6.4 | 291.7 | 0.03 | 65.4 | 15.1 | 80.5 | 442.2 | 21.4 | 2.85 | 41.2 | 1900.6 | 0.22 | 443.6 | 97.9 | 541.5 | 22.95 | 0 | 0.28 | 23.23 | 24.28 | 0 | 0.29 | 24.57 | 476077.2 | 213812.7 | 1.1 | 4178.2 | 0 | 5442.7 | 40397.4 | 0 | 884.4 | 18198.8 | 96506.6 | 0 | 95.5 | 3315.4 | 24337.2 | 87793.2 | 197.1 | 0 | 0 | 129054 | 61465.5 | 4209.9 | 15086.9 | 0 | 6.2 | 6199.2
1744 | 73 | Day73 | 15 | Hour15 | 3 | Spring | 2117 | #N/A | Spring | 479538.2 | 2024-03-14 15:00 | 463961.6 | 5365.1 | 4364.1 | 5847.4 | 479538.3 | 447862.8 | 265135.9 | 0.0347 | 0.0512 | 0.71 | 0.71 | 161.7 | 11.2 | 1.57 | 13.7 | 590.5 | 0.11 | 162.5 | 31.3 | 193.8 | 170.2 | 11.8 | 1.65 | 14.4 | 621.1 | 0.12 | 171 | 32.9 | 203.9 | 66 | 2.9 | 0.37 | 6.4 | 293.7 | 0.03 | 66.2 | 15.1 | 81.3 | 469.3 | 37 | 5.23 | 32.5 | 1568.6 | 0.28 | 471.8 | 79.4 | 551.2 | 20.07 | 0 | 0.28 | 20.35 | 21.44 | 0 | 0.29 | 21.74 | 479538.2 | 214402.4 | 220.5 | 4173.5 | 0 | 7618.8 | 39401.3 | 0 | 894.6 | 17682.1 | 97534.9 | 0 | 95.5 | 3315.4 | 25038.2 | 87540.7 | 197.1 | 0 | 0 | 126693 | 64861 | 4271.6 | 13673.5 | 0 | 10.2 | 7503.7
1745 | 73 | Day73 | 16 | Hour16 | 3 | Spring | 2117 | #N/A | Spring | 480002.2 | 2024-03-14 16:00 | 464461 | 5870 | 4364.1 | 5307.1 | 480002.3 | 448348.6 | 278817.3 | 0.0347 | 0.0512 | 0.68 | 0.68 | 186.1 | 13.5 | 1.89 | 14.9 | 660.1 | 0.13 | 187 | 34.6 | 221.6 | 196.4 | 14.2 | 2 | 15.7 | 696.4 | 0.13 | 197.4 | 36.5 | 233.8 | 59.4 | 2 | 0.25 | 6.2 | 281.3 | 0.03 | 59.5 | 14.6 | 74.1 | 645.3 | 61 | 8.77 | 32.1 | 1816.2 | 0.32 | 649.5 | 86.3 | 735.8 | 19.37 | 0 | 0.11 | 19.48 | 20.86 | 0 | 0.14 | 21.01 | 480002.2 | 201185 | 0 | 4173.5 | 0 | 7377.2 | 48321.7 | 0 | 909.9 | 15476.4 | 104280.7 | 0 | 159.1 | 3315.4 | 24865.7 | 86056.5 | 267.5 | 0 | 0 | 112585.6 | 67935 | 4278.1 | 13057.1 | 0 | 7 | 7501
1746 | 73 | Day73 | 17 | Hour17 | 3 | Spring | 2117 | #N/A | Spring | 479677 | 2024-03-14 17:00 | 464974.8 | 4413.4 | 4360 | 5928.7 | 479677 | 448843 | 310713 | 0.0347 | 0.0512 | 0.63 | 0.62 | 225.8 | 17 | 2.39 | 17.1 | 779.2 | 0.15 | 226.9 | 40.4 | 267.3 | 238.1 | 17.9 | 2.52 | 18.1 | 821.4 | 0.16 | 239.3 | 42.6 | 281.9 | 188.9 | 11.6 | 1.6 | 15.1 | 732.1 | 0.09 | 189.7 | 36.9 | 226.6 | 854.8 | 91.9 | 13.32 | 33.2 | 2071.9 | 0.44 | 861.2 | 95.1 | 956.3 | 22.54 | 0 | 0.28 | 22.82 | 24.08 | 0 | 0.29 | 24.37 | 479677 | 168963.9 | 194.3 | 4173.5 | 0 | 6869 | 61326.8 | 0 | 895.4 | 9695.4 | 117092 | 0 | 159.1 | 3315.4 | 29474.6 | 87423.1 | 685.2 | 0 | 0 | 79978.4 | 74155.9 | 4238.8 | 9669 | 0 | 647.8 | 7296.2
1747 | 73 | Day73 | 18 | Hour18 | 3 | Spring | 2117 | #N/A | Spring | 472822.7 | 2024-03-14 18:00 | 465228.7 | 16.4 | 1587.6 | 5990 | 472822.7 | 449082.4 | 320778.1 | 0.0347 | 0.0512 | 0.6 | 0.6 | 235.5 | 17.3 | 2.43 | 18.2 | 824.8 | 0.15 | 236.6 | 42.8 | 279.4 | 245.8 | 18 | 2.54 | 19 | 861.9 | 0.16 | 247.1 | 44.7 | 291.8 | 334.3 | 24 | 3.36 | 23.6 | 1186.2 | 0.16 | 336 | 59 | 394.9 | 422.8 | 11.8 | 1.4 | 46.7 | 2078 | 0.2 | 423.6 | 108.7 | 532.2 | 26.61 | 0 | 0.27 | 26.89 | 28.13 | 0 | 0.29 | 28.42 | 472822.7 | 152044.6 | 1182.8 | 4155 | 0 | 7159 | 61127.2 | 0 | 761.1 | 5976.8 | 124330.8 | 0 | 783.8 | 3315.4 | 30588.2 | 87397.2 | 685.2 | 53.4 | 0 | 47203.2 | 93704 | 4399.5 | 6506.3 | 2954.1 | 3664.2 | 7296.2
1748 | 73 | Day73 | 19 | Hour19 | 3 | Spring | 2117 | #N/A | Spring | 477680.7 | 2024-03-14 19:00 | 472411.4 | 0 | 175.1 | 5094.2 | 477680.7 | 455898.5 | 356301.9 | 0.035 | 0.052 | 0.58 | 0.58 | 252.5 | 18.7 | 2.64 | 19.2 | 877.5 | 0.16 | 253.8 | 45.4 | 299.2 | 264.4 | 19.5 | 2.75 | 20.2 | 921.5 | 0.17 | 265.7 | 47.7 | 313.4 | 399.2 | 27.7 | 3.87 | 29.1 | 1441.2 | 0.19 | 401.1 | 72.1 | 473.2 | 522.5 | 26.8 | 3.62 | 46.7 | 2181.7 | 0.25 | 524.3 | 111.8 | 636 | 28.41 | 0 | 0.27 | 28.69 | 30.01 | 0 | 0.29 | 30.3 | 477680.7 | 121378.8 | 5663.5 | 4155 | 0 | 7418.6 | 67009.3 | 0 | 280 | 1984.3 | 131161.7 | 0 | 1232.1 | 3315.4 | 45985.7 | 87492.6 | 1006.2 | 1861.7 | 0 | 11320.9 | 103373.7 | 4419.9 | 3879.5 | 3645.1 | 4435.5 | 7373
1749 | 73 | Day73 | 20 | Hour20 | 3 | Spring | 2117 | #N/A | Spring | 477586.7 | 2024-03-14 20:00 | 471989.6 | 9.7 | 0 | 5587.4 | 477586.7 | 455493.2 | 366401.1 | 0.0349 | 0.052 | 0.58 | 0.58 | 251.3 | 18.7 | 2.64 | 19 | 871.9 | 0.16 | 252.6 | 45 | 297.6 | 263.1 | 19.5 | 2.75 | 20 | 916.2 | 0.17 | 264.5 | 47.4 | 311.8 | 401.1 | 27.4 | 3.82 | 29.5 | 1467.3 | 0.19 | 403 | 73.3 | 476.3 | 565.6 | 33.8 | 4.65 | 46.2 | 2211.7 | 0.27 | 567.8 | 112.2 | 680 | 28.11 | 0 | 0.28 | 28.38 | 29.68 | 0 | 0.29 | 29.97 | 477586.7 | 111185.6 | 7011.3 | 4155 | 0 | 7418.6 | 67079.1 | 0 | 0 | 0.1 | 130849.8 | 0 | 655.8 | 3315.4 | 54447.9 | 87505.8 | 667.4 | 3295 | 0 | 0.4 | 106770.9 | 4414.2 | 628.4 | 178.6 | 1881.9 | 7474.8
1750 | 73 | Day73 | 21 | Hour21 | 3 | Spring | 2117 | #N/A | Spring | 459472.8 | 2024-03-14 21:00 | 453924.6 | 0.4 | 213 | 5334.7 | 459472.7 | 438297.7 | 346900 | 0.0344 | 0.0502 | 0.59 | 0.59 | 241.7 | 17.9 | 2.51 | 18.6 | 843.5 | 0.16 | 242.9 | 43.7 | 286.7 | 251.8 | 18.6 | 2.61 | 19.4 | 880.3 | 0.16 | 253 | 45.7 | 298.7 | 438.9 | 31.4 | 4.39 | 31 | 1562.9 | 0.21 | 441.1 | 77.6 | 518.7 | 568.9 | 35.3 | 4.88 | 45.1 | 2183.3 | 0.27 | 571.3 | 110.2 | 681.5 | 26.52 | 0 | 0.28 | 26.8 | 27.96 | 0 | 0.3 | 28.26 | 459472.8 | 112572.7 | 3412.6 | 4132.7 | 0 | 7418.6 | 61494 | 0 | 0 | 0 | 124054.6 | 0 | 159.1 | 3315.4 | 51600.3 | 87397.2 | 683.5 | 3232 | 0 | 0 | 108182.5 | 4390.2 | 0 | 912.1 | 2796.4 | 7223.2
1751 | 73 | Day73 | 22 | Hour22 | 3 | Spring | 2117 | #N/A | Spring | 434458.1 | 2024-03-14 22:00 | 428830.6 | 9.9 | 366.6 | 5251 | 434458.1 | 414339.4 | 322024 | 0.0338 | 0.0478 | 0.63 | 0.62 | 213.2 | 14.9 | 2.08 | 17.5 | 772.2 | 0.14 | 214.2 | 40.6 | 254.8 | 222.1 | 15.5 | 2.16 | 18.3 | 806.4 | 0.15 | 223.2 | 42.4 | 265.6 | 460.9 | 33.7 | 4.73 | 31.9 | 1615 | 0.22 | 463.2 | 80.1 | 543.3 | 469.2 | 21.4 | 2.83 | 44.2 | 2043.8 | 0.22 | 470.6 | 105.2 | 575.8 | 25.34 | 0 | 0.28 | 25.63 | 26.67 | 0 | 0.3 | 26.97 | 434458.1 | 112434 | 4205 | 4129 | 0 | 7418.6 | 47550 | 0 | 0 | 0 | 112771.7 | 0 | 1057.2 | 3315.4 | 49990.8 | 87397.2 | 580.3 | 3608.7 | 0 | 0 | 108120.1 | 4314 | 0 | 2883.5 | 2103.1 | 6360.8
1752 | 73 | Day73 | 23 | Hour23 | 3 | Spring | 2117 | #N/A | Spring | 405738.3 | 2024-03-14 23:00 | 399937.7 | 11 | 370.7 | 5419 | 405738.3 | 386718.8 | 295526.5 | 0.033 | 0.0449 | 0.66 | 0.65 | 193 | 13.2 | 1.85 | 16.4 | 709 | 0.14 | 193.9 | 37.6 | 231.5 | 200.8 | 13.7 | 1.91 | 17.2 | 739.7 | 0.14 | 201.8 | 39.2 | 241 | 434.1 | 29.2 | 4.06 | 32.4 | 1605.6 | 0.2 | 436.1 | 80.3 | 516.4 | 556.4 | 44.4 | 6.29 | 36 | 1826.9 | 0.29 | 559.5 | 90.5 | 650 | 22.44 | 0 | 0.28 | 22.73 | 23.58 | 0 | 0.3 | 23.88 | 405738.3 | 110211.8 | 3342.2 | 4047.6 | 0 | 7080.6 | 39003.4 | 0 | 0 | 0 | 99641 | 0 | 159.1 | 3315.4 | 48802.2 | 86749.5 | 340.4 | 3045 | 0 | 0 | 105979.5 | 4232.3 | 0 | 2200.4 | 2135.1 | 4902
1753 | 74 | Day74 | 0 | Hour0 | 3 | Spring | 59 | 486244.4 | Spring | 385210.4 | 2024-03-15 | 375569.6 | 1518.7 | 2997.2 | 5124.8 | 385210.4 | 363401 | 279343.2 | 0.0324 | 0.0423 | 0.66 | 0.66 | 189.1 | 12.7 | 1.77 | 16.5 | 703.8 | 0.14 | 189.9 | 37.5 | 227.4 | 196.2 | 13.2 | 1.83 | 17.1 | 730.8 | 0.14 | 197.1 | 38.9 | 236 | 427.2 | 29.1 | 4.06 | 31.5 | 1566.4 | 0.2 | 429.2 | 78.2 | 507.4 | 408.3 | 20.3 | 2.73 | 36.9 | 1723.8 | 0.19 | 409.7 | 88.3 | 498 | 21.03 | 0 | 0.29 | 21.32 | 22.01 | 0 | 0.3 | 22.3 | 385210.4 | 105867.1 | 929 | 4045.5 | 0 | 4760.4 | 35313.6 | 0 | 0 | 0 | 95619.4 | 0 | 159.1 | 3315.4 | 47415 | 86034.9 | 151.6 | 1599.2 | 0 | 0 | 102089.4 | 3777.7 | 0 | 0 | 1781.4 | 4775.1
1754 | 74 | Day74 | 1 | Hour1 | 3 | Spring | 2117 | #N/A | Spring | 373153.7 | 2024-03-15 01:00 | 357600.3 | 2912.8 | 7799.5 | 4841.1 | 373153.7 | 346200.7 | 270720.2 | 0.0319 | 0.0401 | 0.65 | 0.65 | 192 | 12.8 | 1.79 | 16.8 | 717.2 | 0.14 | 192.9 | 38.2 | 231.1 | 199.9 | 13.5 | 1.87 | 17.3 | 743.4 | 0.14 | 200.8 | 39.5 | 240.3 | 422.3 | 28.5 | 3.97 | 31.3 | 1556.3 | 0.2 | 424.2 | 77.7 | 501.9 | 340.2 | 7.6 | 0.83 | 39.9 | 1732.3 | 0.17 | 340.6 | 91.6 | 432.2 | 20.07 | 0 | 0.28 | 20.35 | 20.92 | 0 | 0.29 | 21.22 | 373153.7 | 102433.5 | 0 | 4045.5 | 0 | 4755.9 | 34533.3 | 0 | 0 | 0 | 94853.4 | 0 | 159.1 | 3315.4 | 42018.6 | 85589 | 75.3 | 1374.6 | 0 | 0 | 99299.3 | 3134.2 | 0 | 0 | 0 | 4770.5
1755 | 74 | Day74 | 2 | Hour2 | 3 | Spring | 2117 | #N/A | Spring | 365363.2 | 2024-03-15 02:00 | 346549.2 | 3578.1 | 10319.2 | 4916.6 | 365363.2 | 335615 | 264950 | 0.0315 | 0.0387 | 0.65 | 0.65 | 195.7 | 13.1 | 1.82 | 17.1 | 730.3 | 0.14 | 196.5 | 38.9 | 235.4 | 204 | 13.8 | 1.92 | 17.6 | 756.8 | 0.14 | 204.9 | 40.2 | 245.1 | 437.6 | 30.9 | 4.33 | 31.3 | 1569.7 | 0.21 | 439.7 | 78.1 | 517.7 | 295.6 | 6.6 | 0.72 | 34.6 | 1513.2 | 0.14 | 295.9 | 79.7 | 375.6 | 19.97 | 0 | 0.28 | 20.25 | 20.78 | 0 | 0.29 | 21.07 | 365363.2 | 100413.2 | 0 | 4045.5 | 0 | 4755.9 | 34522 | 0 | 0 | 0 | 94525.7 | 0 | 140.5 | 3315.4 | 38392 | 85155 | 63.4 | 34.7 | 0 | 0 | 97809 | 2604.2 | 0 | 0 | 167.4 | 4775.1
1756 | 74 | Day74 | 3 | Hour3 | 3 | Spring | 2117 | #N/A | Spring | 359874.3 | 2024-03-15 03:00 | 343582.3 | 2697.1 | 8988.9 | 4606 | 359874.3 | 332786.8 | 261120.3 | 0.0314 | 0.0382 | 0.64 | 0.64 | 198 | 13.2 | 1.84 | 17.3 | 740.6 | 0.14 | 198.9 | 39.4 | 238.4 | 206.2 | 13.9 | 1.93 | 17.9 | 766.9 | 0.15 | 207.1 | 40.8 | 247.9 | 423.3 | 28.2 | 3.91 | 31.9 | 1574.9 | 0.2 | 425.2 | 78.9 | 504.1 | 426 | 27.6 | 3.82 | 33.2 | 1609.7 | 0.21 | 427.9 | 81.2 | 509.1 | 19.93 | 0 | 0.28 | 20.22 | 20.73 | 0 | 0.28 | 21.02 | 359874.3 | 98754 | 7.7 | 4045.5 | 0 | 4755.9 | 34275.9 | 0 | 0 | 0 | 94685.6 | 0 | 140.6 | 3315.4 | 34848.2 | 84982.1 | 63.4 | 0 | 0 | 0 | 96614 | 2140 | 0 | 0 | 0 | 4770.5
1757 | 74 | Day74 | 4 | Hour4 | 3 | Spring | 2117 | #N/A | Spring | 359623.8 | 2024-03-15 04:00 | 351534.5 | 1729.9 | 1477.7 | 4881.6 | 359623.8 | 340446.3 | 260728.7 | 0.0315 | 0.039 | 0.64 | 0.64 | 198.7 | 13.2 | 1.84 | 17.4 | 744.2 | 0.14 | 199.6 | 39.6 | 239.3 | 206 | 13.7 | 1.9 | 18.1 | 771.8 | 0.15 | 206.9 | 41.1 | 248 | 435.4 | 30.1 | 4.2 | 31.7 | 1583.9 | 0.2 | 437.5 | 78.9 | 516.4 | 401.6 | 22.2 | 3.01 | 34.8 | 1638.5 | 0.2 | 403 | 83.7 | 486.7 | 19.91 | 0 | 0.27 | 20.19 | 20.84 | 0 | 0.28 | 21.11 | 359623.8 | 98895.1 | 0 | 4043.8 | 0 | 4382.9 | 34240.2 | 0 | 0 | 0 | 95332 | 0 | 117.6 | 3315.4 | 33868.9 | 85364.4 | 63.4 | 0 | 0 | 0 | 97106.6 | 1788.5 | 0 | 0 | 0.6 | 4770.5
1758 | 74 | Day74 | 5 | Hour5 | 3 | Spring | 2117 | #N/A | Spring | 378664 | 2024-03-15 05:00 | 372757.8 | 0.4 | 759.6 | 5146.2 | 378664 | 360825.9 | 277522.5 | 0.032 | 0.0413 | 0.62 | 0.62 | 213.1 | 14.5 | 2.01 | 18.2 | 788.7 | 0.15 | 214.1 | 41.7 | 255.7 | 220.5 | 14.9 | 2.08 | 18.8 | 817.9 | 0.15 | 221.5 | 43.3 | 264.8 | 466.1 | 34.5 | 4.85 | 32 | 1624 | 0.22 | 468.5 | 80.4 | 548.9 | 509.2 | 33.2 | 4.61 | 38.9 | 1905.5 | 0.24 | 511.5 | 95.8 | 607.3 | 22.02 | 0 | 0.26 | 22.28 | 23.05 | 0 | 0.27 | 23.32 | 378664 | 101141.5 | 570.7 | 4043.8 | 0 | 5393.6 | 39676.4 | 0 | 0 | 49.8 | 104787.5 | 0 | 159.1 | 3315.4 | 33438.9 | 86034.9 | 102 | 0 | 0 | 107.6 | 99507.2 | 1476.8 | 0 | 0 | 308.7 | 4442.4
1759 | 74 | Day74 | 6 | Hour6 | 3 | Spring | 2117 | #N/A | Spring | 409304.6 | 2024-03-15 06:00 | 403434 | 0 | 370.7 | 5499.9 | 409304.6 | 390195.3 | 293328 | 0.0328 | 0.0447 | 0.62 | 0.62 | 214.8 | 15.1 | 2.11 | 17.6 | 778.2 | 0.15 | 215.8 | 40.9 | 256.6 | 222.8 | 15.6 | 2.19 | 18.3 | 807.9 | 0.15 | 223.8 | 42.4 | 266.3 | 457.6 | 34.8 | 4.9 | 30.5 | 1565.3 | 0.22 | 460 | 77.2 | 537.2 | 428.5 | 19.7 | 2.6 | 40.9 | 1875.7 | 0.21 | 429.7 | 96.8 | 526.6 | 23.29 | 0 | 0.26 | 23.55 | 24.45 | 0 | 0.28 | 24.73 | 409304.6 | 115976.6 | 311 | 4124.2 | 0 | 7263.1 | 45535.9 | 0 | 0 | 2900.7 | 108542.7 | 0 | 51.6 | 3315.4 | 37000.5 | 87183.4 | 0 | 0 | 0 | 8878.1 | 103045.1 | 1152.8 | 327.7 | 0 | 4.3 | 6885.4
1760 | 74 | Day74 | 7 | Hour7 | 3 | Spring | 2117 | #N/A | Spring | 429385.4 | 2024-03-15 07:00 | 424231.2 | 309.8 | 153.6 | 4690.9 | 429385.4 | 410049.8 | 280775.8 | 0.0334 | 0.0469 | 0.67 | 0.67 | 181.6 | 12.4 | 1.73 | 15.5 | 670.5 | 0.13 | 182.5 | 35.5 | 218 | 188.5 | 12.8 | 1.79 | 16.1 | 696.5 | 0.13 | 189.3 | 36.9 | 226.2 | 206 | 13 | 1.79 | 16.1 | 788.6 | 0.1 | 206.9 | 39.6 | 246.5 | 474.3 | 23.5 | 3.14 | 42.8 | 2020 | 0.22 | 475.9 | 103.1 | 579 | 23.3 | 0 | 0.27 | 23.57 | 24.49 | 0 | 0.29 | 24.78 | 429385.4 | 148609.6 | 321.8 | 4126.3 | 0 | 5683.1 | 38751 | 0 | 0 | 7097 | 100854.3 | 0 | 51.6 | 3315.4 | 38900.4 | 87397.2 | 0 | 1374.6 | 0 | 39811.9 | 100603.7 | 1097.1 | 2535.9 | 0 | 0 | 7939.1
1761 | 74 | Day74 | 8 | Hour8 | 3 | Spring | 2117 | #N/A | Spring | 447454.4 | 2024-03-15 08:00 | 435717.8 | 916.6 | 5936.5 | 4883.6 | 447454.5 | 420982.7 | 281149.4 | 0.0338 | 0.0482 | 0.7 | 0.7 | 169.5 | 11.6 | 1.62 | 14.5 | 624.5 | 0.12 | 170.3 | 33.1 | 203.4 | 177 | 12.2 | 1.7 | 15.1 | 651.4 | 0.13 | 177.9 | 34.5 | 212.4 | 133.1 | 6.6 | 0.88 | 12 | 566.5 | 0.06 | 133.5 | 28.9 | 162.5 | 410.8 | 15.1 | 1.91 | 41.8 | 1914.7 | 0.18 | 411.8 | 99 | 510.7 | 22.99 | 0 | 0.27 | 23.26 | 24.18 | 0 | 0.29 | 24.47 | 447454.4 | 166305 | 938.4 | 4126.3 | 0 | 5251.2 | 37819.1 | 0 | 0 | 9657.8 | 97493.8 | 0 | 51.6 | 3315.4 | 43409.6 | 87397.2 | 0 | 1346.7 | 0 | 67613.2 | 88022.1 | 1011.9 | 5773.5 | 7.9 | 124.3 | 7361.3
1762 | 74 | Day74 | 9 | Hour9 | 3 | Spring | 2117 | #N/A | Spring | 456248.3 | 2024-03-15 09:00 | 447651.8 | 1145.9 | 3075.5 | 4375.1 | 456248.3 | 432325.4 | 271479.1 | 0.0342 | 0.0496 | 0.71 | 0.71 | 164.4 | 11.3 | 1.58 | 14 | 603.7 | 0.12 | 165.2 | 32 | 197.2 | 171 | 11.8 | 1.65 | 14.6 | 627 | 0.12 | 171.8 | 33.3 | 205 | 94.8 | 4.4 | 0.58 | 8.9 | 413.6 | 0.04 | 95.1 | 21.2 | 116.3 | 471.6 | 19.5 | 2.53 | 46.1 | 2129.2 | 0.21 | 472.9 | 109.6 | 582.4 | 24.02 | 0 | 0.28 | 24.3 | 25.3 | 0 | 0.29 | 25.6 | 456248.3 | 184769.2 | 0 | 4189 | 0 | 6559.4 | 37844.6 | 0 | 444.9 | 15219 | 95852.2 | 0 | 51.6 | 3315.4 | 35605.8 | 88061 | 0 | 0 | 0 | 102613.5 | 65779.2 | 712.8 | 8269.6 | 213 | 0 | 8115.1
1763 | 74 | Day74 | 10 | Hour10 | 3 | Spring | 2117 | #N/A | Spring | 466542 | 2024-03-15 10:00 | 457053.3 | 3114.9 | 1374.6 | 4999.3 | 466542 | 441263.5 | 271893.2 | 0.0345 | 0.0506 | 0.71 | 0.71 | 166.6 | 11.8 | 1.64 | 13.9 | 602.9 | 0.12 | 167.4 | 31.9 | 199.3 | 174.1 | 12.3 | 1.72 | 14.5 | 630 | 0.12 | 174.9 | 33.3 | 208.3 | 76.2 | 3.3 | 0.43 | 7.3 | 338.4 | 0.03 | 76.4 | 17.4 | 93.8 | 450.2 | 14.1 | 1.71 | 48.2 | 2176 | 0.2 | 451.1 | 113.1 | 564.1 | 24.34 | 0 | 0.28 | 24.62 | 25.7 | 0 | 0.29 | 25.99 | 466542 | 194648.9 | 0 | 4193.7 | 0 | 8374.7 | 40380.6 | 0 | 835.8 | 17516.9 | 95797.2 | 0 | 51.6 | 3315.4 | 31379.7 | 88396.1 | 0 | 4.1 | 0 | 122352.6 | 53332.9 | 610.7 | 13287.4 | 0 | 45.1 | 8228
1764 | 74 | Day74 | 11 | Hour11 | 3 | Spring | 2117 | #N/A | Spring | 472306.6 | 2024-03-15 11:00 | 462604.4 | 3199.5 | 1374.6 | 5128.1 | 472306.6 | 446552.3 | 275324.5 | 0.0347 | 0.0511 | 0.7 | 0.69 | 175.6 | 12.7 | 1.78 | 14.3 | 626.2 | 0.12 | 176.4 | 33 | 209.4 | 183.8 | 13.3 | 1.86 | 14.9 | 655.2 | 0.13 | 184.7 | 34.5 | 219.2 | 71.1 | 3.1 | 0.41 | 6.8 | 314.7 | 0.03 | 71.3 | 16.2 | 87.5 | 668.1 | 53.2 | 7.54 | 42.1 | 2204.8 | 0.32 | 671.7 | 107.9 | 779.6 | 24.64 | 0 | 0.28 | 24.91 | 26.03 | 0 | 0.29 | 26.32 | 472306.6 | 196982.1 | 9.4 | 4193.7 | 0 | 8374.7 | 44356.8 | 0 | 896.2 | 18191.1 | 98396.6 | 0 | 51.6 | 3315.4 | 28227.8 | 88396.1 | 0 | 2.3 | 0 | 128761.8 | 48640.1 | 492.9 | 15460.6 | 213 | 120.3 | 8172.9
1765 | 74 | Day74 | 12 | Hour12 | 3 | Spring | 2117 | #N/A | Spring | 476713.7 | 2024-03-15 12:00 | 467526 | 2797.8 | 1374.6 | 5015.2 | 476713.7 | 451234 | 279545.9 | 0.0348 | 0.0516 | 0.69 | 0.69 | 182.1 | 13.3 | 1.87 | 14.5 | 644.2 | 0.12 | 183 | 33.8 | 216.8 | 190.5 | 13.9 | 1.96 | 15.2 | 673.7 | 0.13 | 191.5 | 35.3 | 226.8 | 65.2 | 2.4 | 0.3 | 6.7 | 305 | 0.03 | 65.3 | 15.8 | 81.1 | 487 | 16.8 | 2.1 | 50.6 | 2302.2 | 0.22 | 488.1 | 119.3 | 607.4 | 25.27 | 0 | 0.27 | 25.55 | 26.73 | 0 | 0.29 | 27.02 | 476713.7 | 197167.8 | 0 | 4193.7 | 0 | 8370.1 | 47239.7 | 0 | 881.8 | 18059.5 | 100770.3 | 0 | 51.6 | 3315.4 | 27208.9 | 88396.1 | 0 | 0 | 0 | 129638 | 48161.2 | 427.2 | 16041.6 | 213 | 26.9 | 8083
1766 | 74 | Day74 | 13 | Hour13 | 3 | Spring | 2117 | #N/A | Spring | 480599.9 | 2024-03-15 13:00 | 471949.1 | 2182.6 | 1374.6 | 5093.6 | 480599.9 | 455436.1 | 279807.3 | 0.035 | 0.052 | 0.69 | 0.69 | 181.2 | 13.2 | 1.86 | 14.5 | 641 | 0.12 | 182.1 | 33.6 | 215.7 | 189.4 | 13.9 | 1.94 | 15.1 | 669.4 | 0.13 | 190.3 | 35.1 | 225.4 | 64.2 | 2.3 | 0.28 | 6.6 | 302.6 | 0.03 | 64.4 | 15.7 | 80 | 814.1 | 80.1 | 11.53 | 37.5 | 2205.5 | 0.4 | 819.6 | 103.3 | 923 | 25.37 | 0 | 0.27 | 25.64 | 26.83 | 0 | 0.29 | 27.11 | 480599.9 | 200792.6 | 76.4 | 4193.7 | 0 | 8202.5 | 47405.3 | 0 | 868.9 | 18906.2 | 101013.6 | 0 | 51.6 | 3315.4 | 27152.5 | 88396.1 | 0 | 0 | 0 | 132364.2 | 48196.8 | 456.5 | 14976 | 213 | 12.4 | 8230.6
1767 | 74 | Day74 | 14 | Hour14 | 3 | Spring | 2117 | #N/A | Spring | 481854.8 | 2024-03-15 14:00 | 474072.4 | 1411 | 1374.6 | 4996.7 | 481854.7 | 457451.9 | 279841.3 | 0.0351 | 0.0523 | 0.69 | 0.69 | 180.7 | 13.2 | 1.86 | 14.4 | 638.5 | 0.12 | 181.6 | 33.5 | 215.1 | 188.6 | 13.8 | 1.94 | 15 | 666.4 | 0.13 | 189.6 | 34.9 | 224.5 | 65.9 | 2.4 | 0.3 | 6.8 | 308.4 | 0.03 | 66.1 | 16 | 82 | 556.2 | 37.9 | 5.28 | 40.9 | 2040.8 | 0.26 | 558.8 | 101.7 | 660.5 | 25.29 | 0 | 0.27 | 25.56 | 26.75 | 0 | 0.28 | 27.04 | 481854.8 | 202013.5 | 0 | 4193.7 | 0 | 7829.6 | 47499.8 | 0 | 862.3 | 18194.6 | 100760.8 | 0 | 51.6 | 3315.4 | 27794.2 | 88396.1 | 0 | 0 | 0 | 131621.4 | 50865.3 | 469.9 | 14682.6 | 213 | 6 | 8258.9
1768 | 74 | Day74 | 15 | Hour15 | 3 | Spring | 2117 | #N/A | Spring | 484152.6 | 2024-03-15 15:00 | 476113.4 | 1699.3 | 1374.6 | 4965.3 | 484152.6 | 459389.5 | 287236.8 | 0.0351 | 0.0525 | 0.68 | 0.68 | 187.6 | 13.8 | 1.93 | 14.8 | 661.3 | 0.13 | 188.5 | 34.6 | 223.1 | 195.9 | 14.4 | 2.02 | 15.5 | 690.4 | 0.13 | 196.9 | 36.1 | 233 | 60.3 | 2 | 0.25 | 6.3 | 286.7 | 0.03 | 60.4 | 14.9 | 75.3 | 708.3 | 67.1 | 9.63 | 35 | 2003.6 | 0.34 | 713 | 94.8 | 807.8 | 25.64 | 0 | 0.27 | 25.91 | 27.12 | 0 | 0.28 | 27.4 | 484152.6 | 196915.8 | 220.5 | 4196.6 | 0 | 8032.2 | 49809.9 | 0 | 874.3 | 16122.2 | 104570.5 | 0 | 51.6 | 3315.4 | 28644 | 88396.1 | 0 | 0 | 0 | 126434.7 | 52994.2 | 490.4 | 13237.8 | 204.9 | 0.5 | 8258.9
1769 | 74 | Day74 | 16 | Hour16 | 3 | Spring | 2117 | #N/A | Spring | 485094.1 | 2024-03-15 16:00 | 477126.8 | 1378.3 | 1374.6 | 5214.4 | 485094.1 | 460357.1 | 306580.9 | 0.0351 | 0.0526 | 0.64 | 0.64 | 217.7 | 16.5 | 2.33 | 16.4 | 749.6 | 0.14 | 218.8 | 38.8 | 257.6 | 227.4 | 17.2 | 2.43 | 17.2 | 782.9 | 0.15 | 228.6 | 40.5 | 269.1 | 83.8 | 3.5 | 0.45 | 8.2 | 378 | 0.04 | 84 | 19.5 | 103.5 | 423.6 | 12.4 | 1.5 | 46.2 | 2062.6 | 0.2 | 424.4 | 107.7 | 532 | 26.64 | 0 | 0.27 | 26.91 | 28.2 | 0 | 0.28 | 28.48 | 485094.1 | 178513.2 | 0.2 | 4255.8 | 0 | 8202.5 | 60596.4 | 0 | 890.3 | 13363.9 | 113741.2 | 0 | 159.1 | 3315.4 | 27785.3 | 88396.1 | 128.8 | 0 | 0 | 108499.1 | 55222.5 | 537.4 | 11335.3 | 0 | 1 | 8050.4
1770 | 74 | Day74 | 17 | Hour17 | 3 | Spring | 2117 | #N/A | Spring | 486244.4 | 2024-03-15 17:00 | 476629.9 | 3071.8 | 1374.6 | 5168.1 | 486244.4 | 459893.7 | 344427.3 | 0.0351 | 0.0525 | 0.59 | 0.58 | 250.1 | 19 | 2.68 | 18.6 | 857.1 | 0.16 | 251.4 | 44.2 | 295.6 | 263.6 | 19.9 | 2.81 | 19.7 | 906.1 | 0.17 | 264.9 | 46.8 | 311.7 | 229.4 | 15.4 | 2.15 | 17 | 847 | 0.11 | 230.5 | 42.3 | 272.8 | 438.7 | 11.1 | 1.26 | 49.2 | 2204.1 | 0.19 | 439.4 | 115 | 554.3 | 28.88 | 0 | 0.27 | 29.15 | 30.59 | 0 | 0.28 | 30.87 | 486244.4 | 141817.1 | 1549.3 | 4255.8 | 0 | 8202.5 | 69625.3 | 0 | 879 | 8593.2 | 128504.5 | 0 | 159.1 | 3315.4 | 35652 | 88396.1 | 729.8 | 4037.5 | 0 | 73558.9 | 58113.4 | 672.6 | 7966.6 | 5169.9 | 865.3 | 8258.9
1771 | 74 | Day74 | 18 | Hour18 | 3 | Spring | 2117 | #N/A | Spring | 479345.9 | 2024-03-15 18:00 | 474955.4 | 0 | 0 | 4390.5 | 479345.9 | 458308.1 | 360143.9 | 0.035 | 0.0523 | 0.57 | 0.56 | 261.9 | 19.6 | 2.76 | 19.7 | 905.5 | 0.16 | 263.3 | 46.7 | 310 | 275.2 | 20.5 | 2.88 | 20.9 | 956 | 0.17 | 276.6 | 49.4 | 326 | 374.4 | 23.2 | 3.26 | 30.3 | 1392.5 | 0.21 | 376 | 71.9 | 447.8 | 495.1 | 20.4 | 2.66 | 48.6 | 2224.9 | 0.23 | 496.5 | 114.9 | 611.4 | 42.75 | 0 | 0.27 | 43.02 | 45.16 | 0 | 0.28 | 45.44 | 479345.9 | 119202 | 2998.1 | 4255.8 | 0 | 8370.1 | 70694.5 | 0 | 774.5 | 5572.7 | 134967.7 | 0 | 732.6 | 3315.4 | 38237.3 | 88396.1 | 756.5 | 7419.7 | 0 | 44057 | 68090.4 | 707.5 | 5682.9 | 7688.8 | 3478.6 | 8258.9
1772 | 74 | Day74 | 19 | Hour19 | 3 | Spring | 2117 | #N/A | Spring | 482570.6 | 2024-03-15 19:00 | 478692.4 | 0 | 0 | 3878.1 | 482570.6 | 461852.1 | 387819.5 | 0.0352 | 0.0527 | 0.55 | 0.54 | 275.6 | 20.9 | 2.95 | 20.3 | 945.3 | 0.17 | 277.1 | 48.6 | 325.6 | 290.1 | 21.8 | 3.08 | 21.6 | 999.9 | 0.18 | 291.6 | 51.5 | 343.1 | 422.4 | 26.2 | 3.66 | 34.1 | 1582.1 | 0.23 | 424.2 | 81.3 | 505.5 | 601.4 | 12.4 | 1.31 | 70.3 | 3099 | 0.27 | 602.1 | 162.7 | 764.8 | 51.94 | 0 | 0.27 | 52.21 | 54.86 | 0 | 0.29 | 55.14 | 482570.6 | 94751.1 | 3867.7 | 4255.8 | 0 | 8374.7 | 75951.5 | 0 | 302.6 | 1910.2 | 139939.9 | 0 | 732.6 | 3315.4 | 53640.6 | 88396.1 | 747.7 | 8597.4 | 0 | 11645.6 | 80187.4 | 705.3 | 3651.8 | 6171.2 | 3395.4 | 7888.4
1773 | 74 | Day74 | 20 | Hour20 | 3 | Spring | 2117 | #N/A | Spring | 481030.8 | 2024-03-15 20:00 | 476610.8 | 0 | 0 | 4420 | 481030.8 | 459877.6 | 390292.6 | 0.0351 | 0.0525 | 0.55 | 0.54 | 274.7 | 20.8 | 2.93 | 20.3 | 943.1 | 0.17 | 276.1 | 48.5 | 324.6 | 288.3 | 21.7 | 3.05 | 21.5 | 994.6 | 0.18 | 289.8 | 51.2 | 341 | 413.6 | 26.7 | 3.71 | 31.8 | 1559.5 | 0.2 | 415.4 | 78.3 | 493.7 | 497 | 10.3 | 1.1 | 58.1 | 2554.2 | 0.23 | 497.6 | 134.2 | 631.8 | 31.56 | 0 | 0.27 | 31.83 | 33.32 | 0 | 0.29 | 33.61 | 481030.8 | 90738.2 | 6916 | 4257.5 | 0 | 8374.7 | 75285.4 | 0 | 0 | 1.3 | 139607.2 | 0 | 626.6 | 3315.4 | 56054.2 | 88396.1 | 756.5 | 6702.9 | 0 | 4.5 | 90003.6 | 728.8 | 606.7 | 2499.9 | 2487.3 | 8258.9
1774 | 74 | Day74 | 21 | Hour21 | 3 | Spring | 2117 | #N/A | Spring | 463136 | 2024-03-15 21:00 | 458108.7 | 0 | 0 | 5027.3 | 463136 | 442287.3 | 368305 | 0.0345 | 0.0506 | 0.56 | 0.55 | 270.2 | 20.5 | 2.89 | 20.1 | 926.3 | 0.17 | 271.6 | 47.7 | 319.4 | 281.3 | 21.3 | 3 | 20.9 | 965.8 | 0.18 | 282.7 | 49.8 | 332.5 | 426.1 | 28.6 | 3.98 | 31.7 | 1574.2 | 0.2 | 428 | 78.7 | 506.7 | 523 | 22.9 | 3.01 | 50.2 | 2308.7 | 0.25 | 524.5 | 119.1 | 643.6 | 28.81 | 0 | 0.27 | 29.08 | 30.36 | 0 | 0.29 | 30.65 | 463136 | 94831.1 | 4023.9 | 4257.5 | 0 | 8374.7 | 71599.7 | 0 | 0 | 0 | 132204.3 | 0 | 438.7 | 3315.4 | 51835.2 | 88396.1 | 756.5 | 3102.8 | 0 | 0 | 94013.1 | 818 | 0.4 | 1377.5 | 2704.6 | 8181.3
1775 | 74 | Day74 | 22 | Hour22 | 3 | Spring | 2117 | #N/A | Spring | 436046.4 | 2024-03-15 22:00 | 431178.8 | 0 | 0 | 4867.6 | 436046.3 | 416610.7 | 341167.8 | 0.0338 | 0.0479 | 0.59 | 0.58 | 243.2 | 17.6 | 2.47 | 19.1 | 860.2 | 0.16 | 244.4 | 44.8 | 289.2 | 252.9 | 18.3 | 2.56 | 20 | 896.4 | 0.17 | 254.1 | 46.7 | 300.8 | 462.9 | 31.7 | 4.43 | 33.9 | 1688.8 | 0.22 | 465.1 | 84.3 | 549.3 | 705.3 | 55.5 | 7.86 | 45.2 | 2339.7 | 0.34 | 709.1 | 115 | 824.1 | 27.69 | 0 | 0.28 | 27.97 | 29.11 | 0 | 0.29 | 29.4 | 436046.4 | 94878.5 | 3821.1 | 4254.6 | 0 | 8374.7 | 57054.3 | 0 | 0 | 0 | 121215.7 | 0 | 942.7 | 3315.4 | 50023.5 | 88396.1 | 664.7 | 3105 | 0 | 0 | 93984.3 | 894.2 | 0 | 2828.3 | 2675.5 | 8146
1776 | 74 | Day74 | 23 | Hour23 | 3 | Spring | 2117 | #N/A | Spring | 406615.5 | 2024-03-15 23:00 | 401554 | 11.7 | 4.1 | 5045.7 | 406615.5 | 388305.7 | 313637.6 | 0.033 | 0.0449 | 0.62 | 0.62 | 220.1 | 15.6 | 2.18 | 18 | 791.7 | 0.15 | 221.2 | 41.6 | 262.8 | 228.6 | 16.1 | 2.26 | 18.7 | 824 | 0.16 | 229.7 | 43.3 | 273 | 467.7 | 31.4 | 4.37 | 34.8 | 1729.4 | 0.22 | 469.8 | 86.4 | 556.2 | 600.7 | 48.5 | 6.87 | 38.1 | 1966.7 | 0.3 | 604.1 | 96.7 | 700.8 | 24.01 | 0 | 0.28 | 24.29 | 25.18 | 0 | 0.29 | 25.48 | 406615.5 | 92977.9 | 3366.3 | 4166.7 | 0 | 8265 | 46560.1 | 0 | 0 | 0 | 107862.4 | 0 | 129.7 | 3315.4 | 49946.6 | 87535.2 | 464.6 | 2025.5 | 0 | 0 | 92010.9 | 967.1 | 0 | 2252.1 | 1807.7 | 6472.7
1777 | 75 | Day75 | 0 | Hour0 | 3 | Spring | 51 | 490523.4 | Spring | 384898.6 | 2024-03-16 | 376436.5 | 373.5 | 3209.4 | 4879.2 | 384898.6 | 364272.1 | 294296.7 | 0.0323 | 0.0421 | 0.62 | 0.61 | 219.8 | 15.4 | 2.16 | 18.2 | 794.7 | 0.15 | 220.8 | 41.9 | 262.8 | 228.7 | 16 | 2.25 | 18.9 | 827 | 0.16 | 229.8 | 43.6 | 273.4 | 423 | 25.3 | 3.46 | 34.4 | 1665 | 0.2 | 424.7 | 84.1 | 508.8 | 678.9 | 68.9 | 9.93 | 29.4 | 1775.3 | 0.33 | 683.7 | 82.4 | 766.1 | 22.58 | 0 | 0.28 | 22.86 | 23.61 | 0 | 0.29 | 23.9 | 384898.6 | 90601.9 | 233.8 | 4124.7 | 0 | 4760.4 | 43459.4 | 0 | 0 | 0 | 103293.6 | 0 | 95.5 | 3315.4 | 46721.5 | 86698.8 | 464.6 | 1128.9 | 0 | 0 | 89493.9 | 1108 | 0 | 354 | 1278.3 | 5455.9
1778 | 75 | Day75 | 1 | Hour1 | 3 | Spring | 2117 | #N/A | Spring | 374168.1 | 2024-03-16 01:00 | 358081.8 | 2564.9 | 8872.8 | 4648.6 | 374168.1 | 346697.3 | 285285.2 | 0.0318 | 0.04 | 0.61 | 0.61 | 222.7 | 15.6 | 2.18 | 18.5 | 806.3 | 0.16 | 223.8 | 42.6 | 266.4 | 231.6 | 16.3 | 2.29 | 19.1 | 835.5 | 0.16 | 232.7 | 44 | 276.8 | 427.5 | 26.3 | 3.62 | 34 | 1657.4 | 0.2 | 429.2 | 83.5 | 512.7 | 378.7 | 12.3 | 1.51 | 40 | 1816.2 | 0.17 | 379.4 | 94.2 | 473.6 | 22.49 | 0 | 0.29 | 22.78 | 23.42 | 0 | 0.29 | 23.71 | 374168.1 | 88882.9 | 0 | 4124.7 | 0 | 4760.4 | 42678.8 | 0 | 0 | 0 | 102042.9 | 0 | 95.5 | 3315.4 | 41104.1 | 86698.8 | 464.6 | 0 | 0 | 0 | 87498.6 | 1384.3 | 0 | 0 | 0 | 4205.3
1779 | 75 | Day75 | 2 | Hour2 | 3 | Spring | 2117 | #N/A | Spring | 365809.4 | 2024-03-16 02:00 | 346454.4 | 4052.7 | 11113.3 | 4189 | 365809.4 | 335554.5 | 277136.9 | 0.0315 | 0.0385 | 0.61 | 0.61 | 223.4 | 15.6 | 2.18 | 18.7 | 810.5 | 0.16 | 224.5 | 42.8 | 267.3 | 232.6 | 16.4 | 2.29 | 19.2 | 839.2 | 0.16 | 233.7 | 44.3 | 278 | 420.4 | 24.7 | 3.38 | 34.5 | 1666.9 | 0.19 | 422.1 | 84.2 | 506.3 | 535.3 | 39.1 | 5.49 | 36.9 | 1879.9 | 0.25 | 537.9 | 93 | 630.9 | 22.29 | 0 | 0.29 | 22.58 | 23.2 | 0 | 0.29 | 23.49 | 365809.4 | 88672.5 | 8.1 | 4124.7 | 0 | 4760.4 | 41689.5 | 0 | 0 | 0 | 100591.2 | 0 | 95.5 | 3315.4 | 35211.2 | 86698.8 | 464.6 | 177.5 | 0 | 0 | 87211.4 | 1461.2 | 0 | 0 | 117.1 | 4775.1
1780 | 75 | Day75 | 3 | Hour3 | 3 | Spring | 2117 | #N/A | Spring | 361915.6 | 2024-03-16 03:00 | 343163.4 | 4358.7 | 9917 | 4476.5 | 361915.6 | 332409.5 | 273364.7 | 0.0313 | 0.038 | 0.61 | 0.61 | 224.8 | 15.7 | 2.19 | 18.8 | 816.6 | 0.16 | 225.8 | 43.2 | 269 | 234.2 | 16.5 | 2.31 | 19.4 | 846.2 | 0.16 | 235.4 | 44.6 | 280 | 439.9 | 26.7 | 3.67 | 35.3 | 1716.9 | 0.2 | 441.7 | 86.5 | 528.3 | 674 | 62.6 | 8.97 | 34.4 | 1944.1 | 0.32 | 678.3 | 92.4 | 770.7 | 22.29 | 0 | 0.29 | 22.57 | 23.18 | 0 | 0.29 | 23.47 | 361915.6 | 88550.9 | 115.4 | 4124.7 | 0 | 4760.4 | 41313.8 | 0 | 0 | 0 | 100487.5 | 0 | 95.5 | 3315.4 | 31988.5 | 86698.8 | 464.6 | 0 | 0 | 0 | 87158.4 | 1392.6 | 0 | 0 | 0 | 4721.4
1781 | 75 | Day75 | 4 | Hour4 | 3 | Spring | 2117 | #N/A | Spring | 361291.9 | 2024-03-16 04:00 | 350737.6 | 2020.4 | 3927.7 | 4606.2 | 361291.9 | 339704.7 | 273419 | 0.0315 | 0.0388 | 0.6 | 0.6 | 228.4 | 15.9 | 2.22 | 19.1 | 830.6 | 0.16 | 229.5 | 43.9 | 273.4 | 237.4 | 16.6 | 2.32 | 19.8 | 861.7 | 0.16 | 238.5 | 45.5 | 284 | 454.2 | 28.7 | 3.96 | 35.4 | 1738.1 | 0.21 | 456.2 | 87.3 | 543.5 | 449.5 | 24.2 | 3.28 | 38.8 | 1851.5 | 0.21 | 451.1 | 94 | 545.2 | 22.45 | 0 | 0.28 | 22.73 | 23.4 | 0 | 0.28 | 23.68 | 361291.9 | 87872.9 | 0 | 4124.7 | 0 | 4760.4 | 41869.4 | 0 | 0 | 0 | 102182.1 | 0 | 95.5 | 3315.4 | 29908.1 | 86698.8 | 464.6 | 0 | 0 | 0 | 86620.7 | 1252.2 | 0 | 0 | 0 | 6033.9
1782 | 75 | Day75 | 5 | Hour5 | 3 | Spring | 2117 | #N/A | Spring | 376726.6 | 2024-03-16 05:00 | 371534 | 112.4 | 130.6 | 4949.5 | 376726.6 | 359673.3 | 288878.9 | 0.0319 | 0.0411 | 0.58 | 0.58 | 241.6 | 17.1 | 2.39 | 19.7 | 869.1 | 0.16 | 242.8 | 45.6 | 288.4 | 249.8 | 17.7 | 2.47 | 20.4 | 899.6 | 0.17 | 251 | 47.2 | 298.3 | 482.3 | 33.5 | 4.67 | 35 | 1750.1 | 0.23 | 484.5 | 87.2 | 571.8 | 417.3 | 14.5 | 1.81 | 43.3 | 1971.7 | 0.19 | 418.3 | 102.1 | 520.3 | 23.83 | 0 | 0.26 | 24.09 | 24.9 | 0 | 0.27 | 25.18 | 376726.6 | 87847.8 | 8.8 | 4124.7 | 0 | 6778.4 | 47277.5 | 0 | 0 | 21.9 | 109956.6 | 0 | 95.5 | 3315.4 | 29823.5 | 87033.9 | 464.6 | 0 | 0 | 36.7 | 86471.7 | 1317.5 | 0 | 0 | 7 | 7831.8
1783 | 75 | Day75 | 6 | Hour6 | 3 | Spring | 2117 | #N/A | Spring | 406983.5 | 2024-03-16 06:00 | 402584.4 | 0 | 0 | 4399.1 | 406983.5 | 389401.1 | 311844 | 0.0327 | 0.0445 | 0.57 | 0.57 | 256.6 | 18.9 | 2.66 | 19.9 | 898.7 | 0.17 | 257.9 | 46.7 | 304.7 | 265.8 | 19.6 | 2.75 | 20.6 | 931.4 | 0.17 | 267.2 | 48.4 | 315.6 | 453.6 | 30.9 | 4.3 | 33.4 | 1664.4 | 0.21 | 455.6 | 83 | 538.7 | 434.8 | 11 | 1.26 | 48.8 | 2183.5 | 0.19 | 435.5 | 113.9 | 549.4 | 26.75 | 0 | 0.27 | 27.02 | 28.02 | 0 | 0.28 | 28.3 | 406983.5 | 95139.5 | 329.7 | 4153.3 | 0 | 8374.7 | 57555.4 | 0 | 0 | 1357.8 | 117598.7 | 0 | 100.2 | 3315.4 | 31555.8 | 88396.1 | 464.6 | 0 | 0 | 7209.9 | 85257.1 | 1314.8 | 136.2 | 0 | 17.2 | 7675.3
1784 | 75 | Day75 | 7 | Hour7 | 3 | Spring | 2117 | #N/A | Spring | 427245.3 | 2024-03-16 07:00 | 423179.1 | 237.1 | 0 | 3829.1 | 427245.3 | 409061.6 | 309776.9 | 0.0334 | 0.0467 | 0.6 | 0.6 | 235.1 | 17.3 | 2.43 | 18.4 | 824.3 | 0.16 | 236.3 | 43 | 279.2 | 243.7 | 17.9 | 2.52 | 19 | 854.9 | 0.16 | 244.9 | 44.6 | 289.5 | 224.1 | 11.2 | 1.5 | 20.2 | 951 | 0.1 | 224.8 | 48.5 | 273.4 | 512.3 | 22.1 | 2.89 | 49.3 | 2283.1 | 0.23 | 513.7 | 117.4 | 631.1 | 26.39 | 0 | 0.28 | 26.67 | 27.7 | 0 | 0.29 | 27.99 | 427245.3 | 117468.4 | 609.6 | 4195.4 | 0 | 8374.7 | 55055.4 | 0 | 0 | 3954.1 | 113473.5 | 0 | 129.9 | 3315.4 | 35539.3 | 88396.1 | 464.6 | 222.9 | 0 | 32801.8 | 79523.2 | 1189.3 | 1063.3 | 754.7 | 282.5 | 7888.4
1785 | 75 | Day75 | 8 | Hour8 | 3 | Spring | 2117 | #N/A | Spring | 443342 | 2024-03-16 08:00 | 436356.8 | 706.2 | 2042.1 | 4236.9 | 443342.1 | 421617.2 | 308587.9 | 0.0338 | 0.0482 | 0.63 | 0.62 | 222 | 16.3 | 2.3 | 17.4 | 778.6 | 0.15 | 223.1 | 40.6 | 263.7 | 231.4 | 17 | 2.39 | 18.1 | 811.6 | 0.15 | 232.5 | 42.3 | 274.9 | 134.6 | 5.2 | 0.66 | 13.5 | 620.6 | 0.06 | 134.9 | 32 | 166.9 | 678.7 | 57.2 | 8.13 | 39.9 | 2143.2 | 0.32 | 682.6 | 103.9 | 786.5 | 25.75 | 0 | 0.28 | 26.03 | 27.1 | 0 | 0.3 | 27.4 | 443342 | 134754.2 | 1311.5 | 4195.4 | 0 | 8374.7 | 53863.9 | 0 | 0 | 6617.1 | 111128.4 | 0 | 122.1 | 3315.4 | 36733 | 88396.1 | 464.6 | 682.9 | 0 | 61852.3 | 65217.3 | 1067.4 | 2959.6 | 1528.6 | 72.6 | 7888.4
1786 | 75 | Day75 | 9 | Hour9 | 3 | Spring | 2117 | #N/A | Spring | 455137.8 | 2024-03-16 09:00 | 450450.5 | 766.5 | 40.7 | 3880.1 | 455137.9 | 435027.2 | 290787.4 | 0.0342 | 0.0497 | 0.66 | 0.66 | 201.9 | 14.7 | 2.06 | 16.1 | 714.3 | 0.14 | 202.9 | 37.4 | 240.3 | 209.6 | 15.2 | 2.14 | 16.7 | 741.9 | 0.14 | 210.7 | 38.9 | 249.6 | 94.9 | 3.3 | 0.41 | 9.9 | 449.8 | 0.04 | 95.1 | 23.3 | 118.5 | 424.1 | 13 | 1.57 | 45.6 | 2060.4 | 0.19 | 424.9 | 107 | 531.9 | 25.17 | 0 | 0.28 | 25.45 | 26.54 | 0 | 0.3 | 26.84 | 455137.8 | 164350.5 | 0 | 4193.7 | 0 | 8374.7 | 49498.3 | 0 | 503.7 | 11683.7 | 106316 | 0 | 95.5 | 3315.4 | 30133 | 88396.1 | 464.6 | 0 | 0 | 101399.1 | 49758.8 | 1005.3 | 5430.7 | 1342.5 | 10.3 | 7679.9
1787 | 75 | Day75 | 10 | Hour10 | 3 | Spring | 2117 | #N/A | Spring | 471334 | 2024-03-16 10:00 | 461089.2 | 3433.3 | 2344.2 | 4467.3 | 471334 | 445141.5 | 290734.7 | 0.0346 | 0.0508 | 0.66 | 0.66 | 201.5 | 14.8 | 2.09 | 15.8 | 706.4 | 0.14 | 202.5 | 36.9 | 239.4 | 211.6 | 15.6 | 2.19 | 16.6 | 740.9 | 0.14 | 212.6 | 38.7 | 251.3 | 76.3 | 2.8 | 0.35 | 7.8 | 357.1 | 0.03 | 76.5 | 18.5 | 95 | 744.5 | 65.5 | 9.34 | 41.3 | 2265 | 0.36 | 749 | 108.9 | 857.9 | 25.26 | 0 | 0.28 | 25.54 | 26.69 | 0 | 0.3 | 26.99 | 471334 | 180599.3 | 166.3 | 4196.6 | 0 | 8001.8 | 52163.2 | 0 | 858.5 | 16024.8 | 107158.8 | 0 | 95.5 | 3315.4 | 26776.5 | 88396.1 | 464.6 | 0 | 0 | 118457.1 | 44161.2 | 1097.6 | 9947.6 | 1938.2 | 23.6 | 8258.9
1788 | 75 | Day75 | 11 | Hour11 | 3 | Spring | 2117 | #N/A | Spring | 479903.4 | 2024-03-16 11:00 | 468028 | 4112 | 3399.9 | 4363.5 | 479903.5 | 451738 | 296438.1 | 0.0348 | 0.0515 | 0.65 | 0.65 | 208.1 | 15.6 | 2.2 | 16 | 720 | 0.14 | 209.2 | 37.5 | 246.6 | 219.1 | 16.5 | 2.32 | 16.8 | 757 | 0.15 | 220.3 | 39.4 | 259.7 | 80.8 | 2.9 | 0.37 | 8.3 | 377.2 | 0.04 | 80.9 | 19.5 | 100.5 | 440.7 | 12.1 | 1.41 | 48.6 | 2185.2 | 0.19 | 441.4 | 113.8 | 555.2 | 25.88 | 0 | 0.28 | 26.16 | 27.4 | 0 | 0.29 | 27.69 | 479903.4 | 183465.4 | 0 | 4196.6 | 0 | 7827 | 56374.9 | 0 | 915.1 | 16557.6 | 108718.6 | 0 | 95.5 | 3315.4 | 26836.4 | 88396.1 | 464.6 | 213 | 0 | 122813.6 | 42065.8 | 1113.4 | 14180.2 | 1033.7 | 185.8 | 7679.9
1789 | 75 | Day75 | 12 | Hour12 | 3 | Spring | 2117 | #N/A | Spring | 483572.7 | 2024-03-16 12:00 | 473834.9 | 2274.5 | 3199.9 | 4263.4 | 483572.7 | 457253 | 303310.6 | 0.035 | 0.0521 | 0.64 | 0.64 | 217.2 | 16.5 | 2.33 | 16.4 | 743.8 | 0.14 | 218.4 | 38.6 | 256.9 | 227.9 | 17.4 | 2.45 | 17.1 | 779.6 | 0.15 | 229.1 | 40.4 | 269.5 | 80.2 | 2.8 | 0.35 | 8.3 | 379 | 0.04 | 80.4 | 19.6 | 100 | 441.2 | 10.3 | 1.13 | 50.3 | 2245.2 | 0.19 | 441.8 | 117.3 | 559.1 | 26.3 | 0 | 0.28 | 26.58 | 27.83 | 0 | 0.29 | 28.12 | 483572.7 | 180262.1 | 190.9 | 4196.6 | 0 | 7825 | 60571 | 0 | 894 | 16100.1 | 111174.6 | 0 | 95.7 | 3315.4 | 26867.7 | 88396.1 | 464.6 | 213 | 0 | 121363.8 | 40762.7 | 1141.6 | 14802.9 | 923.3 | 19.9 | 8258.9
1790 | 75 | Day75 | 13 | Hour13 | 3 | Spring | 2117 | #N/A | Spring | 486728.9 | 2024-03-16 13:00 | 478447.4 | 1716.2 | 2283.9 | 4281.3 | 486728.9 | 461627.6 | 306814 | 0.0352 | 0.0526 | 0.64 | 0.64 | 219.3 | 16.7 | 2.35 | 16.5 | 751.7 | 0.14 | 220.4 | 39 | 259.4 | 229.5 | 17.5 | 2.46 | 17.3 | 786.1 | 0.15 | 230.7 | 40.7 | 271.4 | 85 | 3.3 | 0.42 | 8.5 | 391 | 0.04 | 85.2 | 20.2 | 105.4 | 784.9 | 74.4 | 10.68 | 38.7 | 2217.3 | 0.38 | 790.1 | 104.9 | 894.9 | 26.65 | 0 | 0.27 | 26.92 | 28.21 | 0 | 0.29 | 28.5 | 486728.9 | 179914.9 | 0 | 4196.6 | 0 | 7825 | 61387.1 | 0 | 879.1 | 16176.8 | 113399.3 | 0 | 95.5 | 3315.4 | 27521.3 | 88396.1 | 464.6 | 213 | 0 | 120873.9 | 40667 | 1318.1 | 13543.7 | 1497.5 | 149.9 | 8258.9
1791 | 75 | Day75 | 14 | Hour14 | 3 | Spring | 2117 | #N/A | Spring | 487772.5 | 2024-03-16 14:00 | 479840.6 | 1221.6 | 2317.5 | 4392.9 | 487772.5 | 462948 | 307248.5 | 0.0352 | 0.0528 | 0.64 | 0.64 | 219.9 | 16.7 | 2.36 | 16.5 | 753.4 | 0.14 | 221 | 39 | 260 | 230 | 17.5 | 2.47 | 17.3 | 787.4 | 0.15 | 231.2 | 40.8 | 271.9 | 88.5 | 3.8 | 0.5 | 8.5 | 394.6 | 0.04 | 88.7 | 20.3 | 109 | 867.6 | 88.1 | 12.72 | 37.6 | 2253.4 | 0.43 | 873.7 | 104.9 | 978.5 | 26.71 | 0 | 0.27 | 26.98 | 28.28 | 0 | 0.28 | 28.57 | 487772.5 | 180524 | 0 | 4196.6 | 0 | 7825 | 61680.5 | 0 | 869.2 | 16974.7 | 113645.1 | 0 | 159.1 | 3315.4 | 27308.4 | 88396.1 | 505 | 217.1 | 0 | 120183.2 | 40976 | 1521 | 12889.8 | 1762.9 | 879.6 | 8050.4
1792 | 75 | Day75 | 15 | Hour15 | 3 | Spring | 2117 | #N/A | Spring | 488978.8 | 2024-03-16 15:00 | 479897.1 | 2822.8 | 1912.1 | 4346.9 | 488978.8 | 463002.3 | 314168.5 | 0.0352 | 0.0528 | 0.63 | 0.62 | 227.2 | 17.2 | 2.43 | 17.1 | 778.9 | 0.15 | 228.3 | 40.3 | 268.7 | 238.1 | 18.1 | 2.55 | 17.9 | 815.8 | 0.15 | 239.4 | 42.2 | 281.6 | 91.2 | 3.9 | 0.51 | 8.8 | 408.4 | 0.04 | 91.5 | 21 | 112.5 | 476.1 | 20.4 | 2.67 | 46.1 | 2116.4 | 0.22 | 477.4 | 109.2 | 586.6 | 27.1 | 0 | 0.27 | 27.37 | 28.71 | 0 | 0.28 | 28.99 | 488978.8 | 174810.4 | 0 | 4196.6 | 0 | 7825 | 63634.2 | 0 | 882.6 | 15048.3 | 117797.2 | 0 | 159.1 | 3315.4 | 27935.1 | 88396.1 | 692.6 | 217.1 | 0 | 115956.2 | 41328.8 | 1594.4 | 12937.3 | 1553.6 | 350.3 | 7888.4
1793 | 75 | Day75 | 16 | Hour16 | 3 | Spring | 2117 | #N/A | Spring | 490523.4 | 2024-03-16 16:00 | 480298 | 3427.1 | 2459.5 | 4339 | 490523.5 | 463385.9 | 328362.7 | 0.0352 | 0.0528 | 0.61 | 0.6 | 241.9 | 18.5 | 2.61 | 18 | 825.6 | 0.15 | 243.2 | 42.6 | 285.8 | 254.3 | 19.4 | 2.74 | 18.8 | 867.2 | 0.16 | 255.6 | 44.7 | 300.3 | 133.1 | 7.5 | 1.03 | 11.2 | 536.6 | 0.06 | 133.6 | 27.2 | 160.8 | 396 | 7.6 | 0.78 | 46.8 | 2054.8 | 0.18 | 396.4 | 108.1 | 504.6 | 27.86 | 0 | 0.27 | 28.13 | 29.54 | 0 | 0.28 | 29.82 | 490523.4 | 162160.8 | 206.7 | 4255.8 | 0 | 7825 | 68433.8 | 0 | 895.3 | 13451 | 124220.7 | 0 | 159.1 | 3315.4 | 30577.7 | 88396.1 | 759.4 | 213 | 0 | 102268.6 | 43966.5 | 1579.4 | 11282.4 | 3781.7 | 484 | 8258.9
1794 | 75 | Day75 | 17 | Hour17 | 3 | Spring | 2117 | #N/A | Spring | 486460.6 | 2024-03-16 17:00 | 479609.8 | 770.5 | 1553.2 | 4527.1 | 486460.7 | 462739.3 | 354727.8 | 0.0352 | 0.0527 | 0.57 | 0.56 | 260.6 | 19.5 | 2.74 | 19.6 | 902 | 0.16 | 261.9 | 46.5 | 308.4 | 274.6 | 20.4 | 2.87 | 20.8 | 954.2 | 0.17 | 276 | 49.3 | 325.3 | 269 | 18.9 | 2.65 | 19.2 | 967.3 | 0.13 | 270.3 | 48.1 | 318.4 | 403.8 | 8.2 | 0.86 | 47.4 | 2080.6 | 0.19 | 404.3 | 109.4 | 513.7 | 30.92 | 0 | 0.27 | 31.19 | 32.73 | 0 | 0.28 | 33.01 | 486460.6 | 131732.8 | 1466.9 | 4255.8 | 0 | 7825 | 71035.6 | 0 | 883.9 | 9456.6 | 136953.5 | 0 | 421.6 | 3315.4 | 33763.7 | 88396.1 | 774.4 | 6519.9 | 0 | 72455.7 | 47476 | 1460.6 | 8654.9 | 7373 | 972.1 | 7888.4
1795 | 75 | Day75 | 18 | Hour18 | 3 | Spring | 2117 | #N/A | Spring | 481447.2 | 2024-03-16 18:00 | 477505.6 | 0 | 0 | 3941.7 | 481447.2 | 460745.9 | 378947.5 | 0.0351 | 0.0525 | 0.53 | 0.52 | 287.1 | 21.1 | 2.99 | 21.9 | 988.7 | 0.19 | 288.5 | 51.4 | 340 | 302.6 | 22.1 | 3.13 | 23.3 | 1045.9 | 0.2 | 304.1 | 54.5 | 358.6 | 396.9 | 25.4 | 3.59 | 31.6 | 1437.1 | 0.23 | 398.6 | 74.5 | 473.1 | 449 | 11.5 | 1.33 | 50.5 | 2238.1 | 0.21 | 449.8 | 117.2 | 567 | 32.69 | 0 | 0.27 | 32.96 | 34.51 | 0 | 0.29 | 34.8 | 481447.2 | 102499.7 | 1732.6 | 4255.8 | 0 | 8374.7 | 75217.3 | 0 | 777.8 | 5544.4 | 143346.8 | 0 | 3270.7 | 3315.4 | 37243.9 | 88396.1 | 4059.8 | 9734.4 | 0 | 42278.8 | 52334.8 | 1563.9 | 6308.6 | 8376.2 | 3097 | 7888.4
1796 | 75 | Day75 | 19 | Hour19 | 3 | Spring | 2117 | #N/A | Spring | 483930.6 | 2024-03-16 19:00 | 480323 | 0 | 0 | 3607.6 | 483930.6 | 463415 | 405202.2 | 0.0352 | 0.0528 | 0.52 | 0.51 | 297.3 | 21.9 | 3.1 | 22.6 | 1022.3 | 0.19 | 298.8 | 53.1 | 351.8 | 313.6 | 23 | 3.26 | 23.9 | 1081.8 | 0.2 | 315.2 | 56.2 | 371.4 | 432.3 | 26.6 | 3.74 | 35.4 | 1599.4 | 0.26 | 434.1 | 83.1 | 517.3 | 584.9 | 11.8 | 1.24 | 68.6 | 3018.9 | 0.27 | 585.6 | 158.6 | 744.2 | 45.63 | 0 | 0.27 | 45.9 | 48.2 | 0 | 0.29 | 48.49 | 483930.6 | 78728.4 | 3610.4 | 4257.5 | 0 | 8374.7 | 78527.6 | 0 | 305.3 | 1657.7 | 148597.8 | 0 | 3270.7 | 3315.4 | 53755.6 | 88396.1 | 4059.8 | 9036.6 | 0 | 11701.3 | 63402.8 | 1661.4 | 3533.4 | 8035.1 | 3117.1 | 8007
1797 | 75 | Day75 | 20 | Hour20 | 3 | Spring | 2117 | #N/A | Spring | 480831.9 | 2024-03-16 20:00 | 476842.4 | 0 | 0 | 3989.5 | 480831.9 | 460113.5 | 408472.2 | 0.0351 | 0.0524 | 0.52 | 0.51 | 292 | 21.8 | 3.08 | 21.8 | 1005.3 | 0.18 | 293.5 | 51.8 | 345.3 | 307.4 | 22.8 | 3.22 | 23.2 | 1063.2 | 0.19 | 309 | 54.9 | 363.9 | 412.4 | 26 | 3.62 | 32.6 | 1551.9 | 0.21 | 414.2 | 78.9 | 493 | 557.6 | 10.6 | 1.09 | 65.9 | 2897.6 | 0.25 | 558.2 | 152.4 | 710.5 | 34.07 | 0 | 0.27 | 34.34 | 35.96 | 0 | 0.29 | 36.25 | 480831.9 | 72359.7 | 8140.2 | 4257.5 | 0 | 8374.7 | 78552 | 0 | 0 | 0.3 | 147821.2 | 0 | 1577.7 | 3315.4 | 58253 | 88396.1 | 1861.1 | 7923.2 | 0 | 0.2 | 70950.6 | 1408.6 | 511.5 | 4314.5 | 3435.6 | 8258.9
1798 | 75 | Day75 | 21 | Hour21 | 3 | Spring | 2117 | #N/A | Spring | 461847.7 | 2024-03-16 21:00 | 457722.4 | 0 | 0 | 4125.2 | 461847.7 | 441944.6 | 385003.8 | 0.0345 | 0.0505 | 0.53 | 0.52 | 290.4 | 22.2 | 3.14 | 21.2 | 988.8 | 0.18 | 291.9 | 50.7 | 342.7 | 302.7 | 23.1 | 3.26 | 22.2 | 1032.1 | 0.19 | 304.3 | 53 | 357.3 | 400.7 | 26.4 | 3.67 | 30.3 | 1495.7 | 0.19 | 402.5 | 74.9 | 477.4 | 472.4 | 12.4 | 1.44 | 52.8 | 2346.9 | 0.22 | 473.2 | 122.8 | 596 | 31.28 | 0 | 0.28 | 31.56 | 32.95 | 0 | 0.29 | 33.25 | 461847.7 | 76843.8 | 5444.6 | 4257.5 | 0 | 8374.7 | 77497 | 0 | 0 | 0 | 139437.6 | 0 | 159.1 | 3315.4 | 55010.6 | 88396.1 | 787.7 | 2323.4 | 0 | 0 | 75333.5 | 1510.3 | 0.1 | 1449.9 | 2862.9 | 8258.9
1799 | 75 | Day75 | 22 | Hour22 | 3 | Spring | 2117 | #N/A | Spring | 436147.3 | 2024-03-16 22:00 | 431772.2 | 0 | 0 | 4375 | 436147.3 | 417210.2 | 355507.1 | 0.0337 | 0.0478 | 0.56 | 0.55 | 272.4 | 20.9 | 2.95 | 20.1 | 926.1 | 0.17 | 273.9 | 47.8 | 321.6 | 283.2 | 21.7 | 3.06 | 21 | 963.9 | 0.18 | 284.7 | 49.7 | 334.5 | 431.4 | 28.8 | 4 | 32.3 | 1601.3 | 0.2 | 433.3 | 80 | 513.3 | 832.9 | 77.4 | 11.11 | 42.6 | 2389.4 | 0.41 | 838.2 | 113.9 | 952.2 | 31.28 | 0 | 0.28 | 31.56 | 32.87 | 0 | 0.3 | 33.17 | 436147.3 | 80640.2 | 3971.5 | 4257.5 | 0 | 8374.7 | 69074.9 | 0 | 0 | 0 | 123601.6 | 0 | 159.1 | 3315.4 | 51738.6 | 88396.1 | 737.2 | 1880.5 | 0 | 0 | 78993 | 1647.1 | 0 | 2374.6 | 2454.8 | 6940.1
1800 | 75 | Day75 | 23 | Hour23 | 3 | Spring | 2117 | #N/A | Spring | 406965 | 2024-03-16 23:00 | 402320.4 | 0 | 0 | 4644.6 | 406965 | 389070.2 | 324002.1 | 0.0329 | 0.0448 | 0.59 | 0.59 | 247.9 | 18.8 | 2.66 | 18.8 | 850.6 | 0.16 | 249.2 | 44.2 | 293.4 | 257.5 | 19.5 | 2.75 | 19.6 | 884.3 | 0.17 | 258.8 | 46 | 304.8 | 474.8 | 33.2 | 4.63 | 34.2 | 1715.6 | 0.22 | 477.1 | 85.3 | 562.4 | 860.3 | 81.8 | 11.76 | 42.3 | 2409 | 0.42 | 865.9 | 114.2 | 980.1 | 27.33 | 0 | 0.28 | 27.61 | 28.62 | 0 | 0.3 | 28.92 | 406965 | 82962.8 | 3057.2 | 4186.4 | 0 | 8374.7 | 57776.4 | 0 | 0 | 0 | 108056.5 | 0 | 159.1 | 3315.4 | 49277.8 | 88396.1 | 492.4 | 910.1 | 0 | 0 | 81505.5 | 1457.3 | 0 | 2031 | 2373.4 | 5742.9
1801 | 76 | Day76 | 0 | Hour0 | 3 | Spring | 62 | 484715.8 | Spring | 382782.8 | 2024-03-17 | 377723 | 64.5 | 4.1 | 4991.2 | 382782.8 | 365531.2 | 299901.9 | 0.0323 | 0.0421 | 0.6 | 0.6 | 238.5 | 17.9 | 2.52 | 18.5 | 824.9 | 0.16 | 239.8 | 43.1 | 282.9 | 247.2 | 18.5 | 2.61 | 19.2 | 855.8 | 0.17 | 248.5 | 44.7 | 293.2 | 482 | 34.2 | 4.78 | 34.3 | 1726.5 | 0.23 | 484.3 | 85.8 | 570.1 | 388.2 | 9.6 | 1.09 | 43.8 | 1956.4 | 0.17 | 388.8 | 102.1 | 490.9 | 23.97 | 0 | 0.28 | 24.25 | 25.07 | 0 | 0.3 | 25.37 | 382782.8 | 82881 | 44.1 | 4170.9 | 0 | 6122.1 | 51389.4 | 0 | 0 | 0 | 100064 | 0 | 95.5 | 3315.4 | 46172.4 | 87033.9 | 491.4 | 1002.9 | 0 | 0 | 81600.6 | 1280.3 | 0 | 0 | 465.2 | 5733.1
1802 | 76 | Day76 | 1 | Hour1 | 3 | Spring | 2117 | #N/A | Spring | 365234.9 | 2024-03-17 01:00 | 358808 | 1363.4 | 217.1 | 4846.3 | 365234.9 | 347414.9 | 282053.6 | 0.0318 | 0.0399 | 0.61 | 0.61 | 229.2 | 16.8 | 2.36 | 18.4 | 805.9 | 0.16 | 230.4 | 42.4 | 272.8 | 237.7 | 17.4 | 2.45 | 19 | 836.1 | 0.17 | 238.9 | 44 | 282.9 | 462.6 | 32.3 | 4.51 | 33.4 | 1673.7 | 0.22 | 464.8 | 83.4 | 548.2 | 548.8 | 36.7 | 5.1 | 40.9 | 2035.9 | 0.26 | 551.3 | 101.7 | 652.9 | 23.21 | 0 | 0.28 | 23.49 | 24.25 | 0 | 0.29 | 24.55 | 365234.9 | 83181.3 | 0 | 4170.9 | 0 | 5716.5 | 45659.9 | 0 | 0 | 0 | 95895.3 | 0 | 95.5 | 3315.4 | 39049.4 | 87033.9 | 491.4 | 625.5 | 0 | 0 | 81592.8 | 1588.5 | 0 | 0 | 0 | 5618.6
1803 | 76 | Day76 | 2 | Hour2 | 3 | Spring | 2117 | #N/A | Spring | 355720.6 | 2024-03-17 02:00 | 347599.3 | 3670.1 | 217.1 | 4234.1 | 355720.6 | 336666.9 | 273391.6 | 0.0314 | 0.0386 | 0.61 | 0.61 | 229.3 | 16.7 | 2.35 | 18.5 | 808.5 | 0.16 | 230.4 | 42.6 | 273 | 237.9 | 17.4 | 2.45 | 19.2 | 838.3 | 0.17 | 239.1 | 44.2 | 283.3 | 474.3 | 33.1 | 4.63 | 34.2 | 1713.7 | 0.22 | 476.5 | 85.3 | 561.9 | 573 | 45.7 | 6.47 | 36 | 1891.6 | 0.27 | 576.1 | 92.5 | 668.6 | 22.88 | 0 | 0.29 | 23.17 | 23.86 | 0 | 0.29 | 24.15 | 355720.6 | 82329 | 115.2 | 4170.9 | 0 | 5343.6 | 44242.9 | 0 | 0 | 0 | 94141 | 0 | 95.5 | 3315.4 | 33627.6 | 87033.9 | 491.4 | 814.2 | 0 | 0 | 80753.5 | 1575.6 | 0 | 0 | 0 | 5274.7
1804 | 76 | Day76 | 3 | Hour3 | 3 | Spring | 2117 | #N/A | Spring | 353265.4 | 2024-03-17 03:00 | 343599.8 | 5066.2 | 263.9 | 4335.6 | 353265.4 | 332838.5 | 269822.2 | 0.0313 | 0.038 | 0.61 | 0.61 | 229 | 16.7 | 2.34 | 18.6 | 809.4 | 0.16 | 230.2 | 42.7 | 272.9 | 238.2 | 17.4 | 2.44 | 19.2 | 840.5 | 0.17 | 239.3 | 44.3 | 283.7 | 476.4 | 33.3 | 4.65 | 34.3 | 1721.8 | 0.22 | 478.7 | 85.7 | 564.4 | 364.9 | 7.9 | 0.84 | 42.2 | 1876.1 | 0.16 | 365.4 | 98.1 | 463.5 | 22.76 | 0 | 0.3 | 23.06 | 23.78 | 0 | 0.29 | 24.07 | 353265.4 | 83443.2 | 0 | 4170.9 | 0 | 5343.6 | 43651.5 | 0 | 0 | 0 | 93872.8 | 0 | 95.5 | 3315.4 | 31847.2 | 87033.9 | 491.4 | 0 | 0 | 0 | 82060.3 | 1382.9 | 0 | 0 | 0 | 4943.5
1805 | 76 | Day76 | 4 | Hour4 | 3 | Spring | 2117 | #N/A | Spring | 357032.5 | 2024-03-17 04:00 | 349637 | 2537.5 | 217.1 | 4640.8 | 357032.5 | 338656.2 | 274155 | 0.0314 | 0.0386 | 0.6 | 0.59 | 237.5 | 17.4 | 2.45 | 19 | 834.9 | 0.17 | 238.7 | 43.9 | 282.6 | 246.5 | 18.1 | 2.54 | 19.7 | 867 | 0.17 | 247.8 | 45.6 | 293.4 | 479.8 | 34.2 | 4.79 | 34 | 1713 | 0.23 | 482.1 | 85.1 | 567.2 | 886.2 | 95.7 | 13.87 | 33 | 2132.1 | 0.44 | 892.8 | 96.7 | 989.5 | 23.44 | 0 | 0.29 | 23.73 | 24.5 | 0 | 0.28 | 24.79 | 357032.5 | 82877.5 | 0 | 4170.9 | 0 | 5716.5 | 46279.4 | 0 | 0 | 0 | 97074.8 | 0 | 95.5 | 3315.4 | 29977.2 | 87033.9 | 491.4 | 0 | 0 | 0 | 81581.2 | 1296.3 | 0 | 0 | 0 | 5624.4
1806 | 76 | Day76 | 5 | Hour5 | 3 | Spring | 2117 | #N/A | Spring | 374254.4 | 2024-03-17 05:00 | 369113.9 | 539.3 | 4.1 | 4597.1 | 374254.4 | 357362.3 | 291389.7 | 0.0318 | 0.0408 | 0.57 | 0.57 | 259.5 | 19.6 | 2.76 | 19.9 | 894 | 0.17 | 260.9 | 46.5 | 307.4 | 268.7 | 20.3 | 2.86 | 20.6 | 926.3 | 0.18 | 270 | 48.2 | 318.3 | 484.1 | 34.9 | 4.9 | 33.9 | 1714.1 | 0.23 | 486.5 | 85 | 571.5 | 705.9 | 63.6 | 9.1 | 37.8 | 2098 | 0.34 | 710.2 | 100.4 | 810.6 | 24.42 | 0 | 0.27 | 24.69 | 25.53 | 0 | 0.28 | 25.81 | 374254.4 | 82864.8 | 252.8 | 4170.9 | 0 | 5826.2 | 55168.2 | 0 | 0 | 13.2 | 105373.9 | 0 | 95.5 | 3315.4 | 29661.5 | 87033.9 | 491.4 | 0 | 0 | 24.8 | 81337.4 | 1489.3 | 0 | 0 | 5.5 | 5597.7
1807 | 76 | Day76 | 6 | Hour6 | 3 | Spring | 2117 | #N/A | Spring | 402723.4 | 2024-03-17 06:00 | 398291.4 | 0 | 0 | 4431.9 | 402723.3 | 385302.3 | 313313.9 | 0.0326 | 0.044 | 0.56 | 0.56 | 273.4 | 21.4 | 3.02 | 20 | 918.6 | 0.18 | 274.8 | 47.4 | 322.2 | 283.1 | 22.1 | 3.13 | 20.7 | 952.1 | 0.18 | 284.6 | 49.1 | 333.8 | 434.3 | 30.3 | 4.24 | 31.3 | 1569.6 | 0.2 | 436.3 | 78.1 | 514.4 | 457.1 | 17.3 | 2.2 | 47 | 2115.8 | 0.22 | 458.2 | 110.1 | 568.3 | 25.96 | 0 | 0.22 | 26.18 | 27.2 | 0 | 0.23 | 27.43 | 402723.4 | 89409.4 | 321.4 | 4182.8 | 0 | 7389.8 | 65599.4 | 0 | 0 | 1186.3 | 111284.4 | 0 | 114.1 | 3315.4 | 32259.1 | 88356 | 491.4 | 0 | 0 | 4790.4 | 82104.4 | 1328.2 | 91.9 | 42.3 | 0 | 8099.4
1808 | 76 | Day76 | 7 | Hour7 | 3 | Spring | 2117 | #N/A | Spring | 424096.4 | 2024-03-17 07:00 | 420159.4 | 45.1 | 0 | 3891.9 | 424096.4 | 406180.6 | 313353.7 | 0.0333 | 0.0464 | 0.59 | 0.59 | 254.4 | 19.9 | 2.82 | 18.6 | 853.6 | 0.17 | 255.7 | 44.1 | 299.8 | 263.8 | 20.6 | 2.92 | 19.3 | 885.8 | 0.17 | 265.2 | 45.8 | 311 | 275.8 | 16.7 | 2.29 | 22.2 | 1079.4 | 0.13 | 276.9 | 54.4 | 331.3 | 457.7 | 14.5 | 1.79 | 48.9 | 2192.3 | 0.21 | 458.6 | 114.3 | 572.9 | 27.02 | 0 | 0.16 | 27.18 | 28.37 | 0 | 0.17 | 28.55 | 424096.4 | 110742.8 | 955 | 4195.4 | 0 | 8374.7 | 64318.1 | 0 | 0 | 2749.7 | 108179.4 | 0 | 159.1 | 3315.4 | 34882.7 | 88396.1 | 577.9 | 0 | 0 | 25779.5 | 81084 | 1129.5 | 1015.5 | 8.9 | 0 | 8258.9
1809 | 76 | Day76 | 8 | Hour8 | 3 | Spring | 2117 | #N/A | Spring | 438347.6 | 2024-03-17 08:00 | 433638 | 539.9 | 0 | 4169.8 | 438347.6 | 419024.9 | 309773.5 | 0.0337 | 0.0479 | 0.62 | 0.62 | 234.8 | 18.2 | 2.57 | 17.4 | 793.8 | 0.16 | 236 | 41.1 | 277.2 | 243.7 | 18.9 | 2.66 | 18.1 | 824.7 | 0.16 | 244.9 | 42.8 | 287.7 | 143.3 | 5.5 | 0.7 | 14.4 | 661.3 | 0.06 | 143.7 | 34.1 | 177.8 | 752.8 | 69 | 9.89 | 39.4 | 2189.2 | 0.37 | 757.5 | 104.8 | 862.3 | 26.63 | 0 | 0.28 | 26.91 | 28.01 | 0 | 0.3 | 28.31 | 438347.6 | 128574.2 | 613.6 | 4195.4 | 0 | 8374.7 | 60452.7 | 0 | 0 | 5300 | 105445.4 | 0 | 159.1 | 3315.4 | 37566.7 | 88396.1 | 502.2 | 752.1 | 0 | 52258.3 | 69865.8 | 1150 | 1906.4 | 151.2 | 0.2 | 7888.4
1810 | 76 | Day76 | 9 | Hour9 | 3 | Spring | 2117 | #N/A | Spring | 453422.2 | 2024-03-17 09:00 | 448397.2 | 818.9 | 0 | 4206.1 | 453422.2 | 433071.4 | 293409.8 | 0.0342 | 0.0495 | 0.65 | 0.65 | 211.5 | 16.2 | 2.29 | 16 | 719.8 | 0.14 | 212.6 | 37.5 | 250.1 | 219.7 | 16.9 | 2.38 | 16.6 | 748.1 | 0.15 | 220.8 | 39 | 259.8 | 111.3 | 3.7 | 0.46 | 11.7 | 531.5 | 0.05 | 111.6 | 27.6 | 139.1 | 525.7 | 20.2 | 2.59 | 53 | 2410.5 | 0.24 | 527 | 124.9 | 651.9 | 26.27 | 0 | 0.28 | 26.55 | 27.68 | 0 | 0.3 | 27.98 | 453422.2 | 160012.4 | 9.7 | 4195.4 | 0 | 8374.7 | 55675.3 | 0 | 487.1 | 9840.4 | 100244.4 | 0 | 159.1 | 3315.4 | 32269.8 | 88396.1 | 556.9 | 213 | 0 | 88216.6 | 60358.8 | 1109.6 | 4249.9 | 726.6 | 367.4 | 8258.9
1811 | 76 | Day76 | 10 | Hour10 | 3 | Spring | 2117 | #N/A | Spring | 467869 | 2024-03-17 10:00 | 458993.5 | 2561.7 | 1518.5 | 4795.3 | 467869 | 443144.6 | 290635.9 | 0.0345 | 0.0506 | 0.66 | 0.66 | 209 | 16.2 | 2.29 | 15.6 | 705.7 | 0.14 | 210.1 | 36.7 | 246.8 | 218.7 | 17 | 2.4 | 16.3 | 738.2 | 0.15 | 219.9 | 38.4 | 258.3 | 91.7 | 2.7 | 0.33 | 9.9 | 446.9 | 0.04 | 91.9 | 23.2 | 115.1 | 935.6 | 96.4 | 13.93 | 39.3 | 2386.6 | 0.47 | 942.3 | 110.6 | 1052.8 | 25.96 | 0 | 0.28 | 26.25 | 27.43 | 0 | 0.3 | 27.73 | 467869 | 177233 | 9.7 | 4195.4 | 0 | 8197.9 | 57686.2 | 0 | 823.9 | 12320.6 | 99834.6 | 0 | 159.1 | 3315.4 | 27864.2 | 88396.1 | 610.6 | 366.6 | 0 | 108223.9 | 54779.5 | 1085.2 | 8037.1 | 778.5 | 670.9 | 8258.9
1812 | 76 | Day76 | 11 | Hour11 | 3 | Spring | 2117 | #N/A | Spring | 475307.8 | 2024-03-17 11:00 | 465773.6 | 3414.7 | 1374.6 | 4745 | 475307.8 | 449590.3 | 292875.7 | 0.0347 | 0.0513 | 0.66 | 0.66 | 211.4 | 16.5 | 2.34 | 15.6 | 709.4 | 0.14 | 212.5 | 36.8 | 249.4 | 221.5 | 17.3 | 2.45 | 16.4 | 743 | 0.15 | 222.7 | 38.6 | 261.3 | 86.3 | 2.8 | 0.34 | 9.2 | 415.5 | 0.04 | 86.5 | 21.6 | 108.1 | 773.6 | 78.4 | 11.32 | 33.7 | 2012.1 | 0.39 | 779 | 93.8 | 872.8 | 25.86 | 0 | 0.28 | 26.14 | 27.34 | 0 | 0.3 | 27.64 | 475307.8 | 182432.1 | 166.7 | 4195.4 | 0 | 7825 | 59873.2 | 0 | 888.9 | 14001.9 | 100777.2 | 0 | 159.1 | 3315.4 | 27343.2 | 88396.1 | 670.8 | 153.6 | 0 | 112173.1 | 54374.2 | 994 | 10479 | 1220 | 207.2 | 8258.9
1813 | 76 | Day76 | 12 | Hour12 | 3 | Spring | 2117 | #N/A | Spring | 480460.2 | 2024-03-17 12:00 | 470565 | 3308 | 1731.5 | 4855.7 | 480460.2 | 454143.1 | 297337.9 | 0.0349 | 0.0518 | 0.66 | 0.65 | 213.2 | 16.7 | 2.36 | 15.7 | 714.5 | 0.14 | 214.3 | 37 | 251.3 | 223.4 | 17.5 | 2.48 | 16.4 | 748.6 | 0.15 | 224.6 | 38.8 | 263.3 | 87.3 | 3.1 | 0.4 | 9 | 409.1 | 0.04 | 87.5 | 21.2 | 108.7 | 406.4 | 7.8 | 0.8 | 48.6 | 2110.1 | 0.2 | 406.9 | 111.6 | 518.4 | 25.52 | 0 | 0.28 | 25.8 | 27.01 | 0 | 0.3 | 27.31 | 480460.2 | 183122.3 | 51.1 | 4195.4 | 0 | 7825 | 61308.4 | 0 | 885.5 | 13560 | 102445.3 | 0 | 159.1 | 3315.4 | 28995.4 | 88334 | 555.2 | 153.6 | 0 | 109069.2 | 58865.4 | 742.3 | 12054.1 | 1214.3 | 25 | 8258.9
1814 | 76 | Day76 | 13 | Hour13 | 3 | Spring | 2117 | #N/A | Spring | 484497.6 | 2024-03-17 13:00 | 474260.3 | 3641.3 | 1765.1 | 4830.8 | 484497.6 | 457651.3 | 298037.7 | 0.035 | 0.0522 | 0.66 | 0.65 | 212.4 | 16.6 | 2.34 | 15.7 | 714.3 | 0.14 | 213.5 | 37 | 250.5 | 222.6 | 17.4 | 2.46 | 16.4 | 748.8 | 0.15 | 223.8 | 38.8 | 262.6 | 79.6 | 2.9 | 0.37 | 8.2 | 371.7 | 0.04 | 79.8 | 19.2 | 99 | 453.1 | 15.5 | 1.95 | 47.3 | 2135.1 | 0.21 | 454.1 | 111 | 565.2 | 26.46 | 0 | 0.23 | 26.69 | 28.03 | 0 | 0.24 | 28.27 | 484497.6 | 186459.9 | 0.1 | 4195.4 | 0 | 8200.9 | 61171.3 | 0 | 854.9 | 15414.2 | 104008.2 | 0 | 159.1 | 3315.4 | 27876.5 | 88396.1 | 561.1 | 153.6 | 0 | 106319.2 | 63312 | 559.6 | 11120.8 | 1125.8 | 143 | 8153.5
1815 | 76 | Day76 | 14 | Hour14 | 3 | Spring | 2117 | #N/A | Spring | 484715.8 | 2024-03-17 14:00 | 475077.1 | 3014.3 | 1587.6 | 5036.8 | 484715.9 | 458426.9 | 298192.7 | 0.035 | 0.0523 | 0.65 | 0.65 | 213.3 | 16.6 | 2.34 | 15.8 | 719.6 | 0.14 | 214.4 | 37.3 | 251.7 | 223.2 | 17.4 | 2.45 | 16.5 | 753.1 | 0.15 | 224.4 | 39 | 263.4 | 79.5 | 3 | 0.38 | 8.1 | 368.3 | 0.04 | 79.7 | 19 | 98.7 | 445.4 | 12.2 | 1.42 | 49.2 | 2209 | 0.2 | 446.2 | 115.1 | 561.2 | 26.21 | 0 | 0.23 | 26.44 | 27.75 | 0 | 0.24 | 27.99 | 484715.8 | 186523.1 | 167.5 | 4190.7 | 0 | 8197.9 | 61208.8 | 0 | 833.4 | 14987.8 | 105571.2 | 0 | 100.2 | 3315.4 | 26735 | 88061 | 491.4 | 153.6 | 0 | 102146.5 | 68048.6 | 506.9 | 12231.5 | 974.2 | 409.1 | 8082.6
1816 | 76 | Day76 | 15 | Hour15 | 3 | Spring | 2117 | #N/A | Spring | 482931.3 | 2024-03-17 15:00 | 473443.8 | 2466.1 | 1587.6 | 5433.8 | 482931.3 | 456875.9 | 297869.9 | 0.035 | 0.0521 | 0.65 | 0.65 | 215.9 | 16.8 | 2.37 | 16 | 728.3 | 0.14 | 217 | 37.7 | 254.7 | 225.8 | 17.5 | 2.48 | 16.7 | 761.9 | 0.15 | 227 | 39.4 | 266.4 | 83.4 | 3.1 | 0.4 | 8.4 | 386.2 | 0.04 | 83.6 | 20 | 103.6 | 622.4 | 41 | 5.7 | 47 | 2326.9 | 0.29 | 625.1 | 116.4 | 741.5 | 26.24 | 0 | 0.23 | 26.47 | 27.78 | 0 | 0.24 | 28.02 | 482931.3 | 185061.3 | 81.2 | 4190.7 | 0 | 7825 | 61702.9 | 0 | 815.1 | 14878.7 | 106473.2 | 0 | 118.5 | 3315.4 | 25502.1 | 88061 | 491.4 | 108.6 | 0 | 98107 | 70805.9 | 454.5 | 11377.2 | 807.2 | 82.5 | 8045.8
1817 | 76 | Day76 | 16 | Hour16 | 3 | Spring | 2117 | #N/A | Spring | 480874.9 | 2024-03-17 16:00 | 471731.3 | 2132.8 | 1766.2 | 5244.6 | 480874.9 | 455259.9 | 309652.5 | 0.0349 | 0.0519 | 0.63 | 0.63 | 230 | 18 | 2.54 | 16.8 | 771.8 | 0.15 | 231.2 | 39.9 | 271 | 240.5 | 18.8 | 2.66 | 17.6 | 807.6 | 0.16 | 241.8 | 41.7 | 283.5 | 114.3 | 4.7 | 0.61 | 11.2 | 516.3 | 0.05 | 114.6 | 26.6 | 141.1 | 871.5 | 87.8 | 12.67 | 38.4 | 2284.6 | 0.43 | 877.5 | 106.6 | 984.1 | 27.13 | 0 | 0.27 | 27.41 | 28.72 | 0 | 0.29 | 29.01 | 480874.9 | 171222.4 | 222.9 | 4249.9 | 0 | 8197.9 | 65898.1 | 0 | 820 | 11633.8 | 111146.6 | 0 | 159.1 | 3315.4 | 27698.5 | 88061 | 703.2 | 0 | 0 | 85862.5 | 72612.1 | 294 | 11054.8 | 438.2 | 0.5 | 8045.8
1818 | 76 | Day76 | 17 | Hour17 | 3 | Spring | 2117 | #N/A | Spring | 473174.8 | 2024-03-17 17:00 | 467737.4 | 32.3 | 0 | 5405.1 | 473174.8 | 451480.9 | 334594.5 | 0.0348 | 0.0514 | 0.61 | 0.6 | 243.5 | 18.9 | 2.67 | 17.9 | 820.9 | 0.16 | 244.8 | 42.4 | 287.2 | 256.3 | 19.7 | 2.79 | 19 | 868.5 | 0.17 | 257.6 | 44.9 | 302.6 | 236.6 | 13.2 | 1.79 | 20.1 | 960.4 | 0.11 | 237.5 | 48.7 | 286.2 | 491.3 | 21.5 | 2.83 | 47.1 | 2169.2 | 0.23 | 492.7 | 111.8 | 604.6 | 48.06 | 0 | 0.27 | 48.33 | 50.78 | 0 | 0.29 | 51.07 | 473174.8 | 138580.3 | 1943.1 | 4249.9 | 0 | 8374.7 | 67860.6 | 0 | 785.8 | 6484.6 | 117052.6 | 0 | 159.1 | 3315.4 | 34882 | 88061 | 845.7 | 7850.4 | 0 | 57615.8 | 73470 | 224 | 7094.5 | 3030.4 | 1920.1 | 8254.3
1819 | 76 | Day76 | 18 | Hour18 | 3 | Spring | 2117 | #N/A | Spring | 466615.6 | 2024-03-17 18:00 | 461601.6 | 16.5 | 0 | 4997.5 | 466615.6 | 445660.6 | 348938.8 | 0.0345 | 0.0507 | 0.58 | 0.58 | 256.6 | 19.7 | 2.79 | 18.9 | 869.9 | 0.16 | 257.9 | 44.8 | 302.8 | 270.5 | 20.7 | 2.92 | 20.1 | 922 | 0.17 | 271.9 | 47.6 | 319.5 | 362.8 | 21 | 2.89 | 30.2 | 1436.6 | 0.18 | 364.3 | 73 | 437.3 | 580.7 | 35.5 | 4.9 | 46.5 | 2246.3 | 0.28 | 583.1 | 113.6 | 696.7 | 47.52 | 0 | 0.27 | 47.8 | 50.15 | 0 | 0.29 | 50.44 | 466615.6 | 117676.8 | 2036.7 | 4249.9 | 0 | 8001.8 | 69829.2 | 0 | 630.7 | 3489 | 123570.5 | 0 | 159.1 | 3315.4 | 39613.8 | 88061 | 848.6 | 9252.8 | 0 | 32704.4 | 80654.5 | 198.1 | 4193 | 5344.9 | 2898.7 | 6930.3
1820 | 76 | Day76 | 19 | Hour19 | 3 | Spring | 2117 | #N/A | Spring | 466938.4 | 2024-03-17 19:00 | 461878.4 | 9.7 | 0 | 5050.4 | 466938.5 | 445927.5 | 367849.8 | 0.0345 | 0.0508 | 0.57 | 0.56 | 267.8 | 20.6 | 2.91 | 19.6 | 907.9 | 0.17 | 269.2 | 46.7 | 315.9 | 281.5 | 21.5 | 3.03 | 20.9 | 960.6 | 0.18 | 283 | 49.5 | 332.5 | 409 | 25.4 | 3.52 | 32.5 | 1562.8 | 0.2 | 410.7 | 79.1 | 489.8 | 477.6 | 14.9 | 1.83 | 51.2 | 2295.5 | 0.22 | 478.5 | 119.7 | 598.2 | 30.3 | 0 | 0.28 | 30.58 | 31.95 | 0 | 0.29 | 32.24 | 466938.4 | 99088.7 | 2970.9 | 4249.9 | 0 | 8270.4 | 72934.7 | 0 | 224.2 | 1104.1 | 127627.1 | 0 | 1077.2 | 3315.4 | 50543.9 | 88061 | 850.2 | 7949.2 | 0 | 6100.2 | 91427.7 | 232.5 | 2031.7 | 4956 | 1964.8 | 7300.8
1821 | 76 | Day76 | 20 | Hour20 | 3 | Spring | 2117 | #N/A | Spring | 464316.4 | 2024-03-17 20:00 | 459147.6 | 0 | 0 | 5168.7 | 464316.3 | 443333.4 | 370293.4 | 0.0344 | 0.0505 | 0.57 | 0.56 | 266.2 | 20.4 | 2.88 | 19.6 | 904.6 | 0.17 | 267.6 | 46.6 | 314.2 | 279.6 | 21.2 | 3 | 20.8 | 955.3 | 0.18 | 281 | 49.4 | 330.4 | 395.2 | 24.4 | 3.38 | 31.4 | 1517.6 | 0.19 | 396.8 | 76.7 | 473.6 | 503.8 | 21.1 | 2.76 | 49.2 | 2252.6 | 0.24 | 505.2 | 116.4 | 621.5 | 30.08 | 0 | 0.28 | 30.36 | 31.7 | 0 | 0.3 | 32 | 464316.4 | 94023 | 5210.4 | 4249.9 | 0 | 7880.1 | 71541.5 | 0 | 0 | 0.1 | 126362.2 | 0 | 1485.2 | 3315.4 | 55315.3 | 88061 | 1113.2 | 5759.1 | 0 | 0.3 | 93580 | 442.6 | 340.9 | 106.8 | 2158.3 | 7300.8
1822 | 76 | Day76 | 21 | Hour21 | 3 | Spring | 2117 | #N/A | Spring | 449221.6 | 2024-03-17 21:00 | 444277 | 0 | 0 | 4944.6 | 449221.6 | 429176.6 | 355009.5 | 0.034 | 0.0489 | 0.57 | 0.56 | 263.1 | 19.8 | 2.79 | 19.8 | 904.5 | 0.17 | 264.4 | 46.8 | 311.2 | 274.2 | 20.6 | 2.9 | 20.7 | 944.9 | 0.18 | 275.6 | 48.9 | 324.6 | 398.8 | 25.1 | 3.47 | 31.2 | 1527.7 | 0.19 | 400.5 | 76.8 | 477.2 | 742.3 | 62.8 | 8.95 | 43.6 | 2323 | 0.36 | 746.6 | 113 | 859.6 | 28.89 | 0 | 0.28 | 29.17 | 30.4 | 0 | 0.3 | 30.7 | 449221.6 | 94212.1 | 3409.4 | 4249.9 | 0 | 7577.8 | 66794.6 | 0 | 0 | 0 | 124872.7 | 0 | 1485.2 | 3315.4 | 51648.1 | 88061 | 1220.1 | 2375.2 | 0 | 0 | 93847.6 | 364.4 | 0 | 127.2 | 1653.8 | 7300.8
1823 | 76 | Day76 | 22 | Hour22 | 3 | Spring | 2117 | #N/A | Spring | 427309.2 | 2024-03-17 22:00 | 422389.1 | 0.4 | 0 | 4919.7 | 427309.3 | 408282.3 | 329202.5 | 0.0334 | 0.0468 | 0.6 | 0.59 | 234.9 | 16.9 | 2.38 | 18.7 | 833.7 | 0.16 | 236.1 | 43.6 | 279.7 | 244.2 | 17.6 | 2.47 | 19.5 | 867.6 | 0.16 | 245.4 | 45.4 | 290.8 | 417.2 | 26 | 3.58 | 32.9 | 1607.2 | 0.19 | 418.9 | 80.8 | 499.8 | 844.6 | 81.2 | 11.69 | 40.7 | 2335.7 | 0.42 | 850.2 | 110.5 | 960.7 | 27.58 | 0 | 0.28 | 27.86 | 28.95 | 0 | 0.3 | 29.25 | 427309.2 | 98106.8 | 2014.7 | 4249.9 | 0 | 7418.6 | 53570.8 | 0 | 0 | 0 | 117554.7 | 0 | 159.1 | 3315.4 | 50546.6 | 88061 | 773.4 | 1538.2 | 0 | 0 | 97752.5 | 354.2 | 0 | 0 | 2644.5 | 7010.1
1824 | 76 | Day76 | 23 | Hour23 | 3 | Spring | 2117 | #N/A | Spring | 401630.2 | 2024-03-17 23:00 | 396122.8 | 0.4 | 153.6 | 5353.4 | 401630.2 | 383164.9 | 302017.1 | 0.0327 | 0.0441 | 0.63 | 0.63 | 207.9 | 14.2 | 1.99 | 17.6 | 762.7 | 0.15 | 208.9 | 40.4 | 249.2 | 215.9 | 14.8 | 2.06 | 18.3 | 792.6 | 0.15 | 216.9 | 41.9 | 258.9 | 470.7 | 33.5 | 4.69 | 33.3 | 1680.4 | 0.22 | 473 | 83.4 | 556.4 | 440.3 | 18.4 | 2.4 | 43 | 1969.5 | 0.21 | 441.5 | 101.8 | 543.3 | 25.21 | 0 | 0.28 | 25.5 | 26.43 | 0 | 0.3 | 26.73 | 401630.2 | 99613.1 | 12.7 | 4128 | 0 | 7308.9 | 41569 | 0 | 0 | 0 | 106815.6 | 0 | 159.1 | 3315.4 | 49812 | 87397.2 | 569.9 | 929.3 | 0 | 0 | 99385.5 | 227.5 | 0 | 0 | 1338.8 | 6047.5
1825 | 77 | Day77 | 0 | Hour0 | 3 | Spring | 86 | 447762.1 | Spring | 377761.4 | 2024-03-18 | 372801.5 | 6.5 | 153.6 | 4799.9 | 377761.4 | 360825.3 | 277772.8 | 0.0321 | 0.0415 | 0.65 | 0.65 | 192.1 | 13 | 1.82 | 16.7 | 709.3 | 0.14 | 193 | 37.8 | 230.8 | 199.5 | 13.5 | 1.88 | 17.4 | 738.1 | 0.15 | 200.5 | 39.4 | 239.9 | 459.1 | 31.5 | 4.39 | 33.5 | 1677.2 | 0.21 | 461.2 | 83.6 | 544.8 | 535.2 | 33.3 | 4.61 | 42.4 | 2050.7 | 0.26 | 537.5 | 103.6 | 641.1 | 24.37 | 0 | 0.19 | 24.56 | 25.48 | 0 | 0.2 | 25.68 | 377761.4 | 99988.6 | 2769.5 | 4121.3 | 0 | 7300.7 | 35612.3 | 0 | 0 | 0 | 94412.6 | 0 | 159.1 | 3315.4 | 40807.8 | 87397.2 | 408.3 | 1468.7 | 0 | 0 | 99783.4 | 205.2 | 0 | 0 | 53.7 | 4775.1
1826 | 77 | Day77 | 1 | Hour1 | 3 | Spring | 2117 | #N/A | Spring | 359417.3 | 2024-03-18 01:00 | 354316.9 | 18.8 | 153.6 | 4928.1 | 359417.3 | 343099.1 | 261455.8 | 0.0317 | 0.0394 | 0.66 | 0.66 | 186.2 | 12.5 | 1.74 | 16.5 | 693.9 | 0.14 | 187.1 | 37.2 | 224.3 | 193.2 | 12.9 | 1.8 | 17.2 | 720.7 | 0.14 | 194 | 38.7 | 232.7 | 439.5 | 29.1 | 4.05 | 33.1 | 1637.9 | 0.21 | 441.5 | 82 | 523.5 | 703.1 | 63 | 9.01 | 38.1 | 2090.2 | 0.35 | 707.4 | 100.5 | 807.9 | 23.64 | 0 | 0.19 | 23.84 | 24.67 | 0 | 0.2 | 24.87 | 359417.3 | 97961.4 | 1750.5 | 4121.3 | 0 | 4768.7 | 32263 | 0 | 0 | 0 | 88835.1 | 0 | 159.1 | 3315.4 | 38381.1 | 87397.2 | 285.8 | 178.6 | 0 | 0 | 97792.4 | 169.1 | 0 | 0 | 10 | 4404.6
1827 | 77 | Day77 | 2 | Hour2 | 3 | Spring | 2117 | #N/A | Spring | 348244 | 2024-03-18 02:00 | 340970.8 | 719.4 | 1637.4 | 4916.4 | 348244.1 | 330288.1 | 250534.9 | 0.0313 | 0.0378 | 0.66 | 0.66 | 185.5 | 12.5 | 1.74 | 16.4 | 690.4 | 0.14 | 186.3 | 37.1 | 223.4 | 192.7 | 12.9 | 1.8 | 17.1 | 718.7 | 0.14 | 193.6 | 38.6 | 232.1 | 421.5 | 26.8 | 3.71 | 32.9 | 1607.4 | 0.2 | 423.3 | 80.9 | 504.2 | 407.1 | 16.5 | 2.14 | 40.3 | 1838.1 | 0.19 | 408.2 | 95.1 | 503.3 | 21.1 | 0 | 0.19 | 21.29 | 22.03 | 0 | 0.2 | 22.23 | 348244 | 97709.2 | 1795.8 | 4047.6 | 0 | 4755.9 | 31246.3 | 0 | 0 | 0 | 85581.3 | 0 | 159.1 | 3315.4 | 33375.7 | 86034.9 | 222.8 | 0 | 0 | 0 | 97536.5 | 172.7 | 0 | 0 | 0 | 4196.1
1828 | 77 | Day77 | 3 | Hour3 | 3 | Spring | 2117 | #N/A | Spring | 342846.5 | 2024-03-18 03:00 | 334373.4 | 1506.1 | 2153.2 | 4813.8 | 342846.5 | 323952.4 | 245995.1 | 0.0312 | 0.037 | 0.66 | 0.66 | 186.6 | 12.6 | 1.75 | 16.6 | 694.5 | 0.14 | 187.4 | 37.3 | 224.7 | 194.1 | 13 | 1.81 | 17.2 | 723.6 | 0.15 | 195 | 38.8 | 233.8 | 420.4 | 25.9 | 3.56 | 33.6 | 1630.6 | 0.2 | 422.2 | 82.3 | 504.5 | 468.2 | 30.4 | 4.22 | 35.9 | 1753.6 | 0.23 | 470.3 | 88.2 | 558.5 | 20.96 | 0 | 0.28 | 21.24 | 21.9 | 0 | 0.3 | 22.19 | 342846.5 | 96851.4 | 403.2 | 4047.6 | 0 | 4760.4 | 30993 | 0 | 0 | 0 | 84673.1 | 0 | 159.1 | 3315.4 | 31415.8 | 86034.9 | 192.6 | 0 | 0 | 0 | 96594 | 257.3 | 0 | 0 | 0 | 4770.5
1829 | 77 | Day77 | 4 | Hour4 | 3 | Spring | 2117 | #N/A | Spring | 339622.5 | 2024-03-18 04:00 | 333687.5 | 660.2 | 659.7 | 4615.1 | 339622.5 | 323304.8 | 244359.6 | 0.0311 | 0.0369 | 0.66 | 0.66 | 186.4 | 12.4 | 1.73 | 16.7 | 697.8 | 0.14 | 187.2 | 37.5 | 224.7 | 193.2 | 12.8 | 1.78 | 17.3 | 724.5 | 0.15 | 194.1 | 39 | 233 | 434.6 | 27.6 | 3.82 | 34 | 1658.5 | 0.21 | 436.5 | 83.4 | 519.9 | 384.5 | 17 | 2.24 | 36.7 | 1689.8 | 0.18 | 385.6 | 87.2 | 472.7 | 20.97 | 0 | 0.21 | 21.18 | 21.87 | 0 | 0.23 | 22.09 | 339622.5 | 95262.9 | 29.9 | 4047.6 | 0 | 4588.3 | 30261.3 | 0 | 0 | 0 | 84984.3 | 0 | 159.1 | 3315.4 | 30748.7 | 86034.9 | 190.2 | 0 | 0 | 0 | 94826.8 | 436.1 | 0 | 0 | 0 | 4562
1830 | 77 | Day77 | 5 | Hour5 | 3 | Spring | 2117 | #N/A | Spring | 345550.2 | 2024-03-18 05:00 | 339701.8 | 560.1 | 370.7 | 4917.7 | 345550.2 | 329104.6 | 249815.9 | 0.0312 | 0.0375 | 0.65 | 0.65 | 195 | 13.2 | 1.84 | 17.1 | 722.8 | 0.14 | 195.9 | 38.7 | 234.6 | 202.2 | 13.7 | 1.9 | 17.8 | 750.6 | 0.15 | 203.2 | 40.2 | 243.3 | 453.6 | 29.6 | 4.11 | 34.7 | 1705.1 | 0.21 | 455.6 | 85.5 | 541.1 | 810.4 | 89.2 | 12.95 | 28.9 | 1884.6 | 0.41 | 816.6 | 85.1 | 901.7 | 21.68 | 0 | 0.28 | 21.96 | 22.65 | 0 | 0.29 | 22.94 | 345550.2 | 95734.3 | 0 | 4047.6 | 0 | 4760.4 | 32984.1 | 0 | 0 | 26 | 88334.8 | 0 | 159.1 | 3315.4 | 29972.2 | 86034.9 | 207.2 | 0 | 0 | 50.4 | 95119.4 | 538.6 | 0 | 0 | 0 | 5633
1831 | 77 | Day77 | 6 | Hour6 | 3 | Spring | 2117 | #N/A | Spring | 357460.8 | 2024-03-18 06:00 | 352420.5 | 0 | 157.7 | 4882.6 | 357460.8 | 341345.8 | 249678.3 | 0.0314 | 0.0388 | 0.66 | 0.66 | 189.1 | 12.9 | 1.79 | 16.5 | 700.2 | 0.14 | 189.9 | 37.4 | 227.3 | 195.8 | 13.3 | 1.85 | 17.1 | 726 | 0.14 | 196.7 | 38.8 | 235.5 | 431 | 29.4 | 4.1 | 31.7 | 1580.3 | 0.2 | 433 | 78.8 | 511.8 | 388.1 | 14.3 | 1.81 | 39.5 | 1808.8 | 0.17 | 389 | 93.5 | 482.5 | 21.59 | 0 | 0.28 | 21.87 | 22.54 | 0 | 0.29 | 22.83 | 357460.8 | 107782.5 | 29.6 | 4047.6 | 0 | 4425.2 | 33319.2 | 0 | 0 | 2364.3 | 88585.4 | 0 | 95.5 | 3315.4 | 29770.3 | 86034.9 | 55.2 | 0 | 0 | 7949.1 | 96655.2 | 814 | 176.2 | 0 | 136.3 | 5988
1832 | 77 | Day77 | 7 | Hour7 | 3 | Spring | 2117 | #N/A | Spring | 380745.7 | 2024-03-18 07:00 | 367184.2 | 3882.1 | 5156.5 | 4523 | 380745.7 | 355526.6 | 242424.9 | 0.0317 | 0.0405 | 0.7 | 0.7 | 165.5 | 11.2 | 1.56 | 14.7 | 614.8 | 0.13 | 166.2 | 33 | 199.3 | 172.6 | 11.7 | 1.64 | 15.2 | 639.2 | 0.13 | 173.4 | 34.2 | 207.7 | 218.8 | 12.4 | 1.69 | 18.4 | 881.5 | 0.1 | 219.6 | 44.7 | 264.2 | 423.3 | 22.4 | 3.02 | 36.9 | 1756.6 | 0.19 | 424.7 | 89.3 | 514.1 | 20.83 | 0 | 0.29 | 21.12 | 21.68 | 0 | 0.29 | 21.96 | 380745.7 | 138320.9 | 166.3 | 4054.3 | 0 | 4382.9 | 30826.7 | 0 | 0 | 5754.3 | 83153.6 | 0 | 95.5 | 3315.4 | 30340 | 86034.9 | 55.2 | 0 | 0 | 34669.6 | 96766.5 | 1130.5 | 2007.3 | 0 | 175.1 | 6350.6
1833 | 77 | Day77 | 8 | Hour8 | 3 | Spring | 2117 | #N/A | Spring | 403310 | 2024-03-18 08:00 | 385599.8 | 4865.9 | 8153.3 | 4690.9 | 403310 | 373173.5 | 243194.8 | 0.0322 | 0.0425 | 0.72 | 0.72 | 156 | 10.6 | 1.47 | 13.8 | 578.6 | 0.12 | 156.7 | 31.1 | 187.8 | 163.4 | 11.2 | 1.56 | 14.3 | 603.4 | 0.12 | 164.2 | 32.3 | 196.5 | 140.2 | 6.2 | 0.82 | 13.3 | 619.4 | 0.06 | 140.6 | 31.8 | 172.4 | 427 | 21.2 | 2.84 | 38.5 | 1815.9 | 0.19 | 428.5 | 92.7 | 521.1 | 20.73 | 0 | 0.29 | 21.02 | 21.66 | 0 | 0.29 | 21.95 | 403310 | 160115.2 | 22.2 | 4054.3 | 0 | 4760.4 | 30889.4 | 0 | 0 | 8833.3 | 82715.1 | 0 | 95.5 | 3315.4 | 31252.2 | 86034.9 | 55.2 | 0 | 0 | 64096.3 | 85964.7 | 1220.9 | 4536.3 | 164.9 | 0.8 | 6926.9
1834 | 77 | Day77 | 9 | Hour9 | 3 | Spring | 2117 | #N/A | Spring | 414389 | 2024-03-18 09:00 | 404916.1 | 2119.6 | 3264.6 | 4088.7 | 414389 | 391647.4 | 243487.6 | 0.0328 | 0.0446 | 0.72 | 0.72 | 150.1 | 10 | 1.39 | 13.5 | 563.3 | 0.11 | 150.8 | 30.3 | 181.1 | 156.5 | 10.4 | 1.45 | 14 | 586.4 | 0.12 | 157.2 | 31.5 | 188.7 | 109.3 | 4.3 | 0.55 | 10.9 | 501.5 | 0.05 | 109.6 | 25.9 | 135.5 | 466.4 | 27.3 | 3.73 | 39.1 | 1855.7 | 0.23 | 468.3 | 94.5 | 562.7 | 22.92 | 0 | 0.28 | 23.2 | 24.02 | 0 | 0.29 | 24.31 | 414389 | 170901.4 | 0.4 | 4190.7 | 0 | 5539.8 | 29804.4 | 0 | 222 | 11763.8 | 84246.3 | 0 | 95.5 | 3315.4 | 29367.9 | 86718.4 | 55.2 | 153.6 | 0 | 88057.8 | 69550.7 | 1307 | 7223.4 | 604.9 | 0 | 8045.8
1835 | 77 | Day77 | 10 | Hour10 | 3 | Spring | 2117 | #N/A | Spring | 424580 | 2024-03-18 10:00 | 419661.8 | 728.4 | 4.1 | 4185.6 | 424579.9 | 405718.7 | 244364.2 | 0.0332 | 0.0463 | 0.73 | 0.73 | 148.9 | 10 | 1.39 | 13.3 | 554.9 | 0.11 | 149.5 | 29.8 | 179.4 | 154.5 | 10.4 | 1.45 | 13.8 | 576.1 | 0.12 | 155.2 | 31 | 186.2 | 88.3 | 2.8 | 0.34 | 9.4 | 425.3 | 0.04 | 88.5 | 22.1 | 110.6 | 659.4 | 58.1 | 8.29 | 37.3 | 2004.5 | 0.33 | 663.4 | 97.1 | 760.5 | 23.15 | 0 | 0.27 | 23.42 | 24.32 | 0 | 0.29 | 24.61 | 424580 | 180215.7 | 4.8 | 4190.7 | 0 | 5539.8 | 30763.6 | 0 | 441.7 | 12039.6 | 84347.6 | 0 | 95.5 | 3315.4 | 27968.7 | 87929.5 | 55.2 | 153.6 | 0 | 98068.1 | 68524.4 | 1142 | 9591.8 | 449.7 | 1.6 | 8045.8
1836 | 77 | Day77 | 11 | Hour11 | 3 | Spring | 2117 | #N/A | Spring | 436842.8 | 2024-03-18 11:00 | 429844 | 2644.3 | 0 | 4354.5 | 436842.7 | 415417.8 | 248414.2 | 0.0336 | 0.0474 | 0.73 | 0.73 | 149 | 10.1 | 1.41 | 13.2 | 552.7 | 0.11 | 149.7 | 29.7 | 179.4 | 155.3 | 10.5 | 1.47 | 13.7 | 575.9 | 0.12 | 156 | 30.9 | 186.9 | 93.1 | 3.2 | 0.41 | 9.6 | 439.3 | 0.04 | 93.3 | 22.8 | 116 | 808.1 | 82.8 | 11.95 | 34.2 | 2086.9 | 0.39 | 813.9 | 96.5 | 910.4 | 23.42 | 0 | 0.27 | 23.69 | 24.62 | 0 | 0.29 | 24.9 | 436842.8 | 188428.6 | 611.7 | 4190.7 | 0 | 5711.9 | 32032.2 | 0 | 524.3 | 14390.1 | 85804.3 | 0 | 95.5 | 3315.4 | 28382.6 | 88061 | 55.2 | 153.6 | 0 | 101418.4 | 71165.3 | 930.5 | 9943.6 | 366.6 | 56.1 | 7814.3
1837 | 77 | Day77 | 12 | Hour12 | 3 | Spring | 2117 | #N/A | Spring | 444615.3 | 2024-03-18 12:00 | 436755.2 | 3079.1 | 213 | 4568 | 444615.3 | 421995 | 247861.9 | 0.0338 | 0.0482 | 0.73 | 0.73 | 149.3 | 10.2 | 1.42 | 13.1 | 552.4 | 0.11 | 150 | 29.6 | 179.6 | 155.7 | 10.6 | 1.48 | 13.7 | 576.1 | 0.12 | 156.5 | 30.9 | 187.3 | 87 | 3.1 | 0.39 | 9 | 408.9 | 0.04 | 87.2 | 21.2 | 108.4 | 429.4 | 13.3 | 1.61 | 46 | 2081.6 | 0.19 | 430.3 | 108.1 | 538.4 | 23.52 | 0 | 0.27 | 23.79 | 24.77 | 0 | 0.28 | 25.05 | 444615.3 | 196753.4 | 165.1 | 4190.7 | 0 | 5267.7 | 32812.5 | 0 | 508.9 | 15594.7 | 86962.6 | 0 | 95.5 | 3315.4 | 26782.5 | 88061 | 55.2 | 153.6 | 0 | 104533.1 | 75307 | 809.8 | 12308.1 | 366.6 | 30.3 | 7293.9
1838 | 77 | Day77 | 13 | Hour13 | 3 | Spring | 2117 | #N/A | Spring | 447762.1 | 2024-03-18 13:00 | 439883.7 | 3144.7 | 4.1 | 4729.6 | 447762.1 | 424964.2 | 246815.1 | 0.0339 | 0.0486 | 0.73 | 0.73 | 145.2 | 9.7 | 1.35 | 12.9 | 542.8 | 0.11 | 145.9 | 29.1 | 175 | 151.3 | 10.1 | 1.41 | 13.5 | 565.2 | 0.11 | 151.9 | 30.3 | 182.3 | 90 | 3.2 | 0.4 | 9.3 | 422.2 | 0.04 | 90.2 | 21.8 | 112.1 | 362.4 | 6.8 | 0.68 | 43.6 | 1896.7 | 0.18 | 362.7 | 100.2 | 462.9 | 23.32 | 0 | 0.27 | 23.59 | 24.56 | 0 | 0.28 | 24.84 | 447762.1 | 200947 | 0 | 4190.7 | 0 | 5539.8 | 31430.7 | 0 | 468.3 | 16383 | 87321 | 0 | 95.5 | 3315.4 | 26776.5 | 87936.8 | 55.2 | 153.6 | 0 | 108544.4 | 74767 | 784.2 | 12500.4 | 359.6 | 0 | 6910
1839 | 77 | Day77 | 14 | Hour14 | 3 | Spring | 2117 | #N/A | Spring | 447462.2 | 2024-03-18 14:00 | 440689.8 | 1958.5 | 13.2 | 4800.7 | 447462.3 | 425727.8 | 247364.1 | 0.0339 | 0.0487 | 0.73 | 0.73 | 146.7 | 9.8 | 1.37 | 13 | 547.4 | 0.11 | 147.3 | 29.4 | 176.7 | 152.4 | 10.2 | 1.42 | 13.5 | 568.9 | 0.11 | 153 | 30.5 | 183.6 | 95.8 | 3.6 | 0.46 | 9.7 | 443.7 | 0.04 | 96.1 | 22.9 | 119 | 399.5 | 17.7 | 2.32 | 39.2 | 1771.4 | 0.21 | 400.7 | 92.1 | 492.8 | 22.82 | 0 | 0.26 | 23.09 | 24.05 | 0 | 0.28 | 24.33 | 447462.2 | 200098.1 | 166.3 | 4190.7 | 0 | 5539.8 | 31805.6 | 0 | 386.9 | 16778 | 87895.1 | 0 | 95.5 | 3315.4 | 26911.8 | 87388.8 | 55.2 | 0 | 0 | 102472.7 | 79600.8 | 859.8 | 12204.4 | 126.9 | 0 | 6627
1840 | 77 | Day77 | 15 | Hour15 | 3 | Spring | 2117 | #N/A | Spring | 444950.2 | 2024-03-18 15:00 | 439982.6 | 275 | 15.3 | 4677.4 | 444950.2 | 425059.6 | 256799.2 | 0.0339 | 0.0486 | 0.71 | 0.71 | 160.2 | 10.8 | 1.51 | 13.9 | 594.6 | 0.12 | 160.9 | 31.7 | 192.6 | 166.2 | 11.2 | 1.56 | 14.5 | 617.4 | 0.12 | 167 | 32.9 | 199.9 | 88.4 | 2.9 | 0.36 | 9.3 | 421.5 | 0.04 | 88.6 | 21.9 | 110.4 | 609.5 | 46.2 | 6.51 | 40.9 | 2089.4 | 0.3 | 612.7 | 103.3 | 715.9 | 24.68 | 0 | 0.26 | 24.94 | 26 | 0 | 0.27 | 26.27 | 444950.2 | 188151 | 0 | 4190.7 | 0 | 5386 | 34993.1 | 0 | 150.1 | 14211.7 | 94097.6 | 0 | 95.5 | 3315.4 | 27268.6 | 87397.2 | 55.2 | 0 | 0 | 91271.4 | 81513.4 | 1004.4 | 11811.2 | 30.8 | 0 | 6159.2
1841 | 77 | Day77 | 16 | Hour16 | 3 | Spring | 2117 | #N/A | Spring | 443187.2 | 2024-03-18 16:00 | 438315.8 | 19.7 | 216.1 | 4635.6 | 443187.3 | 423488 | 275189.4 | 0.0338 | 0.0484 | 0.67 | 0.67 | 186.2 | 13.2 | 1.85 | 15.3 | 671.1 | 0.13 | 187.1 | 35.4 | 222.5 | 193.3 | 13.7 | 1.92 | 15.9 | 697.1 | 0.13 | 194.2 | 36.7 | 230.9 | 132.1 | 5.6 | 0.72 | 12.8 | 592.9 | 0.06 | 132.4 | 30.5 | 162.9 | 719.5 | 65.8 | 9.43 | 38 | 2108 | 0.36 | 724 | 100.9 | 824.9 | 25.49 | 0 | 0.26 | 25.74 | 26.84 | 0 | 0.27 | 27.11 | 443187.2 | 167997.8 | 121 | 4239.5 | 0 | 7913.7 | 43318 | 0 | 158.5 | 10258.5 | 101146.7 | 0 | 97.8 | 3315.4 | 27581.2 | 87397.2 | 55.2 | 3.6 | 0 | 71659.6 | 84782.4 | 1139 | 9589 | 0 | 0 | 5602.9
1842 | 77 | Day77 | 17 | Hour17 | 3 | Spring | 2117 | #N/A | Spring | 440122 | 2024-03-18 17:00 | 435132.3 | 0.2 | 0 | 4989.5 | 440122 | 420471.1 | 305311.9 | 0.0337 | 0.0479 | 0.63 | 0.63 | 215.2 | 15.7 | 2.21 | 17 | 757.7 | 0.15 | 216.3 | 39.7 | 255.9 | 225.7 | 16.4 | 2.3 | 18 | 798.3 | 0.15 | 226.9 | 41.9 | 268.7 | 260 | 13.6 | 1.83 | 22.9 | 1084.1 | 0.12 | 260.9 | 55.2 | 316.1 | 610.5 | 44.1 | 6.19 | 42.8 | 2149.7 | 0.29 | 613.5 | 106.9 | 720.4 | 28.81 | 0 | 0.26 | 29.07 | 30.3 | 0 | 0.27 | 30.57 | 440122 | 134810.1 | 2294.5 | 4239.5 | 0 | 8370.1 | 51471.7 | 0 | 136.8 | 5034.5 | 108937 | 0 | 159.1 | 3315.4 | 33240.2 | 88061 | 589.4 | 4633.9 | 0 | 37700.6 | 90688.4 | 1249.8 | 5435 | 853.6 | 2129.7 | 7363.8
1843 | 77 | Day77 | 18 | Hour18 | 3 | Spring | 2117 | #N/A | Spring | 438155.6 | 2024-03-18 18:00 | 432573 | 185.9 | 0 | 5396.7 | 438155.6 | 418039.7 | 315838.2 | 0.0336 | 0.0476 | 0.62 | 0.61 | 224.2 | 16.4 | 2.3 | 17.7 | 789.6 | 0.15 | 225.3 | 41.2 | 266.6 | 235.4 | 17.1 | 2.4 | 18.7 | 832.7 | 0.16 | 236.5 | 43.6 | 280.1 | 329.6 | 17.9 | 2.42 | 28.4 | 1354.6 | 0.15 | 330.8 | 68.8 | 399.7 | 872.5 | 87.9 | 12.68 | 38.5 | 2288.6 | 0.43 | 878.6 | 106.8 | 985.3 | 29.04 | 0 | 0.25 | 29.29 | 30.55 | 0 | 0.26 | 30.81 | 438155.6 | 122317.4 | 849.6 | 4239.5 | 0 | 7997.2 | 53377.8 | 0 | 118.7 | 2091 | 113050.3 | 0 | 159.1 | 3315.4 | 37911.5 | 88061 | 587.1 | 6289.6 | 0 | 17183 | 101598.4 | 1326.3 | 2692.8 | 2433.4 | 2024 | 7893.5
1844 | 77 | Day77 | 19 | Hour19 | 3 | Spring | 2117 | #N/A | Spring | 442927.7 | 2024-03-18 19:00 | 437447.5 | 0 | 0 | 5480.2 | 442927.7 | 422692.4 | 327105 | 0.0337 | 0.0481 | 0.62 | 0.61 | 226 | 16.6 | 2.33 | 17.7 | 793.2 | 0.15 | 227.1 | 41.4 | 268.5 | 239 | 17.4 | 2.44 | 18.9 | 843.8 | 0.16 | 240.2 | 44.1 | 284.3 | 358.8 | 19.7 | 2.68 | 30.6 | 1464.4 | 0.17 | 360.1 | 74.3 | 434.4 | 795.4 | 72.8 | 10.5 | 42.6 | 2252.6 | 0.44 | 800.5 | 109.9 | 910.3 | 33 | 0 | 0.19 | 33.19 | 34.71 | 0 | 0.2 | 34.91 | 442927.7 | 115822.7 | 3656.9 | 4239.5 | 0 | 8350.5 | 54648.3 | 0 | 57.1 | 492.3 | 113624.7 | 0 | 509.7 | 3315.4 | 41529.8 | 87932 | 631.8 | 8666.5 | 0 | 2383.4 | 111515.3 | 1374.7 | 1105 | 1823.4 | 1542.4 | 8157.4
1845 | 77 | Day77 | 20 | Hour20 | 3 | Spring | 2117 | #N/A | Spring | 443564.6 | 2024-03-18 20:00 | 438224.8 | 4.2 | 213 | 5122.6 | 443564.5 | 423441 | 328210 | 0.0337 | 0.0482 | 0.62 | 0.61 | 225.6 | 16.5 | 2.33 | 17.7 | 792 | 0.15 | 226.7 | 41.3 | 268 | 238.4 | 17.4 | 2.44 | 18.9 | 841.3 | 0.16 | 239.6 | 44 | 283.6 | 369.3 | 21.2 | 2.9 | 30.8 | 1479.5 | 0.17 | 370.7 | 74.9 | 445.6 | 515 | 29.5 | 4.05 | 43.8 | 2052.8 | 0.26 | 516.9 | 105 | 622 | 30.46 | 0 | 0.2 | 30.66 | 32.05 | 0 | 0.21 | 32.26 | 443564.6 | 115354.5 | 5439 | 4225 | 0 | 8019.7 | 54621.9 | 0 | 0 | 5.2 | 113677.2 | 0 | 509.7 | 3315.4 | 44218.4 | 87424.5 | 631.5 | 6127.8 | 0 | 1.1 | 114013.9 | 1334.3 | 131.4 | 371 | 399.7 | 7016.2
1846 | 77 | Day77 | 21 | Hour21 | 3 | Spring | 2117 | #N/A | Spring | 431148.9 | 2024-03-18 21:00 | 425649.3 | 10.2 | 0 | 5489.4 | 431148.9 | 411439 | 315634.9 | 0.0334 | 0.0469 | 0.61 | 0.61 | 231.3 | 17.1 | 2.4 | 18 | 808.1 | 0.15 | 232.5 | 42.1 | 274.6 | 240.6 | 17.7 | 2.5 | 18.8 | 841.8 | 0.16 | 241.8 | 43.9 | 285.7 | 371.9 | 21.4 | 2.92 | 31 | 1488.1 | 0.17 | 373.4 | 75.3 | 448.7 | 978.7 | 105.6 | 15.31 | 37 | 2343.6 | 0.5 | 986 | 107 | 1093 | 27.77 | 0 | 0.19 | 27.97 | 29.18 | 0 | 0.21 | 29.38 | 431148.9 | 115514 | 2425.3 | 4205.4 | 0 | 7709.4 | 54980.5 | 0 | 0 | 0 | 112382.4 | 0 | 188.3 | 3315.4 | 41860.3 | 87397.2 | 604.9 | 565.6 | 0 | 0 | 114378.8 | 1135.2 | 0.7 | 0 | 134.1 | 5679.9
1847 | 77 | Day77 | 22 | Hour22 | 3 | Spring | 2117 | #N/A | Spring | 413194.6 | 2024-03-18 22:00 | 407561 | 9.7 | 153.6 | 5470.2 | 413194.6 | 394129 | 298350.1 | 0.033 | 0.0451 | 0.64 | 0.64 | 204.7 | 14.2 | 1.99 | 17.1 | 743.8 | 0.14 | 205.6 | 39.3 | 244.9 | 212.7 | 14.7 | 2.06 | 17.8 | 774.6 | 0.15 | 213.7 | 40.9 | 254.7 | 423.8 | 28.1 | 3.9 | 31.9 | 1578.7 | 0.2 | 425.7 | 79 | 504.7 | 747 | 69.6 | 10 | 38 | 2133.8 | 0.37 | 751.8 | 101.7 | 853.5 | 25.34 | 0 | 0.19 | 25.53 | 26.59 | 0 | 0.2 | 26.79 | 413194.6 | 114844.5 | 2757.4 | 4177.9 | 0 | 7418.6 | 42999.2 | 0 | 0 | 0 | 105828.3 | 0 | 159.1 | 3315.4 | 42330.5 | 87397.2 | 604.9 | 1361.5 | 0 | 0 | 113897.2 | 947.3 | 0 | 0 | 306.5 | 5085.1
1848 | 77 | Day77 | 23 | Hour23 | 3 | Spring | 2117 | #N/A | Spring | 390373 | 2024-03-18 23:00 | 384711.6 | 0.4 | 232.7 | 5428.2 | 390372.9 | 372236 | 277513.6 | 0.0324 | 0.0429 | 0.66 | 0.66 | 188.3 | 12.7 | 1.77 | 16.4 | 698.5 | 0.14 | 189.2 | 37.3 | 226.5 | 195.6 | 13.1 | 1.83 | 17.1 | 726.7 | 0.14 | 196.5 | 38.8 | 235.3 | 435.2 | 29.2 | 4.06 | 32.5 | 1611.1 | 0.2 | 437.2 | 80.6 | 517.8 | 495.9 | 24.9 | 3.35 | 44.7 | 2088.7 | 0.23 | 497.6 | 107 | 604.6 | 24.53 | 0 | 0.19 | 24.71 | 25.68 | 0 | 0.2 | 25.88 | 390373 | 112859.3 | 2746 | 4122.3 | 0 | 4588.3 | 35606.8 | 0 | 0 | 0 | 96764.1 | 0 | 159.1 | 3315.4 | 41473.1 | 87397.2 | 503.5 | 837.9 | 0 | 0 | 111847.2 | 1012.1 | 0 | 0 | 216.6 | 4404.6
1849 | 78 | Day78 | 0 | Hour0 | 3 | Spring | 81 | 457339.4 | Spring | 367897.1 | 2024-03-19 | 362351 | 48.8 | 174.2 | 5323.1 | 367897.1 | 350784.5 | 257668.9 | 0.0319 | 0.0405 | 0.69 | 0.69 | 172.2 | 11.7 | 1.63 | 15.3 | 637.8 | 0.13 | 173 | 34.3 | 207.3 | 179.1 | 12.1 | 1.68 | 16 | 664.9 | 0.14 | 179.9 | 35.8 | 215.7 | 413.6 | 25.5 | 3.52 | 32.9 | 1601.4 | 0.19 | 415.3 | 80.7 | 496 | 422.8 | 23.3 | 3.18 | 37.1 | 1715.5 | 0.22 | 424.3 | 88.3 | 512.6 | 21.66 | 0 | 0.28 | 21.94 | 22.63 | 0 | 0.3 | 22.93 | 367897.1 | 110228.2 | 1681.6 | 4119.6 | 0 | 4760.4 | 30939.3 | 0 | 0 | 0 | 82759.4 | 0 | 159.1 | 3315.4 | 39194.6 | 87134.1 | 328.2 | 3277.2 | 0 | 0 | 109222.7 | 1005.5 | 0 | 0 | 1030.3 | 4404.6
1850 | 78 | Day78 | 1 | Hour1 | 3 | Spring | 2117 | #N/A | Spring | 356235 | 2024-03-19 01:00 | 345562.6 | 1137.5 | 4676.3 | 4858.5 | 356234.9 | 334663.6 | 249037.8 | 0.0315 | 0.0386 | 0.69 | 0.69 | 170 | 11.5 | 1.6 | 15.2 | 631.5 | 0.13 | 170.8 | 34.1 | 204.8 | 176.2 | 11.9 | 1.65 | 15.8 | 654.8 | 0.14 | 177 | 35.3 | 212.3 | 400.5 | 23.3 | 3.19 | 33.1 | 1595 | 0.19 | 402.1 | 80.7 | 482.8 | 508.8 | 37.3 | 5.25 | 36 | 1773.5 | 0.27 | 511.3 | 88.9 | 600.2 | 21.42 | 0 | 0.22 | 21.64 | 22.3 | 0 | 0.22 | 22.51 | 356235 | 107197.2 | 1153.8 | 4119.6 | 0 | 4760.4 | 29513.6 | 0 | 0 | 0 | 79663.2 | 0 | 159.1 | 3315.4 | 37422.2 | 86402.6 | 208.6 | 2319.1 | 0 | 0 | 106065.1 | 1132.1 | 0 | 0 | 0 | 4400
1851 | 78 | Day78 | 2 | Hour2 | 3 | Spring | 2117 | #N/A | Spring | 347445.1 | 2024-03-19 02:00 | 333413 | 1044.3 | 8139.9 | 4847.9 | 347445.1 | 322991 | 243227.9 | 0.0313 | 0.0371 | 0.69 | 0.69 | 169.9 | 11.4 | 1.59 | 15.3 | 634.2 | 0.13 | 170.7 | 34.3 | 204.9 | 176.3 | 11.9 | 1.65 | 15.8 | 656.8 | 0.14 | 177.1 | 35.4 | 212.6 | 402.1 | 24 | 3.29 | 32.8 | 1584.5 | 0.19 | 403.7 | 80.1 | 483.8 | 494.3 | 31.3 | 4.34 | 39.4 | 1877.9 | 0.26 | 496.4 | 95.5 | 591.9 | 21.37 | 0 | 0.29 | 21.67 | 22.17 | 0 | 0.3 | 22.47 | 347445.1 | 104217.2 | 309.9 | 4119.6 | 0 | 4760.4 | 28522.2 | 0 | 0 | 0 | 78557.5 | 0 | 159.1 | 3315.4 | 35774.9 | 86189.8 | 144.1 | 1374.9 | 0 | 0 | 103098.1 | 1119.2 | 0 | 0 | 167.4 | 4191.5
1852 | 78 | Day78 | 3 | Hour3 | 3 | Spring | 2117 | #N/A | Spring | 342871 | 2024-03-19 03:00 | 326365.8 | 1827.9 | 9861 | 4816.2 | 342871 | 316217.5 | 239924.4 | 0.0311 | 0.0363 | 0.69 | 0.69 | 170.8 | 11.4 | 1.58 | 15.5 | 639.7 | 0.13 | 171.6 | 34.6 | 206.2 | 177.1 | 11.9 | 1.65 | 16 | 661.9 | 0.14 | 177.9 | 35.7 | 213.6 | 407 | 24.5 | 3.37 | 33 | 1595.2 | 0.19 | 408.6 | 80.6 | 489.2 | 692.5 | 68.4 | 9.86 | 32.7 | 1860.3 | 0.36 | 697.2 | 88.2 | 785.4 | 21.2 | 0 | 0.23 | 21.43 | 21.99 | 0 | 0.22 | 22.21 | 342871 | 102946.6 | 15.7 | 4119.6 | 0 | 4760.4 | 28104.9 | 0 | 0 | 0 | 78569.2 | 0 | 159.1 | 3315.4 | 34455.2 | 86034.9 | 111.3 | 278.6 | 0 | 0 | 101819.7 | 1127 | 0 | 0 | 0 | 4770.5
1853 | 78 | Day78 | 4 | Hour4 | 3 | Spring | 2117 | #N/A | Spring | 340064.4 | 2024-03-19 04:00 | 323932 | 2146.7 | 9255.8 | 4729.8 | 340064.3 | 313883 | 238029.2 | 0.031 | 0.0359 | 0.69 | 0.68 | 172.2 | 11.5 | 1.6 | 15.6 | 644.9 | 0.13 | 173 | 34.9 | 207.8 | 179.1 | 12 | 1.67 | 16.1 | 669 | 0.14 | 179.9 | 36.1 | 216 | 410.6 | 24.5 | 3.36 | 33.5 | 1616.5 | 0.19 | 412.2 | 81.7 | 493.9 | 614.4 | 54.4 | 7.78 | 33.9 | 1844.9 | 0.3 | 618.2 | 89 | 707.1 | 20.51 | 0 | 0.23 | 20.74 | 21.33 | 0 | 0.22 | 21.55 | 340064.4 | 102035.1 | 120.9 | 4119.6 | 0 | 4755.9 | 28104.9 | 0 | 0 | 0 | 78570.5 | 0 | 159.1 | 3315.4 | 32744 | 86034.9 | 104 | 0 | 0 | 0 | 100820.7 | 1214.4 | 0 | 0 | 0 | 4191.5
1854 | 78 | Day78 | 5 | Hour5 | 3 | Spring | 2117 | #N/A | Spring | 339922.1 | 2024-03-19 05:00 | 327754.1 | 2160.1 | 5226.8 | 4781.1 | 339922.1 | 317577.6 | 237673.1 | 0.031 | 0.0363 | 0.69 | 0.68 | 172.2 | 11.5 | 1.6 | 15.6 | 645.4 | 0.13 | 173 | 34.9 | 207.9 | 178.8 | 11.9 | 1.66 | 16.2 | 668.8 | 0.14 | 179.6 | 36.1 | 215.7 | 408.5 | 23.6 | 3.22 | 34 | 1632.9 | 0.19 | 410.1 | 82.7 | 492.8 | 598.1 | 51.1 | 7.29 | 35.5 | 1856.4 | 0.31 | 601.6 | 90.9 | 692.6 | 21.15 | 0 | 0.29 | 21.44 | 22 | 0 | 0.29 | 22.29 | 339922.1 | 102249 | 595.9 | 4119.6 | 0 | 4387.5 | 28048.5 | 0 | 0 | 50.8 | 78680.6 | 0 | 159.1 | 3315.4 | 32217.4 | 86034.9 | 114 | 0 | 0 | 103.1 | 100832.2 | 1263 | 0 | 0 | 0 | 4400
1855 | 78 | Day78 | 6 | Hour6 | 3 | Spring | 2117 | #N/A | Spring | 350408.5 | 2024-03-19 06:00 | 337264.2 | 1205.5 | 7175.2 | 4763.6 | 350408.5 | 326750 | 238697.5 | 0.0312 | 0.0373 | 0.69 | 0.69 | 167.3 | 11.2 | 1.55 | 15.2 | 626.9 | 0.13 | 168.1 | 33.9 | 202 | 174.4 | 11.7 | 1.63 | 15.7 | 650.5 | 0.13 | 175.2 | 35.1 | 210.3 | 358.6 | 21.2 | 2.91 | 29.5 | 1417.5 | 0.17 | 360 | 71.8 | 431.7 | 557.5 | 47.6 | 6.79 | 33.2 | 1731.7 | 0.29 | 560.8 | 84.9 | 645.7 | 21.34 | 0 | 0.3 | 21.63 | 22.15 | 0 | 0.29 | 22.44 | 350408.5 | 111711.1 | 108 | 4119.6 | 0 | 4588.3 | 28161.3 | 0 | 0 | 2357 | 78742.6 | 0 | 159.1 | 3315.4 | 33075.8 | 86360.8 | 66.5 | 0 | 0 | 7623.7 | 100656.2 | 1074.2 | 328 | 0 | 0 | 4400
1856 | 78 | Day78 | 7 | Hour7 | 3 | Spring | 2117 | #N/A | Spring | 369462.9 | 2024-03-19 07:00 | 349997.7 | 2401.2 | 12565.2 | 4498.8 | 369462.9 | 339003.9 | 240145.2 | 0.0314 | 0.0386 | 0.71 | 0.71 | 158 | 10.6 | 1.48 | 14.2 | 589.2 | 0.12 | 158.7 | 31.8 | 190.6 | 164.8 | 11.2 | 1.56 | 14.7 | 610.9 | 0.13 | 165.5 | 32.9 | 198.5 | 220.9 | 12.4 | 1.68 | 18.8 | 894.9 | 0.1 | 221.7 | 45.4 | 267.1 | 502.6 | 29.1 | 3.97 | 41.6 | 2008 | 0.23 | 504.5 | 101.5 | 606 | 21.16 | 0 | 0.29 | 21.45 | 21.94 | 0 | 0.28 | 22.22 | 369462.9 | 129317.7 | 1491 | 4119.6 | 0 | 4588.3 | 28431.9 | 0 | 0 | 4548 | 77485.9 | 0 | 116.3 | 3315.4 | 33197.8 | 87397.2 | 1.7 | 0 | 0 | 26122.9 | 97673.6 | 973.3 | 2038.9 | 0 | 7.8 | 4191.5
1857 | 78 | Day78 | 8 | Hour8 | 3 | Spring | 2117 | #N/A | Spring | 384457.2 | 2024-03-19 08:00 | 367515.2 | 1450.3 | 10792.9 | 4698.7 | 384457.2 | 355827.6 | 240120.3 | 0.0318 | 0.0406 | 0.72 | 0.72 | 152.4 | 10.3 | 1.44 | 13.6 | 565.6 | 0.12 | 153.1 | 30.5 | 183.6 | 159.2 | 10.9 | 1.52 | 14.1 | 588.6 | 0.12 | 159.9 | 31.7 | 191.6 | 160 | 7.9 | 1.06 | 14.5 | 681.1 | 0.07 | 160.5 | 34.8 | 195.3 | 553.8 | 45.5 | 6.46 | 34.4 | 1787.3 | 0.28 | 556.9 | 87.7 | 644.6 | 21.05 | 0 | 0.28 | 21.33 | 21.89 | 0 | 0.28 | 22.17 | 384457.2 | 144336.8 | 1065 | 4126.3 | 0 | 4583.7 | 28818.2 | 0 | 0 | 7156.5 | 77018.2 | 0 | 95.5 | 3315.4 | 34189.8 | 86893 | 1.7 | 13.4 | 0 | 48441.5 | 87785 | 953.8 | 3461.3 | 0 | 345.3 | 4196.1
1858 | 78 | Day78 | 9 | Hour9 | 3 | Spring | 2117 | #N/A | Spring | 400857.4 | 2024-03-19 09:00 | 386516.6 | 835.7 | 8742.8 | 4762.4 | 400857.4 | 374037 | 228600.3 | 0.0323 | 0.0427 | 0.75 | 0.75 | 137 | 9.1 | 1.26 | 12.6 | 516.2 | 0.11 | 137.6 | 28 | 165.6 | 143 | 9.5 | 1.32 | 13.1 | 537.8 | 0.11 | 143.6 | 29.2 | 172.8 | 102.3 | 4.3 | 0.56 | 9.9 | 459.4 | 0.05 | 102.6 | 23.6 | 126.2 | 342.5 | 11.2 | 1.38 | 36.9 | 1641.9 | 0.17 | 343.2 | 85.9 | 429.1 | 20.74 | 0 | 0.28 | 21.02 | 21.64 | 0 | 0.28 | 21.92 | 400857.4 | 172257.1 | 15.1 | 4126.3 | 0 | 4588.3 | 26138.3 | 0 | 255.6 | 10918.6 | 74947.1 | 0 | 95.5 | 3315.4 | 28439.1 | 86933.3 | 1.7 | 0 | 0 | 81651.8 | 78297.2 | 1133.9 | 5881.2 | 0 | 52.2 | 4298.4
1859 | 78 | Day78 | 10 | Hour10 | 3 | Spring | 2117 | #N/A | Spring | 419637.2 | 2024-03-19 10:00 | 400636.6 | 3694 | 9685.6 | 5620.9 | 419637.2 | 387537 | 225169.2 | 0.0327 | 0.0443 | 0.76 | 0.75 | 132.6 | 8.8 | 1.22 | 12.2 | 498.8 | 0.11 | 133.2 | 27.1 | 160.3 | 139.9 | 9.4 | 1.3 | 12.7 | 524 | 0.11 | 140.6 | 28.4 | 168.9 | 84.7 | 3.8 | 0.5 | 8.1 | 372.2 | 0.04 | 85 | 19.2 | 104.1 | 311.2 | 5.9 | 0.59 | 37.6 | 1629 | 0.15 | 311.5 | 86.1 | 397.6 | 20.45 | 0 | 0.28 | 20.72 | 21.38 | 0 | 0.28 | 21.66 | 419637.2 | 194467.9 | 1 | 4114.1 | 0 | 4210.8 | 26613.7 | 0 | 560.6 | 15899.3 | 75586 | 0 | 95.5 | 3315.4 | 24004.7 | 87226.4 | 1.7 | 0 | 0 | 96459.1 | 80477.8 | 1071.3 | 9159 | 0 | 0 | 4566.6
1860 | 78 | Day78 | 11 | Hour11 | 3 | Spring | 2117 | #N/A | Spring | 431121.6 | 2024-03-19 11:00 | 412601 | 5090.6 | 7686.1 | 5743.7 | 431121.5 | 398957.6 | 225527.2 | 0.0331 | 0.0456 | 0.76 | 0.76 | 130.6 | 8.7 | 1.2 | 11.9 | 491.1 | 0.1 | 131.2 | 26.6 | 157.8 | 137.6 | 9.2 | 1.28 | 12.5 | 515.7 | 0.11 | 138.2 | 27.9 | 166.1 | 87.4 | 4 | 0.52 | 8.3 | 383.5 | 0.04 | 87.7 | 19.7 | 107.4 | 312.8 | 5.9 | 0.59 | 37.7 | 1637.5 | 0.15 | 313.1 | 86.6 | 399.7 | 19.64 | 0 | 0.27 | 19.91 | 20.67 | 0 | 0.28 | 20.95 | 431121.6 | 205594.4 | 14.7 | 4114.1 | 0 | 4210.8 | 26913.5 | 0 | 701.9 | 16894.8 | 76511.4 | 0 | 95.5 | 3315.4 | 24031 | 86319 | 1.7 | 0 | 0 | 105648.4 | 81172 | 1177.3 | 14089.2 | 0 | 0 | 4775.1
1861 | 78 | Day78 | 12 | Hour12 | 3 | Spring | 2117 | #N/A | Spring | 439990.7 | 2024-03-19 12:00 | 421841.4 | 5253.4 | 7035.7 | 5860.2 | 439990.7 | 407769.2 | 226905 | 0.0334 | 0.0467 | 0.76 | 0.76 | 130.5 | 8.7 | 1.21 | 11.8 | 488.9 | 0.1 | 131.1 | 26.4 | 157.5 | 137.6 | 9.2 | 1.29 | 12.4 | 514 | 0.11 | 138.2 | 27.8 | 166 | 83.3 | 3.5 | 0.46 | 8.1 | 373.5 | 0.04 | 83.6 | 19.3 | 102.8 | 447.4 | 39.3 | 5.61 | 27.5 | 1368.2 | 0.28 | 450.2 | 68.4 | 518.5 | 17.93 | 0 | 0.27 | 18.2 | 19.04 | 0 | 0.28 | 19.31 | 439990.7 | 213085.7 | 129.2 | 4114.1 | 0 | 4210.8 | 27728.6 | 0 | 607.6 | 18364.1 | 77350.3 | 0 | 95.5 | 3315.4 | 24031.1 | 85928.2 | 1.7 | 0 | 0 | 108146 | 84556.9 | 1411.1 | 15067.5 | 0 | 28.3 | 4196.1
1862 | 78 | Day78 | 13 | Hour13 | 3 | Spring | 2117 | #N/A | Spring | 444184 | 2024-03-19 13:00 | 427676.4 | 3638.4 | 7036 | 5833.2 | 444184 | 413322.9 | 228694.2 | 0.0336 | 0.0473 | 0.76 | 0.76 | 131.6 | 8.9 | 1.23 | 11.8 | 490.9 | 0.1 | 132.2 | 26.5 | 158.7 | 138.4 | 9.4 | 1.31 | 12.4 | 514.5 | 0.11 | 139.1 | 27.8 | 166.8 | 84.5 | 3.6 | 0.46 | 8.3 | 379.3 | 0.04 | 84.7 | 19.6 | 104.3 | 470.5 | 32.3 | 4.51 | 35.1 | 1720 | 0.24 | 472.7 | 86.5 | 559.1 | 20.7 | 0 | 0.27 | 20.96 | 21.75 | 0 | 0.27 | 22.03 | 444184 | 215489.8 | 2.2 | 4114.1 | 0 | 4210.8 | 28546.2 | 0 | 617.8 | 18704.7 | 77880.9 | 0 | 95.5 | 3315.4 | 24080.8 | 86446.6 | 1.7 | 0 | 0 | 111225.3 | 83340.1 | 1602 | 15275.5 | 0 | 24.6 | 4447.2
1863 | 78 | Day78 | 14 | Hour14 | 3 | Spring | 2117 | #N/A | Spring | 441845.1 | 2024-03-19 14:00 | 430207 | 800.4 | 5124.3 | 5713.5 | 441845.1 | 415726.4 | 229517.9 | 0.0337 | 0.0476 | 0.76 | 0.76 | 133.2 | 9 | 1.25 | 11.9 | 495.5 | 0.1 | 133.8 | 26.7 | 160.5 | 139.1 | 9.4 | 1.31 | 12.4 | 516.4 | 0.11 | 139.7 | 27.9 | 167.6 | 88.8 | 4 | 0.52 | 8.5 | 392.1 | 0.04 | 89.1 | 20.2 | 109.3 | 317.3 | 6 | 0.6 | 38.3 | 1661 | 0.16 | 317.6 | 87.8 | 405.4 | 20.94 | 0 | 0.27 | 21.21 | 22.02 | 0 | 0.27 | 22.29 | 441845.1 | 212327.2 | 166.3 | 4137.2 | 0 | 4210.8 | 28913.7 | 0 | 499.7 | 19315.4 | 77903.1 | 0 | 95.5 | 3315.4 | 24031 | 86743.2 | 1.7 | 0 | 0 | 106634.4 | 84235.9 | 1641.9 | 14416.7 | 0 | 0 | 4482.1
1864 | 78 | Day78 | 15 | Hour15 | 3 | Spring | 2117 | #N/A | Spring | 442775.6 | 2024-03-19 15:00 | 432434 | 1369.9 | 3110.2 | 5861.5 | 442775.6 | 417842.5 | 234348.8 | 0.0337 | 0.0479 | 0.75 | 0.75 | 137.1 | 9.2 | 1.27 | 12.4 | 513.8 | 0.11 | 137.7 | 27.7 | 165.4 | 143.2 | 9.6 | 1.33 | 12.9 | 536.4 | 0.11 | 143.9 | 28.9 | 172.8 | 86.3 | 3.7 | 0.49 | 8.4 | 385.1 | 0.04 | 86.6 | 19.9 | 106.4 | 421.8 | 16 | 2.03 | 42.6 | 1951.9 | 0.19 | 422.8 | 100.8 | 523.6 | 22.73 | 0 | 0.26 | 22.99 | 23.95 | 0 | 0.27 | 24.21 | 442775.6 | 208426.8 | 6.7 | 4138.2 | 0 | 4210.8 | 29281.1 | 0 | 659.3 | 17355 | 81853.1 | 0 | 95.5 | 3315.4 | 24048 | 87397.2 | 1.7 | 1.1 | 0 | 101669.5 | 87059.9 | 1683.1 | 14485.7 | 0 | 0 | 4482.1
1865 | 78 | Day78 | 16 | Hour16 | 3 | Spring | 2117 | #N/A | Spring | 444261.6 | 2024-03-19 16:00 | 434191 | 1724.2 | 3145.1 | 5201.3 | 444261.6 | 419523.6 | 254187 | 0.0338 | 0.0481 | 0.71 | 0.71 | 162.6 | 11.3 | 1.57 | 13.9 | 595.8 | 0.12 | 163.4 | 31.7 | 195.1 | 170.2 | 11.8 | 1.65 | 14.5 | 623.2 | 0.12 | 171 | 33.1 | 204.1 | 83.7 | 3.4 | 0.45 | 8.3 | 378.3 | 0.04 | 83.9 | 19.6 | 103.4 | 710.2 | 66.2 | 9.5 | 36 | 2040.5 | 0.34 | 714.8 | 96.9 | 811.7 | 23.75 | 0 | 0.26 | 24.01 | 25.05 | 0 | 0.27 | 25.32 | 444261.6 | 190074.6 | 0 | 4189.2 | 0 | 5343.9 | 36669.2 | 0 | 665.7 | 14099.4 | 92366.2 | 0 | 95.5 | 3315.4 | 24804.6 | 87397.2 | 1.7 | 4.1 | 0 | 82882 | 90874.7 | 1552.8 | 12763.2 | 0 | 309.8 | 4477.6
1866 | 78 | Day78 | 17 | Hour17 | 3 | Spring | 2117 | #N/A | Spring | 443734.6 | 2024-03-19 17:00 | 435365.8 | 50.9 | 2377.1 | 5940.9 | 443734.6 | 420658.2 | 288443.3 | 0.0338 | 0.0481 | 0.64 | 0.64 | 212.2 | 15.8 | 2.23 | 16.5 | 736.4 | 0.14 | 213.2 | 38.5 | 251.7 | 221.2 | 16.5 | 2.33 | 17.2 | 767.8 | 0.15 | 222.3 | 40.1 | 262.4 | 228.9 | 13.4 | 1.84 | 18.9 | 908 | 0.11 | 229.8 | 45.9 | 275.7 | 699.2 | 59.1 | 8.42 | 41.2 | 2186.9 | 0.34 | 703.2 | 106.5 | 809.7 | 25.78 | 0 | 0.26 | 26.04 | 27.17 | 0 | 0.27 | 27.44 | 443734.6 | 155291.3 | 257.7 | 4189.2 | 0 | 6869 | 52691.4 | 0 | 675.6 | 7336.3 | 104193.9 | 0 | 159.1 | 3315.4 | 28760.4 | 87397.2 | 534.8 | 75.4 | 0 | 48234.3 | 97545.4 | 1499.8 | 8493 | 1052.1 | 930.9 | 5447.6
1867 | 78 | Day78 | 18 | Hour18 | 3 | Spring | 2117 | #N/A | Spring | 448114.4 | 2024-03-19 18:00 | 437921 | 737.3 | 3360 | 6096.1 | 448114.4 | 423104.1 | 301297.2 | 0.0338 | 0.0483 | 0.63 | 0.63 | 216 | 15.9 | 2.23 | 17 | 757.4 | 0.15 | 217.1 | 39.6 | 256.6 | 227.5 | 16.7 | 2.35 | 17.9 | 798.8 | 0.15 | 228.6 | 41.8 | 270.3 | 367.8 | 25.3 | 3.53 | 26.9 | 1340.7 | 0.17 | 369.5 | 66.9 | 436.4 | 725.1 | 64.9 | 9.28 | 39.4 | 2158.5 | 0.36 | 729.6 | 103.8 | 833.4 | 27.28 | 0 | 0.26 | 27.53 | 28.78 | 0 | 0.27 | 29.05 | 448114.4 | 146817.1 | 2026.6 | 4213.2 | 0 | 6869 | 53000.6 | 0 | 658.1 | 6707.6 | 110004.3 | 0 | 159.1 | 3315.4 | 31342.8 | 88061 | 578.2 | 1727.1 | 0 | 30464.1 | 107544.7 | 1442.6 | 4846.5 | 3544.1 | 3180.7 | 5943.5
1868 | 78 | Day78 | 19 | Hour19 | 3 | Spring | 2117 | #N/A | Spring | 454206 | 2024-03-19 19:00 | 448954.5 | 0 | 0 | 5251.4 | 454205.9 | 433615.2 | 324439.4 | 0.0342 | 0.0495 | 0.62 | 0.61 | 224.1 | 16.5 | 2.32 | 17.5 | 785 | 0.15 | 225.2 | 40.9 | 266.1 | 236.6 | 17.3 | 2.43 | 18.6 | 832.8 | 0.16 | 237.8 | 43.5 | 281.2 | 388.8 | 25.5 | 3.54 | 29.4 | 1456.1 | 0.18 | 390.6 | 72.9 | 463.4 | 819.4 | 78.4 | 11.28 | 39.9 | 2278.9 | 0.41 | 824.8 | 107.9 | 932.7 | 45.05 | 0 | 0.26 | 45.31 | 47.43 | 0 | 0.28 | 47.7 | 454206 | 129766.5 | 3087.6 | 4225.4 | 0 | 8175.1 | 55989.5 | 0 | 248.8 | 3147.3 | 115318.8 | 0 | 159.1 | 3315.4 | 38540.2 | 88061 | 582.7 | 6984.5 | 0 | 9765.9 | 115194.4 | 1410.1 | 4692.5 | 1505.3 | 3630.2 | 6890.3
1869 | 78 | Day78 | 20 | Hour20 | 3 | Spring | 2117 | #N/A | Spring | 457339.4 | 2024-03-19 20:00 | 452181.4 | 9.7 | 0 | 5148.3 | 457339.4 | 436698 | 342473.1 | 0.0342 | 0.0498 | 0.61 | 0.6 | 234 | 17.5 | 2.46 | 17.9 | 812.3 | 0.15 | 235.2 | 42.2 | 277.4 | 246.8 | 18.3 | 2.57 | 19.1 | 861.9 | 0.16 | 248.1 | 44.9 | 292.9 | 407.1 | 26.8 | 3.72 | 30.8 | 1522.7 | 0.19 | 408.9 | 76.2 | 485.2 | 581 | 37.7 | 5.25 | 44.5 | 2176.6 | 0.28 | 583.6 | 109.5 | 693.1 | 44.02 | 0 | 0.26 | 44.28 | 46.37 | 0 | 0.28 | 46.65 | 457339.4 | 114866.3 | 6612.8 | 4225.4 | 0 | 8202.5 | 59899.2 | 0 | 0 | 59.7 | 118180.1 | 0 | 159.1 | 3315.4 | 46524 | 88061 | 596 | 6697.6 | 0 | 5.3 | 113567.2 | 1234.1 | 1041.3 | 1379.3 | 1285.8 | 6722.1
1870 | 78 | Day78 | 21 | Hour21 | 3 | Spring | 2117 | #N/A | Spring | 443133 | 2024-03-19 21:00 | 437718.4 | 0.4 | 0 | 5414.2 | 443133 | 422913.1 | 323882.2 | 0.0338 | 0.0483 | 0.61 | 0.61 | 231.5 | 17.2 | 2.42 | 17.9 | 806.3 | 0.15 | 232.7 | 42 | 274.7 | 241.4 | 17.9 | 2.51 | 18.7 | 842.4 | 0.16 | 242.6 | 43.9 | 286.5 | 426.1 | 28.7 | 3.99 | 31.6 | 1574.1 | 0.2 | 428 | 78.6 | 506.6 | 723.8 | 63.4 | 9.05 | 41 | 2198.7 | 0.36 | 728.1 | 106.6 | 834.8 | 27.36 | 0 | 0.27 | 27.63 | 28.78 | 0 | 0.28 | 29.06 | 443133 | 119250.8 | 4597.3 | 4202.3 | 0 | 7418.6 | 56997.3 | 0 | 0 | 0 | 114535.6 | 0 | 159.1 | 3315.4 | 41940.7 | 87847 | 582.7 | 2286.1 | 0 | 0 | 117982 | 1268.8 | 10.6 | 0 | 2563.5 | 6000.9
1871 | 78 | Day78 | 22 | Hour22 | 3 | Spring | 2117 | #N/A | Spring | 422801.6 | 2024-03-19 22:00 | 417342 | 9.7 | 84.3 | 5365.7 | 422801.7 | 403425.5 | 304745.1 | 0.0333 | 0.0464 | 0.64 | 0.64 | 203.4 | 14.2 | 1.99 | 16.9 | 736.4 | 0.14 | 204.3 | 38.8 | 243.2 | 211.7 | 14.8 | 2.06 | 17.6 | 768.2 | 0.15 | 212.7 | 40.5 | 253.2 | 450.1 | 31.4 | 4.38 | 32.5 | 1628.7 | 0.21 | 452.2 | 81.1 | 533.3 | 609.4 | 43.9 | 6.16 | 42.8 | 2148.6 | 0.29 | 612.4 | 106.9 | 719.3 | 24.98 | 0 | 0.27 | 25.25 | 26.23 | 0 | 0.29 | 26.52 | 422801.6 | 118056.5 | 3128.5 | 4201.3 | 0 | 6950.6 | 44222 | 0 | 0 | 0 | 106490.6 | 0 | 159.1 | 3315.4 | 45507.4 | 87397.2 | 538.1 | 2835.1 | 0 | 0 | 116824.4 | 1232.1 | 0 | 0 | 2373 | 5029.5
1872 | 78 | Day78 | 23 | Hour23 | 3 | Spring | 2117 | #N/A | Spring | 396614.3 | 2024-03-19 23:00 | 390978.6 | 10.9 | 321.1 | 5303.6 | 396614.3 | 378183.8 | 280922.7 | 0.0327 | 0.0438 | 0.67 | 0.66 | 186 | 12.6 | 1.76 | 16.1 | 687.3 | 0.13 | 186.8 | 36.6 | 223.4 | 193.6 | 13.1 | 1.82 | 16.8 | 717 | 0.14 | 194.4 | 38.2 | 232.6 | 441.4 | 29.4 | 4.09 | 33.2 | 1641.1 | 0.21 | 443.4 | 82.1 | 525.5 | 714.8 | 70.8 | 10.2 | 33.5 | 1914.5 | 0.38 | 719.7 | 90.7 | 810.4 | 22.72 | 0 | 0.27 | 23 | 23.84 | 0 | 0.29 | 24.12 | 396614.3 | 115691.6 | 2295.5 | 4150.3 | 0 | 5768.4 | 36255.4 | 0 | 0 | 0 | 95840.4 | 0 | 159.1 | 3315.4 | 43452.6 | 86496.7 | 363 | 2825.9 | 0 | 0 | 114517.9 | 1173.7 | 0 | 0 | 1820.1 | 4196.1
1873 | 79 | Day79 | 0 | Hour0 | 3 | Spring | 39 | 500877.3 | Spring | 374497.7 | 2024-03-20 | 367697.6 | 1270.8 | 668.3 | 4861.1 | 374497.7 | 355876.4 | 262936.4 | 0.0321 | 0.0413 | 0.68 | 0.68 | 177.3 | 11.9 | 1.66 | 15.7 | 660.7 | 0.13 | 178.1 | 35.4 | 213.5 | 184.1 | 12.3 | 1.71 | 16.3 | 687.5 | 0.14 | 184.9 | 36.9 | 221.7 | 415.9 | 26.3 | 3.64 | 32.6 | 1589.6 | 0.2 | 417.7 | 80 | 497.7 | 470.4 | 30.2 | 4.19 | 36.4 | 1773.8 | 0.23 | 472.4 | 89.3 | 561.7 | 20.77 | 0 | 0.28 | 21.05 | 21.75 | 0 | 0.29 | 22.04 | 374497.7 | 111561.3 | 754.2 | 4122.5 | 0 | 4624.1 | 32183.2 | 0 | 0 | 0 | 87876.6 | 0 | 159.1 | 3315.4 | 41141.8 | 86034.9 | 182.3 | 2542.2 | 0 | 0 | 110494.3 | 1067 | 0 | 0 | 1612.2 | 4775.1
1874 | 79 | Day79 | 1 | Hour1 | 3 | Spring | 2117 | #N/A | Spring | 362359.4 | 2024-03-20 01:00 | 350407.6 | 2766.7 | 4112.5 | 5072.5 | 362359.3 | 339304.7 | 254977.8 | 0.0317 | 0.0392 | 0.68 | 0.67 | 176.3 | 11.7 | 1.63 | 15.8 | 661.9 | 0.13 | 177.1 | 35.6 | 212.6 | 183.9 | 12.2 | 1.7 | 16.4 | 689.8 | 0.14 | 184.7 | 37 | 221.7 | 418.3 | 26.4 | 3.65 | 32.7 | 1601 | 0.2 | 420.1 | 80.5 | 500.5 | 414.2 | 20.2 | 2.69 | 37.7 | 1773.8 | 0.19 | 415.5 | 90.6 | 506.2 | 20.62 | 0 | 0.3 | 20.92 | 21.5 | 0 | 0.29 | 21.79 | 362359.4 | 107381.5 | 8.2 | 4122.5 | 0 | 4760.4 | 30499.6 | 0 | 0 | 0 | 86109.4 | 0 | 158.1 | 3315.4 | 38738.8 | 86034.9 | 90.1 | 1140.1 | 0 | 0 | 106311.6 | 1070 | 0 | 0 | 304.4 | 4775.1
1875 | 79 | Day79 | 2 | Hour2 | 3 | Spring | 2117 | #N/A | Spring | 353208 | 2024-03-20 02:00 | 340509.6 | 3561.7 | 4591.9 | 4544.8 | 353208 | 329817.5 | 248909.3 | 0.0314 | 0.0379 | 0.67 | 0.67 | 178.7 | 11.9 | 1.65 | 16 | 670.8 | 0.13 | 179.5 | 36.1 | 215.6 | 186.2 | 12.4 | 1.73 | 16.6 | 697 | 0.14 | 187 | 37.4 | 224.4 | 413.6 | 25.8 | 3.55 | 32.7 | 1594.3 | 0.19 | 415.3 | 80.2 | 495.6 | 385.8 | 21.1 | 2.86 | 33.7 | 1582 | 0.19 | 387.2 | 80.9 | 468.1 | 19.7 | 0 | 0.29 | 19.99 | 20.5 | 0 | 0.28 | 20.78 | 353208 | 104298.6 | 150.9 | 4122.5 | 0 | 4588.3 | 30193.8 | 0 | 0 | 0 | 85055.4 | 0 | 121 | 3315.4 | 35339.4 | 85842.6 | 90.1 | 89.9 | 0 | 0 | 103315.8 | 982.9 | 0 | 0 | 3.9 | 4404.6
1876 | 79 | Day79 | 3 | Hour3 | 3 | Spring | 2117 | #N/A | Spring | 350124 | 2024-03-20 03:00 | 338414 | 3835.1 | 3239.2 | 4635.6 | 350124 | 327825.8 | 247030 | 0.0313 | 0.0376 | 0.67 | 0.67 | 179.9 | 11.9 | 1.65 | 16.2 | 677.3 | 0.14 | 180.7 | 36.4 | 217.1 | 186.9 | 12.4 | 1.72 | 16.8 | 702.6 | 0.14 | 187.8 | 37.7 | 225.5 | 423.3 | 26.1 | 3.59 | 33.7 | 1640.4 | 0.2 | 425.1 | 82.7 | 507.7 | 382.8 | 19.8 | 2.66 | 34.4 | 1605.7 | 0.19 | 384.1 | 82.3 | 466.5 | 19.64 | 0 | 0.28 | 19.92 | 20.48 | 0 | 0.28 | 20.75 | 350124 | 103094 | 0.3 | 4122.5 | 0 | 4760.4 | 29897.7 | 0 | 0 | 0 | 85585.3 | 0 | 112.7 | 3315.4 | 33395.8 | 85749.7 | 90.1 | 0 | 0 | 0 | 102109.7 | 984.3 | 0 | 0 | 0 | 4770.5
1877 | 79 | Day79 | 4 | Hour4 | 3 | Spring | 2117 | #N/A | Spring | 355438.1 | 2024-03-20 04:00 | 348441.6 | 1188.7 | 939.2 | 4868.7 | 355438.1 | 337486.5 | 252245.4 | 0.0314 | 0.0386 | 0.66 | 0.66 | 185.2 | 12.2 | 1.69 | 16.6 | 698.2 | 0.14 | 186 | 37.4 | 223.5 | 192.1 | 12.6 | 1.75 | 17.3 | 725.6 | 0.14 | 193 | 38.9 | 231.9 | 458.6 | 30.3 | 4.2 | 34.6 | 1713.1 | 0.21 | 460.7 | 85.7 | 546.3 | 468 | 29 | 4 | 37 | 1808.3 | 0.22 | 470 | 90.9 | 560.9 | 20.93 | 0 | 0.26 | 21.2 | 21.89 | 0 | 0.27 | 22.16 | 355438.1 | 103192.8 | 609.8 | 4122.5 | 0 | 4760.4 | 31115 | 0 | 0 | 0 | 89701.8 | 0 | 131.5 | 3315.4 | 32363.7 | 86034.9 | 90.1 | 0 | 0 | 0 | 102286 | 906.8 | 0 | 0 | 0 | 4921.6
1878 | 79 | Day79 | 5 | Hour5 | 3 | Spring | 2117 | #N/A | Spring | 376452.9 | 2024-03-20 05:00 | 371165.8 | 0 | 29.7 | 5257.4 | 376452.9 | 359320.8 | 272840.4 | 0.0319 | 0.041 | 0.64 | 0.63 | 201.6 | 13.6 | 1.9 | 17.4 | 746.8 | 0.14 | 202.5 | 39.7 | 242.1 | 208.8 | 14.1 | 1.97 | 18 | 774.2 | 0.15 | 209.8 | 41.1 | 250.9 | 490.2 | 34.8 | 4.88 | 34.8 | 1752.6 | 0.23 | 492.5 | 87.1 | 579.6 | 937.2 | 98.7 | 14.3 | 37.4 | 2318.1 | 0.47 | 944 | 106.6 | 1050.6 | 23.59 | 0 | 0.25 | 23.84 | 24.64 | 0 | 0.27 | 24.91 | 376452.9 | 103612.6 | 31.2 | 4153.2 | 0 | 6600.7 | 37313 | 0 | 0 | 53.6 | 99327.8 | 0 | 159.1 | 3315.4 | 35201 | 86588.6 | 150.2 | 0 | 0 | 105.7 | 102563.6 | 889.5 | 0 | 0 | 532.1 | 6532.6
1879 | 79 | Day79 | 6 | Hour6 | 3 | Spring | 2117 | #N/A | Spring | 409097.4 | 2024-03-20 06:00 | 404146.9 | 0 | 0 | 4950.5 | 409097.4 | 390907.9 | 291490.3 | 0.0328 | 0.0446 | 0.63 | 0.63 | 210.6 | 14.9 | 2.08 | 17.3 | 761 | 0.14 | 211.6 | 40 | 251.7 | 218.4 | 15.4 | 2.15 | 18 | 789.7 | 0.15 | 219.4 | 41.6 | 261 | 425.4 | 29 | 4.05 | 31.2 | 1558.5 | 0.2 | 427.3 | 77.7 | 505 | 716.8 | 60.6 | 8.63 | 41.9 | 2256 | 0.34 | 721 | 109.3 | 830.2 | 26.59 | 0 | 0.26 | 26.85 | 27.84 | 0 | 0.27 | 28.12 | 409097.4 | 117607.2 | 542.3 | 4161.1 | 0 | 6914.3 | 45004.7 | 0 | 0 | 3767.8 | 106242.1 | 0 | 95.5 | 3315.4 | 36617.6 | 88396.1 | 90.1 | 111 | 0 | 10250.7 | 102719 | 869.7 | 343.4 | 48.8 | 259.5 | 7151.7
1880 | 79 | Day79 | 7 | Hour7 | 3 | Spring | 2117 | #N/A | Spring | 432543.4 | 2024-03-20 07:00 | 427641.4 | 493.3 | 0 | 4408.7 | 432543.5 | 413329.3 | 291771.6 | 0.0335 | 0.0471 | 0.66 | 0.66 | 193.7 | 13.8 | 1.93 | 15.9 | 696 | 0.13 | 194.6 | 36.7 | 231.3 | 201.3 | 14.3 | 2.01 | 16.5 | 723.8 | 0.14 | 202.2 | 38.1 | 240.4 | 217.3 | 10.3 | 1.37 | 20 | 938.9 | 0.1 | 218 | 48 | 266 | 990.9 | 111.5 | 16.2 | 32.9 | 2241.7 | 0.49 | 998.6 | 99.8 | 1098.4 | 26.55 | 0 | 0.22 | 26.77 | 27.87 | 0 | 0.22 | 28.09 | 432543.4 | 140771.8 | 2406.6 | 4196.6 | 0 | 5866.1 | 44173.7 | 0 | 0 | 8002.7 | 101757.5 | 0 | 95.5 | 3315.4 | 41343.3 | 88396.1 | 90.1 | 130.7 | 0 | 36945.4 | 94998.5 | 825.2 | 3361.4 | 0 | 0 | 8184.7
1881 | 79 | Day79 | 8 | Hour8 | 3 | Spring | 2117 | #N/A | Spring | 447472 | 2024-03-20 08:00 | 442263 | 772 | 0 | 4437 | 447472 | 427227.7 | 295176.6 | 0.034 | 0.0489 | 0.68 | 0.68 | 182.1 | 13 | 1.82 | 15 | 654.2 | 0.13 | 183 | 34.5 | 217.5 | 189.4 | 13.5 | 1.89 | 15.6 | 681 | 0.13 | 190.3 | 35.9 | 226.3 | 139.7 | 5 | 0.63 | 14.4 | 655.4 | 0.06 | 140 | 33.9 | 173.9 | 927.6 | 99.1 | 14.35 | 35.6 | 2267 | 0.46 | 934.5 | 103.3 | 1037.7 | 25.93 | 0 | 0.27 | 26.2 | 27.27 | 0 | 0.28 | 27.55 | 447472 | 152295.4 | 3710.6 | 4196.6 | 0 | 6892.4 | 42976 | 0 | 0.1 | 9878.9 | 98854.1 | 0 | 95.5 | 3315.4 | 45981.2 | 88396.1 | 90.1 | 668.6 | 0 | 56993.8 | 84694.4 | 728.1 | 6753.2 | 0 | 614.6 | 7888.4
1882 | 79 | Day79 | 9 | Hour9 | 3 | Spring | 2117 | #N/A | Spring | 464113.8 | 2024-03-20 09:00 | 457738.6 | 1884 | 4.1 | 4487.1 | 464113.8 | 441918.3 | 288008.6 | 0.0346 | 0.0506 | 0.69 | 0.69 | 177.1 | 12.8 | 1.8 | 14.3 | 629.7 | 0.12 | 178 | 33.1 | 211.1 | 184.3 | 13.3 | 1.87 | 14.9 | 655.4 | 0.13 | 185.2 | 34.5 | 219.7 | 114.2 | 4.1 | 0.52 | 11.7 | 533.8 | 0.05 | 114.4 | 27.6 | 142.1 | 534.4 | 31.3 | 4.28 | 44.7 | 2125.7 | 0.26 | 536.5 | 108.1 | 644.6 | 24.59 | 0 | 0.21 | 24.8 | 25.97 | 0 | 0.22 | 26.19 | 464113.8 | 176105.2 | 723.5 | 4196.6 | 0 | 7264.4 | 44347 | 0 | 198.9 | 13190.3 | 97080.1 | 0 | 95.5 | 3315.4 | 43316.3 | 87579.7 | 90.1 | 0 | 0 | 85032.3 | 77006.3 | 677.4 | 8655.8 | 0 | 368.9 | 8050.4
1883 | 79 | Day79 | 10 | Hour10 | 3 | Spring | 2117 | #N/A | Spring | 475878.6 | 2024-03-20 10:00 | 470097 | 1418.7 | 4.1 | 4358.9 | 475878.7 | 453647.8 | 282085.8 | 0.035 | 0.052 | 0.7 | 0.7 | 173.8 | 12.6 | 1.77 | 14 | 616.5 | 0.12 | 174.7 | 32.4 | 207.1 | 180.8 | 13.1 | 1.84 | 14.6 | 641.4 | 0.13 | 181.7 | 33.8 | 215.4 | 76.9 | 2.4 | 0.29 | 8.2 | 371.4 | 0.03 | 77.1 | 19.3 | 96.4 | 422.9 | 14.7 | 1.83 | 44.7 | 2001.8 | 0.21 | 423.9 | 104.4 | 528.2 | 24.63 | 0 | 0.27 | 24.9 | 26.07 | 0 | 0.28 | 26.35 | 475878.6 | 193792.9 | 0 | 4196.6 | 0 | 7924.4 | 44938.8 | 0 | 343.5 | 16301.4 | 97088.7 | 0 | 95.5 | 3315.4 | 36169 | 88267.4 | 90.1 | 0 | 0 | 102855.7 | 73566.4 | 725.8 | 11289.7 | 131.2 | 5.8 | 8258.9
1884 | 79 | Day79 | 11 | Hour11 | 3 | Spring | 2117 | #N/A | Spring | 482437.1 | 2024-03-20 11:00 | 477460 | 317.6 | 0 | 4659.5 | 482437.1 | 460647.3 | 281719.4 | 0.0352 | 0.0527 | 0.7 | 0.7 | 178.7 | 13.3 | 1.87 | 14.1 | 624.4 | 0.12 | 179.6 | 32.7 | 212.4 | 185.8 | 13.8 | 1.94 | 14.7 | 649.4 | 0.13 | 186.7 | 34 | 220.8 | 70 | 2 | 0.24 | 7.6 | 343.4 | 0.03 | 70.1 | 17.9 | 88 | 761.5 | 73.9 | 10.62 | 36 | 2098.2 | 0.37 | 766.6 | 98.6 | 865.3 | 25.66 | 0 | 0.27 | 25.93 | 27.13 | 0 | 0.28 | 27.41 | 482437.1 | 200717.7 | 0 | 4196.6 | 0 | 8370.1 | 48304.3 | 0 | 515.9 | 18006.5 | 97207.9 | 0 | 95.5 | 3315.4 | 31743.3 | 88396.1 | 90.1 | 0 | 0 | 112565.1 | 68942.7 | 687.5 | 14301.5 | 251.6 | 5.8 | 8254.3
1885 | 79 | Day79 | 12 | Hour12 | 3 | Spring | 2117 | #N/A | Spring | 489472.8 | 2024-03-20 12:00 | 483406.4 | 260.6 | 764 | 5041.9 | 489472.8 | 466291.5 | 283884.8 | 0.0354 | 0.0533 | 0.69 | 0.69 | 183 | 13.8 | 1.95 | 14.1 | 631.8 | 0.12 | 183.9 | 33 | 216.9 | 190.5 | 14.4 | 2.03 | 14.7 | 658.1 | 0.13 | 191.5 | 34.4 | 225.9 | 66.3 | 1.7 | 0.19 | 7.4 | 332.4 | 0.03 | 66.4 | 17.3 | 83.8 | 876.3 | 88.2 | 12.71 | 38.6 | 2314.1 | 0.43 | 882.4 | 107.6 | 990.1 | 26.13 | 0 | 0.26 | 26.39 | 27.65 | 0 | 0.28 | 27.93 | 489472.8 | 205588 | 0 | 4196.6 | 0 | 8325.8 | 51341.9 | 0 | 668.8 | 18077.4 | 97788.2 | 0 | 95.5 | 3315.4 | 30335.2 | 88396.1 | 90.1 | 0 | 0 | 118040.5 | 67977.8 | 823.5 | 15981.2 | 245.1 | 0.7 | 8050.4
1886 | 79 | Day79 | 13 | Hour13 | 3 | Spring | 2117 | #N/A | Spring | 497582 | 2024-03-20 13:00 | 487882 | 3125 | 1339.9 | 5235.1 | 497582 | 470533.1 | 284593.8 | 0.0356 | 0.0538 | 0.7 | 0.69 | 182.3 | 13.7 | 1.94 | 14.1 | 630.5 | 0.12 | 183.2 | 32.9 | 216.1 | 190.9 | 14.4 | 2.03 | 14.7 | 659.9 | 0.13 | 191.8 | 34.4 | 226.3 | 63.2 | 1.7 | 0.2 | 7 | 313.5 | 0.03 | 63.3 | 16.3 | 79.6 | 867.5 | 88.1 | 12.71 | 37.4 | 2264.7 | 0.42 | 873.6 | 105 | 978.6 | 26.17 | 0 | 0.27 | 26.44 | 27.74 | 0 | 0.28 | 28.02 | 497582 | 212988.3 | 81.2 | 4196.6 | 0 | 7998.2 | 51730.6 | 0 | 835.2 | 19859.8 | 99499.3 | 0 | 95.5 | 3315.4 | 29190.8 | 88396.1 | 90.1 | 0 | 0 | 121006.6 | 70423.4 | 863.4 | 14919.3 | 262.9 | 0 | 7888.4
1887 | 79 | Day79 | 14 | Hour14 | 3 | Spring | 2117 | #N/A | Spring | 498955.9 | 2024-03-20 14:00 | 489270.7 | 2933.7 | 1339.9 | 5411.5 | 498955.9 | 471845.4 | 287532.3 | 0.0356 | 0.0539 | 0.69 | 0.69 | 185.9 | 14 | 1.98 | 14.3 | 642.3 | 0.13 | 186.9 | 33.5 | 220.4 | 194.6 | 14.7 | 2.07 | 15 | 672.1 | 0.13 | 195.6 | 35 | 230.6 | 61.2 | 1.7 | 0.19 | 6.8 | 304.3 | 0.03 | 61.3 | 15.9 | 77.2 | 873.9 | 89 | 12.84 | 37.5 | 2274.9 | 0.43 | 880.1 | 105.4 | 985.5 | 26.39 | 0 | 0.26 | 26.65 | 27.98 | 0 | 0.28 | 28.26 | 498955.9 | 211423.6 | 0 | 4196.6 | 0 | 8136 | 52996.6 | 0 | 873.8 | 18779.1 | 101441.9 | 0 | 95.5 | 3315.4 | 28864 | 88396.1 | 90.1 | 0 | 0 | 118958.4 | 71830 | 982.2 | 15523.7 | 24 | 0 | 8258.9
1888 | 79 | Day79 | 15 | Hour15 | 3 | Spring | 2117 | #N/A | Spring | 500051.9 | 2024-03-20 15:00 | 489594.9 | 3573 | 1339.9 | 5544 | 500051.9 | 472146.5 | 293154.6 | 0.0356 | 0.054 | 0.68 | 0.68 | 192.2 | 14.5 | 2.04 | 14.8 | 665.9 | 0.13 | 193.2 | 34.7 | 227.9 | 201.5 | 15.2 | 2.14 | 15.5 | 697.9 | 0.13 | 202.6 | 36.3 | 238.9 | 62.9 | 1.9 | 0.23 | 6.8 | 305.3 | 0.03 | 63 | 15.9 | 78.9 | 882.3 | 89.1 | 12.84 | 38.6 | 2321.1 | 0.43 | 888.5 | 107.8 | 996.4 | 26.72 | 0 | 0.26 | 26.98 | 28.34 | 0 | 0.28 | 28.61 | 500051.9 | 206897.2 | 116.5 | 4248.3 | 0 | 8109.9 | 54637 | 0 | 892.8 | 17791.8 | 105758.9 | 0 | 95.5 | 3315.4 | 28386.9 | 88396.1 | 90.1 | 0 | 0 | 114015 | 73198.5 | 999.2 | 14093.1 | 0 | 2.2 | 7679.9
1889 | 79 | Day79 | 16 | Hour16 | 3 | Spring | 2117 | #N/A | Spring | 500877.3 | 2024-03-20 16:00 | 489382.4 | 4299.6 | 1553.2 | 5642.1 | 500877.3 | 471948.7 | 311616.6 | 0.0356 | 0.054 | 0.64 | 0.64 | 217.2 | 16.7 | 2.35 | 16.1 | 740.7 | 0.14 | 218.4 | 38.3 | 256.6 | 228.3 | 17.5 | 2.48 | 17 | 778.1 | 0.15 | 229.5 | 40.2 | 269.6 | 100.8 | 3.8 | 0.48 | 10.2 | 467.3 | 0.05 | 101.1 | 24.1 | 125.2 | 547.3 | 36.1 | 5.03 | 41.4 | 2033.9 | 0.26 | 549.8 | 102.1 | 651.9 | 27.57 | 0 | 0.27 | 27.83 | 29.27 | 0 | 0.28 | 29.55 | 500877.3 | 189260.7 | 16.1 | 4248.3 | 0 | 7825 | 63451.6 | 0 | 946.2 | 15550.6 | 114285.4 | 0 | 159.1 | 3315.4 | 29770.5 | 88396.1 | 149.1 | 0 | 0 | 97856.9 | 73788.6 | 1118.5 | 13382.7 | 15.6 | 157.4 | 8258.9
1890 | 79 | Day79 | 17 | Hour17 | 3 | Spring | 2117 | #N/A | Spring | 499429.4 | 2024-03-20 17:00 | 487651.6 | 4249.1 | 1553.2 | 5975.5 | 499429.4 | 470317 | 344001.6 | 0.0355 | 0.0537 | 0.6 | 0.59 | 246.2 | 19 | 2.68 | 18 | 834.8 | 0.16 | 247.5 | 43 | 290.5 | 260.5 | 20 | 2.82 | 19.2 | 886.2 | 0.17 | 261.8 | 45.7 | 307.5 | 228.7 | 14.1 | 1.94 | 18.2 | 885.8 | 0.11 | 229.7 | 44.6 | 274.3 | 605.1 | 38.3 | 5.31 | 47.2 | 2298.5 | 0.29 | 607.7 | 115.8 | 723.4 | 29.14 | 0 | 0.27 | 29.4 | 30.94 | 0 | 0.28 | 31.21 | 499429.4 | 155427.8 | 2049.3 | 4248.3 | 0 | 7825 | 71731.6 | 0 | 926.2 | 11051.9 | 126597 | 0 | 159.1 | 3315.4 | 34507.8 | 88396.1 | 738.7 | 4433.2 | 0 | 65585.9 | 76761.8 | 1102 | 9841.2 | 4504.7 | 1844.2 | 7888.4
1891 | 79 | Day79 | 18 | Hour18 | 3 | Spring | 2117 | #N/A | Spring | 491169.1 | 2024-03-20 18:00 | 484221.6 | 306.8 | 1339.9 | 5300.8 | 491169.1 | 467070.7 | 364548.9 | 0.0354 | 0.0534 | 0.57 | 0.56 | 268.3 | 20.8 | 2.94 | 19.4 | 905.5 | 0.17 | 269.7 | 46.4 | 316.2 | 282.5 | 21.8 | 3.07 | 20.6 | 958 | 0.18 | 284 | 49.2 | 333.2 | 359.3 | 21.8 | 3.01 | 28.8 | 1397.8 | 0.17 | 360.7 | 70.5 | 431.3 | 482.7 | 17.8 | 2.26 | 49.3 | 2237.1 | 0.22 | 483.9 | 116.1 | 599.9 | 45.59 | 0 | 0.26 | 45.85 | 48.29 | 0 | 0.28 | 48.57 | 491169.1 | 126620.3 | 2041.4 | 4248.3 | 0 | 8374.7 | 77804.4 | 0 | 796.3 | 5793.8 | 132930.8 | 0 | 597.4 | 3315.4 | 38915.5 | 88396.1 | 738.7 | 7186.2 | 0 | 39317.6 | 79659.2 | 1053.4 | 7779 | 5885.4 | 3839 | 8258.9
1892 | 79 | Day79 | 19 | Hour19 | 3 | Spring | 2117 | #N/A | Spring | 491362.4 | 2024-03-20 19:00 | 486881.6 | 0 | 0 | 4480.8 | 491362.4 | 469595.2 | 390053.9 | 0.0355 | 0.0536 | 0.55 | 0.54 | 278.8 | 21.6 | 3.05 | 20.1 | 940.8 | 0.17 | 280.3 | 48.2 | 328.5 | 293.8 | 22.6 | 3.19 | 21.4 | 996.4 | 0.18 | 295.3 | 51.1 | 346.4 | 398.6 | 24 | 3.31 | 32.2 | 1557.8 | 0.19 | 400.2 | 78.6 | 478.9 | 674.8 | 43.2 | 5.99 | 52.3 | 2551.2 | 0.32 | 677.7 | 128.4 | 806.1 | 53.4 | 0 | 0.26 | 53.66 | 56.44 | 0 | 0.28 | 56.72 | 491362.4 | 101308.5 | 3608.9 | 4248.3 | 0 | 8374.7 | 80987.6 | 0 | 331 | 2186.8 | 138110.1 | 0 | 671 | 3315.4 | 53020.5 | 88396.1 | 738.7 | 8582.6 | 0 | 13045.6 | 84766.6 | 978.4 | 3883.9 | 4978.3 | 3153.9 | 8258.9
1893 | 79 | Day79 | 20 | Hour20 | 3 | Spring | 2117 | #N/A | Spring | 487255.4 | 2024-03-20 20:00 | 482365.4 | 0 | 0 | 4890 | 487255.5 | 465325.7 | 399300.2 | 0.0353 | 0.0531 | 0.55 | 0.54 | 280.6 | 21.7 | 3.07 | 20.2 | 947.6 | 0.17 | 282.1 | 48.5 | 330.6 | 295.1 | 22.7 | 3.21 | 21.5 | 1001.7 | 0.18 | 296.7 | 51.4 | 348.1 | 411.1 | 26 | 3.6 | 32 | 1569.5 | 0.19 | 412.9 | 78.8 | 491.7 | 529.5 | 22.4 | 2.92 | 51.5 | 2363.9 | 0.25 | 531 | 122 | 653 | 31.13 | 0 | 0.27 | 31.39 | 32.88 | 0 | 0.28 | 33.17 | 487255.4 | 87955.3 | 7379.1 | 4250 | 0 | 8374.7 | 80601.5 | 0 | 0 | 5.7 | 138151.2 | 0 | 671 | 3315.4 | 59644 | 88396.1 | 752.7 | 7764.5 | 0 | 5.8 | 87236.5 | 707.3 | 678.8 | 1200.7 | 2952.9 | 8258.9
1894 | 79 | Day79 | 21 | Hour21 | 3 | Spring | 2117 | #N/A | Spring | 467122 | 2024-03-20 21:00 | 462165.8 | 0 | 0 | 4956.2 | 467122.1 | 446140.5 | 379729.8 | 0.0347 | 0.051 | 0.55 | 0.55 | 275.3 | 21 | 2.97 | 20.2 | 938.3 | 0.17 | 276.7 | 48.2 | 324.9 | 287.2 | 21.9 | 3.09 | 21.2 | 981.9 | 0.18 | 288.7 | 50.5 | 339.2 | 425.1 | 27.3 | 3.77 | 32.8 | 1613 | 0.2 | 427 | 80.9 | 507.9 | 649.2 | 49.2 | 6.95 | 43.3 | 2211.4 | 0.32 | 652.6 | 109.3 | 761.9 | 28.97 | 0 | 0.27 | 29.24 | 30.54 | 0 | 0.28 | 30.82 | 467122 | 87392.3 | 4162.6 | 4250 | 0 | 8374.7 | 74573.7 | 0 | 0 | 0 | 133533 | 0 | 713.8 | 3315.4 | 56699.9 | 88396.1 | 738.7 | 4972 | 0 | 0 | 86930.5 | 461.8 | 1.2 | 1138.3 | 2301.1 | 7980.1
1895 | 79 | Day79 | 22 | Hour22 | 3 | Spring | 2117 | #N/A | Spring | 439602.6 | 2024-03-20 22:00 | 434824 | 0 | 0 | 4778.5 | 439602.6 | 420085.1 | 350817.4 | 0.0339 | 0.0483 | 0.57 | 0.57 | 252.4 | 18.5 | 2.59 | 19.6 | 887.8 | 0.16 | 253.7 | 46.1 | 299.8 | 262.7 | 19.1 | 2.69 | 20.5 | 926 | 0.17 | 264 | 48.1 | 312.2 | 459.2 | 30 | 4.17 | 35 | 1721.5 | 0.22 | 461.3 | 86.3 | 547.6 | 832.8 | 78.9 | 11.34 | 41.2 | 2340.7 | 0.41 | 838.3 | 111.1 | 949.4 | 27.5 | 0 | 0.27 | 27.77 | 28.91 | 0 | 0.29 | 29.2 | 439602.6 | 88785.2 | 3767 | 4198.3 | 0 | 8133.5 | 60645.4 | 0 | 0 | 0 | 123847.6 | 0 | 1896.6 | 3315.4 | 51865.7 | 88396.1 | 636.6 | 4115.1 | 0 | 0 | 88489.2 | 296 | 0 | 1687.3 | 3751 | 7289.2
1896 | 79 | Day79 | 23 | Hour23 | 3 | Spring | 2117 | #N/A | Spring | 409930.1 | 2024-03-20 23:00 | 405043.4 | 0 | 0 | 4886.7 | 409930.1 | 391632.4 | 323239 | 0.0331 | 0.0453 | 0.6 | 0.6 | 228.3 | 16.1 | 2.26 | 18.6 | 822.1 | 0.15 | 229.4 | 43.1 | 272.6 | 237.4 | 16.7 | 2.34 | 19.4 | 856.7 | 0.16 | 238.5 | 45 | 283.5 | 460.7 | 29.6 | 4.09 | 35.5 | 1747.2 | 0.21 | 462.7 | 87.6 | 550.3 | 833.9 | 88.6 | 12.84 | 32.6 | 2041.4 | 0.42 | 840 | 93.5 | 933.6 | 26.41 | 0 | 0.27 | 26.68 | 27.68 | 0 | 0.29 | 27.96 | 409930.1 | 86691.1 | 3870.3 | 4198.3 | 0 | 7308.9 | 48548.8 | 0 | 0 | 0 | 113004 | 0 | 438.7 | 3315.4 | 50077.3 | 88396.1 | 388.5 | 3692.6 | 0 | 0 | 86455.1 | 236 | 0 | 1374.6 | 2769.9 | 5856.3
1897 | 80 | Day80 | 0 | Hour0 | 3 | Spring | 41 | 499565.6 | Spring | 385195.5 | 2024-03-21 | 378797 | 167.7 | 1515.2 | 4715.5 | 385195.5 | 366527.3 | 302403.7 | 0.0324 | 0.0424 | 0.62 | 0.61 | 221 | 15.6 | 2.19 | 18.2 | 797.2 | 0.15 | 222.1 | 42 | 264.1 | 229.3 | 16.2 | 2.26 | 18.9 | 828.4 | 0.16 | 230.4 | 43.6 | 274.1 | 462.5 | 29 | 4 | 36.3 | 1777.4 | 0.21 | 464.4 | 89.3 | 553.7 | 656.7 | 52.3 | 7.41 | 41.6 | 2160.1 | 0.32 | 660.3 | 106 | 766.3 | 25.17 | 0 | 0.27 | 25.43 | 26.28 | 0 | 0.28 | 26.57 | 385195.5 | 82791.7 | 235.3 | 4198.3 | 0 | 6251.1 | 44205.8 | 0 | 0 | 0 | 103543 | 0 | 159.1 | 3315.4 | 48977.3 | 88396.1 | 204.7 | 2917.7 | 0 | 0 | 82616.3 | 175.4 | 0 | 0 | 1387.3 | 5628.8
1898 | 80 | Day80 | 1 | Hour1 | 3 | Spring | 2117 | #N/A | Spring | 371304.4 | 2024-03-21 01:00 | 360146.2 | 1978.3 | 4768.2 | 4411.8 | 371304.4 | 348670.8 | 292218.2 | 0.0319 | 0.0402 | 0.61 | 0.61 | 224.4 | 15.8 | 2.22 | 18.6 | 811.2 | 0.16 | 225.5 | 42.8 | 268.3 | 233.4 | 16.5 | 2.31 | 19.2 | 841.6 | 0.16 | 234.5 | 44.3 | 278.8 | 465.8 | 29.3 | 4.05 | 36.4 | 1785.2 | 0.22 | 467.8 | 89.7 | 557.5 | 431.2 | 15.4 | 1.95 | 44.5 | 2012.7 | 0.2 | 432.1 | 104.5 | 536.6 | 24.92 | 0 | 0.28 | 25.2 | 25.97 | 0 | 0.28 | 26.25 | 371304.4 | 79086.3 | 28.1 | 4198.3 | 0 | 5443.3 | 43170.8 | 0 | 0 | 0 | 101843.7 | 0 | 159.1 | 3315.4 | 45551.1 | 88396.1 | 112.3 | 0 | 0 | 0 | 78943.5 | 142.7 | 0 | 0 | 0 | 5374
1899 | 80 | Day80 | 2 | Hour2 | 3 | Spring | 2117 | #N/A | Spring | 362929.8 | 2024-03-21 02:00 | 348962.7 | 3471.3 | 6115 | 4380.8 | 362929.8 | 337952.1 | 284547.5 | 0.0316 | 0.0389 | 0.61 | 0.61 | 225.1 | 15.9 | 2.22 | 18.7 | 814.6 | 0.16 | 226.2 | 43 | 269.2 | 234.4 | 16.6 | 2.32 | 19.3 | 845.1 | 0.16 | 235.5 | 44.5 | 280 | 473.2 | 30.2 | 4.18 | 36.6 | 1799.7 | 0.22 | 475.2 | 90.3 | 565.5 | 672.3 | 51.3 | 7.23 | 44.4 | 2291.5 | 0.32 | 675.8 | 112.7 | 788.5 | 24.74 | 0 | 0.28 | 25.02 | 25.75 | 0 | 0.28 | 26.03 | 362929.8 | 78382.3 | 33.1 | 4198.3 | 0 | 5128.6 | 42234.5 | 0 | 0 | 0 | 100178.9 | 0 | 126 | 3315.4 | 40100.9 | 88396.1 | 90.1 | 745.5 | 0 | 0 | 78249.9 | 132.4 | 0 | 0 | 0 | 5381.5
1900 | 80 | Day80 | 3 | Hour3 | 3 | Spring | 2117 | #N/A | Spring | 358777.2 | 2024-03-21 03:00 | 345359 | 4258.3 | 5096.3 | 4063.5 | 358777.2 | 334506.1 | 283172.9 | 0.0314 | 0.0383 | 0.6 | 0.6 | 231.1 | 16.4 | 2.29 | 19.1 | 833.4 | 0.16 | 232.2 | 43.9 | 276.1 | 240.8 | 17.2 | 2.4 | 19.7 | 865.3 | 0.17 | 242 | 45.5 | 287.5 | 467.5 | 29.1 | 4.01 | 36.9 | 1803.2 | 0.22 | 469.5 | 90.7 | 560.1 | 412.2 | 12.5 | 1.51 | 44.4 | 2006.2 | 0.18 | 413 | 104.3 | 517.3 | 24.8 | 0 | 0.27 | 25.07 | 25.79 | 0 | 0.27 | 26.07 | 358777.2 | 75604.4 | 166.6 | 4196.6 | 0 | 5030.8 | 43233 | 0 | 0 | 0 | 100850.3 | 0 | 100.2 | 3315.4 | 37793.5 | 88396.1 | 90.1 | 0 | 0 | 0 | 75465.7 | 138.6 | 0 | 0 | 0 | 4566.6
1901 | 80 | Day80 | 4 | Hour4 | 3 | Spring | 2117 | #N/A | Spring | 358095.6 | 2024-03-21 04:00 | 353423.7 | 655.3 | 0 | 4016.6 | 358095.6 | 342273.4 | 287625.7 | 0.0315 | 0.0392 | 0.58 | 0.58 | 241 | 17.2 | 2.4 | 19.7 | 866.3 | 0.17 | 242.2 | 45.6 | 287.7 | 249.4 | 17.7 | 2.48 | 20.4 | 897 | 0.17 | 250.6 | 47.2 | 297.7 | 479.8 | 31.1 | 4.31 | 36.7 | 1809.9 | 0.22 | 481.9 | 90.7 | 572.6 | 925.8 | 95.2 | 13.75 | 38.8 | 2378.8 | 0.45 | 932.4 | 109.9 | 1042.3 | 25.22 | 0 | 0.26 | 25.48 | 26.26 | 0 | 0.27 | 26.52 | 358095.6 | 70469.9 | 4.8 | 4196.6 | 0 | 4828.7 | 45248.7 | 0 | 0 | 0 | 104236.3 | 0 | 109.6 | 3315.4 | 36790.9 | 88396.1 | 90.1 | 408.4 | 0 | 0 | 70346.3 | 123.5 | 0 | 0 | 0.4 | 7153.5
1902 | 80 | Day80 | 5 | Hour5 | 3 | Spring | 2117 | #N/A | Spring | 378090.1 | 2024-03-21 05:00 | 374002 | 0 | 0 | 4088.1 | 378090.1 | 362037.4 | 309672.1 | 0.032 | 0.0414 | 0.56 | 0.56 | 259.8 | 19 | 2.66 | 20.5 | 917.9 | 0.17 | 261.1 | 47.9 | 308.9 | 268.5 | 19.6 | 2.75 | 21.2 | 949.4 | 0.18 | 269.8 | 49.5 | 319.3 | 473.5 | 30.1 | 4.17 | 36.7 | 1804 | 0.22 | 475.5 | 90.5 | 566.1 | 1034.5 | 115.9 | 16.85 | 34.9 | 2346.3 | 0.52 | 1042.6 | 105 | 1147.6 | 26.68 | 0 | 0.25 | 26.93 | 27.84 | 0 | 0.26 | 28.1 | 378090.1 | 68418 | 220.2 | 4196.6 | 0 | 8374.7 | 53320.7 | 0 | 0 | 88.4 | 113670.1 | 0 | 159.1 | 3315.4 | 37439.1 | 88396.1 | 129.3 | 450.9 | 0 | 179.8 | 68043.9 | 105.9 | 0 | 0 | 155.2 | 8019.3
1903 | 80 | Day80 | 6 | Hour6 | 3 | Spring | 2117 | #N/A | Spring | 409503.5 | 2024-03-21 06:00 | 405537.2 | 116.1 | 0 | 3850.2 | 409503.5 | 392237.2 | 326484.6 | 0.0328 | 0.0447 | 0.56 | 0.55 | 268.8 | 20.4 | 2.88 | 20.1 | 924.8 | 0.17 | 270.2 | 47.8 | 318 | 278.2 | 21.1 | 2.98 | 20.9 | 957.6 | 0.18 | 279.7 | 49.5 | 329.1 | 410.9 | 25.4 | 3.51 | 32.5 | 1587.9 | 0.19 | 412.6 | 79.9 | 492.5 | 1029.3 | 109 | 15.76 | 40.4 | 2547.2 | 0.5 | 1036.9 | 116.4 | 1153.3 | 27.27 | 0 | 0.26 | 27.53 | 28.55 | 0 | 0.27 | 28.82 | 409503.5 | 83018.9 | 373.8 | 4196.6 | 0 | 7393.8 | 63307.4 | 0 | 0 | 3805.6 | 118546.3 | 0 | 95.5 | 3315.4 | 40284.1 | 88396.1 | 1.7 | 573.8 | 0 | 9116 | 69971 | 126.3 | 565.3 | 0 | 175.1 | 7679.9
1904 | 80 | Day80 | 7 | Hour7 | 3 | Spring | 2117 | #N/A | Spring | 431746.4 | 2024-03-21 07:00 | 427616.2 | 541.3 | 0 | 3589 | 431746.5 | 413308.9 | 325666.1 | 0.0335 | 0.0471 | 0.59 | 0.59 | 246.4 | 18.8 | 2.64 | 18.5 | 846.7 | 0.16 | 247.7 | 43.8 | 291.5 | 255.9 | 19.5 | 2.75 | 19.2 | 879 | 0.17 | 257.2 | 45.5 | 302.7 | 200.3 | 8.7 | 1.14 | 19.2 | 891.3 | 0.09 | 200.8 | 45.8 | 246.6 | 818.3 | 78.2 | 11.23 | 39.7 | 2291.5 | 0.4 | 823.7 | 108.1 | 931.9 | 26.99 | 0 | 0.27 | 27.25 | 28.32 | 0 | 0.28 | 28.6 | 431746.4 | 106080.4 | 1614.3 | 4196.6 | 0 | 7916 | 61026.4 | 0 | 0 | 6018.5 | 114109 | 0 | 95.5 | 3315.4 | 44816.3 | 88396.1 | 1.7 | 178.6 | 0 | 31147 | 68747.3 | 167.7 | 3480.9 | 0 | 0 | 8258.9
1905 | 80 | Day80 | 8 | Hour8 | 3 | Spring | 2117 | #N/A | Spring | 446098.7 | 2024-03-21 08:00 | 441553.4 | 565.8 | 0 | 3979.5 | 446098.7 | 426566.7 | 320700.2 | 0.0339 | 0.0487 | 0.62 | 0.62 | 226.8 | 17.1 | 2.4 | 17.3 | 785.5 | 0.15 | 227.9 | 40.8 | 268.7 | 235.6 | 17.7 | 2.5 | 18 | 816.2 | 0.15 | 236.8 | 42.4 | 279.2 | 126.7 | 4.4 | 0.55 | 13.1 | 598.1 | 0.06 | 127 | 31 | 158 | 1123.8 | 125.8 | 18.26 | 37.9 | 2565.6 | 0.56 | 1132.5 | 114.5 | 1247.1 | 26.05 | 0 | 0.27 | 26.32 | 27.41 | 0 | 0.28 | 27.69 | 446098.7 | 125398.5 | 668.2 | 4196.6 | 0 | 8374.7 | 57171.9 | 0 | 13 | 7946.6 | 110882.4 | 0 | 95.5 | 3315.4 | 46637.6 | 88396.1 | 1.7 | 960 | 0 | 66680.1 | 50597.2 | 161.6 | 4949.7 | 0 | 215.7 | 8258.9
1906 | 80 | Day80 | 9 | Hour9 | 3 | Spring | 2117 | #N/A | Spring | 460791.6 | 2024-03-21 09:00 | 456059 | 1032.5 | 4.1 | 3695.8 | 460791.6 | 440342.3 | 298008.6 | 0.0345 | 0.0504 | 0.65 | 0.65 | 212.4 | 16.1 | 2.26 | 16.2 | 734.1 | 0.14 | 213.5 | 38.1 | 251.7 | 220.7 | 16.7 | 2.35 | 16.8 | 762.4 | 0.15 | 221.8 | 39.6 | 261.4 | 82.6 | 2.9 | 0.36 | 8.6 | 390.9 | 0.04 | 82.8 | 20.3 | 103.1 | 571.2 | 36.5 | 5.04 | 44.7 | 2174.9 | 0.28 | 573.7 | 109.6 | 683.3 | 24.86 | 0 | 0.27 | 25.13 | 26.23 | 0 | 0.29 | 26.52 | 460791.6 | 162783 | 22.4 | 4125.9 | 0 | 8374.7 | 55649.4 | 0 | 564.6 | 13812.5 | 106543.1 | 0 | 95.5 | 3315.4 | 31497 | 88383.4 | 1.7 | 0 | 0 | 111463.7 | 36746.1 | 196.1 | 7196.7 | 284.9 | 7.8 | 8258.9
1907 | 80 | Day80 | 10 | Hour10 | 3 | Spring | 2117 | #N/A | Spring | 475591.2 | 2024-03-21 10:00 | 466099 | 651.8 | 4151.1 | 4689.4 | 475591.2 | 449869.3 | 291768.7 | 0.0348 | 0.0515 | 0.65 | 0.65 | 211.9 | 16.3 | 2.3 | 15.8 | 722.7 | 0.14 | 213 | 37.4 | 250.4 | 221.9 | 17.1 | 2.41 | 16.6 | 756.5 | 0.14 | 223.1 | 39.1 | 262.2 | 80.1 | 2.9 | 0.36 | 8.3 | 375.2 | 0.04 | 80.2 | 19.5 | 99.7 | 334.7 | 10.3 | 1.25 | 37.9 | 1628.3 | 0.19 | 335.4 | 86.5 | 421.8 | 20.95 | 0 | 0.27 | 21.22 | 22.3 | 0 | 0.29 | 22.58 | 475591.2 | 183822.5 | 0 | 4077.1 | 0 | 7825 | 58711.3 | 0 | 862.2 | 17438.6 | 105715 | 0 | 95.5 | 3315.4 | 25349.2 | 86678.5 | 1.7 | 0 | 0 | 129886.6 | 35413.5 | 221.5 | 12092.2 | 376.4 | 1.1 | 7883
1908 | 80 | Day80 | 11 | Hour11 | 3 | Spring | 2117 | #N/A | Spring | 484611 | 2024-03-21 11:00 | 473025.2 | 2884.1 | 4151.1 | 4550.5 | 484611 | 456436.6 | 296533.7 | 0.0351 | 0.0522 | 0.65 | 0.64 | 219.4 | 17.2 | 2.43 | 16 | 737.8 | 0.14 | 220.5 | 38 | 258.5 | 230.6 | 18.1 | 2.56 | 16.7 | 774.8 | 0.15 | 231.8 | 39.9 | 271.7 | 80.1 | 2.8 | 0.34 | 8.4 | 379.3 | 0.04 | 80.3 | 19.7 | 99.9 | 399.9 | 16.7 | 2.17 | 40.8 | 1805.8 | 0.22 | 401 | 94.7 | 495.7 | 20.92 | 0 | 0.27 | 21.19 | 22.37 | 0 | 0.29 | 22.66 | 484611 | 188077.2 | 0 | 4063.9 | 0 | 7825 | 63422.8 | 0 | 901.5 | 18783.2 | 107205.8 | 0 | 95.5 | 3315.4 | 25374.8 | 85228.6 | 1.7 | 0 | 0 | 131508.1 | 36590.5 | 294 | 15649.5 | 254.2 | 3.9 | 7888.4
1909 | 80 | Day80 | 12 | Hour12 | 3 | Spring | 2117 | #N/A | Spring | 489930.4 | 2024-03-21 12:00 | 478140.3 | 3223.9 | 4151.1 | 4415.1 | 489930.4 | 461278.2 | 304075.5 | 0.0353 | 0.0528 | 0.64 | 0.63 | 228.1 | 18.1 | 2.56 | 16.3 | 760.4 | 0.14 | 229.3 | 39 | 268.3 | 239.8 | 19 | 2.69 | 17.1 | 798.9 | 0.15 | 241.1 | 41 | 282.1 | 75.9 | 2.5 | 0.31 | 8 | 362.2 | 0.03 | 76.1 | 18.8 | 94.9 | 341.9 | 9.5 | 1.12 | 39.4 | 1694.9 | 0.19 | 342.5 | 90 | 432.5 | 21.56 | 0 | 0.27 | 21.83 | 23.09 | 0 | 0.28 | 23.37 | 489930.4 | 185854.9 | 76.4 | 4063.9 | 0 | 7825 | 67703.4 | 0 | 877.5 | 18729.6 | 109748.2 | 0 | 95.5 | 3315.4 | 25918.6 | 85327.4 | 1.7 | 0 | 0 | 128507 | 37410.4 | 330.4 | 16959.7 | 236 | 20.2 | 8254.3
1910 | 80 | Day80 | 13 | Hour13 | 3 | Spring | 2117 | #N/A | Spring | 493813 | 2024-03-21 13:00 | 483209.3 | 1831.4 | 4151.1 | 4621.3 | 493813 | 466069.5 | 308192.4 | 0.0355 | 0.0534 | 0.63 | 0.63 | 230.4 | 18.3 | 2.59 | 16.4 | 766.6 | 0.15 | 231.6 | 39.3 | 270.9 | 241.8 | 19.2 | 2.72 | 17.2 | 804.1 | 0.15 | 243.2 | 41.2 | 284.4 | 74.9 | 2.5 | 0.31 | 7.9 | 357.6 | 0.03 | 75 | 18.6 | 93.6 | 342.6 | 8.2 | 0.92 | 40.7 | 1740.3 | 0.19 | 343.1 | 92.6 | 435.7 | 21.91 | 0 | 0.27 | 22.18 | 23.42 | 0 | 0.28 | 23.71 | 493813 | 185620.6 | 0 | 4063.9 | 0 | 7825 | 69095.1 | 0 | 859.6 | 19750.8 | 111142.2 | 0 | 95.5 | 3315.4 | 27624.2 | 85029.4 | 1.7 | 0 | 0 | 126225.6 | 38391.5 | 393.1 | 15778.8 | 313.3 | 1 | 8254.3
1911 | 80 | Day80 | 14 | Hour14 | 3 | Spring | 2117 | #N/A | Spring | 496153.6 | 2024-03-21 14:00 | 485199.8 | 2074.7 | 4151.1 | 4728.1 | 496153.6 | 467943.5 | 310339.4 | 0.0356 | 0.0537 | 0.63 | 0.63 | 230.2 | 18.2 | 2.58 | 16.4 | 767.8 | 0.15 | 231.5 | 39.4 | 270.8 | 241.8 | 19.2 | 2.71 | 17.2 | 805.7 | 0.15 | 243.1 | 41.3 | 284.4 | 70.5 | 2.5 | 0.31 | 7.3 | 332.6 | 0.03 | 70.6 | 17.3 | 87.9 | 347.1 | 8.4 | 0.94 | 41.8 | 1761.9 | 0.21 | 347.6 | 94.3 | 441.9 | 22.62 | 0 | 0.27 | 22.89 | 24.18 | 0 | 0.28 | 24.46 | 496153.6 | 185814.2 | 94.3 | 4063.9 | 0 | 7825 | 69095.1 | 0 | 852.2 | 20375.3 | 112417.1 | 0 | 95.5 | 3315.4 | 28007.1 | 85424.2 | 1.7 | 0 | 0 | 123015.2 | 41121.8 | 449.7 | 15644.6 | 199 | 0 | 8257.2
1912 | 80 | Day80 | 15 | Hour15 | 3 | Spring | 2117 | #N/A | Spring | 498593.8 | 2024-03-21 15:00 | 486059.6 | 3722.3 | 4151.1 | 4660.9 | 498593.8 | 468749.6 | 317846.1 | 0.0356 | 0.0538 | 0.62 | 0.62 | 236.7 | 18.7 | 2.65 | 16.9 | 789.6 | 0.15 | 238 | 40.4 | 278.4 | 249.3 | 19.8 | 2.8 | 17.7 | 830.8 | 0.16 | 250.6 | 42.5 | 293.1 | 76.1 | 2.6 | 0.32 | 8 | 361.3 | 0.03 | 76.3 | 18.7 | 95.1 | 842 | 91.7 | 13.29 | 33.2 | 2008.3 | 0.47 | 848.4 | 93.1 | 941.5 | 22.92 | 0 | 0.27 | 23.2 | 24.57 | 0 | 0.28 | 24.85 | 498593.8 | 180747.7 | 139.3 | 4063.9 | 0 | 7825 | 71350.7 | 0 | 859.5 | 18440.6 | 116106.8 | 0 | 95.5 | 3315.4 | 28665.2 | 86282.6 | 1.7 | 0 | 0 | 118366.8 | 42552.7 | 528.2 | 15696.6 | 210.6 | 0 | 8258.9
1913 | 80 | Day80 | 16 | Hour16 | 3 | Spring | 2117 | #N/A | Spring | 499565.6 | 2024-03-21 16:00 | 486049.2 | 4767.1 | 4147 | 4602.3 | 499565.7 | 468742.9 | 333315.7 | 0.0356 | 0.0538 | 0.6 | 0.59 | 255.1 | 20.3 | 2.87 | 18 | 846.7 | 0.16 | 256.5 | 43.2 | 299.7 | 269.2 | 21.4 | 3.04 | 18.9 | 892.8 | 0.17 | 270.6 | 45.6 | 316.2 | 93.5 | 2.2 | 0.25 | 10.7 | 474.3 | 0.04 | 93.6 | 24.8 | 118.4 | 491 | 17.6 | 2.25 | 50.8 | 2271.6 | 0.24 | 492.1 | 118.6 | 610.7 | 23.91 | 0 | 0.27 | 24.19 | 25.79 | 0 | 0.28 | 26.07 | 499565.6 | 166249.9 | 0 | 4193.8 | 0 | 7825 | 77354.8 | 0 | 875.3 | 15783.7 | 123293 | 0 | 159.1 | 3315.4 | 30624.8 | 86391.6 | 158.1 | 0 | 0 | 104225.8 | 44759.8 | 605.4 | 13926.7 | 300.4 | 108.1 | 8045.8
1914 | 80 | Day80 | 17 | Hour17 | 3 | Spring | 2117 | #N/A | Spring | 497644.1 | 2024-03-21 17:00 | 484064.4 | 4600 | 4147 | 4832.7 | 497644.1 | 466873.2 | 363061.3 | 0.0355 | 0.0535 | 0.56 | 0.55 | 281.6 | 22.4 | 3.17 | 19.7 | 932.3 | 0.17 | 283.1 | 47.5 | 330.6 | 298.9 | 23.7 | 3.35 | 21 | 992.2 | 0.18 | 300.5 | 50.7 | 351.1 | 233.1 | 14 | 1.92 | 18.8 | 913.6 | 0.11 | 234 | 46.1 | 280.1 | 518.2 | 18.2 | 2.31 | 54 | 2413.2 | 0.25 | 519.3 | 126 | 645.3 | 27.04 | 0 | 0.27 | 27.31 | 29.14 | 0 | 0.28 | 29.42 | 497644.1 | 134582.9 | 1732.6 | 4193.8 | 0 | 7825 | 84729.3 | 0 | 865.9 | 11559.2 | 134052.1 | 0 | 164.1 | 3315.4 | 34793.8 | 86391.6 | 801.1 | 5062.4 | 0 | 75277.4 | 46157.4 | 723 | 10066.6 | 3315.9 | 2753 | 8254.3
1915 | 80 | Day80 | 18 | Hour18 | 3 | Spring | 2117 | #N/A | Spring | 489738.7 | 2024-03-21 18:00 | 480839.5 | 0 | 4147 | 4752.2 | 489738.7 | 463827.1 | 378067.4 | 0.0354 | 0.0532 | 0.53 | 0.52 | 298 | 23.4 | 3.31 | 21.2 | 990.3 | 0.19 | 299.6 | 50.7 | 350.4 | 315.4 | 24.6 | 3.49 | 22.6 | 1051.5 | 0.2 | 317.1 | 54 | 371 | 368.4 | 21.2 | 2.96 | 31.4 | 1415.8 | 0.21 | 369.9 | 73.7 | 443.5 | 405 | 11.7 | 1.41 | 46.1 | 1979.7 | 0.23 | 405.8 | 105.2 | 510.9 | 29.34 | 0 | 0.27 | 29.6 | 31.23 | 0 | 0.28 | 31.51 | 489738.7 | 111671.4 | 2216 | 4242 | 0 | 7825 | 86621.7 | 0 | 771.6 | 7764.2 | 139281.5 | 0 | 1363 | 3315.4 | 35634.1 | 88373.6 | 2131 | 7063.9 | 0 | 48577.3 | 53738.3 | 819.9 | 8358 | 6444.4 | 2489.6 | 8258.9
1916 | 80 | Day80 | 19 | Hour19 | 3 | Spring | 2117 | #N/A | Spring | 486834.1 | 2024-03-21 19:00 | 483679.3 | 0 | 0 | 3154.8 | 486834.1 | 466523.3 | 412629.8 | 0.0355 | 0.0534 | 0.49 | 0.48 | 325.7 | 25.6 | 3.63 | 23 | 1080 | 0.2 | 327.4 | 55.2 | 382.6 | 341.9 | 26.7 | 3.78 | 24.3 | 1138.8 | 0.21 | 343.8 | 58.3 | 402.1 | 406.7 | 22.3 | 3.11 | 35.7 | 1592.6 | 0.24 | 408.2 | 83.2 | 491.4 | 891.4 | 33.6 | 6.27 | 113.2 | 2364.5 | 1.64 | 894.1 | 184.1 | 1078.3 | 54.11 | 0 | 0.26 | 54.38 | 57.19 | 0 | 0.28 | 57.47 | 486834.1 | 74204.3 | 3409.7 | 4255.8 | 0 | 8001.8 | 94257.2 | 0 | 328.6 | 3240.1 | 147954.1 | 0 | 3037 | 3315.4 | 49518.5 | 88396.1 | 2503 | 7981.1 | 0 | 14544.7 | 55288.2 | 802.7 | 5427.9 | 5078.1 | 3603.9 | 8258.9
1917 | 80 | Day80 | 20 | Hour20 | 3 | Spring | 2117 | #N/A | Spring | 484587.8 | 2024-03-21 20:00 | 480797.6 | 0 | 0 | 3790.3 | 484587.8 | 463810.5 | 423437.1 | 0.0353 | 0.0531 | 0.5 | 0.49 | 317.4 | 25 | 3.54 | 22.2 | 1056.9 | 0.19 | 319.2 | 53.8 | 372.9 | 334.2 | 26.2 | 3.71 | 23.6 | 1116.6 | 0.2 | 336 | 56.9 | 392.9 | 416.2 | 24.1 | 3.36 | 35.1 | 1606.7 | 0.23 | 417.9 | 83 | 500.9 | 491.7 | 11.6 | 1.3 | 56.2 | 2484.4 | 0.22 | 492.4 | 130.3 | 622.6 | 33.12 | 0 | 0.27 | 33.39 | 34.98 | 0 | 0.29 | 35.27 | 484587.8 | 61150.8 | 7253.9 | 4257.5 | 0 | 8374.7 | 92386.2 | 0 | 0 | 47.9 | 147382 | 0 | 1555.1 | 3315.4 | 60993.4 | 88396.1 | 854.8 | 8668.1 | 0 | 2.8 | 60327.2 | 773 | 1057.3 | 435 | 2421.7 | 8258.9
1918 | 80 | Day80 | 21 | Hour21 | 3 | Spring | 2117 | #N/A | Spring | 464181.8 | 2024-03-21 21:00 | 460236.3 | 0 | 0 | 3945.6 | 464181.8 | 444288.4 | 400957.2 | 0.0346 | 0.0509 | 0.51 | 0.5 | 315.3 | 25.2 | 3.57 | 21.9 | 1040.7 | 0.19 | 317 | 53 | 370 | 328.3 | 26.2 | 3.71 | 22.9 | 1085 | 0.2 | 330.1 | 55.3 | 385.4 | 419.4 | 26.4 | 3.65 | 32.8 | 1605.4 | 0.2 | 421.2 | 80.7 | 501.9 | 627.8 | 41 | 5.71 | 47.9 | 2345.2 | 0.3 | 630.5 | 117.8 | 748.4 | 30.59 | 0 | 0.27 | 30.86 | 32.23 | 0 | 0.29 | 32.52 | 464181.8 | 63224.7 | 4651 | 4257.5 | 0 | 8374.7 | 89244.3 | 0 | 0 | 0 | 139100.9 | 0 | 159.1 | 3315.4 | 58798.4 | 88396.1 | 774.4 | 3885.4 | 0 | 0 | 62490.3 | 734.3 | 8.5 | 0 | 2781.1 | 8050.4
1919 | 80 | Day80 | 22 | Hour22 | 3 | Spring | 2117 | #N/A | Spring | 436064.4 | 2024-03-21 22:00 | 432154.4 | 0 | 0 | 3910 | 436064.4 | 417530.3 | 370419.4 | 0.0338 | 0.0481 | 0.52 | 0.52 | 295.8 | 23 | 3.24 | 21.4 | 997.8 | 0.18 | 297.4 | 51.2 | 348.5 | 307 | 23.8 | 3.36 | 22.3 | 1037.5 | 0.19 | 308.7 | 53.3 | 361.9 | 442.7 | 28.9 | 4.01 | 33.7 | 1663.3 | 0.21 | 444.6 | 83.3 | 527.9 | 459.4 | 8.8 | 0.9 | 54.3 | 2386.4 | 0.21 | 459.9 | 125.5 | 585.4 | 29 | 0 | 0.27 | 29.27 | 30.46 | 0 | 0.29 | 30.75 | 436064.4 | 65645 | 3302.1 | 4257.5 | 0 | 8374.7 | 75899.8 | 0 | 0 | 0 | 130837.5 | 0 | 159.1 | 3315.4 | 51826.2 | 88396.1 | 646.3 | 3404.7 | 0 | 0 | 65029.7 | 615.2 | 0 | 453.2 | 2543.5 | 8189.4
1920 | 80 | Day80 | 23 | Hour23 | 3 | Spring | 2117 | #N/A | Spring | 406452.9 | 2024-03-21 23:00 | 402437 | 0 | 0 | 4015.9 | 406452.9 | 389135.4 | 341155.8 | 0.033 | 0.0451 | 0.56 | 0.56 | 263.3 | 19.4 | 2.73 | 20.4 | 922.2 | 0.17 | 264.6 | 47.9 | 312.5 | 273.2 | 20.1 | 2.82 | 21.2 | 958.6 | 0.18 | 274.5 | 49.8 | 324.4 | 475.3 | 33.1 | 4.62 | 34.3 | 1720.9 | 0.22 | 477.6 | 85.6 | 563.2 | 818.6 | 81.7 | 11.79 | 36.8 | 2170.5 | 0.41 | 824.2 | 101.5 | 925.8 | 26.86 | 0 | 0.27 | 27.14 | 28.13 | 0 | 0.29 | 28.42 | 406452.9 | 65297 | 2705.2 | 4198.3 | 0 | 8285.3 | 58830.4 | 0 | 0 | 0 | 120421.4 | 0 | 159.1 | 3315.4 | 51040.9 | 88396.1 | 402.8 | 3400.9 | 0 | 0 | 64744.1 | 552.9 | 0 | 1118.9 | 2196.5 | 6774.7
1921 | 81 | Day81 | 0 | Hour0 | 3 | Spring | 46 | 493382.4 | Spring | 383715 | 2024-03-22 | 378188.8 | 1216.2 | 281.1 | 4028.9 | 383715 | 365936.1 | 318420.8 | 0.0324 | 0.0424 | 0.57 | 0.57 | 251.1 | 18.3 | 2.57 | 19.9 | 888.2 | 0.17 | 252.4 | 46.4 | 298.8 | 260.7 | 19 | 2.66 | 20.6 | 922.7 | 0.17 | 262 | 48.2 | 310.2 | 462.2 | 29 | 4.01 | 36.2 | 1773 | 0.21 | 464.2 | 89.1 | 553.2 | 945 | 104.3 | 15.14 | 33.6 | 2193.9 | 0.47 | 952.3 | 99.1 | 1051.3 | 25.68 | 0 | 0.29 | 25.96 | 26.82 | 0 | 0.29 | 27.1 | 383715 | 65294.2 | 1394 | 4198.3 | 0 | 7078.1 | 51980.8 | 0 | 0 | 0 | 111181.9 | 0 | 159.1 | 3315.4 | 49106.5 | 88396.1 | 201.1 | 1409.5 | 0 | 0 | 64803.1 | 491.2 | 0 | 0 | 1948.3 | 6163.1
1922 | 81 | Day81 | 1 | Hour1 | 3 | Spring | 2117 | #N/A | Spring | 369022.4 | 2024-03-22 01:00 | 359586.8 | 1480.5 | 4224.5 | 3730.6 | 369022.3 | 348127.8 | 305492.7 | 0.0319 | 0.0402 | 0.58 | 0.57 | 248 | 17.9 | 2.51 | 19.9 | 883.8 | 0.17 | 249.3 | 46.3 | 295.6 | 257.5 | 18.6 | 2.61 | 20.6 | 915.3 | 0.17 | 258.8 | 47.9 | 306.7 | 471.3 | 30.5 | 4.22 | 36.1 | 1780.9 | 0.22 | 473.3 | 89.2 | 562.6 | 963.5 | 109.3 | 15.88 | 31.4 | 2154.2 | 0.48 | 971.1 | 95.7 | 1066.8 | 25.27 | 0 | 0.28 | 25.55 | 26.33 | 0 | 0.28 | 26.61 | 369022.4 | 63529.6 | 0 | 4198.3 | 0 | 5427 | 48685.3 | 0 | 0 | 0 | 107714.5 | 0 | 95.5 | 3315.4 | 46123.6 | 88396.1 | 197.1 | 1339.9 | 0 | 0 | 63059.2 | 470.4 | 0 | 0 | 610.7 | 5454.5
1923 | 81 | Day81 | 2 | Hour2 | 3 | Spring | 2117 | #N/A | Spring | 362209 | 2024-03-22 02:00 | 348112.3 | 3985.9 | 6389.2 | 3721.7 | 362209 | 337132.9 | 300152.7 | 0.0315 | 0.0388 | 0.57 | 0.57 | 251.4 | 18.1 | 2.54 | 20.2 | 895.2 | 0.17 | 252.7 | 46.9 | 299.6 | 262 | 19.1 | 2.67 | 20.8 | 927.5 | 0.18 | 263.3 | 48.5 | 311.8 | 467.3 | 29.6 | 4.09 | 36.4 | 1785.6 | 0.22 | 469.3 | 89.6 | 559 | 699.7 | 59.1 | 8.4 | 41.2 | 2205.7 | 0.33 | 703.7 | 107 | 810.8 | 25.21 | 0 | 0.3 | 25.5 | 26.22 | 0 | 0.28 | 26.5 | 362209 | 62056.3 | 0 | 4198.3 | 0 | 4667.3 | 48517.6 | 0 | 0 | 0 | 106959.8 | 0 | 95.5 | 3315.4 | 43805.5 | 88396.1 | 197.1 | 0 | 0 | 0 | 61612.1 | 444.3 | 0 | 0 | 0 | 4738.8
1924 | 81 | Day81 | 3 | Hour3 | 3 | Spring | 2117 | #N/A | Spring | 358351.2 | 2024-03-22 03:00 | 344937.8 | 4257.9 | 5475.3 | 3680.2 | 358351.1 | 334100 | 298570.6 | 0.0314 | 0.0383 | 0.56 | 0.56 | 254.2 | 18.3 | 2.57 | 20.4 | 905.6 | 0.17 | 255.5 | 47.5 | 302.9 | 264.8 | 19.2 | 2.7 | 21.1 | 938.4 | 0.18 | 266.1 | 49.1 | 315.2 | 475.6 | 30.7 | 4.26 | 36.5 | 1797.6 | 0.22 | 477.7 | 90.1 | 567.8 | 560.5 | 37.5 | 5.21 | 41.9 | 2078.3 | 0.26 | 563 | 104 | 667 | 25.21 | 0 | 0.29 | 25.5 | 26.21 | 0 | 0.27 | 26.49 | 358351.2 | 59780.6 | 112.6 | 4196.6 | 0 | 4783.1 | 48484.3 | 0 | 0 | 0 | 107125.1 | 0 | 95.5 | 3315.4 | 41864.6 | 88396.1 | 197.1 | 0 | 0 | 0 | 59340.3 | 440.3 | 0 | 0 | 0 | 6569.5
1925 | 81 | Day81 | 4 | Hour4 | 3 | Spring | 2117 | #N/A | Spring | 359947.2 | 2024-03-22 04:00 | 353027.2 | 724.3 | 2567.9 | 3627.8 | 359947.1 | 341888.6 | 301969.5 | 0.0316 | 0.0391 | 0.56 | 0.56 | 258.5 | 18.7 | 2.62 | 20.6 | 918.6 | 0.17 | 259.8 | 48.1 | 307.9 | 268.1 | 19.4 | 2.73 | 21.4 | 951.3 | 0.18 | 269.5 | 49.8 | 319.2 | 488.6 | 32.5 | 4.52 | 36.6 | 1816.6 | 0.23 | 490.8 | 90.8 | 581.6 | 1027.8 | 110 | 15.92 | 39.4 | 2506.9 | 0.51 | 1035.5 | 114.3 | 1149.7 | 25.49 | 0 | 0.27 | 25.76 | 26.54 | 0 | 0.27 | 26.8 | 359947.2 | 57977.6 | 0 | 4196.6 | 0 | 6774.1 | 49782.3 | 0 | 0 | 0 | 108779.1 | 0 | 95.5 | 3315.4 | 40433.3 | 88396.1 | 197.1 | 0 | 0 | 0 | 57610.3 | 367.4 | 0 | 0 | 0 | 7695.7
1926 | 81 | Day81 | 5 | Hour5 | 3 | Spring | 2117 | #N/A | Spring | 378509.2 | 2024-03-22 05:00 | 374307.8 | 6.2 | 16.5 | 4178.8 | 378509.2 | 362324.1 | 321299 | 0.032 | 0.0414 | 0.54 | 0.54 | 272.4 | 19.9 | 2.8 | 21.3 | 960.9 | 0.18 | 273.7 | 50 | 323.7 | 281.7 | 20.6 | 2.89 | 22 | 994 | 0.18 | 283.1 | 51.7 | 334.8 | 509 | 37.3 | 5.23 | 35 | 1785.3 | 0.24 | 511.6 | 88.3 | 599.9 | 953 | 106.9 | 15.53 | 32.1 | 2166.6 | 0.47 | 960.4 | 96.7 | 1057.2 | 26.62 | 0 | 0.25 | 26.87 | 27.77 | 0 | 0.26 | 28.03 | 378509.2 | 57210.3 | 62.5 | 4196.6 | 0 | 8350.3 | 55936 | 0 | 0 | 106.5 | 118676.3 | 0 | 95.5 | 3315.4 | 42073.1 | 88396.1 | 197.1 | 0 | 0 | 232.3 | 56358.9 | 512.5 | 0 | 0 | 0 | 8045.8
1927 | 81 | Day81 | 6 | Hour6 | 3 | Spring | 2117 | #N/A | Spring | 409912.4 | 2024-03-22 06:00 | 405791.7 | 207.4 | 0 | 3913.3 | 409912.4 | 392473.3 | 342826.5 | 0.0328 | 0.0448 | 0.53 | 0.53 | 292 | 22.6 | 3.19 | 21.3 | 989.4 | 0.18 | 293.6 | 50.8 | 344.4 | 302.6 | 23.4 | 3.31 | 22.1 | 1025.2 | 0.19 | 304.2 | 52.7 | 356.9 | 411 | 27.2 | 3.77 | 31 | 1533.8 | 0.19 | 412.8 | 76.7 | 489.6 | 735.7 | 61.7 | 8.77 | 43.7 | 2332.8 | 0.35 | 739.9 | 113.3 | 853.2 | 27.43 | 0 | 0.26 | 27.69 | 28.72 | 0 | 0.27 | 28.99 | 409912.4 | 67085.9 | 299 | 4196.6 | 0 | 7223.9 | 70389 | 0 | 0 | 2810.8 | 123275.4 | 0 | 95.5 | 3315.4 | 44946.1 | 88396.1 | 197.1 | 492.3 | 0 | 9399.9 | 53746.3 | 1129 | 687.1 | 0 | 0 | 8254.3
1928 | 81 | Day81 | 7 | Hour7 | 3 | Spring | 2117 | #N/A | Spring | 431619.4 | 2024-03-22 07:00 | 428330 | 50.4 | 0 | 3239 | 431619.4 | 413981.2 | 349956.4 | 0.0335 | 0.0472 | 0.55 | 0.55 | 282.1 | 22.1 | 3.13 | 20.3 | 946.2 | 0.18 | 283.6 | 48.5 | 332.1 | 292.9 | 23 | 3.25 | 21.1 | 982.6 | 0.18 | 294.4 | 50.4 | 344.8 | 202.4 | 9.7 | 1.3 | 18.6 | 870.5 | 0.09 | 203 | 44.5 | 247.6 | 788.6 | 79 | 11.38 | 35.2 | 2093.8 | 0.38 | 794 | 97.7 | 891.7 | 27.82 | 0 | 0.26 | 28.09 | 29.2 | 0 | 0.28 | 29.48 | 431619.4 | 81663 | 2231.7 | 4196.6 | 0 | 8374.7 | 72568.2 | 0 | 0 | 4232.5 | 121675.2 | 0 | 129.9 | 3315.4 | 48685.3 | 88396.1 | 197.1 | 186.3 | 0 | 27066.3 | 49281.8 | 1082.5 | 2453.9 | 0 | 0 | 7888.4
1929 | 81 | Day81 | 8 | Hour8 | 3 | Spring | 2117 | #N/A | Spring | 445937 | 2024-03-22 08:00 | 442230.5 | 479.7 | 0 | 3226.8 | 445937.1 | 427192.8 | 340628.8 | 0.034 | 0.0489 | 0.59 | 0.59 | 256.4 | 20 | 2.82 | 18.7 | 864.6 | 0.16 | 257.7 | 44.5 | 302.2 | 266.4 | 20.8 | 2.93 | 19.4 | 898.8 | 0.17 | 267.9 | 46.3 | 314.1 | 127.4 | 4.6 | 0.58 | 13 | 595.2 | 0.06 | 127.7 | 30.8 | 158.4 | 742.5 | 62.4 | 8.87 | 43.9 | 2351.3 | 0.35 | 746.8 | 114 | 860.8 | 26.82 | 0 | 0.27 | 27.08 | 28.21 | 0 | 0.28 | 28.49 | 445937 | 105308.2 | 1040 | 4196.6 | 0 | 8374.7 | 67525.5 | 0 | 22.4 | 6959.1 | 115874.1 | 0 | 129.9 | 3315.4 | 50030.5 | 88396.1 | 197.1 | 1548.9 | 0 | 60972.2 | 36257.9 | 1096.7 | 3465.7 | 0 | 114 | 8050.4
1930 | 81 | Day81 | 9 | Hour9 | 3 | Spring | 2117 | #N/A | Spring | 460897.8 | 2024-03-22 09:00 | 457012.6 | 500.9 | 4.1 | 3380.2 | 460897.8 | 441225.6 | 322739.8 | 0.0345 | 0.0506 | 0.61 | 0.6 | 248 | 19.6 | 2.77 | 17.8 | 828.4 | 0.16 | 249.4 | 42.6 | 291.9 | 257.6 | 20.3 | 2.88 | 18.5 | 860.4 | 0.16 | 259 | 44.2 | 303.2 | 83.9 | 2.3 | 0.26 | 9.3 | 416.7 | 0.04 | 84 | 21.7 | 105.8 | 392.3 | 8 | 0.83 | 46.5 | 2033.8 | 0.19 | 392.8 | 107.2 | 500 | 25.33 | 0 | 0.27 | 25.6 | 26.74 | 0 | 0.28 | 27.03 | 460897.8 | 138158 | 0 | 4154.6 | 0 | 8374.7 | 68731.4 | 0 | 606.4 | 13542.2 | 112786.8 | 0 | 95.5 | 3315.4 | 37161.6 | 87922.8 | 197.1 | 0 | 0 | 99849.9 | 23041.1 | 1118.4 | 6488.7 | 656.7 | 115 | 8258.9
1931 | 81 | Day81 | 10 | Hour10 | 3 | Spring | 2117 | #N/A | Spring | 475351.6 | 2024-03-22 10:00 | 466983 | 2177.3 | 1557.3 | 4633.9 | 475351.6 | 450683.2 | 317998.6 | 0.0349 | 0.0517 | 0.61 | 0.61 | 246.6 | 19.6 | 2.77 | 17.6 | 819.6 | 0.16 | 248 | 42 | 290 | 258.2 | 20.6 | 2.91 | 18.4 | 857.5 | 0.16 | 259.6 | 43.9 | 303.6 | 82.9 | 2.5 | 0.3 | 9 | 404.4 | 0.04 | 83.1 | 21 | 104.1 | 774.8 | 75.9 | 10.92 | 36.7 | 2113.7 | 0.39 | 780 | 99.8 | 879.8 | 25.3 | 5.96 | 0.28 | 31.53 | 26.78 | 6.33 | 0.29 | 33.39 | 475351.6 | 157353 | 0 | 4113.5 | 0 | 8199.2 | 71113.4 | 0 | 922.2 | 16151.9 | 113886 | 0 | 95.5 | 3315.4 | 29688.8 | 87389.7 | 197.1 | 0 | 0 | 117550 | 21634.9 | 1094.1 | 12164.2 | 1267.5 | 12.2 | 7744.5
1932 | 81 | Day81 | 11 | Hour11 | 3 | Spring | 2117 | #N/A | Spring | 483515.8 | 2024-03-22 11:00 | 473194.6 | 4039.5 | 1557.3 | 4724.5 | 483515.9 | 456571 | 319847.1 | 0.0351 | 0.0524 | 0.61 | 0.61 | 244 | 19.3 | 2.74 | 17.4 | 812.3 | 0.15 | 245.3 | 41.6 | 287 | 256.4 | 20.4 | 2.88 | 18.2 | 852.7 | 0.16 | 257.8 | 43.7 | 301.5 | 83.9 | 2.8 | 0.34 | 8.8 | 400.5 | 0.04 | 84 | 20.8 | 104.8 | 482.3 | 21 | 2.74 | 46.2 | 2145.7 | 0.22 | 483.7 | 110.2 | 593.9 | 24.77 | 0 | 0.27 | 25.04 | 26.29 | 0 | 0.29 | 26.57 | 483515.8 | 163668.8 | 0 | 4113.5 | 0 | 8197.9 | 71343.8 | 0 | 964.1 | 16563.5 | 115116.5 | 0 | 95.5 | 3315.4 | 30433.4 | 87033.9 | 197.1 | 0 | 0 | 122013.5 | 23293 | 834.6 | 14679.1 | 1082.9 | 58.1 | 7888.4
1933 | 81 | Day81 | 12 | Hour12 | 3 | Spring | 2117 | #N/A | Spring | 487424.8 | 2024-03-22 12:00 | 477320.9 | 3687.7 | 1557.3 | 4858.9 | 487424.8 | 460473.9 | 321727 | 0.0353 | 0.0529 | 0.61 | 0.61 | 244.3 | 19.4 | 2.74 | 17.4 | 813.7 | 0.15 | 245.6 | 41.7 | 287.3 | 256.4 | 20.3 | 2.88 | 18.2 | 853 | 0.16 | 257.7 | 43.7 | 301.4 | 87.4 | 3.6 | 0.47 | 8.6 | 394.8 | 0.04 | 87.6 | 20.3 | 107.9 | 916.4 | 99 | 14.35 | 34.1 | 2204 | 0.45 | 923.3 | 99.9 | 1023.2 | 24.91 | 0 | 0.27 | 25.19 | 26.48 | 0 | 0.28 | 26.76 | 487424.8 | 165697.8 | 189.3 | 4113.5 | 0 | 8053 | 71918.2 | 0 | 944.5 | 16842.2 | 116324.9 | 0 | 95.5 | 3315.4 | 30486.2 | 87033.9 | 197.1 | 0 | 0 | 121397.4 | 25783.1 | 730.7 | 15066.6 | 1186.3 | 57.3 | 8258.9
1934 | 81 | Day81 | 13 | Hour13 | 3 | Spring | 2117 | #N/A | Spring | 490029 | 2024-03-22 13:00 | 480837.1 | 2725.3 | 1557.3 | 4909.2 | 490029 | 463800.1 | 322343.1 | 0.0354 | 0.0533 | 0.61 | 0.61 | 243.9 | 19.3 | 2.73 | 17.4 | 813.2 | 0.15 | 245.2 | 41.7 | 286.9 | 255.6 | 20.3 | 2.86 | 18.2 | 851.6 | 0.16 | 257 | 43.6 | 300.6 | 83.6 | 3.4 | 0.44 | 8.2 | 378.2 | 0.04 | 83.8 | 19.5 | 103.3 | 429.6 | 13.2 | 1.59 | 46.1 | 2085.5 | 0.19 | 430.4 | 108.3 | 538.8 | 25.03 | 0 | 0.27 | 25.3 | 26.6 | 0 | 0.28 | 26.89 | 490029 | 167685.9 | 0 | 4113.5 | 0 | 7825 | 72065.1 | 0 | 921.4 | 16990.9 | 117091.1 | 0 | 95.5 | 3315.4 | 30606.5 | 87033.9 | 197.1 | 0 | 0 | 119800.7 | 29381.8 | 591.2 | 14409.2 | 1717.3 | 115.4 | 7679.9
1935 | 81 | Day81 | 14 | Hour14 | 3 | Spring | 2117 | #N/A | Spring | 490381.6 | 2024-03-22 14:00 | 481872.8 | 1680.1 | 1839 | 4989.7 | 490381.6 | 464775.7 | 323563.8 | 0.0355 | 0.0534 | 0.61 | 0.61 | 244.3 | 19.3 | 2.73 | 17.5 | 816.6 | 0.15 | 245.6 | 41.9 | 287.5 | 255.7 | 20.2 | 2.85 | 18.3 | 854.3 | 0.16 | 257.1 | 43.8 | 300.9 | 85.1 | 3.4 | 0.43 | 8.5 | 388.8 | 0.04 | 85.3 | 20.1 | 105.3 | 419.7 | 11.1 | 1.28 | 46.7 | 2094.1 | 0.18 | 420.4 | 109.2 | 529.5 | 25.15 | 0 | 0.27 | 25.42 | 26.72 | 0 | 0.28 | 27 | 490381.6 | 166817.9 | 81.2 | 4113.5 | 0 | 7825 | 71918.2 | 0 | 909.7 | 16584.1 | 118305.7 | 0 | 95.5 | 3315.4 | 30678.2 | 87033.9 | 197.1 | 0 | 0 | 116681.3 | 32037.1 | 605.7 | 13926.6 | 1264.1 | 344.9 | 8258.9
1936 | 81 | Day81 | 15 | Hour15 | 3 | Spring | 2117 | #N/A | Spring | 490869.8 | 2024-03-22 15:00 | 482093.5 | 2255.2 | 1557.3 | 4963.8 | 490869.7 | 464982.9 | 327578.2 | 0.0355 | 0.0534 | 0.6 | 0.6 | 248.5 | 19.6 | 2.77 | 17.8 | 831.3 | 0.16 | 249.9 | 42.6 | 292.5 | 260.3 | 20.5 | 2.9 | 18.6 | 870.3 | 0.16 | 261.7 | 44.6 | 306.3 | 97.7 | 3.8 | 0.48 | 9.8 | 449.4 | 0.04 | 97.9 | 23.2 | 121.1 | 412.5 | 14.3 | 1.79 | 42.8 | 1949 | 0.18 | 413.4 | 100.9 | 514.3 | 25.29 | 0 | 0.27 | 25.56 | 26.83 | 0 | 0.28 | 27.12 | 490869.8 | 163291.6 | 0 | 4172.7 | 0 | 7825 | 73184.4 | 0 | 917 | 15507 | 120661.6 | 0 | 95.5 | 3315.4 | 31092.6 | 87033.9 | 197.1 | 0 | 0 | 110986.4 | 35033.8 | 847.4 | 13079.1 | 968.3 | 62.7 | 8050.4
1937 | 81 | Day81 | 16 | Hour16 | 3 | Spring | 2117 | #N/A | Spring | 493382.4 | 2024-03-22 16:00 | 481620.1 | 3574.2 | 3080 | 5108 | 493382.3 | 464542.6 | 339926 | 0.0355 | 0.0533 | 0.59 | 0.58 | 264.3 | 21.1 | 2.99 | 18.5 | 873.9 | 0.16 | 265.8 | 44.6 | 310.4 | 278.2 | 22.3 | 3.15 | 19.4 | 919 | 0.17 | 279.7 | 46.9 | 326.6 | 126.5 | 4.9 | 0.63 | 12.7 | 581.5 | 0.06 | 126.9 | 30 | 156.9 | 822.1 | 80.5 | 11.6 | 39 | 2229.5 | 0.42 | 827.6 | 105.6 | 933.2 | 26.79 | 0 | 0.27 | 27.06 | 28.45 | 0 | 0.29 | 28.74 | 493382.4 | 153456.4 | 0.2 | 4214.7 | 0 | 7825 | 79667.6 | 0 | 931.1 | 15576.7 | 124352.2 | 0 | 159.1 | 3315.4 | 31894.9 | 88271.9 | 224.8 | 0 | 0 | 99369 | 36518.4 | 1061.2 | 12079.2 | 1459.1 | 797.8 | 7679.9
1938 | 81 | Day81 | 17 | Hour17 | 3 | Spring | 2117 | #N/A | Spring | 492295.3 | 2024-03-22 17:00 | 481001.6 | 3167.4 | 2634.1 | 5492.2 | 492295.3 | 463970.4 | 365737.7 | 0.0354 | 0.0532 | 0.55 | 0.54 | 286.9 | 22.8 | 3.24 | 20.1 | 948.8 | 0.18 | 288.5 | 48.4 | 336.9 | 302.9 | 24 | 3.41 | 21.3 | 1004.4 | 0.19 | 304.6 | 51.3 | 355.9 | 274.2 | 17.7 | 2.45 | 21 | 1036.7 | 0.13 | 275.4 | 52 | 327.3 | 456.1 | 8.8 | 0.9 | 53.9 | 2366.5 | 0.21 | 456.6 | 124.5 | 581 | 30.23 | 0 | 0.27 | 30.51 | 32.12 | 0 | 0.29 | 32.4 | 492295.3 | 126557.6 | 2456.8 | 4246.4 | 0 | 7825 | 85589.8 | 0 | 923.7 | 11809.7 | 134556.4 | 0 | 159.1 | 3315.4 | 35249.8 | 88396.1 | 801.1 | 3141.6 | 0 | 74557.2 | 37826.5 | 1440.5 | 10158.4 | 5669.4 | 2687.5 | 8258.9
1939 | 81 | Day81 | 18 | Hour18 | 3 | Spring | 2117 | #N/A | Spring | 485560.4 | 2024-03-22 18:00 | 479388.8 | 0 | 1374.6 | 4797 | 485560.4 | 462452.2 | 380339.2 | 0.0353 | 0.053 | 0.53 | 0.52 | 300.1 | 23.7 | 3.35 | 21.1 | 999.2 | 0.18 | 301.7 | 51 | 352.7 | 316.2 | 24.8 | 3.51 | 22.4 | 1056.8 | 0.19 | 317.9 | 54 | 371.9 | 371.3 | 21.9 | 3.06 | 31 | 1415 | 0.21 | 372.8 | 73.3 | 446.1 | 603.9 | 19.7 | 2.43 | 64.2 | 2883.2 | 0.28 | 605.1 | 150.2 | 755.3 | 45.27 | 0 | 0.27 | 45.54 | 48 | 0 | 0.28 | 48.28 | 485560.4 | 105221.2 | 2253.9 | 4246.4 | 0 | 7829.6 | 87131.9 | 0 | 813.7 | 8501.6 | 140576.3 | 0 | 733.8 | 3315.4 | 37540.4 | 88396.1 | 906.9 | 7408.5 | 0 | 53515.9 | 40834 | 1556.1 | 8327 | 6814 | 2707.3 | 8050.4
1940 | 81 | Day81 | 19 | Hour19 | 3 | Spring | 2117 | #N/A | Spring | 483779.2 | 2024-03-22 19:00 | 480563.1 | 0 | 0 | 3216.1 | 483779.2 | 463576.4 | 417646.2 | 0.0353 | 0.0531 | 0.48 | 0.48 | 331.7 | 26.2 | 3.72 | 23.1 | 1098.7 | 0.2 | 333.5 | 55.9 | 389.5 | 348 | 27.4 | 3.88 | 24.4 | 1157 | 0.21 | 349.9 | 59 | 408.9 | 401.1 | 22.2 | 3.08 | 34.9 | 1575.5 | 0.23 | 402.6 | 82 | 484.6 | 678.6 | 27.5 | 3.56 | 67.2 | 3070.7 | 0.31 | 680.4 | 158.8 | 839.1 | 55 | 0 | 0.21 | 55.21 | 58.1 | 0 | 0.22 | 58.33 | 483779.2 | 66133 | 2884.7 | 4255.8 | 0 | 8202.5 | 96465.7 | 0 | 352.1 | 3383.5 | 150057.6 | 0 | 2330.5 | 3315.4 | 52667.6 | 88396.1 | 1512.1 | 7558.2 | 0 | 16112.9 | 44629.1 | 1655.4 | 5807.1 | 4780.1 | 4113.6 | 8050.4
1941 | 81 | Day81 | 20 | Hour20 | 3 | Spring | 2117 | #N/A | Spring | 481453 | 2024-03-22 20:00 | 477847.1 | 0 | 0 | 3605.9 | 481453 | 461018.4 | 430344.5 | 0.0352 | 0.0527 | 0.48 | 0.47 | 333.2 | 26.3 | 3.72 | 23.3 | 1107.1 | 0.2 | 335 | 56.4 | 391.4 | 348.7 | 27.4 | 3.87 | 24.6 | 1162.7 | 0.21 | 350.5 | 59.3 | 409.8 | 403.4 | 23 | 3.17 | 34 | 1597.2 | 0.2 | 404.9 | 81.7 | 486.6 | 523.8 | 17.7 | 2.21 | 55 | 2478.5 | 0.24 | 525 | 128.9 | 653.9 | 32.57 | 0 | 0.27 | 32.84 | 34.38 | 0 | 0.29 | 34.67 | 481453 | 51108.4 | 7592.8 | 4257.5 | 0 | 8374.7 | 96052.3 | 0 | 0 | 51.2 | 152124.8 | 0 | 1755.8 | 3315.4 | 60990.9 | 88396.1 | 1416.4 | 6067.7 | 0 | 2.7 | 49361.2 | 1693.4 | 1100.5 | 880.7 | 2615.7 | 8258.9
1942 | 81 | Day81 | 21 | Hour21 | 3 | Spring | 2117 | #N/A | Spring | 462308.4 | 2024-03-22 21:00 | 458450.8 | 0 | 0 | 3857.6 | 462308.4 | 442599 | 406008.8 | 0.0346 | 0.0507 | 0.49 | 0.49 | 324.4 | 25.7 | 3.63 | 22.7 | 1078.5 | 0.2 | 326.2 | 54.9 | 381.1 | 337.1 | 26.6 | 3.76 | 23.7 | 1122.5 | 0.2 | 338.9 | 57.2 | 396.1 | 424.4 | 26 | 3.59 | 33.8 | 1647.5 | 0.2 | 426.2 | 82.9 | 509.1 | 1020.3 | 113.4 | 16.48 | 35.3 | 2339.5 | 0.51 | 1028.2 | 105.1 | 1133.3 | 30.38 | 0 | 0.27 | 30.65 | 32 | 0 | 0.29 | 32.29 | 462308.4 | 56299.5 | 4713.2 | 4257.5 | 0 | 8374.7 | 90298.3 | 0 | 0 | 0 | 143886.4 | 0 | 919.2 | 3315.4 | 57792.2 | 88396.1 | 801.1 | 3254.6 | 0 | 0 | 54189.6 | 2110 | 9 | 1086.9 | 2923.2 | 8258.9
1943 | 81 | Day81 | 22 | Hour22 | 3 | Spring | 2117 | #N/A | Spring | 434636 | 2024-03-22 22:00 | 430723 | 0 | 0 | 3912.9 | 434635.9 | 416180 | 376230.1 | 0.0338 | 0.0479 | 0.51 | 0.51 | 304.7 | 23.7 | 3.35 | 22 | 1027.2 | 0.19 | 306.3 | 52.6 | 358.9 | 316.2 | 24.5 | 3.46 | 22.9 | 1067.9 | 0.2 | 317.9 | 54.8 | 372.6 | 409.3 | 23.8 | 3.25 | 33.8 | 1631.3 | 0.19 | 410.9 | 82.5 | 493.4 | 631.2 | 38.7 | 5.34 | 50.4 | 2440.2 | 0.3 | 633.9 | 123.2 | 757.1 | 28.93 | 0 | 0.28 | 29.2 | 30.39 | 0 | 0.29 | 30.68 | 434636 | 58405.8 | 4561.8 | 4198.3 | 0 | 8374.7 | 78013.8 | 0 | 0 | 0 | 133736.1 | 0 | 159.1 | 3315.4 | 51941.8 | 88396.1 | 639.7 | 2893.4 | 0 | 0 | 56261.5 | 2144.3 | 0 | 1675.7 | 3539.2 | 8258.9
1944 | 81 | Day81 | 23 | Hour23 | 3 | Spring | 2117 | #N/A | Spring | 405613.6 | 2024-03-22 23:00 | 401574.7 | 11.7 | 0 | 4027.3 | 405613.7 | 388322.3 | 344835.8 | 0.033 | 0.0449 | 0.55 | 0.55 | 270 | 20 | 2.81 | 20.7 | 942.8 | 0.17 | 271.3 | 48.9 | 320.2 | 279.9 | 20.7 | 2.91 | 21.6 | 979.4 | 0.18 | 281.3 | 50.8 | 332.2 | 452 | 28 | 3.85 | 35.8 | 1747.7 | 0.21 | 453.9 | 87.9 | 541.8 | 1021.4 | 117.2 | 17.05 | 32.2 | 2229.4 | 0.52 | 1029.5 | 98.8 | 1128.3 | 26.86 | 0 | 0.28 | 27.13 | 28.12 | 0 | 0.29 | 28.41 | 405613.6 | 60777.9 | 3717.8 | 4198.3 | 0 | 8374.7 | 60680.2 | 0 | 0 | 0 | 121901.2 | 0 | 159.1 | 3315.4 | 51033.1 | 88396.1 | 373.3 | 2686.4 | 0 | 0 | 58460.6 | 2317.3 | 0 | 1080.7 | 3170.4 | 6489
1945 | 82 | Day82 | 0 | Hour0 | 3 | Spring | 48 | 493195.2 | Spring | 384980.7 | 2024-03-23 | 376751.7 | 82.8 | 4070.5 | 4075.8 | 384980.7 | 364574 | 323289.6 | 0.0323 | 0.0422 | 0.56 | 0.56 | 262.5 | 19.3 | 2.71 | 20.5 | 923.1 | 0.17 | 263.9 | 48 | 311.9 | 273.1 | 20.1 | 2.82 | 21.3 | 959.3 | 0.18 | 274.5 | 49.9 | 324.4 | 430.2 | 24.2 | 3.29 | 36.3 | 1740.6 | 0.2 | 431.8 | 88.2 | 520 | 460.4 | 21.1 | 2.8 | 43.4 | 2002.4 | 0.22 | 461.8 | 103.1 | 564.9 | 26.02 | 0 | 0.28 | 26.31 | 27.18 | 0 | 0.29 | 27.46 | 384980.7 | 61691.1 | 430.4 | 4198.3 | 0 | 5565 | 55314.6 | 0 | 0 | 0 | 114554.8 | 0 | 159.1 | 3315.4 | 49554.4 | 88396.1 | 171.4 | 1630 | 0 | 0 | 59370 | 2321.1 | 0 | 0 | 1358.2 | 6568.2
1946 | 82 | Day82 | 1 | Hour1 | 3 | Spring | 2117 | #N/A | Spring | 373688.2 | 2024-03-23 01:00 | 358696.2 | 1224.7 | 9865.3 | 3902 | 373688.2 | 347284 | 311181.8 | 0.0318 | 0.04 | 0.56 | 0.56 | 255.9 | 18.6 | 2.61 | 20.3 | 907.5 | 0.17 | 257.2 | 47.4 | 304.5 | 267 | 19.6 | 2.75 | 20.9 | 940.7 | 0.18 | 268.3 | 49 | 317.3 | 450.4 | 26.3 | 3.6 | 37.1 | 1790.9 | 0.21 | 452.2 | 90.5 | 542.7 | 1092.8 | 120.5 | 17.49 | 38.7 | 2541.7 | 0.55 | 1101.2 | 114.6 | 1215.8 | 25.68 | 0 | 0.28 | 25.96 | 26.77 | 0 | 0.28 | 27.05 | 373688.2 | 62506.4 | 0 | 4198.3 | 0 | 4971 | 51558.3 | 0 | 0 | 0 | 110886.6 | 0 | 159.1 | 3315.4 | 46750.4 | 88396.1 | 47.7 | 898.9 | 0 | 0 | 60154.1 | 2352.3 | 0 | 0 | 0 | 4514.6
1947 | 82 | Day82 | 2 | Hour2 | 3 | Spring | 2117 | #N/A | Spring | 366507.1 | 2024-03-23 02:00 | 347359.8 | 2969.3 | 12178.4 | 3999.5 | 366507.1 | 336415.5 | 302127.3 | 0.0315 | 0.0387 | 0.57 | 0.57 | 254 | 18.4 | 2.58 | 20.3 | 903.6 | 0.17 | 255.3 | 47.2 | 302.5 | 265.1 | 19.4 | 2.72 | 20.9 | 936.4 | 0.18 | 266.4 | 48.8 | 315.3 | 457.5 | 27.4 | 3.76 | 37 | 1797.6 | 0.21 | 459.4 | 90.6 | 550 | 1063.1 | 112.4 | 16.26 | 41.8 | 2634.6 | 0.52 | 1070.9 | 120.5 | 1191.4 | 25.36 | 0 | 0.29 | 25.65 | 26.4 | 0 | 0.28 | 26.67 | 366507.1 | 64379.8 | 0 | 4198.3 | 0 | 4967.7 | 49792.3 | 0 | 0 | 0 | 108858 | 0 | 100.3 | 3315.4 | 41589.7 | 88396.1 | 36.6 | 872.9 | 0 | 0 | 61953.6 | 2426.2 | 0 | 0 | 0 | 5048.3
1948 | 82 | Day82 | 3 | Hour3 | 3 | Spring | 2117 | #N/A | Spring | 363383.4 | 2024-03-23 03:00 | 344432.6 | 3810 | 11210 | 3930.8 | 363383.3 | 333617.2 | 298144.6 | 0.0314 | 0.0382 | 0.56 | 0.56 | 256 | 18.5 | 2.6 | 20.4 | 910.8 | 0.17 | 257.3 | 47.6 | 304.9 | 267.4 | 19.5 | 2.74 | 21.1 | 944.7 | 0.18 | 268.7 | 49.3 | 318 | 464.3 | 28.4 | 3.91 | 37 | 1805.1 | 0.21 | 466.2 | 90.9 | 557.1 | 501.7 | 26.9 | 3.64 | 43.4 | 2070.8 | 0.23 | 503.5 | 105.2 | 608.7 | 25.35 | 0 | 0.28 | 25.64 | 26.37 | 0 | 0.27 | 26.65 | 363383.4 | 65238.7 | 0 | 4196.6 | 0 | 4578 | 49721.9 | 0 | 0 | 0 | 108852.8 | 0 | 100.2 | 3315.4 | 37796.1 | 88396.1 | 36.6 | 1150.8 | 0 | 0 | 62747 | 2491.8 | 0 | 0 | 0 | 4804.1
1949 | 82 | Day82 | 4 | Hour4 | 3 | Spring | 2117 | #N/A | Spring | 364921.6 | 2024-03-23 04:00 | 352259.6 | 2473.3 | 6187.7 | 4000.9 | 364921.6 | 341149.4 | 299999.4 | 0.0315 | 0.0391 | 0.56 | 0.55 | 260.9 | 18.9 | 2.65 | 20.7 | 927 | 0.17 | 262.2 | 48.4 | 310.6 | 272 | 19.8 | 2.78 | 21.5 | 963 | 0.18 | 273.4 | 50.2 | 323.6 | 472.5 | 29.5 | 4.06 | 37.2 | 1820.2 | 0.22 | 474.5 | 91.5 | 566 | 457.3 | 18.2 | 2.33 | 45.4 | 2089.3 | 0.21 | 458.4 | 107.7 | 566.1 | 25.62 | 0 | 0.28 | 25.91 | 26.68 | 0 | 0.27 | 26.95 | 364921.6 | 64922.1 | 0 | 4196.6 | 0 | 5354 | 51024.7 | 0 | 0 | 0 | 111076.4 | 0 | 100.2 | 3315.4 | 36499.2 | 88396.1 | 36.6 | 0 | 0 | 0 | 62622.7 | 2299.5 | 0 | 0 | 0 | 5967.6
1950 | 82 | Day82 | 5 | Hour5 | 3 | Spring | 2117 | #N/A | Spring | 378079 | 2024-03-23 05:00 | 373445 | 0 | 0 | 4634 | 378079 | 361489.6 | 311023.1 | 0.032 | 0.0414 | 0.54 | 0.54 | 269.3 | 19.7 | 2.77 | 21 | 949.2 | 0.18 | 270.7 | 49.4 | 320 | 278.3 | 20.4 | 2.86 | 21.8 | 981.6 | 0.18 | 279.7 | 51.1 | 330.7 | 472.6 | 30.8 | 4.26 | 36 | 1779.5 | 0.22 | 474.7 | 89.1 | 563.8 | 527.9 | 23.6 | 3.1 | 50 | 2329.4 | 0.24 | 529.4 | 119.5 | 648.9 | 26.45 | 0 | 0.25 | 26.7 | 27.6 | 0 | 0.26 | 27.86 | 378079 | 67055.9 | 13.1 | 4196.6 | 0 | 7370.1 | 55472.4 | 0 | 0 | 90.2 | 116541.9 | 0 | 159.1 | 3315.4 | 35406.1 | 88396.1 | 61 | 91.2 | 0 | 194.4 | 64535.6 | 2235.7 | 0 | 0 | 0 | 7214.1
1951 | 82 | Day82 | 6 | Hour6 | 3 | Spring | 2117 | #N/A | Spring | 410321.8 | 2024-03-23 06:00 | 405284.2 | 302.5 | 736.4 | 3998.6 | 410321.8 | 391976.9 | 329775.1 | 0.0328 | 0.0448 | 0.54 | 0.54 | 282.5 | 21.5 | 3.03 | 21 | 969.4 | 0.18 | 284 | 49.9 | 333.9 | 292.7 | 22.3 | 3.14 | 21.7 | 1004.2 | 0.19 | 294.2 | 51.7 | 345.9 | 422.6 | 27.4 | 3.8 | 32.3 | 1594.5 | 0.2 | 424.5 | 79.9 | 504.4 | 1031.5 | 116.5 | 16.92 | 33.9 | 2322.7 | 0.51 | 1039.6 | 103.2 | 1142.8 | 27.24 | 0 | 0.26 | 27.49 | 28.52 | 0 | 0.27 | 28.79 | 410321.8 | 80546.7 | 0 | 4196.6 | 0 | 6652.8 | 66633.4 | 0 | 0 | 3474.9 | 123519.9 | 0 | 95.5 | 3315.4 | 36889.9 | 88396.1 | 36.6 | 38.8 | 0 | 10491.5 | 64473 | 2107.3 | 547.3 | 0 | 0 | 8224.1
1952 | 82 | Day82 | 7 | Hour7 | 3 | Spring | 2117 | #N/A | Spring | 432495.4 | 2024-03-23 07:00 | 428020.3 | 248.7 | 580.6 | 3645.9 | 432495.5 | 413674.6 | 330886.3 | 0.0335 | 0.0473 | 0.57 | 0.57 | 263.9 | 20.3 | 2.86 | 19.5 | 899.7 | 0.17 | 265.3 | 46.3 | 311.6 | 274.2 | 21.1 | 2.97 | 20.2 | 934.6 | 0.17 | 275.6 | 48.1 | 323.7 | 250.5 | 11.7 | 1.56 | 23.2 | 1087 | 0.11 | 251.2 | 55.7 | 306.9 | 650 | 47.6 | 6.68 | 44.8 | 2280.9 | 0.31 | 653.3 | 112.8 | 766.1 | 26.95 | 0 | 0.26 | 27.21 | 28.3 | 0 | 0.27 | 28.57 | 432495.4 | 101609.1 | 1583.5 | 4196.6 | 0 | 7275.7 | 66114.1 | 0 | 0 | 5569 | 119224.2 | 0 | 95.5 | 3315.4 | 40648.6 | 88396.1 | 36.6 | 0 | 0 | 32869.5 | 61103 | 2067.6 | 3079.2 | 0 | 0 | 7872.5
1953 | 82 | Day82 | 8 | Hour8 | 3 | Spring | 2117 | #N/A | Spring | 446178.4 | 2024-03-23 08:00 | 441595.4 | 624 | 4.1 | 3954.8 | 446178.4 | 426580.2 | 322443.5 | 0.034 | 0.0488 | 0.6 | 0.6 | 245.1 | 18.8 | 2.66 | 18.2 | 836.1 | 0.16 | 246.4 | 43.1 | 289.5 | 254.5 | 19.6 | 2.76 | 18.9 | 868 | 0.16 | 255.9 | 44.8 | 300.6 | 181.3 | 7.4 | 0.96 | 17.8 | 820.5 | 0.08 | 181.8 | 42.2 | 224.1 | 541 | 33 | 4.54 | 44.1 | 2109.3 | 0.27 | 543.2 | 107.1 | 650.3 | 24.76 | 0 | 0.27 | 25.03 | 26.08 | 0 | 0.28 | 26.36 | 446178.4 | 123734.9 | 37.7 | 4187.2 | 0 | 6913 | 63379.4 | 0 | 32.1 | 8085.5 | 114266.5 | 0 | 95.5 | 3315.4 | 43025 | 87033.9 | 36.6 | 153.2 | 0 | 65319 | 48194.2 | 2104.1 | 4424.7 | 107 | 160 | 8051
1954 | 82 | Day82 | 9 | Hour9 | 3 | Spring | 2117 | #N/A | Spring | 460585.6 | 2024-03-23 09:00 | 455540 | 988.7 | 4.1 | 4052.8 | 460585.6 | 439824.9 | 303359.5 | 0.0345 | 0.0504 | 0.63 | 0.63 | 230.6 | 17.8 | 2.52 | 17 | 783.1 | 0.15 | 231.8 | 40.4 | 272.3 | 239.7 | 18.6 | 2.62 | 17.7 | 813.3 | 0.15 | 241 | 42 | 282.9 | 111.7 | 3.4 | 0.41 | 12 | 543.5 | 0.05 | 111.9 | 28.3 | 140.2 | 399.7 | 11.7 | 1.4 | 44.3 | 1960.4 | 0.19 | 400.4 | 102.8 | 503.2 | 24.32 | 0 | 0.27 | 24.6 | 25.67 | 0 | 0.28 | 25.95 | 460585.6 | 157226.1 | 34.9 | 4127.9 | 0 | 7625.4 | 62120.8 | 0 | 593 | 15646.4 | 109478 | 0 | 95.5 | 3315.4 | 29016.7 | 87508.2 | 36.6 | 0 | 0 | 102102.4 | 36776.8 | 2107.4 | 7359.8 | 297.7 | 0 | 8050.4
1955 | 82 | Day82 | 10 | Hour10 | 3 | Spring | 2117 | #N/A | Spring | 477109.3 | 2024-03-23 10:00 | 465379.4 | 5274.1 | 1557.3 | 4898.4 | 477109.3 | 449159.9 | 304478.3 | 0.0348 | 0.0515 | 0.63 | 0.62 | 231.9 | 18.2 | 2.57 | 16.8 | 778.7 | 0.15 | 233.2 | 40 | 273.2 | 243.9 | 19.2 | 2.71 | 17.6 | 817.7 | 0.16 | 245.3 | 42 | 287.3 | 107.5 | 3.2 | 0.39 | 11.6 | 524.4 | 0.05 | 107.7 | 27.3 | 135 | 916.3 | 100.8 | 14.62 | 32.5 | 2147.4 | 0.45 | 923.3 | 96.6 | 1019.9 | 23.71 | 0 | 0.28 | 23.99 | 25.15 | 0 | 0.29 | 25.43 | 477109.3 | 172631 | 0 | 4110.7 | 0 | 7711.8 | 66020.3 | 0 | 892.2 | 17889.1 | 110500.6 | 0 | 95.5 | 3315.4 | 25653.5 | 87033.9 | 36.6 | 0 | 0 | 118665.9 | 33123.7 | 2060.1 | 13927.6 | 597.2 | 7.8 | 8061.6
1956 | 82 | Day82 | 11 | Hour11 | 3 | Spring | 2117 | #N/A | Spring | 484167.4 | 2024-03-23 11:00 | 471751.4 | 4169.4 | 3217.9 | 5028.9 | 484167.5 | 455200.8 | 308675.1 | 0.0351 | 0.0522 | 0.63 | 0.62 | 234.1 | 18.5 | 2.62 | 16.8 | 782.2 | 0.15 | 235.4 | 40.2 | 275.5 | 246.5 | 19.5 | 2.76 | 17.6 | 822.1 | 0.16 | 247.9 | 42.2 | 290 | 103.3 | 3.1 | 0.37 | 11.2 | 504.5 | 0.05 | 103.5 | 26.2 | 129.8 | 467.6 | 21.9 | 2.9 | 43.4 | 2030.1 | 0.21 | 469 | 103.9 | 572.9 | 23.96 | 0 | 0.28 | 24.24 | 25.43 | 0 | 0.29 | 25.71 | 484167.4 | 175492.3 | 214.8 | 4110.7 | 0 | 7825 | 68241.7 | 0 | 946.9 | 18787.2 | 111573.8 | 0 | 95.5 | 3315.4 | 26227.7 | 87033.9 | 36.6 | 0 | 0 | 122308 | 31286.5 | 2163.6 | 16233.7 | 632.8 | 177.9 | 7888.4
1957 | 82 | Day82 | 12 | Hour12 | 3 | Spring | 2117 | #N/A | Spring | 487228 | 2024-03-23 12:00 | 476215 | 3066 | 2899.2 | 5047.7 | 487228 | 459429 | 311355.2 | 0.0352 | 0.0527 | 0.62 | 0.62 | 236.5 | 18.7 | 2.64 | 17 | 790.4 | 0.15 | 237.8 | 40.6 | 278.3 | 248.6 | 19.7 | 2.78 | 17.8 | 829.5 | 0.16 | 249.9 | 42.5 | 292.4 | 101.4 | 3.2 | 0.39 | 10.8 | 489.2 | 0.05 | 101.6 | 25.4 | 127 | 705.3 | 70.7 | 10.19 | 31.3 | 1870.8 | 0.34 | 710.2 | 87.1 | 797.3 | 24.21 | 0 | 0.27 | 24.48 | 25.69 | 0 | 0.29 | 25.97 | 487228 | 175872.8 | 0 | 4110.7 | 0 | 7825 | 69347.4 | 0 | 929.3 | 19021.9 | 113615.5 | 0 | 95.5 | 3315.4 | 25975.1 | 87033.9 | 36.6 | 0 | 0 | 122628 | 31061.3 | 2232.4 | 16932.1 | 797.1 | 0 | 8050.4
1958 | 82 | Day82 | 13 | Hour13 | 3 | Spring | 2117 | #N/A | Spring | 490439.3 | 2024-03-23 13:00 | 480536 | 3358.2 | 1557.3 | 4987.8 | 490439.3 | 463521.8 | 313405.2 | 0.0354 | 0.0532 | 0.62 | 0.62 | 238.5 | 18.9 | 2.67 | 17 | 795.6 | 0.15 | 239.8 | 40.8 | 280.6 | 250.2 | 19.8 | 2.81 | 17.8 | 833.8 | 0.16 | 251.6 | 42.7 | 294.3 | 102.2 | 3.4 | 0.42 | 10.7 | 487.7 | 0.05 | 102.4 | 25.3 | 127.7 | 836.9 | 86.9 | 12.55 | 34.4 | 2125.5 | 0.41 | 843 | 97.8 | 940.8 | 24.36 | 0 | 0.27 | 24.63 | 25.86 | 0 | 0.29 | 26.15 | 490439.3 | 177034.1 | 0 | 4110.7 | 0 | 7613.7 | 70670.2 | 0 | 913.1 | 19526.2 | 114729 | 0 | 95.5 | 3315.4 | 25800.2 | 87033.9 | 36.6 | 0 | 0 | 122475 | 31603.5 | 2516.4 | 15918.3 | 492.4 | 26.8 | 8258.9
1959 | 82 | Day82 | 14 | Hour14 | 3 | Spring | 2117 | #N/A | Spring | 490060.1 | 2024-03-23 14:00 | 481901.6 | 1632.6 | 1557.3 | 4968.6 | 490060.1 | 464814.2 | 316857.2 | 0.0355 | 0.0534 | 0.62 | 0.61 | 241.7 | 19.1 | 2.7 | 17.2 | 806.6 | 0.15 | 243 | 41.3 | 284.3 | 252.7 | 20 | 2.83 | 18 | 842.9 | 0.16 | 254.1 | 43.2 | 297.3 | 107.7 | 3.6 | 0.45 | 11.3 | 513.1 | 0.05 | 108 | 26.6 | 134.6 | 797.4 | 81.2 | 11.72 | 34.2 | 2074.4 | 0.39 | 803 | 96.1 | 899.1 | 24.52 | 0 | 0.27 | 24.79 | 26.03 | 0 | 0.29 | 26.31 | 490060.1 | 173202.9 | 0 | 4110.7 | 0 | 7665 | 71447.2 | 0 | 875 | 19030.8 | 116381.4 | 0 | 95.5 | 3315.4 | 26771.6 | 87033.9 | 36.6 | 0 | 0 | 119534.4 | 30967.6 | 2795.1 | 15510.2 | 341.4 | 0 | 8050.4
1960 | 82 | Day82 | 15 | Hour15 | 3 | Spring | 2117 | #N/A | Spring | 492171 | 2024-03-23 15:00 | 483216.1 | 2297.7 | 1701.7 | 4955.4 | 492170.9 | 466063.1 | 324606.6 | 0.0355 | 0.0535 | 0.61 | 0.61 | 245.9 | 19.4 | 2.74 | 17.6 | 822.9 | 0.15 | 247.2 | 42.1 | 289.4 | 257.5 | 20.3 | 2.87 | 18.4 | 861.1 | 0.16 | 258.9 | 44.1 | 303 | 110.2 | 3.9 | 0.49 | 11.4 | 517.7 | 0.05 | 110.4 | 26.8 | 137.2 | 601 | 44.2 | 6.2 | 41.2 | 2103.3 | 0.28 | 604 | 104 | 708 | 24.9 | 0 | 0.27 | 25.17 | 26.43 | 0 | 0.29 | 26.72 | 492171 | 167564.4 | 220.5 | 4110.7 | 0 | 7827.4 | 72631.7 | 0 | 885.7 | 17566.9 | 119851.4 | 0 | 95.5 | 3315.4 | 29483.6 | 87033.9 | 36.6 | 0 | 0 | 117237.6 | 28860.8 | 3013.4 | 14666.5 | 257.3 | 0 | 8050.4
1961 | 82 | Day82 | 16 | Hour16 | 3 | Spring | 2117 | #N/A | Spring | 493195.2 | 2024-03-23 16:00 | 482881.2 | 2666.3 | 2776.8 | 4871 | 493195.2 | 465762.3 | 342590.3 | 0.0354 | 0.0534 | 0.58 | 0.58 | 265.7 | 21 | 2.97 | 18.8 | 885.9 | 0.16 | 267.1 | 45.2 | 312.4 | 278.9 | 22.1 | 3.12 | 19.7 | 929.2 | 0.17 | 280.4 | 47.4 | 327.8 | 168.2 | 8.5 | 1.14 | 15.1 | 710.8 | 0.08 | 168.7 | 36.3 | 205 | 854.7 | 91.2 | 13.22 | 33.8 | 2081.4 | 0.45 | 861 | 95.9 | 956.9 | 26.55 | 0 | 0.28 | 26.83 | 28.2 | 0 | 0.29 | 28.49 | 493195.2 | 150604.9 | 0 | 4229.2 | 0 | 7829.6 | 78892.3 | 0 | 899 | 15064.7 | 127798.6 | 0 | 159.1 | 3315.4 | 32694.8 | 87479.7 | 191.6 | 0 | 0 | 105379.7 | 26101.6 | 3159.9 | 13114.2 | 539.7 | 374.8 | 8050.4
1962 | 82 | Day82 | 17 | Hour17 | 3 | Spring | 2117 | #N/A | Spring | 490991 | 2024-03-23 17:00 | 481565.2 | 1054.9 | 3213.1 | 5157.8 | 490991 | 464530.4 | 371311.4 | 0.0354 | 0.0532 | 0.54 | 0.53 | 294.2 | 23.4 | 3.31 | 20.6 | 974.8 | 0.18 | 295.8 | 49.7 | 345.5 | 310.1 | 24.6 | 3.48 | 21.8 | 1029.9 | 0.19 | 311.7 | 52.5 | 364.3 | 285.4 | 18.1 | 2.5 | 22.2 | 1090.3 | 0.13 | 286.6 | 54.7 | 341.4 | 494.9 | 14 | 1.67 | 54.4 | 2427.7 | 0.23 | 495.8 | 126.8 | 622.6 | 30.25 | 0 | 0.28 | 30.53 | 32.1 | 0 | 0.29 | 32.39 | 490991 | 119679.6 | 1284.7 | 4243.6 | 0 | 7829.6 | 87327.2 | 0 | 883.7 | 10915.4 | 136955.9 | 0 | 808.2 | 3315.4 | 35601.7 | 88396.1 | 712 | 4837.1 | 0 | 80121.8 | 24376.1 | 3382.7 | 9406.1 | 6112.5 | 1858.3 | 8258.9
1963 | 82 | Day82 | 18 | Hour18 | 3 | Spring | 2117 | #N/A | Spring | 484620.3 | 2024-03-23 18:00 | 479137.2 | 0 | 1081.3 | 4401.8 | 484620.3 | 462239.9 | 393414.8 | 0.0353 | 0.0529 | 0.5 | 0.5 | 317.2 | 24.9 | 3.53 | 22.4 | 1052.1 | 0.2 | 318.9 | 53.8 | 372.7 | 334.2 | 26.1 | 3.71 | 23.8 | 1112.7 | 0.21 | 336 | 57 | 393 | 371.5 | 21.9 | 3.05 | 31.1 | 1421.1 | 0.21 | 373 | 73.5 | 446.5 | 631.9 | 33.3 | 4.51 | 55.4 | 2614.1 | 0.3 | 634.1 | 133.4 | 767.5 | 31.26 | 0 | 0.27 | 31.53 | 33.06 | 0 | 0.28 | 33.34 | 484620.3 | 91205.5 | 1872.9 | 4246.4 | 0 | 8374.7 | 91312.7 | 0 | 774.8 | 7670.2 | 145021.8 | 0 | 1661.6 | 3315.4 | 38297.2 | 88396.1 | 2301 | 8614.9 | 0 | 54894.3 | 24502.4 | 3363.9 | 7432.8 | 8128.5 | 3936.7 | 8178.2
1964 | 82 | Day82 | 19 | Hour19 | 3 | Spring | 2117 | #N/A | Spring | 482817.4 | 2024-03-23 19:00 | 479692.7 | 0 | 0 | 3124.8 | 482817.5 | 462781.5 | 431831.6 | 0.0353 | 0.0529 | 0.46 | 0.45 | 348.7 | 27.1 | 3.85 | 24.8 | 1158.9 | 0.22 | 350.5 | 59.4 | 409.9 | 366.5 | 28.3 | 4.02 | 26.3 | 1222.5 | 0.23 | 368.4 | 62.8 | 431.2 | 415.7 | 22.6 | 3.14 | 36.7 | 1635.7 | 0.24 | 417.2 | 85.5 | 502.7 | 516.9 | 12.1 | 1.36 | 59.1 | 2614.7 | 0.24 | 517.6 | 137.1 | 654.7 | 33.06 | 0 | 0.27 | 33.33 | 34.91 | 0 | 0.29 | 35.2 | 482817.4 | 50985.8 | 3588.3 | 4255.8 | 0 | 8374.7 | 98239.9 | 0 | 335.8 | 3124 | 155534.1 | 0 | 4558.6 | 3315.4 | 53011.4 | 88396.1 | 3850.7 | 8706.6 | 0 | 15122.6 | 29027.3 | 3376.2 | 5038 | 7878.8 | 3973.8 | 8258.9
1965 | 82 | Day82 | 20 | Hour20 | 3 | Spring | 2117 | #N/A | Spring | 480264.1 | 2024-03-23 20:00 | 477159.1 | 0 | 0 | 3105 | 480264.1 | 460398.8 | 443438.1 | 0.0351 | 0.0525 | 0.46 | 0.45 | 345.8 | 27 | 3.82 | 24.5 | 1153.3 | 0.21 | 347.7 | 58.9 | 406.5 | 364.2 | 28.3 | 4 | 26 | 1219.1 | 0.22 | 366.1 | 62.3 | 428.5 | 412.9 | 22.3 | 3.06 | 36 | 1669.3 | 0.21 | 414.4 | 85.8 | 500.2 | 421.2 | 8.1 | 0.83 | 49.8 | 2185.3 | 0.19 | 421.7 | 115 | 536.7 | 34.15 | 0 | 0.27 | 34.42 | 36.05 | 0 | 0.29 | 36.34 | 480264.1 | 36826.1 | 7438.5 | 4257.5 | 0 | 8374.7 | 97689.2 | 0 | 0 | 108.3 | 156897.2 | 0 | 3124.5 | 3315.4 | 61252.8 | 88396.1 | 2433.9 | 10258.3 | 0 | 11.2 | 33388 | 3318.6 | 1006 | 1991.8 | 4831.6 | 8258.9
1966 | 82 | Day82 | 21 | Hour21 | 3 | Spring | 2117 | #N/A | Spring | 460399.9 | 2024-03-23 21:00 | 457370 | 0 | 0 | 3029.8 | 460399.9 | 441610.7 | 420844.9 | 0.0345 | 0.0504 | 0.46 | 0.46 | 344.6 | 27.7 | 3.92 | 23.6 | 1132.5 | 0.21 | 346.5 | 57.4 | 404 | 358.7 | 28.8 | 4.08 | 24.7 | 1180.1 | 0.22 | 360.6 | 59.9 | 420.5 | 395.9 | 22.8 | 3.11 | 32.9 | 1583.8 | 0.18 | 397.4 | 80.2 | 477.6 | 482.9 | 14.1 | 1.7 | 52.7 | 2352.7 | 0.22 | 483.8 | 122.8 | 606.6 | 31.7 | 0 | 0.27 | 31.97 | 33.38 | 0 | 0.29 | 33.67 | 460399.9 | 39555 | 4639 | 4257.5 | 0 | 8374.7 | 97355.1 | 0 | 0 | 0 | 147878 | 0 | 375.8 | 3315.4 | 61253 | 88396.1 | 745.7 | 4254.5 | 0 | 0 | 36402.4 | 3152.6 | 18.8 | 874.8 | 3596 | 8258.9
1967 | 82 | Day82 | 22 | Hour22 | 3 | Spring | 2117 | #N/A | Spring | 433528.6 | 2024-03-23 22:00 | 430506.1 | 0 | 0 | 3022.4 | 433528.5 | 416008.2 | 393735.9 | 0.0337 | 0.0477 | 0.48 | 0.48 | 330.7 | 26.5 | 3.76 | 22.9 | 1088.6 | 0.2 | 332.5 | 55.4 | 387.9 | 343.7 | 27.5 | 3.9 | 23.9 | 1132.9 | 0.21 | 345.6 | 57.7 | 403.3 | 445.9 | 28.3 | 3.92 | 34.7 | 1696.7 | 0.21 | 447.9 | 85.3 | 533.1 | 419.9 | 8 | 0.82 | 49.7 | 2179.8 | 0.19 | 420.4 | 114.7 | 535.1 | 29.6 | 0 | 0.28 | 29.88 | 31.09 | 0 | 0.29 | 31.38 | 433528.6 | 39792.7 | 4170.5 | 4257.5 | 0 | 8374.7 | 87964 | 0 | 0 | 0 | 132949.5 | 0 | 1715 | 3315.4 | 57978.5 | 88396.1 | 641.6 | 3973.1 | 0 | 0 | 36770.9 | 3021.7 | 0 | 2150.2 | 3814.6 | 8258.9
1968 | 82 | Day82 | 23 | Hour23 | 3 | Spring | 2117 | #N/A | Spring | 404328.3 | 2024-03-23 23:00 | 401239.4 | 0 | 0 | 3089 | 404328.3 | 388032.7 | 363928.5 | 0.0329 | 0.0447 | 0.5 | 0.5 | 312 | 24.6 | 3.48 | 22.2 | 1041.2 | 0.2 | 313.7 | 53.3 | 367 | 324.1 | 25.5 | 3.61 | 23.1 | 1082.9 | 0.2 | 325.9 | 55.5 | 381.3 | 447.5 | 28.2 | 3.9 | 34.9 | 1712.8 | 0.21 | 449.4 | 86 | 535.5 | 603 | 42.1 | 5.9 | 43.5 | 2168.1 | 0.29 | 605.8 | 108.2 | 714 | 28.32 | 0 | 0.28 | 28.6 | 29.65 | 0 | 0.29 | 29.94 | 404328.3 | 40399.8 | 3734.2 | 4198.3 | 0 | 8374.7 | 75657.2 | 0 | 0 | 0 | 123727.3 | 0 | 656.6 | 3315.4 | 51684.1 | 88396.1 | 357.9 | 3826.8 | 0 | 0 | 37354.7 | 3045.1 | 0 | 1821.1 | 3397.3 | 7530.6
1969 | 83 | Day83 | 0 | Hour0 | 3 | Spring | 63 | 484670.7 | Spring | 379844.9 | 2024-03-24 | 376404.2 | 0 | 0 | 3440.7 | 379844.9 | 364265.1 | 339065.9 | 0.0322 | 0.042 | 0.52 | 0.52 | 290.2 | 22.2 | 3.13 | 21.7 | 993.5 | 0.19 | 291.7 | 51.3 | 343 | 301.2 | 23 | 3.24 | 22.5 | 1031.5 | 0.19 | 302.8 | 53.3 | 356.1 | 505.1 | 35.8 | 5.01 | 35.8 | 1808.5 | 0.24 | 507.5 | 89.8 | 597.3 | 497.5 | 19.9 | 2.57 | 49.4 | 2258.4 | 0.23 | 498.8 | 116.8 | 615.5 | 27.33 | 0 | 0.28 | 27.6 | 28.53 | 0 | 0.29 | 28.82 | 379844.9 | 40779 | 962 | 4198.3 | 0 | 8374.7 | 63271.5 | 0 | 0 | 0 | 117009.4 | 0 | 159.1 | 3315.4 | 50128.1 | 88396.1 | 177.7 | 3073.5 | 0 | 0 | 38042.4 | 2736.5 | 0 | 3.9 | 1545.2 | 7273.1
1970 | 83 | Day83 | 1 | Hour1 | 3 | Spring | 2117 | #N/A | Spring | 364003.4 | 2024-03-24 01:00 | 357942.6 | 2682 | 103.1 | 3275.7 | 364003.4 | 346579.6 | 324041 | 0.0317 | 0.0398 | 0.53 | 0.53 | 285.1 | 21.9 | 3.08 | 21.4 | 974.4 | 0.19 | 286.6 | 50.4 | 337.1 | 296.3 | 22.8 | 3.21 | 22.1 | 1011 | 0.19 | 297.8 | 52.3 | 350.2 | 478 | 31.2 | 4.32 | 36.4 | 1798.4 | 0.22 | 480.1 | 90 | 570.2 | 868.1 | 82.7 | 11.88 | 42.4 | 2439.3 | 0.42 | 873.9 | 115.2 | 989.1 | 26.47 | 0 | 0.29 | 26.75 | 27.58 | 0 | 0.28 | 27.87 | 364003.4 | 39962.4 | 41.1 | 4198.3 | 0 | 7766.6 | 59859.6 | 0 | 0 | 0 | 109887.4 | 0 | 100.2 | 3315.4 | 48967.8 | 88396.1 | 143.6 | 1364.9 | 0 | 0 | 37595.8 | 2366.6 | 0 | 0 | 0 | 6140.8
1971 | 83 | Day83 | 2 | Hour2 | 3 | Spring | 2117 | #N/A | Spring | 354139.5 | 2024-03-24 02:00 | 346426.6 | 4405.8 | 371 | 2936 | 354139.5 | 335534.7 | 314686.2 | 0.0314 | 0.0385 | 0.53 | 0.53 | 287.6 | 22 | 3.1 | 21.7 | 985.7 | 0.19 | 289.1 | 51.1 | 340.2 | 299.1 | 22.9 | 3.23 | 22.4 | 1022 | 0.2 | 300.7 | 52.9 | 353.6 | 480.5 | 30.7 | 4.25 | 37.1 | 1826.1 | 0.22 | 482.6 | 91.6 | 574.2 | 895.1 | 94 | 13.58 | 35.8 | 2240.2 | 0.44 | 901.6 | 102.7 | 1004.3 | 26.35 | 0 | 0.28 | 26.63 | 27.42 | 0 | 0.28 | 27.7 | 354139.5 | 39453.3 | 0 | 4198.3 | 0 | 5431.3 | 58474.3 | 0 | 0 | 0 | 108716.8 | 0 | 95.5 | 3315.4 | 45915 | 88396.1 | 143.6 | 0 | 0 | 0 | 37424.1 | 2029.1 | 0 | 0 | 0 | 6351.7
1972 | 83 | Day83 | 3 | Hour3 | 3 | Spring | 2117 | #N/A | Spring | 350283.1 | 2024-03-24 03:00 | 342836.6 | 4238.7 | 242.1 | 2965.8 | 350283.1 | 332095.4 | 311485 | 0.0313 | 0.038 | 0.52 | 0.52 | 290 | 22.1 | 3.12 | 21.9 | 994.8 | 0.19 | 291.6 | 51.6 | 343.1 | 301.5 | 23.1 | 3.26 | 22.6 | 1031.2 | 0.2 | 303.1 | 53.4 | 356.6 | 486.9 | 31.9 | 4.43 | 36.9 | 1825.9 | 0.23 | 489 | 91.4 | 580.4 | 1008.7 | 108.7 | 15.75 | 37.8 | 2434.5 | 0.5 | 1016.2 | 110.5 | 1126.7 | 26.37 | 0 | 0.28 | 26.66 | 27.43 | 0 | 0.28 | 27.71 | 350283.1 | 38798.1 | 0 | 4196.6 | 0 | 5529.6 | 58248 | 0 | 0 | 0 | 108678 | 0 | 95.5 | 3315.4 | 42810.2 | 88396.1 | 143.6 | 72 | 0 | 0 | 36959.1 | 1839 | 0 | 0 | 0 | 6970.4
1973 | 83 | Day83 | 4 | Hour4 | 3 | Spring | 2117 | #N/A | Spring | 353242.2 | 2024-03-24 04:00 | 349894 | 19.5 | 0 | 3328.7 | 353242.2 | 338888.2 | 315445.3 | 0.0315 | 0.0387 | 0.52 | 0.52 | 295.9 | 22.7 | 3.2 | 22.1 | 1010.6 | 0.19 | 297.4 | 52.3 | 349.7 | 305.8 | 23.5 | 3.31 | 22.9 | 1044.3 | 0.2 | 307.4 | 54 | 361.5 | 515.5 | 35.1 | 4.88 | 37.9 | 1893.1 | 0.24 | 517.9 | 94.4 | 612.3 | 875.6 | 91.2 | 13.17 | 35.8 | 2215.6 | 0.43 | 882 | 101.9 | 983.9 | 26.63 | 0 | 0.26 | 26.89 | 27.71 | 0 | 0.27 | 27.97 | 353242.2 | 37797 | 0 | 4196.6 | 0 | 7589.6 | 60320.4 | 0 | 0 | 0 | 110580.9 | 0 | 95.5 | 3315.4 | 40807.2 | 88396.1 | 143.6 | 0 | 0 | 0 | 35994.5 | 1802.5 | 0 | 36.5 | 0 | 7737.2
1974 | 83 | Day83 | 5 | Hour5 | 3 | Spring | 2117 | #N/A | Spring | 373737.2 | 2024-03-24 05:00 | 370288.9 | 86.8 | 0 | 3361.6 | 373737.2 | 358475.7 | 336868 | 0.0319 | 0.041 | 0.49 | 0.49 | 320.1 | 25.3 | 3.58 | 22.9 | 1067.4 | 0.2 | 321.8 | 54.7 | 376.6 | 331.1 | 26.2 | 3.71 | 23.6 | 1103.8 | 0.21 | 332.9 | 56.6 | 389.4 | 490.5 | 32.5 | 4.51 | 36.9 | 1828.6 | 0.23 | 492.7 | 91.4 | 584.2 | 482.1 | 16.7 | 2.08 | 50.1 | 2281.6 | 0.21 | 483.2 | 118.1 | 601.3 | 27.59 | 0 | 0.25 | 27.84 | 28.77 | 0 | 0.26 | 29.03 | 373737.2 | 36869.3 | 0 | 4196.6 | 0 | 7507.1 | 72290.2 | 0 | 0 | 38.3 | 118220 | 0 | 107.2 | 3315.4 | 42691.7 | 88396.1 | 143.6 | 0 | 0 | 121.4 | 34865.8 | 1843.7 | 0 | 0 | 26.1 | 7670.2
1975 | 83 | Day83 | 6 | Hour6 | 3 | Spring | 2117 | #N/A | Spring | 404756 | 2024-03-24 06:00 | 401460.7 | 123.9 | 0 | 3171.4 | 404756.1 | 388330.6 | 353879 | 0.0327 | 0.0443 | 0.5 | 0.5 | 320.1 | 25.8 | 3.66 | 22.2 | 1051.5 | 0.2 | 321.8 | 53.6 | 375.4 | 331.7 | 26.8 | 3.79 | 23 | 1089.4 | 0.21 | 333.5 | 55.5 | 389.1 | 401.9 | 24.3 | 3.34 | 32.3 | 1570.9 | 0.19 | 403.5 | 79.2 | 482.7 | 792.6 | 72.1 | 10.31 | 41.9 | 2336.7 | 0.38 | 797.6 | 111.6 | 909.2 | 28.11 | 0 | 0.26 | 28.37 | 29.42 | 0 | 0.27 | 29.69 | 404756 | 50877.1 | 1137.9 | 4196.6 | 0 | 7520.8 | 80359.7 | 0 | 0 | 2687.9 | 122458.1 | 0 | 95.5 | 3315.4 | 46251.1 | 88396.1 | 143.6 | 4.1 | 0 | 11924.3 | 34330.1 | 1934.7 | 224.4 | 0 | 131.9 | 8258.9
1976 | 83 | Day83 | 7 | Hour7 | 3 | Spring | 2117 | #N/A | Spring | 426784.6 | 2024-03-24 07:00 | 423510.2 | 246.9 | 0 | 3027.4 | 426784.6 | 409380.2 | 347227.7 | 0.0334 | 0.0467 | 0.55 | 0.55 | 287.9 | 23.2 | 3.29 | 20.1 | 946.4 | 0.18 | 289.5 | 48.4 | 337.9 | 298.8 | 24.1 | 3.42 | 20.9 | 981.8 | 0.19 | 300.4 | 50.2 | 350.6 | 233.5 | 11.2 | 1.48 | 21.5 | 1006.3 | 0.11 | 234.2 | 51.5 | 285.7 | 749.6 | 62.9 | 9.2 | 47.3 | 2147.2 | 0.52 | 754 | 111.4 | 865.4 | 29.58 | 0 | 0.26 | 29.84 | 31.03 | 0 | 0.28 | 31.3 | 426784.6 | 79556.9 | 1550.7 | 4196.6 | 0 | 8374.7 | 76041.3 | 0 | 0 | 6788 | 115663.5 | 0 | 416.8 | 3315.4 | 48482.3 | 88396.1 | 197.3 | 593 | 0 | 39695.2 | 31376.2 | 1697.5 | 2230.8 | 0 | 896 | 8258.9
1977 | 83 | Day83 | 8 | Hour8 | 3 | Spring | 2117 | #N/A | Spring | 442995.1 | 2024-03-24 08:00 | 437638.6 | 891 | 823.5 | 3642 | 442995.1 | 422822.5 | 326555 | 0.0339 | 0.0484 | 0.6 | 0.6 | 248.8 | 19.7 | 2.79 | 17.9 | 828.8 | 0.16 | 250.1 | 42.6 | 292.8 | 258.5 | 20.5 | 2.91 | 18.6 | 860.5 | 0.17 | 259.9 | 44.2 | 304.2 | 149.1 | 5.3 | 0.66 | 15.4 | 700.9 | 0.07 | 149.5 | 36.3 | 185.8 | 573.4 | 35.8 | 4.94 | 45.8 | 2208.7 | 0.28 | 575.8 | 111.7 | 687.5 | 25.23 | 0 | 0.27 | 25.5 | 26.53 | 0 | 0.28 | 26.81 | 442995.1 | 116440.1 | 177.2 | 4196.6 | 0 | 7478.4 | 66526.2 | 0 | 42.3 | 10672 | 108384 | 0 | 95.5 | 3315.4 | 48035.4 | 88162.6 | 143.6 | 40 | 0 | 82844.4 | 21566.5 | 1314.9 | 5643.7 | 242.9 | 599.5 | 8050.4
1978 | 83 | Day83 | 9 | Hour9 | 3 | Spring | 2117 | #N/A | Spring | 457727.8 | 2024-03-24 09:00 | 452294.4 | 1651.1 | 4.1 | 3778.2 | 457727.8 | 436741.8 | 310749.2 | 0.0344 | 0.0501 | 0.63 | 0.63 | 235.3 | 18.7 | 2.65 | 16.9 | 782.5 | 0.15 | 236.6 | 40.3 | 276.9 | 244.6 | 19.5 | 2.75 | 17.6 | 812.7 | 0.16 | 245.9 | 41.8 | 287.7 | 97.6 | 2.9 | 0.36 | 10.6 | 475.3 | 0.04 | 97.8 | 24.8 | 122.6 | 517 | 31.8 | 4.39 | 41 | 2003.7 | 0.24 | 519.1 | 100.8 | 619.9 | 24.21 | 0 | 0.27 | 24.49 | 25.6 | 0 | 0.29 | 25.88 | 457727.8 | 146978.6 | 0 | 4125.9 | 0 | 7829.6 | 65345.1 | 0 | 581.1 | 15175.5 | 105410.8 | 0 | 95.5 | 3315.4 | 37449.4 | 87033.9 | 143.6 | 0 | 0 | 118093.2 | 12189.7 | 939.1 | 9658.3 | 387.2 | 0 | 8258.9
1979 | 83 | Day83 | 10 | Hour10 | 3 | Spring | 2117 | #N/A | Spring | 472072.8 | 2024-03-24 10:00 | 462282.6 | 4070.6 | 1526.2 | 4193.4 | 472072.8 | 446219.3 | 312665 | 0.0347 | 0.0512 | 0.63 | 0.62 | 236.7 | 19 | 2.7 | 16.7 | 779.7 | 0.15 | 238 | 40 | 278 | 248.2 | 20 | 2.83 | 17.5 | 817 | 0.16 | 249.6 | 41.9 | 291.5 | 82.8 | 2.4 | 0.29 | 9.1 | 405.6 | 0.04 | 82.9 | 21.2 | 104.1 | 644.2 | 50.6 | 7.14 | 41.3 | 2152.4 | 0.3 | 647.6 | 105.5 | 753.1 | 24.38 | 0 | 0.28 | 24.66 | 25.83 | 0 | 0.29 | 26.12 | 472072.8 | 159407.8 | 292.2 | 4125.9 | 0 | 8202.5 | 68851.6 | 0 | 876.5 | 17506.1 | 106215.2 | 0 | 117.1 | 3315.4 | 34367.5 | 87033.9 | 143.6 | 0 | 0 | 130593.6 | 9790.7 | 640.9 | 13152 | 428 | 486.5 | 7679.9
1980 | 83 | Day83 | 11 | Hour11 | 3 | Spring | 2117 | #N/A | Spring | 476898.8 | 2024-03-24 11:00 | 468315.6 | 2426 | 1557.3 | 4599.9 | 476898.8 | 451948.4 | 315101.9 | 0.0349 | 0.0518 | 0.62 | 0.62 | 240.7 | 19.4 | 2.76 | 16.9 | 790.6 | 0.15 | 242.1 | 40.5 | 282.6 | 251.8 | 20.4 | 2.89 | 17.6 | 826.3 | 0.16 | 253.2 | 42.3 | 295.5 | 79.6 | 2.7 | 0.34 | 8.4 | 378.1 | 0.04 | 79.8 | 19.7 | 99.4 | 578.4 | 39.5 | 5.51 | 42.4 | 2118.3 | 0.27 | 581.1 | 105.6 | 686.7 | 24.78 | 0 | 0.28 | 25.06 | 26.26 | 0 | 0.29 | 26.55 | 476898.8 | 161797 | 15.5 | 4125.9 | 0 | 7829.6 | 71172.3 | 0 | 927.1 | 18085.1 | 108246.8 | 0 | 95.5 | 3315.4 | 33123.4 | 87033.9 | 143.6 | 0 | 0 | 132511.2 | 9892.4 | 381.2 | 15367.4 | 765.4 | 295.3 | 8258.9
1981 | 83 | Day83 | 12 | Hour12 | 3 | Spring | 2117 | #N/A | Spring | 481008.6 | 2024-03-24 12:00 | 472008.3 | 3010.1 | 1378.8 | 4611.5 | 481008.6 | 455455.3 | 318936.4 | 0.0351 | 0.0522 | 0.62 | 0.62 | 242.5 | 19.5 | 2.77 | 17 | 798.1 | 0.15 | 243.8 | 40.9 | 284.7 | 253.7 | 20.5 | 2.9 | 17.8 | 834.5 | 0.16 | 255.1 | 42.7 | 297.8 | 75 | 2.5 | 0.31 | 7.9 | 356.3 | 0.03 | 75.1 | 18.5 | 93.6 | 454.6 | 18.5 | 2.39 | 44.7 | 2063 | 0.2 | 455.8 | 106.2 | 562.1 | 24.92 | 0 | 0.28 | 25.2 | 26.44 | 0 | 0.29 | 26.73 | 481008.6 | 162072.2 | 0 | 4125.9 | 0 | 7829.6 | 71968.2 | 0 | 907.9 | 18493.8 | 110816.7 | 0 | 95.5 | 3315.4 | 33607.6 | 87033.9 | 143.6 | 0 | 0 | 132275.7 | 10149.2 | 245.5 | 15967.5 | 1862.1 | 550.4 | 8258.9
1982 | 83 | Day83 | 13 | Hour13 | 3 | Spring | 2117 | #N/A | Spring | 482223.2 | 2024-03-24 13:00 | 475171.8 | 831.1 | 1557.3 | 4663 | 482223.2 | 458458.9 | 318955.8 | 0.0352 | 0.0525 | 0.62 | 0.62 | 242.8 | 19.5 | 2.77 | 17.1 | 800.4 | 0.15 | 244.2 | 41 | 285.2 | 253.4 | 20.4 | 2.89 | 17.8 | 834.9 | 0.16 | 254.8 | 42.7 | 297.6 | 72 | 2.4 | 0.29 | 7.7 | 343.7 | 0.03 | 72.1 | 17.9 | 90 | 571.1 | 37.9 | 5.26 | 42.9 | 2128.8 | 0.27 | 573.7 | 106.4 | 680.1 | 24.95 | 0 | 0.28 | 25.23 | 26.41 | 0 | 0.29 | 26.7 | 482223.2 | 163267.4 | 234.4 | 4125.9 | 0 | 7829.6 | 72080.9 | 0 | 896.8 | 19550.4 | 111770.4 | 0 | 95.5 | 3315.4 | 32326.1 | 87033.9 | 143.6 | 0 | 0 | 132229.3 | 10396.9 | 194 | 15350 | 1399.5 | 1243.4 | 8050.4
1983 | 83 | Day83 | 14 | Hour14 | 3 | Spring | 2117 | #N/A | Spring | 484670.7 | 2024-03-24 14:00 | 475695.2 | 3000.4 | 1444.1 | 4531 | 484670.7 | 458957.5 | 322919.8 | 0.0352 | 0.0526 | 0.62 | 0.61 | 243.3 | 19.5 | 2.77 | 17.1 | 802.7 | 0.15 | 244.7 | 41.1 | 285.8 | 254.8 | 20.5 | 2.9 | 17.9 | 839.9 | 0.16 | 256.2 | 43 | 299.1 | 72.7 | 2.2 | 0.27 | 7.9 | 352.5 | 0.03 | 72.8 | 18.4 | 91.2 | 414.8 | 12.2 | 1.45 | 45.1 | 2031.6 | 0.18 | 415.6 | 105.7 | 521.2 | 25.13 | 0 | 0.28 | 25.4 | 26.62 | 0 | 0.29 | 26.91 | 484670.7 | 161751 | 94.3 | 4125.9 | 0 | 8001.8 | 72478.9 | 0 | 896.5 | 19343 | 112776.2 | 0 | 95.5 | 3315.4 | 34854.2 | 87033.9 | 143.6 | 0 | 0 | 129971.6 | 11315.3 | 224.6 | 15471 | 1697.1 | 19.4 | 7679.9
1984 | 83 | Day83 | 15 | Hour15 | 3 | Spring | 2117 | #N/A | Spring | 483141.9 | 2024-03-24 15:00 | 474070.9 | 2952.8 | 1557.3 | 4560.9 | 483141.9 | 457427.8 | 324503.3 | 0.0351 | 0.0524 | 0.61 | 0.61 | 246.1 | 19.7 | 2.79 | 17.4 | 813.3 | 0.16 | 247.4 | 41.6 | 289.1 | 257.7 | 20.7 | 2.92 | 18.2 | 851.4 | 0.16 | 259.1 | 43.6 | 302.7 | 73.6 | 2.4 | 0.3 | 7.8 | 352.4 | 0.03 | 73.8 | 18.3 | 92.1 | 725 | 65.5 | 9.37 | 39.4 | 2150.8 | 0.37 | 729.5 | 103.6 | 833.1 | 25.86 | 0 | 0.27 | 26.13 | 27.38 | 0 | 0.28 | 27.67 | 483141.9 | 158638.6 | 112.2 | 4125.9 | 0 | 7829.6 | 72825.6 | 0 | 910 | 18053.9 | 114244.6 | 0 | 95.5 | 3315.4 | 34103.2 | 87707.5 | 143.6 | 0 | 0 | 127278.8 | 12138.3 | 257.6 | 14804.7 | 1593.3 | 239.1 | 8258.9
1985 | 83 | Day83 | 16 | Hour16 | 3 | Spring | 2117 | #N/A | Spring | 482227.6 | 2024-03-24 16:00 | 472516 | 3471.8 | 1553.2 | 4686.6 | 482227.5 | 455968.4 | 335999.1 | 0.035 | 0.0521 | 0.59 | 0.58 | 264.3 | 21.2 | 3.01 | 18.5 | 870.4 | 0.16 | 265.7 | 44.4 | 310.2 | 277 | 22.3 | 3.15 | 19.3 | 912.1 | 0.17 | 278.5 | 46.6 | 325.1 | 91.6 | 2.5 | 0.29 | 10.2 | 454.6 | 0.04 | 91.8 | 23.7 | 115.5 | 881.8 | 91.1 | 13.18 | 36.8 | 2240.1 | 0.44 | 888.1 | 103.6 | 991.7 | 27.86 | 0 | 0.27 | 28.13 | 29.53 | 0 | 0.28 | 29.81 | 482227.6 | 146228.5 | 1.1 | 4255.8 | 0 | 7825 | 78349.9 | 0 | 901.6 | 15702 | 120665.5 | 0 | 159.1 | 3315.4 | 32771.9 | 88396.1 | 259.2 | 0 | 0 | 115682.7 | 13638.4 | 303.8 | 13564.5 | 899.2 | 41.8 | 8050.4
1986 | 83 | Day83 | 17 | Hour17 | 3 | Spring | 2117 | #N/A | Spring | 476997.1 | 2024-03-24 17:00 | 468082.6 | 2336.3 | 1553.2 | 5025 | 476997.1 | 451779.6 | 358769.2 | 0.0348 | 0.0516 | 0.55 | 0.54 | 291.1 | 23.7 | 3.36 | 19.9 | 947.2 | 0.18 | 292.7 | 48.2 | 340.9 | 305.9 | 24.8 | 3.52 | 21.1 | 997.9 | 0.19 | 307.6 | 50.8 | 358.4 | 215.9 | 11.6 | 1.57 | 18.7 | 890 | 0.1 | 216.6 | 45.2 | 261.9 | 1026 | 107.6 | 15.56 | 41.4 | 2559.9 | 0.51 | 1033.4 | 117.8 | 1151.2 | 30.34 | 0 | 0.27 | 30.61 | 32.12 | 0 | 0.28 | 32.41 | 476997.1 | 118227.9 | 1163.3 | 4255.8 | 0 | 7825 | 86520.8 | 0 | 873.9 | 11479.5 | 126926.9 | 0 | 159.1 | 3315.4 | 35655.8 | 88396.1 | 712 | 3839 | 0 | 88751.4 | 16716.4 | 406.7 | 10012.3 | 4048.9 | 2126.3 | 8050.4
1987 | 83 | Day83 | 18 | Hour18 | 3 | Spring | 2117 | #N/A | Spring | 464852.8 | 2024-03-24 18:00 | 460977 | 0 | 0 | 3875.7 | 464852.8 | 445048.9 | 378266.2 | 0.0346 | 0.0507 | 0.51 | 0.51 | 315.7 | 25.5 | 3.62 | 21.6 | 1032.5 | 0.19 | 317.4 | 52.5 | 369.9 | 329.7 | 26.5 | 3.76 | 22.8 | 1082 | 0.2 | 331.5 | 55.1 | 386.6 | 344.4 | 19.4 | 2.69 | 29.6 | 1346.3 | 0.19 | 345.7 | 69.8 | 415.5 | 939.5 | 93.3 | 13.45 | 42.6 | 2507.1 | 0.47 | 946 | 117.4 | 1063.4 | 31.51 | 0 | 0.27 | 31.77 | 33.21 | 0 | 0.28 | 33.49 | 464852.8 | 86586.6 | 1787.4 | 4255.8 | 0 | 8374.7 | 90959.5 | 0 | 759.4 | 6717.4 | 135450.9 | 0 | 536.2 | 3315.4 | 39587.4 | 88396.1 | 712 | 4890.9 | 0 | 56058.2 | 22542.7 | 508.8 | 7714.8 | 5521 | 2493.9 | 7679.9
1988 | 83 | Day83 | 19 | Hour19 | 3 | Spring | 2117 | #N/A | Spring | 459893.6 | 2024-03-24 19:00 | 456974 | 0 | 0 | 2919.5 | 459893.5 | 441260.3 | 414619.1 | 0.0344 | 0.0503 | 0.47 | 0.46 | 346.1 | 27.6 | 3.92 | 24.1 | 1133.2 | 0.22 | 348 | 57.9 | 405.9 | 363.1 | 28.8 | 4.1 | 25.4 | 1191.5 | 0.23 | 365 | 60.9 | 426 | 406 | 21.8 | 3.03 | 36.2 | 1596.2 | 0.24 | 407.4 | 83.9 | 491.3 | 932.1 | 83.2 | 11.91 | 50.8 | 2782.4 | 0.46 | 937.8 | 133.8 | 1071.6 | 32.91 | 0 | 0.14 | 33.05 | 34.66 | 0 | 0.15 | 34.81 | 459893.6 | 45274.4 | 4005.8 | 4255.8 | 0 | 8202.5 | 96304.8 | 0 | 307 | 2896.6 | 143412.8 | 0 | 3092.5 | 3315.4 | 54419.3 | 88396.1 | 2823.8 | 6390.2 | 0 | 12809.8 | 28671.3 | 589.7 | 4074.5 | 3218.7 | 3443.1 | 8050.4
1989 | 83 | Day83 | 20 | Hour20 | 3 | Spring | 2117 | #N/A | Spring | 456317.8 | 2024-03-24 20:00 | 453207 | 0 | 0 | 3110.7 | 456317.8 | 437694.4 | 420954.3 | 0.0342 | 0.0498 | 0.47 | 0.46 | 344 | 27.6 | 3.91 | 23.7 | 1129.5 | 0.21 | 345.9 | 57.4 | 403.3 | 360.6 | 28.8 | 4.08 | 25 | 1187.5 | 0.22 | 362.6 | 60.4 | 423.1 | 398.8 | 22.1 | 3.05 | 34.4 | 1582.5 | 0.21 | 400.3 | 81.6 | 481.9 | 455.9 | 8.8 | 0.9 | 53.9 | 2364.5 | 0.21 | 456.4 | 124.4 | 580.8 | 34.82 | 0 | 0.27 | 35.1 | 36.65 | 0 | 0.29 | 36.94 | 456317.8 | 35363.4 | 8675.1 | 4257.5 | 0 | 8374.7 | 95942.7 | 0 | 0 | 260.5 | 144005.1 | 0 | 2106.4 | 3315.4 | 59905.3 | 88396.1 | 1317 | 4659 | 0 | 30.3 | 34451.3 | 621.4 | 911 | 0 | 2721.2 | 7888.4
1990 | 83 | Day83 | 21 | Hour21 | 3 | Spring | 2117 | #N/A | Spring | 439938.4 | 2024-03-24 21:00 | 436612.7 | 0 | 0 | 3325.8 | 439938.5 | 421900.4 | 400406.7 | 0.0337 | 0.048 | 0.48 | 0.47 | 337.5 | 27.4 | 3.88 | 23 | 1101.2 | 0.21 | 339.4 | 55.9 | 395.3 | 351 | 28.4 | 4.03 | 24 | 1146 | 0.21 | 352.9 | 58.2 | 411.1 | 406.8 | 24.9 | 3.42 | 32.5 | 1581.7 | 0.19 | 408.4 | 79.7 | 488.1 | 829.8 | 78.3 | 11.24 | 41.4 | 2343.5 | 0.41 | 835.2 | 111.4 | 946.6 | 30.76 | 0 | 0.27 | 31.04 | 32.32 | 0 | 0.29 | 32.6 | 439938.4 | 39531.7 | 4251.9 | 4257.5 | 0 | 8374.7 | 92208.8 | 0 | 0 | 0 | 136729.4 | 0 | 159.1 | 3315.4 | 59396.5 | 88396.1 | 712 | 2605.4 | 0 | 0 | 38861.3 | 670.4 | 44.9 | 46.6 | 2018.5 | 8258.9
1991 | 83 | Day83 | 22 | Hour22 | 3 | Spring | 2117 | #N/A | Spring | 419126.1 | 2024-03-24 22:00 | 415533.4 | 0 | 0 | 3592.7 | 419126.1 | 401768.4 | 376661 | 0.0331 | 0.0459 | 0.5 | 0.5 | 316 | 25.3 | 3.58 | 22.1 | 1043.1 | 0.2 | 317.8 | 53.3 | 371.1 | 328.1 | 26.2 | 3.71 | 23 | 1084 | 0.2 | 329.9 | 55.4 | 385.3 | 423.1 | 26.2 | 3.62 | 33.4 | 1633.4 | 0.2 | 424.9 | 82.2 | 507.1 | 849.7 | 79.6 | 11.43 | 42.9 | 2418 | 0.42 | 855.1 | 115.1 | 970.2 | 29.97 | 0 | 0.28 | 30.25 | 31.42 | 0 | 0.29 | 31.71 | 419126.1 | 42465.1 | 4311.5 | 4257.5 | 0 | 8374.7 | 81067.2 | 0 | 0 | 0 | 126654.7 | 0 | 159.1 | 3315.4 | 57604.2 | 88396.1 | 640.9 | 1879.5 | 0 | 0 | 41523.4 | 941.7 | 0 | 178.6 | 2675.7 | 8033.5
1992 | 83 | Day83 | 23 | Hour23 | 3 | Spring | 2117 | #N/A | Spring | 393691.9 | 2024-03-24 23:00 | 389880.4 | 0 | 0 | 3811.5 | 393691.9 | 377211.8 | 347821.2 | 0.0325 | 0.0433 | 0.53 | 0.52 | 297.9 | 23.7 | 3.35 | 21.3 | 988.8 | 0.19 | 299.5 | 50.8 | 350.3 | 308.9 | 24.5 | 3.47 | 22.1 | 1026.5 | 0.2 | 310.6 | 52.7 | 363.4 | 425.3 | 26.5 | 3.65 | 33.5 | 1638.7 | 0.2 | 427.1 | 82.4 | 509.5 | 819.5 | 85.9 | 12.44 | 33.1 | 2042 | 0.41 | 825.4 | 94 | 919.5 | 28.06 | 0 | 0.28 | 28.34 | 29.33 | 0 | 0.29 | 29.63 | 393691.9 | 45870.7 | 3389.2 | 4198.3 | 0 | 8374.7 | 71417.6 | 0 | 0 | 0 | 114630 | 0 | 159.1 | 3315.4 | 52226.3 | 88396.1 | 421.8 | 1292.8 | 0 | 0 | 44243.7 | 1627 | 0 | 0 | 2443.3 | 6674.7
1993 | 84 | Day84 | 0 | Hour0 | 3 | Spring | 90 | 438157.6 | Spring | 370932.8 | 2024-03-25 | 366873.5 | 0 | 0 | 4059.3 | 370932.8 | 355153.2 | 321612.1 | 0.0319 | 0.0408 | 0.55 | 0.55 | 269.4 | 20.3 | 2.86 | 20.6 | 930.3 | 0.18 | 270.8 | 48.3 | 319.1 | 279.2 | 21.1 | 2.97 | 21.3 | 964.6 | 0.18 | 280.6 | 50.1 | 330.7 | 495 | 35.8 | 5.02 | 34.5 | 1750.1 | 0.23 | 497.4 | 86.7 | 584.1 | 1102.6 | 125 | 18.17 | 35.9 | 2456 | 0.55 | 1111.3 | 109.3 | 1220.6 | 27.04 | 0 | 0.28 | 27.32 | 28.2 | 0 | 0.29 | 28.49 | 370932.8 | 49320.7 | 745.9 | 4198.3 | 0 | 8374.7 | 56603.7 | 0 | 0 | 0 | 109278.3 | 0 | 159.1 | 3315.4 | 48537.7 | 88396.1 | 195.8 | 1807 | 0 | 0 | 47772.8 | 1547.9 | 0 | 0 | 1021.2 | 5457.4
1994 | 84 | Day84 | 1 | Hour1 | 3 | Spring | 2117 | #N/A | Spring | 352755.6 | 2024-03-25 01:00 | 348513.8 | 0 | 0 | 4241.8 | 352755.7 | 337531.6 | 302733.6 | 0.0315 | 0.0387 | 0.56 | 0.56 | 260.8 | 19.5 | 2.74 | 20.3 | 908.8 | 0.18 | 262.1 | 47.4 | 309.6 | 270 | 20.1 | 2.83 | 21 | 941.3 | 0.18 | 271.4 | 49.1 | 320.5 | 499.4 | 35.3 | 4.94 | 35.5 | 1792.2 | 0.23 | 501.8 | 89 | 590.8 | 885.4 | 92.6 | 13.4 | 35.9 | 2214.5 | 0.44 | 891.8 | 102 | 993.8 | 26.43 | 0 | 0.28 | 26.7 | 27.5 | 0 | 0.29 | 27.79 | 352755.6 | 50022 | 42.7 | 4198.3 | 0 | 7029.7 | 51408.3 | 0 | 0 | 0 | 103119.1 | 0 | 159.1 | 3315.4 | 43873.2 | 88396.1 | 46.3 | 1145.2 | 0 | 0 | 48606.4 | 1415.6 | 0 | 0 | 92.6 | 5205.7
1995 | 84 | Day84 | 2 | Hour2 | 3 | Spring | 2117 | #N/A | Spring | 341507.5 | 2024-03-25 02:00 | 336163.3 | 1396.4 | 65.1 | 3882.7 | 341507.5 | 325663.4 | 291175.6 | 0.0312 | 0.0373 | 0.56 | 0.56 | 257.7 | 19.1 | 2.68 | 20.4 | 904.5 | 0.18 | 259 | 47.4 | 306.4 | 267 | 19.7 | 2.77 | 21.1 | 936.5 | 0.18 | 268.3 | 49 | 317.3 | 485.8 | 33.4 | 4.65 | 35.4 | 1774 | 0.23 | 488.1 | 88.4 | 576.5 | 1034.3 | 117.3 | 17.04 | 33.5 | 2313.2 | 0.51 | 1042.4 | 102.6 | 1145.1 | 26.02 | 0 | 0.29 | 26.31 | 27.04 | 0 | 0.29 | 27.33 | 341507.5 | 50331.9 | 65 | 4198.3 | 0 | 6077.6 | 48627.6 | 0 | 0 | 0 | 100530.5 | 0 | 111 | 3315.4 | 39237.2 | 88396.1 | 28.5 | 588.4 | 0 | 0 | 49116.8 | 1215.2 | 0 | 0 | 0 | 5728.6
1996 | 84 | Day84 | 3 | Hour3 | 3 | Spring | 2117 | #N/A | Spring | 337332.7 | 2024-03-25 03:00 | 329729.6 | 3298.6 | 635.8 | 3668.6 | 337332.7 | 319477.6 | 287867.1 | 0.0311 | 0.0365 | 0.56 | 0.56 | 261.2 | 19.3 | 2.72 | 20.6 | 915.6 | 0.18 | 262.5 | 47.9 | 310.4 | 270.8 | 20.1 | 2.82 | 21.3 | 948.1 | 0.18 | 272.2 | 49.6 | 321.8 | 491.1 | 33.9 | 4.73 | 35.7 | 1788.5 | 0.23 | 493.4 | 89.1 | 582.4 | 573.9 | 35.1 | 4.83 | 45.8 | 2232.2 | 0.27 | 576.2 | 112.4 | 688.6 | 26.02 | 0 | 0.29 | 26.31 | 27.02 | 0 | 0.28 | 27.3 | 337332.7 | 49465.6 | 0 | 4196.6 | 0 | 6024.7 | 48795.6 | 0 | 0 | 0 | 100386.8 | 0 | 100.2 | 3315.4 | 36267.2 | 88396.1 | 28.5 | 355.9 | 0 | 0 | 48422.1 | 1043.5 | 0 | 0 | 0 | 5421.4
1997 | 84 | Day84 | 4 | Hour4 | 3 | Spring | 2117 | #N/A | Spring | 335519.4 | 2024-03-25 04:00 | 329499.9 | 2060.5 | 0 | 3958.9 | 335519.4 | 319264.5 | 287098.1 | 0.0311 | 0.0364 | 0.55 | 0.55 | 264.2 | 19.6 | 2.76 | 20.8 | 924.6 | 0.18 | 265.6 | 48.4 | 313.9 | 273.9 | 20.4 | 2.86 | 21.5 | 957.8 | 0.19 | 275.3 | 50.1 | 325.4 | 493.5 | 34.2 | 4.77 | 35.7 | 1793.1 | 0.23 | 495.8 | 89.2 | 585.1 | 998.2 | 112.9 | 16.4 | 32.6 | 2241 | 0.49 | 1006 | 99.5 | 1105.6 | 26.06 | 0 | 0.29 | 26.34 | 27.05 | 0 | 0.28 | 27.33 | 335519.4 | 48421.3 | 0 | 4196.6 | 0 | 6019.7 | 49264.2 | 0 | 0 | 0 | 100525.2 | 0 | 100.2 | 3315.4 | 35226.7 | 88396.1 | 28.5 | 25.3 | 0 | 0 | 47245.3 | 1176 | 0 | 0 | 0 | 5072.7
1998 | 84 | Day84 | 5 | Hour5 | 3 | Spring | 2117 | #N/A | Spring | 339800.5 | 2024-03-25 05:00 | 335873.8 | 128.9 | 0 | 3797.7 | 339800.5 | 325412.3 | 291187.8 | 0.0311 | 0.0371 | 0.55 | 0.54 | 270.2 | 20.2 | 2.84 | 21 | 941.7 | 0.18 | 271.6 | 49.2 | 320.7 | 279.3 | 20.8 | 2.93 | 21.8 | 973.6 | 0.19 | 280.7 | 50.8 | 331.5 | 502.4 | 35.2 | 4.91 | 36 | 1813.3 | 0.23 | 504.8 | 90.1 | 594.9 | 1011.5 | 110.8 | 16.06 | 36.3 | 2385.4 | 0.5 | 1019.2 | 107.5 | 1126.7 | 26.56 | 0 | 0.26 | 26.82 | 27.58 | 0 | 0.28 | 27.86 | 339800.5 | 48612.7 | 0 | 4196.6 | 0 | 5977.1 | 51335.7 | 0 | 0 | 46.1 | 103017.8 | 0 | 100.2 | 3315.4 | 34554.5 | 88396.1 | 28.5 | 265.6 | 0 | 94.5 | 47209.1 | 1262.9 | 0 | 0 | 28.1 | 5548.3
1999 | 84 | Day84 | 6 | Hour6 | 3 | Spring | 2117 | #N/A | Spring | 353732.6 | 2024-03-25 06:00 | 349633.8 | 125.1 | 12.5 | 3961.2 | 353732.7 | 338659.6 | 297265.6 | 0.0314 | 0.0386 | 0.55 | 0.55 | 268.8 | 20.2 | 2.85 | 20.7 | 931.7 | 0.18 | 270.2 | 48.5 | 318.7 | 278 | 20.9 | 2.94 | 21.4 | 963.7 | 0.19 | 279.5 | 50.2 | 329.6 | 470.4 | 32.2 | 4.48 | 34.4 | 1721.9 | 0.22 | 472.6 | 85.8 | 558.4 | 1019.9 | 110 | 15.93 | 38.2 | 2459.6 | 0.5 | 1027.6 | 111.6 | 1139.2 | 26.82 | 0 | 0.27 | 27.09 | 27.9 | 0 | 0.28 | 28.18 | 353732.6 | 56467.1 | 0 | 4196.6 | 0 | 6383.1 | 53748.8 | 0 | 0 | 2760.8 | 105115.7 | 0 | 95.5 | 3315.4 | 35462.9 | 88396.1 | 28.5 | 523 | 0 | 6970.3 | 45471 | 1265.1 | 292.3 | 0 | 345.1 | 7431.3
2000 | 84 | Day84 | 7 | Hour7 | 3 | Spring | 2117 | #N/A | Spring | 369533.5 | 2024-03-25 07:00 | 364943.9 | 873.3 | 18.3 | 3698.1 | 369533.5 | 353365.9 | 295198.5 | 0.0317 | 0.0403 | 0.58 | 0.58 | 252.3 | 19.1 | 2.69 | 19.4 | 871.3 | 0.17 | 253.6 | 45.4 | 299 | 261.3 | 19.8 | 2.79 | 20.1 | 901.9 | 0.18 | 262.7 | 47 | 309.7 | 252.7 | 13.6 | 1.84 | 21.8 | 1041.4 | 0.12 | 253.7 | 52.9 | 306.6 | 675.5 | 50.2 | 7.06 | 45.8 | 2345.4 | 0.32 | 679 | 115.8 | 794.7 | 26.48 | 0 | 0.27 | 26.75 | 27.6 | 0 | 0.27 | 27.87 | 369533.5 | 74335 | 69.2 | 4196.6 | 0 | 5860.4 | 53169.3 | 0 | 0 | 5347.5 | 101989 | 0 | 95.5 | 3315.4 | 37888.1 | 88396.1 | 28.5 | 190.3 | 0 | 26013.3 | 41583.7 | 1390.5 | 2469.9 | 0 | 533.2 | 7837.3
2001 | 84 | Day84 | 8 | Hour8 | 3 | Spring | 2117 | #N/A | Spring | 390927.8 | 2024-03-25 08:00 | 384271.5 | 1614.3 | 635.2 | 4406.8 | 390927.8 | 371889.7 | 285310 | 0.0322 | 0.0424 | 0.62 | 0.62 | 225.9 | 17.1 | 2.4 | 17.5 | 780.9 | 0.15 | 227.1 | 40.8 | 267.9 | 234.3 | 17.7 | 2.49 | 18.1 | 809.9 | 0.16 | 235.5 | 42.3 | 277.8 | 146.9 | 6.4 | 0.84 | 14.1 | 653 | 0.07 | 147.3 | 33.6 | 180.9 | 701.9 | 61.6 | 8.78 | 39.1 | 2140.3 | 0.34 | 706.2 | 103 | 809.1 | 23.79 | 0 | 0.27 | 24.05 | 24.93 | 0 | 0.28 | 25.21 | 390927.8 | 105617.8 | 0 | 4176.9 | 0 | 7267.5 | 50252.2 | 0 | 46.1 | 7426.5 | 96725 | 0 | 95.5 | 3315.4 | 36380.6 | 87033.9 | 28.5 | 34.7 | 0 | 65448.8 | 31327.7 | 1368.7 | 4385.7 | 0 | 0 | 8258.9
2002 | 84 | Day84 | 9 | Hour9 | 3 | Spring | 2117 | #N/A | Spring | 407775.8 | 2024-03-25 09:00 | 402578.7 | 1455.8 | 4.1 | 3737.2 | 407775.8 | 389396.5 | 277921.1 | 0.0327 | 0.0445 | 0.64 | 0.64 | 214.4 | 16.3 | 2.29 | 16.5 | 738.6 | 0.15 | 215.5 | 38.6 | 254.1 | 222.3 | 16.9 | 2.38 | 17.1 | 766 | 0.15 | 223.5 | 40 | 263.5 | 89.6 | 2.7 | 0.33 | 9.6 | 434.8 | 0.04 | 89.7 | 22.6 | 112.3 | 580.2 | 46 | 6.51 | 36.8 | 1924.2 | 0.27 | 583.4 | 94.2 | 677.6 | 23.82 | 0 | 0.27 | 24.09 | 25.05 | 0 | 0.28 | 25.33 | 407775.8 | 129854.7 | 0 | 4176.9 | 0 | 8374.7 | 50146.1 | 0 | 380.5 | 11276.4 | 95041.6 | 0 | 95.5 | 3315.4 | 29708.7 | 87033.9 | 28.5 | 0 | 0 | 98227.4 | 18744 | 1226.5 | 6617.2 | 264.4 | 11.8 | 8258.9
2003 | 84 | Day84 | 10 | Hour10 | 3 | Spring | 2117 | #N/A | Spring | 422661.9 | 2024-03-25 10:00 | 415514.1 | 1225.5 | 1557.3 | 4365 | 422661.9 | 401739.6 | 277371.1 | 0.0331 | 0.0459 | 0.65 | 0.64 | 214 | 16.4 | 2.31 | 16.3 | 732.7 | 0.14 | 215.1 | 38.2 | 253.3 | 223 | 17.1 | 2.41 | 17 | 763.3 | 0.15 | 224.2 | 39.8 | 263.9 | 79.9 | 2.6 | 0.32 | 8.5 | 383.3 | 0.04 | 80.1 | 19.9 | 100 | 685.5 | 61 | 8.72 | 37.4 | 2061.4 | 0.33 | 689.7 | 98.9 | 788.5 | 23.78 | 0 | 0.27 | 24.05 | 25.05 | 0 | 0.28 | 25.33 | 422661.9 | 145290.8 | 0 | 4176.9 | 0 | 8178.9 | 52576.2 | 0 | 645.6 | 13336.5 | 96472.2 | 0 | 95.5 | 3315.4 | 25493.6 | 87033.9 | 28.5 | 0 | 0 | 115676.8 | 14354.1 | 1277.8 | 9689.8 | 199.8 | 61.5 | 7679.9
2004 | 84 | Day84 | 11 | Hour11 | 3 | Spring | 2117 | #N/A | Spring | 432679 | 2024-03-25 11:00 | 423859.8 | 2718.3 | 1557.3 | 4543.7 | 432679.1 | 409692.8 | 279925.3 | 0.0334 | 0.0469 | 0.65 | 0.65 | 213.9 | 16.5 | 2.32 | 16.1 | 729.2 | 0.14 | 215 | 37.9 | 253 | 223.7 | 17.2 | 2.43 | 16.9 | 762.2 | 0.15 | 224.9 | 39.6 | 264.5 | 78.4 | 2.8 | 0.35 | 8.1 | 368.3 | 0.04 | 78.6 | 19.1 | 97.7 | 457.3 | 21.8 | 2.9 | 42.1 | 1973.7 | 0.21 | 458.8 | 100.9 | 559.7 | 23.97 | 0 | 0.27 | 24.24 | 25.27 | 0 | 0.28 | 25.55 | 432679 | 152753.8 | 166.3 | 4176.9 | 0 | 7876.3 | 54131 | 0 | 794.2 | 14875.9 | 97608 | 0 | 95.5 | 3315.4 | 25493.6 | 87033.9 | 28.5 | 0 | 0 | 120986.4 | 14743.4 | 1353.9 | 11644.1 | 113.5 | 0.6 | 8258.9
2005 | 84 | Day84 | 12 | Hour12 | 3 | Spring | 2117 | #N/A | Spring | 436109.5 | 2024-03-25 12:00 | 427781.4 | 2232.8 | 1557.3 | 4538 | 436109.5 | 413426.3 | 281853.1 | 0.0336 | 0.0473 | 0.65 | 0.64 | 213.8 | 16.4 | 2.31 | 16.2 | 731.6 | 0.14 | 214.9 | 38 | 253 | 223.5 | 17.1 | 2.42 | 16.9 | 764.4 | 0.15 | 224.6 | 39.7 | 264.4 | 74 | 2.4 | 0.29 | 7.9 | 356.1 | 0.03 | 74.1 | 18.5 | 92.6 | 522.7 | 31.6 | 4.34 | 42.8 | 2046.2 | 0.26 | 524.8 | 103.8 | 628.6 | 24.77 | 0 | 0.27 | 25.04 | 26.09 | 0 | 0.28 | 26.37 | 436109.5 | 154256.4 | 50.1 | 4176.9 | 0 | 7948.9 | 54188.9 | 0 | 819.6 | 15368.8 | 99431 | 0 | 95.5 | 3315.4 | 25526 | 87091.9 | 28.5 | 0 | 0 | 121716 | 14899.2 | 1453 | 13274.2 | 179.5 | 0 | 8258.9
2006 | 84 | Day84 | 13 | Hour13 | 3 | Spring | 2117 | #N/A | Spring | 438157.6 | 2024-03-25 13:00 | 429117.1 | 2939.7 | 1557.3 | 4543.6 | 438157.6 | 414699.7 | 281907.7 | 0.0336 | 0.0475 | 0.65 | 0.65 | 212.2 | 16.2 | 2.29 | 16.1 | 726.7 | 0.14 | 213.3 | 37.8 | 251.1 | 222.1 | 17 | 2.4 | 16.9 | 760.4 | 0.15 | 223.3 | 39.6 | 262.8 | 68 | 2.1 | 0.25 | 7.3 | 330.5 | 0.03 | 68.1 | 17.2 | 85.3 | 392.6 | 9.3 | 1.03 | 45.5 | 1995.5 | 0.19 | 393.2 | 105 | 498.2 | 24.69 | 0 | 0.27 | 24.95 | 26.02 | 0 | 0.28 | 26.3 | 438157.6 | 156250 | 0 | 4176.9 | 0 | 7829.6 | 53974 | 0 | 829 | 16350.5 | 99310.2 | 0 | 95.5 | 3315.4 | 25508.1 | 87669.6 | 28.5 | 0 | 0 | 121790.4 | 15681.9 | 1598.2 | 12952.6 | 72.6 | 0 | 8258.9
2007 | 84 | Day84 | 14 | Hour14 | 3 | Spring | 2117 | #N/A | Spring | 436649.5 | 2024-03-25 14:00 | 427673.8 | 2825.1 | 1557.3 | 4593.3 | 436649.5 | 413325.9 | 283228.8 | 0.0335 | 0.0473 | 0.65 | 0.64 | 214.2 | 16.4 | 2.31 | 16.3 | 733.9 | 0.14 | 215.3 | 38.2 | 253.5 | 224 | 17.1 | 2.42 | 17 | 767.4 | 0.15 | 225.2 | 39.9 | 265.1 | 70 | 2.3 | 0.28 | 7.4 | 336.3 | 0.03 | 70.2 | 17.5 | 87.6 | 582.9 | 43.4 | 6.1 | 40.3 | 2025.2 | 0.29 | 585.9 | 100.8 | 686.6 | 24.79 | 0 | 0.27 | 25.06 | 26.11 | 0 | 0.28 | 26.39 | 436649.5 | 153420.7 | 0 | 4176.9 | 0 | 7825 | 54237.7 | 0 | 790.4 | 16519.4 | 100028 | 0 | 95.5 | 3315.4 | 25398.3 | 88123.5 | 28.5 | 0 | 0 | 117709.7 | 16697.4 | 1703.8 | 13283.1 | 0 | 533.2 | 7679.9
2008 | 84 | Day84 | 15 | Hour15 | 3 | Spring | 2117 | #N/A | Spring | 436264.8 | 2024-03-25 15:00 | 427122 | 3010.4 | 1553.2 | 4579.3 | 436264.8 | 412806.2 | 288231.6 | 0.0335 | 0.0472 | 0.64 | 0.63 | 220 | 16.8 | 2.36 | 16.7 | 754.6 | 0.15 | 221.1 | 39.3 | 260.4 | 230.1 | 17.5 | 2.47 | 17.5 | 789.2 | 0.15 | 231.3 | 41.1 | 272.4 | 63.9 | 1.9 | 0.23 | 6.9 | 310.6 | 0.03 | 64 | 16.1 | 80.2 | 688.6 | 60.5 | 8.65 | 38.4 | 2084.7 | 0.34 | 692.7 | 100.6 | 793.4 | 26.29 | 0 | 0.27 | 26.55 | 27.69 | 0 | 0.28 | 27.96 | 436264.8 | 148033.2 | 220.5 | 4196.6 | 0 | 7844.1 | 55315.6 | 0 | 716.8 | 14732.1 | 102853.1 | 0 | 159.1 | 3315.4 | 25665.7 | 88396.1 | 265.4 | 0 | 0 | 112351.6 | 18484.1 | 1748.6 | 12809.5 | 0 | 282.8 | 8258.9
2009 | 84 | Day84 | 16 | Hour16 | 3 | Spring | 2117 | #N/A | Spring | 437845.1 | 2024-03-25 16:00 | 427091.8 | 4566.3 | 1553.2 | 4633.8 | 437845.1 | 412794.3 | 298970.8 | 0.0335 | 0.0471 | 0.61 | 0.61 | 236.4 | 18.2 | 2.57 | 17.7 | 803.1 | 0.16 | 237.6 | 41.6 | 279.2 | 248.1 | 19.1 | 2.7 | 18.5 | 842.5 | 0.16 | 249.4 | 43.7 | 293 | 94.2 | 3.3 | 0.41 | 9.8 | 444.5 | 0.04 | 94.4 | 23 | 117.4 | 874.1 | 89.6 | 12.95 | 37.1 | 2242.8 | 0.43 | 880.3 | 104 | 984.3 | 26.59 | 0 | 0.27 | 26.85 | 28.04 | 0 | 0.28 | 28.32 | 437845.1 | 138874.3 | 0 | 4255.8 | 0 | 7825 | 60481.9 | 0 | 671.7 | 14481.3 | 108038 | 0 | 159.1 | 3315.4 | 26053.5 | 88396.1 | 446 | 0 | 0 | 101383.9 | 20368.1 | 1969.2 | 11105.6 | 0 | 138.2 | 8258.9
2010 | 84 | Day84 | 17 | Hour17 | 3 | Spring | 2117 | #N/A | Spring | 434148.1 | 2024-03-25 17:00 | 425671.7 | 1867.3 | 1553.2 | 5056 | 434148.1 | 411456.8 | 317594.5 | 0.0334 | 0.0469 | 0.58 | 0.58 | 262.3 | 20.6 | 2.91 | 19 | 878.6 | 0.17 | 263.7 | 45.3 | 309 | 273.6 | 21.5 | 3.04 | 19.8 | 916.4 | 0.18 | 275 | 47.2 | 322.2 | 177.5 | 6.8 | 0.86 | 17.9 | 819.5 | 0.08 | 177.9 | 42.3 | 220.3 | 912.2 | 93.9 | 13.58 | 38.3 | 2328.2 | 0.45 | 918.7 | 107.8 | 1026.6 | 27.55 | 0 | 0.27 | 27.81 | 28.99 | 0 | 0.28 | 29.27 | 434148.1 | 116553.6 | 60 | 4255.8 | 0 | 7825 | 68152.8 | 0 | 669.3 | 11778.8 | 113990.2 | 0 | 159.1 | 3315.4 | 30946.6 | 88396.1 | 493.5 | 0 | 0 | 79475.9 | 22851.2 | 1778.4 | 9550.3 | 0 | 2473.2 | 8258.9
2011 | 84 | Day84 | 18 | Hour18 | 3 | Spring | 2117 | #N/A | Spring | 428901.4 | 2024-03-25 18:00 | 425437.4 | 0 | 0 | 3464 | 428901.3 | 411242.4 | 346452.9 | 0.0334 | 0.0468 | 0.54 | 0.53 | 287.2 | 22.6 | 3.2 | 20.6 | 958.8 | 0.18 | 288.7 | 49.2 | 338 | 300.5 | 23.5 | 3.33 | 21.8 | 1008.1 | 0.19 | 302.1 | 51.9 | 354 | 314.7 | 16 | 2.18 | 28.4 | 1300.3 | 0.16 | 315.8 | 67.2 | 383 | 487.1 | 15.8 | 1.95 | 51.7 | 2326.2 | 0.23 | 488.1 | 121.1 | 609.2 | 31.58 | 0 | 0.27 | 31.84 | 33.13 | 0 | 0.28 | 33.41 | 428901.4 | 82448.4 | 2249.2 | 4255.8 | 0 | 8374.7 | 74205.2 | 0 | 557.6 | 6580 | 121272.4 | 0 | 585.8 | 3315.4 | 36672.2 | 88396.1 | 647.7 | 6478.3 | 0 | 45991.3 | 27397.6 | 1921.8 | 7798.6 | 158.7 | 4134.1 | 8258.9
2012 | 84 | Day84 | 19 | Hour19 | 3 | Spring | 2117 | #N/A | Spring | 432250.7 | 2024-03-25 19:00 | 428971.5 | 0 | 0 | 3279.2 | 432250.7 | 414623.2 | 377764.7 | 0.0334 | 0.0472 | 0.51 | 0.5 | 309.2 | 24 | 3.4 | 22.5 | 1030.5 | 0.2 | 310.9 | 53.3 | 364.1 | 324.5 | 25 | 3.55 | 23.8 | 1086 | 0.21 | 326.2 | 56.2 | 382.4 | 375.6 | 18.1 | 2.49 | 35.3 | 1543.4 | 0.22 | 376.8 | 81.3 | 458.2 | 647.4 | 13.9 | 1.67 | 77.1 | 3163.9 | 0.4 | 648.3 | 171.5 | 819.8 | 52.62 | 0 | 0.27 | 52.89 | 55.25 | 0 | 0.29 | 55.54 | 432250.7 | 54486 | 4522.2 | 4255.8 | 0 | 8374.7 | 78332.2 | 0 | 235.2 | 1973.5 | 127139.4 | 0 | 3014.5 | 3315.4 | 50220.8 | 88396.1 | 3026.1 | 7167.3 | 0 | 9121.6 | 41188.4 | 1967.2 | 4208.6 | 85.1 | 2895.9 | 8258.9
2013 | 84 | Day84 | 20 | Hour20 | 3 | Spring | 2117 | #N/A | Spring | 433921.8 | 2024-03-25 20:00 | 429529 | 0 | 0 | 4392.9 | 433921.9 | 415163.6 | 376152.4 | 0.0334 | 0.0472 | 0.53 | 0.53 | 292.8 | 23.2 | 3.29 | 20.7 | 972.3 | 0.18 | 294.4 | 49.8 | 344.2 | 307.5 | 24.3 | 3.43 | 22 | 1026 | 0.19 | 309.2 | 52.6 | 361.8 | 369.9 | 18.7 | 2.54 | 33.5 | 1532 | 0.19 | 371.1 | 79.2 | 450.3 | 588.5 | 33.4 | 4.56 | 49.5 | 2358.1 | 0.28 | 590.8 | 119.9 | 710.6 | 32.02 | 0 | 0.27 | 32.29 | 33.62 | 0 | 0.29 | 33.91 | 433921.8 | 57769.5 | 7006.4 | 4255.8 | 0 | 8374.7 | 77343.2 | 0 | 0 | 23.2 | 123768.2 | 0 | 188.3 | 3315.4 | 57119.4 | 88396.1 | 489 | 5895.8 | 0 | 9.8 | 56006.6 | 1729.9 | 623.1 | 0 | 1417.5 | 7784.1
2014 | 84 | Day84 | 21 | Hour21 | 3 | Spring | 2117 | #N/A | Spring | 422153.2 | 2024-03-25 21:00 | 417280.3 | 0 | 0 | 4872.9 | 422153.2 | 403470 | 356655 | 0.0331 | 0.0459 | 0.54 | 0.54 | 291.3 | 23.2 | 3.28 | 20.7 | 965.4 | 0.18 | 292.9 | 49.5 | 342.4 | 302.5 | 24 | 3.4 | 21.5 | 1003.6 | 0.19 | 304.2 | 51.5 | 355.6 | 371.8 | 20.3 | 2.76 | 31.9 | 1521.6 | 0.17 | 373.1 | 77.3 | 450.4 | 993.5 | 105.2 | 15.24 | 39.1 | 2442.1 | 0.5 | 1000.8 | 112 | 1112.8 | 29.01 | 0 | 0.28 | 29.29 | 30.42 | 0 | 0.29 | 30.71 | 422153.2 | 65498.2 | 2234.8 | 4255.8 | 0 | 8374.7 | 74934.2 | 0 | 0 | 0 | 119373.4 | 0 | 159.1 | 3315.4 | 53247.7 | 88396.1 | 491.4 | 1872.4 | 0 | 0 | 63884.8 | 1613.5 | 4.1 | 0 | 2435.3 | 7138.5
2015 | 84 | Day84 | 22 | Hour22 | 3 | Spring | 2117 | #N/A | Spring | 403771.1 | 2024-03-25 22:00 | 399039.6 | 0 | 0 | 4731.5 | 403771.1 | 386007.7 | 336864.4 | 0.0327 | 0.0441 | 0.56 | 0.56 | 270 | 21 | 2.96 | 19.9 | 911.6 | 0.18 | 271.4 | 47.1 | 318.5 | 280.4 | 21.7 | 3.07 | 20.7 | 948.2 | 0.18 | 281.9 | 49 | 330.9 | 412.7 | 24.5 | 3.35 | 33.6 | 1629.2 | 0.19 | 414.4 | 82.2 | 496.6 | 1000.4 | 114.5 | 16.66 | 31.7 | 2191.4 | 0.51 | 1008.4 | 97.1 | 1105.5 | 27.88 | 0 | 0.28 | 28.16 | 29.17 | 0 | 0.3 | 29.47 | 403771.1 | 66906.7 | 1762.7 | 4255.8 | 0 | 8374.7 | 64265.6 | 0 | 0 | 0 | 112049.2 | 0 | 159.1 | 3315.4 | 50429.7 | 88396.1 | 489 | 3366.9 | 0 | 0 | 65407.6 | 1499.1 | 0 | 432.6 | 3735.4 | 6925.7
2016 | 84 | Day84 | 23 | Hour23 | 3 | Spring | 2117 | #N/A | Spring | 381222 | 2024-03-25 23:00 | 376378.3 | 0 | 0 | 4843.7 | 381222 | 364277.5 | 314098.8 | 0.0321 | 0.0418 | 0.59 | 0.59 | 243.6 | 18.1 | 2.55 | 19 | 848.9 | 0.16 | 244.8 | 44.4 | 289.2 | 252.8 | 18.8 | 2.64 | 19.8 | 882.5 | 0.17 | 254.1 | 46.1 | 300.3 | 491.3 | 35.9 | 5.04 | 33.9 | 1725.8 | 0.23 | 493.8 | 85.4 | 579.2 | 852.8 | 83.3 | 12 | 39.9 | 2318.2 | 0.42 | 858.5 | 109.1 | 967.7 | 26.87 | 0 | 0.28 | 27.16 | 28.05 | 0 | 0.3 | 28.35 | 381222 | 67123.2 | 2340.1 | 4196.6 | 0 | 8374.7 | 51905.8 | 0 | 0 | 0 | 104198 | 0 | 159.1 | 3315.4 | 48818.3 | 88396.1 | 343.7 | 2051 | 0 | 0 | 65837.6 | 1285.5 | 0 | 691.3 | 3652.2 | 5942.6
2017 | 85 | Day85 | 0 | Hour0 | 3 | Spring | 85 | 447928.2 | Spring | 359786.8 | 2024-03-26 | 354846.9 | 0 | 0 | 4939.9 | 359786.8 | 343606.3 | 293042.2 | 0.0317 | 0.0395 | 0.61 | 0.6 | 232 | 17.1 | 2.41 | 18.5 | 813.8 | 0.16 | 233.2 | 42.8 | 276 | 240.3 | 17.7 | 2.49 | 19.2 | 844.2 | 0.17 | 241.5 | 44.4 | 285.9 | 465.7 | 32.1 | 4.48 | 33.9 | 1696.1 | 0.22 | 467.9 | 84.5 | 552.4 | 753.2 | 64.4 | 9.18 | 43.4 | 2347.7 | 0.36 | 757.6 | 113.5 | 871.1 | 26.07 | 0 | 0.28 | 26.36 | 27.15 | 0 | 0.3 | 27.45 | 359786.8 | 66744.7 | 1589.6 | 4196.6 | 0 | 7518 | 46210.6 | 0 | 0 | 0 | 95385.8 | 0 | 95.5 | 3315.4 | 45346.9 | 88396.1 | 250.6 | 737.1 | 0 | 0 | 65526.5 | 1218.1 | 0 | 0 | 2069.1 | 4705.4
2018 | 85 | Day85 | 1 | Hour1 | 3 | Spring | 2117 | #N/A | Spring | 343310.5 | 2024-03-26 01:00 | 338013.5 | 663 | 0 | 4634 | 343310.5 | 327428.7 | 277421.7 | 0.0313 | 0.0376 | 0.61 | 0.61 | 226.8 | 16.6 | 2.33 | 18.4 | 800.6 | 0.16 | 228 | 42.3 | 270.3 | 235 | 17.2 | 2.41 | 19.1 | 830.4 | 0.17 | 236.2 | 43.9 | 280.1 | 467.7 | 31.9 | 4.44 | 34.5 | 1716.3 | 0.22 | 469.9 | 85.7 | 555.6 | 456.8 | 20.4 | 2.68 | 43.3 | 2014.9 | 0.21 | 458.2 | 103.5 | 561.6 | 25.35 | 0 | 0.12 | 25.48 | 26.35 | 0 | 0.12 | 26.48 | 343310.5 | 65888.8 | 541.6 | 4196.6 | 0 | 5527 | 42611 | 0 | 0 | 0 | 90342.9 | 0 | 95.5 | 3315.4 | 40770.4 | 88396.1 | 250.6 | 1374.6 | 0 | 0 | 64866.3 | 1022.5 | 0 | 0 | 22.5 | 4400
2019 | 85 | Day85 | 2 | Hour2 | 3 | Spring | 2117 | #N/A | Spring | 335692.6 | 2024-03-26 02:00 | 326412.8 | 3627.6 | 1193.2 | 4459 | 335692.6 | 316270.5 | 272719.6 | 0.0311 | 0.0362 | 0.6 | 0.6 | 230.9 | 16.9 | 2.37 | 18.8 | 815.5 | 0.17 | 232.1 | 43.1 | 275.2 | 239.9 | 17.6 | 2.47 | 19.5 | 846.4 | 0.17 | 241.1 | 44.7 | 285.8 | 463.1 | 30.7 | 4.27 | 34.9 | 1726.2 | 0.22 | 465.2 | 86.4 | 551.7 | 474.5 | 21.7 | 2.86 | 44.5 | 2077.7 | 0.21 | 475.9 | 106.5 | 582.4 | 25.04 | 0 | 0.29 | 25.33 | 26 | 0 | 0.3 | 26.3 | 335692.6 | 62973 | 0 | 4196.6 | 0 | 5036.8 | 42382.6 | 0 | 0 | 0 | 90073 | 0 | 95.5 | 3315.4 | 37816.6 | 88396.1 | 250.6 | 1156.4 | 0 | 0 | 61987 | 985.9 | 0 | 0 | 0 | 4770.5
2020 | 85 | Day85 | 3 | Hour3 | 3 | Spring | 2117 | #N/A | Spring | 329145.1 | 2024-03-26 03:00 | 320290.7 | 3820.7 | 1159.3 | 3874.4 | 329145.1 | 310379.1 | 269975.4 | 0.0309 | 0.0355 | 0.6 | 0.59 | 235.8 | 17.3 | 2.42 | 19.1 | 832.3 | 0.17 | 237 | 44 | 281 | 245 | 18 | 2.52 | 19.8 | 863.4 | 0.17 | 246.2 | 45.6 | 291.8 | 472.8 | 32.2 | 4.49 | 34.9 | 1734.6 | 0.22 | 475 | 86.7 | 561.6 | 967.5 | 99.5 | 14.37 | 40.6 | 2486 | 0.47 | 974.4 | 114.8 | 1089.2 | 25.03 | 0 | 0.29 | 25.33 | 25.97 | 0 | 0.29 | 26.27 | 329145.1 | 59169.7 | 22.2 | 4196.6 | 0 | 4958.8 | 42445 | 0 | 0 | 0 | 90050.2 | 0 | 95.5 | 3315.4 | 35250.3 | 88396.1 | 250.6 | 994.7 | 0 | 0 | 58244.9 | 924.9 | 0 | 0 | 11.2 | 4770.5
2021 | 85 | Day85 | 4 | Hour4 | 3 | Spring | 2117 | #N/A | Spring | 324599.5 | 2024-03-26 04:00 | 318115.8 | 2216.5 | 294.3 | 3972.8 | 324599.5 | 308290.1 | 268998.9 | 0.0309 | 0.0352 | 0.59 | 0.59 | 241.1 | 17.7 | 2.49 | 19.5 | 848 | 0.17 | 242.3 | 44.8 | 287.1 | 249.8 | 18.4 | 2.59 | 20.1 | 877.9 | 0.18 | 251.1 | 46.3 | 297.4 | 479.7 | 32.6 | 4.54 | 35.4 | 1762.2 | 0.23 | 482 | 88 | 570 | 846.1 | 77.2 | 11.06 | 44.4 | 2483.4 | 0.41 | 851.4 | 118.5 | 969.9 | 25.24 | 0 | 0.29 | 25.53 | 26.17 | 0 | 0.29 | 26.46 | 324599.5 | 55600.5 | 0 | 4196.6 | 0 | 4817.5 | 43078.3 | 0 | 0 | 0 | 89997.5 | 0 | 95.5 | 3315.4 | 34189.3 | 88396.1 | 250.6 | 662.1 | 0 | 0 | 54676.5 | 924 | 0 | 0 | 0 | 4562
2022 | 85 | Day85 | 5 | Hour5 | 3 | Spring | 2117 | #N/A | Spring | 327470.6 | 2024-03-26 05:00 | 322521.2 | 802.1 | 195.3 | 3952 | 327470.6 | 312545.1 | 274892.7 | 0.0309 | 0.0356 | 0.58 | 0.58 | 249.6 | 18.5 | 2.6 | 19.9 | 873.4 | 0.18 | 250.9 | 46 | 296.8 | 258.3 | 19.1 | 2.69 | 20.6 | 904.2 | 0.18 | 259.6 | 47.6 | 307.2 | 483.2 | 32.8 | 4.57 | 35.6 | 1775.5 | 0.23 | 485.4 | 88.6 | 574 | 556.7 | 33.5 | 4.6 | 44.9 | 2182.5 | 0.26 | 559 | 110 | 669 | 25.78 | 0 | 0.14 | 25.93 | 26.74 | 0 | 0.14 | 26.88 | 327470.6 | 52577.9 | 507.7 | 4196.6 | 0 | 5408.1 | 45515.4 | 0 | 0 | 15 | 92811.2 | 0 | 95.5 | 3315.4 | 34182.9 | 88396.1 | 250.6 | 213.3 | 0 | 58.6 | 51327.7 | 1176.5 | 0 | 0 | 0 | 4769.6
2023 | 85 | Day85 | 6 | Hour6 | 3 | Spring | 2117 | #N/A | Spring | 337104.6 | 2024-03-26 06:00 | 333138.5 | 96.3 | 211 | 3658.9 | 337104.7 | 322781.6 | 282150.1 | 0.0311 | 0.0368 | 0.57 | 0.57 | 251.6 | 18.7 | 2.64 | 19.9 | 877.4 | 0.17 | 252.9 | 46.1 | 298.9 | 260.3 | 19.4 | 2.72 | 20.6 | 908.3 | 0.18 | 261.6 | 47.7 | 309.3 | 442.1 | 30.6 | 4.28 | 32 | 1605 | 0.21 | 444.2 | 79.9 | 524 | 980.6 | 106.1 | 15.37 | 36.4 | 2355.2 | 0.48 | 988 | 106.8 | 1094.8 | 26.14 | 0 | 0.27 | 26.42 | 27.15 | 0 | 0.29 | 27.43 | 337104.6 | 54954.5 | 1800.2 | 4196.6 | 0 | 5982.8 | 47480.6 | 0 | 0 | 1056.6 | 95500.4 | 0 | 95.5 | 3315.4 | 34918.7 | 88396.1 | 250.6 | 213.3 | 0 | 4556 | 48282.2 | 1059.8 | 94.2 | 0 | 0.4 | 5212.8
2024 | 85 | Day85 | 7 | Hour7 | 3 | Spring | 2117 | #N/A | Spring | 349678.2 | 2024-03-26 07:00 | 346448.7 | 261.7 | 106.7 | 2861 | 349678.1 | 335587.9 | 278481.4 | 0.0313 | 0.0383 | 0.6 | 0.6 | 232.5 | 17.1 | 2.4 | 18.7 | 818.1 | 0.16 | 233.7 | 43.1 | 276.8 | 240.8 | 17.7 | 2.48 | 19.4 | 847.9 | 0.17 | 242 | 44.7 | 286.7 | 188.8 | 9.9 | 1.33 | 16.6 | 786.9 | 0.09 | 189.5 | 40.1 | 229.5 | 506.1 | 24.5 | 3.27 | 46.2 | 2171.3 | 0.23 | 507.8 | 111 | 618.7 | 25.7 | 0 | 0.21 | 25.92 | 26.73 | 0 | 0.22 | 26.95 | 349678.2 | 71196.8 | 2018.8 | 4196.6 | 0 | 5571.9 | 44747.2 | 0 | 0 | 2765.6 | 93711.1 | 0 | 95.5 | 3315.4 | 34659.5 | 88396.1 | 250.6 | 1518.5 | 0 | 23659.2 | 43610.6 | 1161.4 | 918.7 | 0 | 117.1 | 5520.1
2025 | 85 | Day85 | 8 | Hour8 | 3 | Spring | 2117 | #N/A | Spring | 370884.7 | 2024-03-26 08:00 | 363837.2 | 2053.1 | 1711.5 | 3283 | 370884.7 | 352290.2 | 273189.7 | 0.0317 | 0.0402 | 0.64 | 0.63 | 214.5 | 15.9 | 2.23 | 17.2 | 751.7 | 0.15 | 215.6 | 39.6 | 255.2 | 223.1 | 16.5 | 2.32 | 17.9 | 782.2 | 0.16 | 224.2 | 41.2 | 265.4 | 121.7 | 4.4 | 0.55 | 12.5 | 569.5 | 0.06 | 121.9 | 29.5 | 151.5 | 519.1 | 29.8 | 4.07 | 43.1 | 2079.6 | 0.24 | 521.2 | 105.2 | 626.3 | 23.35 | 0 | 0.21 | 23.56 | 24.45 | 0 | 0.22 | 24.67 | 370884.7 | 97695 | 2679.5 | 4196.6 | 0 | 6510.2 | 44071.5 | 0 | 11.3 | 5416.1 | 90639.8 | 0 | 95.5 | 3315.4 | 34362 | 87033.9 | 250.6 | 34.7 | 0 | 59369.9 | 31400.1 | 1497.6 | 1922.5 | 0 | 278.2 | 7087.7
2026 | 85 | Day85 | 9 | Hour9 | 3 | Spring | 2117 | #N/A | Spring | 385900.6 | 2024-03-26 09:00 | 381143.7 | 1460 | 554.1 | 2743 | 385900.7 | 368883.5 | 265641 | 0.0322 | 0.0421 | 0.65 | 0.65 | 201.4 | 14.7 | 2.07 | 16.3 | 711.6 | 0.14 | 202.4 | 37.6 | 240 | 208.8 | 15.3 | 2.14 | 16.9 | 737.6 | 0.15 | 209.8 | 39 | 248.8 | 91.6 | 3.6 | 0.46 | 9.2 | 420.4 | 0.04 | 91.8 | 21.7 | 113.6 | 647 | 54.3 | 7.72 | 38.2 | 2049.5 | 0.31 | 650.8 | 99.4 | 750.1 | 23.33 | 0 | 0.27 | 23.6 | 24.45 | 0 | 0.29 | 24.74 | 385900.6 | 120259.6 | 0 | 4196.6 | 0 | 8069.9 | 42531.3 | 0 | 298.5 | 10736 | 90547.8 | 0 | 95.5 | 3315.4 | 29600 | 87033.9 | 250.6 | 0 | 0 | 87798.6 | 19722.1 | 1704.4 | 4593.6 | 0 | 19.6 | 7883.8
2027 | 85 | Day85 | 10 | Hour10 | 3 | Spring | 2117 | #N/A | Spring | 397292.2 | 2024-03-26 10:00 | 392667.1 | 864.5 | 230.7 | 3529.9 | 397292.2 | 379908.5 | 260279.5 | 0.0325 | 0.0434 | 0.67 | 0.67 | 191.6 | 14 | 1.97 | 15.6 | 675.7 | 0.14 | 192.6 | 35.7 | 228.3 | 198.7 | 14.6 | 2.05 | 16.1 | 700.8 | 0.14 | 199.7 | 37.1 | 236.8 | 70.9 | 2.7 | 0.35 | 7.2 | 326.4 | 0.03 | 71.1 | 16.9 | 88 | 633.6 | 50.9 | 7.21 | 39.5 | 2080.3 | 0.3 | 637.1 | 101.6 | 738.7 | 23.21 | 0 | 0.28 | 23.49 | 24.35 | 0 | 0.29 | 24.64 | 397292.2 | 137012.7 | 0 | 4196.6 | 0 | 8372.5 | 41830.6 | 0 | 568.6 | 12825.2 | 88181.3 | 0 | 95.5 | 3315.4 | 27003 | 87033.9 | 250.6 | 0 | 0 | 104346.5 | 17153.5 | 2119 | 8838.4 | 0 | 467.8 | 8254.3
2028 | 85 | Day85 | 11 | Hour11 | 3 | Spring | 2117 | #N/A | Spring | 409728 | 2024-03-26 11:00 | 402723 | 1204.3 | 1557.3 | 4243.4 | 409728 | 389522.1 | 259139.7 | 0.0328 | 0.0445 | 0.68 | 0.68 | 186.8 | 13.8 | 1.94 | 15.1 | 655.8 | 0.13 | 187.7 | 34.6 | 222.4 | 194.7 | 14.4 | 2.02 | 15.7 | 683.4 | 0.14 | 195.6 | 36.1 | 231.8 | 69.7 | 2.4 | 0.3 | 7.3 | 330.7 | 0.03 | 69.8 | 17.2 | 87 | 542.1 | 35.8 | 4.97 | 40.9 | 2025.7 | 0.25 | 544.6 | 101.3 | 645.9 | 23 | 0 | 0.28 | 23.28 | 24.17 | 0 | 0.29 | 24.46 | 409728 | 150588.3 | 166.3 | 4196.6 | 0 | 8370.1 | 42395.7 | 0 | 762.1 | 14036.6 | 87600.5 | 0 | 95.5 | 3315.4 | 25715.1 | 87033.9 | 250.6 | 0 | 0 | 114533.6 | 19024.9 | 2231.1 | 10872.9 | 51.2 | 717.1 | 7679.9
2029 | 85 | Day85 | 12 | Hour12 | 3 | Spring | 2117 | #N/A | Spring | 418236.8 | 2024-03-26 12:00 | 409807.4 | 2360.4 | 1557.3 | 4511.7 | 418236.9 | 396294.4 | 263052.5 | 0.033 | 0.0453 | 0.68 | 0.68 | 186.7 | 13.8 | 1.94 | 15 | 654.1 | 0.13 | 187.7 | 34.5 | 222.2 | 195.3 | 14.5 | 2.03 | 15.7 | 683.7 | 0.14 | 196.2 | 36.1 | 232.3 | 71.9 | 2.4 | 0.29 | 7.6 | 344.1 | 0.03 | 72 | 17.9 | 89.9 | 415 | 14.3 | 1.78 | 44 | 1967.3 | 0.2 | 415.9 | 102.7 | 518.6 | 23.79 | 0 | 0.28 | 24.07 | 25 | 0 | 0.29 | 25.29 | 418236.8 | 155184.3 | 68.1 | 4196.6 | 0 | 8370.1 | 43457.6 | 0 | 807.3 | 14364.8 | 88845.4 | 0 | 95.5 | 3315.4 | 26319.2 | 88133.8 | 250.6 | 0 | 0 | 115302.2 | 22299.6 | 2410.4 | 12027.4 | 0 | 564.1 | 8050.4
2030 | 85 | Day85 | 13 | Hour13 | 3 | Spring | 2117 | #N/A | Spring | 424317 | 2024-03-26 13:00 | 414268 | 3968.3 | 1553.2 | 4527.5 | 424316.9 | 400556 | 261542.8 | 0.0331 | 0.0458 | 0.69 | 0.68 | 181.9 | 13.3 | 1.87 | 14.8 | 641.8 | 0.13 | 182.8 | 33.9 | 216.7 | 190.8 | 14 | 1.96 | 15.5 | 672.9 | 0.14 | 191.7 | 35.6 | 227.3 | 74.8 | 2.5 | 0.31 | 7.9 | 357.1 | 0.03 | 74.9 | 18.5 | 93.5 | 777.6 | 79.9 | 11.54 | 32.7 | 2000.4 | 0.38 | 783.2 | 92.4 | 875.6 | 25.02 | 0 | 0.28 | 25.3 | 26.32 | 0 | 0.29 | 26.61 | 424317 | 162774.2 | 94.3 | 4196.6 | 0 | 7967.1 | 42364.7 | 0 | 849.2 | 15508.9 | 89525.8 | 0 | 95.5 | 3315.4 | 25336.6 | 88396.1 | 250.6 | 0 | 0 | 116791.9 | 26953.9 | 2670.2 | 11880 | 0 | 174.5 | 8196.9
2031 | 85 | Day85 | 14 | Hour14 | 3 | Spring | 2117 | #N/A | Spring | 426506.3 | 2024-03-26 14:00 | 417064.8 | 3265.7 | 1553.2 | 4622.6 | 426506.3 | 403221.4 | 261175.5 | 0.0332 | 0.0461 | 0.69 | 0.69 | 179.7 | 13.1 | 1.84 | 14.7 | 636.9 | 0.13 | 180.6 | 33.7 | 214.3 | 188.2 | 13.7 | 1.92 | 15.4 | 666.7 | 0.13 | 189.1 | 35.3 | 224.4 | 78.9 | 2.6 | 0.32 | 8.3 | 377.3 | 0.04 | 79 | 19.6 | 98.6 | 857.2 | 87.6 | 12.65 | 36.4 | 2218.9 | 0.42 | 863.2 | 102.7 | 965.9 | 24.99 | 0 | 0.28 | 25.26 | 26.28 | 0 | 0.29 | 26.57 | 426506.3 | 165330.8 | 0 | 4196.6 | 0 | 7715.3 | 41746.3 | 0 | 862.8 | 15467 | 89990 | 0 | 95.5 | 3315.4 | 25469.7 | 88396.1 | 250.6 | 0 | 0 | 115006.6 | 30991.4 | 3003 | 12356.7 | 0 | 154.2 | 8258.9
2032 | 85 | Day85 | 15 | Hour15 | 3 | Spring | 2117 | #N/A | Spring | 429759.7 | 2024-03-26 15:00 | 420163.3 | 3325.5 | 1553.2 | 4717.7 | 429759.7 | 406173.8 | 262566.1 | 0.0333 | 0.0464 | 0.69 | 0.69 | 179.6 | 13 | 1.83 | 14.7 | 637.8 | 0.13 | 180.5 | 33.8 | 214.2 | 188 | 13.6 | 1.91 | 15.4 | 667.6 | 0.13 | 188.9 | 35.3 | 224.2 | 81.3 | 2.7 | 0.34 | 8.5 | 387.1 | 0.04 | 81.5 | 20.1 | 101.6 | 711.4 | 63.6 | 9.1 | 38.5 | 2129.4 | 0.34 | 715.8 | 102 | 817.8 | 25.1 | 0 | 0.27 | 25.37 | 26.41 | 0 | 0.28 | 26.69 | 429759.7 | 167193.6 | 139.3 | 4196.6 | 0 | 7855.1 | 41819.5 | 0 | 835.8 | 15450.6 | 91137.8 | 0 | 114.9 | 3315.4 | 25340.7 | 88396.1 | 250.6 | 0 | 0 | 114257.1 | 33807 | 2843.1 | 11572.8 | 0 | 412.7 | 8220.6
2033 | 85 | Day85 | 16 | Hour16 | 3 | Spring | 2117 | #N/A | Spring | 434284.4 | 2024-03-26 16:00 | 423817.5 | 3963.1 | 1553.2 | 4950.6 | 434284.4 | 409661.7 | 274944.4 | 0.0334 | 0.0468 | 0.67 | 0.66 | 196.6 | 14.5 | 2.04 | 15.7 | 688.9 | 0.14 | 197.6 | 36.2 | 233.9 | 206.1 | 15.2 | 2.14 | 16.4 | 722.1 | 0.14 | 207.2 | 38 | 245.1 | 82.2 | 3 | 0.39 | 8.4 | 382.4 | 0.04 | 82.4 | 19.8 | 102.2 | 964.6 | 104.2 | 15.11 | 36.1 | 2308.7 | 0.48 | 971.8 | 105.1 | 1076.9 | 25.66 | 0 | 0.27 | 25.93 | 27.03 | 0 | 0.28 | 27.32 | 434284.4 | 159340 | 0 | 4245.5 | 0 | 7895.3 | 47244.2 | 0 | 841.1 | 13920.5 | 97142 | 0 | 159.1 | 3315.4 | 26060 | 88396.1 | 486.2 | 0.6 | 0 | 104119.3 | 37820.8 | 2638.3 | 11246.5 | 0 | 272.7 | 7657.5
2034 | 85 | Day85 | 17 | Hour17 | 3 | Spring | 2117 | #N/A | Spring | 436143.2 | 2024-03-26 17:00 | 426762.4 | 2272.3 | 1553.2 | 5555.3 | 436143.2 | 412478.2 | 303338.2 | 0.0335 | 0.0471 | 0.61 | 0.6 | 239.4 | 18.4 | 2.6 | 17.9 | 813.2 | 0.16 | 240.6 | 42.2 | 282.8 | 250.2 | 19.2 | 2.72 | 18.7 | 850 | 0.17 | 251.5 | 44.1 | 295.6 | 157.6 | 7.3 | 0.97 | 14.7 | 685.6 | 0.07 | 158 | 35.1 | 193.2 | 995.9 | 108.7 | 15.77 | 36.3 | 2347.8 | 0.5 | 1003.4 | 106.4 | 1109.8 | 27.09 | 0 | 0.27 | 27.36 | 28.53 | 0 | 0.28 | 28.81 | 436143.2 | 132805 | 71 | 4245.5 | 0 | 8127.7 | 61089.1 | 0 | 845.8 | 10412.4 | 109058.6 | 0 | 159.1 | 3315.4 | 28248.9 | 88396.1 | 622.8 | 4.1 | 0 | 76566.9 | 42556.9 | 2422.9 | 8847.1 | 0 | 1125.6 | 7906.3
2035 | 85 | Day85 | 18 | Hour18 | 3 | Spring | 2117 | #N/A | Spring | 434360.2 | 2024-03-26 18:00 | 430012.4 | 0 | 0 | 4347.8 | 434360.2 | 415586.8 | 334307.4 | 0.0335 | 0.0474 | 0.57 | 0.57 | 264 | 20.5 | 2.89 | 19.4 | 892 | 0.17 | 265.4 | 46 | 311.5 | 276.9 | 21.3 | 3.01 | 20.5 | 939.6 | 0.18 | 278.4 | 48.6 | 326.9 | 321.1 | 16.7 | 2.28 | 28.7 | 1312.4 | 0.17 | 322.2 | 67.8 | 390 | 678.6 | 51.1 | 7.22 | 45.6 | 2320.1 | 0.33 | 682 | 114.8 | 796.8 | 31.16 | 0 | 0.25 | 31.42 | 32.73 | 0 | 0.27 | 32.99 | 434360.2 | 100052.7 | 3509.1 | 4245.5 | 0 | 8374.7 | 68104.4 | 0 | 725.5 | 2378.9 | 115735.5 | 0 | 1457.4 | 3315.4 | 35650.3 | 88396.1 | 640.6 | 4878.4 | 0 | 40556.4 | 54223 | 2168.9 | 6648.4 | 367.8 | 3336.7 | 7888.4
2036 | 85 | Day85 | 19 | Hour19 | 3 | Spring | 2117 | #N/A | Spring | 442717.6 | 2024-03-26 19:00 | 438313.6 | 0 | 0 | 4404 | 442717.5 | 423511.7 | 357132.9 | 0.0338 | 0.0482 | 0.56 | 0.55 | 275.6 | 21.4 | 3.03 | 20.1 | 923.4 | 0.18 | 277 | 47.7 | 324.7 | 289.6 | 22.3 | 3.16 | 21.4 | 975.4 | 0.19 | 291.1 | 50.5 | 341.6 | 359.4 | 17.8 | 2.42 | 33 | 1493.3 | 0.19 | 360.6 | 77.5 | 438.1 | 743.4 | 56.1 | 7.91 | 49.9 | 2538 | 0.36 | 747.2 | 125.6 | 872.8 | 32.65 | 0 | 0.14 | 32.79 | 34.32 | 0 | 0.15 | 34.47 | 442717.6 | 85584.7 | 4364.2 | 4245.5 | 0 | 8374.7 | 72305.9 | 0 | 245.4 | 588.9 | 118720.3 | 0 | 2592.7 | 3315.4 | 46310.5 | 88396.1 | 1746.2 | 6761.4 | 0 | 8610.7 | 74094 | 2045.8 | 880.4 | 602.4 | 937.4 | 8258.9
2037 | 85 | Day85 | 20 | Hour20 | 3 | Spring | 2117 | #N/A | Spring | 447928.2 | 2024-03-26 20:00 | 442192.2 | 0 | 0 | 5736 | 447928.2 | 427205.9 | 354232.4 | 0.0339 | 0.0486 | 0.57 | 0.57 | 266.1 | 20.9 | 2.95 | 19.2 | 890.9 | 0.17 | 267.6 | 45.8 | 313.4 | 279 | 21.7 | 3.07 | 20.3 | 938.6 | 0.18 | 280.4 | 48.4 | 328.8 | 349.6 | 18.6 | 2.52 | 30.4 | 1445.7 | 0.16 | 350.9 | 73.6 | 424.4 | 631.2 | 42.5 | 5.93 | 47 | 2318 | 0.3 | 634.1 | 116.2 | 750.3 | 30.81 | 0 | 0.27 | 31.08 | 32.4 | 0 | 0.29 | 32.69 | 447928.2 | 93695.8 | 4901.5 | 4245.5 | 0 | 8374.7 | 71860.2 | 0 | 0 | 40.1 | 118048.4 | 0 | 928.7 | 3315.4 | 48595.6 | 88396.1 | 636 | 4930.3 | 0 | 11.6 | 91792.6 | 1851.6 | 156.8 | 11.8 | 2076 | 7010.2
2038 | 85 | Day85 | 21 | Hour21 | 3 | Spring | 2117 | #N/A | Spring | 432921.8 | 2024-03-26 21:00 | 427113.2 | 0 | 0 | 5808.6 | 432921.8 | 412825.7 | 330029.7 | 0.0334 | 0.0471 | 0.6 | 0.59 | 244.4 | 18.6 | 2.62 | 18.4 | 837.5 | 0.16 | 245.7 | 43.4 | 289.1 | 254.2 | 19.3 | 2.72 | 19.2 | 872.1 | 0.17 | 255.5 | 45.3 | 300.7 | 396.9 | 24.7 | 3.4 | 31.3 | 1530.6 | 0.18 | 398.5 | 77 | 475.5 | 854.8 | 82.1 | 11.81 | 41.3 | 2367 | 0.42 | 860.4 | 112 | 972.4 | 28.04 | 0 | 0.14 | 28.18 | 29.44 | 0 | 0.15 | 29.59 | 432921.8 | 102892 | 2815.3 | 4245.5 | 0 | 7418.6 | 60902.3 | 0 | 0 | 0 | 113268.4 | 0 | 159.1 | 3315.4 | 47362.3 | 88396.1 | 622.8 | 1523.9 | 0 | 0 | 101145.6 | 1746.5 | 5.6 | 0 | 2351.6 | 5539.4
2039 | 85 | Day85 | 22 | Hour22 | 3 | Spring | 2117 | #N/A | Spring | 410818.9 | 2024-03-26 22:00 | 404899.4 | 0 | 0 | 5919.5 | 410818.9 | 391582.9 | 302806.8 | 0.0329 | 0.0449 | 0.64 | 0.64 | 205.9 | 14.5 | 2.04 | 17 | 740.8 | 0.14 | 206.9 | 39.1 | 246 | 214.1 | 15.1 | 2.11 | 17.7 | 771.8 | 0.15 | 215.1 | 40.8 | 255.9 | 423.9 | 28 | 3.89 | 32 | 1582.2 | 0.2 | 425.8 | 79.2 | 504.9 | 628.9 | 51.3 | 7.29 | 39.1 | 2028 | 0.32 | 632.4 | 99.6 | 732 | 25.59 | 0 | 0.12 | 25.72 | 26.83 | 0 | 0.13 | 26.96 | 410818.9 | 108012.1 | 3135.1 | 4237.8 | 0 | 7308.9 | 44127.5 | 0 | 0 | 0 | 103230.7 | 0 | 159.1 | 3315.4 | 47134.5 | 87986.2 | 614.2 | 1557.3 | 0 | 0 | 106349.6 | 1662.4 | 0 | 51.1 | 3651.3 | 4771.6
2040 | 85 | Day85 | 23 | Hour23 | 3 | Spring | 2117 | #N/A | Spring | 385089.7 | 2024-03-26 23:00 | 378915.8 | 0 | 153.6 | 6020.4 | 385089.7 | 366680 | 277153.6 | 0.0323 | 0.0422 | 0.67 | 0.67 | 186.6 | 13.1 | 1.83 | 15.8 | 676 | 0.14 | 187.4 | 36 | 223.5 | 194 | 13.5 | 1.9 | 16.5 | 704.5 | 0.14 | 194.9 | 37.6 | 232.5 | 416.1 | 26.2 | 3.62 | 32.5 | 1593.8 | 0.19 | 417.9 | 80.1 | 498 | 572.6 | 41.9 | 5.89 | 39.6 | 1997.1 | 0.28 | 575.5 | 99.2 | 674.7 | 23.7 | 0 | 0.11 | 23.82 | 24.81 | 0 | 0.12 | 24.93 | 385089.7 | 107936.2 | 3372.1 | 4126.3 | 0 | 6125.1 | 37073.6 | 0 | 0 | 0 | 89082.6 | 0 | 159.1 | 3315.4 | 44875.2 | 87397.2 | 408.3 | 1218.7 | 0 | 0 | 106365.4 | 1570.7 | 0 | 659.7 | 3464.7 | 4191.5
2041 | 86 | Day86 | 0 | Hour0 | 3 | Spring | 47 | 493212.2 | Spring | 362800.4 | 2024-03-27 | 355094.1 | 128.1 | 1750 | 5828.2 | 362800.4 | 343824.5 | 255862.6 | 0.0317 | 0.0396 | 0.69 | 0.69 | 174.9 | 12.3 | 1.72 | 15.1 | 633.5 | 0.13 | 175.7 | 34 | 209.7 | 181.4 | 12.7 | 1.78 | 15.7 | 659 | 0.14 | 182.3 | 35.4 | 217.7 | 413.5 | 25.4 | 3.5 | 33 | 1604 | 0.19 | 415.2 | 80.9 | 496.1 | 579.9 | 49.8 | 7.1 | 34.2 | 1792.7 | 0.3 | 583.3 | 87.7 | 671.1 | 21.32 | 0 | 0.11 | 21.43 | 22.25 | 0 | 0.12 | 22.37 | 362800.4 | 106937.7 | 464.6 | 4110.2 | 0 | 4760.4 | 32913.4 | 0 | 0 | 0 | 78396.8 | 0 | 159.1 | 3315.4 | 43008.2 | 86574.5 | 238.5 | 1921.4 | 0 | 0 | 105385 | 1552.7 | 0 | 0 | 1995 | 4191.5
2042 | 86 | Day86 | 1 | Hour1 | 3 | Spring | 2117 | #N/A | Spring | 352094.3 | 2024-03-27 01:00 | 338860.2 | 2882.5 | 4712.9 | 5638.6 | 352094.3 | 328238 | 245989.9 | 0.0313 | 0.0377 | 0.69 | 0.69 | 174.1 | 12.2 | 1.7 | 15.1 | 634.1 | 0.13 | 175 | 34.1 | 209.1 | 181.2 | 12.7 | 1.77 | 15.7 | 659.5 | 0.14 | 182 | 35.4 | 217.4 | 371.2 | 19.9 | 2.68 | 32.5 | 1534.9 | 0.18 | 372.6 | 78.3 | 450.9 | 521.4 | 40.3 | 5.7 | 34.1 | 1750.6 | 0.25 | 524.2 | 86.4 | 610.5 | 20.48 | 0 | 0.13 | 20.6 | 21.33 | 0 | 0.12 | 21.45 | 352094.3 | 106104.5 | 382.4 | 4110.2 | 0 | 4760.4 | 31552.3 | 0 | 0 | 0 | 76645.6 | 0 | 159.1 | 3315.4 | 37746.3 | 86034.9 | 144.9 | 1138.2 | 0 | 0 | 104558.6 | 1545.9 | 0 | 0 | 64.8 | 4562
2043 | 86 | Day86 | 2 | Hour2 | 3 | Spring | 2117 | #N/A | Spring | 346229.1 | 2024-03-27 02:00 | 330439.7 | 2564.9 | 7881.8 | 5342.7 | 346229.1 | 320150.4 | 240922.7 | 0.0311 | 0.0367 | 0.69 | 0.68 | 176.8 | 12.4 | 1.73 | 15.4 | 643.5 | 0.14 | 177.6 | 34.6 | 212.2 | 184.1 | 12.9 | 1.8 | 16 | 670 | 0.14 | 185 | 36 | 220.9 | 365.3 | 18.9 | 2.55 | 32.5 | 1528.9 | 0.17 | 366.5 | 78.1 | 444.6 | 457.1 | 32.5 | 4.55 | 33.1 | 1636 | 0.23 | 459.3 | 81.9 | 541.1 | 19.56 | 0 | 0.29 | 19.85 | 20.38 | 0 | 0.3 | 20.68 | 346229.1 | 105306.4 | 182 | 4110.2 | 0 | 4760.4 | 31537.1 | 0 | 0 | 0 | 76487.2 | 0 | 140.3 | 3315.4 | 33329.1 | 85859.8 | 116.9 | 1084.2 | 0 | 0 | 103790 | 1516.4 | 0 | 0 | 358.1 | 4562
2044 | 86 | Day86 | 3 | Hour3 | 3 | Spring | 2117 | #N/A | Spring | 342782 | 2024-03-27 03:00 | 328378.8 | 2822.3 | 6347.8 | 5233.1 | 342781.9 | 318183 | 237576.6 | 0.031 | 0.0363 | 0.68 | 0.68 | 179 | 12.5 | 1.75 | 15.6 | 652.3 | 0.14 | 179.8 | 35 | 214.9 | 186 | 13 | 1.82 | 16.2 | 677.7 | 0.14 | 186.9 | 36.4 | 223.3 | 376.6 | 20.5 | 2.78 | 32.6 | 1544.8 | 0.18 | 377.9 | 78.7 | 456.6 | 452 | 31.8 | 4.45 | 32.9 | 1627.7 | 0.23 | 454.2 | 81.5 | 535.7 | 19.5 | 0 | 0.29 | 19.8 | 20.33 | 0 | 0.29 | 20.63 | 342782 | 105205.3 | 372.4 | 4110.2 | 0 | 4760.4 | 31528.6 | 0 | 0 | 0 | 76961 | 0 | 110 | 3315.4 | 30420.3 | 85846.7 | 116.9 | 34.7 | 0 | 0 | 103541.9 | 1663.4 | 0 | 0 | 7.8 | 4400
2045 | 86 | Day86 | 4 | Hour4 | 3 | Spring | 2117 | #N/A | Spring | 346402 | 2024-03-27 04:00 | 338981.8 | 478.5 | 1408.5 | 5533.2 | 346402 | 328400.2 | 240438.5 | 0.0312 | 0.0375 | 0.67 | 0.67 | 182 | 12.5 | 1.75 | 15.9 | 668.7 | 0.14 | 182.8 | 35.9 | 218.7 | 188.9 | 13 | 1.81 | 16.6 | 694.9 | 0.14 | 189.8 | 37.3 | 227.1 | 415.7 | 26.6 | 3.68 | 32.4 | 1580.3 | 0.2 | 417.5 | 79.5 | 497 | 545.2 | 39.1 | 5.48 | 38.3 | 1938.8 | 0.26 | 547.9 | 96.1 | 644 | 20.68 | 0 | 0.22 | 20.9 | 21.59 | 0 | 0.22 | 21.81 | 346402 | 105963.4 | 399.1 | 4110.2 | 0 | 4760.4 | 31778.4 | 0 | 0 | 0 | 80815.7 | 0 | 120.9 | 3315.4 | 28951.9 | 86034.9 | 116.9 | 34.7 | 0 | 0 | 103806.3 | 2157.1 | 0 | 0 | 250.7 | 4562
2046 | 86 | Day86 | 5 | Hour5 | 3 | Spring | 2117 | #N/A | Spring | 368171.3 | 2024-03-27 05:00 | 362188 | 0.4 | 157.7 | 5825.1 | 368171.3 | 350706.3 | 258465.1 | 0.0317 | 0.04 | 0.65 | 0.65 | 197.1 | 13.6 | 1.9 | 16.9 | 722.8 | 0.14 | 198 | 38.5 | 236.5 | 204.2 | 14 | 1.96 | 17.5 | 749.8 | 0.15 | 205.2 | 39.9 | 245.1 | 447.4 | 31.4 | 4.4 | 32.1 | 1611.1 | 0.21 | 449.6 | 80.2 | 529.8 | 655.2 | 60.8 | 8.73 | 34.3 | 1881.5 | 0.34 | 659.4 | 90.5 | 749.9 | 22.62 | 0 | 0.27 | 22.89 | 23.64 | 0 | 0.28 | 23.92 | 368171.3 | 109706.2 | 265.5 | 4110.2 | 0 | 5138.1 | 36674.3 | 0 | 0 | 107.5 | 92883 | 0 | 159.1 | 3315.4 | 28256.3 | 87153.2 | 166 | 343.9 | 0 | 254.3 | 106646.4 | 2698 | 0 | 0 | 0 | 4400
2047 | 86 | Day86 | 6 | Hour6 | 3 | Spring | 2117 | #N/A | Spring | 401127.6 | 2024-03-27 06:00 | 395178.2 | 55.7 | 104.5 | 5789.2 | 401127.6 | 382316.8 | 269102.8 | 0.0325 | 0.0437 | 0.66 | 0.66 | 190.9 | 13.4 | 1.87 | 16 | 693.7 | 0.14 | 191.8 | 36.7 | 228.6 | 198 | 13.9 | 1.94 | 16.7 | 720.4 | 0.14 | 199 | 38.2 | 237.1 | 368.3 | 25.1 | 3.5 | 27.1 | 1350.8 | 0.17 | 370 | 67.4 | 437.4 | 620.8 | 46.4 | 6.52 | 41.9 | 2148.4 | 0.29 | 624 | 106 | 730 | 24.96 | 0 | 0.22 | 25.18 | 26.14 | 0 | 0.23 | 26.38 | 401127.6 | 132024.8 | 1402.6 | 4153.8 | 0 | 6429.3 | 39562.3 | 0 | 0 | 3859.7 | 96197 | 0 | 51.6 | 3315.4 | 29895 | 88061 | 0 | 34.7 | 0 | 16284.8 | 109013.1 | 2867.2 | 731 | 0 | 358.1 | 5717.8
2048 | 86 | Day86 | 7 | Hour7 | 3 | Spring | 2117 | #N/A | Spring | 426472.7 | 2024-03-27 07:00 | 416336.9 | 164.7 | 4826.2 | 5144.9 | 426472.7 | 402530.7 | 256757.1 | 0.0332 | 0.046 | 0.72 | 0.71 | 159.8 | 11.1 | 1.55 | 13.7 | 583.5 | 0.12 | 160.5 | 31.1 | 191.7 | 166.7 | 11.6 | 1.62 | 14.3 | 608.3 | 0.12 | 167.5 | 32.5 | 199.9 | 131 | 5.9 | 0.78 | 12.3 | 575 | 0.06 | 131.4 | 29.5 | 160.9 | 479.5 | 27.5 | 3.75 | 40.1 | 1924 | 0.22 | 481.3 | 97.5 | 578.8 | 23.58 | 0 | 0.16 | 23.74 | 24.74 | 0 | 0.17 | 24.91 | 426472.7 | 169715.6 | 2250.8 | 4169.9 | 0 | 4763.7 | 34935.2 | 0 | 0 | 7944.6 | 86405.7 | 0 | 51.6 | 3315.4 | 32742.6 | 87943.7 | 0 | 178.6 | 0 | 51134.9 | 107641.1 | 2995 | 3302.4 | 0 | 108.3 | 5944.9
2049 | 86 | Day86 | 8 | Hour8 | 3 | Spring | 2117 | #N/A | Spring | 446444 | 2024-03-27 08:00 | 430139.1 | 1882.5 | 9258.4 | 5164.1 | 446444 | 415690.3 | 249659.6 | 0.0336 | 0.0475 | 0.74 | 0.74 | 146 | 10.4 | 1.46 | 12.4 | 525 | 0.11 | 146.7 | 28.1 | 174.7 | 152.9 | 11 | 1.54 | 12.9 | 548.9 | 0.11 | 153.7 | 29.3 | 183 | 104.4 | 4.2 | 0.55 | 10.3 | 474.2 | 0.05 | 104.7 | 24.4 | 129.1 | 597.8 | 47.8 | 6.76 | 37.6 | 1970.2 | 0.28 | 601.1 | 96.4 | 697.5 | 22.95 | 0 | 0.23 | 23.18 | 24.12 | 0 | 0.24 | 24.36 | 446444 | 196784.4 | 1633.4 | 4169.9 | 0 | 4760.4 | 34565.7 | 0 | 81.4 | 11881.4 | 79270.3 | 0 | 51.6 | 3315.4 | 34022.2 | 87850.4 | 0 | 20.3 | 0 | 83932.6 | 97109.4 | 3779.6 | 6390 | 132 | 5.9 | 4796.3
2050 | 86 | Day86 | 9 | Hour9 | 3 | Spring | 2117 | #N/A | Spring | 458726.8 | 2024-03-27 09:00 | 443448.1 | 2002.6 | 7896.3 | 5379.8 | 458726.8 | 428363.8 | 231764.4 | 0.034 | 0.0489 | 0.77 | 0.77 | 129.2 | 8.9 | 1.24 | 11.5 | 475.3 | 0.1 | 129.8 | 25.6 | 155.5 | 135.3 | 9.4 | 1.31 | 11.9 | 495.7 | 0.1 | 135.9 | 26.7 | 162.6 | 64.4 | 2.1 | 0.26 | 6.8 | 307.3 | 0.03 | 64.5 | 15.9 | 80.4 | 376.8 | 7.2 | 0.73 | 44.4 | 1967 | 0.16 | 377.3 | 103.1 | 480.3 | 22.62 | 0 | 0.29 | 22.91 | 23.8 | 0 | 0.3 | 24.1 | 458726.8 | 226962.4 | 22.6 | 4169.9 | 0 | 4583.7 | 30090.6 | 0 | 590.3 | 18061.2 | 76344.8 | 0 | 51.6 | 3315.4 | 24576.7 | 88396.1 | 0 | 213 | 0 | 125595.8 | 78950.8 | 3764.4 | 10322.2 | 213 | 46.6 | 5602.2
2051 | 86 | Day86 | 10 | Hour10 | 3 | Spring | 2117 | #N/A | Spring | 472536.1 | 2024-03-27 10:00 | 453595.6 | 1153.8 | 11698.3 | 6088.4 | 472536.1 | 438015.9 | 227316.4 | 0.0343 | 0.05 | 0.77 | 0.77 | 126.5 | 8.7 | 1.21 | 11.2 | 466 | 0.1 | 127.1 | 25.1 | 152.1 | 133.1 | 9.2 | 1.28 | 11.6 | 488.5 | 0.1 | 133.7 | 26.2 | 159.9 | 59.8 | 2.1 | 0.26 | 6.2 | 282.8 | 0.03 | 59.9 | 14.7 | 74.6 | 280.6 | 5.3 | 0.53 | 33.3 | 1467.9 | 0.13 | 280.9 | 77.1 | 358 | 18.41 | 0 | 0.29 | 18.69 | 19.49 | 0 | 0.3 | 19.78 | 472536.1 | 245219.7 | 10.2 | 3855.9 | 0 | 4210.8 | 30191.8 | 0 | 887.4 | 20818.3 | 77370.9 | 0 | 51.6 | 3315.4 | 22171.2 | 85925.6 | 0 | 213 | 0 | 138216.1 | 81042.1 | 4255.8 | 15604.8 | 346.6 | 44 | 5602.2
2052 | 86 | Day86 | 11 | Hour11 | 3 | Spring | 2117 | #N/A | Spring | 477861.8 | 2024-03-27 11:00 | 459986.9 | 3617.7 | 8388.2 | 5869 | 477861.8 | 444098.6 | 228221.3 | 0.0345 | 0.0507 | 0.77 | 0.77 | 127.3 | 8.7 | 1.21 | 11.2 | 470.2 | 0.1 | 127.8 | 25.3 | 153.1 | 134.2 | 9.2 | 1.29 | 11.8 | 494.2 | 0.1 | 134.8 | 26.5 | 161.3 | 49.3 | 1.8 | 0.23 | 5 | 230.2 | 0.02 | 49.4 | 11.9 | 61.4 | 282.9 | 5.3 | 0.53 | 33.4 | 1479.1 | 0.12 | 283.2 | 77.5 | 360.7 | 18.22 | 0 | 0.13 | 18.35 | 19.45 | 0 | 0.15 | 19.6 | 477861.8 | 249640.5 | 139.8 | 3855.9 | 0 | 4210.8 | 30491.6 | 0 | 945.6 | 21420.4 | 79367.1 | 0 | 51.6 | 3315.4 | 20943.2 | 85845.9 | 0 | 0 | 0 | 136058.6 | 86878 | 4337.9 | 18393.4 | 213 | 121.3 | 5139.6
2053 | 86 | Day86 | 12 | Hour12 | 3 | Spring | 2117 | #N/A | Spring | 481126.9 | 2024-03-27 12:00 | 464932.8 | 3122.4 | 7195.2 | 5876.5 | 481126.9 | 448801.2 | 230219.1 | 0.0347 | 0.0512 | 0.77 | 0.76 | 128.7 | 8.8 | 1.23 | 11.3 | 475.3 | 0.1 | 129.3 | 25.5 | 154.8 | 135.4 | 9.3 | 1.3 | 11.9 | 499.1 | 0.1 | 136 | 26.8 | 162.8 | 48.8 | 1.9 | 0.24 | 4.9 | 224.8 | 0.02 | 48.9 | 11.6 | 60.5 | 355.4 | 17.8 | 2.38 | 32 | 1508.1 | 0.16 | 356.5 | 76.9 | 433.5 | 18.36 | 0 | 0.13 | 18.48 | 19.62 | 0 | 0.15 | 19.77 | 481126.9 | 250907.8 | 81.2 | 3855.9 | 0 | 4210.8 | 31055.9 | 0 | 939.9 | 21404.5 | 80826.4 | 0 | 51.6 | 3315.4 | 20975.9 | 85845.9 | 0 | 0 | 0 | 134239.5 | 90014.8 | 4309.1 | 19035.2 | 213 | 27.3 | 5092.5
2054 | 86 | Day86 | 13 | Hour13 | 3 | Spring | 2117 | #N/A | Spring | 485870.3 | 2024-03-27 13:00 | 469848.6 | 3013.4 | 7054.8 | 5953.5 | 485870.3 | 453468 | 230957.1 | 0.0349 | 0.0517 | 0.77 | 0.76 | 128.5 | 8.8 | 1.22 | 11.3 | 474.7 | 0.1 | 129.1 | 25.5 | 154.5 | 135.3 | 9.3 | 1.29 | 11.9 | 499.3 | 0.1 | 135.9 | 26.8 | 162.7 | 50.3 | 1.9 | 0.24 | 5.1 | 233.7 | 0.02 | 50.5 | 12.1 | 62.5 | 353.7 | 17.6 | 2.36 | 31.9 | 1502.9 | 0.16 | 354.8 | 76.7 | 431.5 | 18.47 | 0 | 0.13 | 18.61 | 19.77 | 0 | 0.14 | 19.92 | 485870.3 | 254913.2 | 0 | 3855.9 | 0 | 4210.8 | 31292.5 | 0 | 924 | 22995.5 | 81549.5 | 0 | 51.6 | 3315.4 | 20835.5 | 85845.9 | 0 | 0 | 0 | 133959.1 | 92728.3 | 4306.3 | 17616.7 | 213 | 93.8 | 4947.6
2055 | 86 | Day86 | 14 | Hour14 | 3 | Spring | 2117 | #N/A | Spring | 487112.9 | 2024-03-27 14:00 | 473257.8 | 1703.9 | 5853 | 6298.3 | 487112.9 | 456695.3 | 231982 | 0.035 | 0.0521 | 0.77 | 0.76 | 130.7 | 9 | 1.26 | 11.4 | 480.1 | 0.1 | 131.3 | 25.7 | 157 | 137.1 | 9.5 | 1.32 | 11.9 | 503.4 | 0.1 | 137.8 | 26.9 | 164.7 | 50.9 | 2 | 0.26 | 5 | 231.7 | 0.02 | 51.1 | 11.9 | 63 | 852.2 | 98 | 14.25 | 26.4 | 1862 | 0.42 | 859 | 82 | 941 | 18.8 | 0 | 0.12 | 18.92 | 20.11 | 0 | 0.14 | 20.25 | 487112.9 | 255130.9 | 2.7 | 3855.9 | 0 | 4210.8 | 32303.4 | 0 | 918 | 22907.3 | 82005.8 | 0 | 51.6 | 3315.4 | 20390.5 | 85845.9 | 0 | 0 | 0 | 133080.7 | 93919 | 4305.9 | 17798.2 | 189.9 | 123.1 | 4905.4
2056 | 86 | Day86 | 15 | Hour15 | 3 | Spring | 2117 | #N/A | Spring | 488722.2 | 2024-03-27 15:00 | 475632.1 | 2240.8 | 4360 | 6489.3 | 488722.1 | 458936.4 | 237992.3 | 0.0351 | 0.0524 | 0.75 | 0.75 | 137.3 | 9.5 | 1.32 | 11.8 | 503.9 | 0.1 | 137.9 | 26.9 | 164.8 | 144 | 9.9 | 1.39 | 12.4 | 528.5 | 0.11 | 144.7 | 28.2 | 172.9 | 47.1 | 1.7 | 0.21 | 4.8 | 220.3 | 0.02 | 47.2 | 11.4 | 58.6 | 510.4 | 46.8 | 6.7 | 26.8 | 1491.9 | 0.25 | 513.6 | 71.3 | 584.9 | 19.34 | 0 | 0.12 | 19.45 | 20.73 | 0 | 0.14 | 20.87 | 488722.2 | 250729.8 | 4.7 | 3856.9 | 0 | 4210.8 | 34157.1 | 0 | 934.3 | 21103.5 | 86207.7 | 0 | 51.6 | 3315.4 | 20386 | 85797.8 | 0 | 4.1 | 0 | 128784.6 | 95592.6 | 4314.8 | 17208 | 0 | 312.6 | 4940.7
2057 | 86 | Day86 | 16 | Hour16 | 3 | Spring | 2117 | #N/A | Spring | 493212.2 | 2024-03-27 16:00 | 478316 | 4447.2 | 4360 | 6088.9 | 493212.2 | 461476.1 | 261965.6 | 0.0352 | 0.0527 | 0.72 | 0.71 | 160.7 | 11.3 | 1.57 | 13.4 | 584.1 | 0.11 | 161.5 | 30.8 | 192.3 | 169.5 | 11.9 | 1.66 | 14.1 | 615.9 | 0.12 | 170.3 | 32.5 | 202.8 | 52.9 | 1.9 | 0.23 | 5.5 | 249.2 | 0.02 | 53.1 | 12.9 | 66 | 359.4 | 14.3 | 1.85 | 36.5 | 1640.9 | 0.17 | 360.3 | 85.4 | 445.7 | 20.73 | 0 | 0.12 | 20.85 | 22.34 | 0 | 0.14 | 22.48 | 493212.2 | 231246.6 | 110.4 | 3875 | 0 | 7230.1 | 41047.1 | 0 | 951.9 | 17749.2 | 99298.5 | 0 | 51.6 | 3315.4 | 21187.4 | 85845.9 | 0 | 4.1 | 0 | 109952.9 | 98232.4 | 4360 | 15230.9 | 0 | 618.1 | 4723.8
2058 | 86 | Day86 | 17 | Hour17 | 3 | Spring | 2117 | #N/A | Spring | 493196.7 | 2024-03-27 17:00 | 478311.3 | 4201.2 | 4360 | 6324.2 | 493196.7 | 461477 | 301055.9 | 0.0352 | 0.0527 | 0.64 | 0.63 | 212.1 | 15.5 | 2.18 | 16.6 | 746.5 | 0.14 | 213.2 | 38.8 | 252 | 223.9 | 16.3 | 2.3 | 17.5 | 788 | 0.15 | 225 | 41 | 266 | 154.2 | 7.6 | 1.01 | 14 | 658.1 | 0.07 | 154.7 | 33.6 | 188.3 | 667.5 | 66.2 | 9.55 | 30.4 | 1780.8 | 0.33 | 672.1 | 83.6 | 755.6 | 22.86 | 0 | 0.27 | 23.13 | 24.61 | 0 | 0.29 | 24.9 | 493196.7 | 192140.8 | 256.7 | 3934.2 | 0 | 7358.8 | 57097.7 | 0 | 938.2 | 12804 | 119322.4 | 0 | 159.1 | 3315.4 | 22882.6 | 85845.9 | 725.3 | 157.7 | 0 | 74176 | 99798.5 | 4424.1 | 10484.8 | 2849.3 | 1338.5 | 7272.9
2059 | 86 | Day86 | 18 | Hour18 | 3 | Spring | 2117 | #N/A | Spring | 486796.3 | 2024-03-27 18:00 | 476412 | 0.4 | 4147 | 6236.9 | 486796.3 | 459690.3 | 320908.2 | 0.0351 | 0.0524 | 0.63 | 0.62 | 219.9 | 15.9 | 2.24 | 17.2 | 777.1 | 0.14 | 221 | 40.4 | 261.4 | 233.3 | 16.8 | 2.36 | 18.4 | 827.5 | 0.15 | 234.5 | 43.1 | 277.6 | 314 | 16.7 | 2.31 | 28 | 1249.2 | 0.18 | 315.1 | 65.3 | 380.4 | 356.6 | 11.1 | 1.36 | 38.4 | 1713.5 | 0.17 | 357.3 | 89.5 | 446.7 | 24.33 | 0 | 0.13 | 24.46 | 25.95 | 0 | 0.15 | 26.1 | 486796.3 | 165888.1 | 2945.8 | 3934.2 | 0 | 7407.5 | 58042.7 | 0 | 822.9 | 8459.9 | 121433.6 | 0 | 1311.6 | 3315.4 | 29955.1 | 86056.5 | 731.3 | 5774.4 | 0 | 46870.3 | 105307.6 | 4427.4 | 8370.6 | 7347.5 | 3049.1 | 7415.5
2060 | 86 | Day86 | 19 | Hour19 | 3 | Spring | 2117 | #N/A | Spring | 483467.3 | 2024-03-27 19:00 | 478481.8 | 0 | 0 | 4985.5 | 483467.3 | 461666.4 | 346148.9 | 0.0351 | 0.0526 | 0.6 | 0.6 | 232.9 | 16.8 | 2.35 | 18.3 | 825.1 | 0.15 | 234 | 43 | 277 | 245.5 | 17.5 | 2.46 | 19.5 | 874.3 | 0.16 | 246.7 | 45.6 | 292.3 | 383.7 | 21.7 | 3.03 | 33.2 | 1476.6 | 0.23 | 385.2 | 77.3 | 462.5 | 703.5 | 37 | 5.08 | 62.7 | 2847.8 | 0.38 | 706 | 147.6 | 853.7 | 39.83 | 0 | 0.28 | 40.1 | 42.07 | 0 | 0.29 | 42.37 | 483467.3 | 137318.4 | 3334.2 | 4248.2 | 0 | 8374.7 | 60263.1 | 0 | 358.5 | 3003.5 | 127476.2 | 0 | 2174.5 | 3315.4 | 40419.2 | 88061 | 1108.6 | 7373.9 | 0 | 15387 | 114135.8 | 4433.5 | 5621.4 | 7427.4 | 3586.6 | 7759
2061 | 86 | Day86 | 20 | Hour20 | 3 | Spring | 2117 | #N/A | Spring | 483855.2 | 2024-03-27 20:00 | 478114.4 | 0 | 0 | 5740.8 | 483855.1 | 461313.1 | 363150.3 | 0.0351 | 0.0526 | 0.6 | 0.59 | 237.7 | 17.4 | 2.45 | 18.4 | 833.1 | 0.15 | 238.9 | 43.2 | 282.2 | 250.9 | 18.2 | 2.56 | 19.6 | 884.6 | 0.16 | 252.2 | 46 | 298.2 | 379 | 20.2 | 2.8 | 33.6 | 1515.2 | 0.21 | 380.4 | 78.8 | 459.2 | 534.2 | 27.2 | 3.68 | 47.8 | 2232.4 | 0.26 | 536.1 | 114.4 | 650.4 | 30.13 | 0 | 0.15 | 30.27 | 31.82 | 0 | 0.16 | 31.98 | 483855.2 | 120704.8 | 5883.2 | 4248.2 | 0 | 8374.7 | 63128.1 | 0 | 0 | 74 | 128263.1 | 0 | 1091.2 | 3315.4 | 50851.6 | 88061 | 974.9 | 8958.8 | 0 | 21.9 | 116173.9 | 4435.1 | 948.2 | 5101.2 | 2433.8 | 7794.3
2062 | 86 | Day86 | 21 | Hour21 | 3 | Spring | 2117 | #N/A | Spring | 464679.3 | 2024-03-27 21:00 | 458865.4 | 9.7 | 203.4 | 5600.7 | 464679.3 | 443025.9 | 343656 | 0.0345 | 0.0506 | 0.6 | 0.6 | 237.9 | 17.5 | 2.47 | 18.4 | 831.6 | 0.15 | 239.1 | 43.2 | 282.3 | 248.3 | 18.3 | 2.57 | 19.2 | 869.5 | 0.16 | 249.6 | 45.2 | 294.7 | 356.6 | 21.4 | 2.94 | 28.9 | 1397.5 | 0.17 | 358 | 70.5 | 428.6 | 616.3 | 44.6 | 6.27 | 43.1 | 2162.9 | 0.3 | 619.4 | 107.6 | 727 | 28.18 | 0 | 0.15 | 28.32 | 29.71 | 0 | 0.16 | 29.87 | 464679.3 | 121023.3 | 3555.7 | 4249.9 | 0 | 8172.8 | 60869.7 | 0 | 0 | 0 | 124033 | 0 | 159.1 | 3315.4 | 46964.3 | 88061 | 766.2 | 3508.9 | 0 | 0 | 116591.6 | 4431.6 | 11.9 | 1200.7 | 2343.5 | 7014.2
2063 | 86 | Day86 | 22 | Hour22 | 3 | Spring | 2117 | #N/A | Spring | 437737.6 | 2024-03-27 22:00 | 431791.4 | 10.2 | 331.6 | 5604.3 | 437737.5 | 417227.4 | 318876.9 | 0.0337 | 0.0479 | 0.63 | 0.63 | 212.2 | 15.1 | 2.11 | 17.2 | 760 | 0.14 | 213.2 | 39.9 | 253.1 | 221 | 15.6 | 2.19 | 18 | 793.3 | 0.15 | 222.1 | 41.7 | 263.8 | 410.6 | 26.3 | 3.63 | 31.7 | 1560 | 0.19 | 412.4 | 78.3 | 490.7 | 877.3 | 94 | 13.63 | 34 | 2121.1 | 0.45 | 883.8 | 97.3 | 981.1 | 25.7 | 0 | 0.29 | 25.99 | 27.04 | 0 | 0.31 | 27.35 | 437737.6 | 118860.6 | 3098.5 | 4239.6 | 0 | 7418.6 | 48835 | 0 | 0 | 0 | 111671.3 | 0 | 159.1 | 3315.4 | 48433.8 | 87934.8 | 708.2 | 3062.6 | 0 | 0 | 114436.4 | 4424.2 | 0 | 1830.2 | 4478 | 4939.4
2064 | 86 | Day86 | 23 | Hour23 | 3 | Spring | 2117 | #N/A | Spring | 408861 | 2024-03-27 23:00 | 402801.3 | 4.6 | 366.6 | 5688.6 | 408861 | 389525.7 | 293610.4 | 0.033 | 0.0449 | 0.66 | 0.66 | 190.1 | 13 | 1.81 | 16.3 | 699.1 | 0.14 | 191 | 37.1 | 228.1 | 198.1 | 13.5 | 1.88 | 17 | 730.1 | 0.14 | 199 | 38.8 | 237.8 | 449.7 | 32.1 | 4.49 | 31.8 | 1603.9 | 0.21 | 451.8 | 79.7 | 531.5 | 925.8 | 102.9 | 14.95 | 32 | 2121.8 | 0.47 | 932.9 | 95.4 | 1028.3 | 24.1 | 0 | 0.29 | 24.39 | 25.29 | 0 | 0.31 | 25.6 | 408861 | 115250.6 | 3927.8 | 4198.1 | 0 | 7418.6 | 38635.7 | 0 | 0 | 0 | 99728.1 | 0 | 159.1 | 3315.4 | 45660.3 | 87397.2 | 472.4 | 2697.6 | 0 | 0 | 110833.6 | 4417 | 0 | 1572.1 | 3527.2 | 4196.1
2065 | 87 | Day87 | 0 | Hour0 | 3 | Spring | 55 | 487480 | Spring | 385275.8 | 2024-03-28 | 379307.4 | 416.7 | 157.7 | 5394 | 385275.8 | 367048.4 | 273294.7 | 0.0323 | 0.0423 | 0.67 | 0.67 | 180.9 | 11.9 | 1.66 | 16 | 678.9 | 0.13 | 181.7 | 36.3 | 218 | 188.4 | 12.4 | 1.72 | 16.8 | 708.3 | 0.14 | 189.2 | 37.9 | 227.1 | 412.8 | 26.8 | 3.72 | 31.7 | 1556.4 | 0.2 | 414.7 | 78.2 | 492.8 | 684.3 | 67.5 | 9.72 | 31.5 | 1838.7 | 0.34 | 689 | 86.4 | 775.4 | 21.28 | 0 | 0.13 | 21.41 | 22.28 | 0 | 0.13 | 22.42 | 385275.8 | 111981.1 | 1185.7 | 4068.2 | 0 | 5149.9 | 33107.3 | 0 | 0 | 0 | 93802.5 | 0 | 159.1 | 3315.4 | 42726.1 | 86034.9 | 331.3 | 3414.2 | 0 | 0 | 107568.7 | 4412.4 | 0 | 0 | 2045.3 | 4770.5
2066 | 87 | Day87 | 1 | Hour1 | 3 | Spring | 2117 | #N/A | Spring | 370524.8 | 2024-03-28 01:00 | 362366.5 | 1558.7 | 1416.8 | 5182.7 | 370524.8 | 350826.4 | 262527.5 | 0.0318 | 0.0403 | 0.67 | 0.66 | 181.8 | 12 | 1.67 | 16.2 | 683 | 0.13 | 182.6 | 36.6 | 219.2 | 189.4 | 12.5 | 1.73 | 16.9 | 712.6 | 0.14 | 190.3 | 38.2 | 228.4 | 402.9 | 25.5 | 3.52 | 31.5 | 1540.9 | 0.19 | 404.6 | 77.5 | 482.1 | 437 | 24.1 | 3.29 | 37.4 | 1769.9 | 0.21 | 438.6 | 90.2 | 528.8 | 20.89 | 0 | 0.14 | 21.04 | 21.84 | 0 | 0.14 | 21.98 | 370524.8 | 107997.2 | 0 | 4068.2 | 0 | 4755.9 | 32019.8 | 0 | 0 | 0 | 90814.3 | 0 | 159.1 | 3315.4 | 38672.3 | 86034.9 | 241 | 2446.5 | 0 | 0 | 103588.3 | 4408.9 | 0 | 0 | 0 | 4562
2067 | 87 | Day87 | 2 | Hour2 | 3 | Spring | 2117 | #N/A | Spring | 362756 | 2024-03-28 02:00 | 353056.2 | 2878.1 | 1903.5 | 4918.2 | 362756 | 341903.5 | 256477.9 | 0.0316 | 0.0392 | 0.66 | 0.66 | 184.7 | 12.2 | 1.7 | 16.5 | 694.3 | 0.14 | 185.5 | 37.2 | 222.7 | 192.3 | 12.7 | 1.76 | 17.1 | 723.3 | 0.14 | 193.2 | 38.7 | 231.9 | 403.6 | 25.4 | 3.51 | 31.7 | 1546.7 | 0.19 | 405.4 | 77.8 | 483.2 | 409.9 | 26.8 | 3.72 | 31.7 | 1540.4 | 0.2 | 411.7 | 77.7 | 489.4 | 19.91 | 0 | 0.3 | 20.21 | 20.84 | 0 | 0.31 | 21.15 | 362756 | 106278.1 | 0 | 4068.2 | 0 | 4583.7 | 31841.2 | 0 | 0 | 0 | 90444.1 | 0 | 154.6 | 3315.4 | 36020.3 | 85723 | 197.1 | 130.1 | 0 | 0 | 101879 | 4399.1 | 0 | 0 | 0 | 4562
2068 | 87 | Day87 | 3 | Hour3 | 3 | Spring | 2117 | #N/A | Spring | 359997.6 | 2024-03-28 03:00 | 351841.6 | 2615.1 | 546.5 | 4994.4 | 359997.6 | 340746.3 | 254425.2 | 0.0315 | 0.039 | 0.66 | 0.65 | 186.7 | 12.3 | 1.71 | 16.7 | 703.5 | 0.14 | 187.6 | 37.7 | 225.3 | 194.1 | 12.7 | 1.77 | 17.4 | 732.6 | 0.14 | 194.9 | 39.3 | 234.2 | 414.9 | 27.2 | 3.78 | 31.6 | 1554.9 | 0.2 | 416.7 | 78 | 494.7 | 464.4 | 30.9 | 4.3 | 35.4 | 1727.8 | 0.23 | 466.5 | 86.9 | 553.5 | 19.99 | 0 | 0.3 | 20.29 | 20.97 | 0 | 0.3 | 21.28 | 359997.6 | 105572.4 | 149.8 | 4068.2 | 0 | 4583.7 | 31755 | 0 | 0 | 0 | 91304.6 | 0 | 143.1 | 3315.4 | 32386.4 | 85618.5 | 197.1 | 903.3 | 0 | 0 | 101187.4 | 4385 | 0 | 0 | 0 | 4562
2069 | 87 | Day87 | 4 | Hour4 | 3 | Spring | 2117 | #N/A | Spring | 368921.4 | 2024-03-28 04:00 | 362029 | 803.1 | 711.8 | 5377.4 | 368921.3 | 350536.7 | 262766.5 | 0.0317 | 0.0401 | 0.64 | 0.64 | 196.3 | 13.1 | 1.82 | 17.2 | 734 | 0.14 | 197.2 | 39.1 | 236.3 | 203.7 | 13.5 | 1.88 | 17.9 | 762.8 | 0.15 | 204.6 | 40.7 | 245.3 | 454.6 | 33.1 | 4.64 | 31.7 | 1602 | 0.22 | 456.9 | 79.4 | 536.3 | 435.4 | 20.8 | 2.78 | 40.1 | 1864.5 | 0.21 | 436.7 | 95.8 | 532.5 | 21.82 | 0 | 0.15 | 21.97 | 22.87 | 0 | 0.16 | 23.02 | 368921.4 | 106154.8 | 32.7 | 4066.6 | 0 | 5959.1 | 34838 | 0 | 0 | 0 | 96589.9 | 0 | 159.1 | 3315.4 | 31553.9 | 86034.9 | 216.8 | 0 | 0 | 0 | 101777.1 | 4377.7 | 0 | 0 | 0 | 5424.5
2070 | 87 | Day87 | 5 | Hour5 | 3 | Spring | 2117 | #N/A | Spring | 391706.2 | 2024-03-28 05:00 | 385734.4 | 1.2 | 370.7 | 5600 | 391706.2 | 373251.3 | 281582.3 | 0.0324 | 0.0428 | 0.62 | 0.62 | 215.9 | 15.1 | 2.11 | 17.9 | 784.6 | 0.15 | 217 | 41.3 | 258.3 | 224.2 | 15.6 | 2.18 | 18.6 | 814.9 | 0.15 | 225.2 | 42.9 | 268.2 | 462.8 | 34.7 | 4.89 | 31.3 | 1596.4 | 0.22 | 465.2 | 78.9 | 544.1 | 803.9 | 85.8 | 12.43 | 31.1 | 1954.6 | 0.4 | 809.8 | 89.4 | 899.2 | 22.71 | 0 | 0.28 | 22.99 | 23.83 | 0 | 0.29 | 24.12 | 391706.2 | 110123.9 | 168 | 4066.6 | 0 | 7057 | 43421.2 | 0 | 0 | 192.9 | 105298.2 | 0 | 159.1 | 3315.4 | 31721 | 86034.9 | 306.1 | 34.7 | 0 | 540.7 | 105077.2 | 4313.1 | 0 | 1628.1 | 832.7 | 7009.7
2071 | 87 | Day87 | 6 | Hour6 | 3 | Spring | 2117 | #N/A | Spring | 424783.3 | 2024-03-28 06:00 | 418247.5 | 129.9 | 1098.5 | 5307.4 | 424783.3 | 404292.8 | 286737.4 | 0.0334 | 0.0465 | 0.64 | 0.64 | 204.7 | 14.5 | 2.03 | 16.7 | 737.2 | 0.14 | 205.7 | 38.7 | 244.4 | 212.9 | 15.1 | 2.11 | 17.4 | 767.1 | 0.15 | 213.9 | 40.3 | 254.2 | 372.7 | 26.9 | 3.78 | 26 | 1317.8 | 0.18 | 374.5 | 65.4 | 439.9 | 933 | 103.2 | 14.97 | 32.6 | 2168.6 | 0.46 | 940.1 | 97.3 | 1037.5 | 25.27 | 0 | 0.28 | 25.55 | 26.56 | 0 | 0.3 | 26.85 | 424783.3 | 138045.9 | 1317.5 | 4086.3 | 0 | 6084.7 | 45776.4 | 0 | 0 | 6332.9 | 106224.5 | 0 | 51.6 | 3315.4 | 31995.8 | 87850.4 | 0 | 34.7 | 0 | 20282.4 | 107155.7 | 4274.9 | 1251.7 | 1439.1 | 1069.6 | 7520.2
2072 | 87 | Day87 | 7 | Hour7 | 3 | Spring | 2117 | #N/A | Spring | 446904.2 | 2024-03-28 07:00 | 436991 | 1281.3 | 3572.4 | 5059.5 | 446904.2 | 422148.4 | 270631.1 | 0.034 | 0.0486 | 0.7 | 0.7 | 165.7 | 11.3 | 1.57 | 14.3 | 613.7 | 0.12 | 166.5 | 32.6 | 199.1 | 173.3 | 11.8 | 1.64 | 14.9 | 641.5 | 0.12 | 174.1 | 34.1 | 208.2 | 135.7 | 6.6 | 0.88 | 12.4 | 581.8 | 0.06 | 136.1 | 29.8 | 165.9 | 699.4 | 61.3 | 8.75 | 39 | 2132.9 | 0.33 | 703.6 | 102.6 | 806.2 | 23.99 | 0 | 0.24 | 24.24 | 25.25 | 0 | 0.25 | 25.5 | 446904.2 | 176273.2 | 3147.1 | 4161.7 | 0 | 5317.6 | 36703.8 | 0 | 0 | 10721.3 | 96893 | 0 | 51.6 | 3315.4 | 32831.6 | 87850.4 | 0 | 358.8 | 0 | 57213.4 | 104359.4 | 3979 | 5648.6 | 0 | 532.5 | 6575.4
2073 | 87 | Day87 | 8 | Hour8 | 3 | Spring | 2117 | #N/A | Spring | 459466.1 | 2024-03-28 08:00 | 445991.2 | 1291.3 | 6880.2 | 5303.5 | 459466.1 | 430730.7 | 260514.6 | 0.0342 | 0.0495 | 0.73 | 0.73 | 150.6 | 10.3 | 1.43 | 13.1 | 556.7 | 0.11 | 151.3 | 29.7 | 181 | 157.3 | 10.7 | 1.5 | 13.6 | 581.4 | 0.11 | 158 | 31 | 189 | 102.4 | 4.1 | 0.53 | 10.1 | 465.6 | 0.05 | 102.6 | 24 | 126.6 | 417.6 | 17.5 | 2.27 | 40.8 | 1879.4 | 0.19 | 418.7 | 96.9 | 515.6 | 22.72 | 0 | 0.28 | 23 | 23.94 | 0 | 0.31 | 24.25 | 459466.1 | 198951.6 | 1081.8 | 4161.7 | 0 | 4760.4 | 34409.1 | 0 | 91.7 | 13186.7 | 89987 | 0 | 51.6 | 3315.4 | 35128.9 | 87618.5 | 0 | 0 | 0 | 95065.4 | 87042.8 | 3564.9 | 9057.6 | 0 | 7.8 | 5593
2074 | 87 | Day87 | 9 | Hour9 | 3 | Spring | 2117 | #N/A | Spring | 467424 | 2024-03-28 09:00 | 455019.2 | 935.6 | 6406.8 | 5062.4 | 467424.1 | 439339.7 | 244204 | 0.0345 | 0.0503 | 0.75 | 0.75 | 135.2 | 8.9 | 1.24 | 12.2 | 509 | 0.1 | 135.8 | 27.4 | 163.1 | 141 | 9.4 | 1.3 | 12.6 | 530.1 | 0.11 | 141.6 | 28.5 | 170.1 | 78.7 | 2.7 | 0.34 | 8.2 | 371.9 | 0.04 | 78.9 | 19.3 | 98.2 | 413.2 | 15.1 | 1.91 | 42.1 | 1927.7 | 0.18 | 414.1 | 99.6 | 513.8 | 22.25 | 0 | 0.29 | 22.54 | 23.44 | 0 | 0.31 | 23.74 | 467424 | 223220 | 0 | 4165.4 | 0 | 4583.7 | 30235.7 | 0 | 581.8 | 17788.2 | 85981.5 | 0 | 51.6 | 3315.4 | 28473.6 | 87397.2 | 0 | 0 | 0 | 127234.8 | 74369.7 | 3245.6 | 11965.6 | 0 | 0 | 5803.1
2075 | 87 | Day87 | 10 | Hour10 | 3 | Spring | 2117 | #N/A | Spring | 476368.7 | 2024-03-28 10:00 | 460351.6 | 1239.1 | 8936.1 | 5841.9 | 476368.7 | 444420.1 | 239763.3 | 0.0346 | 0.0508 | 0.76 | 0.75 | 133.4 | 8.9 | 1.23 | 12 | 500.5 | 0.1 | 134 | 26.9 | 160.9 | 140.1 | 9.4 | 1.3 | 12.5 | 524.5 | 0.1 | 140.7 | 28.1 | 168.8 | 67 | 2.3 | 0.28 | 7 | 318.6 | 0.03 | 67.2 | 16.5 | 83.7 | 404.9 | 15.5 | 1.98 | 40.7 | 1868.6 | 0.18 | 405.9 | 96.4 | 502.3 | 21.71 | 0 | 0.29 | 22 | 22.91 | 0 | 0.31 | 23.22 | 476368.7 | 236605.4 | 0 | 4153.1 | 0 | 4334.2 | 30662.3 | 0 | 860.3 | 19485.4 | 85699.1 | 0 | 51.6 | 3315.4 | 24150.4 | 87397.2 | 0 | 0 | 0 | 140710.9 | 72641 | 2907.8 | 15438.5 | 151.3 | 0 | 5787.3
2076 | 87 | Day87 | 11 | Hour11 | 3 | Spring | 2117 | #N/A | Spring | 480650.3 | 2024-03-28 11:00 | 463557.6 | 4071.7 | 7427.9 | 5593.1 | 480650.3 | 447479.5 | 239660 | 0.0347 | 0.0511 | 0.76 | 0.75 | 132.2 | 8.8 | 1.22 | 11.8 | 495.9 | 0.1 | 132.8 | 26.6 | 159.4 | 139.4 | 9.3 | 1.3 | 12.4 | 522.1 | 0.1 | 140.1 | 28 | 168.1 | 62.5 | 2.1 | 0.27 | 6.5 | 296.4 | 0.03 | 62.7 | 15.4 | 78 | 416.8 | 17.2 | 2.24 | 40.7 | 1882.2 | 0.19 | 417.9 | 96.9 | 514.8 | 21.84 | 0 | 0.29 | 22.13 | 23.1 | 0 | 0.31 | 23.41 | 480650.3 | 240990.3 | 76.4 | 4153.1 | 0 | 4210.8 | 30686.7 | 0 | 922.1 | 20498.2 | 85601.5 | 0 | 51.6 | 3315.4 | 24167.3 | 87397.2 | 0 | 0 | 0 | 142566.6 | 74457.3 | 2546.1 | 17184.9 | 213 | 0 | 5710.5
2077 | 87 | Day87 | 12 | Hour12 | 3 | Spring | 2117 | #N/A | Spring | 481132.8 | 2024-03-28 12:00 | 466346.6 | 3785.2 | 5419.8 | 5581.2 | 481132.8 | 450135.7 | 239763.6 | 0.0348 | 0.0514 | 0.76 | 0.75 | 132.2 | 8.8 | 1.22 | 11.8 | 495.9 | 0.1 | 132.8 | 26.6 | 159.5 | 139.2 | 9.3 | 1.29 | 12.4 | 521.8 | 0.1 | 139.9 | 28 | 167.9 | 60.6 | 2.1 | 0.27 | 6.3 | 286 | 0.03 | 60.8 | 14.8 | 75.6 | 426 | 18.4 | 2.4 | 41.1 | 1900.9 | 0.2 | 427.2 | 97.8 | 525 | 21.99 | 0 | 0.29 | 22.28 | 23.27 | 0 | 0.3 | 23.57 | 481132.8 | 241369.2 | 37 | 4153.1 | 0 | 4210.8 | 30772.8 | 0 | 922.5 | 20916.5 | 85627.8 | 0 | 51.6 | 3315.4 | 24167.5 | 87427.5 | 0 | 0 | 0 | 141891.4 | 75489.1 | 2149.8 | 18234.2 | 213 | 0 | 5144.6
2078 | 87 | Day87 | 13 | Hour13 | 3 | Spring | 2117 | #N/A | Spring | 486008 | 2024-03-28 13:00 | 469492.8 | 4877.8 | 6197.1 | 5440.1 | 486007.9 | 453123.2 | 243158.5 | 0.0349 | 0.0517 | 0.76 | 0.75 | 133.5 | 8.9 | 1.24 | 11.9 | 500.5 | 0.1 | 134.1 | 26.9 | 161 | 140.7 | 9.4 | 1.31 | 12.5 | 525.6 | 0.11 | 141.3 | 28.2 | 169.5 | 60.2 | 2.1 | 0.27 | 6.2 | 283.3 | 0.03 | 60.3 | 14.7 | 75 | 405.1 | 10.7 | 1.24 | 45.2 | 2014.5 | 0.18 | 405.8 | 105.3 | 511 | 22.5 | 0 | 0.29 | 22.78 | 23.8 | 0 | 0.3 | 24.1 | 486008 | 242849.4 | 260.6 | 4173.5 | 0 | 4210.8 | 31406.6 | 0 | 918.8 | 22213.5 | 87287.2 | 0 | 51.6 | 3315.4 | 24462 | 87990.8 | 0 | 0 | 0 | 142809.9 | 75156.4 | 1750.8 | 17195.6 | 213 | 0 | 6143.7
2079 | 87 | Day87 | 14 | Hour14 | 3 | Spring | 2117 | #N/A | Spring | 487480 | 2024-03-28 14:00 | 471417.7 | 4350.1 | 6151.2 | 5561 | 487479.9 | 454943.4 | 244476.8 | 0.0349 | 0.0519 | 0.75 | 0.75 | 134.4 | 9 | 1.25 | 12 | 503.3 | 0.1 | 135 | 27 | 162 | 141.4 | 9.5 | 1.32 | 12.5 | 527.8 | 0.11 | 142 | 28.3 | 170.3 | 58.5 | 2.1 | 0.27 | 6 | 273.4 | 0.03 | 58.6 | 14.2 | 72.7 | 470.5 | 20.3 | 2.65 | 45.2 | 2098.2 | 0.21 | 471.9 | 107.8 | 579.7 | 23.47 | 0 | 0.28 | 23.75 | 24.84 | 0 | 0.29 | 25.14 | 487480 | 243003.1 | 112.2 | 4178 | 0 | 4210.8 | 31766.3 | 0 | 912.3 | 22315.4 | 87984.5 | 0 | 51.6 | 3315.4 | 24461.8 | 88396.1 | 0 | 0 | 0 | 143051.8 | 75300.6 | 1423.1 | 17191.9 | 213 | 0 | 5588.7
2080 | 87 | Day87 | 15 | Hour15 | 3 | Spring | 2117 | #N/A | Spring | 485257.4 | 2024-03-28 15:00 | 473123.8 | 2992.6 | 3408.2 | 5732.7 | 485257.4 | 456554.3 | 246527.4 | 0.035 | 0.0522 | 0.75 | 0.75 | 137 | 9.1 | 1.26 | 12.2 | 514.7 | 0.1 | 137.6 | 27.6 | 165.2 | 143.9 | 9.6 | 1.33 | 12.8 | 540.2 | 0.11 | 144.5 | 29 | 173.5 | 59.8 | 2.3 | 0.29 | 6 | 276.8 | 0.03 | 60 | 14.3 | 74.3 | 696.9 | 62.2 | 8.89 | 37.9 | 2088.3 | 0.34 | 701.2 | 100.2 | 801.4 | 23.89 | 0 | 0.28 | 24.17 | 25.32 | 0 | 0.29 | 25.61 | 485257.4 | 238730 | 0 | 4178 | 0 | 4210.8 | 31971.2 | 0 | 917.2 | 20772 | 89942.5 | 0 | 51.6 | 3315.4 | 24461.8 | 88396.1 | 0 | 0 | 0 | 140490.4 | 75321.6 | 1228.9 | 16611.2 | 213 | 269.8 | 6539.3
2081 | 87 | Day87 | 16 | Hour16 | 3 | Spring | 2117 | #N/A | Spring | 486876.7 | 2024-03-28 16:00 | 475099.6 | 2950.9 | 3408.2 | 5417.9 | 486876.7 | 458428.1 | 268341.9 | 0.0351 | 0.0524 | 0.71 | 0.71 | 159.6 | 10.8 | 1.51 | 13.7 | 591.3 | 0.11 | 160.3 | 31.4 | 191.7 | 167.8 | 11.4 | 1.59 | 14.4 | 621.3 | 0.12 | 168.6 | 32.9 | 201.5 | 72.3 | 2.6 | 0.32 | 7.5 | 339.6 | 0.03 | 72.5 | 17.6 | 90.1 | 689.6 | 55.7 | 7.88 | 42.8 | 2255.7 | 0.33 | 693.5 | 110.1 | 803.6 | 25.11 | 0 | 0.28 | 25.39 | 26.63 | 0 | 0.29 | 26.92 | 486876.7 | 218534.8 | 0 | 4179.1 | 0 | 6869 | 38545.9 | 0 | 928.3 | 15881.9 | 101608.8 | 0 | 127.6 | 3315.4 | 25300.1 | 88396.1 | 0 | 0 | 0 | 123390.8 | 77276.1 | 1057.7 | 15044.3 | 887.6 | 261.2 | 7299.8
2082 | 87 | Day87 | 17 | Hour17 | 3 | Spring | 2117 | #N/A | Spring | 483692.3 | 2024-03-28 17:00 | 474908.6 | 0 | 2805.8 | 5977.9 | 483692.3 | 458258.8 | 309289.4 | 0.0351 | 0.0523 | 0.64 | 0.63 | 213.2 | 15.4 | 2.16 | 16.9 | 755.5 | 0.14 | 214.3 | 39.5 | 253.7 | 223.1 | 16.1 | 2.26 | 17.7 | 791.3 | 0.15 | 224.2 | 41.3 | 265.6 | 173.5 | 9.1 | 1.24 | 15.2 | 720.3 | 0.08 | 174.2 | 36.7 | 210.8 | 639.4 | 42.7 | 5.95 | 48 | 2360.4 | 0.31 | 642.3 | 118.4 | 760.8 | 27.86 | 0 | 0.28 | 28.13 | 29.47 | 0 | 0.29 | 29.76 | 483692.3 | 174403 | 818.7 | 4243.6 | 0 | 7658.3 | 55261.5 | 0 | 917.9 | 10559.4 | 120021.7 | 0 | 159.1 | 3315.4 | 28357.1 | 88396.1 | 845.7 | 212.1 | 0 | 81593.4 | 80359.1 | 973.2 | 9056.3 | 4872.3 | 1167 | 7856.3
2083 | 87 | Day87 | 18 | Hour18 | 3 | Spring | 2117 | #N/A | Spring | 478105.9 | 2024-03-28 18:00 | 473245.8 | 0 | 0 | 4860.1 | 478105.9 | 456697 | 341493.5 | 0.035 | 0.0521 | 0.6 | 0.59 | 239.4 | 17.5 | 2.46 | 18.6 | 841.6 | 0.15 | 240.6 | 43.7 | 284.3 | 251.3 | 18.2 | 2.56 | 19.7 | 887.2 | 0.16 | 252.5 | 46.1 | 298.7 | 355.3 | 22.1 | 3.09 | 28.6 | 1328.5 | 0.19 | 356.8 | 68.2 | 425.1 | 484.7 | 16.6 | 2.08 | 50.6 | 2284.5 | 0.22 | 485.7 | 118.8 | 604.5 | 31.43 | 0 | 0.27 | 31.7 | 33.17 | 0 | 0.29 | 33.46 | 478105.9 | 136612.3 | 1554.7 | 4255.8 | 0 | 8370.1 | 62441.1 | 0 | 800.5 | 6398.3 | 128867.9 | 0 | 945.2 | 3315.4 | 35109.7 | 88396.1 | 845.7 | 7391.9 | 0 | 45289.2 | 83214.9 | 909.4 | 6632.5 | 8131.2 | 3334.6 | 7883.8
2084 | 87 | Day87 | 19 | Hour19 | 3 | Spring | 2117 | #N/A | Spring | 480496.8 | 2024-03-28 19:00 | 476297.4 | 0 | 0 | 4199.3 | 480496.8 | 459598.2 | 373270.4 | 0.0351 | 0.0524 | 0.58 | 0.57 | 252.4 | 18.4 | 2.6 | 19.5 | 883.7 | 0.16 | 253.7 | 45.9 | 299.5 | 268.7 | 19.5 | 2.75 | 20.9 | 944.2 | 0.17 | 270 | 49.1 | 319.1 | 414.6 | 25.3 | 3.55 | 34 | 1552.7 | 0.24 | 416.4 | 80.3 | 496.7 | 563.6 | 11 | 1.13 | 66.4 | 2921.7 | 0.26 | 564.3 | 153.6 | 717.9 | 64.79 | 0 | 0.28 | 65.06 | 68.41 | 0 | 0.29 | 68.7 | 480496.8 | 107226.4 | 3512.7 | 4255.8 | 0 | 8281.1 | 65858.3 | 0 | 353.5 | 2727.7 | 132832.6 | 0 | 2356.8 | 3315.4 | 49830.9 | 88396.1 | 1530.1 | 13100.5 | 0 | 13134 | 90255.6 | 755.6 | 4015.8 | 7677.6 | 3911.9 | 8258.9
2085 | 87 | Day87 | 20 | Hour20 | 3 | Spring | 2117 | #N/A | Spring | 481626.9 | 2024-03-28 20:00 | 477379.4 | 0 | 0 | 4247.5 | 481626.9 | 460618.7 | 380535.4 | 0.0351 | 0.0525 | 0.58 | 0.57 | 251.1 | 18.4 | 2.59 | 19.3 | 879 | 0.16 | 252.4 | 45.6 | 297.9 | 265.9 | 19.3 | 2.72 | 20.7 | 935.7 | 0.17 | 267.3 | 48.6 | 315.9 | 411.3 | 25.4 | 3.56 | 33.2 | 1543.9 | 0.22 | 413 | 79.2 | 492.2 | 781.8 | 27.5 | 5.14 | 100.4 | 2188.2 | 1.4 | 784 | 166 | 950 | 78.75 | 0 | 0.28 | 79.03 | 83.16 | 0 | 0.3 | 83.46 | 481626.9 | 101091.5 | 8301.4 | 4257.5 | 0 | 8374.7 | 66176.9 | 0 | 0 | 35.1 | 134180.2 | 0 | 1220.3 | 3315.4 | 55054.4 | 88396.1 | 1165 | 10093.5 | 0 | 7.4 | 100463.7 | 585.2 | 871.4 | 4382.6 | 2305.1 | 8258.9
2086 | 87 | Day87 | 21 | Hour21 | 3 | Spring | 2117 | #N/A | Spring | 463942.4 | 2024-03-28 21:00 | 458731 | 0 | 0 | 5211.4 | 463942.4 | 442898.7 | 359705.6 | 0.0345 | 0.0506 | 0.58 | 0.57 | 251.4 | 18.6 | 2.62 | 19.3 | 876.3 | 0.16 | 252.7 | 45.4 | 298.1 | 263 | 19.4 | 2.73 | 20.2 | 919.3 | 0.17 | 264.4 | 47.7 | 312 | 384.1 | 24.4 | 3.37 | 29.9 | 1462.5 | 0.18 | 385.7 | 73.5 | 459.2 | 912.3 | 93.2 | 13.47 | 39 | 2349.5 | 0.45 | 918.7 | 109.2 | 1027.9 | 29.91 | 0 | 0.28 | 30.2 | 31.52 | 0 | 0.3 | 31.82 | 463942.4 | 104236.9 | 5337.8 | 4257.5 | 0 | 8374.7 | 64477.4 | 0 | 0 | 0 | 129718.6 | 0 | 182.2 | 3315.4 | 50288.8 | 88396.1 | 900.3 | 4456.8 | 0 | 0 | 103767.6 | 469.3 | 6.3 | 1409.8 | 4057.7 | 7223.2
2087 | 87 | Day87 | 22 | Hour22 | 3 | Spring | 2117 | #N/A | Spring | 437197 | 2024-03-28 22:00 | 432085.5 | 0 | 0 | 5111.6 | 437197.1 | 417509.2 | 332235.2 | 0.0337 | 0.0479 | 0.61 | 0.6 | 225.1 | 15.8 | 2.21 | 18.4 | 812.9 | 0.15 | 226.2 | 42.7 | 268.9 | 234.5 | 16.4 | 2.29 | 19.2 | 848.5 | 0.16 | 235.6 | 44.6 | 280.2 | 435.1 | 29.6 | 4.12 | 32 | 1596.3 | 0.2 | 437.1 | 79.7 | 516.8 | 786.1 | 63.8 | 9.06 | 48.6 | 2544.9 | 0.38 | 790.5 | 124.5 | 915 | 31.9 | 0 | 0.29 | 32.19 | 33.54 | 0 | 0.31 | 33.85 | 437197 | 104961.8 | 3915.4 | 4257.5 | 0 | 8303.6 | 50710.1 | 0 | 0 | 0 | 119322.8 | 0 | 794.1 | 3315.4 | 48557.6 | 88396.1 | 876.2 | 3786.5 | 0 | 0 | 104517.4 | 444.5 | 0 | 1688.8 | 4007.2 | 7062.7
2088 | 87 | Day87 | 23 | Hour23 | 3 | Spring | 2117 | #N/A | Spring | 407833.8 | 2024-03-28 23:00 | 402500.8 | 0 | 4.1 | 5328.9 | 407833.8 | 389248.2 | 303534.9 | 0.0329 | 0.0448 | 0.64 | 0.64 | 201.8 | 13.7 | 1.92 | 17.2 | 742.2 | 0.14 | 202.7 | 39.3 | 242 | 210 | 14.2 | 1.99 | 17.9 | 774.2 | 0.15 | 211 | 41.1 | 252 | 455.2 | 32.3 | 4.52 | 32.3 | 1628.9 | 0.22 | 457.4 | 80.9 | 538.3 | 475.5 | 26.3 | 3.58 | 41.6 | 1926.7 | 0.25 | 477.2 | 99.1 | 576.3 | 24.28 | 0 | 0.29 | 24.57 | 25.46 | 0 | 0.31 | 25.77 | 407833.8 | 104299 | 2974.7 | 4256.4 | 0 | 7308.9 | 40746.4 | 0 | 0 | 0 | 105148.7 | 0 | 159.1 | 3315.4 | 48133.2 | 87403.3 | 599.9 | 3488.9 | 0 | 0 | 103753.6 | 545.3 | 0 | 2509.9 | 2107.8 | 6811.2
2089 | 88 | Day88 | 0 | Hour0 | 3 | Spring | 53 | 489444.3 | Spring | 384293.2 | 2024-03-29 | 378226.4 | 542.7 | 393 | 5131.1 | 384293.3 | 366025.5 | 283056.4 | 0.0323 | 0.0421 | 0.66 | 0.66 | 187.5 | 12.5 | 1.74 | 16.5 | 700.2 | 0.14 | 188.3 | 37.4 | 225.7 | 194.9 | 12.9 | 1.8 | 17.2 | 729.6 | 0.14 | 195.7 | 39 | 234.7 | 442.9 | 29.5 | 4.1 | 33.3 | 1647.3 | 0.21 | 444.9 | 82.4 | 527.3 | 401.3 | 18.9 | 2.53 | 37.8 | 1727.5 | 0.2 | 402.5 | 89.4 | 491.9 | 21.46 | 0 | 0.29 | 21.75 | 22.48 | 0 | 0.3 | 22.79 | 384293.2 | 101236.8 | 942.5 | 4169.9 | 0 | 6595.7 | 34605.6 | 0 | 0 | 0 | 95478.4 | 0 | 159.1 | 3315.4 | 47737.6 | 86999.9 | 384.3 | 2668.2 | 0 | 0 | 100436.5 | 800.3 | 0 | 15.8 | 2209.1 | 5839.7
2090 | 88 | Day88 | 1 | Hour1 | 3 | Spring | 2117 | #N/A | Spring | 371856 | 2024-03-29 01:00 | 361024.6 | 3046 | 2847.3 | 4938 | 371856 | 349553.7 | 272353.3 | 0.0318 | 0.0401 | 0.66 | 0.66 | 187.2 | 12.5 | 1.73 | 16.6 | 700.1 | 0.14 | 188 | 37.5 | 225.5 | 195 | 13 | 1.8 | 17.2 | 729.6 | 0.14 | 195.8 | 39 | 234.8 | 441.1 | 28.5 | 3.95 | 33.9 | 1666.7 | 0.21 | 443 | 83.6 | 526.6 | 374.1 | 18.2 | 2.43 | 35.5 | 1595.6 | 0.21 | 375.3 | 83.1 | 458.4 | 20.28 | 0 | 0.28 | 20.56 | 21.24 | 0 | 0.3 | 21.55 | 371856 | 99502.7 | 48 | 4167 | 0 | 5945.2 | 33428.5 | 0 | 0 | 0 | 92604.3 | 0 | 159.1 | 3315.4 | 44102.8 | 86971.2 | 271.7 | 1339.9 | 0 | 0 | 98188.4 | 1314.2 | 0 | 0 | 0 | 5101.7
2091 | 88 | Day88 | 2 | Hour2 | 3 | Spring | 2117 | #N/A | Spring | 363217.6 | 2024-03-29 02:00 | 350796.5 | 3124.3 | 4522.2 | 4774.6 | 363217.6 | 339750.6 | 266713.7 | 0.0315 | 0.0389 | 0.65 | 0.65 | 191.7 | 12.8 | 1.78 | 16.9 | 715.6 | 0.14 | 192.6 | 38.3 | 230.8 | 199.5 | 13.3 | 1.86 | 17.5 | 744.4 | 0.15 | 200.4 | 39.8 | 240.2 | 439.6 | 28.2 | 3.9 | 34 | 1668.2 | 0.21 | 441.5 | 83.7 | 525.2 | 461.7 | 26.2 | 3.59 | 38.8 | 1847.8 | 0.22 | 463.5 | 93.9 | 557.4 | 21.89 | 0 | 0.3 | 22.18 | 22.79 | 0 | 0.3 | 23.09 | 363217.6 | 96503.9 | 91.3 | 4167 | 0 | 5371.4 | 33663.2 | 0 | 0 | 0 | 92218 | 0 | 159.1 | 3315.4 | 40314.8 | 87033.9 | 203.5 | 176 | 0 | 0 | 94557.5 | 1946.5 | 0 | 0 | 0 | 4770.5
2092 | 88 | Day88 | 3 | Hour3 | 3 | Spring | 2117 | #N/A | Spring | 359836.5 | 2024-03-29 03:00 | 348733.2 | 3663 | 2949.8 | 4490.5 | 359836.5 | 337779.6 | 264604.3 | 0.0314 | 0.0386 | 0.64 | 0.64 | 197.9 | 13.4 | 1.87 | 17.2 | 732.6 | 0.14 | 198.9 | 39.1 | 237.9 | 206.1 | 14 | 1.95 | 17.8 | 761.9 | 0.15 | 207.1 | 40.6 | 247.7 | 431.1 | 26.7 | 3.68 | 34.2 | 1666.5 | 0.2 | 432.9 | 83.9 | 516.8 | 497.8 | 30.6 | 4.22 | 39.8 | 1920.5 | 0.24 | 499.9 | 97.1 | 596.9 | 22 | 0 | 0.29 | 22.3 | 22.94 | 0 | 0.3 | 23.24 | 359836.5 | 95232.2 | 0 | 4165.4 | 0 | 5134.2 | 35186.2 | 0 | 0 | 0 | 92367.9 | 0 | 159.1 | 3315.4 | 37029.8 | 87033.9 | 177.7 | 34.7 | 0 | 0 | 92838.1 | 2394.1 | 0 | 0 | 0 | 4775.1
2093 | 88 | Day88 | 4 | Hour4 | 3 | Spring | 2117 | #N/A | Spring | 364715.2 | 2024-03-29 04:00 | 357344.2 | 2148.9 | 217.1 | 5004.9 | 364715.2 | 346059 | 270428.4 | 0.0316 | 0.0395 | 0.63 | 0.63 | 209 | 14.4 | 2.02 | 17.7 | 765.1 | 0.15 | 209.9 | 40.6 | 250.5 | 217 | 15 | 2.09 | 18.4 | 794.5 | 0.15 | 218 | 42.1 | 260.1 | 428.7 | 26.7 | 3.68 | 33.9 | 1653.1 | 0.2 | 430.5 | 83.2 | 513.7 | 664 | 58.4 | 8.34 | 37 | 2009.4 | 0.33 | 668 | 97 | 765 | 22.73 | 0 | 0.29 | 23.02 | 23.75 | 0 | 0.29 | 24.04 | 364715.2 | 94286.8 | 97.4 | 4165.4 | 0 | 5577.4 | 38549.4 | 0 | 0 | 0 | 96330.8 | 0 | 159.1 | 3315.4 | 35021.4 | 87033.9 | 178.2 | 0 | 0 | 0 | 91610 | 2676.8 | 0 | 0 | 0 | 5507.7
2094 | 88 | Day88 | 5 | Hour5 | 3 | Spring | 2117 | #N/A | Spring | 383875.7 | 2024-03-29 05:00 | 378831.6 | 0 | 4.1 | 5039.9 | 383875.7 | 366668 | 290921.4 | 0.0321 | 0.0419 | 0.61 | 0.6 | 225.1 | 15.8 | 2.22 | 18.6 | 814 | 0.15 | 226.2 | 42.9 | 269 | 232.9 | 16.4 | 2.29 | 19.2 | 842.7 | 0.16 | 234 | 44.4 | 278.4 | 484.6 | 35.6 | 5 | 33.3 | 1696.3 | 0.23 | 487 | 83.9 | 570.9 | 530.5 | 31.6 | 4.35 | 44 | 2080.3 | 0.27 | 532.7 | 106.1 | 638.8 | 24.48 | 0 | 0.27 | 24.75 | 25.58 | 0 | 0.28 | 25.86 | 383875.7 | 92954.3 | 193.3 | 4165.4 | 0 | 8374.7 | 44819.4 | 0 | 0 | 44.7 | 106255.2 | 0 | 159.1 | 3315.4 | 35738.9 | 87641.7 | 258.3 | 0 | 0 | 79.6 | 89981.9 | 2848.2 | 0 | 0 | 184.1 | 8128.1
2095 | 88 | Day88 | 6 | Hour6 | 3 | Spring | 2117 | #N/A | Spring | 413710.3 | 2024-03-29 06:00 | 409034.9 | 59.7 | 0 | 4615.7 | 413710.3 | 395550 | 307466.5 | 0.033 | 0.0452 | 0.6 | 0.6 | 233.9 | 17.2 | 2.41 | 18.3 | 823.3 | 0.16 | 235.1 | 42.9 | 278 | 242.5 | 17.8 | 2.5 | 19 | 853.6 | 0.16 | 243.7 | 44.5 | 288.2 | 414.3 | 27.1 | 3.76 | 31.5 | 1555.3 | 0.19 | 416.2 | 77.9 | 494 | 532.9 | 27.7 | 3.74 | 46.9 | 2224.3 | 0.24 | 534.7 | 113.3 | 648 | 26.65 | 0 | 0.27 | 26.93 | 27.93 | 0 | 0.29 | 28.22 | 413710.3 | 106243.8 | 413.1 | 4166.4 | 0 | 8374.7 | 53226.5 | 0 | 0 | 2707.5 | 111214 | 0 | 95.5 | 3315.4 | 38135.2 | 88396.1 | 90.1 | 39.5 | 0 | 13447.3 | 87136.2 | 2952.9 | 278.9 | 0 | 0 | 8258.9
2096 | 88 | Day88 | 7 | Hour7 | 3 | Spring | 2117 | #N/A | Spring | 431030.1 | 2024-03-29 07:00 | 427016.6 | 339.6 | 0 | 3673.9 | 431030.1 | 412707.5 | 298730 | 0.0335 | 0.0472 | 0.64 | 0.64 | 208.8 | 15.3 | 2.14 | 16.6 | 738.1 | 0.14 | 209.8 | 38.6 | 248.5 | 216.6 | 15.8 | 2.22 | 17.2 | 765.8 | 0.15 | 217.7 | 40.1 | 257.8 | 167.3 | 6.5 | 0.84 | 16.7 | 767.6 | 0.08 | 167.8 | 39.6 | 207.4 | 457.3 | 14 | 1.69 | 49.1 | 2221.2 | 0.2 | 458.2 | 115.4 | 573.6 | 26.2 | 0 | 0.28 | 26.49 | 27.5 | 0 | 0.3 | 27.8 | 431030.1 | 132300.1 | 1166 | 4193.8 | 0 | 7712.7 | 49065.3 | 0 | 0 | 6978.4 | 104482.2 | 0 | 95.5 | 3315.4 | 39786.7 | 88396.1 | 90.1 | 426.3 | 0 | 43685 | 78578.8 | 3057.8 | 2355.2 | 0 | 172.5 | 8258.9
2097 | 88 | Day88 | 8 | Hour8 | 3 | Spring | 2117 | #N/A | Spring | 442197.3 | 2024-03-29 08:00 | 437292.7 | 884.6 | 0 | 4020 | 442197.3 | 422508.2 | 291323.9 | 0.0338 | 0.0483 | 0.67 | 0.67 | 186.7 | 13.3 | 1.86 | 15.4 | 671.9 | 0.13 | 187.6 | 35.4 | 223 | 193.8 | 13.8 | 1.93 | 15.9 | 697.1 | 0.13 | 194.8 | 36.7 | 231.5 | 120.7 | 4.8 | 0.62 | 11.9 | 550 | 0.05 | 121 | 28.4 | 149.4 | 1082.1 | 121.1 | 17.58 | 36.6 | 2471.9 | 0.53 | 1090.5 | 110.4 | 1200.9 | 25.31 | 0 | 0.29 | 25.6 | 26.6 | 0 | 0.3 | 26.9 | 442197.3 | 150873.4 | 617.4 | 4193.8 | 0 | 8374.7 | 43444.5 | 0 | 96.2 | 9256.1 | 100392 | 0 | 95.5 | 3315.4 | 42191.3 | 88396.1 | 90.1 | 213 | 0 | 85195.1 | 53037.6 | 3288.4 | 5702 | 0 | 358 | 8258.9
2098 | 88 | Day88 | 9 | Hour9 | 3 | Spring | 2117 | #N/A | Spring | 452655.6 | 2024-03-29 09:00 | 447964.8 | 1021.4 | 0 | 3669.4 | 452655.6 | 432670.4 | 278670.2 | 0.0341 | 0.0494 | 0.69 | 0.69 | 179.6 | 12.9 | 1.81 | 14.7 | 642.6 | 0.13 | 180.5 | 33.9 | 214.4 | 186.5 | 13.4 | 1.88 | 15.3 | 666.9 | 0.13 | 187.4 | 35.2 | 222.5 | 84.2 | 2.8 | 0.34 | 8.9 | 402.3 | 0.04 | 84.4 | 20.9 | 105.3 | 478.4 | 18.9 | 2.43 | 47.5 | 2187.7 | 0.21 | 479.6 | 112.8 | 592.4 | 25.12 | 0 | 0.28 | 25.4 | 26.45 | 0 | 0.3 | 26.75 | 452655.6 | 173985.3 | 0.5 | 4193.8 | 0 | 8275.9 | 43316.7 | 0 | 533.1 | 11482.8 | 97477.6 | 0 | 95.5 | 3315.4 | 33295.6 | 88396.1 | 90.1 | 213 | 0 | 117962 | 40448.8 | 3558.6 | 7363.6 | 366.6 | 310.3 | 8258.9
2099 | 88 | Day88 | 10 | Hour10 | 3 | Spring | 2117 | #N/A | Spring | 460948 | 2024-03-29 10:00 | 456038 | 584 | 0 | 4325.9 | 460947.9 | 440346.3 | 270787.7 | 0.0344 | 0.0503 | 0.7 | 0.7 | 174.2 | 12.5 | 1.75 | 14.3 | 624.3 | 0.12 | 175 | 32.9 | 208 | 181 | 13 | 1.82 | 14.9 | 648.6 | 0.13 | 181.9 | 34.2 | 216.1 | 74.1 | 2.6 | 0.32 | 7.7 | 350.5 | 0.03 | 74.3 | 18.2 | 92.4 | 386.3 | 7.3 | 0.73 | 45.6 | 2020 | 0.17 | 386.7 | 105.9 | 492.6 | 24.8 | 0 | 0.28 | 25.08 | 26.15 | 0 | 0.3 | 26.45 | 460948 | 190160.2 | 0 | 4193.8 | 0 | 8374.7 | 42626.4 | 0 | 834.1 | 15437.5 | 96549.3 | 0 | 95.5 | 3315.4 | 26933.3 | 88396.1 | 90.1 | 213 | 0 | 132043.2 | 37908.2 | 3937.2 | 9305.2 | 305.1 | 871.1 | 8258.9
2100 | 88 | Day88 | 11 | Hour11 | 3 | Spring | 2117 | #N/A | Spring | 468327 | 2024-03-29 11:00 | 462071.8 | 298 | 1553.2 | 4404 | 468327 | 446081.8 | 273181 | 0.0346 | 0.0509 | 0.7 | 0.69 | 176.4 | 12.7 | 1.79 | 14.3 | 628.1 | 0.12 | 177.2 | 33.1 | 210.3 | 184 | 13.3 | 1.86 | 14.9 | 655.1 | 0.13 | 184.9 | 34.5 | 219.4 | 73.6 | 2.6 | 0.33 | 7.6 | 346.4 | 0.03 | 73.8 | 17.9 | 91.7 | 802.5 | 73 | 10.44 | 42.3 | 2365.1 | 0.39 | 807.6 | 112.9 | 920.5 | 24.83 | 0 | 0.28 | 25.11 | 26.23 | 0 | 0.3 | 26.52 | 468327 | 195146 | 292.2 | 4184.4 | 0 | 8188.1 | 44389.3 | 0 | 916 | 15781 | 97670.6 | 0 | 95.5 | 3315.4 | 26346.2 | 88396.1 | 90.1 | 213 | 0 | 134726 | 39641.1 | 4081.9 | 13419.6 | 213 | 211 | 8258.9
2101 | 88 | Day88 | 12 | Hour12 | 3 | Spring | 2117 | #N/A | Spring | 475195.4 | 2024-03-29 12:00 | 467959.8 | 1257.6 | 1553.2 | 4424.8 | 475195.5 | 451672.5 | 275543.1 | 0.0348 | 0.0515 | 0.69 | 0.69 | 178.2 | 12.8 | 1.8 | 14.4 | 635.3 | 0.12 | 179 | 33.4 | 212.4 | 186.1 | 13.4 | 1.88 | 15.1 | 663.4 | 0.13 | 187 | 34.9 | 221.9 | 71.8 | 2.4 | 0.3 | 7.5 | 342.5 | 0.03 | 72 | 17.8 | 89.7 | 525.9 | 27.2 | 3.66 | 46.4 | 2202.3 | 0.24 | 527.7 | 112.1 | 639.9 | 25.15 | 0 | 0.28 | 25.43 | 26.58 | 0 | 0.29 | 26.88 | 475195.4 | 199652.3 | 428.4 | 4184.4 | 0 | 7812.4 | 45372.4 | 0 | 910.7 | 17239 | 100425.5 | 0 | 95.5 | 3315.4 | 25167 | 88396.1 | 90.1 | 255.8 | 0 | 133783 | 43633.7 | 4086 | 13679.6 | 213 | 403.7 | 8258.9
2102 | 88 | Day88 | 13 | Hour13 | 3 | Spring | 2117 | #N/A | Spring | 482555.1 | 2024-03-29 13:00 | 473524.4 | 3004.7 | 1553.2 | 4472.7 | 482555.1 | 456950.1 | 278271.1 | 0.035 | 0.0521 | 0.69 | 0.69 | 178.7 | 12.8 | 1.8 | 14.5 | 638.7 | 0.12 | 179.6 | 33.6 | 213.1 | 187 | 13.5 | 1.89 | 15.1 | 667.8 | 0.13 | 188 | 35.1 | 223 | 71.3 | 2.4 | 0.29 | 7.5 | 340.7 | 0.03 | 71.4 | 17.7 | 89.1 | 512 | 23.3 | 3.08 | 48.1 | 2243.6 | 0.23 | 513.5 | 115 | 628.5 | 25.25 | 0 | 0.28 | 25.53 | 26.73 | 0 | 0.29 | 27.02 | 482555.1 | 204284 | 0 | 4184.4 | 0 | 7584.9 | 46069.1 | 0 | 908.3 | 18354.2 | 103027.1 | 0 | 95.5 | 3315.4 | 25173.8 | 88396.1 | 90.1 | 334.8 | 0 | 133308.4 | 47526.2 | 4186.8 | 14219.2 | 213 | 247.7 | 7534.2
2103 | 88 | Day88 | 14 | Hour14 | 3 | Spring | 2117 | #N/A | Spring | 486933 | 2024-03-29 14:00 | 476284.4 | 4470.8 | 1553.2 | 4624.5 | 486933 | 459561.1 | 281079.5 | 0.0351 | 0.0525 | 0.69 | 0.69 | 180 | 13 | 1.82 | 14.5 | 641.6 | 0.12 | 180.9 | 33.7 | 214.6 | 188.8 | 13.6 | 1.91 | 15.2 | 672.2 | 0.13 | 189.7 | 35.3 | 224.9 | 71.3 | 2.3 | 0.29 | 7.5 | 341.7 | 0.03 | 71.4 | 17.7 | 89.2 | 547.3 | 29.9 | 4.05 | 46.9 | 2242.3 | 0.25 | 549.3 | 113.8 | 663.1 | 25.37 | 0 | 0.28 | 25.65 | 26.89 | 0 | 0.29 | 27.17 | 486933 | 205853.5 | 0 | 4184.4 | 0 | 7825 | 47080 | 0 | 900.7 | 19875.8 | 104057.4 | 0 | 95.5 | 3315.4 | 25668.9 | 88396.1 | 90.1 | 366.6 | 0 | 130265.7 | 50534.8 | 4276.6 | 14387.4 | 222.8 | 265.4 | 7396.4
2104 | 88 | Day88 | 15 | Hour15 | 3 | Spring | 2117 | #N/A | Spring | 488992.7 | 2024-03-29 15:00 | 477726.5 | 4579 | 1985.7 | 4701.5 | 488992.7 | 460924.8 | 285561.7 | 0.0352 | 0.0526 | 0.68 | 0.68 | 186.6 | 13.6 | 1.92 | 14.8 | 659 | 0.13 | 187.5 | 34.5 | 222 | 195.9 | 14.3 | 2.01 | 15.5 | 691.3 | 0.13 | 196.9 | 36.2 | 233 | 70.7 | 2.3 | 0.29 | 7.5 | 338.3 | 0.03 | 70.9 | 17.5 | 88.4 | 478 | 19.1 | 2.46 | 47.3 | 2180 | 0.21 | 479.3 | 112.3 | 591.6 | 25.51 | 0 | 0.27 | 25.79 | 27.05 | 0 | 0.28 | 27.33 | 488992.7 | 203431 | 220.5 | 4184.4 | 0 | 7825 | 49872 | 0 | 914.9 | 17392.5 | 105817.4 | 0 | 95.5 | 3315.4 | 25591.7 | 88396.1 | 90.1 | 153.6 | 0 | 127838.7 | 52977.8 | 4307 | 15095.1 | 213 | 261.2 | 7444.5
2105 | 88 | Day88 | 16 | Hour16 | 3 | Spring | 2117 | #N/A | Spring | 489444.3 | 2024-03-29 16:00 | 478980.7 | 4299.1 | 1553.2 | 4611.3 | 489444.3 | 462117.1 | 301329.4 | 0.0352 | 0.0527 | 0.65 | 0.65 | 209.5 | 15.8 | 2.22 | 16 | 725.1 | 0.14 | 210.6 | 37.6 | 248.2 | 219.9 | 16.6 | 2.33 | 16.7 | 760.6 | 0.14 | 221 | 39.5 | 260.5 | 75.3 | 2.6 | 0.32 | 7.9 | 356.4 | 0.03 | 75.4 | 18.5 | 93.9 | 772.4 | 69.1 | 9.87 | 41.8 | 2313.3 | 0.37 | 777.2 | 110.9 | 888 | 26.35 | 0 | 0.27 | 26.62 | 27.95 | 0 | 0.28 | 28.23 | 489444.3 | 188115 | 1.2 | 4243.6 | 0 | 7825 | 58301.4 | 0 | 915.4 | 13485 | 112483.2 | 0 | 95.5 | 3315.4 | 26424.2 | 88396.1 | 90.1 | 153.6 | 0 | 115178.8 | 54210.6 | 4325 | 12828.1 | 215.3 | 296.3 | 7396.4
2106 | 88 | Day88 | 17 | Hour17 | 3 | Spring | 2117 | #N/A | Spring | 487495.2 | 2024-03-29 17:00 | 478064.6 | 2928.4 | 1553.2 | 4949 | 487495.3 | 461257.2 | 330824.8 | 0.0352 | 0.0526 | 0.6 | 0.6 | 240.9 | 18.2 | 2.57 | 18 | 826.8 | 0.15 | 242.1 | 42.7 | 284.8 | 253.3 | 19.2 | 2.7 | 19 | 870 | 0.16 | 254.6 | 44.9 | 299.5 | 169.1 | 8.5 | 1.15 | 15.1 | 714 | 0.08 | 169.7 | 36.4 | 206.1 | 504.6 | 22.6 | 2.99 | 47.9 | 2211 | 0.24 | 506.1 | 113.8 | 619.9 | 28.58 | 0 | 0.27 | 28.85 | 30.29 | 0 | 0.29 | 30.58 | 487495.2 | 156670.5 | 1550.7 | 4243.6 | 0 | 7825 | 67341.5 | 0 | 896.8 | 10611.1 | 125059.5 | 0 | 159.1 | 3315.4 | 31539.5 | 88396.1 | 649.5 | 744.9 | 0 | 83016.9 | 57806 | 4339.8 | 8153.2 | 1846.1 | 991.4 | 8258.9
2107 | 88 | Day88 | 18 | Hour18 | 3 | Spring | 2117 | #N/A | Spring | 478826 | 2024-03-29 18:00 | 474712.5 | 0 | 0 | 4113.5 | 478826.1 | 458086.4 | 358754.5 | 0.035 | 0.0522 | 0.57 | 0.56 | 262.5 | 19.8 | 2.79 | 19.6 | 903.9 | 0.17 | 263.9 | 46.6 | 310.5 | 275.6 | 20.6 | 2.91 | 20.8 | 952.8 | 0.18 | 277 | 49.2 | 326.2 | 364.2 | 21.1 | 3.02 | 31.6 | 1337.1 | 0.25 | 365.6 | 71.5 | 437.2 | 625 | 27.1 | 3.56 | 60.1 | 2770.9 | 0.29 | 626.8 | 142.8 | 769.6 | 44.62 | 0 | 0.27 | 44.89 | 47.11 | 0 | 0.28 | 47.39 | 478826 | 120071.5 | 2948.2 | 4253 | 0 | 8374.7 | 71671.8 | 0 | 688.2 | 7958.3 | 131407.6 | 0 | 2410.7 | 3315.4 | 38465.3 | 88396.1 | 921.5 | 6590.2 | 0 | 45846.7 | 61346.6 | 4231.6 | 6717.3 | 4636.8 | 3728.7 | 7888.4
2108 | 88 | Day88 | 19 | Hour19 | 3 | Spring | 2117 | #N/A | Spring | 479264.6 | 2024-03-29 19:00 | 474982.4 | 0 | 0 | 4282.1 | 479264.5 | 458347.4 | 380679.4 | 0.035 | 0.0522 | 0.55 | 0.55 | 272.4 | 20.5 | 2.89 | 20.3 | 936.4 | 0.17 | 273.8 | 48.3 | 322.1 | 286.9 | 21.5 | 3.03 | 21.5 | 989.7 | 0.18 | 288.3 | 51.1 | 339.4 | 409.5 | 23.3 | 3.29 | 35.7 | 1541.9 | 0.26 | 411.1 | 81.7 | 492.8 | 599.5 | 20.3 | 2.54 | 62.8 | 2836 | 0.28 | 600.8 | 147.4 | 748.2 | 46.87 | 0 | 0.27 | 47.14 | 49.47 | 0 | 0.29 | 49.76 | 479264.6 | 98585.1 | 3905.2 | 4253 | 0 | 8374.7 | 74250.4 | 0 | 245.6 | 1695.8 | 135785.8 | 0 | 2579.1 | 3315.4 | 51386.4 | 88396.1 | 1200.9 | 7232.5 | 0 | 11452.3 | 81055.1 | 4136.3 | 5309.5 | 1039 | 3582.9 | 8258.9
2109 | 88 | Day88 | 20 | Hour20 | 3 | Spring | 2117 | #N/A | Spring | 479354.2 | 2024-03-29 20:00 | 474264 | 0 | 0 | 5090.2 | 479354.3 | 457674.2 | 381386.3 | 0.035 | 0.0521 | 0.57 | 0.56 | 264.6 | 20.1 | 2.84 | 19.6 | 906 | 0.17 | 266 | 46.6 | 312.6 | 277 | 20.9 | 2.95 | 20.6 | 952.3 | 0.17 | 278.5 | 49.1 | 327.5 | 385.4 | 23 | 3.18 | 31.4 | 1501.9 | 0.19 | 387 | 76.3 | 463.2 | 468.1 | 12 | 1.4 | 52.5 | 2331.8 | 0.22 | 468.8 | 122.1 | 590.9 | 30.73 | 0 | 0.27 | 31 | 32.43 | 0 | 0.29 | 32.72 | 479354.2 | 97968 | 5599.9 | 4253 | 0 | 8334.8 | 73136.9 | 0 | 0 | 33.8 | 133836.3 | 0 | 392.8 | 3315.4 | 58475.3 | 88396.1 | 667.4 | 4978.3 | 0 | 84.2 | 93955.5 | 3894.5 | 532.5 | 195.1 | 2147.3 | 8107.8
2110 | 88 | Day88 | 21 | Hour21 | 3 | Spring | 2117 | #N/A | Spring | 460625.9 | 2024-03-29 21:00 | 455096.2 | 0 | 0 | 5529.7 | 460625.9 | 439459.5 | 358395.3 | 0.0344 | 0.0501 | 0.58 | 0.57 | 256.8 | 19.5 | 2.75 | 19.2 | 881 | 0.16 | 258.1 | 45.5 | 303.6 | 267.7 | 20.2 | 2.85 | 20.1 | 920.2 | 0.17 | 269.1 | 47.5 | 316.6 | 412 | 27.1 | 3.77 | 31.2 | 1540.2 | 0.19 | 413.9 | 77.1 | 491 | 492.5 | 21.7 | 2.86 | 47.1 | 2168.4 | 0.23 | 493.9 | 111.8 | 605.7 | 28.34 | 0 | 0.27 | 28.61 | 29.84 | 0 | 0.29 | 30.13 | 460625.9 | 102230.6 | 4913.6 | 4253 | 0 | 8374.7 | 67841.6 | 0 | 0 | 0 | 126236.8 | 0 | 159.1 | 3315.4 | 51326 | 88396.1 | 654 | 2924.9 | 0 | 0.1 | 98444.7 | 3785.7 | 6.1 | 0 | 2655.7 | 8181.3
2111 | 88 | Day88 | 22 | Hour22 | 3 | Spring | 2117 | #N/A | Spring | 433059.8 | 2024-03-29 22:00 | 427184.8 | 0 | 213 | 5661.9 | 433059.7 | 412852.1 | 326636.1 | 0.0335 | 0.0473 | 0.62 | 0.61 | 221.7 | 15.8 | 2.22 | 17.9 | 793 | 0.15 | 222.8 | 41.5 | 264.3 | 230.6 | 16.4 | 2.3 | 18.7 | 826.6 | 0.16 | 231.7 | 43.3 | 275 | 450.4 | 30.4 | 4.23 | 33.4 | 1660.8 | 0.21 | 452.5 | 82.9 | 535.4 | 878.1 | 91 | 13.16 | 36.4 | 2223.4 | 0.44 | 884.4 | 102.8 | 987.2 | 26.1 | 0 | 0.28 | 26.38 | 27.43 | 0 | 0.3 | 27.72 | 433059.8 | 106423.7 | 4024.8 | 4245.4 | 0 | 8067.7 | 50708.8 | 0 | 0 | 0 | 114710.7 | 0 | 159.1 | 3315.4 | 50192.8 | 88061 | 575.2 | 2575.1 | 0 | 0 | 103069.5 | 3354.2 | 0 | 478.5 | 4002.2 | 5774.6
2112 | 88 | Day88 | 23 | Hour23 | 3 | Spring | 2117 | #N/A | Spring | 404017.4 | 2024-03-29 23:00 | 397970.3 | 10.2 | 312.9 | 5724 | 404017.4 | 384917 | 298826.2 | 0.0328 | 0.0443 | 0.65 | 0.65 | 196.3 | 13.4 | 1.87 | 16.8 | 722.9 | 0.14 | 197.2 | 38.3 | 235.6 | 204.2 | 13.9 | 1.94 | 17.5 | 753.8 | 0.14 | 205.2 | 40 | 245.2 | 456.4 | 30.6 | 4.26 | 34 | 1688.5 | 0.21 | 458.4 | 84.4 | 542.8 | 650.1 | 50.9 | 7.2 | 41.9 | 2164 | 0.32 | 653.6 | 106.5 | 760.1 | 24.49 | 0 | 0.28 | 24.77 | 25.67 | 0 | 0.3 | 25.97 | 404017.4 | 105191.2 | 3702.2 | 4123.5 | 0 | 6866.3 | 39411.1 | 0 | 0 | 0 | 101634.4 | 0 | 159.1 | 3315.4 | 48638.9 | 88061 | 354.6 | 2559.6 | 0 | 0 | 102115.4 | 3075.8 | 0 | 1885 | 2165.9 | 4566.6
2113 | 89 | Day89 | 0 | Hour0 | 3 | Spring | 45 | 493452.2 | Spring | 381875.9 | 2024-03-30 | 373235.5 | 307.4 | 2792.2 | 5540.9 | 381875.9 | 361237.7 | 279093 | 0.0321 | 0.0416 | 0.66 | 0.66 | 190 | 13 | 1.81 | 16.4 | 699.7 | 0.14 | 190.9 | 37.3 | 228.1 | 197.6 | 13.5 | 1.88 | 17.1 | 728.9 | 0.14 | 198.5 | 38.8 | 237.4 | 467.3 | 31.8 | 4.43 | 34.5 | 1716.1 | 0.22 | 469.4 | 85.7 | 555.1 | 527.1 | 38.5 | 5.4 | 36.4 | 1852.1 | 0.25 | 529.7 | 91.6 | 621.3 | 22.73 | 0 | 0.3 | 23.03 | 23.77 | 0 | 0.3 | 24.07 | 381875.9 | 102782.9 | 1042.7 | 4120.2 | 0 | 4829.7 | 36235.5 | 0 | 0 | 0 | 92742.8 | 0 | 146.8 | 3315.4 | 45749.5 | 87397.2 | 170.4 | 3342.7 | 0 | 0 | 99618.2 | 3164.7 | 0 | 1346.8 | 466.5 | 4632.6
2114 | 89 | Day89 | 1 | Hour1 | 3 | Spring | 2117 | #N/A | Spring | 372081.9 | 2024-03-30 01:00 | 355798.2 | 2636.2 | 8233.4 | 5414.1 | 372081.9 | 344526.5 | 270199.4 | 0.0317 | 0.0396 | 0.66 | 0.66 | 190.8 | 13 | 1.82 | 16.5 | 703.3 | 0.14 | 191.7 | 37.5 | 229.1 | 199 | 13.7 | 1.91 | 17.1 | 730.7 | 0.14 | 200 | 38.9 | 238.8 | 448 | 29.6 | 4.12 | 33.9 | 1671.9 | 0.21 | 450 | 83.8 | 533.8 | 452.3 | 24.7 | 3.36 | 39.5 | 1853.8 | 0.23 | 454 | 94.9 | 548.8 | 21.05 | 0 | 0.3 | 21.35 | 21.93 | 0 | 0.29 | 22.23 | 372081.9 | 101882.5 | 230.7 | 4120.2 | 0 | 4839.5 | 35344.4 | 0 | 0 | 0 | 91088.8 | 0 | 95.5 | 3315.4 | 42354.5 | 86740.7 | 170.4 | 1899.4 | 0 | 0 | 98202.8 | 3679.6 | 0 | 0 | 0 | 4976.3
2115 | 89 | Day89 | 2 | Hour2 | 3 | Spring | 2117 | #N/A | Spring | 365230 | 2024-03-30 02:00 | 344774.2 | 4783 | 10417.1 | 5255.7 | 365230 | 333951.5 | 263381.5 | 0.0314 | 0.0382 | 0.66 | 0.65 | 191.8 | 13 | 1.81 | 16.7 | 710.8 | 0.14 | 192.7 | 37.9 | 230.6 | 200.6 | 13.7 | 1.91 | 17.3 | 739 | 0.14 | 201.6 | 39.3 | 240.9 | 447.9 | 30.1 | 4.19 | 33.6 | 1657.3 | 0.22 | 449.9 | 83 | 532.9 | 359.3 | 17.1 | 2.27 | 33.7 | 1553.8 | 0.18 | 360.4 | 80.1 | 440.5 | 19.36 | 0 | 0.31 | 19.66 | 20.13 | 0 | 0.29 | 20.42 | 365230 | 101848.5 | 0 | 4120.2 | 0 | 4760.4 | 34478.6 | 0 | 0 | 0 | 91031.4 | 0 | 95.5 | 3315.4 | 39327.5 | 85964 | 170.4 | 118.2 | 0 | 0 | 97827.7 | 4020.8 | 0 | 0 | 0 | 4913.1
2116 | 89 | Day89 | 3 | Hour3 | 3 | Spring | 2117 | #N/A | Spring | 360632 | 2024-03-30 03:00 | 341817.8 | 4320 | 9190.9 | 5303.3 | 360632 | 331124.1 | 260975 | 0.0313 | 0.0378 | 0.65 | 0.65 | 194.3 | 13.2 | 1.83 | 16.9 | 720.1 | 0.14 | 195.2 | 38.4 | 233.6 | 203.3 | 13.9 | 1.94 | 17.5 | 748.8 | 0.15 | 204.3 | 39.9 | 244.1 | 446 | 29.4 | 4.08 | 34 | 1669 | 0.21 | 448 | 83.8 | 531.8 | 366.8 | 14.1 | 1.8 | 38.2 | 1693.6 | 0.2 | 367.7 | 88.8 | 456.4 | 20.09 | 0 | 0.3 | 20.4 | 20.87 | 0 | 0.29 | 21.16 | 360632 | 99657 | 0 | 4120.2 | 0 | 4760.4 | 34478.6 | 0 | 0 | 0 | 91096.3 | 0 | 95.5 | 3315.4 | 36676.9 | 86029.9 | 170.4 | 231.4 | 0 | 0 | 95504.2 | 4152.8 | 0 | 0 | 0 | 4923.3
2117 | 89 | Day89 | 4 | Hour4 | 3 | Spring | 2117 | #N/A | Spring | 359747.5 | 2024-03-30 04:00 | 349695.7 | 507.9 | 4252.1 | 5291.9 | 359747.5 | 338710.7 | 260934.6 | 0.0314 | 0.0386 | 0.65 | 0.65 | 195.7 | 13.2 | 1.84 | 17.1 | 726 | 0.14 | 196.6 | 38.7 | 235.3 | 203.3 | 13.8 | 1.92 | 17.7 | 752.8 | 0.15 | 204.2 | 40.2 | 244.3 | 462.9 | 31.3 | 4.36 | 34.5 | 1706.5 | 0.22 | 465.1 | 85.4 | 550.4 | 551.2 | 43.7 | 6.18 | 35.7 | 1829.3 | 0.28 | 554.2 | 90.3 | 644.5 | 21.11 | 0 | 0.28 | 21.39 | 21.99 | 0 | 0.28 | 22.28 | 359747.5 | 98812.9 | 0 | 4120.2 | 0 | 4760.4 | 34553.4 | 0 | 0 | 0 | 91775.5 | 0 | 95.5 | 3315.4 | 35403.2 | 86740.7 | 170.4 | 0 | 0 | 0 | 94611.4 | 4201.5 | 0 | 0 | 0 | 4967.2
2118 | 89 | Day89 | 5 | Hour5 | 3 | Spring | 2117 | #N/A | Spring | 377314 | 2024-03-30 05:00 | 370739.4 | 6.9 | 955.3 | 5612.4 | 377314 | 358919.2 | 277400.5 | 0.0319 | 0.0409 | 0.62 | 0.62 | 210.1 | 14.2 | 1.97 | 18.1 | 780.2 | 0.15 | 211 | 41.4 | 252.4 | 217.5 | 14.6 | 2.03 | 18.7 | 809.1 | 0.15 | 218.5 | 42.9 | 261.4 | 496 | 36.7 | 5.16 | 33.8 | 1726.3 | 0.23 | 498.5 | 85.3 | 583.8 | 822.7 | 83.7 | 12.08 | 35.3 | 2141.7 | 0.4 | 828.5 | 99.2 | 927.7 | 23.68 | 0 | 0.26 | 23.94 | 24.75 | 0 | 0.28 | 25.02 | 377314 | 99913.5 | 101.8 | 4120.2 | 0 | 4870.4 | 38763.9 | 0 | 0 | 43.5 | 104060.2 | 0 | 95.5 | 3315.4 | 34505.8 | 87397.2 | 170.4 | 0 | 0 | 165.1 | 95753.9 | 3951 | 0 | 0 | 0 | 5636.4
2119 | 89 | Day89 | 6 | Hour6 | 3 | Spring | 2117 | #N/A | Spring | 407089.1 | 2024-03-30 06:00 | 401431.4 | 156.3 | 366.6 | 5134.8 | 407089.1 | 388306.1 | 286737.6 | 0.0327 | 0.0443 | 0.63 | 0.63 | 210.7 | 14.7 | 2.05 | 17.5 | 767 | 0.14 | 211.7 | 40.4 | 252 | 218.5 | 15.2 | 2.12 | 18.2 | 796.3 | 0.15 | 219.6 | 41.9 | 261.5 | 418.7 | 29.8 | 4.17 | 29.6 | 1495 | 0.2 | 420.7 | 74.3 | 495 | 634.1 | 50.7 | 7.18 | 39.8 | 2088.8 | 0.3 | 637.6 | 102.1 | 739.7 | 24.32 | 0 | 0.27 | 24.59 | 25.5 | 0 | 0.28 | 25.78 | 407089.1 | 120351.4 | 520 | 4120.2 | 0 | 5226.5 | 43950.3 | 0 | 0 | 2898.9 | 107233.2 | 0 | 95.5 | 3315.4 | 34530.5 | 87397.2 | 170.4 | 178.6 | 0 | 15741.7 | 97887.7 | 3823.2 | 316.2 | 0 | 142.3 | 7359.1
2120 | 89 | Day89 | 7 | Hour7 | 3 | Spring | 2117 | #N/A | Spring | 431471.7 | 2024-03-30 07:00 | 421922.3 | 882 | 3752.8 | 4914.7 | 431471.7 | 407872 | 282687.3 | 0.0333 | 0.0465 | 0.67 | 0.66 | 188.4 | 13.1 | 1.83 | 15.8 | 687.6 | 0.13 | 189.3 | 36.3 | 225.7 | 196.6 | 13.7 | 1.91 | 16.4 | 716.8 | 0.14 | 197.5 | 37.8 | 235.4 | 202.6 | 10.8 | 1.47 | 17.7 | 835.8 | 0.09 | 203.4 | 42.6 | 245.9 | 570 | 42.2 | 5.93 | 38.8 | 1985.5 | 0.27 | 572.9 | 98.1 | 670.9 | 23.31 | 0 | 0.28 | 23.59 | 24.47 | 0 | 0.29 | 24.76 | 431471.7 | 148784.4 | 788.3 | 4127.2 | 0 | 5417.7 | 41576.2 | 0 | 0 | 7015.2 | 102086.5 | 0 | 95.5 | 3315.4 | 37142.5 | 87397.2 | 170.4 | 570.5 | 0 | 47612 | 90556.5 | 3600.7 | 2439.2 | 0 | 0 | 7397.5
2121 | 89 | Day89 | 8 | Hour8 | 3 | Spring | 2117 | #N/A | Spring | 447301.2 | 2024-03-30 08:00 | 435196.4 | 1075.4 | 6138.1 | 4891.2 | 447301.2 | 420521.2 | 282983.8 | 0.0337 | 0.048 | 0.68 | 0.68 | 178.1 | 12.3 | 1.72 | 15.1 | 652 | 0.13 | 178.9 | 34.5 | 213.5 | 185.9 | 12.9 | 1.8 | 15.6 | 679.2 | 0.13 | 186.8 | 35.9 | 222.7 | 139.7 | 6.6 | 0.87 | 12.9 | 605.5 | 0.06 | 140.1 | 31 | 171.1 | 645.4 | 51.2 | 7.24 | 40.9 | 2139.7 | 0.31 | 648.9 | 104.7 | 753.6 | 24.68 | 0 | 0.28 | 24.96 | 25.93 | 0 | 0.3 | 26.23 | 447301.2 | 164317.4 | 312.7 | 4193.8 | 0 | 7987.7 | 40303.1 | 0 | 98.8 | 8329.9 | 100872.6 | 0 | 95.5 | 3315.4 | 37326.3 | 88396.1 | 170.4 | 10.2 | 0 | 82917.9 | 69824.2 | 3146.6 | 5702.2 | 0 | 0 | 7849.1
2122 | 89 | Day89 | 9 | Hour9 | 3 | Spring | 2117 | #N/A | Spring | 455030.8 | 2024-03-30 09:00 | 448276.8 | 510.9 | 1629 | 4614 | 455030.8 | 432969.3 | 270475.9 | 0.0341 | 0.0494 | 0.7 | 0.7 | 170.4 | 11.9 | 1.66 | 14.4 | 621 | 0.12 | 171.2 | 32.9 | 204.1 | 177.1 | 12.3 | 1.72 | 14.9 | 644.9 | 0.13 | 177.9 | 34.2 | 212.1 | 95.4 | 3.4 | 0.43 | 9.8 | 448.7 | 0.04 | 95.7 | 23.2 | 118.9 | 1017.2 | 107.1 | 15.49 | 40.4 | 2534.2 | 0.5 | 1024.6 | 116.1 | 1140.6 | 24.3 | 0 | 0.28 | 24.58 | 25.6 | 0 | 0.3 | 25.89 | 455030.8 | 184554.9 | 0.5 | 4193.8 | 0 | 8265 | 39653.7 | 0 | 531.7 | 13474.9 | 97035 | 0 | 95.5 | 3315.4 | 29243.7 | 88396.1 | 170.4 | 106.8 | 0 | 115136.6 | 52455.1 | 2956.5 | 7146.6 | 0 | 0 | 8221
2123 | 89 | Day89 | 10 | Hour10 | 3 | Spring | 2117 | #N/A | Spring | 468141.2 | 2024-03-30 10:00 | 459411.8 | 1697.6 | 1757.7 | 5274.1 | 468141.2 | 443551.7 | 270272.7 | 0.0345 | 0.0506 | 0.7 | 0.7 | 171.5 | 12.1 | 1.7 | 14.2 | 619.5 | 0.12 | 172.4 | 32.7 | 205.1 | 179.2 | 12.6 | 1.77 | 14.9 | 647.3 | 0.13 | 180.1 | 34.2 | 214.3 | 79.4 | 2.9 | 0.36 | 8.1 | 371.7 | 0.04 | 79.6 | 19.2 | 98.8 | 644.3 | 51.1 | 7.23 | 40.7 | 2134.3 | 0.31 | 647.7 | 104.4 | 752.2 | 24.21 | 0 | 0.28 | 24.49 | 25.58 | 0 | 0.3 | 25.88 | 468141.2 | 197868.5 | 171.8 | 4184.4 | 0 | 8272.9 | 41885.4 | 0 | 785.5 | 15539.2 | 98237.7 | 0 | 95.5 | 3315.4 | 25330.2 | 88396.1 | 170.4 | 213 | 0 | 129144.4 | 49341.4 | 3058 | 11461 | 213 | 188 | 8258.9
2124 | 89 | Day89 | 11 | Hour11 | 3 | Spring | 2117 | #N/A | Spring | 478328.2 | 2024-03-30 11:00 | 466786.6 | 4116.6 | 2068.2 | 5356.8 | 478328.2 | 450553.3 | 275517.3 | 0.0348 | 0.0514 | 0.69 | 0.69 | 177.3 | 12.8 | 1.79 | 14.4 | 632.1 | 0.12 | 178.2 | 33.3 | 211.4 | 186 | 13.4 | 1.88 | 15.1 | 662.9 | 0.13 | 186.9 | 34.9 | 221.8 | 74.9 | 2.5 | 0.31 | 7.9 | 356.7 | 0.03 | 75.1 | 18.5 | 93.6 | 640.4 | 46.2 | 6.47 | 44.7 | 2269.5 | 0.3 | 643.6 | 112.5 | 756 | 24.68 | 0 | 0.28 | 24.96 | 26.14 | 0 | 0.29 | 26.43 | 478328.2 | 202811 | 9.7 | 4184.4 | 0 | 8015.8 | 45403.4 | 0 | 867.9 | 16545.1 | 100379.4 | 0 | 95.5 | 3315.4 | 25334.2 | 88396.1 | 170.4 | 213 | 0 | 132892 | 49438.5 | 3067.4 | 13567.4 | 92.7 | 269.6 | 8254.3
2125 | 89 | Day89 | 12 | Hour12 | 3 | Spring | 2117 | #N/A | Spring | 485113.4 | 2024-03-30 12:00 | 472484.7 | 3392.6 | 3786.1 | 5450.1 | 485113.5 | 455952.9 | 281058.3 | 0.035 | 0.0521 | 0.69 | 0.68 | 181.6 | 13 | 1.83 | 14.7 | 648.4 | 0.12 | 182.5 | 34 | 216.5 | 190.7 | 13.7 | 1.92 | 15.4 | 680.5 | 0.13 | 191.6 | 35.7 | 227.4 | 75.5 | 2.6 | 0.33 | 7.8 | 357.2 | 0.03 | 75.7 | 18.5 | 94.2 | 692.3 | 54.4 | 7.69 | 44.3 | 2309.9 | 0.33 | 696 | 113.3 | 809.2 | 25.12 | 0 | 0.28 | 25.4 | 26.63 | 0 | 0.29 | 26.92 | 485113.4 | 204055.2 | 0 | 4184.4 | 0 | 7825 | 46966 | 0 | 885.3 | 16500 | 104739 | 0 | 95.5 | 3315.4 | 25366.6 | 88396.1 | 170.4 | 0 | 0 | 132565.6 | 51043.8 | 3060.4 | 14423.9 | 180 | 591.1 | 8254.3
2126 | 89 | Day89 | 13 | Hour13 | 3 | Spring | 2117 | #N/A | Spring | 490082.7 | 2024-03-30 13:00 | 477829.2 | 3638.3 | 3198.5 | 5416.6 | 490082.7 | 461014.7 | 283800.3 | 0.0352 | 0.0527 | 0.68 | 0.68 | 183.7 | 13.3 | 1.86 | 14.7 | 653.2 | 0.12 | 184.6 | 34.2 | 218.8 | 192.9 | 14 | 1.96 | 15.5 | 685.6 | 0.13 | 193.8 | 35.9 | 229.7 | 70.4 | 2.4 | 0.3 | 7.3 | 333.9 | 0.03 | 70.6 | 17.3 | 87.9 | 629.3 | 46.9 | 6.6 | 42.6 | 2181 | 0.3 | 632.5 | 107.6 | 740.1 | 24.96 | 0 | 0.28 | 25.23 | 26.47 | 0 | 0.29 | 26.76 | 490082.7 | 206282.4 | 0 | 4184.4 | 0 | 7825 | 48393.5 | 0 | 876.3 | 17073.5 | 105999.1 | 0 | 95.5 | 3315.4 | 25420.9 | 88396.1 | 170.4 | 0 | 0 | 133312.3 | 51910.9 | 3109.4 | 13915.7 | 213 | 264.7 | 7941
2127 | 89 | Day89 | 14 | Hour14 | 3 | Spring | 2117 | #N/A | Spring | 491313.8 | 2024-03-30 14:00 | 480378.6 | 2967.8 | 2493.4 | 5474 | 491313.8 | 463423.7 | 286255.9 | 0.0353 | 0.053 | 0.68 | 0.68 | 186.9 | 13.6 | 1.91 | 14.9 | 662.3 | 0.13 | 187.8 | 34.7 | 222.5 | 195.8 | 14.2 | 2 | 15.6 | 693.9 | 0.13 | 196.8 | 36.3 | 233.1 | 68.8 | 2.4 | 0.3 | 7.1 | 324.6 | 0.03 | 69 | 16.8 | 85.8 | 447.8 | 14.6 | 1.8 | 47.3 | 2146.4 | 0.2 | 448.7 | 111.3 | 560.1 | 25.18 | 0 | 0.27 | 25.45 | 26.7 | 0 | 0.29 | 26.99 | 491313.8 | 205057.8 | 0 | 4184.4 | 0 | 7825 | 49738.8 | 0 | 875.8 | 16405.6 | 107104.6 | 0 | 100.2 | 3315.4 | 25420.9 | 88396.1 | 170.4 | 0 | 0 | 131371.3 | 53422.3 | 2983 | 13526.1 | 213 | 221.2 | 8045.8
2128 | 89 | Day89 | 15 | Hour15 | 3 | Spring | 2117 | #N/A | Spring | 492348.4 | 2024-03-30 15:00 | 482170.8 | 2882.1 | 1766.2 | 5529.3 | 492348.4 | 465118.2 | 291949.2 | 0.0354 | 0.0532 | 0.67 | 0.67 | 193.7 | 14.2 | 1.99 | 15.3 | 683.1 | 0.13 | 194.7 | 35.7 | 230.3 | 202.8 | 14.8 | 2.08 | 16 | 715.2 | 0.14 | 203.8 | 37.4 | 241.1 | 61 | 2.2 | 0.27 | 6.3 | 286.9 | 0.03 | 61.1 | 14.9 | 76 | 807.3 | 81 | 11.69 | 35.9 | 2126.8 | 0.4 | 812.9 | 99.4 | 912.3 | 25.52 | 0 | 0.27 | 25.79 | 27.06 | 0 | 0.28 | 27.34 | 492348.4 | 200399.2 | 0 | 4184.4 | 0 | 7893.7 | 52112.1 | 0 | 883.4 | 16115.5 | 109760.6 | 0 | 159.1 | 3315.4 | 25864.8 | 88396.1 | 262.9 | 0 | 0 | 126717.7 | 53957.3 | 2725.3 | 12422.4 | 69.7 | 319 | 8254.3
2129 | 89 | Day89 | 16 | Hour16 | 3 | Spring | 2117 | #N/A | Spring | 493452.2 | 2024-03-30 16:00 | 483380.1 | 1061.1 | 3560.2 | 5450.8 | 493452.3 | 466269.7 | 308535.7 | 0.0354 | 0.0533 | 0.64 | 0.64 | 215.7 | 16.1 | 2.27 | 16.5 | 748.2 | 0.14 | 216.8 | 38.9 | 255.6 | 225.9 | 16.9 | 2.37 | 17.3 | 783.4 | 0.15 | 227 | 40.7 | 267.7 | 95.2 | 3.9 | 0.51 | 9.3 | 429.3 | 0.04 | 95.4 | 22.1 | 117.5 | 463.2 | 15.6 | 1.95 | 48.6 | 2191.7 | 0.21 | 464.2 | 114 | 578.2 | 26.07 | 0 | 0.27 | 26.35 | 27.65 | 0 | 0.29 | 27.94 | 493452.2 | 184916.6 | 3.9 | 4243.6 | 0 | 7888.7 | 59685.2 | 0 | 898.9 | 14858.4 | 116980.3 | 0 | 159.1 | 3315.4 | 27212 | 88396.1 | 651.3 | 0 | 0 | 110869.1 | 55764.4 | 2525.9 | 11788.8 | 0 | 411 | 8254.3
2130 | 89 | Day89 | 17 | Hour17 | 3 | Spring | 2117 | #N/A | Spring | 489880 | 2024-03-30 17:00 | 482040.4 | 342.9 | 1766.2 | 5730.5 | 489880 | 465013.1 | 339382 | 0.0353 | 0.0531 | 0.6 | 0.59 | 247 | 18.8 | 2.65 | 18.4 | 845.1 | 0.16 | 248.3 | 43.6 | 291.9 | 258.8 | 19.6 | 2.77 | 19.3 | 887.9 | 0.17 | 260.2 | 45.8 | 306 | 206 | 12 | 1.65 | 17 | 818 | 0.1 | 206.8 | 41.4 | 248.2 | 736.7 | 63.3 | 9.04 | 42.4 | 2272.7 | 0.36 | 741.1 | 110.2 | 851.3 | 28.02 | 0 | 0.27 | 28.29 | 29.68 | 0 | 0.29 | 29.97 | 489880 | 150498 | 1653.6 | 4243.6 | 0 | 8317.8 | 69535.4 | 0 | 853 | 10747.9 | 127632.7 | 0 | 159.1 | 3315.4 | 32452.7 | 88396.1 | 738.7 | 2936.8 | 0 | 79353.3 | 57217.7 | 2326 | 9168.7 | 1312.7 | 1787.3 | 8255.1
2131 | 89 | Day89 | 18 | Hour18 | 3 | Spring | 2117 | #N/A | Spring | 482886 | 2024-03-30 18:00 | 478340.3 | 0 | 0 | 4545.8 | 482886.1 | 461509.7 | 361153.9 | 0.0352 | 0.0527 | 0.57 | 0.56 | 263 | 20 | 2.82 | 19.4 | 900.1 | 0.17 | 264.4 | 46.3 | 310.7 | 276.1 | 20.8 | 2.94 | 20.6 | 949.5 | 0.17 | 277.5 | 49 | 326.5 | 359.9 | 20.5 | 2.87 | 31.1 | 1374.3 | 0.22 | 361.3 | 72.1 | 433.4 | 586.1 | 19.9 | 2.48 | 61.4 | 2772.6 | 0.27 | 587.4 | 144.1 | 731.5 | 46.73 | 0 | 0.27 | 47 | 49.35 | 0 | 0.29 | 49.64 | 482886 | 121732.2 | 1854.5 | 4253 | 0 | 8374.7 | 73072.7 | 0 | 727.6 | 6418 | 133290 | 0 | 565.3 | 3315.4 | 39504.1 | 88396.1 | 738.7 | 7789.2 | 0 | 45396.2 | 66871.8 | 2318.6 | 6955.5 | 5594.7 | 3478.8 | 8050.4
2132 | 89 | Day89 | 19 | Hour19 | 3 | Spring | 2117 | #N/A | Spring | 484826.7 | 2024-03-30 19:00 | 480024.2 | 0 | 0 | 4802.4 | 484826.7 | 463114.7 | 389098.7 | 0.0352 | 0.0528 | 0.55 | 0.54 | 276.8 | 21.2 | 3 | 20.2 | 941 | 0.17 | 278.2 | 48.3 | 326.5 | 291.1 | 22.2 | 3.13 | 21.4 | 995 | 0.18 | 292.7 | 51.2 | 343.8 | 395.8 | 22.3 | 3.12 | 34.3 | 1526 | 0.23 | 397.3 | 79.8 | 477.1 | 585.9 | 11.6 | 1.2 | 68.9 | 3033.1 | 0.27 | 586.6 | 159.4 | 746 | 53.34 | 0 | 0.27 | 53.61 | 56.36 | 0 | 0.29 | 56.66 | 484826.7 | 95728 | 3701.2 | 4253 | 0 | 8374.7 | 78204.9 | 0 | 280.4 | 1604.7 | 138270.7 | 0 | 565.3 | 3315.4 | 54493.2 | 88396.1 | 743.2 | 8780.9 | 0 | 11507.7 | 80024.3 | 2310.9 | 4192 | 3553.2 | 2921.5 | 8050.4
2133 | 89 | Day89 | 20 | Hour20 | 3 | Spring | 2117 | #N/A | Spring | 483264.4 | 2024-03-30 20:00 | 478335.2 | 0 | 0 | 4929.2 | 483264.4 | 461523.6 | 391854.5 | 0.0351 | 0.0526 | 0.56 | 0.55 | 272.7 | 20.8 | 2.94 | 20 | 930.1 | 0.17 | 274.1 | 47.8 | 321.8 | 287.2 | 21.8 | 3.07 | 21.3 | 984.4 | 0.18 | 288.7 | 50.7 | 339.4 | 393.8 | 23.3 | 3.23 | 32.5 | 1522.9 | 0.2 | 395.3 | 78 | 473.3 | 419.1 | 11 | 1.29 | 46.9 | 2079.5 | 0.19 | 419.8 | 108.9 | 528.7 | 31.41 | 0 | 0.28 | 31.68 | 33.16 | 0 | 0.29 | 33.46 | 483264.4 | 91409.8 | 7749.6 | 4253 | 0 | 8374.7 | 76354.8 | 0 | 0 | 67.9 | 137774.1 | 0 | 159.1 | 3315.4 | 57072.2 | 88396.1 | 752.2 | 7653.4 | 0 | 88.8 | 88935.3 | 2317.9 | 492.5 | 1472.9 | 2033 | 8258.9
2134 | 89 | Day89 | 21 | Hour21 | 3 | Spring | 2117 | #N/A | Spring | 463882.8 | 2024-03-30 21:00 | 458828.4 | 0 | 0 | 5054.4 | 463882.8 | 442997.2 | 372854.4 | 0.0345 | 0.0506 | 0.55 | 0.55 | 275.3 | 21.2 | 2.99 | 20.1 | 933.9 | 0.17 | 276.7 | 48 | 324.7 | 286.4 | 22 | 3.11 | 21 | 973.3 | 0.18 | 287.9 | 50 | 338 | 407.5 | 26.4 | 3.66 | 31.2 | 1536 | 0.19 | 409.3 | 77 | 486.3 | 503.9 | 22.2 | 2.92 | 48.2 | 2220 | 0.24 | 505.4 | 114.5 | 619.8 | 28.71 | 0 | 0.28 | 28.99 | 30.25 | 0 | 0.3 | 30.55 | 463882.8 | 91028.4 | 3628.9 | 4253 | 0 | 8374.7 | 74818.3 | 0 | 0 | 0 | 131768.2 | 0 | 159.1 | 3315.4 | 54646.7 | 88396.1 | 738.7 | 2755.2 | 0 | 0 | 88619.8 | 2408.5 | 12 | 1568.1 | 2099.6 | 7396.4
2135 | 89 | Day89 | 22 | Hour22 | 3 | Spring | 2117 | #N/A | Spring | 436062.7 | 2024-03-30 22:00 | 431352.7 | 0 | 0 | 4710 | 436062.7 | 416815 | 348164.8 | 0.0337 | 0.0478 | 0.57 | 0.57 | 254.1 | 18.9 | 2.66 | 19.5 | 884.1 | 0.16 | 255.4 | 45.9 | 301.2 | 264.1 | 19.6 | 2.75 | 20.3 | 920.5 | 0.17 | 265.4 | 47.8 | 313.2 | 433.1 | 27.4 | 3.78 | 33.7 | 1655.9 | 0.2 | 435 | 83.1 | 518.1 | 891.5 | 91.2 | 13.17 | 38.1 | 2294.4 | 0.44 | 897.8 | 106.5 | 1004.4 | 27.51 | 0 | 0.28 | 27.8 | 28.9 | 0 | 0.3 | 29.2 | 436062.7 | 87897.9 | 3257.8 | 4253 | 0 | 8374.7 | 61713.7 | 0 | 0 | 0 | 122927.7 | 0 | 159.1 | 3315.4 | 51909.1 | 88396.1 | 645.2 | 3213 | 0 | 0 | 85223.9 | 2674 | 0 | 2485.3 | 2710.2 | 6584.2
2136 | 89 | Day89 | 23 | Hour23 | 3 | Spring | 2117 | #N/A | Spring | 407300.8 | 2024-03-30 23:00 | 402508 | 0 | 0 | 4792.8 | 407300.8 | 389251.6 | 322729.3 | 0.0329 | 0.0448 | 0.6 | 0.6 | 229.9 | 16.2 | 2.27 | 18.7 | 828 | 0.16 | 231 | 43.4 | 274.4 | 238.8 | 16.8 | 2.36 | 19.5 | 861.6 | 0.16 | 240 | 45.2 | 285.2 | 482.8 | 34.3 | 4.79 | 34.3 | 1727.9 | 0.23 | 485.1 | 85.8 | 571 | 858.6 | 88.3 | 12.76 | 36.2 | 2195.5 | 0.43 | 864.8 | 101.8 | 966.5 | 26.13 | 0 | 0.29 | 26.41 | 27.36 | 0 | 0.3 | 27.66 | 407300.8 | 84571.5 | 2211.7 | 4193.8 | 0 | 8374.7 | 48623.8 | 0 | 0 | 0 | 113622.2 | 0 | 159.1 | 3315.4 | 50515.3 | 88396.1 | 411.2 | 2905.9 | 0 | 0 | 81695.5 | 2876 | 0 | 2124.8 | 2577.7 | 5733.1
2137 | 90 | Day90 | 0 | Hour0 | 3 | Spring | 58 | 486806.6 | Spring | 382512.5 | 2024-03-31 | 378057.2 | 27.4 | 0 | 4428 | 382512.5 | 365853.6 | 302618.3 | 0.0323 | 0.0422 | 0.6 | 0.6 | 226.8 | 15.9 | 2.22 | 18.8 | 823 | 0.16 | 227.9 | 43.3 | 271.2 | 235.5 | 16.4 | 2.3 | 19.5 | 855.7 | 0.16 | 236.6 | 45.1 | 281.7 | 472.7 | 32.6 | 4.55 | 34.3 | 1720.5 | 0.22 | 474.9 | 85.7 | 560.5 | 921.6 | 93.5 | 13.5 | 40 | 2397.3 | 0.46 | 928.1 | 111.6 | 1039.6 | 25.47 | 0 | 0.29 | 25.75 | 26.6 | 0 | 0.3 | 26.9 | 382512.5 | 79894.2 | 1174.4 | 4193.8 | 0 | 5560.7 | 44533.2 | 0 | 0 | 0 | 107104.3 | 0 | 159.1 | 3315.4 | 45002.3 | 88396.1 | 237.4 | 2941.5 | 0 | 0 | 76955 | 2939.2 | 0 | 1551 | 746.5 | 5939.4
2138 | 90 | Day90 | 1 | Hour1 | 3 | Spring | 2117 | #N/A | Spring | 367227 | 2024-03-31 01:00 | 360616.3 | 2517.4 | 0 | 4093.4 | 367227.1 | 349151.9 | 291871.3 | 0.0318 | 0.0401 | 0.6 | 0.6 | 226.3 | 15.7 | 2.19 | 19 | 827.7 | 0.16 | 227.4 | 43.7 | 271.1 | 235.2 | 16.3 | 2.27 | 19.7 | 859.7 | 0.16 | 236.3 | 45.4 | 281.7 | 475.6 | 32.9 | 4.59 | 34.6 | 1730 | 0.22 | 477.9 | 86.2 | 564 | 824.5 | 77.9 | 11.2 | 41 | 2324.8 | 0.41 | 829.8 | 110.4 | 940.2 | 25.06 | 0 | 0.3 | 25.36 | 26.12 | 0 | 0.3 | 26.42 | 367227 | 75355.8 | 96.4 | 4193.8 | 0 | 5781.7 | 42023.2 | 0 | 0 | 0 | 104571.9 | 0 | 159.1 | 3315.4 | 41089.2 | 88396.1 | 158.2 | 2086.2 | 0 | 0 | 72647.9 | 2707.8 | 0 | 0 | 14.1 | 5953.3
2139 | 90 | Day90 | 2 | Hour2 | 3 | Spring | 2117 | #N/A | Spring | 358622.9 | 2024-03-31 02:00 | 349705 | 4913.9 | 4.1 | 3999.8 | 358622.9 | 338694 | 283314.2 | 0.0315 | 0.0388 | 0.6 | 0.59 | 228.5 | 15.8 | 2.21 | 19.2 | 835.5 | 0.16 | 229.6 | 44.1 | 273.7 | 237.7 | 16.5 | 2.31 | 19.9 | 867.7 | 0.16 | 238.8 | 45.8 | 284.6 | 460.1 | 30.9 | 4.3 | 34.4 | 1702.5 | 0.22 | 462.2 | 85.2 | 547.4 | 921.8 | 101.2 | 14.69 | 33.8 | 2156.1 | 0.48 | 928.8 | 98.2 | 1027 | 23.49 | 0 | 0.3 | 23.79 | 24.51 | 0 | 0.3 | 24.8 | 358622.9 | 75308.6 | 0 | 4193.8 | 0 | 5053.6 | 41507.2 | 0 | 0 | 0 | 103028 | 0 | 159.1 | 3315.4 | 36958.7 | 87739.6 | 99.5 | 1259.2 | 0 | 0 | 72935.3 | 2373.4 | 0 | 0 | 0 | 6113
2140 | 90 | Day90 | 3 | Hour3 | 3 | Spring | 2117 | #N/A | Spring | 354894.3 | 2024-03-31 03:00 | 347184 | 3747.4 | 4.1 | 3958.8 | 354894.3 | 336286.7 | 280185.8 | 0.0314 | 0.0384 | 0.59 | 0.59 | 232.2 | 16.1 | 2.25 | 19.5 | 848.5 | 0.16 | 233.3 | 44.8 | 278.1 | 241.2 | 16.7 | 2.34 | 20.2 | 880.7 | 0.17 | 242.3 | 46.5 | 288.8 | 469.5 | 32.5 | 4.54 | 34.1 | 1705.5 | 0.22 | 471.7 | 85 | 556.7 | 846.1 | 94.4 | 13.72 | 28.9 | 1927.9 | 0.43 | 852.7 | 86.5 | 939.2 | 22.98 | 0 | 0.29 | 23.27 | 24.02 | 0 | 0.29 | 24.32 | 354894.3 | 74708.5 | 42.2 | 4193.8 | 0 | 4963.1 | 41799.8 | 0 | 0 | 0 | 103486.5 | 0 | 159.1 | 3315.4 | 33783.6 | 87033.9 | 103.9 | 1304.5 | 0 | 0 | 72771.9 | 1936.6 | 0 | 0 | 0 | 5898.4
2141 | 90 | Day90 | 4 | Hour4 | 3 | Spring | 2117 | #N/A | Spring | 359682.1 | 2024-03-31 04:00 | 354789.6 | 755.6 | 4.1 | 4132.8 | 359682.1 | 343607.7 | 290068.3 | 0.0315 | 0.0392 | 0.57 | 0.57 | 246.5 | 17.5 | 2.44 | 20.1 | 888.3 | 0.17 | 247.7 | 46.6 | 294.4 | 255.5 | 18.1 | 2.53 | 20.9 | 921.5 | 0.17 | 256.8 | 48.4 | 305.2 | 492.7 | 34.5 | 4.83 | 35.4 | 1777.1 | 0.23 | 495.1 | 88.5 | 583.6 | 810.7 | 78.3 | 11.26 | 39.6 | 2235.6 | 0.42 | 816.1 | 106.3 | 922.4 | 24.7 | 0 | 0.27 | 24.97 | 25.76 | 0 | 0.29 | 26.05 | 359682.1 | 69613.9 | 369.5 | 4193.8 | 0 | 6284 | 46331.3 | 0 | 0 | 0 | 107455.7 | 0 | 159.1 | 3315.4 | 32449 | 87828.1 | 129 | 1553.2 | 0 | 0 | 68013.7 | 1600.1 | 0 | 0 | 0 | 6205.1
2142 | 90 | Day90 | 5 | Hour5 | 3 | Spring | 2117 | #N/A | Spring | 378758.9 | 2024-03-31 05:00 | 374743 | 11.2 | 0 | 4004.6 | 378758.9 | 362761.1 | 312745 | 0.032 | 0.0414 | 0.54 | 0.54 | 266.8 | 19.4 | 2.72 | 21 | 945.2 | 0.18 | 268.1 | 49.2 | 317.3 | 276.4 | 20.1 | 2.82 | 21.8 | 979.3 | 0.18 | 277.8 | 51 | 328.8 | 500.9 | 37.3 | 5.25 | 33.9 | 1736.3 | 0.24 | 503.4 | 85.7 | 589.2 | 517.9 | 20.3 | 2.62 | 51.8 | 2362.4 | 0.24 | 519.3 | 122.2 | 641.5 | 27.01 | 0 | 0.27 | 27.28 | 28.19 | 0 | 0.28 | 28.47 | 378758.9 | 66013.9 | 406.5 | 4193.8 | 0 | 7693.7 | 54771.9 | 0 | 0 | 215.8 | 117512.3 | 0 | 159.1 | 3315.4 | 35182.7 | 88396.1 | 143.1 | 970.3 | 0 | 715.4 | 63507.9 | 1574.8 | 0 | 0 | 0 | 8258.9
2143 | 90 | Day90 | 6 | Hour6 | 3 | Spring | 2117 | #N/A | Spring | 409416.4 | 2024-03-31 06:00 | 405815.3 | 129.9 | 254.9 | 3216.3 | 409416.4 | 392482.9 | 327763.3 | 0.0329 | 0.0449 | 0.55 | 0.54 | 275.4 | 21 | 2.96 | 20.5 | 945.6 | 0.18 | 276.8 | 48.8 | 325.6 | 285.7 | 21.8 | 3.07 | 21.3 | 981.1 | 0.18 | 287.2 | 50.6 | 337.8 | 363.8 | 22 | 3.02 | 29.3 | 1422.4 | 0.17 | 365.3 | 71.7 | 437 | 773.3 | 68.1 | 9.71 | 42.8 | 2350.1 | 0.37 | 777.9 | 113 | 890.9 | 27.59 | 0 | 0.28 | 27.86 | 28.89 | 0 | 0.29 | 29.18 | 409416.4 | 81653.1 | 1028 | 4193.8 | 0 | 6722.5 | 64959.1 | 0 | 0 | 5652.3 | 120761.4 | 0 | 51.6 | 3315.4 | 36778.1 | 88396.1 | 0 | 1557.3 | 0 | 17667.2 | 57014.2 | 1319.3 | 1412.3 | 74.7 | 326.5 | 8050.4
2144 | 90 | Day90 | 7 | Hour7 | 3 | Spring | 2117 | #N/A | Spring | 430038.7 | 2024-03-31 07:00 | 426170.6 | 412.4 | 0 | 3455.7 | 430038.7 | 411903.9 | 325681 | 0.0335 | 0.0471 | 0.58 | 0.58 | 256.2 | 19.6 | 2.76 | 19.1 | 876.8 | 0.16 | 257.5 | 45.2 | 302.7 | 266 | 20.4 | 2.87 | 19.8 | 910.4 | 0.17 | 267.4 | 47 | 314.4 | 190.7 | 9 | 1.2 | 17.6 | 824.6 | 0.09 | 191.2 | 42.2 | 233.5 | 501.8 | 22 | 2.88 | 47.9 | 2228.2 | 0.23 | 503.3 | 114.4 | 617.7 | 27.13 | 0 | 0.28 | 27.41 | 28.47 | 0 | 0.29 | 28.77 | 430038.7 | 104357.7 | 2287.1 | 4193.8 | 0 | 6722.5 | 63946.3 | 0 | 0 | 8751.9 | 116811.3 | 0 | 51.6 | 3315.4 | 39254.7 | 88396.1 | 0 | 702 | 0 | 43121.1 | 51396.3 | 1088.5 | 5091.4 | 153.6 | 1 | 7420
2145 | 90 | Day90 | 8 | Hour8 | 3 | Spring | 2117 | #N/A | Spring | 442902.6 | 2024-03-31 08:00 | 437884.2 | 1229.7 | 0 | 3788.8 | 442902.6 | 423069.3 | 311761 | 0.0338 | 0.0483 | 0.61 | 0.61 | 229.8 | 17.1 | 2.41 | 17.7 | 801.9 | 0.15 | 231 | 41.6 | 272.6 | 239.1 | 17.8 | 2.51 | 18.4 | 834.1 | 0.16 | 240.3 | 43.3 | 283.7 | 131.6 | 5.1 | 0.66 | 13.2 | 604.1 | 0.06 | 132 | 31.2 | 163.1 | 637.7 | 47.6 | 6.69 | 43.1 | 2208 | 0.3 | 641 | 108.9 | 749.9 | 26.32 | 0 | 0.28 | 26.61 | 27.71 | 0 | 0.3 | 28 | 442902.6 | 131141.6 | 421.2 | 4193.8 | 0 | 6910.4 | 56835.9 | 0 | 112.4 | 11333.4 | 113736.5 | 0 | 51.6 | 3315.4 | 35986.1 | 88396.1 | 0 | 1913.9 | 0 | 80624.8 | 38072.8 | 998.3 | 7444 | 162.9 | 11.1 | 6236.5
2146 | 90 | Day90 | 9 | Hour9 | 3 | Spring | 2117 | #N/A | Spring | 454194.2 | 2024-03-31 09:00 | 449465.9 | 965.3 | 0 | 3763.1 | 454194.2 | 434094.6 | 296235.9 | 0.0342 | 0.0496 | 0.64 | 0.63 | 217.7 | 16.2 | 2.28 | 16.8 | 758.6 | 0.14 | 218.8 | 39.4 | 258.2 | 226.1 | 16.9 | 2.38 | 17.4 | 787.5 | 0.15 | 227.3 | 40.9 | 268.2 | 90.6 | 3.1 | 0.38 | 9.5 | 429.8 | 0.04 | 90.8 | 22.3 | 113.1 | 434.4 | 12 | 1.4 | 47.9 | 2152 | 0.19 | 435.2 | 112.1 | 547.3 | 25.87 | 0 | 0.28 | 26.15 | 27.25 | 0 | 0.3 | 27.55 | 454194.2 | 157958.4 | 0 | 4193.8 | 0 | 7319.9 | 55407.8 | 0 | 550.1 | 15628.6 | 110020.6 | 0 | 51.6 | 3315.4 | 27530.6 | 88396.1 | 0 | 0 | 0 | 115800.9 | 25151.7 | 827.1 | 10579.6 | 153.6 | 0 | 6505.6
2147 | 90 | Day90 | 10 | Hour10 | 3 | Spring | 2117 | #N/A | Spring | 466457.2 | 2024-03-31 10:00 | 458954.6 | 1685.4 | 1553.2 | 4264 | 466457.3 | 443117.3 | 295823 | 0.0345 | 0.0506 | 0.64 | 0.64 | 214.9 | 16.2 | 2.28 | 16.4 | 743.6 | 0.14 | 216 | 38.6 | 254.6 | 224.6 | 17 | 2.39 | 17.1 | 776.2 | 0.15 | 225.7 | 40.3 | 266 | 91.5 | 3.5 | 0.45 | 9.2 | 421.5 | 0.04 | 91.7 | 21.8 | 113.5 | 429.4 | 8.1 | 0.81 | 50.7 | 2245.1 | 0.19 | 429.8 | 117.7 | 547.5 | 25.38 | 0 | 0.28 | 25.66 | 26.81 | 0 | 0.3 | 27.11 | 466457.2 | 170634.3 | 0 | 4184.4 | 0 | 7146.6 | 56985.8 | 0 | 817.9 | 17823.1 | 109374.3 | 0 | 51.6 | 3315.4 | 26368.8 | 88396.1 | 0 | 0 | 0 | 129590.3 | 21733.6 | 669.4 | 13716.2 | 197.3 | 68.9 | 7064
2148 | 90 | Day90 | 11 | Hour11 | 3 | Spring | 2117 | #N/A | Spring | 475287.2 | 2024-03-31 11:00 | 465647.6 | 3829.9 | 1553.2 | 4256.4 | 475287.1 | 449474.9 | 301717.6 | 0.0347 | 0.0513 | 0.64 | 0.63 | 219.1 | 16.6 | 2.34 | 16.5 | 754.1 | 0.14 | 220.3 | 39 | 259.3 | 229.9 | 17.5 | 2.46 | 17.3 | 790.3 | 0.15 | 231.1 | 40.9 | 272 | 82.8 | 3 | 0.37 | 8.5 | 388.1 | 0.04 | 83 | 20.1 | 103 | 717.3 | 67.2 | 9.64 | 36.1 | 2051.7 | 0.35 | 721.9 | 97.3 | 819.2 | 25.61 | 0 | 0.28 | 25.89 | 27.1 | 0 | 0.29 | 27.39 | 475287.2 | 173569.6 | 189.3 | 4184.4 | 0 | 7383.5 | 59796.4 | 0 | 926.4 | 18238.3 | 112014 | 0 | 51.6 | 3315.4 | 26386.7 | 88396.1 | 0 | 0 | 0 | 132965 | 20921.8 | 518.1 | 15876.9 | 153.6 | 49.4 | 7024.8
2149 | 90 | Day90 | 12 | Hour12 | 3 | Spring | 2117 | #N/A | Spring | 481404 | 2024-03-31 12:00 | 471629.8 | 2064.5 | 3374.6 | 4335.2 | 481404 | 455150.1 | 306182 | 0.0349 | 0.0519 | 0.63 | 0.63 | 223.2 | 17.1 | 2.41 | 16.7 | 764.1 | 0.14 | 224.3 | 39.5 | 263.8 | 234.2 | 17.9 | 2.53 | 17.4 | 800.7 | 0.15 | 235.4 | 41.3 | 276.7 | 82.1 | 3 | 0.38 | 8.4 | 383.5 | 0.04 | 82.3 | 19.8 | 102.1 | 827 | 81.2 | 11.69 | 38.2 | 2247.2 | 0.4 | 832.6 | 105.3 | 937.9 | 26.06 | 0 | 0.28 | 26.34 | 27.62 | 0 | 0.29 | 27.9 | 481404 | 175222 | 0 | 4184.4 | 0 | 7281.8 | 62329.4 | 0 | 926.5 | 18888.9 | 113943.2 | 0 | 51.6 | 3315.4 | 26654.4 | 88396.1 | 0 | 25.6 | 0 | 133548.4 | 21441.7 | 416.5 | 16553.6 | 153.6 | 342.2 | 6839.4
2150 | 90 | Day90 | 13 | Hour13 | 3 | Spring | 2117 | #N/A | Spring | 484995.2 | 2024-03-31 13:00 | 476360.8 | 2775.8 | 1553.2 | 4305.5 | 484995.2 | 459628.5 | 307710.6 | 0.0351 | 0.0525 | 0.63 | 0.63 | 223.1 | 17 | 2.39 | 16.7 | 766.3 | 0.14 | 224.3 | 39.6 | 263.9 | 233.6 | 17.8 | 2.51 | 17.5 | 801.7 | 0.15 | 234.8 | 41.4 | 276.2 | 81.4 | 3 | 0.38 | 8.3 | 378.9 | 0.04 | 81.6 | 19.6 | 101.2 | 773.4 | 70.8 | 10.14 | 40.4 | 2263.7 | 0.37 | 778.3 | 107.9 | 886.2 | 26.26 | 0 | 0.27 | 26.53 | 27.82 | 0 | 0.28 | 28.1 | 484995.2 | 177284.6 | 220.5 | 4184.4 | 0 | 6907.4 | 62354.1 | 0 | 914 | 19749.6 | 115856.9 | 0 | 51.6 | 3315.4 | 26286.5 | 88396.1 | 0 | 137.6 | 0 | 133722.7 | 22492.4 | 405.8 | 15840 | 1593.4 | 255.9 | 7225.6
2151 | 90 | Day90 | 14 | Hour14 | 3 | Spring | 2117 | #N/A | Spring | 485512.2 | 2024-03-31 14:00 | 477331.6 | 2188.2 | 1553.2 | 4439.2 | 485512.2 | 460541 | 310066.4 | 0.0352 | 0.0526 | 0.63 | 0.62 | 225.6 | 17.2 | 2.42 | 16.9 | 775.5 | 0.14 | 226.8 | 40 | 266.8 | 236.1 | 18 | 2.53 | 17.7 | 810.9 | 0.15 | 237.3 | 41.9 | 279.2 | 81.8 | 3.1 | 0.4 | 8.2 | 377.5 | 0.04 | 82 | 19.5 | 101.5 | 478.4 | 16.7 | 2.08 | 49.6 | 2259.6 | 0.21 | 479.5 | 117 | 596.4 | 26.35 | 0 | 0.27 | 26.62 | 27.91 | 0 | 0.28 | 28.19 | 485512.2 | 175445.9 | 88 | 4184.4 | 0 | 6931.6 | 63036.8 | 0 | 897.2 | 19333.3 | 117595.3 | 0 | 51.6 | 3315.4 | 26285.9 | 88396.1 | 0 | 181.2 | 0 | 130042.7 | 24716.7 | 456 | 15698.3 | 1566.1 | 313.4 | 7079
2152 | 90 | Day90 | 15 | Hour15 | 3 | Spring | 2117 | #N/A | Spring | 486675.8 | 2024-03-31 15:00 | 477139 | 3609.6 | 1553.2 | 4374 | 486675.8 | 460354.2 | 316145.3 | 0.0352 | 0.0526 | 0.62 | 0.62 | 229 | 17.4 | 2.45 | 17.2 | 789.1 | 0.15 | 230.2 | 40.7 | 271 | 240.3 | 18.2 | 2.57 | 18 | 827.1 | 0.15 | 241.5 | 42.7 | 284.2 | 87.5 | 3.7 | 0.48 | 8.5 | 393.5 | 0.04 | 87.8 | 20.3 | 108 | 898.5 | 92.6 | 13.38 | 37.5 | 2302.2 | 0.44 | 905 | 106.2 | 1011.2 | 26.55 | 0 | 0.27 | 26.82 | 28.14 | 0 | 0.28 | 28.42 | 486675.8 | 170530.6 | 191.2 | 4184.4 | 0 | 7668.5 | 63842.8 | 0 | 904.2 | 18341.6 | 120457.6 | 0 | 51.6 | 3315.4 | 27788.2 | 88396.1 | 0 | 249.3 | 0 | 123869.3 | 26892.8 | 522.7 | 14831.4 | 688.6 | 369.3 | 6972.3
2153 | 90 | Day90 | 16 | Hour16 | 3 | Spring | 2117 | #N/A | Spring | 486806.6 | 2024-03-31 16:00 | 476285.7 | 3044.4 | 2922.6 | 4553.9 | 486806.6 | 459554.9 | 330149.7 | 0.0351 | 0.0525 | 0.6 | 0.59 | 245.8 | 18.8 | 2.64 | 18.2 | 842.2 | 0.15 | 247.1 | 43.3 | 290.4 | 258.6 | 19.8 | 2.79 | 19.1 | 884.9 | 0.16 | 260 | 45.5 | 305.5 | 119 | 5.3 | 0.69 | 11.3 | 525.5 | 0.05 | 119.3 | 27 | 146.3 | 924.4 | 94.7 | 13.67 | 39.1 | 2387.5 | 0.45 | 930.9 | 110.4 | 1041.3 | 27.23 | 0 | 0.27 | 27.5 | 28.89 | 0 | 0.28 | 29.16 | 486806.6 | 156656.9 | 110 | 4243.6 | 0 | 7825 | 69120.2 | 0 | 897.6 | 15814.5 | 126836.6 | 0 | 58.4 | 3315.4 | 29536.1 | 88396.1 | 0 | 708.2 | 0 | 110698.4 | 28622.8 | 623.5 | 14006.5 | 2991.6 | 403.7 | 7675.3
2154 | 90 | Day90 | 17 | Hour17 | 3 | Spring | 2117 | #N/A | Spring | 480157.3 | 2024-03-31 17:00 | 472381 | 1700.2 | 1553.2 | 4522.9 | 480157.3 | 455864.5 | 352001.9 | 0.035 | 0.052 | 0.57 | 0.56 | 261.8 | 19.8 | 2.79 | 19.5 | 899.3 | 0.16 | 263.2 | 46.3 | 309.5 | 277.5 | 20.9 | 2.95 | 20.8 | 955.8 | 0.18 | 279 | 49.3 | 328.2 | 222 | 13.9 | 1.92 | 17.4 | 852.5 | 0.1 | 223 | 42.9 | 265.8 | 496.1 | 16 | 1.98 | 52.7 | 2371.6 | 0.23 | 497.2 | 123.5 | 620.6 | 29.84 | 0 | 0.27 | 30.11 | 31.59 | 0 | 0.28 | 31.87 | 480157.3 | 128155.4 | 947.5 | 4248.1 | 0 | 7825 | 71663.6 | 0 | 877 | 10607.2 | 133500.1 | 0 | 159.1 | 3315.4 | 32344.5 | 88396.1 | 658.4 | 8944.1 | 0 | 85754.6 | 30136.1 | 780.5 | 9987.7 | 5189.6 | 2486.3 | 7679.9
2155 | 90 | Day90 | 18 | Hour18 | 3 | Spring | 2117 | #N/A | Spring | 470705 | 2024-03-31 18:00 | 466890.9 | 0 | 0 | 3814 | 470704.9 | 450664.9 | 373220.9 | 0.0348 | 0.0514 | 0.53 | 0.52 | 284.9 | 21.3 | 3.01 | 21.4 | 980.7 | 0.18 | 286.4 | 50.6 | 337 | 300.7 | 22.4 | 3.16 | 22.7 | 1038.5 | 0.19 | 302.2 | 53.7 | 355.9 | 350.9 | 20.4 | 2.88 | 29.9 | 1321 | 0.22 | 352.2 | 69.4 | 421.6 | 553.1 | 16.3 | 1.96 | 60.2 | 2694.2 | 0.25 | 554.1 | 140.5 | 694.6 | 31.23 | 0 | 0.27 | 31.5 | 32.94 | 0 | 0.28 | 33.22 | 470705 | 97484 | 2111 | 4257.5 | 0 | 8374.7 | 75253.6 | 0 | 768.6 | 7625 | 141435 | 0 | 1189.3 | 3315.4 | 36440.1 | 88396.1 | 1849.4 | 10598.8 | 0 | 53357.9 | 34800.7 | 931.8 | 6981.2 | 7383.9 | 3444.4 | 7888.4
2156 | 90 | Day90 | 19 | Hour19 | 3 | Spring | 2117 | #N/A | Spring | 468125.2 | 2024-03-31 19:00 | 464917 | 0 | 0 | 3208.3 | 468125.2 | 448806 | 407140 | 0.0347 | 0.0511 | 0.49 | 0.48 | 311 | 23 | 3.25 | 23.5 | 1070.4 | 0.2 | 312.6 | 55.4 | 368.1 | 328.1 | 24.1 | 3.41 | 25 | 1133.6 | 0.21 | 329.8 | 58.8 | 388.6 | 409.3 | 23.2 | 3.26 | 35.6 | 1559.2 | 0.25 | 410.9 | 82.1 | 493 | 407 | 8 | 0.84 | 47.9 | 2104.2 | 0.19 | 407.5 | 110.7 | 518.2 | 32.42 | 0 | 0.27 | 32.69 | 34.17 | 0 | 0.29 | 34.46 | 468125.2 | 60985.3 | 4580.8 | 4257.5 | 0 | 8374.7 | 80000.5 | 0 | 324.3 | 2897.1 | 149654.2 | 0 | 3800.5 | 3315.4 | 49276.2 | 88396.1 | 3567.8 | 11916.2 | 0 | 14029.2 | 42682.4 | 1052.2 | 4962.4 | 4986.3 | 3780.9 | 8258.9
2157 | 90 | Day90 | 20 | Hour20 | 3 | Spring | 2117 | #N/A | Spring | 466298.2 | 2024-03-31 20:00 | 462733.4 | 0 | 0 | 3564.7 | 466298.2 | 446736.7 | 415512.4 | 0.0346 | 0.0509 | 0.5 | 0.49 | 306 | 22.8 | 3.22 | 22.8 | 1057.6 | 0.19 | 307.6 | 54.4 | 362 | 323.9 | 24 | 3.38 | 24.4 | 1124.4 | 0.2 | 325.5 | 58 | 383.5 | 404.6 | 23.9 | 3.34 | 33.7 | 1544.9 | 0.23 | 406.3 | 79.8 | 486.1 | 435.5 | 8.6 | 0.89 | 51.3 | 2252.2 | 0.2 | 436 | 118.5 | 554.4 | 33.94 | 0 | 0.27 | 34.22 | 35.77 | 0 | 0.29 | 36.06 | 466298.2 | 50785.8 | 8301.3 | 4257.5 | 0 | 8374.7 | 79690.1 | 0 | 0 | 376.3 | 149727.5 | 0 | 2711.8 | 3315.4 | 56247.7 | 88396.1 | 1543 | 12947.2 | 0 | 281.8 | 49002.9 | 1124.9 | 928.7 | 2460.5 | 2739.9 | 8258.9
2158 | 90 | Day90 | 21 | Hour21 | 3 | Spring | 2117 | #N/A | Spring | 450437.6 | 2024-03-31 21:00 | 446516.7 | 0 | 0 | 3920.9 | 450437.6 | 431310.2 | 395283.4 | 0.0341 | 0.0492 | 0.5 | 0.49 | 307.2 | 23.3 | 3.29 | 22.6 | 1052.4 | 0.19 | 308.8 | 54 | 362.8 | 321.2 | 24.3 | 3.43 | 23.7 | 1102.8 | 0.2 | 322.9 | 56.6 | 379.5 | 386.1 | 23.4 | 3.22 | 31 | 1505.9 | 0.18 | 387.6 | 75.9 | 463.6 | 463.4 | 9.1 | 0.95 | 54.6 | 2397.6 | 0.21 | 463.9 | 126.1 | 590 | 30.91 | 0 | 0.28 | 31.19 | 32.52 | 0 | 0.29 | 32.81 | 450437.6 | 55154.3 | 4945.9 | 4257.5 | 0 | 8374.7 | 79413.5 | 0 | 0 | 0 | 144420.6 | 0 | 987.5 | 3315.4 | 54438.8 | 88396.1 | 718.9 | 6014.4 | 0 | 0 | 53896 | 1258.2 | 66.1 | 537.4 | 3238.3 | 7511
2159 | 90 | Day90 | 22 | Hour22 | 3 | Spring | 2117 | #N/A | Spring | 429401.1 | 2024-03-31 22:00 | 425388 | 0 | 0 | 4013.2 | 429401.1 | 411153.4 | 369311.1 | 0.0335 | 0.047 | 0.52 | 0.52 | 287.5 | 21.4 | 3.01 | 21.8 | 1000.2 | 0.18 | 289 | 51.6 | 340.6 | 298.9 | 22.1 | 3.12 | 22.7 | 1041.5 | 0.19 | 300.4 | 53.8 | 354.2 | 407.1 | 24.4 | 3.35 | 32.9 | 1597.9 | 0.19 | 408.7 | 80.6 | 489.3 | 505.1 | 12.5 | 1.54 | 58.5 | 2433.5 | 0.3 | 505.9 | 131.1 | 637 | 30.67 | 0 | 0.28 | 30.95 | 32.19 | 0 | 0.3 | 32.49 | 429401.1 | 60090 | 4399.3 | 4257.5 | 0 | 8374.7 | 68979.5 | 0 | 0 | 0 | 135626.4 | 0 | 375.8 | 3315.4 | 50870 | 88396.1 | 718.9 | 3997.3 | 0 | 0 | 58601.2 | 1488.8 | 0 | 1053.7 | 2622.5 | 7109
2160 | 90 | Day90 | 23 | Hour23 | 3 | Spring | 2117 | #N/A | Spring | 404591.5 | 2024-03-31 23:00 | 400468.6 | 0 | 0 | 4122.9 | 404591.5 | 387328.9 | 338808.3 | 0.0328 | 0.0445 | 0.56 | 0.56 | 256 | 18.3 | 2.57 | 20.4 | 913.1 | 0.17 | 257.2 | 47.6 | 304.8 | 265.8 | 19 | 2.66 | 21.2 | 950.2 | 0.17 | 267 | 49.6 | 316.6 | 461.6 | 31.6 | 4.41 | 33.8 | 1687.8 | 0.22 | 463.7 | 84.1 | 547.9 | 473.3 | 17.6 | 2.24 | 48.2 | 2188.4 | 0.22 | 474.5 | 113.5 | 588 | 27.48 | 0 | 0.29 | 27.76 | 28.76 | 0 | 0.3 | 29.06 | 404591.5 | 65783.2 | 4033.9 | 4197.2 | 0 | 7418.6 | 55117.8 | 0 | 0 | 0 | 122377.9 | 0 | 159.1 | 3315.4 | 49478.3 | 88396.1 | 530.4 | 3783.5 | 0 | 0 | 64388.8 | 1394.4 | 0 | 1026.8 | 2124.2 | 6902.2
2161 | 91 | Day91 | 0 | Hour0 | 3 | Spring | 76 | 465933 | Spring | 381819.4 | 2024-04-01 | 377474.9 | 110 | 0 | 4234.5 | 381819.4 | 365316.2 | 312504.2 | 0.0322 | 0.042 | 0.59 | 0.59 | 218.8 | 14 | 1.94 | 19.4 | 835.4 | 0.15 | 219.8 | 44.4 | 264.2 | 226.8 | 14.4 | 2 | 20.2 | 866.6 | 0.16 | 227.7 | 46.1 | 273.8 | 433 | 24.7 | 3.37 | 36.2 | 1740.4 | 0.2 | 434.6 | 88.1 | 522.7 | 606.2 | 37 | 5.08 | 48.5 | 2361.5 | 0.28 | 608.6 | 118.9 | 727.6 | 24.21 | 0 | 0.29 | 24.5 | 25.28 | 0 | 0.3 | 25.58 | 381819.4 | 69315.2 | 146.8 | 4197.2 | 0 | 8374.7 | 37603 | 0 | 0 | 0 | 116966.8 | 0 | 95.5 | 3315.4 | 51062.6 | 88396.1 | 464.6 | 1881.5 | 0 | 0 | 68276.8 | 1038.4 | 0 | 455.3 | 241.9 | 7250.9
2162 | 91 | Day91 | 1 | Hour1 | 3 | Spring | 2117 | #N/A | Spring | 366848.6 | 2024-04-01 01:00 | 358936.8 | 2114 | 1259 | 4538.8 | 366848.6 | 347549.9 | 294735.3 | 0.0317 | 0.0399 | 0.62 | 0.62 | 202.5 | 12.6 | 1.74 | 18.6 | 783.8 | 0.15 | 203.3 | 42 | 245.3 | 210.3 | 13.1 | 1.81 | 19.3 | 813.4 | 0.15 | 211.2 | 43.5 | 254.7 | 404.6 | 19.9 | 2.65 | 36.8 | 1727.8 | 0.19 | 405.9 | 88.3 | 494.2 | 877.9 | 90.1 | 13.01 | 37 | 2262.3 | 0.43 | 884.1 | 104.6 | 988.6 | 22.84 | 0 | 0.3 | 23.14 | 23.79 | 0 | 0.3 | 24.1 | 366848.6 | 72113.4 | 116.7 | 4194.4 | 0 | 8295.7 | 32330.5 | 0 | 0 | 0 | 107038.8 | 0 | 95.5 | 3315.4 | 50100 | 88396.1 | 464.6 | 387.5 | 0 | 0 | 71212.3 | 901 | 0 | 0 | 56 | 5676.5
2163 | 91 | Day91 | 2 | Hour2 | 3 | Spring | 2117 | #N/A | Spring | 358883.5 | 2024-04-01 02:00 | 346414.6 | 2762.5 | 5102 | 4604.3 | 358883.5 | 335532.2 | 284858.5 | 0.0314 | 0.0384 | 0.63 | 0.63 | 195.4 | 12 | 1.65 | 18.2 | 762.5 | 0.14 | 196.2 | 41 | 237.1 | 203.1 | 12.5 | 1.72 | 18.9 | 791.8 | 0.15 | 204 | 42.5 | 246.5 | 398.6 | 18.8 | 2.49 | 37 | 1727.3 | 0.18 | 399.8 | 88.6 | 488.4 | 703.3 | 65.7 | 9.42 | 36.3 | 2018.9 | 0.36 | 707.9 | 96.6 | 804.5 | 21.34 | 0 | 0.29 | 21.64 | 22.21 | 0 | 0.3 | 22.52 | 358883.5 | 74025 | 26.3 | 4194.4 | 0 | 6914.2 | 29811.3 | 0 | 0 | 0 | 102934.2 | 0 | 95.5 | 3315.4 | 49981.9 | 87120.7 | 464.6 | 0 | 0 | 0 | 73238.1 | 786.8 | 0 | 0 | 0 | 5289.6
2164 | 91 | Day91 | 3 | Hour3 | 3 | Spring | 2117 | #N/A | Spring | 352726.3 | 2024-04-01 03:00 | 339816 | 4722.1 | 3719.5 | 4468.7 | 352726.3 | 329197.5 | 280384.2 | 0.0312 | 0.0376 | 0.63 | 0.62 | 197.1 | 12.1 | 1.67 | 18.4 | 768.6 | 0.15 | 197.9 | 41.3 | 239.3 | 204.6 | 12.6 | 1.73 | 19 | 797.3 | 0.15 | 205.4 | 42.8 | 248.3 | 388.8 | 17.6 | 2.32 | 36.8 | 1708.3 | 0.18 | 389.9 | 87.7 | 477.6 | 585.5 | 47.9 | 6.79 | 35.8 | 1896.2 | 0.28 | 588.8 | 92.4 | 681.2 | 20.29 | 0 | 0.3 | 20.59 | 21.12 | 0 | 0.3 | 21.43 | 352726.3 | 72342.1 | 0 | 4192.8 | 0 | 6273 | 29660.2 | 0 | 0 | 0 | 101857.9 | 0 | 95.5 | 3315.4 | 47490.9 | 87033.9 | 464.6 | 0 | 0 | 0 | 71370.2 | 971.9 | 0 | 0 | 11.6 | 4485.9
2165 | 91 | Day91 | 4 | Hour4 | 3 | Spring | 2117 | #N/A | Spring | 348404.8 | 2024-04-01 04:00 | 339173.5 | 3095.7 | 1775.8 | 4359.7 | 348404.7 | 328590.1 | 278037.4 | 0.0312 | 0.0375 | 0.62 | 0.62 | 200 | 12.3 | 1.7 | 18.6 | 779.1 | 0.15 | 200.8 | 41.9 | 242.7 | 207.5 | 12.8 | 1.76 | 19.3 | 808.1 | 0.15 | 208.4 | 43.4 | 251.8 | 384.8 | 17.4 | 2.29 | 36.5 | 1692.3 | 0.18 | 385.9 | 87 | 472.9 | 690.8 | 64.3 | 9.21 | 35.9 | 1991.6 | 0.35 | 695.2 | 95.4 | 790.6 | 21.11 | 0 | 0.3 | 21.41 | 21.96 | 0 | 0.3 | 22.25 | 348404.8 | 70367.3 | 0 | 4192.8 | 0 | 4956.1 | 29811.3 | 0 | 0 | 0 | 101824.5 | 0 | 95.5 | 3315.4 | 46343.3 | 87033.9 | 464.6 | 0 | 0 | 0 | 69512.5 | 854.8 | 0 | 0 | 0 | 5669.3
2166 | 91 | Day91 | 5 | Hour5 | 3 | Spring | 2117 | #N/A | Spring | 351923.4 | 2024-04-01 05:00 | 344979.2 | 998.5 | 1358.4 | 4587.2 | 351923.4 | 334184.3 | 285022.6 | 0.0313 | 0.0381 | 0.62 | 0.61 | 203 | 12.6 | 1.74 | 18.8 | 787.3 | 0.15 | 203.8 | 42.3 | 246.1 | 210.4 | 13.1 | 1.8 | 19.4 | 815.8 | 0.15 | 211.3 | 43.8 | 255.1 | 407.1 | 19.5 | 2.59 | 37.5 | 1755.8 | 0.19 | 408.4 | 89.9 | 498.3 | 813.5 | 81.3 | 11.72 | 36.3 | 2164.8 | 0.4 | 819.1 | 100.9 | 920 | 22.18 | 0 | 0.28 | 22.46 | 23.06 | 0 | 0.3 | 23.35 | 351923.4 | 66900.8 | 81.8 | 4192.8 | 0 | 8089.4 | 30932.9 | 0 | 0 | 11 | 103453.7 | 0 | 95.5 | 3315.4 | 46000.5 | 88396.1 | 464.6 | 0 | 0 | 101.1 | 65780.8 | 1007.8 | 0 | 0 | 0 | 6541.8
2167 | 91 | Day91 | 6 | Hour6 | 3 | Spring | 2117 | #N/A | Spring | 363775.6 | 2024-04-01 06:00 | 358084.3 | 280.3 | 1053.7 | 4357.3 | 363775.5 | 346787.6 | 293554.8 | 0.0315 | 0.0395 | 0.61 | 0.61 | 204.7 | 12.5 | 1.73 | 19 | 798.5 | 0.15 | 205.6 | 42.8 | 248.4 | 212.6 | 13 | 1.79 | 19.7 | 830.1 | 0.15 | 213.5 | 44.5 | 258 | 385.9 | 19.1 | 2.55 | 34.9 | 1643.7 | 0.18 | 387.1 | 83.9 | 471.1 | 580.5 | 40.4 | 5.64 | 41.9 | 2104.1 | 0.27 | 583.2 | 104.7 | 687.9 | 22.59 | 0 | 0.28 | 22.87 | 23.52 | 0 | 0.29 | 23.82 | 363775.6 | 70220.7 | 1539.2 | 4192.8 | 0 | 8374.7 | 31732.9 | 0 | 0 | 1033.7 | 109555 | 0 | 95.5 | 3315.4 | 45888.7 | 88396.1 | 464.6 | 0 | 0 | 5289.1 | 62495.7 | 1402.1 | 83.9 | 0 | 0 | 8258.9
2168 | 91 | Day91 | 7 | Hour7 | 3 | Spring | 2117 | #N/A | Spring | 378059.6 | 2024-04-01 07:00 | 373300.8 | 629.9 | 0 | 4129 | 378059.6 | 361389 | 291537.7 | 0.0319 | 0.0412 | 0.63 | 0.63 | 194.4 | 12 | 1.66 | 17.9 | 754.6 | 0.14 | 195.2 | 40.5 | 235.6 | 201.7 | 12.5 | 1.72 | 18.6 | 783.7 | 0.15 | 202.5 | 42 | 244.6 | 225.2 | 9 | 1.16 | 22.3 | 1025.5 | 0.1 | 225.8 | 52.9 | 278.7 | 814.9 | 80.8 | 11.64 | 36.9 | 2189.2 | 0.4 | 820.5 | 102.3 | 922.8 | 22.64 | 0 | 0.28 | 22.92 | 23.62 | 0 | 0.29 | 23.91 | 378059.6 | 86522 | 1557.1 | 4192.8 | 0 | 8374.7 | 31732.9 | 0 | 0 | 2539.9 | 106755.4 | 0 | 95.5 | 3315.4 | 46653.1 | 88396.1 | 464.6 | 0 | 0 | 24706.3 | 57604.5 | 1671.3 | 868.4 | 0 | 453.2 | 8050.4
2169 | 91 | Day91 | 8 | Hour8 | 3 | Spring | 2117 | #N/A | Spring | 399695.4 | 2024-04-01 08:00 | 393551 | 2018.9 | 4.1 | 4121.3 | 399695.4 | 380775.7 | 289913.1 | 0.0325 | 0.0434 | 0.64 | 0.64 | 195.1 | 12.4 | 1.71 | 17.5 | 747.6 | 0.14 | 195.9 | 39.9 | 235.8 | 202.4 | 12.8 | 1.78 | 18.2 | 775.7 | 0.14 | 203.3 | 41.4 | 244.6 | 140.2 | 4.2 | 0.5 | 15.2 | 683.8 | 0.06 | 140.4 | 35.6 | 176 | 386 | 13.6 | 1.7 | 39.9 | 1819.3 | 0.17 | 386.9 | 94.2 | 481.1 | 21.83 | 0 | 0.28 | 22.1 | 22.94 | 0 | 0.29 | 23.24 | 399695.4 | 109782.2 | 8.4 | 4192.8 | 0 | 8374.7 | 34891.8 | 0 | 149.1 | 5144 | 109802.6 | 0 | 114.8 | 3315.4 | 41714.1 | 87033.9 | 464.6 | 0 | 0 | 62963.8 | 40017.2 | 1508.1 | 1873.2 | 0 | 0 | 8258.9
2170 | 91 | Day91 | 9 | Hour9 | 3 | Spring | 2117 | #N/A | Spring | 421960.8 | 2024-04-01 09:00 | 412528.1 | 1176.6 | 4151.1 | 4105 | 421960.8 | 398901.3 | 284678.3 | 0.033 | 0.0456 | 0.64 | 0.63 | 201.6 | 13.4 | 1.86 | 17.4 | 753.1 | 0.14 | 202.5 | 39.9 | 242.4 | 210.7 | 14 | 1.95 | 18.2 | 786.9 | 0.15 | 211.6 | 41.6 | 253.3 | 91.9 | 2.4 | 0.28 | 10.4 | 457.9 | 0.04 | 92 | 24 | 116.1 | 819.2 | 93.4 | 13.58 | 28 | 1807.6 | 0.45 | 825.7 | 82 | 907.6 | 20.21 | 0 | 0.28 | 20.5 | 21.41 | 0 | 0.3 | 21.71 | 421960.8 | 137282.5 | 0 | 4161.7 | 0 | 8202.5 | 40569.3 | 0 | 668 | 11545.5 | 112681.6 | 0 | 159.1 | 3315.4 | 28762 | 86287.7 | 538.9 | 0 | 0 | 99240.6 | 24003.4 | 1824.9 | 5236.1 | 738.8 | 27.3 | 8258.9
2171 | 91 | Day91 | 10 | Hour10 | 3 | Spring | 2117 | #N/A | Spring | 440815.2 | 2024-04-01 10:00 | 426723 | 5265.5 | 4151.1 | 4675.6 | 440815.2 | 412433.8 | 287192.2 | 0.0335 | 0.0471 | 0.64 | 0.63 | 200.3 | 13.5 | 1.88 | 17 | 742.3 | 0.14 | 201.2 | 39.2 | 240.4 | 211.4 | 14.2 | 1.98 | 17.9 | 782.5 | 0.14 | 212.3 | 41.3 | 253.6 | 80.2 | 2.2 | 0.25 | 9 | 398.1 | 0.04 | 80.3 | 20.9 | 101.2 | 893.2 | 100.8 | 14.65 | 30.9 | 2003.3 | 0.48 | 900.2 | 90.8 | 991 | 20.2 | 0 | 0.29 | 20.49 | 21.58 | 0 | 0.3 | 21.88 | 440815.2 | 153623 | 0 | 4161.7 | 0 | 7949.8 | 42804.9 | 0 | 923.2 | 13169.3 | 114776 | 0 | 159.1 | 3315.4 | 27460.1 | 85957 | 608.2 | 0 | 0 | 118176.1 | 19871.4 | 1482.9 | 9938.9 | 864.3 | 417.9 | 8254.3
2172 | 91 | Day91 | 11 | Hour11 | 3 | Spring | 2117 | #N/A | Spring | 450263.2 | 2024-04-01 11:00 | 437084.2 | 4137.2 | 4151.1 | 4890.6 | 450263.2 | 422300.1 | 289043.8 | 0.0338 | 0.0483 | 0.65 | 0.64 | 197.3 | 13.3 | 1.85 | 16.7 | 729.9 | 0.13 | 198.2 | 38.5 | 236.7 | 208 | 14 | 1.96 | 17.6 | 769.1 | 0.14 | 209 | 40.6 | 249.5 | 81 | 2.1 | 0.24 | 9.1 | 405.5 | 0.04 | 81.2 | 21.2 | 102.4 | 578.8 | 55.6 | 8.01 | 30.6 | 1604.2 | 0.35 | 582.7 | 78.5 | 661.2 | 20.82 | 0 | 0.29 | 21.11 | 22.2 | 0 | 0.3 | 22.49 | 450263.2 | 161219.4 | 126.4 | 4161.7 | 0 | 7829.6 | 43288.9 | 0 | 974.3 | 15408.3 | 115014.5 | 0 | 159.1 | 3315.4 | 28545.7 | 86031.4 | 571.1 | 0 | 0 | 123339 | 20323.2 | 1174.6 | 11387.5 | 533.7 | 427.5 | 8050.4
2173 | 91 | Day91 | 12 | Hour12 | 3 | Spring | 2117 | #N/A | Spring | 456164.6 | 2024-04-01 12:00 | 444171.4 | 2975.3 | 4151.1 | 4866.7 | 456164.6 | 429041.5 | 294849.1 | 0.0341 | 0.0491 | 0.65 | 0.64 | 197.6 | 13.3 | 1.85 | 16.8 | 732.2 | 0.13 | 198.5 | 38.6 | 237.2 | 207.9 | 14 | 1.95 | 17.6 | 770 | 0.14 | 208.9 | 40.6 | 249.5 | 85.7 | 2.6 | 0.31 | 9.3 | 416.9 | 0.04 | 85.9 | 21.7 | 107.6 | 906.3 | 99 | 14.37 | 34.4 | 2134.3 | 0.49 | 913.1 | 98.1 | 1011.2 | 21.8 | 0 | 0.28 | 22.08 | 23.22 | 0 | 0.29 | 23.51 | 456164.6 | 161315.4 | 0 | 4161.7 | 0 | 8202.5 | 43760 | 0 | 966.1 | 14945.5 | 117188.3 | 0 | 159.1 | 3315.4 | 30143 | 87319.2 | 599.9 | 0 | 0 | 122617 | 21505 | 1281.8 | 13741.9 | 213 | 168.2 | 8258.9
2174 | 91 | Day91 | 13 | Hour13 | 3 | Spring | 2117 | #N/A | Spring | 458388 | 2024-04-01 13:00 | 448616.9 | 790 | 4147 | 4834.2 | 458388.1 | 433268.9 | 298687.1 | 0.0342 | 0.0496 | 0.64 | 0.64 | 197.1 | 13.1 | 1.83 | 16.8 | 734.3 | 0.13 | 197.9 | 38.7 | 236.7 | 206.4 | 13.7 | 1.91 | 17.6 | 768.9 | 0.14 | 207.3 | 40.6 | 247.9 | 84.3 | 2.4 | 0.29 | 9.3 | 414.6 | 0.04 | 84.4 | 21.6 | 106 | 865.7 | 94 | 13.64 | 33.4 | 2058.1 | 0.47 | 872.2 | 94.9 | 967.1 | 21.86 | 0 | 0.28 | 22.14 | 23.21 | 0 | 0.29 | 23.5 | 458388 | 159701 | 233.6 | 4161.7 | 0 | 8197.9 | 43235.9 | 0 | 952.3 | 14046.3 | 119226.8 | 0 | 159.1 | 3315.4 | 32273.4 | 87319.2 | 564.1 | 0 | 0 | 120232.6 | 22907.8 | 1562 | 12751.5 | 274.2 | 4.7 | 8045.8
2175 | 91 | Day91 | 14 | Hour14 | 3 | Spring | 2117 | #N/A | Spring | 460271.1 | 2024-04-01 14:00 | 450159.4 | 1114.9 | 4147 | 4849.9 | 460271.1 | 434726.6 | 301369.9 | 0.0343 | 0.0498 | 0.64 | 0.64 | 197.6 | 13.1 | 1.82 | 16.9 | 738.6 | 0.13 | 198.5 | 39 | 237.5 | 207.1 | 13.7 | 1.91 | 17.7 | 773.8 | 0.14 | 208 | 40.8 | 248.8 | 85.3 | 2.4 | 0.29 | 9.4 | 420 | 0.04 | 85.5 | 21.9 | 107.4 | 856.3 | 89.6 | 12.97 | 36.1 | 2142.4 | 0.46 | 862.5 | 100.1 | 962.6 | 22.24 | 0 | 0.27 | 22.51 | 23.63 | 0 | 0.29 | 23.92 | 460271.1 | 158901.2 | 0 | 4161.7 | 0 | 8202.5 | 43178.6 | 0 | 946.4 | 13858.5 | 120896.8 | 0 | 159.1 | 3315.4 | 33523.9 | 87319.2 | 612.6 | 0 | 0 | 117476.3 | 24528.2 | 2091.9 | 11212.9 | 0 | 448.2 | 8050.4
2176 | 91 | Day91 | 15 | Hour15 | 3 | Spring | 2117 | #N/A | Spring | 462669.6 | 2024-04-01 15:00 | 452720 | 856.9 | 4147 | 4945.7 | 462669.5 | 437147.1 | 304294.8 | 0.0344 | 0.0501 | 0.64 | 0.63 | 200.8 | 13.3 | 1.85 | 17.2 | 750.6 | 0.14 | 201.7 | 39.6 | 241.3 | 210.4 | 13.9 | 1.94 | 18 | 786.2 | 0.14 | 211.3 | 41.5 | 252.8 | 88.2 | 2.6 | 0.31 | 9.6 | 431.1 | 0.04 | 88.3 | 22.5 | 110.8 | 679.5 | 64.4 | 9.27 | 35 | 1908.9 | 0.37 | 683.9 | 92 | 775.9 | 22.56 | 0 | 0.27 | 22.83 | 23.97 | 0 | 0.28 | 24.25 | 462669.6 | 158374.8 | 68.2 | 4161.7 | 0 | 8202.4 | 44050.8 | 0 | 956.4 | 14560.7 | 123255.4 | 0 | 159.1 | 3315.4 | 32981.3 | 87319.2 | 669.4 | 111.9 | 0 | 113802.8 | 26463.9 | 2590.9 | 10462.1 | 154 | 390.5 | 8254.4
2177 | 91 | Day91 | 16 | Hour16 | 3 | Spring | 2117 | #N/A | Spring | 465933 | 2024-04-01 16:00 | 453853.2 | 3057.8 | 4147 | 4875 | 465933 | 438216.1 | 315089.7 | 0.0345 | 0.0503 | 0.62 | 0.61 | 216.4 | 14.8 | 2.07 | 17.9 | 793.4 | 0.14 | 217.4 | 41.6 | 259 | 227.8 | 15.6 | 2.18 | 18.8 | 835 | 0.15 | 228.9 | 43.8 | 272.7 | 104.1 | 3.2 | 0.39 | 11.2 | 505 | 0.05 | 104.3 | 26.3 | 130.6 | 515.6 | 36.5 | 5.12 | 38.6 | 1838.7 | 0.29 | 518 | 93.4 | 611.5 | 23.24 | 0 | 0.27 | 23.51 | 24.79 | 0 | 0.28 | 25.07 | 465933 | 150843.3 | 110 | 4220.9 | 0 | 8202.5 | 50080.7 | 0 | 967.6 | 13480.5 | 127442.6 | 0 | 159.1 | 3315.4 | 33398.9 | 87319.2 | 717.7 | 122.7 | 0 | 105658.7 | 27949.5 | 2787 | 10833.5 | 20.8 | 491.9 | 8258.9
2178 | 91 | Day91 | 17 | Hour17 | 3 | Spring | 2117 | #N/A | Spring | 464742.8 | 2024-04-01 17:00 | 452777.5 | 3130.8 | 4147 | 4687.5 | 464742.8 | 437194.6 | 334808.5 | 0.0344 | 0.0501 | 0.58 | 0.57 | 242 | 17.1 | 2.39 | 19.3 | 870.4 | 0.16 | 243.1 | 45.3 | 288.5 | 255 | 18 | 2.52 | 20.3 | 916.7 | 0.16 | 256.2 | 47.7 | 303.9 | 170.1 | 6.5 | 0.82 | 17.2 | 786.1 | 0.08 | 170.6 | 40.7 | 211.2 | 461.2 | 29.3 | 4.07 | 37.7 | 1750 | 0.26 | 463.2 | 90 | 553.2 | 24.23 | 0 | 0.27 | 24.5 | 25.83 | 0 | 0.28 | 26.11 | 464742.8 | 129934.3 | 338.6 | 4220.9 | 0 | 8197.9 | 58428 | 0 | 951.8 | 9752.7 | 134979.1 | 0 | 159.1 | 3315.4 | 36856.3 | 87319.2 | 774.4 | 219.6 | 0 | 86744.6 | 29954.4 | 2530.8 | 8545.5 | 1460.8 | 3168.3 | 8065.7
2179 | 91 | Day91 | 18 | Hour18 | 3 | Spring | 2117 | #N/A | Spring | 458501 | 2024-04-01 18:00 | 450305 | 29.6 | 4147 | 4019.3 | 458501 | 434868.2 | 358539.9 | 0.0343 | 0.0498 | 0.55 | 0.54 | 262.4 | 18.5 | 2.59 | 20.9 | 937.9 | 0.17 | 263.7 | 48.9 | 312.6 | 277.2 | 19.4 | 2.73 | 22.3 | 994 | 0.18 | 278.5 | 51.9 | 330.5 | 320.2 | 13.6 | 1.92 | 32.8 | 1303.5 | 0.24 | 321.1 | 71.7 | 392.8 | 982.3 | 101 | 14.87 | 44.7 | 2265.4 | 0.66 | 989.4 | 112.4 | 1101.8 | 29.2 | 0 | 0.27 | 29.47 | 30.96 | 0 | 0.28 | 31.25 | 458501 | 99961.1 | 2711.3 | 4220.9 | 0 | 8091.5 | 62200.1 | 0 | 839.7 | 6564.4 | 139722.4 | 0 | 1557.8 | 3315.4 | 39682.4 | 88149.9 | 2028.6 | 6859.7 | 0 | 54841.1 | 35375 | 2340.8 | 6237.8 | 6655.8 | 3451.6 | 8050.4
2180 | 91 | Day91 | 19 | Hour19 | 3 | Spring | 2117 | #N/A | Spring | 455564.6 | 2024-04-01 19:00 | 451763.6 | 0 | 0 | 3801 | 455564.6 | 436285.9 | 382574.8 | 0.0343 | 0.0498 | 0.54 | 0.53 | 271.8 | 19 | 2.67 | 21.8 | 969.2 | 0.18 | 273.1 | 50.8 | 323.8 | 286 | 19.9 | 2.8 | 23.2 | 1024.2 | 0.19 | 287.4 | 53.8 | 341.2 | 377 | 16.9 | 2.41 | 37.8 | 1498.1 | 0.29 | 378.2 | 82.5 | 460.7 | 736.1 | 14.1 | 1.43 | 87 | 3828.6 | 0.33 | 736.9 | 201.1 | 938 | 47.14 | 0 | 0.27 | 47.41 | 49.67 | 0 | 0.29 | 49.95 | 455564.6 | 72989.9 | 3825.1 | 4253 | 0 | 8374.7 | 63036.6 | 0 | 385.1 | 4046.9 | 141924.6 | 0 | 2389.8 | 3315.4 | 54943.1 | 88396.1 | 3232.7 | 8883.6 | 0 | 14839.7 | 51430.8 | 2287.3 | 3951.9 | 2537 | 1316.7 | 7888.4
2181 | 91 | Day91 | 20 | Hour20 | 3 | Spring | 2117 | #N/A | Spring | 455344 | 2024-04-01 20:00 | 450807.8 | 0 | 0 | 4536.1 | 455343.9 | 435382.9 | 380461.1 | 0.0342 | 0.0497 | 0.54 | 0.54 | 261.3 | 18 | 2.52 | 21.3 | 949.3 | 0.17 | 262.6 | 49.6 | 312.1 | 273.2 | 18.7 | 2.62 | 22.3 | 995.2 | 0.18 | 274.5 | 52 | 326.5 | 366.8 | 19.2 | 2.64 | 32.7 | 1485.9 | 0.2 | 368.1 | 77.1 | 445.2 | 1190.7 | 136.5 | 19.87 | 37.4 | 2599.6 | 0.6 | 1200.2 | 115 | 1315.2 | 28.24 | 0 | 0.27 | 28.51 | 29.73 | 0 | 0.29 | 30.02 | 455344 | 74882.8 | 4963.4 | 4253 | 0 | 8374.7 | 59652.8 | 0 | 0 | 481.9 | 144266.7 | 0 | 1547.4 | 3315.4 | 59495.8 | 88396.1 | 1723.4 | 4472.4 | 0 | 364.4 | 71918.4 | 2118.1 | 1324.5 | 1487.3 | 3184.3 | 8258.9
2182 | 91 | Day91 | 21 | Hour21 | 3 | Spring | 2117 | #N/A | Spring | 441925.6 | 2024-04-01 21:00 | 437044.1 | 0 | 0 | 4881.5 | 441925.6 | 422277.5 | 355331.1 | 0.0338 | 0.0482 | 0.58 | 0.57 | 233.6 | 15.3 | 2.12 | 20 | 878.8 | 0.15 | 234.6 | 46.2 | 280.8 | 243.7 | 15.9 | 2.2 | 20.9 | 919 | 0.16 | 244.8 | 48.3 | 293.1 | 384.9 | 24.2 | 3.34 | 30.2 | 1474.6 | 0.18 | 386.5 | 74.2 | 460.7 | 843.7 | 80.5 | 11.57 | 41.3 | 2354.4 | 0.42 | 849.3 | 111.6 | 960.9 | 27.09 | 0 | 0.28 | 27.37 | 28.47 | 0 | 0.3 | 28.77 | 441925.6 | 86594.5 | 3938.2 | 4257.5 | 0 | 8374.7 | 48285.9 | 0 | 0 | 0 | 138380.8 | 0 | 159.1 | 3315.4 | 56533.5 | 88396.1 | 729.8 | 2960.1 | 0 | 0 | 84603.5 | 1991 | 82.6 | 903.9 | 3032.4 | 8258.9
2183 | 91 | Day91 | 22 | Hour22 | 3 | Spring | 2117 | #N/A | Spring | 422827.5 | 2024-04-01 22:00 | 418090.9 | 0 | 0 | 4736.6 | 422827.5 | 404183.9 | 328893.4 | 0.0333 | 0.0463 | 0.61 | 0.61 | 202.2 | 11.8 | 1.63 | 18.9 | 803.9 | 0.14 | 203 | 42.9 | 245.9 | 210.5 | 12.3 | 1.69 | 19.7 | 838 | 0.15 | 211.3 | 44.7 | 256 | 399.5 | 25.6 | 3.55 | 30.8 | 1514.3 | 0.19 | 401.3 | 76 | 477.3 | 1008.3 | 111.5 | 16.19 | 35.5 | 2332.3 | 0.51 | 1016 | 105.1 | 1121.1 | 26.4 | 0 | 0.29 | 26.69 | 27.71 | 0 | 0.3 | 28.01 | 422827.5 | 93934.1 | 3315.2 | 4248.8 | 0 | 8374.7 | 33930.2 | 0 | 0 | 0 | 130694 | 0 | 159.1 | 3315.4 | 53402 | 88061 | 729.8 | 2663.2 | 0 | 0 | 91984.6 | 1949.5 | 0 | 0 | 2486.3 | 8258.9
2184 | 91 | Day91 | 23 | Hour23 | 3 | Spring | 2117 | #N/A | Spring | 398759.2 | 2024-04-01 23:00 | 394029 | 0 | 0 | 4730.1 | 398759.2 | 381168.7 | 302679.4 | 0.0326 | 0.0438 | 0.64 | 0.64 | 177.4 | 9.7 | 1.31 | 17.6 | 729.1 | 0.13 | 178 | 39.4 | 217.4 | 184.7 | 10 | 1.36 | 18.4 | 760.2 | 0.14 | 185.3 | 41.1 | 226.4 | 445.2 | 30.2 | 4.2 | 32.9 | 1637.5 | 0.21 | 447.2 | 81.8 | 529 | 630.5 | 46.8 | 6.6 | 43 | 2177.5 | 0.31 | 633.7 | 107.9 | 741.7 | 23.61 | 0 | 0.29 | 23.9 | 24.71 | 0 | 0.31 | 25.02 | 398759.2 | 96079.8 | 2524.5 | 4189.6 | 0 | 8374.7 | 25172.9 | 0 | 0 | 0 | 116930.8 | 0 | 159.1 | 3315.4 | 50849.7 | 88061 | 589.8 | 2511.8 | 0 | 0 | 94222.1 | 1857.6 | 0 | 0 | 2582.9 | 8181.3
2185 | 92 | Day92 | 0 | Hour0 | 4 | Spring | 75 | 471501.8 | Spring | 376064.2 | 2024-04-02 | 370666 | 119.7 | 237.8 | 5040.7 | 376064.3 | 358790.8 | 281640.8 | 0.032 | 0.0412 | 0.67 | 0.67 | 165.9 | 9.3 | 1.27 | 16.5 | 674.5 | 0.13 | 166.5 | 36.7 | 203.2 | 173 | 9.7 | 1.32 | 17.3 | 704.2 | 0.13 | 173.7 | 38.3 | 212 | 385.8 | 19.6 | 2.64 | 34.4 | 1625.6 | 0.18 | 387.1 | 82.9 | 470 | 439.2 | 16.9 | 2.18 | 44.2 | 2010.5 | 0.21 | 440.3 | 104.2 | 544.5 | 21.61 | 0 | 0.29 | 21.9 | 22.57 | 0 | 0.31 | 22.88 | 376064.2 | 94423.4 | 1224 | 4187.4 | 0 | 8227.6 | 23291.1 | 0 | 0 | 0 | 100582.2 | 0 | 159.1 | 3315.4 | 48431.5 | 88061 | 413.2 | 3748.2 | 0 | 0 | 92696.6 | 1726.9 | 0 | 0 | 339.9 | 7223.2
2186 | 92 | Day92 | 1 | Hour1 | 4 | Spring | 2117 | #N/A | Spring | 360998.8 | 2024-04-02 01:00 | 352916.8 | 110 | 3184 | 4788 | 360998.8 | 341765.7 | 269328.9 | 0.0316 | 0.0392 | 0.67 | 0.67 | 165.8 | 9.5 | 1.31 | 16.4 | 667.7 | 0.13 | 166.4 | 36.3 | 202.8 | 172.6 | 9.9 | 1.36 | 17.1 | 695.1 | 0.13 | 173.3 | 37.8 | 211.1 | 367.4 | 16.5 | 2.17 | 34.7 | 1616.8 | 0.17 | 368.5 | 82.9 | 451.4 | 590 | 43 | 6.05 | 40.9 | 2062.1 | 0.29 | 592.9 | 102.4 | 695.3 | 21.39 | 0 | 0.29 | 21.68 | 22.28 | 0 | 0.31 | 22.59 | 360998.8 | 91669.8 | 629.9 | 4187.4 | 0 | 7514.3 | 23189.3 | 0 | 0 | 0 | 94341.8 | 0 | 159.1 | 3315.4 | 45766.4 | 88061 | 292.2 | 1872.1 | 0 | 0 | 89991.4 | 1678.4 | 0 | 0 | 59 | 6556.6
2187 | 92 | Day92 | 2 | Hour2 | 4 | Spring | 2117 | #N/A | Spring | 351085.3 | 2024-04-02 02:00 | 340984.6 | 127.1 | 5369.1 | 4604.5 | 351085.3 | 330307.8 | 259892.3 | 0.0313 | 0.0378 | 0.67 | 0.67 | 167.9 | 9.6 | 1.31 | 16.7 | 678.4 | 0.13 | 168.6 | 36.9 | 205.5 | 174.4 | 10 | 1.36 | 17.3 | 705.2 | 0.13 | 175.1 | 38.3 | 213.4 | 367.8 | 16.7 | 2.2 | 34.7 | 1613.5 | 0.17 | 368.8 | 82.8 | 451.7 | 451.6 | 23.4 | 3.16 | 40 | 1878.7 | 0.21 | 453.2 | 96.1 | 549.3 | 19.58 | 0 | 0.29 | 19.87 | 20.36 | 0 | 0.31 | 20.66 | 351085.3 | 91193.1 | 320.8 | 4158.7 | 0 | 6814.9 | 22670.3 | 0 | 0 | 0 | 93538.2 | 0 | 159.1 | 3315.4 | 40390.8 | 86698.8 | 226 | 1599.2 | 0 | 0 | 89596.4 | 1596.7 | 0 | 0 | 19.1 | 7005.3
2188 | 92 | Day92 | 3 | Hour3 | 4 | Spring | 2117 | #N/A | Spring | 344588.3 | 2024-04-02 03:00 | 334191.1 | 214.5 | 5434.7 | 4748 | 344588.3 | 323781.8 | 255021.1 | 0.0311 | 0.037 | 0.66 | 0.66 | 170.9 | 9.9 | 1.35 | 16.9 | 687.1 | 0.13 | 171.5 | 37.4 | 208.9 | 177 | 10.2 | 1.4 | 17.5 | 712.2 | 0.14 | 177.7 | 38.7 | 216.4 | 367.7 | 17 | 2.24 | 34.5 | 1605.2 | 0.17 | 368.9 | 82.4 | 451.2 | 387.1 | 15.8 | 2.04 | 38.2 | 1756.6 | 0.18 | 388.1 | 90.6 | 478.7 | 19.39 | 0 | 0.28 | 19.68 | 20.15 | 0 | 0.3 | 20.45 | 344588.3 | 89567.2 | 34.3 | 4113.7 | 0 | 6330 | 22989 | 0 | 0 | 0 | 92488.6 | 0 | 121.5 | 3315.4 | 38790.1 | 86580 | 223.9 | 34.7 | 0 | 0 | 88049.2 | 1518.1 | 0 | 0 | 2.1 | 6673.8
2189 | 92 | Day92 | 4 | Hour4 | 4 | Spring | 2117 | #N/A | Spring | 342706.4 | 2024-04-02 04:00 | 332665.4 | 333.7 | 5162 | 4545.2 | 342706.4 | 322322.9 | 253284.5 | 0.0311 | 0.0367 | 0.66 | 0.66 | 172.9 | 10 | 1.36 | 17.1 | 696.5 | 0.13 | 173.5 | 37.9 | 211.4 | 179 | 10.3 | 1.41 | 17.7 | 722 | 0.14 | 179.7 | 39.2 | 219 | 377.8 | 18 | 2.4 | 34.9 | 1630.4 | 0.17 | 379 | 83.5 | 462.5 | 405.4 | 17.3 | 2.25 | 39.3 | 1815 | 0.19 | 406.5 | 93.4 | 500 | 19.45 | 0 | 0.28 | 19.73 | 20.2 | 0 | 0.3 | 20.5 | 342706.4 | 89421.8 | 481.2 | 4109.2 | 0 | 5970.8 | 22989 | 0 | 0 | 0 | 93527.7 | 0 | 112.5 | 3315.4 | 35762.2 | 86498.7 | 223.9 | 293.9 | 0 | 0 | 88041.1 | 1380.7 | 0 | 0 | 0.2 | 6320.7
2190 | 92 | Day92 | 5 | Hour5 | 4 | Spring | 2117 | #N/A | Spring | 344428.8 | 2024-04-02 05:00 | 336249.4 | 360.7 | 3189.7 | 4629 | 344428.8 | 325783.9 | 252458.6 | 0.0311 | 0.0371 | 0.66 | 0.66 | 172.4 | 9.9 | 1.36 | 17 | 695 | 0.13 | 173.1 | 37.8 | 210.8 | 179.1 | 10.3 | 1.41 | 17.7 | 722.3 | 0.14 | 179.8 | 39.3 | 219 | 380.9 | 18.6 | 2.47 | 34.8 | 1631.6 | 0.17 | 382.2 | 83.4 | 465.6 | 405.5 | 15.6 | 1.99 | 40.8 | 1868.2 | 0.18 | 406.5 | 96.5 | 503 | 19.47 | 0 | 0.28 | 19.75 | 20.25 | 0 | 0.3 | 20.55 | 344428.8 | 91970.1 | 352.9 | 4109.2 | 0 | 5533.3 | 22989 | 0 | 0 | 148.6 | 93897.2 | 0 | 108.6 | 3315.4 | 35130.1 | 86539.8 | 223.9 | 259.2 | 0 | 576.2 | 90108 | 1137.4 | 0 | 0 | 0 | 7218.7
2191 | 92 | Day92 | 6 | Hour6 | 4 | Spring | 2117 | #N/A | Spring | 359142.2 | 2024-04-02 06:00 | 346070.3 | 1799.8 | 7050.1 | 4221.9 | 359142.2 | 335241.2 | 249979.6 | 0.0313 | 0.0381 | 0.68 | 0.68 | 163.7 | 9.5 | 1.3 | 16.1 | 657.8 | 0.13 | 164.3 | 35.8 | 200.1 | 170.1 | 9.9 | 1.35 | 16.7 | 682.5 | 0.13 | 170.7 | 37.1 | 207.8 | 280.5 | 13.6 | 1.82 | 25.7 | 1202.3 | 0.13 | 281.4 | 61.5 | 343 | 595.2 | 51 | 7.27 | 34.3 | 1851.7 | 0.29 | 598.7 | 89.6 | 688.3 | 19.43 | 0 | 0.29 | 19.72 | 20.18 | 0 | 0.3 | 20.48 | 359142.2 | 109162.5 | 965.1 | 4109.2 | 0 | 4760.4 | 22989 | 0 | 0 | 3471.2 | 92307.8 | 0 | 95.5 | 3315.4 | 33922.9 | 86674.6 | 223.9 | 615.9 | 0 | 12991 | 91734.6 | 965.7 | 1010.9 | 0 | 0 | 6563.9
2192 | 92 | Day92 | 7 | Hour7 | 4 | Spring | 2117 | #N/A | Spring | 378180.9 | 2024-04-02 07:00 | 358027.9 | 3778.3 | 12010.9 | 4363.8 | 378180.9 | 346735.9 | 245954.1 | 0.0315 | 0.0394 | 0.71 | 0.7 | 151.1 | 8.9 | 1.22 | 14.8 | 602 | 0.12 | 151.7 | 32.8 | 184.4 | 157 | 9.3 | 1.28 | 15.3 | 624.4 | 0.12 | 157.6 | 34 | 191.6 | 143.4 | 6.4 | 0.84 | 13.6 | 632.9 | 0.07 | 143.9 | 32.5 | 176.4 | 403.8 | 15.4 | 1.97 | 40.6 | 1863.4 | 0.18 | 404.8 | 96.2 | 500.9 | 19.03 | 0 | 0.3 | 19.33 | 19.74 | 0 | 0.29 | 20.03 | 378180.9 | 132226.8 | 3185.8 | 4109.2 | 0 | 4760.4 | 22960.3 | 0 | 0 | 6063.7 | 87978.2 | 0 | 95.5 | 3315.4 | 32072.3 | 86698.8 | 223.9 | 554.4 | 0 | 39165.1 | 86247.3 | 750.7 | 3130.1 | 0 | 17.9 | 5476
2193 | 92 | Day92 | 8 | Hour8 | 4 | Spring | 2117 | #N/A | Spring | 394676.6 | 2024-04-02 08:00 | 376425.2 | 4901.8 | 9453.4 | 3896.1 | 394676.6 | 364384.6 | 240867.8 | 0.032 | 0.0415 | 0.72 | 0.72 | 143.6 | 8.4 | 1.16 | 14.2 | 574 | 0.11 | 144.2 | 31.3 | 175.5 | 150 | 8.8 | 1.21 | 14.7 | 598.2 | 0.12 | 150.6 | 32.5 | 183.1 | 113.9 | 4.3 | 0.55 | 11.5 | 526.6 | 0.05 | 114.2 | 27.2 | 141.4 | 802.6 | 85.2 | 12.33 | 31.3 | 1977.9 | 0.39 | 808.5 | 90.3 | 898.8 | 19.11 | 0 | 0.29 | 19.4 | 19.95 | 0 | 0.29 | 20.24 | 394676.6 | 153808.8 | 824.2 | 4113.9 | 0 | 4382.9 | 22591.2 | 0 | 170.6 | 9553.3 | 87860.9 | 0 | 95.5 | 3315.4 | 30317.4 | 86698.8 | 223.9 | 443.7 | 0 | 74865.5 | 68645.2 | 574.3 | 4990.2 | 0 | 0 | 6056
2194 | 92 | Day92 | 9 | Hour9 | 4 | Spring | 2117 | #N/A | Spring | 413856.5 | 2024-04-02 09:00 | 393109 | 2890.8 | 13038.9 | 4817.7 | 413856.5 | 380352.2 | 225448.9 | 0.0325 | 0.0434 | 0.73 | 0.73 | 137.1 | 8.2 | 1.13 | 13.3 | 543 | 0.11 | 137.6 | 29.5 | 167.1 | 144.5 | 8.7 | 1.2 | 13.9 | 570 | 0.11 | 145 | 30.9 | 176 | 84.3 | 3.4 | 0.43 | 8.3 | 384.1 | 0.04 | 84.5 | 19.8 | 104.3 | 467.8 | 36.6 | 5.18 | 30 | 1565.8 | 0.22 | 470.4 | 76.8 | 547.1 | 15.52 | 0 | 0.15 | 15.66 | 16.34 | 0 | 0.16 | 16.5 | 413856.5 | 188407.6 | 81.2 | 3802.7 | 0 | 5166.8 | 23211.9 | 0 | 721.7 | 16265.2 | 86207.3 | 0 | 95.5 | 3315.4 | 18314.8 | 85029.4 | 223.9 | 0 | 0 | 118080.7 | 52967.3 | 372.6 | 9285.2 | 98.7 | 9.6 | 7254
2195 | 92 | Day92 | 10 | Hour10 | 4 | Spring | 2117 | #N/A | Spring | 425645.6 | 2024-04-02 10:00 | 406648.3 | 3600.1 | 10518.7 | 4878.4 | 425645.5 | 393280.8 | 228484.1 | 0.0329 | 0.0449 | 0.74 | 0.73 | 137.4 | 8.3 | 1.14 | 13.2 | 541.2 | 0.11 | 138 | 29.4 | 167.3 | 145.5 | 8.9 | 1.22 | 13.9 | 570.8 | 0.11 | 146.1 | 30.9 | 177 | 74.8 | 2.9 | 0.38 | 7.4 | 342.4 | 0.03 | 75 | 17.7 | 92.6 | 299.1 | 5.6 | 0.56 | 35.3 | 1564.2 | 0.13 | 299.5 | 82 | 381.5 | 15.42 | 0 | 0.13 | 15.55 | 16.38 | 0 | 0.16 | 16.54 | 425645.6 | 197161.4 | 176.1 | 3802.7 | 0 | 6602.3 | 24384.8 | 0 | 750.8 | 16695.8 | 87802.1 | 0 | 95.5 | 3315.4 | 17052.1 | 85029.4 | 223.9 | 0 | 0 | 130532.4 | 48940.3 | 242.1 | 14241.9 | 213 | 42.7 | 6466.2
2196 | 92 | Day92 | 11 | Hour11 | 4 | Spring | 2117 | #N/A | Spring | 434145 | 2024-04-02 11:00 | 419512 | 1782.9 | 7937.3 | 4912.8 | 434145 | 405541.2 | 233441.6 | 0.0333 | 0.0464 | 0.74 | 0.73 | 137.5 | 8.3 | 1.15 | 13.2 | 540.9 | 0.11 | 138.1 | 29.3 | 167.4 | 144.8 | 8.8 | 1.21 | 13.8 | 568.2 | 0.11 | 145.4 | 30.8 | 176.2 | 66.4 | 2.7 | 0.36 | 6.5 | 299.7 | 0.03 | 66.6 | 15.4 | 82 | 522.2 | 44 | 6.26 | 30.7 | 1649.2 | 0.25 | 525.2 | 79.9 | 605.1 | 17.13 | 0 | 0.13 | 17.26 | 18.22 | 0 | 0.16 | 18.38 | 434145 | 200703.4 | 42.9 | 3876.4 | 0 | 7807.3 | 24963.6 | 0 | 779.5 | 16980.7 | 89259.9 | 0 | 95.5 | 3315.4 | 17465.1 | 86391.6 | 223.9 | 0 | 0 | 129749.3 | 53055 | 138.9 | 14582.8 | 0 | 1.5 | 7125.9
2197 | 92 | Day92 | 12 | Hour12 | 4 | Spring | 2117 | #N/A | Spring | 443239.4 | 2024-04-02 12:00 | 430914 | 1777.2 | 5382.6 | 5165.6 | 443239.5 | 416383.3 | 237668.1 | 0.0337 | 0.0478 | 0.73 | 0.73 | 138 | 8.3 | 1.14 | 13.2 | 544.8 | 0.11 | 138.6 | 29.5 | 168.1 | 145.1 | 8.7 | 1.2 | 13.9 | 572.7 | 0.11 | 145.7 | 31 | 176.7 | 63.6 | 2.8 | 0.36 | 6.1 | 282.2 | 0.03 | 63.8 | 14.5 | 78.3 | 549.4 | 48 | 6.84 | 30.8 | 1682 | 0.26 | 552.7 | 81 | 633.7 | 17.67 | 0 | 0.13 | 17.8 | 18.87 | 0 | 0.15 | 19.02 | 443239.4 | 205571.4 | 291 | 3876.4 | 0 | 7825 | 25296.8 | 0 | 779.3 | 17454.5 | 92369.1 | 0 | 95.5 | 3315.4 | 17983.4 | 86391.6 | 223.9 | 0 | 0 | 128370.5 | 58914.5 | 52.6 | 14967.6 | 0 | 536.1 | 8254.3
2198 | 92 | Day92 | 13 | Hour13 | 4 | Spring | 2117 | #N/A | Spring | 451431 | 2024-04-02 13:00 | 439839.8 | 1352.7 | 4790.1 | 5448.4 | 451431 | 424842.9 | 239848.6 | 0.0341 | 0.0489 | 0.73 | 0.73 | 138.3 | 8.2 | 1.13 | 13.3 | 549.5 | 0.1 | 138.8 | 29.7 | 168.6 | 145.1 | 8.6 | 1.18 | 14 | 576.5 | 0.11 | 145.7 | 31.2 | 176.8 | 65.4 | 2.3 | 0.28 | 6.8 | 308.7 | 0.03 | 65.5 | 16 | 81.5 | 620.2 | 60.3 | 8.68 | 29.3 | 1703.6 | 0.3 | 624.4 | 80.1 | 704.5 | 17.91 | 0 | 0.13 | 18.04 | 19.11 | 0 | 0.15 | 19.26 | 451431 | 211582.4 | 228.9 | 3876.4 | 0 | 7290 | 25296.8 | 0 | 768.5 | 18212.1 | 95696.2 | 0 | 95.5 | 3315.4 | 17590.7 | 86234.8 | 223.9 | 0 | 0 | 126330.2 | 66186.9 | 84.7 | 14811.2 | 0 | 285.6 | 8254.3
2199 | 92 | Day92 | 14 | Hour14 | 4 | Spring | 2117 | #N/A | Spring | 459512.4 | 2024-04-02 14:00 | 446321.3 | 3163 | 4360 | 5668.1 | 459512.4 | 430967.4 | 240302.8 | 0.0344 | 0.0498 | 0.73 | 0.73 | 137.5 | 8.1 | 1.11 | 13.3 | 548.5 | 0.1 | 138.1 | 29.6 | 167.7 | 144.8 | 8.5 | 1.17 | 14 | 577.8 | 0.11 | 145.4 | 31.2 | 176.6 | 62 | 2.3 | 0.29 | 6.3 | 289.3 | 0.03 | 62.1 | 15 | 77.1 | 382.6 | 17.4 | 2.3 | 35.9 | 1676.6 | 0.17 | 383.7 | 85.9 | 469.6 | 17.8 | 0 | 0.12 | 17.92 | 19.1 | 0 | 0.15 | 19.25 | 459512.4 | 219209.6 | 9.7 | 3876.4 | 0 | 6928.7 | 25296.8 | 0 | 762 | 18432.2 | 97723.4 | 0 | 95.5 | 3315.4 | 16776.5 | 86056.5 | 223.9 | 0 | 0 | 127658.9 | 72167.6 | 188.8 | 14888.7 | 0 | 11.7 | 8230.2
2200 | 92 | Day92 | 15 | Hour15 | 4 | Spring | 2117 | #N/A | Spring | 464685.1 | 2024-04-02 15:00 | 451694.6 | 2816.6 | 4360 | 5813.9 | 464685.1 | 436042.2 | 250077.6 | 0.0346 | 0.0506 | 0.72 | 0.71 | 143.6 | 8.3 | 1.13 | 13.9 | 576.5 | 0.11 | 144.1 | 31.1 | 175.2 | 151.2 | 8.7 | 1.19 | 14.6 | 607.2 | 0.11 | 151.8 | 32.8 | 184.5 | 61.8 | 2.5 | 0.33 | 6.1 | 279.5 | 0.03 | 62 | 14.4 | 76.4 | 727.3 | 75.6 | 10.94 | 29.9 | 1832.1 | 0.36 | 732.6 | 84.6 | 817.2 | 18.55 | 0 | 0.12 | 18.67 | 19.91 | 0 | 0.15 | 20.06 | 464685.1 | 214607.5 | 166.3 | 3872.8 | 0 | 7825 | 25975.6 | 0 | 766.1 | 17070.1 | 104806.7 | 0 | 159.1 | 3315.4 | 17522.6 | 86056.5 | 377.6 | 0 | 0 | 121258 | 75174.8 | 338.5 | 14402.7 | 0 | 31.4 | 7703.7
2201 | 92 | Day92 | 16 | Hour16 | 4 | Spring | 2117 | #N/A | Spring | 469846.6 | 2024-04-02 16:00 | 456297.5 | 3425.2 | 4360 | 5763.8 | 469846.5 | 440404.6 | 268512.1 | 0.0348 | 0.0511 | 0.68 | 0.67 | 164.2 | 9.6 | 1.32 | 15.5 | 653.5 | 0.12 | 164.8 | 35 | 199.8 | 173.3 | 10.2 | 1.39 | 16.3 | 690 | 0.12 | 174 | 36.9 | 210.9 | 76.4 | 3 | 0.39 | 7.6 | 349.6 | 0.03 | 76.6 | 18 | 94.6 | 422.7 | 21.4 | 2.89 | 37.9 | 1773.3 | 0.2 | 424.2 | 90.8 | 515 | 20.48 | 0 | 0.12 | 20.6 | 22.02 | 0 | 0.15 | 22.17 | 469846.6 | 201334.4 | 111 | 3875 | 0 | 7825 | 30813.8 | 0 | 774.3 | 16627.8 | 118540.6 | 0 | 159.1 | 3315.4 | 17304 | 86056.5 | 507.4 | 4.1 | 0 | 105189.4 | 78227.3 | 515.5 | 13007.4 | 321 | 605.3 | 7959.7
2202 | 92 | Day92 | 17 | Hour17 | 4 | Spring | 2117 | #N/A | Spring | 471326.6 | 2024-04-02 17:00 | 458538.8 | 2679.4 | 4147 | 5961.4 | 471326.6 | 442556.8 | 295197.1 | 0.0348 | 0.0512 | 0.64 | 0.63 | 197.1 | 12.5 | 1.74 | 17.3 | 752.4 | 0.13 | 198 | 39.7 | 237.7 | 207.8 | 13.2 | 1.83 | 18.2 | 793.3 | 0.14 | 208.7 | 41.9 | 250.6 | 153.4 | 6.2 | 0.8 | 15.1 | 695.3 | 0.07 | 153.8 | 35.9 | 189.7 | 698.8 | 67.8 | 9.76 | 33.2 | 1913.1 | 0.35 | 703.5 | 90.3 | 793.8 | 21.42 | 0 | 0.13 | 21.54 | 22.98 | 0 | 0.15 | 23.13 | 471326.6 | 176129.6 | 243.8 | 3875 | 0 | 7825 | 41742.6 | 0 | 764.9 | 13659.7 | 129013.6 | 0 | 159.1 | 3315.4 | 22120.2 | 86056.5 | 667.4 | 178.3 | 0 | 77816.6 | 83076.4 | 812 | 10959.6 | 1269.5 | 1822.5 | 6729.9
2203 | 92 | Day92 | 18 | Hour18 | 4 | Spring | 2117 | #N/A | Spring | 471501.8 | 2024-04-02 18:00 | 459305.6 | 1602.4 | 4147 | 6446.8 | 471501.8 | 443334.9 | 313208.6 | 0.0348 | 0.0511 | 0.62 | 0.61 | 209.2 | 13.6 | 1.89 | 17.9 | 788.7 | 0.14 | 210.1 | 41.5 | 251.6 | 222.6 | 14.4 | 2 | 19.2 | 841.3 | 0.15 | 223.6 | 44.3 | 267.9 | 286.8 | 14.6 | 2.02 | 26.3 | 1151.7 | 0.17 | 287.8 | 60.7 | 348.5 | 780.2 | 84.5 | 12.25 | 29.1 | 1858.7 | 0.39 | 786 | 84.6 | 870.6 | 22.53 | 0 | 0.13 | 22.66 | 24.13 | 0 | 0.16 | 24.29 | 471501.8 | 158293.1 | 3156.7 | 3875 | 0 | 7825 | 45721.5 | 0 | 886.7 | 10189.6 | 132324 | 0 | 509.7 | 3315.4 | 24829.6 | 86056.5 | 694.1 | 4901.1 | 0 | 53753.8 | 92241.5 | 1221.4 | 9156.2 | 2165.6 | 3181.4 | 7773.8
2204 | 92 | Day92 | 19 | Hour19 | 4 | Spring | 2117 | #N/A | Spring | 467249.1 | 2024-04-02 19:00 | 462187.8 | 0 | 0 | 5061.3 | 467249.1 | 446117.7 | 332759.7 | 0.0348 | 0.0512 | 0.61 | 0.6 | 214.8 | 13.8 | 1.92 | 18.7 | 810.7 | 0.15 | 215.7 | 42.9 | 258.6 | 226.4 | 14.4 | 2.01 | 19.9 | 857.8 | 0.15 | 227.4 | 45.5 | 272.8 | 344.1 | 18.2 | 2.55 | 31.2 | 1342.2 | 0.22 | 345.4 | 71.3 | 416.6 | 841.3 | 72.4 | 10.33 | 48.3 | 2595.6 | 0.41 | 846.3 | 125.7 | 972 | 27.2 | 0 | 0.27 | 27.47 | 28.7 | 0 | 0.28 | 28.98 | 467249.1 | 134489.4 | 3528.7 | 4176.8 | 0 | 7418.6 | 45330.6 | 0 | 435.1 | 4363.3 | 134377.5 | 0 | 1197.2 | 3315.4 | 36791.2 | 88396.1 | 1683.8 | 6543.6 | 0 | 19238.6 | 108976.2 | 1476.2 | 6807.7 | 1343.1 | 3020.5 | 7356.9
2205 | 92 | Day92 | 20 | Hour20 | 4 | Spring | 2117 | #N/A | Spring | 467858.4 | 2024-04-02 20:00 | 462504.6 | 0 | 0 | 5353.8 | 467858.4 | 446441.9 | 351377.8 | 0.0347 | 0.0512 | 0.6 | 0.6 | 215.7 | 13.6 | 1.88 | 19 | 822.9 | 0.15 | 216.6 | 43.6 | 260.1 | 226.9 | 14.2 | 1.97 | 20.1 | 868.4 | 0.15 | 227.8 | 46 | 273.9 | 362 | 19.4 | 2.7 | 32.4 | 1421.7 | 0.22 | 363.3 | 74.9 | 438.2 | 893.9 | 86.8 | 12.5 | 42.5 | 2439.6 | 0.45 | 899.9 | 115.3 | 1015.1 | 26.3 | 0 | 0.27 | 26.57 | 27.75 | 0 | 0.28 | 28.03 | 467858.4 | 116480.6 | 5575.9 | 4171.6 | 0 | 7418.6 | 44347.2 | 0 | 0 | 499 | 138562.3 | 0 | 1197.2 | 3315.4 | 52273.1 | 87799.6 | 1673.8 | 5042.9 | 0 | 544.7 | 113673 | 1764 | 1404.3 | 809.7 | 1177.8 | 7412.4
2206 | 92 | Day92 | 21 | Hour21 | 4 | Spring | 2117 | #N/A | Spring | 452147.3 | 2024-04-02 21:00 | 446902.4 | 0 | 0 | 5244.9 | 452147.3 | 431629.5 | 336010.3 | 0.0342 | 0.0494 | 0.61 | 0.6 | 209 | 12.7 | 1.75 | 18.9 | 814.8 | 0.14 | 209.9 | 43.2 | 253.1 | 218.2 | 13.2 | 1.82 | 19.8 | 851.5 | 0.15 | 219.1 | 45.2 | 264.3 | 373.8 | 23.5 | 3.24 | 29.4 | 1429.4 | 0.18 | 375.4 | 72.1 | 447.5 | 638.8 | 47.9 | 6.76 | 43.1 | 2191.9 | 0.31 | 642.1 | 108.5 | 750.6 | 25.03 | 0 | 0.27 | 25.3 | 26.36 | 0 | 0.29 | 26.65 | 452147.3 | 116137 | 2901.9 | 4128.9 | 0 | 7358.5 | 39652.8 | 0 | 0 | 0 | 136407.9 | 0 | 1164.8 | 3315.4 | 49549.7 | 87397.2 | 1068.5 | 3064.6 | 0 | 0.1 | 114034.5 | 2102.5 | 86.1 | 0 | 760.2 | 6719.4
2207 | 92 | Day92 | 22 | Hour22 | 4 | Spring | 2117 | #N/A | Spring | 429258.9 | 2024-04-02 22:00 | 423988 | 10.2 | 0 | 5260.8 | 429258.9 | 409799.7 | 314381.1 | 0.0335 | 0.047 | 0.64 | 0.64 | 180.6 | 10 | 1.36 | 17.6 | 737.3 | 0.13 | 181.2 | 39.6 | 220.8 | 188.6 | 10.4 | 1.42 | 18.4 | 771.1 | 0.13 | 189.3 | 41.4 | 230.7 | 415.8 | 27.7 | 3.85 | 31.1 | 1544.2 | 0.19 | 417.7 | 77.2 | 494.9 | 871.3 | 93.6 | 13.57 | 33.1 | 2099.2 | 0.44 | 877.8 | 95.8 | 973.5 | 23.35 | 0 | 0.27 | 23.63 | 24.54 | 0 | 0.29 | 24.83 | 429258.9 | 114877.8 | 3783.9 | 4121.2 | 0 | 7418.6 | 28239 | 0 | 0 | 0 | 125772.8 | 0 | 159.1 | 3315.4 | 49697.2 | 87397.2 | 634.4 | 3842.3 | 0 | 0 | 112576.6 | 2301.1 | 0 | 0 | 812.4 | 6360.8
2208 | 92 | Day92 | 23 | Hour23 | 4 | Spring | 2117 | #N/A | Spring | 402733.5 | 2024-04-02 23:00 | 397214.3 | 24.3 | 366.6 | 5128.4 | 402733.5 | 384211.1 | 289986.6 | 0.0327 | 0.0442 | 0.67 | 0.67 | 162.5 | 8.9 | 1.21 | 16.3 | 667.9 | 0.12 | 163.1 | 36.2 | 199.3 | 169.9 | 9.3 | 1.26 | 17 | 699.5 | 0.13 | 170.6 | 37.9 | 208.5 | 373.7 | 19.2 | 2.58 | 33.3 | 1569.6 | 0.17 | 375 | 80.1 | 455.1 | 620.1 | 51.4 | 7.31 | 37.4 | 1973.3 | 0.3 | 623.6 | 96.3 | 719.9 | 21.1 | 0 | 0.28 | 21.38 | 22.13 | 0 | 0.29 | 22.42 | 402733.5 | 112746.9 | 3951.2 | 4115.3 | 0 | 7308.9 | 23488.9 | 0 | 0 | 0 | 107973.4 | 0 | 159.1 | 3315.4 | 47953.7 | 87397.2 | 424.1 | 3899.3 | 0 | 0 | 110500 | 2246.9 | 0 | 0 | 1444.5 | 6203.6
2209 | 93 | Day93 | 0 | Hour0 | 4 | Spring | 28 | 516877.4 | Spring | 381965.3 | 2024-04-03 | 372560.6 | 1760.8 | 2465.6 | 5178.2 | 381965.3 | 360607.7 | 270554.8 | 0.0321 | 0.0415 | 0.69 | 0.69 | 155.5 | 9 | 1.22 | 15.4 | 626.4 | 0.12 | 156.1 | 34.1 | 190.2 | 162.4 | 9.3 | 1.27 | 16.1 | 655.4 | 0.13 | 163 | 35.6 | 198.6 | 337.7 | 14.2 | 1.84 | 32.9 | 1518.4 | 0.15 | 338.6 | 78.2 | 416.8 | 357.4 | 7.3 | 0.77 | 41.9 | 1840.4 | 0.16 | 357.8 | 96.8 | 454.6 | 19.83 | 0 | 0.29 | 20.12 | 20.71 | 0 | 0.29 | 21 | 381965.3 | 111410.5 | 2304.6 | 4098.7 | 0 | 6993.7 | 23008.9 | 0 | 0 | 0 | 93411.9 | 0 | 159.1 | 3315.4 | 45846.4 | 87397.2 | 251.1 | 3767.9 | 0 | 0 | 109191.4 | 2219.1 | 0 | 0 | 2849.1 | 5437.6
2210 | 93 | Day93 | 1 | Hour1 | 4 | Spring | 2117 | #N/A | Spring | 369869.5 | 2024-04-03 01:00 | 355616 | 1782.6 | 7339.8 | 5131.1 | 369869.5 | 344365.4 | 259871.6 | 0.0316 | 0.0395 | 0.69 | 0.69 | 157 | 9.2 | 1.26 | 15.4 | 628.8 | 0.12 | 157.6 | 34.2 | 191.8 | 163.2 | 9.5 | 1.3 | 16 | 654.3 | 0.13 | 163.9 | 35.5 | 199.4 | 319.9 | 13.1 | 1.69 | 31.7 | 1451 | 0.15 | 320.8 | 74.9 | 395.7 | 308.1 | 5.9 | 0.61 | 37.1 | 1598 | 0.16 | 308.5 | 84.7 | 393.2 | 17.45 | 0 | 0.31 | 17.75 | 18.11 | 0 | 0.29 | 18.4 | 369869.5 | 109997.9 | 129 | 4086.2 | 0 | 5916.1 | 23008.9 | 0 | 0 | 0 | 90047.6 | 0 | 159.1 | 3315.4 | 44212 | 85934.6 | 174.5 | 2888.1 | 0 | 0 | 108150.7 | 1847.2 | 0 | 0 | 1369.7 | 4845.3
2211 | 93 | Day93 | 2 | Hour2 | 4 | Spring | 2117 | #N/A | Spring | 361044.7 | 2024-04-03 02:00 | 345486.5 | 1435.4 | 9023.4 | 5099.4 | 361044.7 | 334652.2 | 252914.5 | 0.0314 | 0.0382 | 0.69 | 0.69 | 159.9 | 9.4 | 1.28 | 15.7 | 639.8 | 0.12 | 160.6 | 34.8 | 195.3 | 165.7 | 9.7 | 1.33 | 16.2 | 662.3 | 0.13 | 166.3 | 36 | 202.3 | 305.7 | 11.1 | 1.41 | 31.5 | 1428.5 | 0.14 | 306.4 | 74.1 | 380.5 | 293.3 | 6.2 | 0.66 | 34.8 | 1504.1 | 0.15 | 293.7 | 79.7 | 373.4 | 17.39 | 0 | 0.29 | 17.68 | 18.03 | 0 | 0.29 | 18.32 | 361044.7 | 108130.2 | 46.6 | 4086.2 | 0 | 5174.9 | 23008.9 | 0 | 0 | 0 | 89310.7 | 0 | 159.1 | 3315.4 | 41977.2 | 85399.5 | 123 | 313 | 0 | 0 | 106318.6 | 1811.6 | 0 | 0 | 193 | 4877.3
2212 | 93 | Day93 | 3 | Hour3 | 4 | Spring | 2117 | #N/A | Spring | 359157.5 | 2024-04-03 03:00 | 343730.3 | 1961.1 | 8325.5 | 5140.6 | 359157.5 | 332980.1 | 250984.8 | 0.0313 | 0.0379 | 0.68 | 0.68 | 161.5 | 9.4 | 1.29 | 15.8 | 647.2 | 0.12 | 162.1 | 35.2 | 197.3 | 167.9 | 9.8 | 1.35 | 16.4 | 671.8 | 0.13 | 168.5 | 36.5 | 205 | 304.2 | 10.9 | 1.37 | 31.5 | 1427.1 | 0.14 | 304.9 | 74.1 | 378.9 | 305.2 | 6.1 | 0.64 | 36.5 | 1575.8 | 0.16 | 305.6 | 83.5 | 389.1 | 17.37 | 0 | 0.28 | 17.65 | 18.08 | 0 | 0.29 | 18.37 | 359157.5 | 108172.6 | 150.2 | 4086.2 | 0 | 5229.9 | 23008.9 | 0 | 0 | 0 | 90095 | 0 | 159.1 | 3315.4 | 39347.1 | 85378.6 | 102.2 | 112.3 | 0 | 0 | 105890.7 | 2282 | 0 | 0 | 4.3 | 4795.2
2213 | 93 | Day93 | 4 | Hour4 | 4 | Spring | 2117 | #N/A | Spring | 362576.5 | 2024-04-03 04:00 | 352785.4 | 2012.3 | 2699.8 | 5079.1 | 362576.5 | 341697.7 | 253299.3 | 0.0314 | 0.0389 | 0.68 | 0.68 | 163 | 9.4 | 1.29 | 16.1 | 656.7 | 0.13 | 163.6 | 35.7 | 199.3 | 169.7 | 9.8 | 1.34 | 16.7 | 684.2 | 0.13 | 170.3 | 37.1 | 207.5 | 324.8 | 12.9 | 1.67 | 32.4 | 1482.5 | 0.15 | 325.6 | 76.6 | 402.2 | 310 | 6.4 | 0.69 | 36.8 | 1592.2 | 0.16 | 310.4 | 84.3 | 394.7 | 17.49 | 0 | 0.28 | 17.77 | 18.3 | 0 | 0.28 | 18.59 | 362576.5 | 109277.2 | 602 | 4083.4 | 0 | 5481.6 | 23008.9 | 0 | 0 | 0 | 92965.4 | 0 | 159.1 | 3315.4 | 37704.8 | 85845.7 | 98.2 | 34.7 | 0 | 0 | 106446.6 | 2830.6 | 0 | 0 | 0 | 5305.4
2214 | 93 | Day93 | 5 | Hour5 | 4 | Spring | 2117 | #N/A | Spring | 381241.7 | 2024-04-03 05:00 | 374552.4 | 406.3 | 1086.4 | 5196.6 | 381241.7 | 362594.5 | 268541.1 | 0.0319 | 0.0413 | 0.66 | 0.66 | 167.3 | 9.2 | 1.24 | 16.7 | 689.7 | 0.12 | 167.9 | 37.3 | 205.3 | 173.8 | 9.5 | 1.29 | 17.4 | 717.7 | 0.13 | 174.4 | 38.8 | 213.3 | 352.3 | 18.6 | 2.51 | 31 | 1463.6 | 0.17 | 353.5 | 74.6 | 428.2 | 341.1 | 7 | 0.75 | 39.9 | 1753.6 | 0.16 | 341.5 | 92.2 | 433.7 | 19.03 | 0 | 0.27 | 19.3 | 19.92 | 0 | 0.28 | 20.2 | 381241.7 | 112700.6 | 249.4 | 4085.5 | 0 | 6209.3 | 23008.9 | 0 | 0 | 117.2 | 106154.5 | 0 | 159.1 | 3315.4 | 38148.2 | 86034.9 | 14 | 1161.8 | 0 | 596.4 | 108853.2 | 3133.9 | 0 | 0 | 0 | 7296.2
2215 | 93 | Day93 | 6 | Hour6 | 4 | Spring | 2117 | #N/A | Spring | 412280.1 | 2024-04-03 06:00 | 405911.2 | 836.4 | 329.7 | 5202.9 | 412280.1 | 392598.7 | 275191.5 | 0.0328 | 0.0447 | 0.69 | 0.68 | 155.5 | 8.7 | 1.18 | 15.4 | 636.5 | 0.12 | 156.1 | 34.4 | 190.5 | 162.3 | 9 | 1.23 | 16.1 | 665.2 | 0.12 | 162.9 | 36 | 198.9 | 298.5 | 14.8 | 1.98 | 27 | 1270.5 | 0.14 | 299.5 | 64.9 | 364.4 | 384 | 7.7 | 0.8 | 45.1 | 1993.7 | 0.17 | 384.5 | 104.6 | 489.1 | 20.89 | 0 | 0.28 | 21.16 | 21.92 | 0 | 0.28 | 22.2 | 412280.1 | 137088.6 | 1358.9 | 4116.2 | 0 | 7418.6 | 23743.3 | 0 | 0 | 4134 | 105143.7 | 0 | 51.6 | 3315.4 | 40093.6 | 87730.1 | 0 | 2219.9 | 0 | 18084.7 | 111511.6 | 3358.3 | 855.6 | 0 | 321.5 | 7675.3
2216 | 93 | Day93 | 7 | Hour7 | 4 | Spring | 2117 | #N/A | Spring | 434593.8 | 2024-04-03 07:00 | 427869.6 | 1521 | 289.3 | 4913.9 | 434593.8 | 413550.8 | 271775 | 0.0335 | 0.0472 | 0.72 | 0.72 | 140.3 | 8.2 | 1.12 | 13.7 | 563.8 | 0.11 | 140.9 | 30.6 | 171.4 | 146.7 | 8.5 | 1.16 | 14.4 | 589.8 | 0.11 | 147.2 | 32 | 179.2 | 132.4 | 5.2 | 0.67 | 13.2 | 604.9 | 0.06 | 132.7 | 31.2 | 163.9 | 418.3 | 18.5 | 2.42 | 40 | 1852.4 | 0.19 | 419.6 | 95.3 | 514.8 | 20.42 | 0 | 0.27 | 20.7 | 21.46 | 0 | 0.29 | 21.75 | 434593.8 | 162818.8 | 2534.4 | 4144.2 | 0 | 7532.2 | 24084.6 | 0 | 0 | 7284.9 | 95448.4 | 0 | 51.6 | 3315.4 | 44051.4 | 87762.6 | 0 | 2850.2 | 0 | 48433.9 | 103731 | 3369.1 | 3635.2 | 0 | 1547.9 | 8258.4
2217 | 93 | Day93 | 8 | Hour8 | 4 | Spring | 2117 | #N/A | Spring | 454112.6 | 2024-04-03 08:00 | 444326.9 | 2176.9 | 2833.8 | 4775 | 454112.6 | 429213.9 | 269899.9 | 0.034 | 0.049 | 0.73 | 0.73 | 136.3 | 8 | 1.1 | 13.2 | 543.9 | 0.1 | 136.8 | 29.4 | 166.3 | 142.4 | 8.4 | 1.15 | 13.8 | 567.8 | 0.11 | 143 | 30.7 | 173.7 | 93.3 | 2.8 | 0.33 | 10.1 | 455.3 | 0.04 | 93.4 | 23.7 | 117.1 | 369.7 | 7.5 | 0.77 | 43.8 | 1919.5 | 0.17 | 370.2 | 101.1 | 471.2 | 20.45 | 0 | 0.27 | 20.72 | 21.54 | 0 | 0.29 | 21.83 | 454112.6 | 184212.6 | 1759.7 | 4182.9 | 0 | 7892 | 24964.7 | 0 | 145.5 | 10269.6 | 95428.7 | 0 | 51.6 | 3315.4 | 42516 | 88010.4 | 0 | 1778.3 | 0 | 89571.7 | 80913.8 | 3312.1 | 5921.8 | 0 | 520.9 | 8258.9
2218 | 93 | Day93 | 9 | Hour9 | 4 | Spring | 2117 | #N/A | Spring | 472298.4 | 2024-04-03 09:00 | 460974.4 | 1665.2 | 4096.8 | 5562 | 472298.4 | 445032.2 | 248358.3 | 0.0346 | 0.0508 | 0.75 | 0.75 | 130.2 | 7.9 | 1.08 | 12.4 | 513 | 0.1 | 130.7 | 27.8 | 158.4 | 136 | 8.3 | 1.14 | 13 | 535.2 | 0.1 | 136.5 | 28.9 | 165.5 | 64.1 | 2.2 | 0.28 | 6.7 | 302.4 | 0.03 | 64.2 | 15.7 | 79.9 | 347.4 | 6.5 | 0.66 | 41.6 | 1817.9 | 0.16 | 347.8 | 95.8 | 443.6 | 20.21 | 0 | 0.27 | 20.49 | 21.36 | 0 | 0.29 | 21.65 | 472298.4 | 223940.1 | 30.1 | 4178.2 | 0 | 7600.2 | 25764.7 | 0 | 735.1 | 18459.7 | 92078.3 | 0 | 51.6 | 3315.4 | 27485.7 | 87739.6 | 0 | 114.4 | 0 | 130725.4 | 70325.5 | 3694.5 | 9961.2 | 0 | 152.4 | 8254.3
2219 | 93 | Day93 | 10 | Hour10 | 4 | Spring | 2117 | #N/A | Spring | 486230.2 | 2024-04-03 10:00 | 473307.2 | 3298.3 | 3361.3 | 6263.5 | 486230.3 | 456724.4 | 248695.1 | 0.035 | 0.0522 | 0.75 | 0.75 | 129.7 | 7.8 | 1.06 | 12.4 | 514.4 | 0.1 | 130.2 | 27.8 | 158 | 136.1 | 8.1 | 1.12 | 13 | 539.6 | 0.1 | 136.7 | 29.1 | 165.8 | 61 | 2 | 0.25 | 6.4 | 290.3 | 0.03 | 61.1 | 15.1 | 76.2 | 320.8 | 6 | 0.6 | 39.3 | 1681.1 | 0.17 | 321.2 | 89.4 | 410.6 | 19.73 | 0 | 0.28 | 20.01 | 20.99 | 0 | 0.29 | 21.28 | 486230.2 | 237535.2 | 37.1 | 4167.1 | 0 | 7473.8 | 25894.9 | 0 | 980.2 | 19960.6 | 96092.2 | 0 | 51.6 | 3315.4 | 24977.5 | 86662.7 | 0 | 22.7 | 0 | 144067.8 | 69119.1 | 3407.5 | 16264.2 | 0 | 358.1 | 7396.4
2220 | 93 | Day93 | 11 | Hour11 | 4 | Spring | 2117 | #N/A | Spring | 494176.4 | 2024-04-03 11:00 | 482501.4 | 2356.5 | 2813 | 6505.4 | 494176.4 | 465427.9 | 254553.2 | 0.0354 | 0.0532 | 0.74 | 0.74 | 132.4 | 7.8 | 1.07 | 12.7 | 527.6 | 0.1 | 132.9 | 28.4 | 161.4 | 138.8 | 8.2 | 1.13 | 13.3 | 552.9 | 0.1 | 139.4 | 29.8 | 169.2 | 58.8 | 1.8 | 0.22 | 6.3 | 284.7 | 0.03 | 59 | 14.8 | 73.8 | 407.4 | 16.6 | 2.14 | 41.3 | 1852 | 0.21 | 408.5 | 96.5 | 505 | 20.22 | 0 | 0.27 | 20.49 | 21.51 | 0 | 0.29 | 21.8 | 494176.4 | 239623.2 | 139.7 | 4167.1 | 0 | 7215.2 | 26505.7 | 0 | 1016.1 | 20596.9 | 100954.6 | 0 | 51.6 | 3315.4 | 24938.3 | 87265.6 | 0 | 0 | 0 | 145255 | 69539.8 | 3215.4 | 17599.8 | 0 | 7.8 | 8124.3
2221 | 93 | Day93 | 12 | Hour12 | 4 | Spring | 2117 | #N/A | Spring | 501654.9 | 2024-04-03 12:00 | 490015 | 1486.1 | 3412.4 | 6741.5 | 501654.9 | 472519.3 | 260021.6 | 0.0357 | 0.0541 | 0.74 | 0.73 | 135.2 | 8.1 | 1.11 | 12.8 | 536.7 | 0.1 | 135.7 | 28.9 | 164.6 | 141.7 | 8.5 | 1.16 | 13.5 | 562.4 | 0.1 | 142.3 | 30.2 | 172.5 | 53.9 | 1.5 | 0.18 | 5.9 | 264.8 | 0.02 | 54 | 13.8 | 67.8 | 710.6 | 77.1 | 11.16 | 28 | 1705.2 | 0.39 | 715.9 | 79 | 794.9 | 19.65 | 0 | 0.27 | 19.92 | 20.96 | 0 | 0.28 | 21.24 | 501654.9 | 241633.3 | 8.2 | 4165.4 | 0 | 7553.3 | 27769.8 | 0 | 1011.1 | 20906.4 | 103949.5 | 0 | 51.6 | 3315.4 | 25904.4 | 87303.9 | 0 | 0 | 0 | 146565.6 | 70309.2 | 2841 | 18190.7 | 0 | 0.6 | 7015.3
2222 | 93 | Day93 | 13 | Hour13 | 4 | Spring | 2117 | #N/A | Spring | 508849.2 | 2024-04-03 13:00 | 496415.3 | 1276.4 | 4147 | 7010.4 | 508849.2 | 478543.9 | 263166.4 | 0.036 | 0.0549 | 0.73 | 0.73 | 136.8 | 8.1 | 1.11 | 13 | 544.3 | 0.1 | 137.3 | 29.2 | 166.6 | 143.5 | 8.5 | 1.17 | 13.6 | 570.6 | 0.1 | 144 | 30.6 | 174.7 | 50.4 | 1.5 | 0.18 | 5.5 | 245.5 | 0.02 | 50.5 | 12.8 | 63.3 | 356.5 | 10.7 | 1.28 | 40.3 | 1743.2 | 0.2 | 357.2 | 92.3 | 449.5 | 20.04 | 0 | 0.26 | 20.3 | 21.39 | 0 | 0.28 | 21.67 | 508849.2 | 245682.8 | 0 | 4165.4 | 0 | 6734.8 | 28300.5 | 0 | 1000.7 | 23069.1 | 107331.8 | 0 | 51.6 | 3315.4 | 26088.4 | 87178.3 | 0 | 0 | 0 | 147005.4 | 72159.9 | 2447.7 | 17233.1 | 0 | 88.2 | 6612.3
2223 | 93 | Day93 | 14 | Hour14 | 4 | Spring | 2117 | #N/A | Spring | 512555 | 2024-04-03 14:00 | 499614.6 | 1767.6 | 4147 | 7025.7 | 512554.9 | 481530 | 266105.4 | 0.0362 | 0.0554 | 0.73 | 0.73 | 138.6 | 8.2 | 1.12 | 13.1 | 552.3 | 0.1 | 139.1 | 29.6 | 168.7 | 145.4 | 8.6 | 1.18 | 13.8 | 579.4 | 0.1 | 146 | 31.1 | 177.1 | 49.9 | 1.5 | 0.18 | 5.4 | 242.3 | 0.02 | 50 | 12.6 | 62.6 | 663.4 | 70.6 | 10.22 | 27.5 | 1634.5 | 0.37 | 668.3 | 76.3 | 744.6 | 20.31 | 0 | 0.26 | 20.57 | 21.71 | 0 | 0.27 | 21.98 | 512555 | 246449.6 | 146 | 4165.4 | 0 | 6010.6 | 28755.4 | 0 | 990.8 | 23766.9 | 109986.9 | 0 | 51.6 | 3315.4 | 26658.7 | 87015.4 | 0 | 0 | 0 | 143330.2 | 75970.8 | 2390.9 | 18237.6 | 0 | 0 | 6278.1
2224 | 93 | Day93 | 15 | Hour15 | 4 | Spring | 2117 | #N/A | Spring | 515238.8 | 2024-04-03 15:00 | 501021.2 | 3166.3 | 4147 | 6904.3 | 515238.8 | 482829.4 | 272501.8 | 0.0363 | 0.0557 | 0.72 | 0.72 | 144.1 | 8.5 | 1.17 | 13.5 | 572.8 | 0.1 | 144.6 | 30.6 | 175.3 | 151.6 | 9 | 1.23 | 14.2 | 602.8 | 0.11 | 152.3 | 32.2 | 184.5 | 51.5 | 1.8 | 0.23 | 5.3 | 241.6 | 0.02 | 51.6 | 12.5 | 64.1 | 695.7 | 72 | 10.39 | 30.6 | 1779.3 | 0.38 | 700.7 | 83.7 | 784.4 | 20.74 | 0 | 0.26 | 21 | 22.23 | 0 | 0.27 | 22.5 | 515238.8 | 242737 | 119.7 | 4166.5 | 0 | 6910.1 | 30264.6 | 0 | 994.6 | 22339.5 | 114111.7 | 0 | 51.6 | 3315.4 | 26918.1 | 86644 | 0 | 0 | 0 | 138782.3 | 78375.6 | 2245 | 18107.3 | 0 | 70.2 | 6019.9
2225 | 93 | Day93 | 16 | Hour16 | 4 | Spring | 2117 | #N/A | Spring | 516877.4 | 2024-04-03 16:00 | 501651 | 4559.6 | 4147 | 6520 | 516877.5 | 483417.3 | 292449.9 | 0.0363 | 0.0558 | 0.69 | 0.68 | 166.9 | 10.3 | 1.42 | 15 | 649.7 | 0.11 | 167.6 | 34.4 | 202 | 176.1 | 10.9 | 1.5 | 15.8 | 685.8 | 0.12 | 176.9 | 36.3 | 213.2 | 70 | 2.4 | 0.3 | 7.3 | 331.1 | 0.03 | 70.1 | 17.2 | 87.3 | 604.3 | 54 | 7.72 | 32.7 | 1810.8 | 0.29 | 608 | 86.8 | 694.8 | 20.89 | 0 | 0.26 | 21.15 | 22.56 | 0 | 0.27 | 22.83 | 516877.4 | 224427.6 | 206.5 | 4227.9 | 0 | 7825 | 37247.4 | 0 | 977.9 | 19652.4 | 125356.4 | 0 | 139.3 | 3315.4 | 28075.5 | 86056.5 | 0 | 0 | 0 | 120238 | 81366.2 | 2193.2 | 16667.5 | 0 | 436.1 | 7359.3
2226 | 93 | Day93 | 17 | Hour17 | 4 | Spring | 2117 | #N/A | Spring | 512725.7 | 2024-04-03 17:00 | 498115.6 | 4559.5 | 4147 | 5903.7 | 512725.7 | 480101 | 329910.2 | 0.0362 | 0.0553 | 0.63 | 0.62 | 206 | 13.6 | 1.9 | 17.3 | 769.5 | 0.13 | 206.9 | 40.3 | 247.3 | 219.4 | 14.5 | 2.02 | 18.5 | 820.7 | 0.14 | 220.4 | 43 | 263.5 | 135.8 | 4.9 | 0.61 | 14 | 635.5 | 0.06 | 136.1 | 32.9 | 169 | 789.8 | 85.9 | 12.46 | 30.7 | 1875.3 | 0.43 | 795.7 | 86.7 | 882.4 | 23.22 | 0 | 0.26 | 23.48 | 24.94 | 0 | 0.27 | 25.21 | 512725.7 | 182815.6 | 2169.1 | 4227.9 | 0 | 7825 | 50068.3 | 0 | 900.5 | 14286.2 | 138254.4 | 0 | 246.7 | 3315.4 | 33943.5 | 86203.6 | 676.7 | 2979.5 | 0 | 81454.4 | 83828.2 | 2346.2 | 11868.6 | 1050.2 | 828.5 | 7679.9
2227 | 93 | Day93 | 18 | Hour18 | 4 | Spring | 2117 | #N/A | Spring | 503197 | 2024-04-03 18:00 | 492372.4 | 631.3 | 4147 | 6046.4 | 503197.1 | 474703.3 | 346614.3 | 0.0359 | 0.0546 | 0.6 | 0.59 | 221.7 | 14.7 | 2.05 | 18.6 | 826.8 | 0.14 | 222.7 | 43.2 | 266 | 235.1 | 15.5 | 2.15 | 19.8 | 880 | 0.15 | 236.1 | 46.1 | 282.3 | 308.5 | 14.1 | 1.98 | 30.3 | 1249.4 | 0.21 | 309.5 | 67.6 | 377 | 391.5 | 12.1 | 1.47 | 43.8 | 1890.9 | 0.22 | 392.3 | 100.2 | 492.4 | 31.13 | 0 | 0.26 | 31.39 | 33.26 | 0 | 0.27 | 33.53 | 503197 | 156582.8 | 2591.9 | 4237.4 | 0 | 7997.2 | 53044.2 | 0 | 805.8 | 9878.8 | 145066.8 | 0 | 246.7 | 3315.4 | 34880.7 | 86952 | 773.5 | 7508.5 | 0 | 55849.3 | 87383.8 | 2665.1 | 9168.7 | 4155.3 | 3884.5 | 8050.4
2228 | 93 | Day93 | 19 | Hour19 | 4 | Spring | 2117 | #N/A | Spring | 493936.8 | 2024-04-03 19:00 | 489031.4 | 0 | 0 | 4905.4 | 493936.8 | 471582.6 | 363820.1 | 0.0357 | 0.0541 | 0.59 | 0.58 | 224.8 | 14.3 | 1.98 | 19.4 | 858.4 | 0.14 | 225.7 | 45.1 | 270.8 | 236.5 | 14.9 | 2.07 | 20.6 | 905.8 | 0.15 | 237.5 | 47.6 | 285.1 | 350.9 | 17.7 | 2.47 | 32.5 | 1403.3 | 0.22 | 352.1 | 74.3 | 426.5 | 672.4 | 39.6 | 5.52 | 56 | 2583.1 | 0.37 | 675.1 | 133.1 | 808.2 | 27.53 | 0 | 0.26 | 27.79 | 29.12 | 0 | 0.28 | 29.4 | 493936.8 | 130116.7 | 2875.5 | 4253 | 0 | 8374.7 | 49556.7 | 0 | 379.4 | 4349.8 | 152551.1 | 0 | 305.2 | 3315.4 | 47507.6 | 88396.1 | 800.3 | 5884.6 | 0 | 19331.9 | 102870.6 | 3184.9 | 6678.8 | 3609.9 | 3989.9 | 7679.9
2229 | 93 | Day93 | 20 | Hour20 | 4 | Spring | 2117 | #N/A | Spring | 492003.2 | 2024-04-03 20:00 | 486904.4 | 0 | 0 | 5098.8 | 492003.3 | 469617.1 | 380450.1 | 0.0355 | 0.0536 | 0.58 | 0.58 | 226.3 | 14.2 | 1.96 | 19.7 | 869.8 | 0.15 | 227.2 | 45.7 | 272.9 | 237.8 | 14.8 | 2.05 | 20.8 | 916.9 | 0.15 | 238.8 | 48.2 | 287 | 349.9 | 17.7 | 2.43 | 31.8 | 1432.6 | 0.19 | 351.1 | 74.6 | 425.7 | 789.3 | 67.4 | 9.6 | 45.8 | 2452 | 0.39 | 794 | 119 | 913 | 27.3 | 0 | 0.27 | 27.57 | 28.86 | 0 | 0.29 | 29.15 | 492003.2 | 111553.1 | 6651.7 | 4253 | 0 | 8374.7 | 48920.3 | 0 | 0.1 | 544 | 155255.5 | 0 | 305.2 | 3315.4 | 58749 | 88396.1 | 800.3 | 5429 | 0 | 645.8 | 106674.2 | 3689 | 1390.9 | 143.9 | 1855.4 | 8258.9
2230 | 93 | Day93 | 21 | Hour21 | 4 | Spring | 2117 | #N/A | Spring | 471757 | 2024-04-03 21:00 | 466724.6 | 0 | 0 | 5032.4 | 471757 | 450503.9 | 361750.4 | 0.0348 | 0.0514 | 0.59 | 0.59 | 218 | 13.2 | 1.82 | 19.5 | 851.7 | 0.14 | 218.9 | 45 | 263.8 | 227.6 | 13.8 | 1.9 | 20.5 | 890.7 | 0.15 | 228.5 | 47 | 275.6 | 377.3 | 22.1 | 3.07 | 31.6 | 1456.7 | 0.2 | 378.8 | 75.1 | 453.8 | 853.1 | 83.3 | 12 | 40 | 2318.7 | 0.42 | 858.8 | 109.2 | 968 | 26.51 | 0 | 0.27 | 26.78 | 27.96 | 0 | 0.29 | 28.25 | 471757 | 110006.6 | 4641.2 | 4257.5 | 0 | 8374.7 | 43179.1 | 0 | 0 | 0 | 149523.8 | 0 | 159.1 | 3315.4 | 55196.1 | 88396.1 | 773.5 | 3933.7 | 0 | 0.1 | 106076.5 | 3930 | 91.4 | 81.2 | 2160.3 | 8241
2231 | 93 | Day93 | 22 | Hour22 | 4 | Spring | 2117 | #N/A | Spring | 443723.2 | 2024-04-03 22:00 | 438609.4 | 0 | 0 | 5113.7 | 443723.2 | 423765.1 | 336884.4 | 0.0338 | 0.0484 | 0.61 | 0.61 | 197.3 | 11 | 1.5 | 18.9 | 801.6 | 0.14 | 198.1 | 42.8 | 240.9 | 206 | 11.5 | 1.57 | 19.7 | 837.7 | 0.14 | 206.7 | 44.7 | 251.5 | 426.6 | 25.9 | 3.62 | 34.7 | 1620.7 | 0.23 | 428.4 | 83.1 | 511.5 | 543.7 | 27.8 | 3.74 | 48.5 | 2276.1 | 0.26 | 545.6 | 116.4 | 662 | 25.14 | 0 | 0.28 | 25.42 | 26.44 | 0 | 0.29 | 26.73 | 443723.2 | 106838.8 | 4206.4 | 4256.4 | 0 | 8374.7 | 32404.8 | 0 | 0 | 0 | 139389.4 | 0 | 159.1 | 3315.4 | 51528.5 | 88396.1 | 706.6 | 4147 | 0 | 0 | 102785.9 | 4052.9 | 0 | 1861.8 | 2264.3 | 6972.8
2232 | 93 | Day93 | 23 | Hour23 | 4 | Spring | 2117 | #N/A | Spring | 415776.5 | 2024-04-03 23:00 | 408871.3 | 1827.9 | 153.6 | 4923.7 | 415776.5 | 395378.3 | 313844.5 | 0.033 | 0.0453 | 0.64 | 0.63 | 180.8 | 9.8 | 1.32 | 17.9 | 746.9 | 0.13 | 181.4 | 40.2 | 221.6 | 189.1 | 10.2 | 1.38 | 18.8 | 782 | 0.14 | 189.8 | 42.1 | 231.9 | 403.6 | 20.5 | 2.81 | 36.6 | 1654.7 | 0.22 | 404.9 | 86 | 490.9 | 457.4 | 18.8 | 2.45 | 45.5 | 2058.8 | 0.23 | 458.6 | 106.9 | 565.5 | 22.25 | 0 | 0.29 | 22.54 | 23.34 | 0 | 0.3 | 23.63 | 415776.5 | 101932 | 4233.9 | 4195 | 0 | 7720.2 | 26356.1 | 0 | 0 | 0 | 124086.1 | 0 | 159.1 | 3315.4 | 50894.3 | 88267.1 | 470.1 | 4147 | 0 | 0 | 98026.4 | 3905.6 | 0 | 2112.3 | 2618.6 | 5443.2
2233 | 94 | Day94 | 0 | Hour0 | 4 | Spring | 33 | 508233.8 | Spring | 392237.8 | 2024-04-04 | 382789.1 | 1971.7 | 2794.2 | 4682.8 | 392237.8 | 370431.1 | 298190.2 | 0.0323 | 0.0425 | 0.64 | 0.64 | 181 | 9.9 | 1.34 | 18 | 746.2 | 0.13 | 181.7 | 40.2 | 221.9 | 188.9 | 10.3 | 1.4 | 18.7 | 778.7 | 0.14 | 189.6 | 42 | 231.6 | 401.7 | 19 | 2.58 | 37.9 | 1681.7 | 0.22 | 402.9 | 88.1 | 491 | 409.1 | 11 | 1.29 | 45.5 | 2023.7 | 0.19 | 409.8 | 105.9 | 515.6 | 22.19 | 0 | 0.29 | 22.48 | 23.18 | 0 | 0.3 | 23.48 | 392237.8 | 94047.7 | 684.5 | 4182.6 | 0 | 6055.7 | 25315.9 | 0 | 0 | 0 | 116035.7 | 0 | 159.1 | 3315.4 | 50497.4 | 88396.1 | 275.4 | 3272.3 | 0 | 0 | 90107 | 3940.7 | 0 | 0 | 1491.4 | 6308.2
2234 | 94 | Day94 | 1 | Hour1 | 4 | Spring | 2117 | #N/A | Spring | 379973.5 | 2024-04-04 01:00 | 364982 | 2950.5 | 7459.6 | 4581.4 | 379973.5 | 353380.7 | 289631 | 0.0318 | 0.0404 | 0.64 | 0.63 | 181.4 | 9.9 | 1.34 | 18.1 | 748.6 | 0.13 | 182.1 | 40.4 | 222.5 | 188.7 | 10.3 | 1.39 | 18.8 | 778.8 | 0.14 | 189.4 | 42 | 231.4 | 414.6 | 19.7 | 2.7 | 39.1 | 1722 | 0.24 | 416 | 90.5 | 506.5 | 468.4 | 18.9 | 2.45 | 46.3 | 2118.6 | 0.22 | 469.6 | 109.5 | 579.1 | 21.43 | 0 | 0.29 | 21.72 | 22.32 | 0 | 0.29 | 22.61 | 379973.5 | 90342.5 | 363 | 4182.6 | 0 | 5907.7 | 24547.1 | 0 | 0 | 0 | 112971.6 | 0 | 159.1 | 3315.4 | 48861.7 | 87732.2 | 182.7 | 1407.8 | 0 | 0 | 86632.8 | 3709.7 | 0 | 0 | 676.5 | 5836.1
2235 | 94 | Day94 | 2 | Hour2 | 4 | Spring | 2117 | #N/A | Spring | 368589.1 | 2024-04-04 02:00 | 354169.2 | 2525.9 | 7423.9 | 4470.1 | 368589.1 | 343014.5 | 283175 | 0.0315 | 0.0391 | 0.63 | 0.63 | 186.1 | 10.2 | 1.38 | 18.5 | 767.6 | 0.14 | 186.8 | 41.4 | 228.3 | 193 | 10.5 | 1.43 | 19.2 | 796.4 | 0.14 | 193.7 | 42.9 | 236.6 | 416.4 | 19.7 | 2.68 | 39.3 | 1738.9 | 0.23 | 417.7 | 91.2 | 508.9 | 440.7 | 12.9 | 1.55 | 48.2 | 2158.5 | 0.2 | 441.5 | 112.6 | 554 | 21.61 | 0 | 0.27 | 21.88 | 22.48 | 0 | 0.29 | 22.77 | 368589.1 | 85414.1 | 0 | 4182.6 | 0 | 5582.7 | 24547.1 | 0 | 0 | 0 | 112219.6 | 0 | 155.8 | 3315.4 | 44501.2 | 87942.9 | 142.7 | 585.1 | 0 | 0 | 81875.1 | 3539 | 0 | 0 | 0 | 4829.2
2236 | 94 | Day94 | 3 | Hour3 | 4 | Spring | 2117 | #N/A | Spring | 363972.8 | 2024-04-04 03:00 | 351467 | 1758 | 6377.7 | 4370.1 | 363972.8 | 340430.1 | 282471.7 | 0.0314 | 0.0387 | 0.62 | 0.62 | 189.5 | 10.3 | 1.4 | 18.9 | 781.8 | 0.14 | 190.2 | 42.2 | 232.4 | 197 | 10.7 | 1.46 | 19.6 | 813 | 0.14 | 197.7 | 43.8 | 241.6 | 419.2 | 19.4 | 2.64 | 40 | 1758.7 | 0.24 | 420.5 | 92.5 | 513 | 437.6 | 9.8 | 1.07 | 50.6 | 2239.1 | 0.2 | 438.2 | 117.4 | 555.6 | 21.74 | 0 | 0.29 | 22.03 | 22.61 | 0 | 0.29 | 22.9 | 363972.8 | 81501.1 | 0.4 | 4182.6 | 0 | 6102.5 | 24624.6 | 0 | 0 | 0 | 112995.4 | 0 | 150.8 | 3315.4 | 42630.7 | 88326.5 | 142.7 | 0 | 0 | 0 | 78177.4 | 3323.7 | 0 | 0 | 0 | 5810.7
2237 | 94 | Day94 | 4 | Hour4 | 4 | Spring | 2117 | #N/A | Spring | 366580.3 | 2024-04-04 04:00 | 359781.8 | 128.3 | 2429.7 | 4240.5 | 366580.3 | 348427 | 284902 | 0.0316 | 0.0396 | 0.61 | 0.61 | 194 | 10.4 | 1.41 | 19.4 | 804.7 | 0.14 | 194.7 | 43.4 | 238.1 | 201.4 | 10.8 | 1.47 | 20.1 | 835.2 | 0.14 | 202.1 | 45 | 247.1 | 427.8 | 21 | 2.87 | 39.7 | 1764.1 | 0.24 | 429.2 | 92.3 | 521.6 | 432.6 | 9.8 | 1.08 | 49.8 | 2199.1 | 0.2 | 433.2 | 115.4 | 548.5 | 21.91 | 0 | 0.27 | 22.18 | 22.82 | 0 | 0.28 | 23.11 | 366580.3 | 81678.3 | 0 | 4178.1 | 0 | 5891.6 | 24881.7 | 0 | 0 | 0.1 | 117946.7 | 0 | 159.1 | 3315.4 | 40519 | 87732.2 | 162.2 | 115.9 | 0 | 0.2 | 78417.8 | 3260.2 | 0 | 0 | 0 | 6643.1
2238 | 94 | Day94 | 5 | Hour5 | 4 | Spring | 2117 | #N/A | Spring | 384826.4 | 2024-04-04 05:00 | 380524.4 | 5.6 | 0 | 4296.4 | 384826.4 | 368319.9 | 303885.6 | 0.0321 | 0.0419 | 0.59 | 0.59 | 203.5 | 10.9 | 1.47 | 20.1 | 846.6 | 0.14 | 204.2 | 45.4 | 249.6 | 210.7 | 11.2 | 1.52 | 20.9 | 877.4 | 0.15 | 211.5 | 47 | 258.5 | 432.1 | 24.6 | 3.42 | 36.7 | 1688.4 | 0.23 | 433.8 | 87.1 | 520.9 | 419.7 | 9.4 | 1.02 | 48.6 | 2148.8 | 0.19 | 420.2 | 112.7 | 532.9 | 23.32 | 0 | 0.27 | 23.59 | 24.36 | 0 | 0.28 | 24.64 | 384826.4 | 80940.8 | 24.8 | 4178.1 | 0 | 7772.9 | 27090.6 | 0 | 0 | 303.9 | 131265.1 | 0 | 104.9 | 3315.4 | 42322.2 | 87732.2 | 79.3 | 0 | 0 | 1366.7 | 75926.3 | 3343.8 | 0.4 | 0 | 0 | 8081.1
2239 | 94 | Day94 | 6 | Hour6 | 4 | Spring | 2117 | #N/A | Spring | 417174.6 | 2024-04-04 06:00 | 411411.4 | 112.5 | 1459.7 | 4191.1 | 417174.6 | 397845 | 309615.5 | 0.033 | 0.0454 | 0.61 | 0.61 | 194.5 | 10.7 | 1.45 | 18.9 | 799.4 | 0.13 | 195.2 | 42.7 | 237.9 | 202.2 | 11.1 | 1.51 | 19.6 | 831.7 | 0.14 | 203 | 44.5 | 247.4 | 311.9 | 14.2 | 1.93 | 29.9 | 1319.5 | 0.18 | 312.9 | 69.3 | 382.2 | 646.3 | 54.7 | 7.78 | 37.8 | 2034.5 | 0.31 | 650.1 | 98.5 | 748.6 | 23.99 | 0 | 0.27 | 24.26 | 25.14 | 0 | 0.29 | 25.43 | 417174.6 | 107559 | 911.7 | 4178.1 | 0 | 7219.4 | 29381.4 | 0 | 0 | 6849.1 | 132127.3 | 0 | 95.5 | 3315.4 | 43889.8 | 88396.1 | 79.3 | 21.5 | 0 | 23342.4 | 74552.6 | 2814.9 | 1999.2 | 0 | 237.5 | 8258.9
2240 | 94 | Day94 | 7 | Hour7 | 4 | Spring | 2117 | #N/A | Spring | 438365.2 | 2024-04-04 07:00 | 431597.7 | 963.4 | 1459.7 | 4344.5 | 438365.3 | 417098 | 304313.4 | 0.0336 | 0.0476 | 0.64 | 0.64 | 180.4 | 10.1 | 1.38 | 17.4 | 734.5 | 0.13 | 181.1 | 39.3 | 220.4 | 187.7 | 10.6 | 1.44 | 18.1 | 763.9 | 0.13 | 188.4 | 40.9 | 229.3 | 166.8 | 5.1 | 0.67 | 18.4 | 768.8 | 0.1 | 167.1 | 41.4 | 208.5 | 481.3 | 22.2 | 2.94 | 45.5 | 2101.4 | 0.23 | 482.8 | 108.1 | 590.9 | 22.94 | 0 | 0.28 | 23.21 | 24.11 | 0 | 0.29 | 24.4 | 438365.2 | 134051.9 | 335.3 | 4190.5 | 0 | 5654.1 | 29605 | 0 | 0 | 10354.9 | 125970.4 | 0 | 95.5 | 3315.4 | 46655.8 | 88194.6 | 79.3 | 217.4 | 0 | 53245.2 | 68377.1 | 2074.7 | 6111 | 0 | 145 | 7957
2241 | 94 | Day94 | 8 | Hour8 | 4 | Spring | 2117 | #N/A | Spring | 454086 | 2024-04-04 08:00 | 444857.4 | 1611.5 | 2996.8 | 4620.2 | 454086 | 429725.8 | 294429.8 | 0.034 | 0.049 | 0.67 | 0.67 | 165.3 | 9.2 | 1.26 | 16 | 674.5 | 0.12 | 165.9 | 36.2 | 202.1 | 172.4 | 9.7 | 1.32 | 16.7 | 702.4 | 0.12 | 173 | 37.7 | 210.7 | 135.8 | 4.3 | 0.56 | 15 | 619.5 | 0.09 | 136.1 | 33.5 | 169.5 | 411.3 | 11.8 | 1.4 | 45.5 | 2024.2 | 0.19 | 412 | 105.9 | 517.9 | 22.12 | 0 | 0.29 | 22.41 | 23.28 | 0 | 0.29 | 23.57 | 454086 | 159656.1 | 0.1 | 4190.5 | 0 | 7695.8 | 27895.6 | 0 | 63.8 | 12495.6 | 120320.7 | 0 | 95.5 | 3315.4 | 43294.1 | 87542.8 | 79.3 | 0 | 0 | 88035.8 | 57284.4 | 1776.5 | 8752.2 | 150 | 855.6 | 7049.9
2242 | 94 | Day94 | 9 | Hour9 | 4 | Spring | 2117 | #N/A | Spring | 464768.8 | 2024-04-04 09:00 | 457233.4 | 1689.7 | 593.7 | 5251.9 | 464768.7 | 441491.2 | 274397.8 | 0.0344 | 0.0504 | 0.69 | 0.69 | 158.3 | 9 | 1.23 | 15.3 | 641.1 | 0.11 | 158.9 | 34.4 | 193.3 | 164.7 | 9.4 | 1.28 | 15.9 | 666.4 | 0.12 | 165.3 | 35.8 | 201.1 | 106.5 | 3.1 | 0.41 | 12 | 486.9 | 0.07 | 106.7 | 26.6 | 133.2 | 486 | 20.8 | 2.71 | 46.9 | 2174 | 0.22 | 487.3 | 111.7 | 599.1 | 22.27 | 0 | 0.28 | 22.54 | 23.48 | 0 | 0.29 | 23.77 | 464768.8 | 190370.9 | 0 | 4181.1 | 0 | 6228.7 | 28072.8 | 0 | 221.6 | 17589.2 | 115970.5 | 0 | 95.5 | 3315.4 | 28058.4 | 88396.1 | 79.3 | 0 | 0 | 119602 | 51349.4 | 1608.8 | 11651.4 | 241.1 | 233.2 | 6908.3
2243 | 94 | Day94 | 10 | Hour10 | 4 | Spring | 2117 | #N/A | Spring | 476892.8 | 2024-04-04 10:00 | 467426.9 | 2027.3 | 1553.2 | 5885.4 | 476892.8 | 451156 | 278302.8 | 0.0348 | 0.0515 | 0.69 | 0.68 | 159.5 | 9.1 | 1.24 | 15.3 | 645.3 | 0.11 | 160.1 | 34.6 | 194.7 | 166.8 | 9.5 | 1.3 | 16 | 674.1 | 0.12 | 167.4 | 36.1 | 203.5 | 97 | 2.7 | 0.35 | 11 | 450.5 | 0.06 | 97.1 | 24.4 | 121.6 | 645.4 | 51.7 | 7.32 | 40.4 | 2122.4 | 0.31 | 649 | 103.7 | 752.7 | 22.71 | 0 | 0.27 | 22.99 | 24.03 | 0 | 0.29 | 24.32 | 476892.8 | 198590 | 0 | 4182.1 | 0 | 7724.9 | 29146.7 | 0 | 285 | 19682.2 | 119689.9 | 0 | 95.5 | 3315.4 | 25672.9 | 88396.1 | 79.3 | 0 | 0 | 129437.2 | 47942.5 | 1243.1 | 15359.5 | 163.3 | 27 | 6663.4
2244 | 94 | Day94 | 11 | Hour11 | 4 | Spring | 2117 | #N/A | Spring | 487956.2 | 2024-04-04 11:00 | 476048.1 | 3250.1 | 2753.9 | 5904.1 | 487956.2 | 459308.7 | 287186.2 | 0.0352 | 0.0525 | 0.68 | 0.67 | 164.6 | 9.4 | 1.29 | 15.6 | 663.9 | 0.11 | 165.2 | 35.5 | 200.7 | 172.7 | 9.9 | 1.36 | 16.4 | 696 | 0.12 | 173.4 | 37.2 | 210.6 | 94.7 | 2.6 | 0.34 | 10.8 | 439.3 | 0.06 | 94.9 | 23.9 | 118.8 | 431.2 | 8.4 | 0.89 | 51.1 | 2214.3 | 0.21 | 431.7 | 117.2 | 548.9 | 23.34 | 0 | 0.27 | 23.61 | 24.76 | 0 | 0.28 | 25.04 | 487956.2 | 200770 | 0 | 4184.4 | 0 | 8197.9 | 31073 | 0 | 297.9 | 20521.2 | 125687.9 | 0 | 95.5 | 3315.4 | 26156.6 | 88396.1 | 79.3 | 0 | 0 | 134560.5 | 44374.7 | 1015.7 | 17395.4 | 141.5 | 0 | 6668.9
2245 | 94 | Day94 | 12 | Hour12 | 4 | Spring | 2117 | #N/A | Spring | 493966.7 | 2024-04-04 12:00 | 483665.8 | 2695.5 | 1553.2 | 6052.3 | 493966.7 | 466493.9 | 294012.5 | 0.0355 | 0.0535 | 0.67 | 0.67 | 169.7 | 9.8 | 1.34 | 16 | 681.6 | 0.12 | 170.4 | 36.3 | 206.7 | 177.6 | 10.3 | 1.41 | 16.7 | 712.8 | 0.12 | 178.3 | 38 | 216.3 | 95.6 | 2.6 | 0.34 | 10.9 | 446.3 | 0.06 | 95.7 | 24.2 | 120 | 752.9 | 70.2 | 10.06 | 38.2 | 2164.1 | 0.36 | 757.7 | 102.8 | 860.5 | 23.78 | 0 | 0.27 | 24.05 | 25.22 | 0 | 0.28 | 25.5 | 493966.7 | 199954.2 | 50.1 | 4184.4 | 0 | 8200.6 | 32899.6 | 0 | 288.9 | 20447.5 | 129991 | 0 | 95.5 | 3315.4 | 26800.5 | 88396.1 | 79.3 | 0 | 0 | 135771.3 | 42585.7 | 860.8 | 18270.7 | 508.6 | 20.2 | 6668.6
2246 | 94 | Day94 | 13 | Hour13 | 4 | Spring | 2117 | #N/A | Spring | 499685.4 | 2024-04-04 13:00 | 490375.7 | 1450.3 | 1553.2 | 6306.2 | 499685.4 | 472813.2 | 299236.4 | 0.0358 | 0.0544 | 0.66 | 0.66 | 173.3 | 10.1 | 1.39 | 16.1 | 692.7 | 0.12 | 174 | 36.8 | 210.8 | 181 | 10.6 | 1.45 | 16.9 | 723.3 | 0.12 | 181.7 | 38.4 | 220.2 | 93.2 | 2.6 | 0.34 | 10.6 | 433.1 | 0.06 | 93.4 | 23.5 | 116.9 | 645.8 | 46.1 | 6.46 | 45.5 | 2301.6 | 0.3 | 649 | 114.2 | 763.1 | 24.26 | 0 | 0.26 | 24.52 | 25.74 | 0 | 0.27 | 26.01 | 499685.4 | 200449.1 | 0 | 4184.4 | 0 | 7829.6 | 34471.9 | 0 | 284.5 | 21305.6 | 132977.7 | 0 | 95.5 | 3315.4 | 27673.4 | 88396.1 | 79.3 | 213 | 0 | 136772.6 | 41240 | 846.3 | 16769.5 | 318.3 | 1 | 6878.5
2247 | 94 | Day94 | 14 | Hour14 | 4 | Spring | 2117 | #N/A | Spring | 504612 | 2024-04-04 14:00 | 494352.2 | 2363.8 | 1553.2 | 6342.8 | 504612 | 476546.6 | 306318.7 | 0.036 | 0.0549 | 0.66 | 0.65 | 179.9 | 10.8 | 1.49 | 16.4 | 708.8 | 0.12 | 180.6 | 37.5 | 218.1 | 188.2 | 11.3 | 1.56 | 17.1 | 741.3 | 0.13 | 188.9 | 39.3 | 228.2 | 84.5 | 2.3 | 0.3 | 9.7 | 393.2 | 0.06 | 84.6 | 21.4 | 106.1 | 418.6 | 11.8 | 1.39 | 45.9 | 2064.8 | 0.19 | 419.3 | 107.5 | 526.8 | 24.43 | 0 | 0.26 | 24.69 | 25.95 | 0 | 0.27 | 26.22 | 504612 | 198293.4 | 0.6 | 4184.4 | 0 | 7878 | 37676.4 | 0 | 282.3 | 21385.8 | 135009.2 | 0 | 95.5 | 3315.4 | 29317.2 | 88396.1 | 79.3 | 366.6 | 0 | 132958.9 | 42818.5 | 847.8 | 16685.4 | 337.7 | 831.2 | 6821.8
2248 | 94 | Day94 | 15 | Hour15 | 4 | Spring | 2117 | #N/A | Spring | 507357.2 | 2024-04-04 15:00 | 496095 | 2278.4 | 2807.6 | 6176.3 | 507357.2 | 478177.6 | 315553.4 | 0.0361 | 0.0552 | 0.64 | 0.64 | 191.2 | 11.9 | 1.65 | 16.9 | 740.1 | 0.13 | 192 | 39 | 231 | 200.5 | 12.5 | 1.73 | 17.7 | 775.8 | 0.13 | 201.4 | 40.9 | 242.3 | 90.2 | 2.4 | 0.31 | 10.4 | 420.5 | 0.06 | 90.3 | 22.9 | 113.2 | 433.1 | 11.8 | 1.38 | 47.9 | 2149.1 | 0.19 | 433.8 | 112 | 545.8 | 24.84 | 0 | 0.26 | 25.1 | 26.42 | 0 | 0.27 | 26.68 | 507357.2 | 191803.9 | 191.5 | 4184.4 | 0 | 8197.9 | 42376.9 | 0 | 282.9 | 19485.6 | 138411.9 | 0 | 95.5 | 3315.4 | 29937.8 | 88396.1 | 79.3 | 366.6 | 0 | 126951.8 | 44155.1 | 928.4 | 16113 | 386.4 | 11.3 | 7234.2
2249 | 94 | Day94 | 16 | Hour16 | 4 | Spring | 2117 | #N/A | Spring | 508233.8 | 2024-04-04 16:00 | 495883.9 | 3356.2 | 3408.2 | 5585.4 | 508233.8 | 477993.4 | 333572 | 0.0361 | 0.0551 | 0.62 | 0.61 | 210.8 | 13.7 | 1.91 | 17.9 | 797.1 | 0.13 | 211.8 | 41.7 | 253.5 | 222.3 | 14.5 | 2.02 | 18.8 | 839.1 | 0.14 | 223.3 | 43.9 | 267.2 | 117.5 | 4.1 | 0.54 | 12.6 | 526.6 | 0.07 | 117.8 | 28.3 | 146.1 | 451.5 | 8.7 | 0.89 | 53.1 | 2353.6 | 0.2 | 452 | 123.3 | 575.4 | 25.73 | 0 | 0.26 | 25.99 | 27.4 | 0 | 0.27 | 27.67 | 508233.8 | 174661.8 | 121.3 | 4243.6 | 0 | 7893.7 | 49814.3 | 0 | 275.7 | 16848 | 144459 | 0 | 95.5 | 3315.4 | 34740.2 | 88396.1 | 79.3 | 413.6 | 0 | 109955.2 | 46457.5 | 1125.4 | 14499.7 | 629 | 185.8 | 8258.9
2250 | 94 | Day94 | 17 | Hour17 | 4 | Spring | 2117 | #N/A | Spring | 504427.6 | 2024-04-04 17:00 | 492787.6 | 2570.5 | 3408.2 | 5661.3 | 504427.6 | 475096.2 | 357717.8 | 0.0359 | 0.0546 | 0.58 | 0.57 | 235.1 | 15.2 | 2.13 | 20.1 | 873.3 | 0.16 | 236.2 | 46.2 | 282.3 | 249.4 | 16.1 | 2.26 | 21.4 | 927.7 | 0.17 | 250.5 | 49.1 | 299.6 | 180.7 | 7.4 | 0.98 | 17.9 | 803.5 | 0.09 | 181.2 | 41.8 | 223 | 605.2 | 14.1 | 1.61 | 69.8 | 3024.5 | 0.3 | 606.1 | 160 | 766.1 | 36.77 | 0 | 0.26 | 37.03 | 39.23 | 0 | 0.27 | 39.51 | 504427.6 | 146709.9 | 1135.1 | 4246.4 | 0 | 7829.6 | 53906.7 | 0 | 258.7 | 12637.1 | 151282.8 | 0 | 1305.9 | 3315.4 | 35671.1 | 88396.1 | 3878.9 | 6749.8 | 0 | 78791 | 53620.7 | 1402.3 | 10274.9 | 5470 | 1526.8 | 8258.9
2251 | 94 | Day94 | 18 | Hour18 | 4 | Spring | 2117 | #N/A | Spring | 492308.8 | 2024-04-04 18:00 | 487515.4 | 0 | 0 | 4793.4 | 492308.8 | 470134.7 | 372188.7 | 0.0356 | 0.0539 | 0.56 | 0.55 | 247 | 15.4 | 2.16 | 21.8 | 926.2 | 0.17 | 248.1 | 49.4 | 297.5 | 262.4 | 16.3 | 2.28 | 23.3 | 986 | 0.19 | 263.5 | 52.7 | 316.2 | 344.8 | 17.1 | 2.41 | 32.4 | 1366.9 | 0.23 | 346 | 73.2 | 419.1 | 735.3 | 23.3 | 4.06 | 92.4 | 2467.7 | 1.09 | 737.1 | 166.2 | 903.3 | 46.01 | 0 | 0.26 | 46.27 | 48.75 | 0 | 0.27 | 49.03 | 492308.8 | 120120.2 | 2249.3 | 4246.4 | 0 | 8202.5 | 51913.1 | 0 | 222.2 | 7767.2 | 154030.2 | 0 | 4197.9 | 3315.4 | 36424.4 | 88396.1 | 6133.4 | 13079.8 | 0 | 54302.8 | 56396.6 | 1431.4 | 8261.7 | 8333.6 | 3523.3 | 7888.4
2252 | 94 | Day94 | 19 | Hour19 | 4 | Spring | 2117 | #N/A | Spring | 489460.6 | 2024-04-04 19:00 | 485364.6 | 0 | 0 | 4096 | 489460.7 | 468126.1 | 401261.1 | 0.0355 | 0.0536 | 0.53 | 0.53 | 263.3 | 16.6 | 2.32 | 22.9 | 985.7 | 0.18 | 264.5 | 52.3 | 316.8 | 278.4 | 17.5 | 2.44 | 24.3 | 1044.8 | 0.19 | 279.6 | 55.5 | 335.1 | 402.9 | 19.5 | 2.76 | 38.6 | 1587.9 | 0.28 | 404.2 | 86 | 490.2 | 793.9 | 27.1 | 4.96 | 101.3 | 2357.8 | 1.35 | 796 | 171.9 | 967.9 | 44.68 | 0 | 0.26 | 44.94 | 47.26 | 0 | 0.28 | 47.54 | 489460.6 | 88199.5 | 2896.8 | 4255.8 | 0 | 8374.7 | 55823 | 0 | 98.8 | 3166.8 | 161298.4 | 0 | 5078.1 | 3315.4 | 55958.2 | 88396.1 | 5723.4 | 10141.3 | 0 | 16141.3 | 67461.4 | 1331.1 | 5078.7 | 8209.9 | 4182 | 8258.9
2253 | 94 | Day94 | 20 | Hour20 | 4 | Spring | 2117 | #N/A | Spring | 487774.6 | 2024-04-04 20:00 | 483203 | 0 | 0 | 4571.7 | 487774.7 | 466124 | 406454.2 | 0.0353 | 0.0532 | 0.54 | 0.53 | 259.6 | 16.7 | 2.33 | 22.1 | 972.2 | 0.17 | 260.7 | 51.1 | 311.8 | 273.8 | 17.5 | 2.44 | 23.5 | 1028.2 | 0.18 | 275 | 54.2 | 329.2 | 378.3 | 18.1 | 2.51 | 36 | 1534.6 | 0.24 | 379.5 | 81.8 | 461.3 | 541.7 | 14.3 | 2.05 | 64.9 | 2352.3 | 0.49 | 542.7 | 135.1 | 677.8 | 29.73 | 0 | 0.27 | 30 | 31.42 | 0 | 0.29 | 31.7 | 487774.6 | 81320.4 | 7230.8 | 4255.8 | 0 | 8374.7 | 57010.3 | 0 | 0 | 468.1 | 163352.3 | 0 | 1998.2 | 3315.4 | 60509.4 | 88396.1 | 3260.1 | 8751.1 | 0 | 385.7 | 79117.6 | 1348.9 | 1002.8 | 2037 | 3200.3 | 8258.9
2254 | 94 | Day94 | 21 | Hour21 | 4 | Spring | 2117 | #N/A | Spring | 467543.9 | 2024-04-04 21:00 | 462789.4 | 0 | 0 | 4754.4 | 467543.9 | 446769.9 | 384370 | 0.0346 | 0.0509 | 0.55 | 0.54 | 251.1 | 16.2 | 2.25 | 21.4 | 950.7 | 0.16 | 252.2 | 49.7 | 301.9 | 262.2 | 16.8 | 2.33 | 22.4 | 995.5 | 0.17 | 263.4 | 52.1 | 315.5 | 371 | 21.1 | 2.89 | 31.1 | 1485.2 | 0.18 | 372.4 | 75.4 | 447.8 | 602 | 17.1 | 2.03 | 66.1 | 2953 | 0.28 | 603.1 | 154.2 | 757.2 | 27.69 | 0 | 0.27 | 27.96 | 29.18 | 0 | 0.29 | 29.47 | 467543.9 | 83173.9 | 6081.2 | 4253 | 0 | 8374.7 | 53520.4 | 0 | 0 | 0.1 | 156953 | 0 | 1072.9 | 3315.4 | 57980.1 | 88396.1 | 844 | 3579.2 | 0 | 0.5 | 81506.6 | 1666.7 | 82.7 | 180.7 | 2869 | 7924.8
2255 | 94 | Day94 | 22 | Hour22 | 4 | Spring | 2117 | #N/A | Spring | 439509.6 | 2024-04-04 22:00 | 434771 | 0 | 0 | 4738.7 | 439509.6 | 420094.6 | 356750.6 | 0.0338 | 0.048 | 0.57 | 0.56 | 227.8 | 13.6 | 1.87 | 20.7 | 897.6 | 0.15 | 228.7 | 47.5 | 276.2 | 237.3 | 14.1 | 1.94 | 21.6 | 936.3 | 0.16 | 238.2 | 49.5 | 287.8 | 422.5 | 27.3 | 3.78 | 32.4 | 1593.5 | 0.2 | 424.3 | 80 | 504.3 | 925.1 | 92.5 | 13.34 | 41.4 | 2448.4 | 0.46 | 931.5 | 114.5 | 1045.9 | 26.7 | 0 | 0.28 | 26.98 | 28.06 | 0 | 0.29 | 28.35 | 439509.6 | 82759 | 4634.1 | 4253 | 0 | 8374.7 | 40895.2 | 0 | 0 | 0 | 147349 | 0 | 935.5 | 3315.4 | 54676.6 | 88396.1 | 737.4 | 3183.6 | 0 | 0 | 80878.8 | 1880.2 | 0 | 1167.2 | 3501.9 | 8258.9
2256 | 94 | Day94 | 23 | Hour23 | 4 | Spring | 2117 | #N/A | Spring | 409381.6 | 2024-04-04 23:00 | 404740.8 | 16.8 | 0 | 4624.1 | 409381.7 | 391404.5 | 325892.8 | 0.0329 | 0.045 | 0.6 | 0.6 | 201.1 | 11.1 | 1.51 | 19.5 | 822.9 | 0.14 | 201.8 | 44 | 245.9 | 209.4 | 11.5 | 1.57 | 20.3 | 858.3 | 0.15 | 210.2 | 46 | 256.2 | 439.2 | 26.7 | 3.67 | 35.2 | 1712.5 | 0.2 | 441 | 86.3 | 527.3 | 977 | 107.1 | 15.55 | 35.1 | 2288.8 | 0.49 | 984.5 | 103.5 | 1087.9 | 24.11 | 0 | 0.28 | 24.39 | 25.26 | 0 | 0.29 | 25.56 | 409381.6 | 83488.9 | 4411.2 | 4192.8 | 0 | 8004.8 | 29857.7 | 0 | 0 | 0 | 132548.4 | 0 | 545.9 | 3315.4 | 51352.3 | 88396.1 | 431.4 | 2836.6 | 0 | 0 | 81400.6 | 2088.3 | 0 | 1253.8 | 2471.8 | 7540.7
2257 | 95 | Day95 | 0 | Hour0 | 4 | Spring | 34 | 507119.9 | Spring | 387680 | 2024-04-05 | 379927.8 | 466.1 | 2548.1 | 4738 | 387680 | 367665 | 303790.3 | 0.0323 | 0.0423 | 0.62 | 0.62 | 192.9 | 10.8 | 1.48 | 18.7 | 784.8 | 0.14 | 193.7 | 42.1 | 235.8 | 201.4 | 11.3 | 1.54 | 19.5 | 818.8 | 0.14 | 202.1 | 43.9 | 246 | 417.1 | 21.4 | 2.88 | 37 | 1751.3 | 0.19 | 418.5 | 89.2 | 507.8 | 532 | 34.1 | 4.74 | 41.4 | 2007.9 | 0.26 | 534.3 | 101.3 | 635.7 | 22.5 | 0 | 0.27 | 22.77 | 23.51 | 0 | 0.29 | 23.8 | 387680 | 83889.7 | 582.3 | 4187.7 | 0 | 7692.7 | 27892.8 | 0 | 0 | 0 | 118870.3 | 0 | 159.1 | 3315.4 | 50912.7 | 87740.6 | 253.4 | 2183.3 | 0 | 0 | 81846.2 | 2043.5 | 0 | 34.7 | 1200.5 | 7001.7
2258 | 95 | Day95 | 1 | Hour1 | 4 | Spring | 2117 | #N/A | Spring | 376038.8 | 2024-04-05 01:00 | 361801.3 | 1683 | 7750 | 4804.5 | 376038.8 | 350302.1 | 291671.7 | 0.0318 | 0.0402 | 0.63 | 0.63 | 187 | 10.4 | 1.42 | 18.4 | 764.1 | 0.14 | 187.7 | 41.2 | 228.8 | 194.4 | 10.8 | 1.47 | 19.1 | 795.9 | 0.14 | 195.2 | 42.8 | 238 | 406.1 | 20.3 | 2.72 | 36.6 | 1722.9 | 0.19 | 407.4 | 88 | 495.4 | 410.7 | 9.8 | 1.11 | 47.1 | 2072 | 0.2 | 411.3 | 108.9 | 520.2 | 21.76 | 0 | 0.28 | 22.05 | 22.67 | 0 | 0.29 | 22.97 | 376038.8 | 84367.1 | 0 | 4187.7 | 0 | 7248.9 | 25917 | 0 | 0 | 0 | 112648 | 0 | 159.1 | 3315.4 | 48972.8 | 87732.2 | 150.6 | 1339.9 | 0 | 0 | 82416.4 | 1950.7 | 0 | 0 | 77.1 | 5705.7
2259 | 95 | Day95 | 2 | Hour2 | 4 | Spring | 2117 | #N/A | Spring | 368364 | 2024-04-05 02:00 | 350483.4 | 3844.2 | 9248.9 | 4787.5 | 368364 | 339450.8 | 284645.9 | 0.0315 | 0.0388 | 0.63 | 0.63 | 188.5 | 10.5 | 1.43 | 18.5 | 770.2 | 0.14 | 189.2 | 41.5 | 230.7 | 195.7 | 10.9 | 1.48 | 19.2 | 800 | 0.14 | 196.4 | 43.1 | 239.5 | 397.4 | 20 | 2.68 | 35.7 | 1682.7 | 0.18 | 398.8 | 85.9 | 484.7 | 398.6 | 7.6 | 0.78 | 47.5 | 2071.1 | 0.19 | 399 | 109.2 | 508.3 | 21.54 | 0 | 0.28 | 21.81 | 22.41 | 0 | 0.29 | 22.7 | 368364 | 83718.1 | 6.9 | 4187.7 | 0 | 6975 | 25694.3 | 0 | 0 | 0 | 111172.9 | 0 | 159.1 | 3315.4 | 44787.3 | 87942.9 | 98 | 306.4 | 0 | 0 | 81823.9 | 1894.2 | 0 | 0 | 17.9 | 5597.4
2260 | 95 | Day95 | 3 | Hour3 | 4 | Spring | 2117 | #N/A | Spring | 364571.4 | 2024-04-05 03:00 | 347549.3 | 4067.2 | 8636.5 | 4318.4 | 364571.4 | 336641.2 | 280701.4 | 0.0314 | 0.0384 | 0.62 | 0.62 | 190.3 | 10.6 | 1.45 | 18.7 | 777.3 | 0.14 | 191 | 41.9 | 232.9 | 197.4 | 11 | 1.49 | 19.4 | 807.3 | 0.14 | 198.1 | 43.4 | 241.5 | 392.7 | 19.5 | 2.6 | 35.6 | 1671.1 | 0.18 | 394 | 85.5 | 479.5 | 365.5 | 9.6 | 1.12 | 42.5 | 1819 | 0.2 | 366.1 | 96.7 | 462.8 | 20.29 | 0 | 0.28 | 20.57 | 21.13 | 0 | 0.28 | 21.41 | 364571.4 | 83870 | 0 | 4187.7 | 0 | 6782.8 | 25694.3 | 0 | 0 | 0 | 111024 | 0 | 159.1 | 3315.4 | 42045.9 | 87397.2 | 71.2 | 23.9 | 0 | 0 | 82047.8 | 1822.2 | 0 | 0 | 0 | 6357.8
2261 | 95 | Day95 | 4 | Hour4 | 4 | Spring | 2117 | #N/A | Spring | 364913.9 | 2024-04-05 04:00 | 354717.4 | 2335 | 3195.5 | 4665.9 | 364913.9 | 343538.5 | 281685.5 | 0.0315 | 0.0392 | 0.62 | 0.62 | 192 | 10.7 | 1.45 | 18.9 | 786.5 | 0.14 | 192.8 | 42.4 | 235.1 | 199.4 | 11.1 | 1.5 | 19.6 | 816.7 | 0.14 | 200.1 | 44 | 244.1 | 402.2 | 19.7 | 2.63 | 36.6 | 1718.9 | 0.19 | 403.5 | 87.9 | 491.4 | 409.7 | 10 | 1.13 | 46.5 | 2060.7 | 0.19 | 410.3 | 108 | 518.3 | 22.11 | 0 | 0.27 | 22.38 | 23.03 | 0 | 0.28 | 23.31 | 364913.9 | 83228.4 | 0 | 4190.5 | 0 | 6575.2 | 25694.3 | 0 | 0 | 0.1 | 112831.9 | 0 | 159.1 | 3315.4 | 39964.1 | 88396.1 | 96.9 | 461.9 | 0 | 0.1 | 81431.2 | 1797.1 | 0 | 0 | 0 | 7288.5
2262 | 95 | Day95 | 5 | Hour5 | 4 | Spring | 2117 | #N/A | Spring | 378661.8 | 2024-04-05 05:00 | 374226.2 | 110 | 16.5 | 4309 | 378661.8 | 362268.5 | 296362.7 | 0.032 | 0.0413 | 0.59 | 0.59 | 203.4 | 11 | 1.5 | 20 | 841 | 0.14 | 204.1 | 45.1 | 249.2 | 210.5 | 11.4 | 1.55 | 20.7 | 871 | 0.15 | 211.3 | 46.7 | 258 | 415.6 | 23.9 | 3.27 | 34.5 | 1662.5 | 0.19 | 417.2 | 84.1 | 501.3 | 768.7 | 71 | 10.17 | 39.6 | 2231.5 | 0.37 | 773.6 | 106.2 | 879.8 | 23.3 | 0 | 0.26 | 23.56 | 24.31 | 0 | 0.28 | 24.59 | 378661.8 | 82299.1 | 73.4 | 4190.5 | 0 | 6388.1 | 27327.1 | 0 | 0 | 191.1 | 127562.6 | 0 | 108.9 | 3315.4 | 38717.8 | 88396.1 | 0 | 282.8 | 0 | 1075.1 | 79215.1 | 1817.8 | 0.4 | 0 | 304.4 | 8165.8
2263 | 95 | Day95 | 6 | Hour6 | 4 | Spring | 2117 | #N/A | Spring | 407949.2 | 2024-04-05 06:00 | 403569.1 | 60.1 | 195 | 4125 | 407949.2 | 390360.5 | 307116.1 | 0.0327 | 0.0445 | 0.6 | 0.6 | 202.3 | 11.5 | 1.57 | 19.2 | 819.2 | 0.14 | 203.1 | 43.7 | 246.8 | 210.1 | 11.9 | 1.63 | 20 | 851.4 | 0.14 | 210.9 | 45.4 | 256.3 | 320.4 | 17.4 | 2.35 | 27.6 | 1315.9 | 0.15 | 321.5 | 66.9 | 388.4 | 463.6 | 14.2 | 1.72 | 49.8 | 2251.6 | 0.21 | 464.5 | 117 | 581.5 | 24.21 | 0 | 0.27 | 24.48 | 25.35 | 0 | 0.28 | 25.63 | 407949.2 | 100833.1 | 1540.9 | 4190.5 | 0 | 7137.8 | 31520.4 | 0 | 0 | 5254.7 | 130456.6 | 0 | 51.6 | 3315.4 | 39990.5 | 88396.1 | 0 | 516.2 | 0 | 17226.3 | 76591.5 | 1760.6 | 1281.8 | 0 | 0 | 8258.9
2264 | 95 | Day95 | 7 | Hour7 | 4 | Spring | 2117 | #N/A | Spring | 429397.1 | 2024-04-05 07:00 | 424316.9 | 950.8 | 416 | 3713.4 | 429397.1 | 410164.9 | 303456.8 | 0.0334 | 0.0468 | 0.64 | 0.64 | 186.5 | 10.8 | 1.47 | 17.7 | 750.7 | 0.13 | 187.2 | 40.1 | 227.3 | 193.9 | 11.2 | 1.53 | 18.4 | 780.4 | 0.13 | 194.6 | 41.7 | 236.3 | 157.2 | 6 | 0.76 | 15.8 | 725.2 | 0.07 | 157.6 | 37.5 | 195 | 472.5 | 16 | 1.99 | 49.4 | 2245.1 | 0.21 | 473.5 | 116.3 | 589.9 | 23.78 | 0 | 0.27 | 24.05 | 24.95 | 0 | 0.29 | 25.24 | 429397.1 | 125940.4 | 1539.2 | 4190.5 | 0 | 6805.3 | 31178.1 | 0 | 0 | 9027.8 | 124734.8 | 0 | 51.6 | 3315.4 | 42755.9 | 88396.1 | 0 | 489.8 | 0 | 49617.8 | 65649.9 | 1644.8 | 4725.5 | 0 | 0 | 8258.9
2265 | 95 | Day95 | 8 | Hour8 | 4 | Spring | 2117 | #N/A | Spring | 445448.6 | 2024-04-05 08:00 | 439296.7 | 2034.6 | 20.6 | 4096.7 | 445448.6 | 424422.3 | 293459.5 | 0.0339 | 0.0485 | 0.66 | 0.66 | 177.4 | 10.6 | 1.46 | 16.5 | 701.8 | 0.12 | 178.1 | 37.4 | 215.5 | 184.3 | 11.1 | 1.52 | 17.1 | 728.3 | 0.13 | 185 | 38.8 | 223.8 | 121.9 | 4.3 | 0.54 | 12.6 | 573.7 | 0.06 | 122.2 | 29.7 | 151.9 | 734.8 | 75 | 10.82 | 31.4 | 1906.4 | 0.36 | 739.9 | 88.3 | 828.2 | 21.7 | 0 | 0.28 | 21.97 | 22.89 | 0 | 0.29 | 23.18 | 445448.6 | 151989.1 | 153.6 | 4191.5 | 0 | 6128.2 | 32471.3 | 0 | 164.2 | 12353.2 | 118370.1 | 0 | 51.6 | 3315.4 | 41743.8 | 87033.9 | 0 | 0 | 0 | 93670.5 | 44638.3 | 1162.9 | 7694.9 | 0 | 158.1 | 8080.6
2266 | 95 | Day95 | 9 | Hour9 | 4 | Spring | 2117 | #N/A | Spring | 458806.6 | 2024-04-05 09:00 | 452187.9 | 1932.1 | 4.1 | 4682.5 | 458806.6 | 436669.9 | 277320 | 0.0343 | 0.0499 | 0.68 | 0.68 | 166.8 | 10.1 | 1.38 | 15.5 | 657.8 | 0.12 | 167.4 | 35.1 | 202.6 | 173.3 | 10.5 | 1.44 | 16.1 | 682.8 | 0.12 | 174 | 36.4 | 210.4 | 89.9 | 2.7 | 0.33 | 9.7 | 438 | 0.04 | 90.1 | 22.8 | 112.9 | 436.3 | 17.2 | 2.21 | 43.4 | 1997.8 | 0.2 | 437.4 | 103 | 540.4 | 21.26 | 0 | 0.28 | 21.54 | 22.49 | 0 | 0.29 | 22.78 | 458806.6 | 181486.6 | 0 | 4182.1 | 0 | 6317.5 | 31753.8 | 0 | 612 | 17090.8 | 113806.5 | 0 | 51.6 | 3315.4 | 30859.1 | 87033.9 | 0 | 0 | 0 | 123279.1 | 39594.1 | 910.6 | 11307.3 | 0 | 10.7 | 7061.3
2267 | 95 | Day95 | 10 | Hour10 | 4 | Spring | 2117 | #N/A | Spring | 472404.6 | 2024-04-05 10:00 | 463406.2 | 1945.3 | 1557.3 | 5495.8 | 472404.7 | 447311.5 | 278313.6 | 0.0347 | 0.0512 | 0.69 | 0.68 | 165.3 | 10 | 1.37 | 15.3 | 651.7 | 0.11 | 166 | 34.7 | 200.7 | 172.5 | 10.4 | 1.43 | 15.9 | 679.1 | 0.12 | 173.2 | 36.2 | 209.4 | 76.2 | 2.2 | 0.26 | 8.4 | 374.5 | 0.03 | 76.3 | 19.5 | 95.8 | 359.5 | 6.8 | 0.68 | 43.1 | 1881.6 | 0.17 | 359.9 | 99.2 | 459.1 | 20.52 | 0 | 0.27 | 20.79 | 21.8 | 0 | 0.29 | 22.09 | 472404.6 | 194091 | 29.6 | 4172.6 | 0 | 7283.9 | 32461.8 | 0 | 881.3 | 17597.6 | 116167.2 | 0 | 51.6 | 3315.4 | 28156.5 | 86674.9 | 0 | 0 | 0 | 133570.5 | 41246 | 795.6 | 14977.3 | 0 | 285.6 | 7072.1
2268 | 95 | Day95 | 11 | Hour11 | 4 | Spring | 2117 | #N/A | Spring | 481282.8 | 2024-04-05 11:00 | 472491.9 | 1559.8 | 1557.3 | 5673.8 | 481282.9 | 455915.7 | 286091.4 | 0.0351 | 0.0523 | 0.68 | 0.68 | 168.7 | 10.3 | 1.41 | 15.5 | 662.8 | 0.12 | 169.4 | 35.2 | 204.7 | 176.2 | 10.7 | 1.47 | 16.1 | 691.8 | 0.12 | 177 | 36.8 | 213.7 | 75.8 | 2.2 | 0.26 | 8.3 | 372.9 | 0.03 | 75.9 | 19.4 | 95.3 | 361.3 | 8.8 | 0.99 | 41.5 | 1826.7 | 0.17 | 361.9 | 96 | 457.8 | 21.08 | 0 | 0.27 | 21.36 | 22.4 | 0 | 0.29 | 22.68 | 481282.8 | 195191.4 | 16.6 | 4171.6 | 0 | 8202.5 | 34164.3 | 0 | 925.1 | 17375.3 | 119940 | 0 | 51.6 | 3315.4 | 29554.3 | 86674.9 | 0 | 0 | 0 | 133304.9 | 42712.1 | 874 | 15561.1 | 0 | 553.5 | 7028.9
2269 | 95 | Day95 | 12 | Hour12 | 4 | Spring | 2117 | #N/A | Spring | 488258.4 | 2024-04-05 12:00 | 479236.7 | 1301.3 | 1557.3 | 6163.2 | 488258.5 | 462286.1 | 288511 | 0.0354 | 0.0531 | 0.68 | 0.68 | 170 | 10.3 | 1.42 | 15.5 | 666.9 | 0.12 | 170.7 | 35.4 | 206.1 | 177.5 | 10.8 | 1.49 | 16.2 | 696 | 0.12 | 178.2 | 37 | 215.2 | 77.7 | 2.2 | 0.26 | 8.6 | 383.1 | 0.04 | 77.9 | 20 | 97.8 | 878.5 | 101.2 | 14.72 | 28.5 | 1918.9 | 0.47 | 885.5 | 85.8 | 971.3 | 21.94 | 0 | 0.27 | 22.2 | 23.31 | 0 | 0.28 | 23.59 | 488258.4 | 199747.4 | 68.1 | 4171.6 | 0 | 8202.5 | 35025.5 | 0 | 947.4 | 18283.1 | 122317.7 | 0 | 51.6 | 3315.4 | 28471.2 | 86887.2 | 0 | 0 | 0 | 135087.3 | 44128.2 | 1301.5 | 15244.1 | 0 | 162.7 | 7071
2270 | 95 | Day95 | 13 | Hour13 | 4 | Spring | 2117 | #N/A | Spring | 497319.6 | 2024-04-05 13:00 | 485641.4 | 2131.5 | 3148.7 | 6398.1 | 497319.6 | 468331.2 | 291650.5 | 0.0356 | 0.0539 | 0.68 | 0.68 | 168.8 | 10.3 | 1.41 | 15.4 | 663.1 | 0.12 | 169.5 | 35.2 | 204.7 | 176.9 | 10.8 | 1.48 | 16.1 | 694.3 | 0.12 | 177.7 | 36.9 | 214.5 | 78.3 | 2.4 | 0.29 | 8.4 | 379.2 | 0.03 | 78.4 | 19.7 | 98.1 | 383 | 7.2 | 0.72 | 45.9 | 2004 | 0.18 | 383.4 | 105.6 | 489 | 22.89 | 0 | 0.27 | 23.16 | 24.35 | 0 | 0.28 | 24.63 | 497319.6 | 205669 | 233.6 | 4171.6 | 0 | 8202.5 | 35323.8 | 0 | 928.5 | 20116.9 | 124155.7 | 0 | 51.6 | 3315.4 | 28364.5 | 87678.2 | 0 | 153.6 | 0 | 136289.6 | 46641.2 | 1692.9 | 14716.4 | 0 | 0 | 7399.5
2271 | 95 | Day95 | 14 | Hour14 | 4 | Spring | 2117 | #N/A | Spring | 501415.4 | 2024-04-05 14:00 | 489052.4 | 1783.5 | 4040.6 | 6538.9 | 501415.4 | 471541.6 | 294990.9 | 0.0358 | 0.0543 | 0.67 | 0.67 | 170.6 | 10.3 | 1.41 | 15.6 | 672.4 | 0.12 | 171.3 | 35.7 | 207 | 178.8 | 10.8 | 1.48 | 16.3 | 704.3 | 0.12 | 179.5 | 37.4 | 216.9 | 82.1 | 2.5 | 0.3 | 8.8 | 398.3 | 0.04 | 82.3 | 20.7 | 103 | 766 | 75.1 | 10.8 | 36.1 | 2087.4 | 0.38 | 771.2 | 98.4 | 869.6 | 22.8 | 0 | 0.27 | 23.06 | 24.27 | 0 | 0.28 | 24.55 | 501415.4 | 206424.6 | 0 | 4171.6 | 0 | 8197.9 | 35643.8 | 0 | 912.5 | 20394.1 | 127504 | 0 | 51.6 | 3315.4 | 28380.8 | 87678.2 | 0 | 47.5 | 0 | 134374.3 | 49014.5 | 1729.2 | 15477.1 | 0 | 0.4 | 7280
2272 | 95 | Day95 | 15 | Hour15 | 4 | Spring | 2117 | #N/A | Spring | 505562.6 | 2024-04-05 15:00 | 491403 | 3488.5 | 4147 | 6524 | 505562.5 | 473753.7 | 300416.5 | 0.0359 | 0.0546 | 0.67 | 0.67 | 171.7 | 10.3 | 1.42 | 15.7 | 677.3 | 0.12 | 172.4 | 35.9 | 208.4 | 180.5 | 10.9 | 1.5 | 16.5 | 711.4 | 0.12 | 181.2 | 37.7 | 219 | 76.9 | 2.4 | 0.29 | 8.3 | 372.8 | 0.03 | 77.1 | 19.4 | 96.5 | 513.9 | 40.1 | 5.67 | 34.8 | 1727.8 | 0.28 | 516.6 | 86.3 | 602.9 | 22.12 | 0 | 0.26 | 22.38 | 23.68 | 0 | 0.28 | 23.95 | 505562.6 | 205146 | 0 | 4171.6 | 0 | 7933.3 | 36103.8 | 0 | 893.6 | 20468.4 | 129600 | 0 | 51.6 | 3315.4 | 31278.9 | 87961.8 | 0 | 0 | 0 | 129763.2 | 52282.2 | 1738.7 | 15131.8 | 0 | 543.3 | 7742.4
2273 | 95 | Day95 | 16 | Hour16 | 4 | Spring | 2117 | #N/A | Spring | 507119.9 | 2024-04-05 16:00 | 492269.9 | 4694.3 | 4147 | 6008.8 | 507119.9 | 474584.9 | 314464.7 | 0.0359 | 0.0546 | 0.64 | 0.64 | 192 | 12 | 1.66 | 16.9 | 742.8 | 0.12 | 192.9 | 39.1 | 231.9 | 202.4 | 12.7 | 1.75 | 17.8 | 782.3 | 0.13 | 203.3 | 41.2 | 244.4 | 97.8 | 2.8 | 0.33 | 10.7 | 480.4 | 0.04 | 98 | 25 | 123 | 762.5 | 80.2 | 11.61 | 30.4 | 1901.3 | 0.37 | 768.1 | 87.1 | 855.2 | 21.52 | 0 | 0.11 | 21.63 | 23.22 | 0 | 0.14 | 23.35 | 507119.9 | 192655.2 | 0 | 4230.8 | 0 | 7825 | 42834.3 | 0 | 886.5 | 19034.8 | 138647.3 | 0 | 51.6 | 3315.4 | 31045.2 | 86391.6 | 0 | 123.3 | 0 | 115401 | 55361.3 | 1971.6 | 15174.3 | 72.4 | 473.9 | 7883.8
2274 | 95 | Day95 | 17 | Hour17 | 4 | Spring | 2117 | #N/A | Spring | 503608.6 | 2024-04-05 17:00 | 489091 | 4569.1 | 4147 | 5801.5 | 503608.6 | 471607.1 | 344180.3 | 0.0357 | 0.0542 | 0.6 | 0.59 | 225.3 | 14.7 | 2.05 | 19.1 | 843.4 | 0.15 | 226.3 | 44.2 | 270.5 | 238.9 | 15.6 | 2.17 | 20.3 | 894.7 | 0.16 | 240 | 47 | 286.9 | 171.3 | 7 | 0.91 | 16.8 | 774.6 | 0.08 | 171.7 | 39.9 | 211.7 | 768.9 | 58.3 | 9.12 | 63.4 | 1831.2 | 0.97 | 773.2 | 118.2 | 891.4 | 24.7 | 0 | 0.27 | 24.97 | 26.51 | 0 | 0.28 | 26.79 | 503608.6 | 159428.3 | 1737.8 | 4230.8 | 0 | 7825 | 52792.8 | 0 | 885.4 | 14574.2 | 149014.5 | 0 | 159.1 | 3315.4 | 34115.9 | 86565.2 | 1469 | 2954.7 | 0 | 84650.7 | 56808.4 | 2509.6 | 11651.3 | 2902 | 2090.9 | 8254.3
2275 | 95 | Day95 | 18 | Hour18 | 4 | Spring | 2117 | #N/A | Spring | 489917 | 2024-04-05 18:00 | 483148.3 | 94.3 | 1374.6 | 5299.8 | 489917 | 466006.3 | 363059.6 | 0.0355 | 0.0534 | 0.56 | 0.56 | 245.8 | 16 | 2.23 | 20.9 | 917.3 | 0.16 | 246.9 | 48.2 | 295.2 | 258.9 | 16.8 | 2.34 | 22.1 | 968.6 | 0.17 | 260.1 | 51 | 311.1 | 348.2 | 15.8 | 2.23 | 34.6 | 1389.1 | 0.26 | 349.3 | 76.1 | 425.4 | 655.5 | 23.3 | 3.04 | 68.8 | 2981.9 | 0.36 | 657 | 157.8 | 814.7 | 42.28 | 0 | 0.26 | 42.54 | 44.84 | 0 | 0.28 | 45.12 | 489917 | 126857.4 | 2166.7 | 4243.6 | 0 | 8202.5 | 55194.6 | 0 | 746.4 | 9735.1 | 154479.4 | 0 | 1628.6 | 3315.4 | 35968.1 | 88396.1 | 2692.7 | 6771.9 | 0 | 54969.9 | 58501.9 | 2904.1 | 9341.8 | 5996.7 | 2944.1 | 7883.8
2276 | 95 | Day95 | 19 | Hour19 | 4 | Spring | 2117 | #N/A | Spring | 483944.4 | 2024-04-05 19:00 | 479935.8 | 0 | 0 | 4008.5 | 483944.3 | 462994.8 | 395273 | 0.0353 | 0.053 | 0.53 | 0.52 | 268.7 | 17.2 | 2.41 | 23 | 999.9 | 0.18 | 269.8 | 52.9 | 322.7 | 282.1 | 18 | 2.51 | 24.3 | 1052.7 | 0.19 | 283.3 | 55.8 | 339 | 395 | 18.9 | 2.7 | 38.4 | 1540.3 | 0.29 | 396.3 | 84.4 | 480.6 | 624.4 | 16.7 | 2.06 | 70.5 | 3008.7 | 0.34 | 625.4 | 160.3 | 785.7 | 47.82 | 0 | 0.26 | 48.08 | 50.55 | 0 | 0.28 | 50.83 | 483944.4 | 88671.3 | 2603 | 4253 | 0 | 8374.7 | 57777.6 | 0 | 332.7 | 3272.1 | 161906.3 | 0 | 4053.6 | 3315.4 | 52633.7 | 88396.1 | 5074.6 | 6885 | 0 | 17510.6 | 64543 | 3013 | 6428.5 | 4883.5 | 3315.2 | 8050.4
2277 | 95 | Day95 | 20 | Hour20 | 4 | Spring | 2117 | #N/A | Spring | 482797.5 | 2024-04-05 20:00 | 479003.4 | 0 | 0 | 3794.1 | 482797.5 | 462154 | 407061.8 | 0.0352 | 0.0527 | 0.52 | 0.52 | 271.8 | 17.4 | 2.44 | 23.3 | 1010.8 | 0.18 | 273 | 53.5 | 326.5 | 285 | 18.2 | 2.54 | 24.6 | 1062.3 | 0.19 | 286.3 | 56.3 | 342.6 | 377.5 | 17.3 | 2.41 | 36.7 | 1545.2 | 0.25 | 378.7 | 82.8 | 461.5 | 1131.8 | 121.9 | 17.68 | 42.6 | 2720 | 0.57 | 1140.2 | 123.9 | 1264.1 | 33.2 | 0 | 0.27 | 33.47 | 35.06 | 0 | 0.29 | 35.35 | 482797.5 | 75735.7 | 6570.7 | 4257.5 | 0 | 8374.7 | 58278.7 | 0 | 0.3 | 222.7 | 164559.6 | 0 | 3030.9 | 3315.4 | 59541.2 | 88396.1 | 5254.9 | 5482 | 0 | 638.6 | 71773.4 | 3100.7 | 1016 | 600.6 | 4520.6 | 8258.9
2278 | 95 | Day95 | 21 | Hour21 | 4 | Spring | 2117 | #N/A | Spring | 464603.3 | 2024-04-05 21:00 | 460380.9 | 0 | 0 | 4222.3 | 464603.3 | 444491.1 | 385239.3 | 0.0345 | 0.0506 | 0.53 | 0.53 | 258.8 | 16.4 | 2.29 | 22.3 | 979.4 | 0.17 | 259.9 | 51.5 | 311.4 | 269.7 | 17.1 | 2.37 | 23.3 | 1022.5 | 0.18 | 270.9 | 53.8 | 324.7 | 381.1 | 22.1 | 3.05 | 31.9 | 1491.5 | 0.2 | 382.6 | 76.4 | 458.9 | 1131.2 | 123 | 17.85 | 41.6 | 2682.2 | 0.57 | 1139.8 | 121.7 | 1261.4 | 28.39 | 0 | 0.27 | 28.66 | 29.91 | 0 | 0.29 | 30.2 | 464603.3 | 79364 | 5169.8 | 4257.5 | 0 | 8374.7 | 53329.7 | 0 | 0 | 0 | 158667.3 | 0 | 2147 | 3315.4 | 56883.3 | 88396.1 | 2396.4 | 2302 | 0 | 0.2 | 76230.1 | 3133.7 | 32.6 | 975.3 | 2661.5 | 8258.9
2279 | 95 | Day95 | 22 | Hour22 | 4 | Spring | 2117 | #N/A | Spring | 437755.9 | 2024-04-05 22:00 | 433022.8 | 0 | 0 | 4733.1 | 437755.9 | 418432.9 | 356619.7 | 0.0337 | 0.0478 | 0.56 | 0.56 | 230.1 | 13.7 | 1.88 | 20.9 | 907.3 | 0.15 | 231 | 48 | 279 | 239.5 | 14.2 | 1.95 | 21.8 | 945.8 | 0.16 | 240.5 | 50.1 | 290.5 | 448.1 | 30.4 | 4.23 | 33.1 | 1646.5 | 0.21 | 450.1 | 82.2 | 532.4 | 567 | 19.8 | 2.59 | 60.1 | 2572.8 | 0.33 | 568.3 | 136.8 | 705.1 | 29.1 | 0 | 0.28 | 29.37 | 30.57 | 0 | 0.29 | 30.87 | 437755.9 | 81136.2 | 4857.9 | 4257.5 | 0 | 8374.7 | 41018.9 | 0 | 0 | 0 | 146797.8 | 0 | 1806.9 | 3315.4 | 54740 | 88396.1 | 828.4 | 2226.1 | 0 | 0 | 77288 | 3848.2 | 0 | 1957.5 | 3815.3 | 8258.9
2280 | 95 | Day95 | 23 | Hour23 | 4 | Spring | 2117 | #N/A | Spring | 408631.4 | 2024-04-05 23:00 | 403909.2 | 0.1 | 0 | 4722 | 408631.3 | 390606.7 | 328703.2 | 0.0329 | 0.0449 | 0.59 | 0.59 | 206.4 | 11.5 | 1.57 | 19.8 | 841.7 | 0.14 | 207.2 | 45 | 252.2 | 214.9 | 11.9 | 1.63 | 20.7 | 877.2 | 0.15 | 215.7 | 46.9 | 262.5 | 432.6 | 26.1 | 3.59 | 34.9 | 1692.8 | 0.2 | 434.4 | 85.4 | 519.8 | 471 | 9 | 0.92 | 55.7 | 2447.7 | 0.21 | 471.5 | 128.7 | 600.2 | 26.61 | 0 | 0.28 | 26.89 | 27.88 | 0 | 0.3 | 28.17 | 408631.4 | 79928.1 | 4372.7 | 4197.2 | 0 | 8374.7 | 31061.7 | 0 | 0 | 0 | 134559.4 | 0 | 712.7 | 3315.4 | 51160.2 | 88396.1 | 360.9 | 2192.2 | 0 | 0 | 75774.6 | 4153.5 | 0 | 1855.8 | 3381.6 | 6054
2281 | 96 | Day96 | 0 | Hour0 | 4 | Spring | 57 | 486975.9 | Spring | 384041 | 2024-04-06 | 379139.2 | 194.8 | 0 | 4706.9 | 384040.9 | 366902.3 | 303981.2 | 0.0323 | 0.0422 | 0.61 | 0.61 | 194.2 | 10.8 | 1.46 | 19 | 795.5 | 0.14 | 194.9 | 42.7 | 237.6 | 201.8 | 11.2 | 1.52 | 19.7 | 827.1 | 0.14 | 202.5 | 44.4 | 247 | 434.2 | 24.1 | 3.28 | 36.9 | 1766 | 0.2 | 435.8 | 89.5 | 525.4 | 437.8 | 14.2 | 1.75 | 46.5 | 2090.2 | 0.2 | 438.7 | 108.8 | 547.6 | 23.5 | 0 | 0.28 | 23.78 | 24.55 | 0 | 0.3 | 24.84 | 384041 | 80059.7 | 925.2 | 4197.2 | 0 | 6880 | 27300.7 | 0 | 0 | 0 | 120516.8 | 0 | 159.1 | 3315.4 | 50104 | 88396.1 | 149.8 | 2036.8 | 0 | 0 | 75757.6 | 4302.1 | 0 | 1388.9 | 500.1 | 5048.9
2282 | 96 | Day96 | 1 | Hour1 | 4 | Spring | 2117 | #N/A | Spring | 369853.4 | 2024-04-06 01:00 | 361175 | 3291.1 | 703.3 | 4684.1 | 369853.4 | 349693.3 | 292008.6 | 0.0318 | 0.0401 | 0.62 | 0.62 | 189.4 | 10.4 | 1.41 | 18.7 | 779.5 | 0.14 | 190.1 | 42 | 232.1 | 196.7 | 10.8 | 1.47 | 19.5 | 809.4 | 0.14 | 197.5 | 43.6 | 241.1 | 440 | 24.8 | 3.38 | 37 | 1776.7 | 0.2 | 441.6 | 90 | 531.6 | 449.6 | 16.6 | 2.12 | 45.8 | 2080.7 | 0.21 | 450.6 | 107.9 | 558.5 | 22.89 | 0 | 0.29 | 23.19 | 23.86 | 0 | 0.29 | 24.16 | 369853.4 | 77844.9 | 0.1 | 4197.2 | 0 | 6131.4 | 25326.8 | 0 | 0 | 0 | 114366.5 | 0 | 159.1 | 3315.4 | 49092 | 88396.1 | 55.9 | 967.8 | 0 | 0 | 73626.7 | 4218.2 | 0 | 0 | 0 | 5802.9
2283 | 96 | Day96 | 2 | Hour2 | 4 | Spring | 2117 | #N/A | Spring | 361725 | 2024-04-06 02:00 | 350037.4 | 4562.3 | 2815.1 | 4310.2 | 361725 | 339014.4 | 287208.6 | 0.0315 | 0.0388 | 0.61 | 0.61 | 194.5 | 10.8 | 1.46 | 19.2 | 798 | 0.14 | 195.2 | 43 | 238.2 | 201.4 | 11.1 | 1.51 | 19.8 | 826 | 0.15 | 202.1 | 44.5 | 246.6 | 444.4 | 24.9 | 3.38 | 37.5 | 1801 | 0.2 | 446 | 91.3 | 537.3 | 766.6 | 71.3 | 10.21 | 39.1 | 2210.3 | 0.37 | 771.6 | 105 | 876.6 | 22.87 | 0 | 0.3 | 23.17 | 23.81 | 0 | 0.29 | 24.1 | 361725 | 74516.4 | 0 | 4197.2 | 0 | 5624.3 | 25721.5 | 0 | 0 | 0 | 114193 | 0 | 117.5 | 3315.4 | 45490.9 | 88396.1 | 36.6 | 115.9 | 0 | 0 | 70582.4 | 3934 | 0 | 0 | 0 | 5729.7
2284 | 96 | Day96 | 3 | Hour3 | 4 | Spring | 2117 | #N/A | Spring | 355669 | 2024-04-06 03:00 | 347492.3 | 3100.2 | 962.3 | 4114.2 | 355669 | 336580.3 | 284774.7 | 0.0314 | 0.0385 | 0.61 | 0.6 | 198.2 | 11 | 1.5 | 19.5 | 811.9 | 0.14 | 199 | 43.7 | 242.7 | 205.5 | 11.4 | 1.56 | 20.2 | 840.8 | 0.15 | 206.2 | 45.3 | 251.5 | 442.2 | 24.5 | 3.33 | 37.6 | 1801.2 | 0.2 | 443.9 | 91.3 | 535.2 | 798.4 | 77.1 | 11.08 | 38.1 | 2210.7 | 0.39 | 803.8 | 104 | 907.8 | 22.87 | 0 | 0.29 | 23.16 | 23.8 | 0 | 0.29 | 24.09 | 355669 | 70894.3 | 0 | 4192.8 | 0 | 5809 | 25963.2 | 0 | 0 | 0 | 113989.5 | 0 | 117.3 | 3315.4 | 42954.7 | 88396.1 | 36.6 | 0 | 0 | 0 | 67173.2 | 3721.1 | 0 | 0 | 0 | 4745.1
2285 | 96 | Day96 | 4 | Hour4 | 4 | Spring | 2117 | #N/A | Spring | 361178.8 | 2024-04-06 04:00 | 355476.6 | 151 | 1429.8 | 4121.4 | 361178.8 | 344261.3 | 293300.1 | 0.0315 | 0.0393 | 0.59 | 0.59 | 204.7 | 11.4 | 1.55 | 19.9 | 836.5 | 0.15 | 205.5 | 44.9 | 250.4 | 212.4 | 11.8 | 1.61 | 20.7 | 868.3 | 0.15 | 213.2 | 46.6 | 259.8 | 450.2 | 25.8 | 3.52 | 37.5 | 1807 | 0.21 | 452 | 91.4 | 543.4 | 515.1 | 30.3 | 4.16 | 42.3 | 2030.5 | 0.25 | 517.1 | 102.9 | 620 | 23.37 | 0 | 0.27 | 23.64 | 24.34 | 0 | 0.28 | 24.63 | 361178.8 | 67878.7 | 0 | 4192.8 | 0 | 7938.2 | 27399.5 | 0 | 0 | 2 | 119127.2 | 0 | 159.1 | 3315.4 | 42723 | 88396.1 | 48.8 | 0 | 0 | 4.5 | 64527 | 3345.2 | 0 | 0 | 0 | 6318.2
2286 | 96 | Day96 | 5 | Hour5 | 4 | Spring | 2117 | #N/A | Spring | 379455.9 | 2024-04-06 05:00 | 374997.6 | 0 | 0 | 4458.3 | 379455.9 | 363001.6 | 311440.4 | 0.032 | 0.0414 | 0.57 | 0.57 | 217.8 | 12.2 | 1.66 | 20.9 | 888.5 | 0.15 | 218.6 | 47.4 | 266 | 225.3 | 12.6 | 1.71 | 21.6 | 919.8 | 0.15 | 226.1 | 49.1 | 275.2 | 458 | 29.8 | 4.13 | 35 | 1724.5 | 0.21 | 460 | 86.4 | 546.4 | 977.3 | 102.7 | 14.85 | 39 | 2441.5 | 0.48 | 984.4 | 111.9 | 1096.3 | 24.67 | 0 | 0.27 | 24.93 | 25.74 | 0 | 0.28 | 26.02 | 379455.9 | 68015.5 | 0 | 4192.8 | 0 | 8295.7 | 30797.3 | 0 | 0 | 301.5 | 133081.9 | 0 | 95.5 | 3315.4 | 43259.9 | 88396.1 | 1.7 | 4.1 | 0 | 1410.3 | 63119.7 | 3184 | 8.7 | 0 | 0 | 8052.5
2287 | 96 | Day96 | 6 | Hour6 | 4 | Spring | 2117 | #N/A | Spring | 408631.8 | 2024-04-06 06:00 | 403949 | 94.8 | 264.7 | 4323.4 | 408631.8 | 390720.9 | 325711 | 0.0327 | 0.0445 | 0.57 | 0.57 | 222.8 | 13.2 | 1.81 | 20.5 | 886.1 | 0.15 | 223.7 | 46.9 | 270.6 | 231.2 | 13.7 | 1.87 | 21.3 | 920 | 0.15 | 232.2 | 48.7 | 280.9 | 386.4 | 24.6 | 3.4 | 30 | 1471.1 | 0.18 | 388.1 | 73.9 | 461.9 | 558 | 30.5 | 4.14 | 47.8 | 2285.2 | 0.26 | 560.1 | 116 | 676 | 25.88 | 0 | 0.27 | 26.15 | 27.1 | 0 | 0.28 | 27.38 | 408631.8 | 82920.8 | 865.3 | 4193.8 | 0 | 6727.9 | 36746.4 | 0 | 0 | 6351.8 | 138426.9 | 0 | 95.5 | 3315.4 | 46119.6 | 88396.1 | 1.7 | 822.4 | 0 | 14886.6 | 58889 | 2793.4 | 1991.6 | 0 | 0 | 8258.9
2288 | 96 | Day96 | 7 | Hour7 | 4 | Spring | 2117 | #N/A | Spring | 428813 | 2024-04-06 07:00 | 424394.2 | 304.6 | 0 | 4114.2 | 428812.9 | 410236.5 | 325710.3 | 0.0334 | 0.0468 | 0.6 | 0.6 | 206.6 | 12.3 | 1.69 | 19 | 818.3 | 0.14 | 207.4 | 43.4 | 250.8 | 214.6 | 12.8 | 1.76 | 19.7 | 849.7 | 0.14 | 215.4 | 45.1 | 260.5 | 192.1 | 8.2 | 1.06 | 18.6 | 859.7 | 0.09 | 192.6 | 44.2 | 236.8 | 644.1 | 45.5 | 6.36 | 45.9 | 2313.1 | 0.3 | 647.2 | 114.9 | 762.1 | 25.46 | 0 | 0.28 | 25.74 | 26.72 | 0 | 0.29 | 27.01 | 428813 | 103102.7 | 381.3 | 4193.8 | 0 | 8202.5 | 36218.4 | 0 | 0 | 8901.8 | 133572 | 0 | 95.5 | 3315.4 | 50236.7 | 88396.1 | 1.7 | 1096.8 | 0 | 42913 | 49019.4 | 2268.4 | 5855.8 | 0 | 3.6 | 7689.4
2289 | 96 | Day96 | 8 | Hour8 | 4 | Spring | 2117 | #N/A | Spring | 444850.3 | 2024-04-06 08:00 | 439752.6 | 831.7 | 4.1 | 4261.9 | 444850.3 | 424856.3 | 312450.4 | 0.0339 | 0.0485 | 0.65 | 0.64 | 186.5 | 11.3 | 1.56 | 17 | 732.4 | 0.13 | 187.2 | 38.9 | 226.1 | 193.8 | 11.8 | 1.62 | 17.7 | 760.6 | 0.13 | 194.6 | 40.4 | 235 | 137.4 | 5.4 | 0.7 | 13.7 | 628.8 | 0.06 | 137.8 | 32.5 | 170.3 | 466.9 | 21.6 | 2.85 | 43.6 | 2037.4 | 0.21 | 468.3 | 104.4 | 572.7 | 22.9 | 0 | 0.28 | 23.18 | 24.13 | 0 | 0.29 | 24.42 | 444850.3 | 132399.9 | 4.1 | 4193.8 | 0 | 8374.7 | 34920.7 | 0 | 77.7 | 12178.2 | 122886.4 | 0 | 95.5 | 3315.4 | 50572.4 | 87033.9 | 1.7 | 1051.8 | 0 | 82051.6 | 36142.8 | 1949.5 | 7713.7 | 222.2 | 0.4 | 8258.9
2290 | 96 | Day96 | 9 | Hour9 | 4 | Spring | 2117 | #N/A | Spring | 457949.8 | 2024-04-06 09:00 | 452385.4 | 1488.7 | 4.1 | 4071.5 | 457949.8 | 436857.7 | 304176.5 | 0.0343 | 0.0499 | 0.65 | 0.65 | 182.7 | 11.2 | 1.54 | 16.6 | 714.3 | 0.12 | 183.5 | 37.9 | 221.4 | 189.7 | 11.7 | 1.6 | 17.2 | 741.2 | 0.13 | 190.5 | 39.3 | 229.8 | 106.7 | 3.9 | 0.49 | 11 | 499.5 | 0.05 | 107 | 25.9 | 132.8 | 456.8 | 16.2 | 2.03 | 47.1 | 2147.6 | 0.2 | 457.8 | 111.1 | 568.9 | 23.01 | 0 | 0.28 | 23.28 | 24.33 | 0 | 0.29 | 24.63 | 457949.8 | 153773.3 | 0.8 | 4193.8 | 0 | 8317.7 | 35727.2 | 0 | 345.6 | 17921.9 | 122754.9 | 0 | 95.5 | 3315.4 | 42735.7 | 87033.9 | 1.7 | 0 | 0 | 104696.8 | 29073.7 | 1735.3 | 11830.8 | 318.1 | 15.1 | 8258.9
2291 | 96 | Day96 | 10 | Hour10 | 4 | Spring | 2117 | #N/A | Spring | 467589.8 | 2024-04-06 10:00 | 461597.6 | 1539.2 | 4.1 | 4448.9 | 467589.8 | 445602.2 | 297272.7 | 0.0346 | 0.051 | 0.66 | 0.66 | 178.1 | 11 | 1.52 | 16.1 | 693.5 | 0.12 | 178.8 | 36.8 | 215.6 | 185 | 11.4 | 1.58 | 16.7 | 720.1 | 0.13 | 185.8 | 38.2 | 224 | 97.2 | 3.3 | 0.41 | 10.2 | 462.7 | 0.04 | 97.4 | 24 | 121.5 | 510.8 | 29.3 | 4 | 42.5 | 2048 | 0.23 | 512.8 | 103.6 | 616.4 | 22.71 | 0 | 0.28 | 22.99 | 24.05 | 0 | 0.3 | 24.34 | 467589.8 | 170317 | 0 | 4184.4 | 0 | 8374.7 | 35924.5 | 0 | 546 | 20594.1 | 121088.2 | 0 | 95.5 | 3315.4 | 37251 | 87033.9 | 1.7 | 3.4 | 0 | 120326.8 | 27358.7 | 1491.4 | 15680.1 | 366.6 | 3.4 | 8258.9
2292 | 96 | Day96 | 11 | Hour11 | 4 | Spring | 2117 | #N/A | Spring | 475603.5 | 2024-04-06 11:00 | 467490.7 | 1903 | 1378.8 | 4831.1 | 475603.5 | 451192.6 | 297442.8 | 0.0349 | 0.0516 | 0.67 | 0.66 | 176.9 | 11 | 1.51 | 16 | 688.2 | 0.12 | 177.7 | 36.5 | 214.1 | 184.7 | 11.5 | 1.58 | 16.6 | 717.8 | 0.13 | 185.5 | 38.1 | 223.5 | 89.1 | 2.9 | 0.35 | 9.5 | 428.1 | 0.04 | 89.3 | 22.3 | 111.6 | 851.5 | 92.2 | 13.36 | 31.6 | 2042.1 | 0.42 | 857.9 | 92.5 | 950.4 | 22.77 | 0 | 0.28 | 23.05 | 24.07 | 0 | 0.29 | 24.37 | 475603.5 | 178160.6 | 166.3 | 4184.4 | 0 | 8374.7 | 36436.7 | 0 | 701.4 | 20582.3 | 122055.5 | 0 | 95.5 | 3315.4 | 35732.2 | 87033.9 | 1.7 | 46.5 | 0 | 128162.1 | 27518.7 | 1196.1 | 18264.4 | 366.6 | 10.7 | 8135.4
2293 | 96 | Day96 | 12 | Hour12 | 4 | Spring | 2117 | #N/A | Spring | 479359.2 | 2024-04-06 12:00 | 470875.6 | 1654.4 | 1378.8 | 5450.5 | 479359.2 | 454394 | 295357.4 | 0.035 | 0.052 | 0.67 | 0.67 | 175.8 | 10.9 | 1.5 | 15.9 | 684.7 | 0.12 | 176.6 | 36.3 | 212.9 | 183.7 | 11.4 | 1.57 | 16.6 | 714.8 | 0.13 | 184.4 | 37.9 | 222.4 | 94.2 | 3 | 0.37 | 10 | 452 | 0.04 | 94.4 | 23.5 | 117.8 | 595.6 | 37.5 | 5.18 | 46.5 | 2281.3 | 0.28 | 598.1 | 114.6 | 712.7 | 24.25 | 0 | 0.28 | 24.53 | 25.65 | 0 | 0.29 | 25.94 | 479359.2 | 184001.8 | 50.1 | 4184.4 | 0 | 8202.5 | 36401.2 | 0 | 833.6 | 20754 | 122565.4 | 0 | 95.5 | 3315.4 | 32136.9 | 88396.1 | 1.7 | 8.2 | 0 | 133074 | 28232.1 | 1108.1 | 18327 | 213 | 0 | 8258.9
2294 | 96 | Day96 | 13 | Hour13 | 4 | Spring | 2117 | #N/A | Spring | 483961.4 | 2024-04-06 13:00 | 474341.7 | 2428.4 | 1374.6 | 5816.7 | 483961.4 | 457664 | 292881.4 | 0.0352 | 0.0525 | 0.67 | 0.67 | 170.2 | 10.2 | 1.41 | 15.7 | 671.7 | 0.12 | 170.9 | 35.7 | 206.6 | 178 | 10.7 | 1.47 | 16.4 | 702.1 | 0.12 | 178.7 | 37.3 | 216.1 | 92.3 | 3.2 | 0.4 | 9.6 | 435.7 | 0.04 | 92.5 | 22.6 | 115.1 | 984.5 | 103 | 14.89 | 39.7 | 2474.5 | 0.48 | 991.6 | 113.6 | 1105.2 | 24.01 | 0 | 0.27 | 24.29 | 25.43 | 0 | 0.29 | 25.71 | 483961.4 | 191080 | 0 | 4184.4 | 0 | 8202.5 | 34215.3 | 0 | 871.7 | 22569.7 | 123641.7 | 0 | 95.5 | 3315.4 | 30759 | 88396.1 | 1.7 | 69.7 | 0 | 136772.4 | 29832.1 | 1034.2 | 17293.2 | 213 | 155.5 | 8258.9
2295 | 96 | Day96 | 14 | Hour14 | 4 | Spring | 2117 | #N/A | Spring | 484764.4 | 2024-04-06 14:00 | 474655.4 | 2739.2 | 1374.6 | 5995.2 | 484764.5 | 457935.5 | 291532.3 | 0.0352 | 0.0526 | 0.67 | 0.67 | 169.1 | 10.1 | 1.39 | 15.6 | 669.3 | 0.12 | 169.7 | 35.6 | 205.4 | 176.7 | 10.6 | 1.45 | 16.4 | 699.4 | 0.12 | 177.5 | 37.2 | 214.7 | 91.8 | 3.1 | 0.39 | 9.6 | 434.8 | 0.04 | 92 | 22.5 | 114.5 | 415.1 | 7.8 | 0.78 | 49 | 2170.7 | 0.18 | 415.6 | 113.8 | 529.4 | 24.09 | 0 | 0.27 | 24.36 | 25.5 | 0 | 0.29 | 25.78 | 484764.4 | 193232.2 | 94.3 | 4184.4 | 0 | 8202.5 | 33708.3 | 0 | 868.7 | 23137.8 | 123839.6 | 0 | 95.5 | 3315.4 | 29396.4 | 88396.1 | 1.7 | 298 | 0 | 136631.4 | 31649.5 | 944.8 | 17847.8 | 213 | 215.6 | 7383.9
2296 | 96 | Day96 | 15 | Hour15 | 4 | Spring | 2117 | #N/A | Spring | 484808 | 2024-04-06 15:00 | 474907.1 | 2089.4 | 1521 | 6290.6 | 484808.1 | 458154.9 | 295287.3 | 0.0353 | 0.0527 | 0.67 | 0.66 | 172.2 | 10.2 | 1.4 | 16 | 684.5 | 0.12 | 172.9 | 36.4 | 209.3 | 180 | 10.7 | 1.46 | 16.7 | 715.3 | 0.12 | 180.7 | 38.1 | 218.8 | 94.3 | 3.4 | 0.43 | 9.7 | 441.9 | 0.04 | 94.5 | 22.9 | 117.4 | 425.6 | 11.8 | 1.39 | 46.8 | 2105.7 | 0.19 | 426.4 | 109.6 | 536 | 24.63 | 0 | 0.27 | 24.9 | 26.07 | 0 | 0.28 | 26.36 | 484808 | 189520.8 | 139.3 | 4184.4 | 0 | 8202.5 | 33900.5 | 0 | 903.7 | 20791.5 | 127180.5 | 0 | 95.5 | 3315.4 | 29742.9 | 88396.1 | 1.7 | 128.5 | 0 | 132453.5 | 34404 | 968.1 | 17676.5 | 213 | 302.8 | 7048.2
2297 | 96 | Day96 | 16 | Hour16 | 4 | Spring | 2117 | #N/A | Spring | 486975.9 | 2024-04-06 16:00 | 474832.8 | 4511.4 | 1553.2 | 6078.6 | 486975.9 | 458090.5 | 307279.2 | 0.0353 | 0.0527 | 0.65 | 0.64 | 185.7 | 11.4 | 1.56 | 16.8 | 726.7 | 0.12 | 186.4 | 38.5 | 224.9 | 195 | 11.9 | 1.64 | 17.6 | 763.1 | 0.13 | 195.8 | 40.4 | 236.2 | 118 | 4 | 0.5 | 12.3 | 559.6 | 0.05 | 118.2 | 29 | 147.2 | 854.5 | 86.9 | 12.53 | 36.8 | 2227.9 | 0.42 | 860.5 | 103.3 | 963.8 | 25.29 | 0 | 0.27 | 25.56 | 26.83 | 0 | 0.28 | 27.11 | 486975.9 | 179696.7 | 110 | 4243.6 | 0 | 8202.5 | 38498.9 | 0 | 964.7 | 19141 | 132771 | 0 | 95.5 | 3315.4 | 31463 | 88396.1 | 1.7 | 181.5 | 0 | 121538.8 | 37099.6 | 952.5 | 15212.6 | 213 | 267.9 | 7600.5
2298 | 96 | Day96 | 17 | Hour17 | 4 | Spring | 2117 | #N/A | Spring | 484814.8 | 2024-04-06 17:00 | 472180.7 | 4281.7 | 2519.8 | 5832.6 | 484814.8 | 455603.5 | 334061.7 | 0.0351 | 0.0523 | 0.6 | 0.59 | 217.9 | 14 | 1.95 | 18.7 | 825.9 | 0.14 | 218.8 | 43.4 | 262.2 | 230.2 | 14.8 | 2.05 | 19.8 | 873.2 | 0.15 | 231.2 | 45.9 | 277 | 163.5 | 6.7 | 0.87 | 16 | 737.3 | 0.08 | 164 | 38 | 202 | 827.7 | 80.3 | 11.56 | 39.3 | 2268.4 | 0.41 | 833.2 | 107 | 940.2 | 26.32 | 0 | 0.27 | 26.6 | 27.92 | 0 | 0.28 | 28.21 | 484814.8 | 150753.1 | 1779 | 4243.6 | 0 | 8202.5 | 48258 | 0 | 945 | 14494.2 | 143568.9 | 0 | 159.1 | 3315.4 | 33449.3 | 88396.1 | 667.4 | 2022.5 | 0 | 93552.2 | 40806.2 | 955.5 | 11632.2 | 2455.9 | 2153.7 | 8258.9
2299 | 96 | Day96 | 18 | Hour18 | 4 | Spring | 2117 | #N/A | Spring | 473879.4 | 2024-04-06 18:00 | 467097.2 | 289.1 | 1553.2 | 4939.9 | 473879.3 | 450806.2 | 358283.6 | 0.0349 | 0.0516 | 0.56 | 0.56 | 245.8 | 15.8 | 2.22 | 21.1 | 914.8 | 0.17 | 246.9 | 48.4 | 295.3 | 258.9 | 16.6 | 2.32 | 22.4 | 966.7 | 0.18 | 260.1 | 51.3 | 311.3 | 328.2 | 15.5 | 2.2 | 32 | 1292.7 | 0.24 | 329.3 | 70.6 | 399.9 | 646.5 | 19.3 | 2.7 | 74.4 | 2816.3 | 0.53 | 647.8 | 158.5 | 806.3 | 42.84 | 0 | 0.27 | 43.11 | 45.33 | 0 | 0.28 | 45.61 | 473879.4 | 115595.8 | 2195.9 | 4243.6 | 0 | 8202.5 | 52620.9 | 0 | 817.4 | 9636.7 | 147712.8 | 0 | 2468.4 | 3315.4 | 37692 | 88396.1 | 3861.6 | 7574.3 | 0 | 57312.3 | 46963.3 | 866.1 | 9226.7 | 5644.2 | 4100.4 | 8258.9
2300 | 96 | Day96 | 19 | Hour19 | 4 | Spring | 2117 | #N/A | Spring | 468018.4 | 2024-04-06 19:00 | 464276.3 | 0 | 0 | 3742.2 | 468018.5 | 448162.2 | 380461.2 | 0.0347 | 0.0512 | 0.54 | 0.53 | 259.4 | 16.6 | 2.32 | 22.4 | 967.2 | 0.18 | 260.6 | 51.3 | 311.9 | 272.5 | 17.3 | 2.42 | 23.7 | 1019 | 0.19 | 273.6 | 54.1 | 327.8 | 389.5 | 20 | 2.87 | 36.7 | 1469.7 | 0.3 | 390.9 | 80.6 | 471.5 | 652.2 | 20.8 | 2.55 | 69.5 | 3128.7 | 0.3 | 653.5 | 162.8 | 816.4 | 48.72 | 0 | 0.27 | 48.99 | 51.37 | 0 | 0.29 | 51.66 | 468018.4 | 87557.2 | 2441.3 | 4253 | 0 | 8202.5 | 53798.2 | 0 | 366.5 | 4313.2 | 153716.4 | 0 | 3084 | 3315.4 | 50246.2 | 88396.1 | 4717.9 | 8290.2 | 0 | 17989.1 | 64038.5 | 850 | 6334.5 | 4133 | 3467.2 | 8258.9
2301 | 96 | Day96 | 20 | Hour20 | 4 | Spring | 2117 | #N/A | Spring | 469602.1 | 2024-04-06 20:00 | 465184.6 | 0 | 0 | 4417.5 | 469602.1 | 449045.3 | 382512.6 | 0.0347 | 0.0512 | 0.56 | 0.55 | 245.4 | 15.8 | 2.19 | 21 | 927.2 | 0.16 | 246.5 | 48.7 | 295.1 | 257 | 16.4 | 2.28 | 22.1 | 974.5 | 0.17 | 258.1 | 51.2 | 309.4 | 364.2 | 18.4 | 2.6 | 34.1 | 1421.9 | 0.25 | 365.4 | 76.5 | 441.9 | 996.3 | 107.3 | 15.56 | 37.6 | 2393.5 | 0.5 | 1003.7 | 109.1 | 1112.8 | 28.68 | 0 | 0.28 | 28.95 | 30.24 | 0 | 0.29 | 30.53 | 469602.1 | 87089.4 | 6334.7 | 4253 | 0 | 8374.7 | 52243.9 | 0 | 0.2 | 620 | 153339.4 | 0 | 1439.1 | 3315.4 | 59020.3 | 88396.1 | 1479.4 | 4316.6 | 0 | 756.1 | 84873.7 | 839.5 | 1392.1 | 2020.1 | 2047 | 8258.9
2302 | 96 | Day96 | 21 | Hour21 | 4 | Spring | 2117 | #N/A | Spring | 454541.7 | 2024-04-06 21:00 | 449701.7 | 0 | 0 | 4840 | 454541.7 | 434328.9 | 357041.2 | 0.0342 | 0.0496 | 0.58 | 0.58 | 224.6 | 13.9 | 1.92 | 19.9 | 870.3 | 0.15 | 225.5 | 45.9 | 271.4 | 234 | 14.4 | 1.99 | 20.8 | 908.3 | 0.15 | 234.9 | 47.9 | 282.9 | 364.8 | 21.9 | 3.02 | 29.5 | 1427.1 | 0.17 | 366.3 | 72.1 | 438.4 | 811.4 | 73.7 | 10.57 | 43.1 | 2378.8 | 0.4 | 816.5 | 114 | 930.6 | 27.28 | 0 | 0.28 | 27.56 | 28.71 | 0 | 0.3 | 29.01 | 454541.7 | 97500.5 | 2677.1 | 4253 | 0 | 8374.7 | 43938.9 | 0 | 0 | 0.2 | 146277.5 | 0 | 159.1 | 3315.4 | 55654.2 | 88396.1 | 685.2 | 3310 | 0 | 0.9 | 96280.9 | 1218.4 | 106.3 | 92.2 | 3054.2 | 8258.9
2303 | 96 | Day96 | 22 | Hour22 | 4 | Spring | 2117 | #N/A | Spring | 431696.7 | 2024-04-06 22:00 | 426553.7 | 0 | 0 | 5143 | 431696.7 | 412256.7 | 327178.8 | 0.0335 | 0.0472 | 0.62 | 0.62 | 187.4 | 10.2 | 1.38 | 18.4 | 770.9 | 0.13 | 188.1 | 41.4 | 229.5 | 195.2 | 10.6 | 1.44 | 19.2 | 803.9 | 0.14 | 195.9 | 43.1 | 239.1 | 428 | 30.2 | 4.22 | 30.5 | 1535.5 | 0.2 | 430.1 | 76.4 | 506.4 | 798.7 | 74.9 | 10.75 | 40.3 | 2270.1 | 0.39 | 803.9 | 108 | 911.9 | 26.26 | 0 | 0.28 | 26.54 | 27.58 | 0 | 0.3 | 27.88 | 431696.7 | 104517.9 | 2053.5 | 4253 | 0 | 8374.7 | 28911 | 0 | 0 | 0 | 133175.9 | 0 | 159.1 | 3315.4 | 54800.8 | 88396.1 | 640.6 | 3098.6 | 0 | 0 | 103239.9 | 1278 | 0.1 | 1339.9 | 3782.5 | 8176.3
2304 | 96 | Day96 | 23 | Hour23 | 4 | Spring | 2117 | #N/A | Spring | 406200.9 | 2024-04-06 23:00 | 400901.7 | 0 | 0 | 5299.2 | 406200.9 | 387726.5 | 298689.3 | 0.0329 | 0.0446 | 0.66 | 0.66 | 161.5 | 7.9 | 1.06 | 17 | 692.4 | 0.12 | 162 | 37.7 | 199.7 | 168.1 | 8.2 | 1.1 | 17.7 | 721.6 | 0.13 | 168.6 | 39.3 | 207.9 | 442 | 31.2 | 4.36 | 31.6 | 1587.9 | 0.21 | 444.1 | 79 | 523.1 | 806.5 | 74.9 | 10.74 | 41.6 | 2316.7 | 0.4 | 811.7 | 110.8 | 922.4 | 24.51 | 0 | 0.29 | 24.8 | 25.68 | 0 | 0.3 | 25.98 | 406200.9 | 107511.6 | 2364.2 | 4159.6 | 0 | 7715.8 | 19920.5 | 0 | 0 | 0 | 118500.4 | 0 | 159.1 | 3315.4 | 52080 | 87732.2 | 470.2 | 2271.8 | 0 | 0 | 106092.8 | 1418.8 | 0 | 0 | 3068.4 | 8114.4
2305 | 97 | Day97 | 0 | Hour0 | 4 | Spring | 77 | 463081.2 | Spring | 383187 | 2024-04-07 | 377773.9 | 0.8 | 366.6 | 5045.8 | 383187.1 | 365591.9 | 275573.8 | 0.0322 | 0.0421 | 0.67 | 0.67 | 155.7 | 7.7 | 1.02 | 16.6 | 668.1 | 0.12 | 156.2 | 36.5 | 192.7 | 162.3 | 7.9 | 1.06 | 17.3 | 698 | 0.13 | 162.8 | 38.2 | 201 | 411.7 | 25.5 | 3.52 | 32.5 | 1590.3 | 0.19 | 413.4 | 80 | 493.4 | 623 | 45.5 | 6.4 | 43.2 | 2177.4 | 0.3 | 626.1 | 108.1 | 734.2 | 24.22 | 0 | 0.29 | 24.51 | 25.34 | 0 | 0.3 | 25.65 | 383187 | 107613.3 | 3181.2 | 4140.1 | 0 | 6594.7 | 18124.9 | 0 | 0 | 0 | 108138 | 0 | 159.1 | 3315.4 | 40488.2 | 87732.2 | 291.6 | 3408.2 | 0 | 0 | 105630.4 | 1982.9 | 0 | 253.2 | 662.5 | 4770.5
2306 | 97 | Day97 | 1 | Hour1 | 4 | Spring | 2117 | #N/A | Spring | 366553.9 | 2024-04-07 01:00 | 360542 | 810.9 | 370.7 | 4830.2 | 366553.9 | 349084.6 | 260146.2 | 0.0318 | 0.0401 | 0.68 | 0.67 | 153.8 | 7.7 | 1.03 | 16.4 | 657.7 | 0.12 | 154.4 | 36 | 190.4 | 160.4 | 8 | 1.07 | 17.1 | 687 | 0.13 | 160.9 | 37.6 | 198.5 | 408.4 | 24.2 | 3.32 | 33.4 | 1612.7 | 0.19 | 410 | 81.5 | 491.5 | 496.6 | 32.6 | 4.54 | 39 | 1851.9 | 0.27 | 498.9 | 94.3 | 593.2 | 22.32 | 0 | 0.21 | 22.53 | 23.37 | 0 | 0.22 | 23.6 | 366553.9 | 106407.6 | 2103.3 | 4137.9 | 0 | 5918.9 | 17553.9 | 0 | 0 | 0 | 101144.8 | 0 | 159.1 | 3315.4 | 36031.2 | 86387.8 | 184.4 | 3209.6 | 0 | 0 | 104125.6 | 2282 | 0 | 0 | 64.9 | 4778.7
2307 | 97 | Day97 | 2 | Hour2 | 4 | Spring | 2117 | #N/A | Spring | 356614 | 2024-04-07 02:00 | 349892.4 | 1567.8 | 370.7 | 4783 | 356614 | 338877.4 | 252765.3 | 0.0315 | 0.0388 | 0.67 | 0.67 | 154.5 | 7.7 | 1.04 | 16.5 | 659.9 | 0.12 | 155 | 36.2 | 191.2 | 160.8 | 8 | 1.07 | 17.2 | 688.2 | 0.13 | 161.3 | 37.7 | 199.1 | 406.8 | 23.9 | 3.27 | 33.5 | 1613.2 | 0.19 | 408.4 | 81.6 | 490 | 424.2 | 21.7 | 2.93 | 39.2 | 1776.3 | 0.23 | 425.7 | 92.1 | 517.8 | 22.11 | 0 | 0.21 | 22.32 | 23.13 | 0 | 0.23 | 23.36 | 356614 | 103848.7 | 412.1 | 4137.9 | 0 | 5837.5 | 17259.2 | 0 | 0 | 0 | 98505.8 | 0 | 159.1 | 3315.4 | 33474 | 86387.8 | 133.2 | 3143.2 | 0 | 0 | 101477.6 | 2371.1 | 0 | 0 | 7.8 | 4637.2
2308 | 97 | Day97 | 3 | Hour3 | 4 | Spring | 2117 | #N/A | Spring | 353788.5 | 2024-04-07 03:00 | 347101.1 | 1506.6 | 370.7 | 4810.1 | 353788.5 | 336205.7 | 251723.1 | 0.0314 | 0.0384 | 0.67 | 0.67 | 156.5 | 7.8 | 1.05 | 16.7 | 669.9 | 0.12 | 157.1 | 36.7 | 193.8 | 163 | 8.1 | 1.08 | 17.5 | 698.8 | 0.13 | 163.5 | 38.3 | 201.9 | 406.8 | 23.9 | 3.27 | 33.5 | 1613.7 | 0.19 | 408.4 | 81.7 | 490.1 | 300.4 | 6.1 | 0.65 | 36.4 | 1545.9 | 0.17 | 300.7 | 82.5 | 383.2 | 22.12 | 0 | 0.28 | 22.4 | 23.13 | 0 | 0.3 | 23.43 | 353788.5 | 102065.4 | 527.8 | 4137.9 | 0 | 5852.4 | 17251.7 | 0 | 0 | 0 | 99438.6 | 0 | 159.1 | 3315.4 | 31858 | 86387.8 | 111.4 | 2682.9 | 0 | 0 | 99488.6 | 2576.8 | 0 | 0 | 0 | 4347.9
2309 | 97 | Day97 | 4 | Hour4 | 4 | Spring | 2117 | #N/A | Spring | 358180.6 | 2024-04-07 04:00 | 352226.1 | 524.7 | 370.7 | 5059.1 | 358180.6 | 341142.4 | 257238.6 | 0.0315 | 0.0389 | 0.66 | 0.65 | 161.8 | 7.9 | 1.06 | 17.3 | 696.2 | 0.13 | 162.3 | 38.1 | 200.4 | 167.8 | 8.2 | 1.1 | 18 | 723.3 | 0.13 | 168.4 | 39.6 | 207.9 | 417.7 | 25.9 | 3.57 | 33.2 | 1613.4 | 0.2 | 419.4 | 81.3 | 500.7 | 441.5 | 21.9 | 2.94 | 41.3 | 1871.2 | 0.24 | 442.9 | 97.1 | 540.1 | 22.4 | 0 | 0.28 | 22.68 | 23.4 | 0 | 0.29 | 23.69 | 358180.6 | 100942 | 344.7 | 4137.9 | 0 | 5542 | 17534.2 | 0 | 0 | 2 | 105602.4 | 0 | 159.1 | 3315.4 | 33340.2 | 86729.5 | 144.1 | 389 | 0 | 5.5 | 98177.8 | 2756.7 | 0 | 0 | 0 | 4730.5
2310 | 97 | Day97 | 5 | Hour5 | 4 | Spring | 2117 | #N/A | Spring | 372820.2 | 2024-04-07 05:00 | 367506.5 | 0 | 0 | 5313.7 | 372820.2 | 355822.3 | 270670.4 | 0.0318 | 0.0406 | 0.64 | 0.64 | 169.8 | 8.6 | 1.15 | 17.7 | 723 | 0.13 | 170.4 | 39.3 | 209.7 | 176.3 | 8.9 | 1.19 | 18.4 | 751.3 | 0.13 | 176.9 | 40.8 | 217.7 | 425.2 | 28.3 | 3.94 | 31.9 | 1578.6 | 0.2 | 427.1 | 79 | 506.1 | 842.5 | 87.6 | 12.65 | 34.9 | 2136.1 | 0.42 | 848.5 | 98.6 | 947.2 | 25.13 | 0 | 0.27 | 25.41 | 26.23 | 0 | 0.29 | 26.52 | 372820.2 | 102149.8 | 779.5 | 4137.9 | 0 | 7389.6 | 20242.8 | 0 | 0 | 274.8 | 112716.4 | 0 | 79.1 | 3315.4 | 32392.6 | 87732.2 | 0 | 1884.8 | 0 | 1639.7 | 97569.4 | 2665.9 | 8.9 | 0 | 0 | 6561.9
2311 | 97 | Day97 | 6 | Hour6 | 4 | Spring | 2117 | #N/A | Spring | 394719.2 | 2024-04-07 06:00 | 389617.3 | 0 | 0 | 5101.9 | 394719.2 | 377009.4 | 268770.1 | 0.0324 | 0.043 | 0.67 | 0.66 | 159 | 8.2 | 1.1 | 16.5 | 672.9 | 0.12 | 159.5 | 36.6 | 196.1 | 165.3 | 8.5 | 1.14 | 17.2 | 700.9 | 0.12 | 165.9 | 38.1 | 204 | 275.7 | 15.1 | 2.05 | 23.6 | 1127.1 | 0.13 | 276.7 | 57.2 | 333.9 | 566.8 | 36.7 | 5.09 | 43.7 | 2127.8 | 0.27 | 569.3 | 107.2 | 676.5 | 24.62 | 0 | 0.27 | 24.89 | 25.74 | 0 | 0.29 | 26.03 | 394719.2 | 125949 | 2361.4 | 4156.5 | 0 | 5826.2 | 20529.5 | 0 | 0 | 6813.9 | 110792.1 | 0 | 51.6 | 3315.4 | 31899.7 | 88291.4 | 0 | 1546.2 | 0 | 22119.3 | 94379.6 | 2636.3 | 1831.9 | 0 | 7.8 | 7551.1
2312 | 97 | Day97 | 7 | Hour7 | 4 | Spring | 2117 | #N/A | Spring | 412843.6 | 2024-04-07 07:00 | 407623 | 793.7 | 0 | 4426.9 | 412843.6 | 394214 | 264321.6 | 0.0329 | 0.045 | 0.7 | 0.7 | 144.6 | 7.6 | 1.02 | 15 | 607.3 | 0.11 | 145.1 | 33.1 | 178.2 | 150.6 | 7.9 | 1.06 | 15.6 | 633.3 | 0.12 | 151.2 | 34.5 | 185.7 | 114.9 | 4.9 | 0.64 | 11.1 | 514 | 0.05 | 115.2 | 26.4 | 141.7 | 655.4 | 51.5 | 7.29 | 42 | 2184.8 | 0.31 | 658.9 | 107.2 | 766.1 | 24.79 | 0 | 0.22 | 25.01 | 25.97 | 0 | 0.23 | 26.2 | 412843.6 | 148521.9 | 2201.7 | 4195 | 0 | 5826.2 | 20193.2 | 0 | 0 | 10979.3 | 103407.7 | 0 | 51.6 | 3315.4 | 34024.7 | 88396.1 | 0 | 2710 | 0 | 56787.7 | 78456.9 | 2298 | 6265.3 | 50.9 | 0.6 | 7010.3
2313 | 97 | Day97 | 8 | Hour8 | 4 | Spring | 2117 | #N/A | Spring | 430474.3 | 2024-04-07 08:00 | 424545.7 | 1488.7 | 4.1 | 4435.7 | 430474.3 | 410346.1 | 267189.8 | 0.0334 | 0.047 | 0.7 | 0.7 | 147.9 | 8 | 1.08 | 15 | 614.4 | 0.11 | 148.4 | 33.3 | 181.7 | 153.8 | 8.3 | 1.12 | 15.6 | 638.8 | 0.11 | 154.3 | 34.6 | 189 | 80 | 2.8 | 0.35 | 8.3 | 376.8 | 0.04 | 80.2 | 19.5 | 99.7 | 474.1 | 26.8 | 3.64 | 40.6 | 1916.4 | 0.23 | 475.9 | 97.7 | 573.6 | 24.72 | 0 | 0.28 | 25 | 26.04 | 0 | 0.29 | 26.34 | 430474.3 | 163284.4 | 1095.6 | 4196 | 0 | 7997.2 | 22377.5 | 0 | 205.7 | 13214 | 107812 | 0 | 51.6 | 3315.4 | 32931.7 | 87163.6 | 0 | 249.3 | 0 | 95929.7 | 51653.5 | 2281.5 | 9214.6 | 405.7 | 1324.5 | 6940.8
2314 | 97 | Day97 | 9 | Hour9 | 4 | Spring | 2117 | #N/A | Spring | 447797 | 2024-04-07 09:00 | 436886.9 | 1488.7 | 3891.9 | 5529.5 | 447797 | 422088.1 | 247654.1 | 0.0339 | 0.0484 | 0.73 | 0.73 | 126.3 | 6.5 | 0.87 | 13.3 | 536 | 0.1 | 126.8 | 29.3 | 156.1 | 132.1 | 6.8 | 0.91 | 13.9 | 559.9 | 0.1 | 132.5 | 30.6 | 163.2 | 46.1 | 1.9 | 0.25 | 4.5 | 207.3 | 0.02 | 46.2 | 10.7 | 56.9 | 397 | 9 | 0.98 | 46.3 | 2029.8 | 0.19 | 397.6 | 106.8 | 504.4 | 22.61 | 0 | 0.28 | 22.89 | 23.87 | 0 | 0.3 | 24.17 | 447797 | 200142.9 | 17.4 | 4182.1 | 0 | 7825 | 18456.6 | 0 | 751.8 | 20012.1 | 100261.4 | 0 | 51.6 | 3315.4 | 25854.5 | 87477.1 | 0 | 213 | 0 | 130672.6 | 46639.1 | 2067.3 | 12756.1 | 1362.6 | 56.6 | 7628.9
2315 | 97 | Day97 | 10 | Hour10 | 4 | Spring | 2117 | #N/A | Spring | 454821.7 | 2024-04-07 10:00 | 443655.6 | 1346.9 | 4151.1 | 5668.2 | 454821.7 | 428521.7 | 239348.4 | 0.0341 | 0.0491 | 0.74 | 0.74 | 122.2 | 6.3 | 0.85 | 12.8 | 516.8 | 0.1 | 122.6 | 28.2 | 150.9 | 127.9 | 6.6 | 0.89 | 13.4 | 540.8 | 0.1 | 128.4 | 29.6 | 157.9 | 45 | 1.9 | 0.25 | 4.4 | 201.6 | 0.02 | 45.1 | 10.4 | 55.5 | 298.4 | 6 | 0.62 | 35.7 | 1549.7 | 0.15 | 298.7 | 81.9 | 380.7 | 17.77 | 0 | 0.21 | 17.99 | 18.96 | 0 | 0.23 | 19.19 | 454821.7 | 215473.3 | 13.5 | 3880.4 | 0 | 6281 | 18358.6 | 0 | 982.9 | 22097.7 | 97809.9 | 0 | 51.6 | 3315.4 | 23536.3 | 85735.1 | 0 | 366.6 | 0 | 141836.5 | 48696.5 | 1859.8 | 17428.1 | 39.2 | 393.1 | 7711.1
2316 | 97 | Day97 | 11 | Hour11 | 4 | Spring | 2117 | #N/A | Spring | 457653 | 2024-04-07 11:00 | 445452.4 | 2371.7 | 4151.1 | 5677.7 | 457653 | 430230.3 | 235603.5 | 0.0342 | 0.0493 | 0.75 | 0.75 | 118.9 | 6.1 | 0.82 | 12.6 | 505.1 | 0.09 | 119.3 | 27.7 | 147 | 124.7 | 6.4 | 0.86 | 13.2 | 529.6 | 0.1 | 125.2 | 29 | 154.2 | 47.4 | 2 | 0.26 | 4.6 | 212.7 | 0.02 | 47.5 | 10.9 | 58.4 | 711.3 | 78.5 | 11.39 | 25.8 | 1659.6 | 0.37 | 716.7 | 75.4 | 792.1 | 17.36 | 0 | 0.21 | 17.57 | 18.56 | 0 | 0.23 | 18.79 | 457653 | 222049.5 | 233.1 | 3880.4 | 0 | 5276.6 | 17671.6 | 0 | 1001.6 | 22650.7 | 96575.4 | 0 | 51.6 | 3315.4 | 21961 | 86271.8 | 0 | 366.6 | 0 | 143289.6 | 53384.9 | 1722.7 | 19544.4 | 0 | 5.8 | 5904.5
2317 | 97 | Day97 | 12 | Hour12 | 4 | Spring | 2117 | #N/A | Spring | 457266.6 | 2024-04-07 12:00 | 444110.8 | 2987.2 | 4555.9 | 5612.6 | 457266.5 | 428944.4 | 229373 | 0.0341 | 0.0492 | 0.76 | 0.76 | 114.7 | 5.9 | 0.79 | 12.2 | 486.1 | 0.09 | 115.1 | 26.7 | 141.8 | 120.4 | 6.2 | 0.83 | 12.8 | 510.1 | 0.1 | 120.8 | 28 | 148.8 | 47.6 | 2.2 | 0.29 | 4.5 | 208.2 | 0.02 | 47.7 | 10.7 | 58.4 | 321.1 | 6.1 | 0.61 | 37.9 | 1679 | 0.14 | 321.4 | 88 | 409.4 | 17.66 | 0 | 0.13 | 17.8 | 18.87 | 0 | 0.15 | 19.01 | 457266.6 | 227893.5 | 0.1 | 3880.4 | 0 | 5032.5 | 17213.9 | 0 | 999.8 | 23022 | 92562.6 | 0 | 51.6 | 3315.4 | 20847.8 | 86391.6 | 0 | 77.1 | 0 | 145927.9 | 56287.5 | 1656.3 | 20094.2 | 0 | 178.3 | 5290
2318 | 97 | Day97 | 13 | Hour13 | 4 | Spring | 2117 | #N/A | Spring | 460860.6 | 2024-04-07 13:00 | 443100.2 | 3952.4 | 8221.4 | 5586.7 | 460860.7 | 427982.6 | 225699.7 | 0.0341 | 0.0491 | 0.77 | 0.77 | 109.5 | 5.5 | 0.74 | 11.8 | 468.4 | 0.09 | 109.9 | 25.8 | 135.7 | 115.2 | 5.8 | 0.78 | 12.4 | 491.7 | 0.09 | 115.6 | 27.1 | 142.7 | 47.4 | 2.2 | 0.29 | 4.4 | 205.6 | 0.02 | 47.5 | 10.5 | 58.1 | 301.3 | 5.7 | 0.57 | 35.6 | 1575.4 | 0.13 | 301.6 | 82.6 | 384.2 | 17.44 | 0 | 0.13 | 17.57 | 18.6 | 0 | 0.14 | 18.74 | 460860.6 | 235161 | 0 | 3880.4 | 0 | 4649.3 | 15948.4 | 0 | 1009.1 | 24235.4 | 90669.4 | 0 | 51.6 | 3315.4 | 20793.5 | 86391.6 | 0 | 0 | 0 | 148169.1 | 60165.1 | 1582.3 | 18978.8 | 0 | 0 | 5227.1
2319 | 97 | Day97 | 14 | Hour14 | 4 | Spring | 2117 | #N/A | Spring | 462439.4 | 2024-04-07 14:00 | 442243.2 | 5161.7 | 9277.7 | 5756.8 | 462439.5 | 427154.1 | 223250.4 | 0.0341 | 0.0491 | 0.77 | 0.77 | 107.8 | 5.5 | 0.73 | 11.6 | 459.7 | 0.09 | 108.1 | 25.3 | 133.5 | 113.6 | 5.8 | 0.78 | 12.2 | 483.4 | 0.09 | 114 | 26.6 | 140.6 | 51.3 | 2.3 | 0.3 | 4.9 | 227.4 | 0.02 | 51.5 | 11.7 | 63.1 | 305.1 | 5.7 | 0.58 | 36 | 1595.2 | 0.13 | 305.4 | 83.6 | 389 | 17.24 | 0 | 0.14 | 17.37 | 18.37 | 0 | 0.14 | 18.51 | 462439.4 | 239189 | 0 | 3880.4 | 0 | 4390.9 | 15948.4 | 0 | 1002.3 | 24682.6 | 88955.9 | 0 | 51.6 | 3315.4 | 20316.2 | 86391.6 | 0 | 0 | 0 | 147591.1 | 64501.3 | 1411.7 | 18907.5 | 0 | 24.4 | 5806.1
2320 | 97 | Day97 | 15 | Hour15 | 4 | Spring | 2117 | #N/A | Spring | 463081.2 | 2024-04-07 15:00 | 442176 | 6759.9 | 8123.6 | 6021.6 | 463081.2 | 427085.5 | 223958.7 | 0.0341 | 0.0491 | 0.77 | 0.77 | 108.5 | 5.4 | 0.72 | 11.7 | 465 | 0.09 | 108.8 | 25.6 | 134.4 | 114.4 | 5.7 | 0.77 | 12.3 | 489.4 | 0.09 | 114.8 | 27 | 141.7 | 47.7 | 2.2 | 0.3 | 4.4 | 206.9 | 0.02 | 47.9 | 10.6 | 58.5 | 308.4 | 5.8 | 0.58 | 36.4 | 1612.7 | 0.13 | 308.7 | 84.5 | 393.3 | 17.54 | 0 | 0.2 | 17.74 | 18.75 | 0 | 0.2 | 18.95 | 463081.2 | 239122.6 | 139.3 | 3880.4 | 0 | 4377.7 | 15719.1 | 0 | 1012.3 | 23837.9 | 90678.3 | 0 | 51.6 | 3315.4 | 19405.2 | 86391.6 | 0 | 0 | 0 | 144980.5 | 68083 | 1209 | 18558.4 | 53.9 | 412.6 | 5242.9
2321 | 97 | Day97 | 16 | Hour16 | 4 | Spring | 2117 | #N/A | Spring | 457714.8 | 2024-04-07 16:00 | 442472.4 | 4730 | 4147 | 6365.4 | 457714.8 | 427377.9 | 231586.3 | 0.0341 | 0.0491 | 0.75 | 0.75 | 116.5 | 5.7 | 0.75 | 12.6 | 504.4 | 0.09 | 116.9 | 27.7 | 144.6 | 122.7 | 5.9 | 0.79 | 13.3 | 531.4 | 0.1 | 123.1 | 29.2 | 152.2 | 50.7 | 2.4 | 0.32 | 4.7 | 218 | 0.02 | 50.8 | 11.2 | 62 | 302.1 | 5.7 | 0.57 | 35.9 | 1580 | 0.14 | 302.4 | 83 | 385.4 | 17.65 | 0 | 0.18 | 17.83 | 18.99 | 0 | 0.2 | 19.2 | 457714.8 | 226128.5 | 0 | 3880.4 | 0 | 5680.4 | 15948.4 | 0 | 1006.2 | 21372.6 | 98420.5 | 0 | 51.6 | 3315.4 | 18155.8 | 86133.8 | 0 | 0 | 0 | 130030.4 | 72586.6 | 1132.7 | 17479.9 | 0 | 0 | 4219.4
2322 | 97 | Day97 | 17 | Hour17 | 4 | Spring | 2117 | #N/A | Spring | 453957.1 | 2024-04-07 17:00 | 440064.2 | 3175.1 | 4360 | 6357.8 | 453957.1 | 425110.5 | 266456.5 | 0.034 | 0.0487 | 0.67 | 0.67 | 160.3 | 8.6 | 1.17 | 15.9 | 662.8 | 0.12 | 160.9 | 35.7 | 196.6 | 169 | 9.1 | 1.23 | 16.8 | 699 | 0.12 | 169.6 | 37.7 | 207.3 | 99.5 | 3.1 | 0.38 | 10.7 | 481 | 0.04 | 99.6 | 25 | 124.6 | 764 | 83.7 | 12.15 | 27.6 | 1790.1 | 0.38 | 769.9 | 81.1 | 850.9 | 20.02 | 0 | 0.19 | 20.21 | 21.5 | 0 | 0.21 | 21.7 | 453957.1 | 187500.6 | 226.8 | 3941.8 | 0 | 6869 | 25446.9 | 0 | 984.6 | 15583.9 | 121419.7 | 0 | 159.1 | 3315.4 | 19089.1 | 85392.7 | 596 | 0 | 0 | 93108.3 | 76635.4 | 1188.3 | 12664.7 | 0 | 727.9 | 6717.3
2323 | 97 | Day97 | 18 | Hour18 | 4 | Spring | 2117 | #N/A | Spring | 445463.9 | 2024-04-07 18:00 | 435569.6 | 26.6 | 4147 | 5720.7 | 445463.9 | 420855.3 | 296622.1 | 0.0338 | 0.0481 | 0.66 | 0.64 | 171.1 | 9.2 | 1.25 | 17 | 702.5 | 0.13 | 171.7 | 38 | 209.7 | 183.9 | 9.8 | 1.34 | 18.4 | 756.5 | 0.14 | 184.5 | 41 | 225.5 | 252.2 | 13.1 | 1.8 | 22.6 | 1026.5 | 0.13 | 253 | 53.2 | 306.2 | 743.5 | 48.7 | 6.79 | 57 | 2758.1 | 0.37 | 746.8 | 139.3 | 886.1 | 35.39 | 0 | 0.28 | 35.67 | 37.62 | 0 | 0.29 | 37.91 | 445463.9 | 148841.8 | 2655.7 | 3941.8 | 0 | 7825 | 26413.9 | 0 | 763.6 | 10060.9 | 124962.3 | 0 | 238 | 3315.4 | 28599.8 | 86391.6 | 1574.5 | 10703.9 | 0 | 56748.9 | 80346.7 | 921.6 | 9540.7 | 5041 | 2927.7 | 7861.5
2324 | 97 | Day97 | 19 | Hour19 | 4 | Spring | 2117 | #N/A | Spring | 438340 | 2024-04-07 19:00 | 433806.6 | 0 | 0 | 4533.3 | 438339.9 | 419204.9 | 318947.4 | 0.0337 | 0.0478 | 0.62 | 0.61 | 192.6 | 10.5 | 1.44 | 18.9 | 782.3 | 0.14 | 193.3 | 42.2 | 235.5 | 204.7 | 11.1 | 1.52 | 20.2 | 833.4 | 0.15 | 205.4 | 45.1 | 250.5 | 342.9 | 20.8 | 2.89 | 28 | 1306.3 | 0.18 | 344.3 | 67 | 411.3 | 919.3 | 52.6 | 8.83 | 96 | 2220.1 | 1.46 | 923.3 | 162.5 | 1085.8 | 56.9 | 0 | 0.28 | 57.17 | 59.79 | 0 | 0.29 | 60.08 | 438340 | 119392.6 | 2168.7 | 4257.5 | 0 | 8370.1 | 29888.3 | 0 | 343.8 | 4327.2 | 133752.2 | 0 | 1097.7 | 3315.4 | 34121.2 | 88396.1 | 2243.5 | 11336.8 | 0 | 19265.6 | 94856.1 | 599.9 | 6586.4 | 4717.8 | 2508.6 | 7390.2
2325 | 97 | Day97 | 20 | Hour20 | 4 | Spring | 2117 | #N/A | Spring | 441912.8 | 2024-04-07 20:00 | 436817.3 | 0 | 0 | 5095.5 | 441912.7 | 422086.7 | 337775.1 | 0.0337 | 0.0481 | 0.62 | 0.61 | 191.1 | 10.3 | 1.41 | 18.8 | 779.3 | 0.14 | 191.8 | 42 | 233.9 | 204.1 | 11 | 1.5 | 20.2 | 833.9 | 0.15 | 204.9 | 45.1 | 249.9 | 361.2 | 21.9 | 3.05 | 29.4 | 1377.3 | 0.19 | 362.7 | 70.5 | 433.2 | 1067 | 89.1 | 13.91 | 78 | 2297.1 | 1.28 | 1073.5 | 146.8 | 1220.3 | 32.82 | 0 | 0.28 | 33.1 | 34.51 | 0 | 0.3 | 34.81 | 441912.8 | 104137.6 | 4967.1 | 4249.9 | 0 | 8374.7 | 29438.6 | 0 | 1.5 | 654.6 | 134970.1 | 0 | 1097.7 | 3315.4 | 50337.7 | 87777.9 | 2243.5 | 11002.6 | 0 | 941.5 | 101797.8 | 742.1 | 1394.8 | 3528.3 | 3293.9 | 7969.7
2326 | 97 | Day97 | 21 | Hour21 | 4 | Spring | 2117 | #N/A | Spring | 430633.8 | 2024-04-07 21:00 | 425160.7 | 9.7 | 366.6 | 5096.8 | 430633.8 | 410971.8 | 324256.9 | 0.0334 | 0.0468 | 0.62 | 0.61 | 191.6 | 10.4 | 1.41 | 18.8 | 787.5 | 0.13 | 192.3 | 42.3 | 234.6 | 201.3 | 10.8 | 1.47 | 19.8 | 829.3 | 0.14 | 202 | 44.6 | 246.6 | 339.1 | 20.7 | 2.86 | 27.2 | 1315 | 0.16 | 340.5 | 66.4 | 407 | 932.9 | 95.2 | 13.76 | 40.2 | 2405.5 | 0.47 | 939.5 | 112 | 1051.5 | 27.13 | 0 | 0.14 | 27.27 | 28.53 | 0 | 0.15 | 28.68 | 430633.8 | 106376.9 | 4100.8 | 4218.9 | 0 | 7369.8 | 29035 | 0 | 0 | 0.2 | 134143.5 | 0 | 1048 | 3315.4 | 47664.1 | 87397.2 | 1077.5 | 4886.8 | 0 | 1 | 104516.7 | 1858.9 | 109.6 | 178.6 | 3866.2 | 7705.1
2327 | 97 | Day97 | 22 | Hour22 | 4 | Spring | 2117 | #N/A | Spring | 413628.2 | 2024-04-07 22:00 | 407934.5 | 4.6 | 366.6 | 5322.5 | 413628.2 | 394497.9 | 306841.5 | 0.0329 | 0.0451 | 0.64 | 0.63 | 177.6 | 9.3 | 1.26 | 17.9 | 742.5 | 0.13 | 178.2 | 40 | 218.3 | 185.6 | 9.7 | 1.31 | 18.7 | 776.6 | 0.13 | 186.2 | 41.9 | 228.1 | 366.7 | 24 | 3.33 | 27.9 | 1372.7 | 0.17 | 368.3 | 68.9 | 437.2 | 852.7 | 90.5 | 13.12 | 33.4 | 2088.2 | 0.43 | 859 | 95.7 | 954.7 | 25.63 | 0 | 0.13 | 25.76 | 26.92 | 0 | 0.14 | 27.06 | 413628.2 | 106786.7 | 2020.7 | 4180.5 | 0 | 7281.3 | 24688.8 | 0 | 0 | 0 | 125521.2 | 0 | 159.1 | 3315.4 | 47988.7 | 87397.2 | 484.1 | 3804.5 | 0 | 0 | 103803.5 | 2983.2 | 0.1 | 1553.2 | 3892.9 | 6245.4
2328 | 97 | Day97 | 23 | Hour23 | 4 | Spring | 2117 | #N/A | Spring | 393051.7 | 2024-04-07 23:00 | 387272.8 | 10.2 | 366.6 | 5402.2 | 393051.7 | 374698.7 | 287852 | 0.0325 | 0.0431 | 0.66 | 0.66 | 158 | 7.7 | 1.02 | 16.8 | 680.7 | 0.12 | 158.5 | 37.1 | 195.6 | 164.8 | 8 | 1.07 | 17.6 | 710.8 | 0.13 | 165.3 | 38.8 | 204.1 | 382.1 | 24.8 | 3.44 | 29.3 | 1439.2 | 0.18 | 383.8 | 72.3 | 456.1 | 617.7 | 47 | 6.63 | 41.1 | 2098.3 | 0.3 | 620.9 | 103.7 | 724.6 | 24.26 | 0 | 0.29 | 24.54 | 25.44 | 0 | 0.31 | 25.74 | 393051.7 | 105199.6 | 1462.8 | 4138.5 | 0 | 7418.6 | 18490.7 | 0 | 0 | 0 | 113465.9 | 0 | 159.1 | 3315.4 | 47889.8 | 87397.2 | 341.4 | 3772.7 | 0 | 0 | 101471.4 | 3728.2 | 0 | 1528.2 | 3896.5 | 5364.8
2329 | 98 | Day98 | 0 | Hour0 | 4 | Spring | 91 | 434463 | Spring | 374198.2 | 2024-04-08 | 368231 | 1.2 | 734 | 5232.1 | 374198.1 | 356445.6 | 270473.2 | 0.032 | 0.041 | 0.68 | 0.68 | 147.1 | 7 | 0.93 | 16.1 | 639.8 | 0.12 | 147.6 | 35.2 | 182.8 | 153.8 | 7.3 | 0.97 | 16.8 | 670.3 | 0.12 | 154.3 | 36.9 | 191.1 | 376 | 21.8 | 2.98 | 31.2 | 1500.9 | 0.17 | 377.5 | 75.9 | 453.4 | 574.5 | 38.6 | 5.38 | 42.9 | 2114.1 | 0.28 | 577.2 | 106 | 683.1 | 21.66 | 0 | 0.29 | 21.95 | 22.67 | 0 | 0.3 | 22.97 | 374198.2 | 103725 | 4194.2 | 4077 | 0 | 7262.5 | 15842.8 | 0 | 0 | 0 | 102454.5 | 0 | 159.1 | 3315.4 | 41407.4 | 87397.2 | 216.1 | 4147 | 0 | 0 | 99915.1 | 3809.8 | 0 | 1318.4 | 1692.5 | 4775.1
2330 | 98 | Day98 | 1 | Hour1 | 4 | Spring | 2117 | #N/A | Spring | 359159.2 | 2024-04-08 01:00 | 353533.5 | 2.6 | 759.6 | 4863.5 | 359159.1 | 342350.4 | 257070.9 | 0.0316 | 0.0393 | 0.68 | 0.68 | 149.3 | 7.2 | 0.96 | 16.2 | 646.4 | 0.12 | 149.8 | 35.5 | 185.3 | 155.7 | 7.5 | 0.99 | 17 | 675.9 | 0.12 | 156.2 | 37.2 | 193.4 | 366.7 | 20.7 | 2.81 | 31.1 | 1482.4 | 0.17 | 368.1 | 75.3 | 443.3 | 507.9 | 34.5 | 4.81 | 37.6 | 1855.9 | 0.25 | 510.2 | 93 | 603.2 | 19.81 | 0 | 0.21 | 20.02 | 20.72 | 0 | 0.23 | 20.94 | 359159.2 | 102088.2 | 2470.3 | 4045.4 | 0 | 4799.6 | 15812.3 | 0 | 0 | 0 | 98722.8 | 0 | 159.1 | 3315.4 | 37411.6 | 86034.9 | 152.6 | 4147 | 0 | 0 | 98472.8 | 3615.4 | 0 | 34.7 | 704.6 | 4775.1
2331 | 98 | Day98 | 2 | Hour2 | 4 | Spring | 2117 | #N/A | Spring | 349460.6 | 2024-04-08 02:00 | 343706 | 342.8 | 759.6 | 4652.3 | 349460.7 | 332919.7 | 249887 | 0.0314 | 0.0381 | 0.68 | 0.68 | 148.3 | 7.1 | 0.94 | 16.3 | 645 | 0.12 | 148.7 | 35.5 | 184.3 | 154.6 | 7.3 | 0.97 | 17 | 673.9 | 0.12 | 155.1 | 37.1 | 192.2 | 369.3 | 21.2 | 2.89 | 30.9 | 1481.6 | 0.17 | 370.7 | 75.1 | 445.8 | 474.8 | 32.4 | 4.53 | 35 | 1727.9 | 0.23 | 477 | 86.5 | 563.5 | 19.58 | 0 | 0.22 | 19.8 | 20.47 | 0 | 0.23 | 20.7 | 349460.6 | 99573.7 | 1423.5 | 4045.4 | 0 | 4760.4 | 15027.3 | 0 | 0 | 0 | 96153.4 | 0 | 159.1 | 3315.4 | 34962.6 | 86034.9 | 106 | 3899 | 0 | 0 | 96284.2 | 3289.4 | 0 | 0 | 358.1 | 4770.5
2332 | 98 | Day98 | 3 | Hour3 | 4 | Spring | 2117 | #N/A | Spring | 346390 | 2024-04-08 03:00 | 339982.9 | 854.4 | 759.6 | 4793.2 | 346390 | 329346.8 | 248301.7 | 0.0313 | 0.0377 | 0.68 | 0.67 | 150.7 | 7.2 | 0.95 | 16.6 | 656.9 | 0.12 | 151.2 | 36.2 | 187.4 | 156.7 | 7.4 | 0.98 | 17.3 | 684.7 | 0.13 | 157.2 | 37.7 | 194.9 | 357.1 | 20 | 2.72 | 30.4 | 1446.9 | 0.17 | 358.5 | 73.6 | 432 | 409.9 | 27.1 | 3.77 | 31.6 | 1521.3 | 0.21 | 411.8 | 77 | 488.8 | 19.02 | 0 | 0.22 | 19.23 | 19.92 | 0 | 0.23 | 20.14 | 346390 | 98088.3 | 151.5 | 4045.4 | 0 | 4758.4 | 15027.3 | 0 | 0 | 0 | 97300.7 | 0 | 159.1 | 3315.4 | 34975.6 | 85937.5 | 81 | 2549.9 | 0 | 0 | 95008.6 | 3079.7 | 0 | 0 | 0 | 4770.5
2333 | 98 | Day98 | 4 | Hour4 | 4 | Spring | 2117 | #N/A | Spring | 348252.2 | 2024-04-08 04:00 | 341722.6 | 1007.7 | 759.6 | 4762.3 | 348252.2 | 331027.2 | 250964.1 | 0.0313 | 0.0378 | 0.67 | 0.67 | 152.7 | 7.2 | 0.95 | 16.8 | 668 | 0.12 | 153.2 | 36.7 | 190 | 158.8 | 7.4 | 0.98 | 17.5 | 696.1 | 0.13 | 159.3 | 38.3 | 197.6 | 377.2 | 22.6 | 3.1 | 30.7 | 1482.1 | 0.18 | 378.8 | 75 | 453.7 | 625.6 | 62.1 | 8.96 | 28.4 | 1666.2 | 0.31 | 629.9 | 78.2 | 708.1 | 19.79 | 0 | 0.28 | 20.06 | 20.71 | 0 | 0.29 | 21 | 348252.2 | 97288.1 | 657 | 4045.4 | 0 | 5644.2 | 15027.3 | 0 | 0 | 0.4 | 99983.2 | 0 | 159.1 | 3315.4 | 33685.1 | 86034.9 | 93.2 | 2319.4 | 0 | 1.1 | 94289.2 | 2997.3 | 0 | 0 | 142.3 | 4562
2334 | 98 | Day98 | 5 | Hour5 | 4 | Spring | 2117 | #N/A | Spring | 356136 | 2024-04-08 05:00 | 349506.8 | 781 | 759.6 | 5088.6 | 356136 | 338515.3 | 256327.5 | 0.0314 | 0.0387 | 0.66 | 0.66 | 153.5 | 7.1 | 0.94 | 16.9 | 674.7 | 0.12 | 154 | 37 | 191 | 159.5 | 7.4 | 0.97 | 17.6 | 702.4 | 0.13 | 160 | 38.6 | 198.6 | 386.1 | 25.5 | 3.54 | 29.3 | 1441.5 | 0.18 | 387.8 | 72.3 | 460.1 | 469.1 | 28.5 | 3.92 | 37.6 | 1829.7 | 0.22 | 471.1 | 92.1 | 563.2 | 20.2 | 0 | 0.28 | 20.47 | 21.15 | 0 | 0.29 | 21.44 | 356136 | 99808.5 | 923.9 | 4045.4 | 0 | 7241.9 | 15157.5 | 0 | 0 | 252 | 104213.1 | 0 | 7.2 | 3315.4 | 34412.1 | 86034.9 | 0 | 976.1 | 0 | 1786.7 | 94838.1 | 2931.8 | 1.2 | 0 | 0 | 5633
2335 | 98 | Day98 | 6 | Hour6 | 4 | Spring | 2117 | #N/A | Spring | 367613.3 | 2024-04-08 06:00 | 361609.5 | 239.3 | 759.6 | 5005 | 367613.3 | 350145.6 | 234065.2 | 0.0317 | 0.04 | 0.73 | 0.72 | 129.7 | 6.5 | 0.87 | 14.1 | 555.2 | 0.11 | 130.1 | 30.7 | 160.9 | 134.7 | 6.7 | 0.9 | 14.7 | 577.7 | 0.11 | 135.1 | 32 | 167.1 | 215.1 | 13.1 | 1.8 | 17.4 | 838.3 | 0.1 | 216 | 42.4 | 258.4 | 408.7 | 24.1 | 3.3 | 33.4 | 1617.2 | 0.19 | 410.3 | 81.6 | 491.9 | 18.87 | 0 | 0.27 | 19.15 | 19.75 | 0 | 0.29 | 20.03 | 367613.3 | 133548 | 863 | 4043.5 | 0 | 4760.4 | 15027.3 | 0 | 0 | 7098.5 | 85351.6 | 0 | 7.2 | 3315.4 | 33161 | 86034.9 | 0 | 1501 | 0 | 28734.2 | 95032.4 | 2683 | 1699 | 0 | 0 | 5762.1
2336 | 98 | Day98 | 7 | Hour7 | 4 | Spring | 2117 | #N/A | Spring | 395460.4 | 2024-04-08 07:00 | 374785.8 | 4183.7 | 11767.1 | 4723.8 | 395460.4 | 362786.1 | 228881.6 | 0.032 | 0.0415 | 0.76 | 0.76 | 114.6 | 5.9 | 0.8 | 12.4 | 485 | 0.1 | 115 | 26.9 | 141.9 | 120.9 | 6.3 | 0.85 | 13 | 510.8 | 0.1 | 121.3 | 28.3 | 149.6 | 110 | 5 | 0.67 | 10.4 | 481.1 | 0.05 | 110.3 | 24.8 | 135.1 | 436.3 | 27.6 | 3.82 | 33.9 | 1667.2 | 0.2 | 438.2 | 83.7 | 521.9 | 18.13 | 0 | 0.29 | 18.42 | 18.89 | 0 | 0.29 | 19.18 | 395460.4 | 166578.8 | 1503.8 | 4050.2 | 0 | 4755.9 | 14998.6 | 0 | 0 | 11557 | 79255.4 | 0 | 7.2 | 3315.4 | 33571.9 | 86034.9 | 0 | 1388.3 | 0 | 64295.9 | 88433.6 | 2292.3 | 6263.6 | 213 | 31.3 | 5014.6
2337 | 98 | Day98 | 8 | Hour8 | 4 | Spring | 2117 | #N/A | Spring | 409349.5 | 2024-04-08 08:00 | 390655.7 | 4345.8 | 9656.2 | 4691.8 | 409349.5 | 377990.4 | 224293.4 | 0.0324 | 0.0432 | 0.77 | 0.77 | 108.3 | 5.5 | 0.73 | 12 | 463.4 | 0.09 | 108.7 | 25.8 | 134.5 | 114.1 | 5.8 | 0.77 | 12.5 | 487.1 | 0.1 | 114.5 | 27 | 141.5 | 91.2 | 3.9 | 0.51 | 8.8 | 406.8 | 0.04 | 91.5 | 20.9 | 112.4 | 446 | 23.4 | 3.16 | 39.1 | 1857.4 | 0.2 | 447.5 | 94.5 | 542 | 18.88 | 0 | 0.28 | 19.16 | 19.77 | 0 | 0.29 | 20.06 | 409349.5 | 185056.1 | 46.8 | 4099.3 | 0 | 5711.9 | 14084.9 | 0 | 171.8 | 13881.8 | 79319.1 | 0 | 7.2 | 3315.4 | 30750.7 | 86698.8 | 0 | 259.2 | 0 | 95839.4 | 72960.9 | 2202.3 | 9516.2 | 0 | 7.8 | 4770.5
2338 | 98 | Day98 | 9 | Hour9 | 4 | Spring | 2117 | #N/A | Spring | 420721.4 | 2024-04-08 09:00 | 404041.4 | 911 | 10269.8 | 5499.3 | 420721.4 | 390792.4 | 203315 | 0.0328 | 0.0446 | 0.8 | 0.8 | 93.4 | 4.7 | 0.64 | 10.5 | 398.7 | 0.08 | 93.7 | 22.4 | 116.1 | 98.2 | 5 | 0.67 | 10.9 | 418.4 | 0.09 | 98.5 | 23.4 | 122 | 64.1 | 2.9 | 0.38 | 6.1 | 281.4 | 0.03 | 64.2 | 14.5 | 78.7 | 275.6 | 5.2 | 0.52 | 33.4 | 1443.4 | 0.14 | 275.9 | 76.4 | 352.4 | 15 | 0 | 0.28 | 15.28 | 15.81 | 0 | 0.29 | 16.1 | 420721.4 | 217406.4 | 11.5 | 3857.4 | 0 | 5163.5 | 12674.5 | 0 | 686.8 | 20352.7 | 70140.6 | 0 | 7.2 | 3315.4 | 23154.5 | 84777.4 | 0 | 213 | 0 | 129638.5 | 64851.1 | 1877.4 | 12990.3 | 0 | 0 | 4888.7
2339 | 98 | Day98 | 10 | Hour10 | 4 | Spring | 2117 | #N/A | Spring | 429532 | 2024-04-08 10:00 | 412001 | 5340.3 | 6376.7 | 5814 | 429532 | 398390.3 | 201787.9 | 0.033 | 0.0455 | 0.8 | 0.8 | 92.6 | 4.7 | 0.63 | 10.4 | 396.6 | 0.08 | 92.9 | 22.3 | 115.2 | 97.7 | 4.9 | 0.66 | 11 | 417.6 | 0.09 | 98 | 23.4 | 121.4 | 60.7 | 2.7 | 0.35 | 5.8 | 269.8 | 0.03 | 60.9 | 13.9 | 74.8 | 647.4 | 68.2 | 9.86 | 25.9 | 1612.9 | 0.32 | 652.1 | 74.1 | 726.1 | 15.47 | 0 | 0.14 | 15.61 | 16.57 | 0 | 0.16 | 16.73 | 429532 | 227744 | 26.1 | 3857.4 | 0 | 4772.2 | 12674.5 | 0 | 943.5 | 21957.3 | 71397.9 | 0 | 7.2 | 3315.4 | 19223.4 | 86300.8 | 0 | 213 | 0 | 140974.9 | 62192.8 | 1675.6 | 17678.1 | 0 | 13.6 | 5597.7
2340 | 98 | Day98 | 11 | Hour11 | 4 | Spring | 2117 | #N/A | Spring | 431877.2 | 2024-04-08 11:00 | 415763.3 | 4809.8 | 5538.9 | 5765.1 | 431877.2 | 401980.3 | 202823.4 | 0.0331 | 0.0459 | 0.8 | 0.8 | 93.8 | 4.7 | 0.63 | 10.6 | 403.2 | 0.08 | 94.1 | 22.6 | 116.7 | 98.8 | 4.9 | 0.66 | 11.1 | 424.4 | 0.09 | 99.1 | 23.8 | 122.9 | 59.7 | 2.7 | 0.35 | 5.7 | 263.2 | 0.03 | 59.9 | 13.5 | 73.5 | 577.4 | 55 | 7.89 | 28.3 | 1624.3 | 0.28 | 581.2 | 76.7 | 658 | 15.52 | 0 | 0.13 | 15.64 | 16.63 | 0 | 0.16 | 16.78 | 431877.2 | 229053.8 | 156.2 | 3857.4 | 0 | 4552.4 | 12703.2 | 0 | 992.8 | 21853 | 73336.4 | 0 | 7.2 | 3315.4 | 18838.7 | 86056.5 | 0 | 0 | 0 | 140316.3 | 64444.8 | 1447 | 19378.5 | 0 | 310.1 | 5435.6
2341 | 98 | Day98 | 12 | Hour12 | 4 | Spring | 2117 | #N/A | Spring | 433140.4 | 2024-04-08 12:00 | 417307.8 | 4248.1 | 5908.1 | 5676.5 | 433140.5 | 403453.1 | 203855.4 | 0.0332 | 0.0461 | 0.8 | 0.8 | 94.3 | 4.7 | 0.63 | 10.6 | 404.6 | 0.08 | 94.6 | 22.7 | 117.2 | 99.2 | 5 | 0.67 | 11.1 | 425.3 | 0.09 | 99.5 | 23.8 | 123.3 | 58.2 | 2.6 | 0.34 | 5.5 | 255.9 | 0.03 | 58.4 | 13.1 | 71.5 | 479 | 35.7 | 5.02 | 32.4 | 1660.1 | 0.23 | 481.4 | 81.9 | 563.3 | 15.71 | 0 | 0.12 | 15.83 | 16.81 | 0 | 0.15 | 16.96 | 433140.4 | 229285 | 82.1 | 3857.4 | 0 | 4452.6 | 12854.2 | 0 | 982.8 | 21417.7 | 73813.5 | 0 | 7.2 | 3315.4 | 19416.5 | 86056.5 | 0 | 0 | 0 | 138630.8 | 67133.4 | 1120.3 | 19315 | 0 | 66.4 | 5572.5
2342 | 98 | Day98 | 13 | Hour13 | 4 | Spring | 2117 | #N/A | Spring | 434463 | 2024-04-08 13:00 | 417033.4 | 3253.6 | 8451.6 | 5724.4 | 434463 | 403184.9 | 204704.5 | 0.0332 | 0.0461 | 0.8 | 0.79 | 95.4 | 4.7 | 0.63 | 10.7 | 410.9 | 0.08 | 95.7 | 23 | 118.7 | 100.5 | 5 | 0.67 | 11.2 | 432.2 | 0.09 | 100.8 | 24.1 | 124.9 | 59.2 | 2.6 | 0.33 | 5.7 | 263.7 | 0.03 | 59.4 | 13.6 | 72.9 | 312.8 | 6.4 | 0.67 | 36.7 | 1619.5 | 0.14 | 313.2 | 85 | 398.2 | 15.79 | 0 | 0.12 | 15.91 | 16.81 | 0 | 0.15 | 16.96 | 434463 | 229758.5 | 0 | 3857.4 | 0 | 4416.6 | 12814.2 | 0 | 965.2 | 22104.9 | 75417.9 | 0 | 7.2 | 3315.4 | 19266 | 85609.8 | 0 | 0 | 0 | 138401.8 | 67061.7 | 1225 | 17632.1 | 0 | 58.2 | 5613.6
2343 | 98 | Day98 | 14 | Hour14 | 4 | Spring | 2117 | #N/A | Spring | 432230.2 | 2024-04-08 14:00 | 416725 | 1370.3 | 8418.6 | 5716.2 | 432230.2 | 402880.7 | 204178.6 | 0.0332 | 0.0461 | 0.79 | 0.79 | 97.4 | 4.8 | 0.64 | 10.9 | 419.5 | 0.09 | 97.7 | 23.4 | 121.1 | 102.2 | 5.1 | 0.68 | 11.4 | 439.8 | 0.09 | 102.5 | 24.5 | 127.1 | 63.7 | 2.8 | 0.36 | 6.1 | 283.4 | 0.03 | 63.9 | 14.6 | 78.4 | 740.9 | 82.8 | 12.03 | 25.1 | 1693.6 | 0.37 | 746.6 | 75.6 | 822.3 | 15.85 | 0 | 0.19 | 16.04 | 16.82 | 0 | 0.21 | 17.02 | 432230.2 | 228051.6 | 0 | 3857.4 | 0 | 4210.8 | 13005.3 | 0 | 950.9 | 22071.2 | 76490.7 | 0 | 7.2 | 3315.4 | 17899.2 | 85392.7 | 0 | 0 | 0 | 135409.2 | 68322.8 | 1297.4 | 17285.7 | 0 | 455.8 | 4579.3
2344 | 98 | Day98 | 15 | Hour15 | 4 | Spring | 2117 | #N/A | Spring | 428282.6 | 2024-04-08 15:00 | 417445.1 | 385.9 | 4530.7 | 5920.9 | 428282.6 | 403561.8 | 204674.4 | 0.0333 | 0.0462 | 0.79 | 0.79 | 99.6 | 4.9 | 0.65 | 11.2 | 430.7 | 0.09 | 99.9 | 24 | 123.9 | 103.9 | 5.1 | 0.68 | 11.7 | 450 | 0.09 | 104.3 | 25.1 | 129.4 | 70.4 | 3.1 | 0.4 | 6.7 | 313 | 0.03 | 70.6 | 16.1 | 86.7 | 309.9 | 9.8 | 1.19 | 33 | 1496.2 | 0.14 | 310.5 | 77.7 | 388.2 | 16.05 | 0 | 0.19 | 16.24 | 17.07 | 0 | 0.2 | 17.27 | 428282.6 | 223608.2 | 0 | 3857.4 | 0 | 4210.8 | 12927 | 0 | 952.2 | 21067.9 | 78184.5 | 0 | 7.2 | 3315.4 | 16779.5 | 85392.7 | 0 | 0 | 0 | 130485.2 | 69194.5 | 1908.3 | 16768.8 | 0 | 348.6 | 4770.5
2345 | 98 | Day98 | 16 | Hour16 | 4 | Spring | 2117 | #N/A | Spring | 430663.1 | 2024-04-08 16:00 | 418420.2 | 2187 | 4360 | 5695.9 | 430663.1 | 404492.4 | 222099.3 | 0.0333 | 0.0463 | 0.75 | 0.75 | 115.4 | 5.5 | 0.73 | 12.7 | 502.8 | 0.09 | 115.8 | 27.7 | 143.5 | 121 | 5.8 | 0.77 | 13.4 | 527.6 | 0.1 | 121.4 | 29.1 | 150.5 | 69.9 | 3.9 | 0.53 | 5.9 | 284 | 0.03 | 70.1 | 14.4 | 84.5 | 296.7 | 7.5 | 0.85 | 33.3 | 1491.7 | 0.13 | 297.1 | 77.8 | 375 | 17.04 | 0 | 0.12 | 17.16 | 18.21 | 0 | 0.14 | 18.35 | 430663.1 | 208563.8 | 0.4 | 3859.3 | 0 | 5862.9 | 14472.8 | 0 | 952 | 18802.4 | 92832.9 | 0 | 7.2 | 3315.4 | 16355.7 | 85392.7 | 0 | 0 | 0 | 116579.2 | 70217.8 | 2012.3 | 15575.2 | 0 | 54 | 5592.4
2346 | 98 | Day98 | 17 | Hour17 | 4 | Spring | 2117 | #N/A | Spring | 430479.4 | 2024-04-08 17:00 | 418404.8 | 1437.7 | 4360 | 6276.9 | 430479.3 | 404485.3 | 257008 | 0.0333 | 0.0463 | 0.68 | 0.67 | 154.7 | 7.8 | 1.05 | 16 | 657.1 | 0.11 | 155.2 | 35.6 | 190.8 | 162.3 | 8.2 | 1.1 | 16.8 | 689.6 | 0.12 | 162.8 | 37.4 | 200.2 | 146.9 | 6.6 | 0.87 | 13.9 | 645.8 | 0.07 | 147.3 | 33.2 | 180.5 | 678.9 | 72.2 | 10.46 | 26.5 | 1658.1 | 0.34 | 683.9 | 76 | 759.9 | 19.51 | 0 | 0.12 | 19.63 | 20.79 | 0 | 0.14 | 20.93 | 430479.4 | 173471.3 | 116.9 | 3921.8 | 0 | 6869 | 21057.4 | 0 | 932 | 14545 | 117697 | 0 | 159.1 | 3315.4 | 18053.6 | 85392.7 | 425.3 | 0 | 0 | 83891.9 | 71997.4 | 2104.9 | 11466.9 | 118.8 | 150.4 | 7087.8
2347 | 98 | Day98 | 18 | Hour18 | 4 | Spring | 2117 | #N/A | Spring | 428635.5 | 2024-04-08 18:00 | 418480.2 | 0 | 4147 | 6008.3 | 428635.5 | 404577.5 | 288418.4 | 0.0332 | 0.0462 | 0.65 | 0.64 | 172.7 | 8.9 | 1.21 | 17.4 | 724.5 | 0.12 | 173.2 | 39 | 212.3 | 183.3 | 9.4 | 1.27 | 18.6 | 771.7 | 0.13 | 183.9 | 41.7 | 225.5 | 270.6 | 15.9 | 2.2 | 22.3 | 1060.3 | 0.13 | 271.7 | 53.9 | 325.6 | 662.8 | 65.3 | 9.41 | 30.6 | 1782.9 | 0.33 | 667.3 | 83.9 | 751.2 | 21.36 | 0 | 0.12 | 21.48 | 22.64 | 0 | 0.14 | 22.79 | 428635.5 | 140217.1 | 1731.9 | 3929.4 | 0 | 7825 | 24527 | 0 | 818.1 | 9781.3 | 126839.4 | 0 | 159.1 | 3315.4 | 27746.9 | 85727.7 | 533.6 | 6082.8 | 0 | 49470.5 | 78083.6 | 2063.6 | 9129.7 | 4032.4 | 2025.8 | 7704.8
2348 | 98 | Day98 | 19 | Hour19 | 4 | Spring | 2117 | #N/A | Spring | 427273.6 | 2024-04-08 19:00 | 422811.8 | 0 | 0 | 4461.9 | 427273.6 | 408735.4 | 319011.2 | 0.0333 | 0.0466 | 0.6 | 0.6 | 197.3 | 10.6 | 1.44 | 19.4 | 812 | 0.14 | 198 | 43.6 | 241.6 | 208.5 | 11.1 | 1.51 | 20.6 | 860 | 0.15 | 209.2 | 46.3 | 255.5 | 347.1 | 20.2 | 2.86 | 29.6 | 1301.3 | 0.22 | 348.4 | 68.5 | 416.9 | 680.8 | 48.6 | 6.82 | 48.2 | 2414.2 | 0.33 | 684.1 | 120.2 | 804.3 | 27.64 | 0 | 0.27 | 27.91 | 28.99 | 0 | 0.29 | 29.28 | 427273.6 | 108262.5 | 2421.6 | 4255.8 | 0 | 8242.7 | 29337 | 0 | 415.4 | 4438.4 | 137261.4 | 0 | 1080.4 | 3315.4 | 34386.3 | 88396.1 | 1300.4 | 9014.1 | 0 | 18659.3 | 82686.2 | 2063.2 | 6423 | 4966.9 | 3898.2 | 8254.3
2349 | 98 | Day98 | 20 | Hour20 | 4 | Spring | 2117 | #N/A | Spring | 432380 | 2024-04-08 20:00 | 427560.8 | 0 | 0 | 4819.1 | 432379.9 | 413270.7 | 347758.5 | 0.0334 | 0.0471 | 0.61 | 0.59 | 199.2 | 10.9 | 1.49 | 19.3 | 811.6 | 0.14 | 199.9 | 43.5 | 243.4 | 212.9 | 11.6 | 1.59 | 20.8 | 869.5 | 0.15 | 213.7 | 46.7 | 260.4 | 382.9 | 21.6 | 3.05 | 33.4 | 1451.8 | 0.24 | 384.4 | 76.7 | 461.1 | 683.5 | 26.6 | 3.96 | 74.8 | 2651.1 | 0.65 | 685.4 | 154 | 839.3 | 32.9 | 0 | 0.28 | 33.18 | 34.53 | 0 | 0.3 | 34.83 | 432380 | 84621.4 | 5009.5 | 4257.5 | 0 | 8374.7 | 31093.8 | 0 | 1.8 | 717.5 | 136775.4 | 0 | 1336.6 | 3315.4 | 53597.4 | 88396.1 | 1300.4 | 14301.6 | 0 | 849.9 | 81162.5 | 1889.8 | 1407.5 | 3598 | 6661.7 | 8255.9
2350 | 98 | Day98 | 21 | Hour21 | 4 | Spring | 2117 | #N/A | Spring | 422254.9 | 2024-04-08 21:00 | 417145.6 | 0 | 0 | 5109.3 | 422254.9 | 403324.9 | 337129.1 | 0.0331 | 0.046 | 0.6 | 0.59 | 198.3 | 10.7 | 1.46 | 19.4 | 815.2 | 0.14 | 199 | 43.7 | 242.7 | 210.4 | 11.3 | 1.54 | 20.7 | 867.3 | 0.15 | 211.1 | 46.6 | 257.7 | 331.4 | 18.1 | 2.5 | 28.9 | 1321.8 | 0.18 | 332.6 | 68.3 | 400.9 | 954.7 | 98.7 | 14.27 | 39.8 | 2423.1 | 0.48 | 961.5 | 112.1 | 1073.7 | 27.33 | 0 | 0.14 | 27.47 | 28.66 | 0 | 0.15 | 28.81 | 422254.9 | 85125.8 | 5634.7 | 4257.5 | 0 | 8256.8 | 29643.6 | 0 | 0 | 0 | 135999.5 | 0 | 1048 | 3315.4 | 50555 | 88396.1 | 872.4 | 9150 | 0 | 0.1 | 83244.1 | 1881.6 | 113.9 | 0 | 4509.8 | 7410.9
2351 | 98 | Day98 | 22 | Hour22 | 4 | Spring | 2117 | #N/A | Spring | 405822.3 | 2024-04-08 22:00 | 400622.9 | 0 | 0 | 5199.4 | 405822.3 | 387508.6 | 320688.9 | 0.0327 | 0.0443 | 0.61 | 0.6 | 192.3 | 10.2 | 1.37 | 19.2 | 801.2 | 0.14 | 193 | 43.1 | 236.1 | 201.3 | 10.6 | 1.43 | 20.1 | 840 | 0.14 | 202 | 45.2 | 247.2 | 326.8 | 18.8 | 2.57 | 27.2 | 1304 | 0.15 | 328.1 | 66.1 | 394.2 | 823.4 | 85.4 | 12.35 | 34.1 | 2081.4 | 0.41 | 829.3 | 96.3 | 925.6 | 26.39 | 0 | 0.29 | 26.67 | 27.62 | 0 | 0.3 | 27.92 | 405822.3 | 85133.4 | 3266.8 | 4257.5 | 0 | 8155.7 | 26561.9 | 0 | 0 | 0 | 131891.2 | 0 | 159.1 | 3315.4 | 48495.9 | 88396.1 | 480.7 | 5708.5 | 0 | 0 | 83125.5 | 2007.9 | 0 | 445 | 3908.3 | 6922.3
2352 | 98 | Day98 | 23 | Hour23 | 4 | Spring | 2117 | #N/A | Spring | 384372.4 | 2024-04-08 23:00 | 379341.5 | 0 | 0 | 5030.9 | 384372.4 | 367098 | 300581.7 | 0.0323 | 0.0422 | 0.63 | 0.63 | 174.8 | 8.5 | 1.14 | 18.4 | 752.3 | 0.13 | 175.3 | 40.9 | 216.2 | 182.1 | 8.8 | 1.18 | 19.2 | 784.9 | 0.14 | 182.7 | 42.7 | 225.4 | 374.6 | 22.9 | 3.16 | 29.9 | 1453.4 | 0.18 | 376.2 | 73.3 | 449.5 | 692.8 | 54.5 | 7.72 | 44.4 | 2296.2 | 0.34 | 696.5 | 112.9 | 809.4 | 24.75 | 0 | 0.29 | 25.04 | 25.86 | 0 | 0.31 | 26.16 | 384372.4 | 83790.7 | 2513.1 | 4257.5 | 0 | 8374.7 | 20026.6 | 0 | 0 | 0 | 121819.8 | 0 | 159.1 | 3315.4 | 47679 | 88396.1 | 392.1 | 3648.2 | 0 | 0 | 81700.4 | 2090.3 | 0 | 860.7 | 3784 | 6221.4
2353 | 99 | Day99 | 0 | Hour0 | 4 | Spring | 92 | 427154 | Spring | 362679.6 | 2024-04-09 | 357875.6 | 0 | 0 | 4804 | 362679.6 | 346503 | 281412.6 | 0.0318 | 0.0399 | 0.65 | 0.65 | 163.9 | 7.8 | 1.04 | 17.7 | 712.2 | 0.13 | 164.5 | 39 | 203.4 | 170.7 | 8.1 | 1.08 | 18.5 | 742 | 0.13 | 171.2 | 40.6 | 211.8 | 402.1 | 24.1 | 3.31 | 32.6 | 1578.6 | 0.19 | 403.8 | 79.7 | 483.4 | 546.4 | 34.6 | 4.79 | 42.7 | 2076.6 | 0.26 | 548.7 | 104.7 | 653.4 | 23.56 | 0 | 0.12 | 23.68 | 24.55 | 0 | 0.12 | 24.67 | 362679.6 | 81267.1 | 341.2 | 4195 | 0 | 8001.8 | 17141.3 | 0 | 0 | 0 | 109610 | 0 | 159.1 | 3315.4 | 46257.1 | 88396.1 | 288.2 | 3707.4 | 0 | 0 | 79414.3 | 1852.8 | 0 | 1450.8 | 322.2 | 4421.6
2354 | 99 | Day99 | 1 | Hour1 | 4 | Spring | 2117 | #N/A | Spring | 345595.6 | 2024-04-09 01:00 | 340979.9 | 0 | 0 | 4615.7 | 345595.6 | 330278.1 | 266797.8 | 0.0314 | 0.038 | 0.65 | 0.65 | 161.5 | 7.7 | 1.02 | 17.6 | 702.3 | 0.13 | 162.1 | 38.6 | 200.6 | 168.1 | 8 | 1.06 | 18.4 | 731.2 | 0.13 | 168.6 | 40.2 | 208.8 | 403.4 | 23.1 | 3.15 | 33.6 | 1618.1 | 0.19 | 405 | 81.9 | 486.9 | 658.6 | 55.6 | 7.92 | 38.8 | 2064.2 | 0.32 | 662.4 | 100.4 | 762.8 | 22.92 | 0 | 0.29 | 23.21 | 23.83 | 0 | 0.31 | 24.14 | 345595.6 | 78797.8 | 278.2 | 4195 | 0 | 6879.7 | 16183.3 | 0 | 0 | 0 | 102812.3 | 0 | 159.1 | 3315.4 | 40489.7 | 88396.1 | 183 | 3905.9 | 0 | 0 | 77468.2 | 1329.6 | 0 | 335.1 | 22.3 | 4770.5
2355 | 99 | Day99 | 2 | Hour2 | 4 | Spring | 2117 | #N/A | Spring | 334852.8 | 2024-04-09 02:00 | 330391.9 | 110 | 0 | 4350.9 | 334852.8 | 320105.8 | 258226.6 | 0.0311 | 0.0367 | 0.65 | 0.65 | 164.1 | 8 | 1.07 | 17.8 | 708.1 | 0.13 | 164.6 | 38.9 | 203.5 | 170.3 | 8.3 | 1.1 | 18.5 | 735.8 | 0.14 | 170.8 | 40.4 | 211.3 | 422.4 | 25 | 3.43 | 34.5 | 1668.8 | 0.19 | 424.1 | 84.2 | 508.4 | 527 | 30.1 | 4.13 | 44.1 | 2103.6 | 0.25 | 529 | 106.8 | 635.8 | 22.71 | 0 | 0.29 | 23 | 23.58 | 0 | 0.3 | 23.88 | 334852.8 | 76626.2 | 1259.3 | 4192.2 | 0 | 5748.8 | 16537 | 0 | 0 | 0 | 99721.4 | 0 | 159.1 | 3315.4 | 36631 | 88396.1 | 117.3 | 2149 | 0 | 0 | 75619.2 | 1006.9 | 0 | 0 | 0 | 4191.5
2356 | 99 | Day99 | 3 | Hour3 | 4 | Spring | 2117 | #N/A | Spring | 328930.6 | 2024-04-09 03:00 | 324606.5 | 110 | 0 | 4214 | 328930.6 | 314546.7 | 256898.6 | 0.031 | 0.0359 | 0.64 | 0.64 | 170 | 8.3 | 1.11 | 18.3 | 732.4 | 0.13 | 170.5 | 40.2 | 210.7 | 176.1 | 8.6 | 1.15 | 19 | 759.6 | 0.14 | 176.7 | 41.7 | 218.4 | 414.2 | 23.7 | 3.23 | 34.5 | 1662.5 | 0.19 | 415.8 | 84.1 | 499.9 | 913.4 | 97.3 | 14.1 | 35.4 | 2228.9 | 0.46 | 920.2 | 102 | 1022.1 | 22.99 | 0 | 0.28 | 23.28 | 23.85 | 0 | 0.3 | 24.15 | 328930.6 | 72032 | 490.5 | 4190.5 | 0 | 6361 | 16981.9 | 0 | 0 | 0 | 101043.4 | 0 | 159.1 | 3315.4 | 34303.2 | 88396.1 | 78.7 | 1578.7 | 0 | 0 | 71296.3 | 735.7 | 0 | 0 | 0 | 4562
2357 | 99 | Day99 | 4 | Hour4 | 4 | Spring | 2117 | #N/A | Spring | 328549.1 | 2024-04-09 04:00 | 324542.9 | 73.3 | 0 | 3932.9 | 328549.1 | 314493.6 | 258548.9 | 0.031 | 0.0359 | 0.63 | 0.63 | 176.2 | 8.8 | 1.17 | 18.8 | 755.6 | 0.14 | 176.8 | 41.3 | 218.2 | 182.5 | 9 | 1.21 | 19.5 | 783.5 | 0.14 | 183.1 | 42.9 | 226 | 394.8 | 22.2 | 3.02 | 33.3 | 1597.4 | 0.18 | 396.2 | 81 | 477.2 | 533.9 | 29.2 | 3.97 | 45.9 | 2174.4 | 0.25 | 535.9 | 110.7 | 646.6 | 23.19 | 0 | 0.28 | 23.47 | 24.06 | 0 | 0.3 | 24.35 | 328549.1 | 70000.2 | 860.7 | 4190.5 | 0 | 5980.6 | 17960.7 | 0 | 0 | 0.2 | 103725.9 | 0 | 159.1 | 3315.4 | 32085.6 | 88396.1 | 80.8 | 1793.5 | 0 | 0.4 | 69307.1 | 692.6 | 0 | 0 | 0 | 4191.5
2358 | 99 | Day99 | 5 | Hour5 | 4 | Spring | 2117 | #N/A | Spring | 334776.4 | 2024-04-09 05:00 | 330640.7 | 0 | 0 | 4135.7 | 334776.4 | 320377.8 | 264764.1 | 0.031 | 0.0365 | 0.62 | 0.62 | 181.4 | 9 | 1.21 | 19.2 | 777.7 | 0.14 | 182 | 42.4 | 224.4 | 187.9 | 9.3 | 1.25 | 19.9 | 806.6 | 0.14 | 188.6 | 44 | 232.6 | 380.2 | 22.1 | 3.02 | 31.4 | 1514 | 0.18 | 381.7 | 76.6 | 458.3 | 960.5 | 102.8 | 14.89 | 36.6 | 2340.2 | 0.47 | 967.6 | 106.5 | 1074.1 | 23.6 | 0 | 0.28 | 23.88 | 24.5 | 0 | 0.29 | 24.79 | 334776.4 | 70012.3 | 341.1 | 4190.5 | 0 | 5817.2 | 18872.7 | 0 | 0 | 208 | 109057.6 | 0 | 0 | 3315.4 | 32674.6 | 88396.1 | 0 | 2098.7 | 0 | 1451.1 | 67557.1 | 796.1 | 0.8 | 0 | 0 | 4588.3
2359 | 99 | Day99 | 6 | Hour6 | 4 | Spring | 2117 | #N/A | Spring | 348426.5 | 2024-04-09 06:00 | 340879.6 | 0 | 4072.5 | 3474.3 | 348426.5 | 330240.3 | 253163.5 | 0.0312 | 0.0376 | 0.67 | 0.66 | 159.2 | 7.9 | 1.06 | 17 | 681.7 | 0.13 | 159.7 | 37.4 | 197.1 | 165.9 | 8.3 | 1.11 | 17.7 | 710.4 | 0.13 | 166.5 | 38.9 | 205.4 | 257.4 | 15.3 | 2.09 | 21 | 1015.4 | 0.12 | 258.4 | 51.3 | 309.7 | 562.9 | 31.9 | 4.34 | 47.3 | 2269.8 | 0.26 | 565 | 115 | 680 | 22.83 | 0 | 0.29 | 23.12 | 23.73 | 0 | 0.29 | 24.02 | 348426.5 | 95262.9 | 1800.1 | 4188.6 | 0 | 4760.4 | 17372.5 | 0 | 0 | 5658.8 | 98946.9 | 0 | 0 | 3315.4 | 31982.8 | 88396.1 | 0 | 2400.7 | 0 | 23875.2 | 64635.3 | 1093.7 | 1479.8 | 0 | 0 | 4996.5
2360 | 99 | Day99 | 7 | Hour7 | 4 | Spring | 2117 | #N/A | Spring | 371138.4 | 2024-04-09 07:00 | 353491.8 | 110 | 13715.5 | 3821.1 | 371138.4 | 342369.1 | 246769.5 | 0.0315 | 0.039 | 0.71 | 0.7 | 139.3 | 7 | 0.94 | 15 | 594.6 | 0.11 | 139.8 | 32.8 | 172.6 | 146.5 | 7.4 | 1 | 15.7 | 623.8 | 0.12 | 147 | 34.3 | 181.3 | 128.1 | 5.3 | 0.69 | 12.5 | 577 | 0.06 | 128.4 | 29.7 | 158.1 | 539.3 | 28.6 | 3.86 | 47.1 | 2237.7 | 0.25 | 541.2 | 113.9 | 655 | 21.82 | 0 | 0.28 | 22.1 | 22.75 | 0 | 0.28 | 23.03 | 371138.4 | 124369 | 3212.5 | 4188.6 | 0 | 4760.4 | 16508.3 | 0 | 0 | 10020.5 | 91542.5 | 0 | 0 | 3315.4 | 34241.1 | 88396.1 | 0 | 604.5 | 0 | 58444.6 | 54679.3 | 1224.6 | 5115.2 | 0 | 0 | 5020.3
2361 | 99 | Day99 | 8 | Hour8 | 4 | Spring | 2117 | #N/A | Spring | 385785.8 | 2024-04-09 08:00 | 368578.9 | 110 | 13923.6 | 3173.3 | 385785.8 | 356859.4 | 233483.1 | 0.0318 | 0.0406 | 0.73 | 0.73 | 127.7 | 6.3 | 0.85 | 14 | 548.6 | 0.11 | 128.1 | 30.3 | 158.5 | 133.4 | 6.7 | 0.89 | 14.5 | 572 | 0.11 | 133.8 | 31.6 | 165.4 | 90.3 | 3.3 | 0.41 | 9.2 | 421.9 | 0.04 | 90.5 | 21.8 | 112.3 | 552 | 31.4 | 4.28 | 46.2 | 2221.6 | 0.25 | 554.1 | 112.4 | 666.5 | 21.16 | 0 | 0.28 | 21.44 | 22.08 | 0 | 0.29 | 22.37 | 385785.8 | 152302.7 | 291.9 | 4188.6 | 0 | 4755.9 | 15357.4 | 0 | 196.2 | 13052.7 | 88483.9 | 0 | 0 | 3315.4 | 28434.5 | 88396.1 | 0 | 259.2 | 0 | 97652.4 | 40263.2 | 1138.2 | 8259.3 | 0 | 0 | 5520.1
2362 | 99 | Day99 | 9 | Hour9 | 4 | Spring | 2117 | #N/A | Spring | 402842.5 | 2024-04-09 09:00 | 379955.4 | 925.7 | 17919.7 | 4041.7 | 402842.5 | 367768 | 217269 | 0.0321 | 0.0419 | 0.77 | 0.77 | 110.1 | 5.4 | 0.73 | 12.3 | 474.5 | 0.1 | 110.5 | 26.4 | 136.9 | 115 | 5.7 | 0.76 | 12.7 | 494.6 | 0.1 | 115.4 | 27.5 | 142.9 | 65.4 | 2.5 | 0.31 | 6.6 | 303 | 0.03 | 65.6 | 15.7 | 81.3 | 328.8 | 6.2 | 0.62 | 40.6 | 1723.9 | 0.18 | 329.2 | 92.1 | 421.3 | 17.69 | 0 | 0.28 | 17.97 | 18.48 | 0 | 0.29 | 18.77 | 402842.5 | 185573.4 | 0 | 4139.8 | 0 | 4571.5 | 13703.5 | 0 | 681.5 | 18238.8 | 80044.1 | 0 | 0 | 3315.4 | 24475.4 | 87019.2 | 0 | 0 | 0 | 133263.4 | 32250.3 | 1139.4 | 12513.3 | 213 | 38 | 5154.2
2363 | 99 | Day99 | 10 | Hour10 | 4 | Spring | 2117 | #N/A | Spring | 414825.2 | 2024-04-09 10:00 | 385930.3 | 5593.4 | 18672.8 | 4628.7 | 414825.2 | 373482 | 210280.3 | 0.0323 | 0.0426 | 0.78 | 0.78 | 103.6 | 5.2 | 0.7 | 11.5 | 443.6 | 0.09 | 103.9 | 24.7 | 128.7 | 108.5 | 5.5 | 0.73 | 12 | 464.1 | 0.09 | 108.8 | 25.8 | 134.7 | 66.5 | 2.5 | 0.32 | 6.7 | 308 | 0.03 | 66.7 | 15.9 | 82.6 | 301 | 5.7 | 0.57 | 35.6 | 1574 | 0.13 | 301.3 | 82.5 | 383.8 | 15.04 | 0 | 0.14 | 15.18 | 15.87 | 0 | 0.16 | 16.03 | 414825.2 | 204544.9 | 0 | 3877.5 | 0 | 4210.8 | 13626 | 0 | 885.4 | 20196.3 | 76425.3 | 0 | 0 | 3315.4 | 22433.6 | 86391.6 | 0 | 0 | 0 | 146076.1 | 35824.4 | 1562.7 | 15763.1 | 213 | 2 | 5728.6
2364 | 99 | Day99 | 11 | Hour11 | 4 | Spring | 2117 | #N/A | Spring | 421096.6 | 2024-04-09 11:00 | 391653.1 | 5184.5 | 19039.3 | 5219.6 | 421096.6 | 378952.1 | 207651.5 | 0.0324 | 0.0433 | 0.79 | 0.79 | 100.4 | 5.1 | 0.68 | 11.1 | 428.3 | 0.09 | 100.7 | 23.9 | 124.6 | 105.1 | 5.3 | 0.72 | 11.6 | 448 | 0.09 | 105.4 | 25 | 130.4 | 65.7 | 2.5 | 0.32 | 6.6 | 302.6 | 0.03 | 65.9 | 15.6 | 81.5 | 295.6 | 5.6 | 0.56 | 34.9 | 1545.6 | 0.13 | 295.9 | 81 | 376.9 | 14.6 | 0 | 0.14 | 14.73 | 15.38 | 0 | 0.15 | 15.53 | 421096.6 | 213445.1 | 0 | 3844.3 | 0 | 4210.8 | 13626 | 0 | 933.6 | 20624.1 | 74534.6 | 0 | 0 | 3315.4 | 21728.7 | 86391.6 | 0 | 0 | 0 | 149815.8 | 40021.7 | 2050 | 17755.7 | 213 | 0 | 5175.9
2365 | 99 | Day99 | 12 | Hour12 | 4 | Spring | 2117 | #N/A | Spring | 423527.4 | 2024-04-09 12:00 | 395053.7 | 4208.7 | 18878.8 | 5386.2 | 423527.5 | 382198.1 | 208431.2 | 0.0325 | 0.0437 | 0.79 | 0.79 | 100.3 | 5.1 | 0.68 | 11.1 | 428.6 | 0.09 | 100.6 | 23.9 | 124.6 | 105 | 5.3 | 0.71 | 11.6 | 448.5 | 0.09 | 105.3 | 25 | 130.3 | 64.5 | 2.5 | 0.33 | 6.4 | 294.8 | 0.03 | 64.6 | 15.2 | 79.8 | 297.6 | 5.6 | 0.56 | 35.5 | 1556.6 | 0.14 | 297.9 | 81.9 | 379.8 | 14.37 | 0 | 0.14 | 14.51 | 15.12 | 0 | 0.15 | 15.27 | 423527.4 | 215096.3 | 0 | 3844.3 | 0 | 4210.8 | 13626 | 0 | 933.9 | 20325 | 75151 | 0 | 0 | 3315.4 | 22354.5 | 85929.1 | 0 | 0 | 0 | 149824.6 | 41731.8 | 2281 | 18187.1 | 213 | 245.1 | 4566.6
2366 | 99 | Day99 | 13 | Hour13 | 4 | Spring | 2117 | #N/A | Spring | 425108.9 | 2024-04-09 13:00 | 395765 | 5248.2 | 18826.3 | 5269.4 | 425108.9 | 382868.2 | 207231.5 | 0.0326 | 0.0438 | 0.79 | 0.79 | 99.6 | 5.1 | 0.68 | 11 | 425.1 | 0.09 | 99.9 | 23.7 | 123.6 | 104.1 | 5.3 | 0.71 | 11.5 | 444.5 | 0.09 | 104.5 | 24.7 | 129.2 | 63.4 | 2.4 | 0.31 | 6.4 | 291.9 | 0.03 | 63.6 | 15.1 | 78.7 | 284.1 | 5.4 | 0.54 | 33.6 | 1485.3 | 0.12 | 284.4 | 77.8 | 362.2 | 14.21 | 0 | 0.16 | 14.37 | 14.89 | 0 | 0.15 | 15.03 | 425108.9 | 217877.3 | 50.1 | 3844.3 | 0 | 4210.8 | 13626 | 0 | 892.5 | 21288.7 | 74728.8 | 0 | 0 | 3315.4 | 21728.3 | 85727.7 | 0 | 0 | 0 | 149768.8 | 43079.6 | 2847.7 | 16902.7 | 213 | 318.8 | 4566.6
2367 | 99 | Day99 | 14 | Hour14 | 4 | Spring | 2117 | #N/A | Spring | 427154 | 2024-04-09 14:00 | 395266.8 | 7861.8 | 18826.3 | 5198.9 | 427153.9 | 382382 | 210000.3 | 0.0326 | 0.0438 | 0.79 | 0.79 | 99.7 | 5 | 0.68 | 11 | 426 | 0.09 | 100 | 23.8 | 123.8 | 104.6 | 5.3 | 0.71 | 11.5 | 447.1 | 0.09 | 105 | 24.9 | 129.9 | 63.3 | 2.5 | 0.31 | 6.3 | 290.8 | 0.03 | 63.4 | 15 | 78.5 | 300.5 | 5.7 | 0.57 | 35.5 | 1571.3 | 0.13 | 300.8 | 82.4 | 383.2 | 14.12 | 0 | 0.15 | 14.27 | 14.87 | 0 | 0.14 | 15.01 | 427154 | 217153.6 | 0 | 3844.3 | 0 | 4210.8 | 13626 | 0 | 887.7 | 21250.6 | 75398.3 | 0 | 0 | 3315.4 | 23877.7 | 85727.7 | 0 | 0 | 0 | 147810.1 | 44305.8 | 2899.4 | 16593.1 | 213 | 246.9 | 4770.5
2368 | 99 | Day99 | 15 | Hour15 | 4 | Spring | 2117 | #N/A | Spring | 420582.7 | 2024-04-09 15:00 | 394906.4 | 1802.4 | 18669.1 | 5204.8 | 420582.7 | 382032.4 | 210859.8 | 0.0326 | 0.0438 | 0.78 | 0.78 | 103.9 | 5.2 | 0.69 | 11.5 | 446.5 | 0.09 | 104.2 | 24.9 | 129.1 | 108.3 | 5.4 | 0.72 | 12 | 466.2 | 0.09 | 108.6 | 25.9 | 134.5 | 65.4 | 2.5 | 0.32 | 6.5 | 300.2 | 0.03 | 65.5 | 15.5 | 81 | 300.2 | 5.7 | 0.57 | 35.5 | 1569.7 | 0.13 | 300.5 | 82.3 | 382.8 | 14.66 | 0 | 0.13 | 14.78 | 15.39 | 0 | 0.14 | 15.52 | 420582.7 | 209722.8 | 76.4 | 3844.3 | 0 | 4210.8 | 13626 | 0 | 865.3 | 20187.6 | 78359.8 | 0 | 0 | 3315.4 | 21699.3 | 85727.7 | 0 | 0 | 0 | 140452 | 45123.3 | 3094.7 | 16036.1 | 213 | 68.5 | 4191.5
2369 | 99 | Day99 | 16 | Hour16 | 4 | Spring | 2117 | #N/A | Spring | 416020 | 2024-04-09 16:00 | 395265.4 | 4257.4 | 11347.8 | 5149.5 | 416020 | 382380.8 | 219976.9 | 0.0326 | 0.0438 | 0.76 | 0.76 | 111.4 | 5.4 | 0.71 | 12.4 | 484.3 | 0.09 | 111.8 | 26.9 | 138.6 | 117.2 | 5.7 | 0.76 | 13 | 508.2 | 0.1 | 117.6 | 28.1 | 145.7 | 65.6 | 2.5 | 0.32 | 6.6 | 302 | 0.03 | 65.8 | 15.6 | 81.4 | 737 | 81.2 | 11.77 | 26.1 | 1724.1 | 0.36 | 742.6 | 77.5 | 820.2 | 16.21 | 0 | 0.12 | 16.33 | 17.22 | 0 | 0.14 | 17.35 | 416020 | 196043.1 | 0 | 3844.3 | 0 | 4210.8 | 13732.2 | 0 | 819.1 | 18316 | 85268.9 | 0 | 0 | 3315.4 | 23877.6 | 85727.7 | 0 | 0 | 0 | 127531 | 46328.6 | 3048.4 | 15121.4 | 213 | 0 | 4770.5
2370 | 99 | Day99 | 17 | Hour17 | 4 | Spring | 2117 | #N/A | Spring | 404891.7 | 2024-04-09 17:00 | 394596.4 | 0 | 4151.1 | 6144.1 | 404891.7 | 381751.8 | 248306.4 | 0.0326 | 0.0437 | 0.7 | 0.69 | 141.8 | 6.8 | 0.91 | 15.3 | 614.5 | 0.11 | 142.3 | 33.6 | 175.9 | 147.7 | 7.1 | 0.94 | 15.9 | 640.3 | 0.11 | 148.2 | 35.1 | 183.2 | 135.2 | 6.6 | 0.89 | 12.3 | 576.5 | 0.06 | 135.6 | 29.5 | 165.1 | 629.7 | 63.5 | 9.17 | 29.9 | 1652.9 | 0.36 | 634.1 | 79.3 | 713.4 | 19.59 | 0 | 0.27 | 19.86 | 20.64 | 0 | 0.28 | 20.92 | 404891.7 | 156585.2 | 0 | 4107.1 | 0 | 6869 | 16919.8 | 0 | 742.5 | 13027.9 | 105590.7 | 0 | 159.1 | 3315.4 | 25338.5 | 85803.3 | 203.6 | 0 | 0 | 91343.7 | 48427.3 | 3043.7 | 11004.9 | 219.3 | 346.8 | 4562
2371 | 99 | Day99 | 18 | Hour18 | 4 | Spring | 2117 | #N/A | Spring | 402790.3 | 2024-04-09 18:00 | 397170.5 | 0 | 0 | 5619.8 | 402790.3 | 384225.6 | 291632.8 | 0.0326 | 0.0439 | 0.6 | 0.6 | 194.2 | 10.1 | 1.37 | 19.4 | 813.8 | 0.14 | 194.8 | 43.7 | 238.6 | 201.1 | 10.5 | 1.41 | 20.2 | 843.5 | 0.14 | 201.8 | 45.3 | 247.1 | 247.3 | 13.2 | 1.8 | 21.6 | 1015.8 | 0.12 | 248.2 | 51.9 | 300.1 | 805.8 | 75.3 | 10.81 | 40.9 | 2299.8 | 0.4 | 811 | 109.5 | 920.5 | 26.11 | 0 | 0.26 | 26.38 | 27.32 | 0 | 0.28 | 27.6 | 402790.3 | 111157.5 | 387 | 4193.8 | 0 | 7825 | 26335.7 | 0 | 529.5 | 8385.4 | 133728.2 | 0 | 159.1 | 3315.4 | 26833.6 | 88396.1 | 324.1 | 134.8 | 0 | 49795.3 | 49003 | 3444.4 | 7776 | 1853.2 | 701.5 | 7012.3
2372 | 99 | Day99 | 19 | Hour19 | 4 | Spring | 2117 | #N/A | Spring | 410193.1 | 2024-04-09 19:00 | 405234.3 | 0 | 0 | 4958.8 | 410193.1 | 391947.6 | 333808.5 | 0.0328 | 0.0447 | 0.57 | 0.56 | 218.7 | 12 | 1.63 | 21.2 | 890.2 | 0.15 | 219.6 | 47.8 | 267.3 | 229.8 | 12.5 | 1.71 | 22.4 | 937.1 | 0.16 | 230.7 | 50.3 | 281 | 333.3 | 20.2 | 2.81 | 27.2 | 1273.9 | 0.17 | 334.6 | 65.2 | 399.8 | 719.7 | 52.5 | 7.38 | 49.9 | 2519.3 | 0.35 | 723.3 | 125.1 | 848.4 | 28.59 | 0 | 0.27 | 28.86 | 29.94 | 0 | 0.28 | 30.22 | 410193.1 | 76384.6 | 4311.8 | 4193.8 | 0 | 8374.7 | 32078.8 | 0 | 188.4 | 3782.8 | 140971.1 | 0 | 1978.2 | 3315.4 | 43711.6 | 88396.1 | 1768.4 | 4708.4 | 0 | 12739.6 | 56067 | 3606.9 | 5334.3 | 2083.2 | 3049.7 | 7836.8
2373 | 99 | Day99 | 20 | Hour20 | 4 | Spring | 2117 | #N/A | Spring | 419993.6 | 2024-04-09 20:00 | 415214.8 | 0 | 0 | 4778.8 | 419993.6 | 401503.2 | 349375.8 | 0.033 | 0.0457 | 0.58 | 0.57 | 214.3 | 11.7 | 1.6 | 20.7 | 872.4 | 0.15 | 215.1 | 46.8 | 261.9 | 226.5 | 12.3 | 1.68 | 22.1 | 924.1 | 0.16 | 227.3 | 49.6 | 277 | 357.7 | 21.5 | 2.99 | 29.4 | 1366.8 | 0.19 | 359.2 | 70.2 | 429.3 | 937.9 | 94 | 13.57 | 41.7 | 2474.6 | 0.47 | 944.4 | 115.6 | 1060 | 29.05 | 0 | 0.27 | 29.33 | 30.46 | 0 | 0.29 | 30.74 | 419993.6 | 70617.8 | 7781.3 | 4193.8 | 0 | 8206.3 | 32154.5 | 0 | 2.3 | 629.1 | 141472.4 | 0 | 1978.2 | 3315.4 | 53512.5 | 88396.1 | 1768.4 | 6596.8 | 0 | 869.5 | 65265.8 | 3851.2 | 1211.2 | 1682.4 | 2289.2 | 7426
2374 | 99 | Day99 | 21 | Hour21 | 4 | Spring | 2117 | #N/A | Spring | 410436.2 | 2024-04-09 21:00 | 405794.2 | 0 | 0 | 4642 | 410436.2 | 392491.5 | 333933.9 | 0.0328 | 0.0447 | 0.58 | 0.57 | 214.4 | 11.8 | 1.61 | 20.7 | 874.1 | 0.15 | 215.2 | 46.8 | 262 | 223.3 | 12.2 | 1.67 | 21.6 | 911.6 | 0.15 | 224.1 | 48.8 | 272.9 | 325.7 | 17.9 | 2.44 | 28 | 1323.1 | 0.16 | 326.9 | 67.4 | 394.4 | 868.1 | 85.5 | 12.32 | 40.1 | 2338.2 | 0.43 | 874 | 109.8 | 983.8 | 27.5 | 0 | 0.14 | 27.64 | 28.79 | 0 | 0.15 | 28.94 | 410436.2 | 76502.3 | 3632.7 | 4193.8 | 0 | 8374.7 | 31821.9 | 0 | 0 | 0 | 139512.8 | 0 | 1547.4 | 3315.4 | 50059.5 | 88396.1 | 1137.9 | 1941.6 | 0 | 0.1 | 72428.5 | 4073.6 | 106.6 | 0 | 710.2 | 6623.9
2375 | 99 | Day99 | 22 | Hour22 | 4 | Spring | 2117 | #N/A | Spring | 392871.9 | 2024-04-09 22:00 | 388328.7 | 0 | 0 | 4543.2 | 392871.9 | 375748.3 | 309803.8 | 0.0324 | 0.043 | 0.61 | 0.61 | 186.9 | 9.5 | 1.28 | 19.1 | 790.7 | 0.13 | 187.6 | 42.7 | 230.2 | 194.3 | 9.9 | 1.33 | 19.9 | 822.9 | 0.14 | 194.9 | 44.4 | 239.4 | 358.5 | 21.1 | 2.89 | 29.4 | 1418.5 | 0.17 | 359.9 | 71.8 | 431.7 | 494.6 | 15.9 | 1.96 | 52.7 | 2366.9 | 0.23 | 495.6 | 123.3 | 618.9 | 25.27 | 0 | 0.28 | 25.55 | 26.41 | 0 | 0.3 | 26.71 | 392871.9 | 83068.1 | 2464.5 | 4193.8 | 0 | 8001.8 | 23714.2 | 0 | 0 | 0 | 128119.3 | 0 | 159.1 | 3315.4 | 48433 | 88396.1 | 319.6 | 2687.1 | 0 | 0 | 78905.9 | 4162.2 | 0 | 0 | 0 | 4853
2376 | 99 | Day99 | 23 | Hour23 | 4 | Spring | 2117 | #N/A | Spring | 371726.6 | 2024-04-09 23:00 | 367386.5 | 0 | 0 | 4340.2 | 371726.6 | 355636.2 | 287592.8 | 0.032 | 0.0409 | 0.64 | 0.64 | 171.7 | 8.7 | 1.17 | 17.9 | 729.1 | 0.13 | 172.3 | 39.7 | 211.9 | 178.5 | 9 | 1.21 | 18.7 | 758.9 | 0.13 | 179.1 | 41.3 | 220.4 | 372.1 | 20.6 | 2.8 | 31.7 | 1514.6 | 0.17 | 373.5 | 76.9 | 450.4 | 523.8 | 31.4 | 4.32 | 42.5 | 2045.8 | 0.25 | 525.9 | 103.6 | 629.5 | 23.69 | 0 | 0.12 | 23.81 | 24.71 | 0 | 0.13 | 24.84 | 371726.6 | 84133.9 | 1734.7 | 4193.8 | 0 | 6736 | 20357.9 | 0 | 0 | 0 | 112095.5 | 0 | 159.1 | 3315.4 | 47462.2 | 88396.1 | 270.4 | 2871.6 | 0 | 0 | 79961.6 | 4172.2 | 0 | 0 | 475.6 | 4775.1
2377 | 100 | Day100 | 0 | Hour0 | 4 | Spring | 61 | 485265.6 | Spring | 354626 | 2024-04-10 | 346769.9 | 1239.5 | 2447.3 | 4169.2 | 354626 | 335833.8 | 270353.7 | 0.0315 | 0.0387 | 0.66 | 0.66 | 158.7 | 7.6 | 1.01 | 17.2 | 689.1 | 0.13 | 159.2 | 37.8 | 197 | 165.1 | 7.9 | 1.05 | 17.9 | 717.2 | 0.13 | 165.7 | 39.3 | 205 | 393.4 | 21.8 | 2.96 | 33.4 | 1600.9 | 0.18 | 394.8 | 81.2 | 476 | 593.9 | 40.6 | 5.67 | 43.6 | 2162 | 0.29 | 596.6 | 108.1 | 704.7 | 22.2 | 0 | 0.29 | 22.49 | 23.11 | 0 | 0.3 | 23.42 | 354626 | 84272.3 | 2006.6 | 4190.5 | 0 | 4760.4 | 16505 | 0 | 0 | 0 | 103052.7 | 0 | 159.1 | 3315.4 | 46480.8 | 88396.1 | 112.4 | 1374.6 | 0 | 0 | 80190.2 | 4082.1 | 0 | 609.2 | 1369.7 | 4196.1
2378 | 100 | Day100 | 1 | Hour1 | 4 | Spring | 2117 | #N/A | Spring | 345955.9 | 2024-04-10 01:00 | 333083 | 3293.4 | 5205.6 | 4373.9 | 345955.9 | 322683.9 | 263269.3 | 0.0312 | 0.037 | 0.66 | 0.66 | 160 | 7.8 | 1.04 | 17.3 | 691.8 | 0.13 | 160.5 | 38 | 198.4 | 167.1 | 8.2 | 1.09 | 18 | 721.4 | 0.13 | 167.6 | 39.5 | 207.1 | 384.3 | 22.3 | 3.05 | 32 | 1532.7 | 0.18 | 385.8 | 77.7 | 463.5 | 627.5 | 47.4 | 6.67 | 41.9 | 2156.5 | 0.3 | 630.8 | 106.3 | 737 | 21.27 | 0 | 0.3 | 21.57 | 22.09 | 0 | 0.3 | 22.39 | 345955.9 | 82686.6 | 150.4 | 4190.5 | 0 | 4760.4 | 16629 | 0 | 0 | 0 | 100373.8 | 0 | 146.3 | 3315.4 | 45272.6 | 88396.1 | 0 | 34.7 | 0 | 0 | 78464.2 | 4222.4 | 0 | 0 | 1369.7 | 4775.1
2379 | 100 | Day100 | 2 | Hour2 | 4 | Spring | 2117 | #N/A | Spring | 338683.9 | 2024-04-10 02:00 | 325752.6 | 3787.6 | 5016.9 | 4126.8 | 338683.9 | 315642.7 | 258423.3 | 0.031 | 0.0361 | 0.65 | 0.65 | 164.2 | 8.1 | 1.08 | 17.7 | 707.7 | 0.13 | 164.7 | 38.8 | 203.5 | 171.6 | 8.5 | 1.13 | 18.4 | 738 | 0.13 | 172.1 | 40.4 | 212.5 | 385.2 | 22.3 | 3.06 | 32 | 1536.7 | 0.18 | 386.7 | 77.9 | 464.6 | 654.7 | 57.4 | 8.18 | 37.3 | 2000.4 | 0.33 | 658.7 | 97 | 755.7 | 21.22 | 0 | 0.14 | 21.36 | 22.05 | 0 | 0.13 | 22.18 | 338683.9 | 80260.6 | 372 | 4190.5 | 0 | 4760.4 | 16976.8 | 0 | 0 | 0 | 100245 | 0 | 100.2 | 3315.4 | 40661.4 | 87801.4 | 0 | 0 | 0 | 0 | 76120.4 | 4140.2 | 0 | 0 | 669.5 | 4775.1
2380 | 100 | Day100 | 3 | Hour3 | 4 | Spring | 2117 | #N/A | Spring | 334382.9 | 2024-04-10 03:00 | 325980.4 | 3052.9 | 1466.3 | 3883.3 | 334382.9 | 315878.5 | 256726 | 0.031 | 0.036 | 0.65 | 0.64 | 167.7 | 8.2 | 1.1 | 18 | 722.1 | 0.13 | 168.2 | 39.6 | 207.8 | 174.7 | 8.6 | 1.15 | 18.7 | 751.7 | 0.14 | 175.3 | 41.2 | 216.5 | 376.4 | 20.5 | 2.78 | 32.5 | 1544.3 | 0.18 | 377.8 | 78.6 | 456.4 | 404.5 | 17.1 | 2.23 | 40 | 1815.6 | 0.2 | 405.6 | 94.1 | 499.7 | 21.22 | 0 | 0.15 | 21.36 | 22.09 | 0 | 0.14 | 22.22 | 334382.9 | 77656.8 | 1130.7 | 4190.5 | 0 | 4387.5 | 17160 | 0 | 0 | 0 | 101021.3 | 0 | 71.6 | 3315.4 | 36597.1 | 87739.6 | 0 | 1112.4 | 0 | 0 | 73632.6 | 4024.2 | 0 | 0 | 0 | 4673.6
2381 | 100 | Day100 | 4 | Hour4 | 4 | Spring | 2117 | #N/A | Spring | 341547.8 | 2024-04-10 04:00 | 335999.1 | 1198.8 | 118 | 4231.9 | 341547.7 | 325539.9 | 264727.1 | 0.0311 | 0.0371 | 0.63 | 0.63 | 175.4 | 8.7 | 1.16 | 18.7 | 754.5 | 0.13 | 176 | 41.2 | 217.2 | 181.9 | 9 | 1.2 | 19.3 | 782 | 0.14 | 182.5 | 42.7 | 225.2 | 371.3 | 19.8 | 2.68 | 32.5 | 1535.9 | 0.17 | 372.6 | 78.3 | 450.9 | 596.5 | 44.5 | 6.26 | 40.3 | 2066.4 | 0.28 | 599.5 | 102 | 701.5 | 22 | 0 | 0.13 | 22.13 | 22.92 | 0 | 0.14 | 23.06 | 341547.8 | 76820.6 | 453.9 | 4190.5 | 0 | 4760.4 | 18413.2 | 0 | 0 | 0.3 | 108014.4 | 0 | 79.8 | 3315.4 | 37103.3 | 88396.1 | 0 | 0 | 0 | 0.6 | 72517.5 | 4302.2 | 0 | 0 | 0 | 4631.2
2382 | 100 | Day100 | 5 | Hour5 | 4 | Spring | 2117 | #N/A | Spring | 362943.6 | 2024-04-10 05:00 | 357899.8 | 0 | 4.1 | 5039.7 | 362943.6 | 346598.9 | 284487.5 | 0.0316 | 0.0395 | 0.61 | 0.61 | 187.5 | 9.6 | 1.29 | 19.3 | 794.4 | 0.14 | 188.2 | 43 | 231.1 | 194.3 | 9.9 | 1.34 | 20 | 823.2 | 0.14 | 195 | 44.5 | 239.5 | 382.4 | 24.1 | 3.33 | 30 | 1463 | 0.18 | 384.1 | 73.7 | 457.7 | 483.9 | 21.2 | 2.77 | 46.2 | 2148.5 | 0.22 | 485.2 | 110.3 | 595.6 | 23.94 | 0 | 0.14 | 24.08 | 24.94 | 0 | 0.14 | 25.08 | 362943.6 | 78456.2 | 676.7 | 4190.5 | 0 | 8160.5 | 22217.3 | 0 | 0 | 226 | 119595.6 | 0 | 51.6 | 3315.4 | 37849 | 88396.1 | 0 | 34.7 | 0 | 1724.5 | 72137.5 | 4368.1 | 0.9 | 0 | 0 | 7247.5
2383 | 100 | Day100 | 6 | Hour6 | 4 | Spring | 2117 | #N/A | Spring | 391776 | 2024-04-10 06:00 | 386922.4 | 0 | 0 | 4853.6 | 391776 | 374426.2 | 284957.8 | 0.0323 | 0.0427 | 0.64 | 0.64 | 170 | 8.6 | 1.15 | 17.6 | 723.7 | 0.12 | 170.6 | 39.2 | 209.8 | 176.6 | 8.9 | 1.2 | 18.3 | 752.2 | 0.13 | 177.2 | 40.8 | 218 | 241.8 | 12.7 | 1.72 | 21.2 | 1003.9 | 0.11 | 242.6 | 51.1 | 293.7 | 777 | 71.8 | 10.28 | 40 | 2254.3 | 0.37 | 781.9 | 107.3 | 889.2 | 23.99 | 0 | 0.15 | 24.14 | 25.07 | 0 | 0.15 | 25.23 | 391776 | 106818.2 | 1960.9 | 4190.5 | 0 | 7128.1 | 21325.2 | 0 | 0 | 5922.7 | 118025.4 | 0 | 51.6 | 3315.4 | 39704.7 | 88396.1 | 0 | 859.8 | 0 | 25507.2 | 71311.2 | 4077.1 | 1592.3 | 0 | 170 | 8248.3
2384 | 100 | Day100 | 7 | Hour7 | 4 | Spring | 2117 | #N/A | Spring | 412257.7 | 2024-04-10 07:00 | 406705.6 | 772 | 0 | 4780.1 | 412257.7 | 393349.6 | 275343.6 | 0.0328 | 0.0449 | 0.69 | 0.69 | 150.9 | 7.8 | 1.05 | 15.6 | 636.2 | 0.11 | 151.4 | 34.6 | 186 | 157 | 8.1 | 1.1 | 16.2 | 662.1 | 0.12 | 157.5 | 36 | 193.5 | 106.4 | 5.1 | 0.68 | 9.8 | 458.8 | 0.05 | 106.8 | 23.5 | 130.2 | 466.5 | 18.2 | 2.33 | 46.6 | 2142.2 | 0.21 | 467.7 | 110.5 | 578.2 | 23.17 | 0 | 0.27 | 23.45 | 24.27 | 0 | 0.28 | 24.55 | 412257.7 | 136914.1 | 2697 | 4190.5 | 0 | 5716.5 | 20744.2 | 0 | 0 | 10064.8 | 107622 | 0 | 51.6 | 3315.4 | 42576.3 | 88396.1 | 0 | 34 | 0 | 61566.8 | 61520.2 | 3762.3 | 5295.9 | 432.4 | 1184.1 | 7358.5
2385 | 100 | Day100 | 8 | Hour8 | 4 | Spring | 2117 | #N/A | Spring | 428294.9 | 2024-04-10 08:00 | 423011.8 | 996.6 | 4.1 | 4282.4 | 428294.9 | 408918.6 | 271639.6 | 0.0333 | 0.0466 | 0.7 | 0.7 | 148 | 7.8 | 1.05 | 15.2 | 620.7 | 0.11 | 148.5 | 33.7 | 182.2 | 153.6 | 8.1 | 1.09 | 15.7 | 644 | 0.12 | 154.1 | 35 | 189.1 | 77.2 | 2.9 | 0.36 | 7.8 | 358.3 | 0.03 | 77.3 | 18.5 | 95.9 | 788.7 | 75.4 | 10.83 | 38.3 | 2208.2 | 0.38 | 794 | 104.2 | 898.2 | 23.13 | 0 | 0.28 | 23.41 | 24.27 | 0 | 0.29 | 24.57 | 428294.9 | 156655.3 | 852.8 | 4190.5 | 0 | 6181 | 21545.5 | 0 | 194.7 | 12675.1 | 108558.1 | 0 | 51.6 | 3315.4 | 38548.4 | 88396.1 | 0 | 0 | 0 | 101185.7 | 38896.5 | 3703.4 | 8342.4 | 637.3 | 228.5 | 8050.4
2386 | 100 | Day100 | 9 | Hour9 | 4 | Spring | 2117 | #N/A | Spring | 445371.1 | 2024-04-10 09:00 | 437399.9 | 1734.7 | 1378.8 | 4857.8 | 445371.1 | 422636.3 | 252268.2 | 0.0338 | 0.0482 | 0.73 | 0.73 | 132.3 | 6.9 | 0.93 | 13.7 | 556.3 | 0.1 | 132.7 | 30.3 | 163.1 | 137.5 | 7.2 | 0.97 | 14.3 | 577.7 | 0.11 | 137.9 | 31.5 | 169.5 | 49.7 | 1.9 | 0.24 | 5 | 230.4 | 0.02 | 49.8 | 11.9 | 61.8 | 595.3 | 42.5 | 5.95 | 42 | 2122.3 | 0.28 | 598.2 | 105.3 | 703.5 | 22.3 | 0 | 0.28 | 22.58 | 23.48 | 0 | 0.29 | 23.77 | 445371.1 | 193102.9 | 0 | 4181.1 | 0 | 6409.4 | 19894.6 | 0 | 661.4 | 18848.5 | 101446.6 | 0 | 51.6 | 3315.4 | 28573.3 | 88396.1 | 0 | 0 | 0 | 134611.8 | 35248.7 | 3732.5 | 12068.6 | 153.6 | 0.6 | 7679.9
2387 | 100 | Day100 | 10 | Hour10 | 4 | Spring | 2117 | #N/A | Spring | 458410.2 | 2024-04-10 10:00 | 448300.7 | 3054 | 1378.8 | 5676.7 | 458410.1 | 433012.7 | 250550.8 | 0.0341 | 0.0493 | 0.73 | 0.73 | 129.1 | 6.7 | 0.9 | 13.5 | 544.9 | 0.1 | 129.6 | 29.7 | 159.3 | 134.6 | 7 | 0.94 | 14 | 567.6 | 0.1 | 135.1 | 31 | 166.1 | 46.5 | 1.8 | 0.23 | 4.7 | 213.8 | 0.02 | 46.6 | 11 | 57.7 | 876.4 | 88.3 | 12.74 | 38.4 | 2309.3 | 0.43 | 882.5 | 107.3 | 989.9 | 22.34 | 0 | 0.28 | 22.62 | 23.56 | 0 | 0.3 | 23.86 | 458410.2 | 207859.4 | 0 | 4181.1 | 0 | 7199.1 | 19732.1 | 0 | 902.6 | 19643.1 | 102708.7 | 0 | 51.6 | 3315.4 | 24966.6 | 88396.1 | 0 | 0 | 0 | 144294.6 | 39295.6 | 3723.4 | 16274.2 | 0 | 0.4 | 8258.9
2388 | 100 | Day100 | 11 | Hour11 | 4 | Spring | 2117 | #N/A | Spring | 465611 | 2024-04-10 11:00 | 455576.2 | 2904.6 | 1374.6 | 5755.7 | 465611.1 | 439935.2 | 249733.2 | 0.0343 | 0.0501 | 0.74 | 0.74 | 125.3 | 6.4 | 0.86 | 13.2 | 532.8 | 0.1 | 125.7 | 29.1 | 154.8 | 130.9 | 6.7 | 0.89 | 13.8 | 556.2 | 0.1 | 131.3 | 30.4 | 161.7 | 46.8 | 1.9 | 0.24 | 4.6 | 213.5 | 0.02 | 46.9 | 11 | 57.9 | 875.1 | 88 | 12.69 | 38.5 | 2312 | 0.43 | 881.2 | 107.5 | 988.8 | 22.37 | 0 | 0.28 | 22.65 | 23.61 | 0 | 0.3 | 23.91 | 465611 | 215877.9 | 0 | 4181.1 | 0 | 7212.7 | 18901.3 | 0 | 961 | 20614 | 102853.6 | 0 | 51.6 | 3315.4 | 24821.3 | 88396.1 | 0 | 0 | 0 | 145379.2 | 45144 | 3779.6 | 17159.3 | 0 | 23.3 | 8258.9
2389 | 100 | Day100 | 12 | Hour12 | 4 | Spring | 2117 | #N/A | Spring | 469909 | 2024-04-10 12:00 | 460704 | 1836.3 | 1521 | 5847.6 | 469909 | 444806.5 | 249299.2 | 0.0345 | 0.0506 | 0.74 | 0.74 | 124.4 | 6.3 | 0.85 | 13.1 | 529.5 | 0.1 | 124.8 | 28.9 | 153.7 | 129.7 | 6.6 | 0.88 | 13.7 | 552.3 | 0.1 | 130.2 | 30.2 | 160.3 | 50.8 | 2 | 0.25 | 5.1 | 232.6 | 0.02 | 50.9 | 12 | 62.9 | 383 | 7.5 | 0.76 | 45 | 1994.6 | 0.17 | 383.4 | 104.5 | 487.9 | 22.36 | 0 | 0.28 | 22.64 | 23.6 | 0 | 0.29 | 23.89 | 469909 | 220609.7 | 170.7 | 4181.1 | 0 | 6498.5 | 18842.7 | 0 | 966.7 | 20969.1 | 103331.8 | 0 | 51.6 | 3315.4 | 24511.3 | 88396.1 | 0 | 0 | 0 | 144633.3 | 50171.2 | 3869.5 | 18178.6 | 0 | 393.6 | 7679.9
2390 | 100 | Day100 | 13 | Hour13 | 4 | Spring | 2117 | #N/A | Spring | 474439 | 2024-04-10 13:00 | 465352 | 1837.3 | 1374.6 | 5875.1 | 474439 | 449210.3 | 249390.2 | 0.0347 | 0.0512 | 0.74 | 0.74 | 123 | 6.1 | 0.82 | 13.1 | 527.4 | 0.1 | 123.4 | 28.8 | 152.3 | 128.3 | 6.4 | 0.85 | 13.7 | 550.3 | 0.1 | 128.8 | 30.1 | 158.8 | 50.6 | 2 | 0.26 | 5 | 231.2 | 0.02 | 50.8 | 11.9 | 62.7 | 532.8 | 26.4 | 3.53 | 48.1 | 2268.2 | 0.24 | 534.6 | 115.8 | 650.3 | 22.58 | 0 | 0.28 | 22.86 | 23.85 | 0 | 0.29 | 24.14 | 474439 | 225048.8 | 0 | 4181.1 | 0 | 5980.5 | 18241.7 | 0 | 953.5 | 21778.7 | 104727.4 | 0 | 51.6 | 3315.4 | 24496.2 | 88396.1 | 0 | 0 | 0 | 144261 | 54297.7 | 3757.9 | 17283.9 | 0 | 139.6 | 7890.6
2391 | 100 | Day100 | 14 | Hour14 | 4 | Spring | 2117 | #N/A | Spring | 477777.1 | 2024-04-10 14:00 | 468311.2 | 1959.6 | 1553.2 | 5953.1 | 477777.1 | 452008.5 | 254564.8 | 0.0348 | 0.0516 | 0.74 | 0.73 | 125.1 | 6.2 | 0.83 | 13.3 | 536.6 | 0.1 | 125.5 | 29.3 | 154.8 | 130.5 | 6.5 | 0.87 | 13.9 | 560.2 | 0.1 | 131 | 30.6 | 161.5 | 51.5 | 2 | 0.25 | 5.2 | 236.9 | 0.02 | 51.6 | 12.2 | 63.9 | 532.2 | 26.2 | 3.5 | 48.2 | 2270.3 | 0.24 | 533.9 | 115.9 | 649.8 | 22.63 | 0 | 0.27 | 22.91 | 23.92 | 0 | 0.29 | 24.21 | 477777.1 | 223212.3 | 0 | 4181.1 | 0 | 7204.1 | 18583.3 | 0 | 947.7 | 20652.5 | 107512.4 | 0 | 51.6 | 3315.4 | 25320.8 | 88396.1 | 0 | 0 | 0 | 138811.6 | 59052.9 | 3747.5 | 17036.9 | 0 | 199 | 6767.5
2392 | 100 | Day100 | 15 | Hour15 | 4 | Spring | 2117 | #N/A | Spring | 480290.6 | 2024-04-10 15:00 | 470851.1 | 2172.1 | 1374.6 | 5892.8 | 480290.6 | 454405.3 | 260106.2 | 0.0349 | 0.0519 | 0.73 | 0.72 | 129.2 | 6.3 | 0.84 | 13.7 | 556.9 | 0.1 | 129.6 | 30.3 | 160 | 134.9 | 6.6 | 0.88 | 14.3 | 581.6 | 0.1 | 135.4 | 31.7 | 167 | 56 | 2.2 | 0.28 | 5.6 | 257.3 | 0.03 | 56.1 | 13.3 | 69.4 | 402.3 | 7.6 | 0.76 | 47.5 | 2103.8 | 0.18 | 402.8 | 110.3 | 513 | 23.14 | 0 | 0.27 | 23.41 | 24.46 | 0 | 0.29 | 24.74 | 480290.6 | 220184.4 | 220.5 | 4181.1 | 0 | 6869 | 18890.7 | 0 | 956 | 19807.3 | 112851.6 | 0 | 51.6 | 3315.4 | 25330.1 | 88396.1 | 0 | 0 | 0 | 132351.1 | 63200 | 3870 | 15738.4 | 0 | 222.1 | 7706.1
2393 | 100 | Day100 | 16 | Hour16 | 4 | Spring | 2117 | #N/A | Spring | 485265.6 | 2024-04-10 16:00 | 473375.5 | 4549.6 | 1553.2 | 5787.2 | 485265.6 | 456792.4 | 274616.8 | 0.035 | 0.0522 | 0.7 | 0.7 | 144.1 | 7.3 | 0.99 | 14.8 | 609.6 | 0.11 | 144.5 | 33 | 177.5 | 151.2 | 7.7 | 1.04 | 15.5 | 639.8 | 0.11 | 151.7 | 34.6 | 186.3 | 50.2 | 1.6 | 0.2 | 5.3 | 241.5 | 0.02 | 50.3 | 12.5 | 62.8 | 800.9 | 76.9 | 11.06 | 38.7 | 2219.6 | 0.4 | 806.3 | 105 | 911.2 | 24.45 | 0 | 0.27 | 24.72 | 25.9 | 0 | 0.28 | 26.18 | 485265.6 | 210648.8 | 110 | 4243.6 | 0 | 6964.6 | 22739.9 | 0 | 964.6 | 19201.2 | 122123.6 | 0 | 159.1 | 3315.4 | 26276.4 | 88396.1 | 288.1 | 0 | 0 | 121244.6 | 64997.4 | 4240.9 | 14532.2 | 0 | 37.4 | 7699.7
2394 | 100 | Day100 | 17 | Hour17 | 4 | Spring | 2117 | #N/A | Spring | 481893.6 | 2024-04-10 17:00 | 472338 | 2147.2 | 1553.2 | 5855.1 | 481893.5 | 455818.5 | 304507.4 | 0.035 | 0.052 | 0.65 | 0.64 | 179 | 10.2 | 1.39 | 17 | 722.5 | 0.12 | 179.7 | 38.6 | 218.2 | 187.3 | 10.6 | 1.45 | 17.8 | 756.3 | 0.13 | 188 | 40.4 | 228.4 | 115.2 | 4.7 | 0.61 | 11.3 | 521.2 | 0.05 | 115.5 | 26.9 | 142.4 | 904.6 | 91.1 | 13.14 | 39.9 | 2375.1 | 0.45 | 910.9 | 110.8 | 1021.7 | 25.92 | 0 | 0.27 | 26.19 | 27.43 | 0 | 0.29 | 27.72 | 481893.6 | 177386.2 | 201.1 | 4248.1 | 0 | 7825 | 33061.7 | 0 | 917.2 | 14697.4 | 135721.2 | 0 | 159.1 | 3315.4 | 30802 | 88396.1 | 582.7 | 194.9 | 0 | 89383.4 | 68233.3 | 4154.9 | 11750.1 | 0 | 616.1 | 7670.8
2395 | 100 | Day100 | 18 | Hour18 | 4 | Spring | 2117 | #N/A | Spring | 475003.8 | 2024-04-10 18:00 | 469392.2 | 0 | 34.7 | 5576.8 | 475003.8 | 453034.3 | 336157.4 | 0.0348 | 0.0517 | 0.61 | 0.6 | 206.7 | 12.3 | 1.7 | 18.8 | 815.2 | 0.14 | 207.5 | 43.1 | 250.6 | 216.5 | 12.8 | 1.76 | 19.8 | 856.8 | 0.14 | 217.4 | 45.4 | 262.8 | 272.2 | 13.3 | 1.9 | 26.1 | 1060.9 | 0.2 | 273.1 | 57.7 | 330.9 | 445.9 | 9.8 | 1.06 | 51.6 | 2276.2 | 0.2 | 446.5 | 119.5 | 565.9 | 27.41 | 0 | 0.27 | 27.68 | 28.92 | 0 | 0.28 | 29.2 | 475003.8 | 138846.3 | 2431.4 | 4248.1 | 0 | 8370.1 | 40338 | 0 | 794.3 | 9267.4 | 145995 | 0 | 159.1 | 3315.4 | 37184.6 | 88396.1 | 596 | 5123.6 | 0 | 52538.6 | 72109.3 | 4136.7 | 9097.4 | 4059.2 | 3912.5 | 8258.9
2396 | 100 | Day100 | 19 | Hour19 | 4 | Spring | 2117 | #N/A | Spring | 472555.6 | 2024-04-10 19:00 | 468726.4 | 0 | 0 | 3829.2 | 472555.6 | 452419 | 375903.7 | 0.0348 | 0.0515 | 0.57 | 0.56 | 230.3 | 13.8 | 1.91 | 20.9 | 894.2 | 0.16 | 231.2 | 47.6 | 278.8 | 245 | 14.6 | 2.02 | 22.3 | 953.3 | 0.17 | 246 | 50.8 | 296.8 | 381 | 18.8 | 2.67 | 36.3 | 1487 | 0.27 | 382.3 | 80.6 | 463 | 449.2 | 11.1 | 1.26 | 50.8 | 2260.8 | 0.2 | 449.9 | 118.2 | 568.1 | 39.16 | 0 | 0.21 | 39.37 | 41.3 | 0 | 0.22 | 41.52 | 472555.6 | 96651.9 | 3217.4 | 4257.5 | 0 | 8374.7 | 44138.4 | 0 | 410.6 | 3942 | 152202.1 | 0 | 2521.5 | 3315.4 | 53189.2 | 88396.1 | 3112.4 | 13178.9 | 0 | 19020.2 | 69337.9 | 3941.2 | 5914 | 3656.3 | 4041 | 8258.9
2397 | 100 | Day100 | 20 | Hour20 | 4 | Spring | 2117 | #N/A | Spring | 472372.4 | 2024-04-10 20:00 | 468255.6 | 0 | 0 | 4116.9 | 472372.5 | 451975.6 | 382838.9 | 0.0348 | 0.0515 | 0.57 | 0.56 | 226.4 | 13.4 | 1.85 | 20.6 | 887.9 | 0.15 | 227.3 | 47.1 | 274.3 | 239.2 | 14.1 | 1.95 | 21.9 | 941.2 | 0.16 | 240.2 | 50 | 290.1 | 378.6 | 18.5 | 2.6 | 35.9 | 1504.6 | 0.25 | 379.9 | 80.8 | 460.7 | 632.3 | 28.5 | 3.77 | 59.8 | 2767.3 | 0.29 | 634.2 | 142.3 | 776.6 | 42.34 | 0 | 0.27 | 42.62 | 44.66 | 0 | 0.29 | 44.95 | 472372.4 | 89533.6 | 8095.5 | 4257.5 | 0 | 8374.7 | 43268.7 | 0 | 1.5 | 673.7 | 155575.1 | 0 | 958.1 | 3315.4 | 59792.4 | 88396.1 | 1894.7 | 8910.7 | 0 | 866.1 | 84093 | 3899.3 | 1248.8 | 3039.2 | 3510.1 | 8082.6
2398 | 100 | Day100 | 21 | Hour21 | 4 | Spring | 2117 | #N/A | Spring | 453326.6 | 2024-04-10 21:00 | 448783.1 | 0 | 0 | 4543.4 | 453326.5 | 433456.9 | 365391.2 | 0.0341 | 0.0494 | 0.57 | 0.57 | 224.9 | 13.4 | 1.84 | 20.4 | 887.5 | 0.15 | 225.9 | 46.9 | 272.7 | 235.2 | 14 | 1.92 | 21.4 | 928.8 | 0.15 | 236.1 | 49.1 | 285.2 | 348.5 | 19.6 | 2.68 | 29.6 | 1395.1 | 0.17 | 349.8 | 71.2 | 421 | 492.3 | 12.4 | 1.42 | 55.5 | 2464 | 0.23 | 493.1 | 129 | 622.1 | 27.55 | 0 | 0.28 | 27.82 | 28.99 | 0 | 0.29 | 29.28 | 453326.6 | 87935.3 | 4685.4 | 4257.5 | 0 | 8374.7 | 41669.9 | 0 | 0 | 0 | 151378 | 0 | 289.4 | 3315.4 | 58320 | 88396.1 | 611.9 | 4092.9 | 0 | 0.2 | 84178.6 | 3756.4 | 113.8 | 1841.1 | 3802 | 8050.4
2399 | 100 | Day100 | 22 | Hour22 | 4 | Spring | 2117 | #N/A | Spring | 426164.9 | 2024-04-10 22:00 | 421541.4 | 0 | 0 | 4623.5 | 426164.9 | 407468.2 | 339605 | 0.0334 | 0.0467 | 0.59 | 0.59 | 204.2 | 11 | 1.49 | 20 | 844.6 | 0.14 | 205 | 45.2 | 250.1 | 212.7 | 11.4 | 1.54 | 20.8 | 880.7 | 0.15 | 213.4 | 47.1 | 260.5 | 408.6 | 27.1 | 3.77 | 30.8 | 1518.1 | 0.19 | 410.5 | 76 | 486.5 | 589.7 | 15.6 | 1.82 | 65.7 | 2927.9 | 0.27 | 590.7 | 153 | 743.7 | 26.24 | 0 | 0.28 | 26.52 | 27.53 | 0 | 0.3 | 27.83 | 426164.9 | 86559.9 | 4329.1 | 4257.5 | 0 | 8374.7 | 30335.8 | 0 | 0 | 0 | 142898.5 | 0 | 650.3 | 3315.4 | 53333.3 | 88396.1 | 588.3 | 3126 | 0 | 0 | 82774 | 3785.9 | 0 | 3287.1 | 2883.4 | 6616.8
2400 | 100 | Day100 | 23 | Hour23 | 4 | Spring | 2117 | #N/A | Spring | 397951.9 | 2024-04-10 23:00 | 393605.3 | 11.8 | 0 | 4334.8 | 397951.9 | 380738.6 | 313862.8 | 0.0327 | 0.0439 | 0.62 | 0.61 | 188.9 | 9.9 | 1.34 | 18.9 | 790 | 0.13 | 189.6 | 42.5 | 232.1 | 196.6 | 10.3 | 1.39 | 19.8 | 823.1 | 0.14 | 197.3 | 44.3 | 241.6 | 401.7 | 24 | 3.3 | 32.6 | 1578.8 | 0.19 | 403.3 | 79.7 | 483 | 414.3 | 8.4 | 0.89 | 48.6 | 2135.7 | 0.19 | 414.8 | 112.2 | 527 | 24.05 | 0 | 0.29 | 24.34 | 25.16 | 0 | 0.3 | 25.46 | 397951.9 | 84089.1 | 3577.2 | 4195 | 0 | 8265 | 25347.1 | 0 | 0 | 0 | 126987.1 | 0 | 159.1 | 3315.4 | 50488.9 | 88396.1 | 285.4 | 2846.6 | 0 | 0 | 80586.2 | 3502.8 | 0 | 3159.6 | 2619.7 | 4870
2401 | 101 | Day101 | 0 | Hour0 | 4 | Spring | 49 | 492856 | Spring | 379852.3 | 2024-04-11 | 369679 | 2564.4 | 3470.2 | 4138.6 | 379852.3 | 357828.3 | 297618.6 | 0.0321 | 0.0412 | 0.63 | 0.62 | 181.9 | 9.4 | 1.27 | 18.5 | 765.2 | 0.13 | 182.5 | 41.4 | 223.9 | 190 | 9.9 | 1.33 | 19.3 | 798.8 | 0.14 | 190.7 | 43.2 | 233.8 | 406.4 | 22 | 2.98 | 35 | 1669.4 | 0.19 | 407.8 | 84.8 | 492.7 | 686.3 | 54.5 | 7.72 | 43.6 | 2262.4 | 0.33 | 690 | 111.1 | 801.1 | 23.01 | 0 | 0.31 | 23.32 | 24.02 | 0 | 0.3 | 24.32 | 379852.3 | 82233.7 | 935.4 | 4190.5 | 0 | 6492.9 | 22911.4 | 0 | 0 | 0 | 117982.5 | 0 | 159.1 | 3315.4 | 49828.4 | 88396.1 | 153.9 | 3252.9 | 0 | 0 | 79435.5 | 2798.2 | 0 | 3415.3 | 777.7 | 5299.6
2402 | 101 | Day101 | 1 | Hour1 | 4 | Spring | 2117 | #N/A | Spring | 365555 | 2024-04-11 01:00 | 352685.4 | 2678.8 | 6507 | 3683.9 | 365555 | 341540.1 | 289952.5 | 0.0316 | 0.0392 | 0.62 | 0.61 | 187.6 | 9.8 | 1.32 | 19.1 | 788.7 | 0.14 | 188.3 | 42.6 | 230.9 | 196.4 | 10.3 | 1.39 | 19.9 | 824.4 | 0.14 | 197.1 | 44.5 | 241.6 | 394.6 | 21 | 2.84 | 34.3 | 1632.1 | 0.18 | 396 | 83 | 479 | 433 | 15.5 | 1.95 | 44.5 | 2032.7 | 0.19 | 434 | 105.1 | 539.2 | 22.82 | 0 | 0.31 | 23.13 | 23.76 | 0 | 0.3 | 24.06 | 365555 | 75602.5 | 30.5 | 4190.5 | 0 | 6427.5 | 22908 | 0 | 0 | 0 | 116872.6 | 0 | 148.1 | 3315.4 | 46225.7 | 88396.1 | 63.4 | 1374.6 | 0 | 0 | 73054.2 | 2548.2 | 0 | 172.7 | 524.1 | 5232.7
2403 | 101 | Day101 | 2 | Hour2 | 4 | Spring | 2117 | #N/A | Spring | 354982.2 | 2024-04-11 02:00 | 343009 | 2416.8 | 6112.8 | 3443.6 | 354982.2 | 332260.5 | 284435.4 | 0.0313 | 0.038 | 0.61 | 0.6 | 193.9 | 10.2 | 1.37 | 19.7 | 812.9 | 0.14 | 194.6 | 43.9 | 238.5 | 202.5 | 10.7 | 1.44 | 20.4 | 847.1 | 0.15 | 203.2 | 45.7 | 248.9 | 398 | 21.2 | 2.87 | 34.6 | 1645 | 0.18 | 399.4 | 83.7 | 483 | 446.1 | 15.7 | 1.96 | 46.1 | 2102.8 | 0.2 | 447.1 | 108.8 | 556 | 22.79 | 0 | 0.3 | 23.09 | 23.69 | 0 | 0.29 | 23.98 | 354982.2 | 70546.8 | 82.3 | 4190.5 | 0 | 5509.2 | 23249.2 | 0 | 0 | 0 | 116652.1 | 0 | 109.2 | 3315.4 | 42868 | 88396.1 | 63.4 | 0 | 0 | 0 | 67805.7 | 2741.1 | 0 | 0 | 0 | 5524.7
2404 | 101 | Day101 | 3 | Hour3 | 4 | Spring | 2117 | #N/A | Spring | 350002 | 2024-04-11 03:00 | 342333.7 | 1220.2 | 3534.2 | 2913.9 | 350002 | 331623.8 | 284170.5 | 0.0313 | 0.0379 | 0.6 | 0.59 | 198.3 | 10.4 | 1.4 | 20.1 | 831.8 | 0.14 | 199 | 44.9 | 244 | 206.6 | 10.9 | 1.47 | 20.9 | 865.5 | 0.15 | 207.3 | 46.7 | 254.1 | 397.5 | 21.4 | 2.9 | 34.3 | 1635.6 | 0.18 | 398.9 | 83.1 | 482.1 | 407.6 | 11.4 | 1.34 | 44.8 | 2013 | 0.18 | 408.3 | 104.8 | 513.1 | 22.98 | 0 | 0.3 | 23.29 | 23.9 | 0 | 0.29 | 24.19 | 350002 | 65831.4 | 19.2 | 4190.5 | 0 | 6473 | 23400.3 | 0 | 0 | 0 | 117810.8 | 0 | 100.3 | 3315.4 | 39026.9 | 88396.1 | 63.4 | 1374.6 | 0 | 0 | 62945.9 | 2885.5 | 0 | 0 | 0 | 5411.8
2405 | 101 | Day101 | 4 | Hour4 | 4 | Spring | 2117 | #N/A | Spring | 355581.3 | 2024-04-11 04:00 | 351571.6 | 110 | 469.8 | 3429.9 | 355581.3 | 340516 | 291890.2 | 0.0314 | 0.0388 | 0.58 | 0.58 | 205.1 | 10.7 | 1.44 | 20.7 | 862.7 | 0.15 | 205.8 | 46.5 | 252.2 | 212.3 | 11 | 1.49 | 21.5 | 893.1 | 0.15 | 213 | 48.1 | 261.2 | 417.2 | 25.8 | 3.55 | 33.1 | 1612.8 | 0.19 | 418.9 | 81.2 | 500.1 | 434.5 | 11.3 | 1.29 | 48.5 | 2174.3 | 0.19 | 435.1 | 113.4 | 548.5 | 23.65 | 0 | 0.27 | 23.91 | 24.61 | 0 | 0.28 | 24.89 | 355581.3 | 63691.1 | 0 | 4190.5 | 0 | 6154.4 | 24269.8 | 0 | 0 | 10.6 | 124968.3 | 0 | 128.1 | 3315.4 | 40404.2 | 88396.1 | 63.4 | 0 | 0 | 27.8 | 61008.7 | 2643.9 | 0 | 0 | 0 | 6710.5
2406 | 101 | Day101 | 5 | Hour5 | 4 | Spring | 2117 | #N/A | Spring | 377695.4 | 2024-04-11 05:00 | 373486 | 0 | 0 | 4209.3 | 377695.4 | 361547.8 | 314243.6 | 0.032 | 0.0413 | 0.56 | 0.56 | 217.9 | 11.8 | 1.6 | 21.3 | 901.5 | 0.15 | 218.7 | 48.2 | 266.9 | 225.7 | 12.2 | 1.65 | 22 | 933.5 | 0.15 | 226.5 | 49.9 | 276.4 | 403.3 | 26.9 | 3.74 | 30.2 | 1495.1 | 0.19 | 405.1 | 74.8 | 480 | 511.1 | 15.1 | 1.81 | 55.4 | 2499.7 | 0.23 | 512 | 130 | 642 | 24.89 | 0 | 0.26 | 25.16 | 25.97 | 0 | 0.27 | 26.25 | 377695.4 | 63451.9 | 5 | 4190.5 | 0 | 8374.7 | 29123.3 | 0 | 0 | 296.4 | 136322.1 | 0 | 95.5 | 3315.4 | 44216.4 | 88396.1 | 63.4 | 141.2 | 0 | 2083.6 | 58831.3 | 2240.7 | 46.8 | 65.5 | 0 | 8131
2407 | 101 | Day101 | 6 | Hour6 | 4 | Spring | 2117 | #N/A | Spring | 407668.2 | 2024-04-11 06:00 | 403520 | 3.5 | 0 | 4144.7 | 407668.2 | 390288 | 319729.3 | 0.0328 | 0.0446 | 0.59 | 0.59 | 208.5 | 11.7 | 1.59 | 19.9 | 850.3 | 0.14 | 209.3 | 45.3 | 254.6 | 216.2 | 12.1 | 1.65 | 20.7 | 881.9 | 0.15 | 217 | 47 | 264 | 259.2 | 12.9 | 1.72 | 23.4 | 1100.2 | 0.12 | 260 | 56.2 | 316.2 | 550.9 | 31 | 4.22 | 46.4 | 2228.9 | 0.25 | 552.9 | 112.9 | 665.8 | 25.15 | 0 | 0.26 | 25.41 | 26.34 | 0 | 0.27 | 26.61 | 407668.2 | 87938.9 | 610.3 | 4191.5 | 0 | 7326 | 31633.3 | 0 | 0 | 6552.8 | 136312.2 | 0 | 95.5 | 3315.4 | 47568.6 | 88396.1 | 63.4 | 217.1 | 0 | 23402.2 | 55981.9 | 2002.1 | 2067.4 | 787.9 | 567 | 8067.7
2408 | 101 | Day101 | 7 | Hour7 | 4 | Spring | 2117 | #N/A | Spring | 426837 | 2024-04-11 07:00 | 421330.8 | 334.8 | 977.6 | 4193.8 | 426836.9 | 407297 | 308710.7 | 0.0333 | 0.0465 | 0.63 | 0.63 | 183.7 | 10.1 | 1.38 | 17.9 | 754.1 | 0.13 | 184.3 | 40.4 | 224.7 | 190.9 | 10.5 | 1.43 | 18.6 | 783.2 | 0.13 | 191.6 | 41.9 | 233.5 | 122.7 | 4.1 | 0.51 | 12.9 | 584 | 0.05 | 123 | 30.3 | 153.3 | 1000.3 | 105.2 | 15.22 | 39.8 | 2496 | 0.49 | 1007.6 | 114.4 | 1121.9 | 24.11 | 0 | 0.27 | 24.38 | 25.3 | 0 | 0.28 | 25.58 | 426837 | 118126.2 | 408.1 | 4191.5 | 0 | 8204.5 | 28518.1 | 0 | 0 | 10376 | 127361.7 | 0 | 95.5 | 3315.4 | 48143.7 | 88396.1 | 63.4 | 12.7 | 0 | 60625.4 | 45151.9 | 1972.9 | 5933.8 | 643.9 | 1290.6 | 7438
2409 | 101 | Day101 | 8 | Hour8 | 4 | Spring | 2117 | #N/A | Spring | 441593.9 | 2024-04-11 08:00 | 433555.8 | 2427.8 | 1472.8 | 4137.5 | 441593.9 | 418961.2 | 288019.1 | 0.0337 | 0.0478 | 0.67 | 0.67 | 164.7 | 9.2 | 1.26 | 16 | 671.4 | 0.12 | 165.3 | 36.1 | 201.4 | 171.5 | 9.7 | 1.32 | 16.6 | 697.9 | 0.12 | 172.1 | 37.5 | 209.6 | 102.3 | 3.5 | 0.43 | 10.7 | 485 | 0.05 | 102.5 | 25.1 | 127.6 | 555.9 | 33.5 | 4.61 | 44.8 | 2176.6 | 0.26 | 558.2 | 109.7 | 667.9 | 22.89 | 0 | 0.27 | 23.16 | 24.08 | 0 | 0.29 | 24.37 | 441593.9 | 153574.8 | 22.2 | 4191.5 | 0 | 5954.1 | 27172.5 | 0 | 174.3 | 13353.8 | 116238.4 | 0 | 95.5 | 3315.4 | 42570 | 88396.1 | 63.4 | 0 | 0 | 101911.7 | 35806.3 | 2328.7 | 8661.5 | 503.3 | 642.6 | 7155.4
2410 | 101 | Day101 | 9 | Hour9 | 4 | Spring | 2117 | #N/A | Spring | 453782.4 | 2024-04-11 09:00 | 444515.2 | 2521.6 | 2336.7 | 4408.8 | 453782.3 | 429405 | 270973.3 | 0.034 | 0.0489 | 0.7 | 0.7 | 151.2 | 8.4 | 1.14 | 14.9 | 619 | 0.11 | 151.7 | 33.4 | 185.1 | 157.5 | 8.8 | 1.2 | 15.5 | 643.5 | 0.12 | 158.1 | 34.7 | 192.8 | 62.6 | 1.8 | 0.21 | 6.8 | 307.5 | 0.03 | 62.7 | 16 | 78.7 | 527.6 | 35.1 | 4.88 | 40.6 | 1965.3 | 0.26 | 530 | 99.3 | 629.3 | 21.53 | 0 | 0.28 | 21.81 | 22.71 | 0 | 0.29 | 23 | 453782.4 | 182809 | 0 | 4182.1 | 0 | 7154.9 | 25301.3 | 0 | 667.2 | 16298.5 | 110655.4 | 0 | 95.5 | 3315.4 | 31828.5 | 88376.8 | 63.4 | 0 | 0 | 128334.6 | 34731.3 | 2777.5 | 12381.1 | 522.3 | 149.7 | 7039.2
2411 | 101 | Day101 | 10 | Hour10 | 4 | Spring | 2117 | #N/A | Spring | 462496.9 | 2024-04-11 10:00 | 453569.1 | 1889.3 | 1947 | 5091.5 | 462496.9 | 438018.9 | 268139.1 | 0.0343 | 0.0499 | 0.7 | 0.7 | 148.7 | 8.2 | 1.12 | 14.7 | 609.6 | 0.11 | 149.2 | 32.9 | 182.1 | 155.2 | 8.6 | 1.17 | 15.3 | 635.4 | 0.11 | 155.7 | 34.3 | 190 | 57.6 | 1.6 | 0.18 | 6.4 | 286 | 0.03 | 57.7 | 14.9 | 72.6 | 865.8 | 88.4 | 12.76 | 37.2 | 2245.6 | 0.42 | 871.9 | 104.2 | 976.1 | 22.16 | 0 | 0.28 | 22.44 | 23.39 | 0 | 0.29 | 23.68 | 462496.9 | 194357.7 | 0 | 4182.1 | 0 | 8295.7 | 25234.7 | 0 | 921.9 | 17915.7 | 111208.9 | 0 | 95.5 | 3315.4 | 27347.3 | 88396.1 | 63.4 | 0 | 0 | 138293.1 | 34371.3 | 2855.7 | 13970.6 | 459.5 | 0 | 7488.2
2412 | 101 | Day101 | 11 | Hour11 | 4 | Spring | 2117 | #N/A | Spring | 468768.1 | 2024-04-11 11:00 | 461041.4 | 1033.3 | 1378.8 | 5314.6 | 468768.1 | 445121.4 | 270351.8 | 0.0345 | 0.0507 | 0.7 | 0.7 | 149.8 | 8.2 | 1.12 | 14.8 | 616.3 | 0.11 | 150.3 | 33.2 | 183.5 | 156.2 | 8.6 | 1.17 | 15.4 | 641.9 | 0.11 | 156.7 | 34.6 | 191.3 | 58.3 | 1.5 | 0.17 | 6.5 | 292.6 | 0.03 | 58.4 | 15.3 | 73.6 | 384.3 | 7.4 | 0.75 | 45.2 | 2003.7 | 0.17 | 384.7 | 105 | 489.7 | 22.47 | 0 | 0.28 | 22.75 | 23.72 | 0 | 0.29 | 24.01 | 468768.1 | 198416.4 | 0 | 4182.1 | 0 | 8266.4 | 25427.7 | 0 | 959.5 | 18717.4 | 114613.2 | 0 | 95.5 | 3315.4 | 25992 | 88396.1 | 63.4 | 0 | 0 | 140052.5 | 35517.9 | 3169.1 | 15573.9 | 221.2 | 266.5 | 7945.5
2413 | 101 | Day101 | 12 | Hour12 | 4 | Spring | 2117 | #N/A | Spring | 474608.6 | 2024-04-11 12:00 | 466911.8 | 846 | 1374.6 | 5476.1 | 474608.6 | 450688.4 | 271258.9 | 0.0347 | 0.0514 | 0.7 | 0.7 | 148.7 | 8.1 | 1.1 | 14.8 | 613.9 | 0.11 | 149.2 | 33.1 | 182.3 | 155 | 8.5 | 1.15 | 15.4 | 639.7 | 0.11 | 155.6 | 34.5 | 190 | 61 | 1.5 | 0.17 | 6.9 | 307.2 | 0.03 | 61.1 | 16 | 77.2 | 799.6 | 74.6 | 10.7 | 40.5 | 2296.3 | 0.39 | 804.8 | 109 | 913.8 | 22.51 | 0 | 0.28 | 22.79 | 23.78 | 0 | 0.29 | 24.07 | 474608.6 | 203349.6 | 189.8 | 4182.1 | 0 | 7829.6 | 25234.7 | 0 | 980.2 | 19213.2 | 116139.9 | 0 | 95.5 | 3315.4 | 25812.4 | 88396.1 | 63.4 | 0 | 0 | 141863.8 | 38158.1 | 3134.3 | 16558.5 | 213 | 124.2 | 8258.9
2414 | 101 | Day101 | 13 | Hour13 | 4 | Spring | 2117 | #N/A | Spring | 479692.3 | 2024-04-11 13:00 | 472019 | 820.2 | 1374.6 | 5478.4 | 479692.3 | 455518.4 | 274005.2 | 0.035 | 0.052 | 0.7 | 0.7 | 149.6 | 8.1 | 1.09 | 14.9 | 620.1 | 0.11 | 150.1 | 33.4 | 183.5 | 155.8 | 8.4 | 1.14 | 15.5 | 645.8 | 0.11 | 156.4 | 34.8 | 191.1 | 59 | 1.5 | 0.17 | 6.6 | 296.7 | 0.03 | 59.1 | 15.5 | 74.6 | 444 | 14.6 | 1.8 | 46.8 | 2124.9 | 0.2 | 445 | 110.2 | 555.2 | 23 | 0 | 0.27 | 23.28 | 24.31 | 0 | 0.29 | 24.6 | 479692.3 | 205687.1 | 98.7 | 4182.1 | 0 | 7829.6 | 25269.2 | 0 | 980.4 | 18753.2 | 119143.8 | 0 | 95.5 | 3315.4 | 25611.4 | 88396.1 | 63.4 | 0 | 0 | 141986.8 | 40808.8 | 3158 | 16104 | 213 | 124.8 | 8258.9
2415 | 101 | Day101 | 14 | Hour14 | 4 | Spring | 2117 | #N/A | Spring | 484471.5 | 2024-04-11 14:00 | 475635.4 | 2143.9 | 1374.6 | 5317.6 | 484471.5 | 458925.9 | 279481.5 | 0.0351 | 0.0525 | 0.69 | 0.69 | 153.1 | 8.3 | 1.12 | 15.2 | 634.7 | 0.11 | 153.6 | 34.1 | 187.8 | 159.8 | 8.6 | 1.17 | 15.8 | 662.6 | 0.11 | 160.4 | 35.6 | 196 | 60.1 | 1.4 | 0.16 | 6.8 | 304.8 | 0.03 | 60.2 | 15.9 | 76.1 | 416.2 | 7.8 | 0.78 | 49.2 | 2176.5 | 0.18 | 416.7 | 114.1 | 530.8 | 23.32 | 0 | 0.27 | 23.59 | 24.68 | 0 | 0.28 | 24.96 | 484471.5 | 204990 | 94.3 | 4182.1 | 0 | 7829.6 | 26096.1 | 0 | 979.5 | 18249.9 | 123303.9 | 0 | 95.5 | 3315.4 | 26105.2 | 88396.1 | 63.4 | 0 | 0 | 138498.1 | 43953.8 | 3308.7 | 15070.6 | 236.1 | 382.1 | 8258.9
2416 | 101 | Day101 | 15 | Hour15 | 4 | Spring | 2117 | #N/A | Spring | 488359.4 | 2024-04-11 15:00 | 478104 | 3344.5 | 1374.6 | 5536.2 | 488359.3 | 461246.8 | 285268.9 | 0.0353 | 0.0528 | 0.68 | 0.68 | 158.1 | 8.6 | 1.16 | 15.6 | 652.9 | 0.11 | 158.7 | 35 | 193.7 | 165.4 | 9 | 1.22 | 16.3 | 682.8 | 0.12 | 166 | 36.7 | 202.6 | 57.2 | 1.4 | 0.15 | 6.5 | 289.8 | 0.03 | 57.2 | 15.1 | 72.4 | 916.2 | 92.2 | 13.31 | 40.4 | 2406 | 0.45 | 922.6 | 112.2 | 1034.8 | 23.59 | 0 | 0.27 | 23.85 | 24.98 | 0 | 0.28 | 25.26 | 488359.4 | 203090.4 | 0 | 4182.1 | 0 | 7829.6 | 27337.4 | 0 | 989.1 | 17958.4 | 127312.2 | 0 | 159.1 | 3315.4 | 26304.9 | 88396.1 | 257.9 | 174.1 | 0 | 133535.3 | 47247.9 | 3359.7 | 13993.1 | 236.1 | 585.6 | 7924.8
2417 | 101 | Day101 | 16 | Hour16 | 4 | Spring | 2117 | #N/A | Spring | 492856 | 2024-04-11 16:00 | 480147.9 | 4405.1 | 2514.6 | 5788.4 | 492856.1 | 463177.3 | 297613.8 | 0.0353 | 0.0531 | 0.67 | 0.66 | 166.1 | 9.1 | 1.23 | 16.2 | 683.2 | 0.11 | 166.7 | 36.5 | 203.2 | 174.4 | 9.6 | 1.3 | 17 | 717.2 | 0.12 | 175.1 | 38.4 | 213.4 | 67.3 | 1.6 | 0.17 | 7.7 | 342.7 | 0.03 | 67.4 | 17.9 | 85.3 | 830.4 | 83.5 | 12.05 | 36.7 | 2183.3 | 0.41 | 836.2 | 101.9 | 938.1 | 24.22 | 0 | 0.27 | 24.49 | 25.72 | 0 | 0.28 | 26 | 492856 | 195242.2 | 0 | 4243.6 | 0 | 7825 | 29538.6 | 0 | 995.5 | 18133.6 | 133505.2 | 0 | 159.1 | 3315.4 | 30208.5 | 88396.1 | 205.1 | 217.1 | 0 | 122783.8 | 50125.3 | 3204 | 13200.8 | 236.1 | 246.1 | 7888.4
2418 | 101 | Day101 | 17 | Hour17 | 4 | Spring | 2117 | #N/A | Spring | 490902.4 | 2024-04-11 17:00 | 479563 | 4077.5 | 1553.2 | 5708.6 | 490902.4 | 462638.1 | 328258.3 | 0.0353 | 0.0529 | 0.61 | 0.61 | 204.9 | 12.3 | 1.69 | 18.5 | 805.3 | 0.13 | 205.7 | 42.6 | 248.3 | 215.1 | 12.9 | 1.78 | 19.4 | 845.1 | 0.14 | 216 | 44.6 | 260.6 | 117.3 | 4.9 | 0.63 | 11.5 | 527.6 | 0.05 | 117.6 | 27.2 | 144.8 | 850.6 | 84.4 | 12.18 | 38.6 | 2270.4 | 0.42 | 856.5 | 106.4 | 962.9 | 26.22 | 0 | 0.27 | 26.49 | 27.81 | 0 | 0.28 | 28.1 | 490902.4 | 162644.1 | 217.1 | 4248.1 | 0 | 7829.6 | 41627.2 | 0 | 971.5 | 13163.7 | 148009.9 | 0 | 159.1 | 3315.4 | 33480 | 88396.1 | 604.9 | 370.7 | 0 | 92313.2 | 53251.1 | 2944.5 | 11130.2 | 1466.5 | 608.4 | 8254.3
2419 | 101 | Day101 | 18 | Hour18 | 4 | Spring | 2117 | #N/A | Spring | 484732.8 | 2024-04-11 18:00 | 477033.2 | 1243.5 | 1374.6 | 5081.4 | 484732.7 | 460262.6 | 357831 | 0.0352 | 0.0526 | 0.57 | 0.56 | 231.3 | 13.6 | 1.9 | 21.2 | 894.7 | 0.16 | 232.2 | 47.9 | 280.1 | 244.2 | 14.4 | 2 | 22.5 | 946.2 | 0.17 | 245.1 | 50.7 | 295.9 | 304.8 | 16.2 | 2.3 | 27.9 | 1159.1 | 0.21 | 305.9 | 62.5 | 368.4 | 465.4 | 12.2 | 1.44 | 52.2 | 2297 | 0.22 | 466.2 | 120.7 | 586.9 | 28.56 | 0 | 0.27 | 28.83 | 30.23 | 0 | 0.28 | 30.51 | 484732.8 | 126901.8 | 3128.8 | 4248.1 | 0 | 8374.7 | 44265.4 | 0 | 852.7 | 9571.4 | 156357.1 | 0 | 2006 | 3315.4 | 36324.4 | 88396.1 | 5010.5 | 6404.6 | 0 | 56370.8 | 57503.4 | 2603.4 | 7971.9 | 4852.3 | 4104.8 | 8258.9
2420 | 101 | Day101 | 19 | Hour19 | 4 | Spring | 2117 | #N/A | Spring | 480803.6 | 2024-04-11 19:00 | 477165.6 | 0 | 0 | 3637.9 | 480803.6 | 460413.5 | 390986.2 | 0.0351 | 0.0525 | 0.54 | 0.53 | 250.8 | 14.7 | 2.05 | 23 | 965.1 | 0.18 | 251.8 | 51.8 | 303.7 | 264.4 | 15.4 | 2.15 | 24.4 | 1019.2 | 0.19 | 265.4 | 54.8 | 320.2 | 398.5 | 20.2 | 2.89 | 37.6 | 1523.8 | 0.29 | 399.9 | 83.1 | 483 | 722 | 21.2 | 3.56 | 90.3 | 2628.9 | 0.96 | 723.6 | 168.9 | 892.5 | 47.27 | 0 | 0.27 | 47.54 | 49.93 | 0 | 0.28 | 50.21 | 480803.6 | 89817.4 | 4302 | 4257.5 | 0 | 8202.5 | 46616.7 | 0 | 430 | 3381.3 | 162644.1 | 0 | 4259.7 | 3315.4 | 54654.9 | 88396.1 | 6941.3 | 7395.9 | 0 | 18256.1 | 64794.6 | 2955.4 | 6161.5 | 7505.2 | 4238.1 | 8258.9
2421 | 101 | Day101 | 20 | Hour20 | 4 | Spring | 2117 | #N/A | Spring | 481876.6 | 2024-04-11 20:00 | 477807.8 | 0 | 0 | 4068.8 | 481876.5 | 461026.1 | 397982.7 | 0.0351 | 0.0525 | 0.55 | 0.54 | 244.7 | 14.5 | 2.02 | 22.2 | 946.4 | 0.17 | 245.7 | 50.5 | 296.2 | 257.9 | 15.2 | 2.12 | 23.5 | 999.1 | 0.18 | 258.9 | 53.4 | 312.3 | 396.8 | 19.8 | 2.81 | 37.7 | 1536.8 | 0.29 | 398.2 | 83.6 | 481.7 | 448.9 | 8.6 | 0.88 | 53.1 | 2330.8 | 0.2 | 449.4 | 122.6 | 572 | 30.34 | 0 | 0.27 | 30.61 | 32.03 | 0 | 0.29 | 32.31 | 481876.6 | 83893.8 | 7222.3 | 4257.5 | 0 | 8374.7 | 46875.8 | 0 | 2.9 | 216.1 | 164048.3 | 0 | 2233.6 | 3315.4 | 60473.2 | 88396.1 | 4893.4 | 7892.5 | 0 | 401.6 | 79829.6 | 3443.4 | 1071.2 | 2594.3 | 3336.7 | 8258.9
2422 | 101 | Day101 | 21 | Hour21 | 4 | Spring | 2117 | #N/A | Spring | 463994.4 | 2024-04-11 21:00 | 459244.6 | 0 | 0 | 4749.8 | 463994.4 | 443393.1 | 371880 | 0.0345 | 0.0506 | 0.57 | 0.56 | 230.6 | 13.9 | 1.92 | 20.7 | 903.6 | 0.15 | 231.5 | 47.6 | 279.2 | 240.6 | 14.5 | 1.99 | 21.6 | 944.1 | 0.16 | 241.6 | 49.8 | 291.4 | 331.8 | 17.7 | 2.4 | 29 | 1361.7 | 0.16 | 333 | 69.6 | 402.6 | 514.3 | 21.5 | 2.81 | 50.2 | 2303 | 0.24 | 515.7 | 118.9 | 634.6 | 28.04 | 0 | 0.27 | 28.31 | 29.54 | 0 | 0.29 | 29.83 | 463994.4 | 92114.4 | 4082.7 | 4257.5 | 0 | 8374.7 | 44548 | 0 | 0 | 0.1 | 156112.6 | 0 | 240.6 | 3315.4 | 57405.1 | 88396.1 | 752.4 | 4394.9 | 0 | 0.3 | 88899.8 | 3214.3 | 25.2 | 2609.4 | 2709.4 | 8114.8
2423 | 101 | Day101 | 22 | Hour22 | 4 | Spring | 2117 | #N/A | Spring | 436596 | 2024-04-11 22:00 | 431859.6 | 0 | 0 | 4736.5 | 436596 | 417306.9 | 340103.4 | 0.0337 | 0.0478 | 0.6 | 0.6 | 200.6 | 10.9 | 1.48 | 19.5 | 824.4 | 0.14 | 201.4 | 44.1 | 245.4 | 209.1 | 11.3 | 1.54 | 20.3 | 860.1 | 0.14 | 209.8 | 46 | 255.8 | 429.5 | 30.9 | 4.34 | 30.1 | 1518.9 | 0.2 | 431.6 | 75.4 | 507 | 869.6 | 80.8 | 11.6 | 44.5 | 2495.2 | 0.43 | 875.1 | 118.9 | 994.1 | 28.45 | 0 | 0.28 | 28.72 | 29.89 | 0 | 0.29 | 30.19 | 436596 | 96492.6 | 4061.6 | 4256.4 | 0 | 8374.7 | 31109 | 0 | 0 | 0 | 142490.7 | 0 | 329.5 | 3315.4 | 53720.4 | 88396.1 | 721.4 | 3328.2 | 0 | 0 | 93410.3 | 3082.3 | 0 | 3321.7 | 2451.3 | 8193.2
2424 | 101 | Day101 | 23 | Hour23 | 4 | Spring | 2117 | #N/A | Spring | 409319 | 2024-04-11 23:00 | 404205.2 | 132 | 0 | 4981.8 | 409319 | 390888.9 | 313170.6 | 0.0329 | 0.045 | 0.63 | 0.63 | 180.1 | 9.2 | 1.24 | 18.4 | 760.5 | 0.13 | 180.7 | 41.1 | 221.8 | 187.5 | 9.5 | 1.28 | 19.2 | 793.2 | 0.13 | 188.2 | 42.8 | 231 | 434.3 | 28.7 | 3.98 | 32.8 | 1621.1 | 0.2 | 436.2 | 81.2 | 517.4 | 446.9 | 12.2 | 1.43 | 49.5 | 2206.3 | 0.21 | 447.6 | 115.3 | 563 | 23.54 | 0 | 0.28 | 23.82 | 24.67 | 0 | 0.3 | 24.96 | 409319 | 96148.4 | 3457.7 | 4197.2 | 0 | 7418.6 | 23727.6 | 0 | 0 | 0 | 127455.1 | 0 | 159.1 | 3315.4 | 51279.3 | 88396.1 | 472.9 | 3291.5 | 0 | 0 | 93473.4 | 2675 | 0 | 3491.2 | 2513.5 | 7573.4
2425 | 102 | Day102 | 0 | Hour0 | 4 | Spring | 56 | 487448.7 | Spring | 391174.8 | 2024-04-12 | 380888.1 | 816.8 | 4245.6 | 5224.3 | 391174.8 | 368584.8 | 295966.1 | 0.0323 | 0.0424 | 0.64 | 0.63 | 175.2 | 8.9 | 1.19 | 18 | 743.1 | 0.13 | 175.8 | 40.2 | 216 | 183.1 | 9.3 | 1.25 | 18.8 | 776.6 | 0.13 | 183.7 | 42 | 225.7 | 420.9 | 25.6 | 3.51 | 34 | 1642.9 | 0.2 | 422.6 | 83 | 505.6 | 404 | 16.4 | 2.13 | 41.5 | 1827 | 0.23 | 405.1 | 96 | 501.1 | 21.03 | 0 | 0.28 | 21.31 | 21.97 | 0 | 0.29 | 22.26 | 391174.8 | 95208.6 | 1408 | 4192.8 | 0 | 6962.8 | 21847.2 | 0 | 0 | 0 | 119379.7 | 0 | 159.1 | 3315.4 | 50350.2 | 86482.1 | 315.5 | 1553.2 | 0 | 0 | 92983 | 2225.6 | 0 | 0 | 453 | 5392.9
2426 | 102 | Day102 | 1 | Hour1 | 4 | Spring | 2117 | #N/A | Spring | 380951.7 | 2024-04-12 01:00 | 364272 | 4510.9 | 7066.8 | 5102.1 | 380951.7 | 352674.3 | 287799.6 | 0.0318 | 0.0404 | 0.64 | 0.63 | 175 | 8.8 | 1.18 | 18.1 | 745.4 | 0.13 | 175.6 | 40.4 | 216 | 182.7 | 9.2 | 1.23 | 18.9 | 777.3 | 0.13 | 183.3 | 42.1 | 225.3 | 434 | 27.1 | 3.75 | 34.3 | 1669.3 | 0.21 | 435.8 | 84.1 | 520 | 395.8 | 16.2 | 2.11 | 39.8 | 1783.7 | 0.2 | 396.8 | 93 | 489.8 | 20.11 | 0 | 0.29 | 20.41 | 20.98 | 0 | 0.29 | 21.27 | 380951.7 | 93152.1 | 209 | 4192.8 | 0 | 7159 | 20962.4 | 0 | 0 | 0 | 117032.6 | 0 | 159.1 | 3315.4 | 46869.3 | 86334 | 226.1 | 1339.9 | 0 | 0 | 91058.3 | 2093.8 | 0 | 0 | 0 | 5368.4
2427 | 102 | Day102 | 2 | Hour2 | 4 | Spring | 2117 | #N/A | Spring | 371276.8 | 2024-04-12 02:00 | 354314.4 | 4153.4 | 7744.2 | 5064.9 | 371276.9 | 343128.7 | 281369.3 | 0.0316 | 0.0393 | 0.63 | 0.63 | 178.6 | 9 | 1.21 | 18.5 | 759.8 | 0.13 | 179.2 | 41.2 | 220.4 | 186 | 9.4 | 1.26 | 19.2 | 790.1 | 0.14 | 186.6 | 42.8 | 229.4 | 437.5 | 27.4 | 3.78 | 34.5 | 1680.5 | 0.21 | 439.3 | 84.6 | 523.9 | 420.3 | 15.2 | 1.91 | 43.1 | 1967.4 | 0.19 | 421.2 | 101.7 | 523 | 20.96 | 0 | 0.28 | 21.23 | 21.85 | 0 | 0.29 | 22.14 | 371276.8 | 89907.5 | 0 | 4192.8 | 0 | 6239 | 21039.9 | 0 | 0 | 0 | 116077.1 | 0 | 152.2 | 3315.4 | 43142 | 87033.9 | 177.1 | 0 | 0 | 0 | 87865.4 | 2042.1 | 0 | 0 | 0 | 5436.5
2428 | 102 | Day102 | 3 | Hour3 | 4 | Spring | 2117 | #N/A | Spring | 366516.5 | 2024-04-12 03:00 | 353646.4 | 2539.5 | 5632 | 4698.7 | 366516.5 | 342495 | 280726.8 | 0.0315 | 0.0391 | 0.62 | 0.62 | 185.1 | 9.5 | 1.27 | 19 | 783 | 0.14 | 185.7 | 42.4 | 228.1 | 192.8 | 9.9 | 1.33 | 19.7 | 814.9 | 0.14 | 193.4 | 44 | 237.5 | 424.3 | 25.4 | 3.49 | 34.5 | 1665.8 | 0.2 | 426 | 84.2 | 510.2 | 420.7 | 15.2 | 1.92 | 43.1 | 1969.1 | 0.19 | 421.7 | 101.8 | 523.5 | 21.2 | 0 | 0.28 | 21.47 | 22.09 | 0 | 0.28 | 22.37 | 366516.5 | 85789.8 | 0 | 4192.8 | 0 | 5961.4 | 22004.6 | 0 | 0 | 0 | 117481.9 | 0 | 135 | 3315.4 | 40298.5 | 87033.9 | 177.1 | 126.2 | 0 | 0 | 83801.2 | 1988.6 | 0 | 0 | 0 | 7123.3
2429 | 102 | Day102 | 4 | Hour4 | 4 | Spring | 2117 | #N/A | Spring | 370600.9 | 2024-04-12 04:00 | 363327.1 | 606.6 | 1631.1 | 5036.2 | 370600.9 | 351790.4 | 287492.4 | 0.0318 | 0.0402 | 0.61 | 0.6 | 191.4 | 9.9 | 1.33 | 19.5 | 807.2 | 0.14 | 192.1 | 43.6 | 235.6 | 198.6 | 10.2 | 1.38 | 20.2 | 837.5 | 0.14 | 199.3 | 45.2 | 244.5 | 435.8 | 28 | 3.88 | 33.7 | 1650.8 | 0.21 | 437.7 | 83 | 520.7 | 962.5 | 105.9 | 15.36 | 34.1 | 2255.1 | 0.47 | 969.9 | 101.5 | 1071.3 | 21.68 | 0 | 0.26 | 21.95 | 22.63 | 0 | 0.28 | 22.9 | 370600.9 | 83108.5 | 0 | 4192.8 | 0 | 7835.3 | 23318.2 | 0 | 0 | 1.1 | 122261.2 | 0 | 146.5 | 3315.4 | 39057.2 | 87033.9 | 177.1 | 154.8 | 0 | 2 | 81105.9 | 1999.4 | 0 | 0 | 7.8 | 7920.2
2430 | 102 | Day102 | 5 | Hour5 | 4 | Spring | 2117 | #N/A | Spring | 390355.6 | 2024-04-12 05:00 | 385584.1 | 0 | 0 | 4771.5 | 390355.6 | 373110.9 | 308466.9 | 0.0323 | 0.0428 | 0.58 | 0.58 | 210.9 | 11.7 | 1.59 | 20.4 | 864 | 0.15 | 211.7 | 46.2 | 257.9 | 218.4 | 12.1 | 1.64 | 21.1 | 895.3 | 0.15 | 219.2 | 47.8 | 267.1 | 441.5 | 31.3 | 4.38 | 31.4 | 1578.2 | 0.21 | 443.6 | 78.5 | 522.1 | 915.8 | 97.2 | 14.06 | 35.7 | 2258.6 | 0.45 | 922.5 | 103.1 | 1025.7 | 24.9 | 0 | 0.26 | 25.16 | 26.04 | 0 | 0.27 | 26.31 | 390355.6 | 81888.8 | 38.7 | 4193.8 | 0 | 8302.7 | 30135.5 | 0 | 0 | 89.4 | 133691.5 | 0 | 95.5 | 3315.4 | 39946 | 88396.1 | 177.1 | 174.5 | 0 | 1499.2 | 78194.4 | 2105.8 | 3.9 | 0 | 44.7 | 8254.3
2431 | 102 | Day102 | 6 | Hour6 | 4 | Spring | 2117 | #N/A | Spring | 419422 | 2024-04-12 06:00 | 414599.7 | 0 | 0 | 4822.3 | 419422 | 400832.8 | 316294.7 | 0.0332 | 0.046 | 0.6 | 0.6 | 203.7 | 11.6 | 1.58 | 19.3 | 823.7 | 0.14 | 204.5 | 43.9 | 248.4 | 211.6 | 12 | 1.64 | 20.1 | 856.1 | 0.14 | 212.4 | 45.6 | 258 | 270.5 | 16.3 | 2.24 | 21.8 | 1057.5 | 0.13 | 271.6 | 53.3 | 324.9 | 881.2 | 91.1 | 13.16 | 36.5 | 2249.3 | 0.43 | 887.6 | 103.7 | 991.2 | 25.33 | 0 | 0.26 | 25.59 | 26.57 | 0 | 0.27 | 26.84 | 419422 | 103127.3 | 1561.4 | 4193.8 | 0 | 8374.7 | 32709.1 | 0 | 0 | 5170.5 | 134802.8 | 0 | 95.5 | 3315.4 | 42668.8 | 88396.1 | 177.1 | 0 | 0 | 22627.2 | 73322.7 | 2006.9 | 633.6 | 1235.5 | 281.5 | 8258.9
2432 | 102 | Day102 | 7 | Hour7 | 4 | Spring | 2117 | #N/A | Spring | 437183.6 | 2024-04-12 07:00 | 432023.9 | 393.5 | 0 | 4766.2 | 437183.6 | 417458.3 | 311570.5 | 0.0337 | 0.0478 | 0.63 | 0.63 | 186.1 | 10.5 | 1.43 | 17.8 | 755.8 | 0.13 | 186.8 | 40.4 | 227.2 | 193.5 | 10.9 | 1.49 | 18.5 | 785.8 | 0.13 | 194.2 | 42 | 236.2 | 113.1 | 4.6 | 0.6 | 11.1 | 511.5 | 0.05 | 113.4 | 26.3 | 139.8 | 1022.4 | 107.8 | 15.6 | 40.5 | 2542.6 | 0.5 | 1029.8 | 116.4 | 1146.2 | 24.78 | 0 | 0.27 | 25.04 | 26.04 | 0 | 0.28 | 26.32 | 437183.6 | 125613.1 | 1468.2 | 4193.8 | 0 | 8374.7 | 30675.6 | 0 | 0 | 9551.8 | 129488.3 | 0 | 95.5 | 3315.4 | 44834.8 | 88396.1 | 177.1 | 551.1 | 0 | 57597.2 | 56641.8 | 1822.4 | 4664.1 | 1427.1 | 270.5 | 8258.9
2433 | 102 | Day102 | 8 | Hour8 | 4 | Spring | 2117 | #N/A | Spring | 448652.4 | 2024-04-12 08:00 | 442800.2 | 1761.8 | 4.1 | 4086.2 | 448652.4 | 427744.2 | 297494.4 | 0.034 | 0.0489 | 0.65 | 0.65 | 175.5 | 9.9 | 1.36 | 16.8 | 711.3 | 0.12 | 176.1 | 38 | 214.2 | 182.1 | 10.3 | 1.41 | 17.4 | 737.7 | 0.13 | 182.8 | 39.5 | 222.3 | 81.3 | 2.6 | 0.31 | 8.7 | 391.6 | 0.04 | 81.4 | 20.3 | 101.8 | 459.9 | 19.1 | 2.47 | 44.9 | 2075.3 | 0.21 | 461.1 | 106.8 | 567.9 | 22.79 | 0 | 0.27 | 23.06 | 24.01 | 0 | 0.29 | 24.3 | 448652.4 | 151158 | 4.4 | 4193.8 | 0 | 8202.5 | 29894.4 | 0 | 264.3 | 11925.3 | 124658 | 0 | 95.5 | 3315.4 | 39560 | 87393.3 | 177.1 | 0 | 0 | 96222 | 41041.2 | 1705.1 | 7962.9 | 800.3 | 115.7 | 8258.9
2434 | 102 | Day102 | 9 | Hour9 | 4 | Spring | 2117 | #N/A | Spring | 459596.9 | 2024-04-12 09:00 | 452613.9 | 2166.4 | 4.1 | 4812.4 | 459596.9 | 437098.7 | 282955.8 | 0.0343 | 0.0499 | 0.68 | 0.68 | 164.9 | 9.4 | 1.28 | 15.8 | 667.8 | 0.12 | 165.5 | 35.8 | 201.3 | 171.4 | 9.8 | 1.33 | 16.5 | 693.5 | 0.12 | 172 | 37.2 | 209.2 | 60.8 | 2 | 0.24 | 6.5 | 291.3 | 0.03 | 61 | 15.1 | 76.1 | 361.7 | 8.6 | 0.96 | 42.5 | 1838.7 | 0.19 | 362.3 | 97.3 | 459.6 | 21.81 | 0 | 0.28 | 22.08 | 23.05 | 0 | 0.29 | 23.34 | 459596.9 | 176641 | 0 | 4184.4 | 0 | 8374.7 | 28865.7 | 0 | 644.5 | 16282.5 | 119726.5 | 0 | 95.5 | 3315.4 | 31139.5 | 87077 | 177.1 | 0 | 0 | 122210.4 | 35820.7 | 1683.1 | 11224.5 | 278.7 | 355.7 | 8258.9
2435 | 102 | Day102 | 10 | Hour10 | 4 | Spring | 2117 | #N/A | Spring | 467571.4 | 2024-04-12 10:00 | 459519.4 | 1603.8 | 1522.7 | 4925.5 | 467571.4 | 443666.8 | 286036.6 | 0.0345 | 0.0506 | 0.67 | 0.67 | 167.7 | 9.8 | 1.34 | 15.9 | 672 | 0.12 | 168.4 | 35.9 | 204.3 | 175 | 10.2 | 1.4 | 16.5 | 700.8 | 0.12 | 175.7 | 37.5 | 213.1 | 54.2 | 1.4 | 0.16 | 6 | 270.6 | 0.02 | 54.3 | 14.1 | 68.4 | 435 | 13.8 | 1.69 | 46.3 | 2096.6 | 0.19 | 435.9 | 108.8 | 544.7 | 23.63 | 0 | 0.28 | 23.91 | 24.96 | 0 | 0.29 | 25.25 | 467571.4 | 181534.8 | 0.1 | 4184.4 | 0 | 8202.5 | 30969.6 | 0 | 763.1 | 17601.1 | 120914.1 | 0 | 95.5 | 3315.4 | 29781.8 | 88396.1 | 177.1 | 0 | 0 | 127814.5 | 33961.4 | 1394.8 | 13988.8 | 260.4 | 407.2 | 7687.6
2436 | 102 | Day102 | 11 | Hour11 | 4 | Spring | 2117 | #N/A | Spring | 471742 | 2024-04-12 11:00 | 464115.4 | 1253.6 | 1522.7 | 4850.4 | 471742.1 | 448029.6 | 290489.1 | 0.0347 | 0.0511 | 0.67 | 0.67 | 171.3 | 10 | 1.37 | 16.1 | 684.3 | 0.12 | 171.9 | 36.5 | 208.5 | 178.7 | 10.5 | 1.43 | 16.8 | 714 | 0.12 | 179.5 | 38.1 | 217.5 | 52.3 | 1.4 | 0.16 | 5.8 | 260.5 | 0.02 | 52.4 | 13.6 | 66 | 865.3 | 89.1 | 12.87 | 36.2 | 2219.9 | 0.42 | 871.5 | 102.5 | 974 | 23.81 | 0 | 0.28 | 24.09 | 25.17 | 0 | 0.29 | 25.46 | 471742 | 181253 | 0 | 4184.4 | 0 | 8311.5 | 32133.3 | 0 | 903.3 | 15542.6 | 124040 | 0 | 95.5 | 3315.4 | 29835.8 | 88396.1 | 177.1 | 0 | 0 | 129318 | 34286.4 | 1202.6 | 15447.3 | 320.9 | 307.6 | 8258.9
2437 | 102 | Day102 | 12 | Hour12 | 4 | Spring | 2117 | #N/A | Spring | 475974.4 | 2024-04-12 12:00 | 467915.8 | 1887.5 | 1339.9 | 4831.2 | 475974.3 | 451625.8 | 290612 | 0.0348 | 0.0515 | 0.67 | 0.67 | 171.2 | 10 | 1.37 | 16.1 | 684.9 | 0.12 | 171.9 | 36.5 | 208.4 | 178.8 | 10.4 | 1.43 | 16.8 | 714.8 | 0.12 | 179.5 | 38.1 | 217.6 | 56.1 | 1.5 | 0.17 | 6.3 | 280.5 | 0.02 | 56.2 | 14.6 | 70.9 | 389 | 7.5 | 0.75 | 45.9 | 2030.2 | 0.17 | 389.5 | 106.4 | 495.9 | 24.01 | 0 | 0.28 | 24.29 | 25.38 | 0 | 0.29 | 25.67 | 475974.4 | 185362.4 | 76.4 | 4184.4 | 0 | 8202.5 | 32291.2 | 0 | 838.8 | 18512 | 125499.6 | 0 | 95.5 | 3315.4 | 28373.7 | 88396.1 | 177.1 | 0 | 0 | 127668.6 | 36985.2 | 1357.8 | 13495.3 | 897.6 | 516.1 | 8258.9
2438 | 102 | Day102 | 13 | Hour13 | 4 | Spring | 2117 | #N/A | Spring | 482976.1 | 2024-04-12 13:00 | 471924.8 | 3748.9 | 2401.4 | 4901.1 | 482976.1 | 455409.4 | 291293.7 | 0.035 | 0.0521 | 0.67 | 0.67 | 168.7 | 9.7 | 1.33 | 16 | 678.8 | 0.12 | 169.4 | 36.2 | 205.6 | 177 | 10.2 | 1.4 | 16.7 | 711.6 | 0.12 | 177.7 | 38 | 215.7 | 55.1 | 1.5 | 0.18 | 6.1 | 272.1 | 0.02 | 55.2 | 14.2 | 69.4 | 387.5 | 7.3 | 0.73 | 45.8 | 2026.2 | 0.17 | 387.9 | 106.2 | 494.1 | 24.15 | 0 | 0.28 | 24.42 | 25.57 | 0 | 0.29 | 25.86 | 482976.1 | 191682.5 | 0 | 4184.4 | 0 | 8197.9 | 31684.2 | 0 | 892.5 | 18405.7 | 126977.4 | 0 | 95.5 | 3315.4 | 28265.6 | 88396.1 | 177.1 | 0 | 0 | 130550.1 | 40250.6 | 1583.6 | 15577.4 | 284.1 | 362.6 | 8258.9
2439 | 102 | Day102 | 14 | Hour14 | 4 | Spring | 2117 | #N/A | Spring | 482470.6 | 2024-04-12 14:00 | 472956 | 3318.6 | 1518.5 | 4677.3 | 482470.6 | 456365.1 | 292275.3 | 0.0351 | 0.0523 | 0.67 | 0.67 | 169.5 | 9.8 | 1.33 | 16 | 682.4 | 0.12 | 170.2 | 36.4 | 206.6 | 177.5 | 10.2 | 1.4 | 16.8 | 713.8 | 0.12 | 178.1 | 38.1 | 216.2 | 55.7 | 1.6 | 0.19 | 6.1 | 274.6 | 0.02 | 55.8 | 14.3 | 70.1 | 446.4 | 13.3 | 1.6 | 48.3 | 2177.9 | 0.2 | 447.2 | 113.2 | 560.4 | 24.21 | 0 | 0.27 | 24.48 | 25.62 | 0 | 0.29 | 25.9 | 482470.6 | 190195.2 | 0 | 4184.4 | 0 | 8197.9 | 31785.7 | 0 | 886.9 | 18579.6 | 127586.8 | 0 | 95.5 | 3315.4 | 28484.4 | 88396.1 | 177.1 | 52 | 0 | 123832.1 | 45399.8 | 1496.7 | 14492.5 | 28.2 | 93.8 | 8258.9
2440 | 102 | Day102 | 15 | Hour15 | 4 | Spring | 2117 | #N/A | Spring | 483165.6 | 2024-04-12 15:00 | 474529.2 | 1486.3 | 2413.3 | 4736.7 | 483165.6 | 457842.9 | 297545.1 | 0.0352 | 0.0525 | 0.66 | 0.66 | 174.9 | 10.1 | 1.39 | 16.4 | 701.9 | 0.12 | 175.6 | 37.4 | 213 | 182.8 | 10.6 | 1.45 | 17.2 | 733.2 | 0.12 | 183.5 | 39 | 222.5 | 52.2 | 1.4 | 0.16 | 5.8 | 260.6 | 0.02 | 52.3 | 13.6 | 65.9 | 718.7 | 63.5 | 9.06 | 39.6 | 2178.2 | 0.34 | 723.1 | 104.7 | 827.7 | 24.55 | 0 | 0.27 | 24.82 | 25.96 | 0 | 0.28 | 26.24 | 483165.6 | 185620.6 | 0.5 | 4184.4 | 0 | 8197.9 | 33104.8 | 0 | 872.8 | 16994 | 131084.7 | 0 | 95.5 | 3315.4 | 28662.4 | 88396.1 | 177.1 | 326.2 | 0 | 116755.1 | 49564.3 | 1434.3 | 13840.3 | 27 | 2.6 | 8050.4
2441 | 102 | Day102 | 16 | Hour16 | 4 | Spring | 2117 | #N/A | Spring | 487448.7 | 2024-04-12 16:00 | 475412.6 | 3868.5 | 3397.6 | 4769.9 | 487448.7 | 458683.4 | 310421.7 | 0.0352 | 0.0526 | 0.64 | 0.64 | 187.5 | 11.3 | 1.55 | 17.1 | 738.6 | 0.13 | 188.3 | 39.1 | 227.4 | 197.2 | 11.9 | 1.63 | 18 | 776.4 | 0.13 | 198 | 41.1 | 239.2 | 59.7 | 1.5 | 0.17 | 6.8 | 301 | 0.03 | 59.8 | 15.7 | 75.6 | 1034.6 | 109.6 | 15.87 | 40.7 | 2546.1 | 0.52 | 1042.2 | 116.7 | 1158.9 | 25.31 | 0 | 0.27 | 25.58 | 26.82 | 0 | 0.28 | 27.11 | 487448.7 | 177027 | 228.8 | 4243.6 | 0 | 7950.3 | 37901.4 | 0 | 911.9 | 15258.9 | 135848.8 | 0 | 159.1 | 3315.4 | 31951.6 | 88396.1 | 268.9 | 157.7 | 0 | 106718.6 | 52660.4 | 1477.2 | 12574.9 | 228.8 | 277.3 | 8258.9
2442 | 102 | Day102 | 17 | Hour17 | 4 | Spring | 2117 | #N/A | Spring | 483205 | 2024-04-12 17:00 | 474505.4 | 1854.5 | 2048.6 | 4796.5 | 483205 | 457842 | 336191.7 | 0.0351 | 0.0524 | 0.59 | 0.59 | 217.2 | 13.2 | 1.82 | 19.4 | 846.5 | 0.14 | 218.1 | 44.7 | 262.7 | 227.8 | 13.8 | 1.91 | 20.4 | 888.7 | 0.15 | 228.7 | 46.9 | 275.7 | 111.1 | 4.3 | 0.55 | 11.2 | 511.3 | 0.05 | 111.4 | 26.4 | 137.8 | 459.1 | 9.1 | 0.94 | 54 | 2374.6 | 0.21 | 459.6 | 124.8 | 584.5 | 27.57 | 0 | 0.27 | 27.84 | 29.19 | 0 | 0.28 | 29.47 | 483205 | 147013.3 | 647.3 | 4243.6 | 0 | 7948.9 | 44189.5 | 0 | 838.1 | 11127.2 | 151073.8 | 0 | 509.7 | 3315.4 | 32609.6 | 88396.1 | 946.6 | 2311.1 | 0 | 76553.4 | 56995.5 | 1499.1 | 9453.6 | 4011.9 | 1954.9 | 8258.9
2443 | 102 | Day102 | 18 | Hour18 | 4 | Spring | 2117 | #N/A | Spring | 477520.8 | 2024-04-12 18:00 | 473001.3 | 0 | 0 | 4519.6 | 477520.9 | 456438.9 | 361253.4 | 0.035 | 0.0521 | 0.56 | 0.55 | 237 | 13.8 | 1.92 | 21.9 | 920 | 0.17 | 237.9 | 49.3 | 287.3 | 250.1 | 14.5 | 2.02 | 23.2 | 972.9 | 0.18 | 251.1 | 52.2 | 303.4 | 310.2 | 15.6 | 2.2 | 29.1 | 1216.1 | 0.21 | 311.3 | 65.4 | 376.7 | 546.8 | 18.1 | 2.67 | 62.5 | 2230.2 | 0.51 | 548.1 | 129.1 | 677.2 | 28.65 | 0 | 0.27 | 28.92 | 30.25 | 0 | 0.28 | 30.53 | 477520.8 | 116267.5 | 1492.3 | 4243.6 | 0 | 8202.5 | 43790.8 | 0 | 781.5 | 6974.1 | 155054.3 | 0 | 4737.1 | 3315.4 | 36720.4 | 88396.1 | 5529.7 | 9771.2 | 0 | 41535.8 | 65590.6 | 1385.4 | 6636 | 7991.5 | 2274.7 | 8258.9
2444 | 102 | Day102 | 19 | Hour19 | 4 | Spring | 2117 | #N/A | Spring | 477617 | 2024-04-12 19:00 | 473495.4 | 0 | 0 | 4121.6 | 477617 | 456935.2 | 387287 | 0.035 | 0.0521 | 0.55 | 0.54 | 246.8 | 14.5 | 2.02 | 22.5 | 954.3 | 0.17 | 247.8 | 51 | 298.8 | 260.7 | 15.3 | 2.13 | 23.9 | 1010.2 | 0.18 | 261.7 | 54.1 | 315.8 | 394.3 | 18.7 | 2.63 | 38.2 | 1569.9 | 0.28 | 395.6 | 85.1 | 480.7 | 796.9 | 32.5 | 5.56 | 93.9 | 2416.7 | 1.2 | 799.4 | 166.3 | 965.7 | 49.31 | 0 | 0.27 | 49.58 | 52.06 | 0 | 0.28 | 52.34 | 477617 | 90330 | 2731.7 | 4253 | 0 | 8374.7 | 46302 | 0 | 377.1 | 2142.8 | 160213.8 | 0 | 4737.1 | 3315.4 | 53220 | 88396.1 | 5529.4 | 10213.7 | 0 | 13559.4 | 72854.3 | 1396.5 | 4335.5 | 7711.2 | 2196 | 8258.9
2445 | 102 | Day102 | 20 | Hour20 | 4 | Spring | 2117 | #N/A | Spring | 480553.9 | 2024-04-12 20:00 | 475725.2 | 0 | 0 | 4828.6 | 480553.9 | 459054.4 | 391110.8 | 0.035 | 0.0523 | 0.56 | 0.55 | 237.2 | 13.9 | 1.93 | 21.8 | 923.3 | 0.16 | 238.2 | 49.3 | 287.5 | 251 | 14.7 | 2.03 | 23.1 | 979 | 0.18 | 252 | 52.4 | 304.3 | 400.6 | 19.8 | 2.78 | 37.7 | 1590.7 | 0.26 | 401.9 | 85.2 | 487.1 | 790.4 | 43.3 | 7 | 80.6 | 2240.6 | 1.06 | 793.6 | 147.7 | 941.3 | 29.18 | 0 | 0.27 | 29.45 | 30.81 | 0 | 0.29 | 31.09 | 480553.9 | 89443.1 | 5083.3 | 4253 | 0 | 8374.7 | 44605.5 | 0 | 1.4 | 774.9 | 159720.6 | 0 | 3163.2 | 3315.4 | 59526.5 | 88396.1 | 4675.9 | 9996.6 | 0 | 466.6 | 86261.8 | 1938.3 | 634 | 4723.6 | 4208.9 | 8258.9
2446 | 102 | Day102 | 21 | Hour21 | 4 | Spring | 2117 | #N/A | Spring | 465272.4 | 2024-04-12 21:00 | 460453 | 0 | 0 | 4819.3 | 465272.4 | 444555.1 | 372132.8 | 0.0345 | 0.0507 | 0.57 | 0.56 | 228.1 | 13.6 | 1.88 | 20.6 | 892.6 | 0.15 | 229 | 47.3 | 276.3 | 239.4 | 14.2 | 1.96 | 21.8 | 939.4 | 0.16 | 240.4 | 49.8 | 290.2 | 360.2 | 19.8 | 2.75 | 31.4 | 1423.2 | 0.2 | 361.5 | 73.8 | 435.3 | 602.8 | 29.5 | 4.31 | 59.1 | 2245.4 | 0.51 | 604.8 | 126.2 | 731 | 28.37 | 0 | 0.27 | 28.64 | 29.91 | 0 | 0.29 | 30.2 | 465272.4 | 93139.6 | 7278.8 | 4245.4 | 0 | 8374.7 | 43232.4 | 0 | 0 | 0 | 153609.9 | 0 | 1046.7 | 3315.4 | 57647.2 | 88061 | 1857.6 | 3463.6 | 0 | 0.2 | 90984.7 | 2154.6 | 127.9 | 0 | 1326.2 | 8050.4
2447 | 102 | Day102 | 22 | Hour22 | 4 | Spring | 2117 | #N/A | Spring | 440467.2 | 2024-04-12 22:00 | 435519.4 | 0 | 0 | 4947.8 | 440467.2 | 420813.3 | 346222.2 | 0.0338 | 0.0481 | 0.59 | 0.59 | 220.9 | 13.9 | 1.93 | 19.4 | 848.7 | 0.15 | 221.9 | 44.8 | 266.6 | 230 | 14.4 | 2 | 20.3 | 884.8 | 0.15 | 230.9 | 46.7 | 277.6 | 355.7 | 20.2 | 2.76 | 29.8 | 1428.5 | 0.17 | 357 | 72.5 | 429.5 | 864.1 | 87.2 | 12.59 | 37.9 | 2260 | 0.43 | 870.1 | 105.4 | 975.5 | 26.16 | 0 | 0.28 | 26.44 | 27.51 | 0 | 0.29 | 27.8 | 440467.2 | 94245 | 4596.7 | 4245.4 | 0 | 8374.7 | 43126.8 | 0 | 0 | 0 | 137077.9 | 0 | 159.1 | 3315.4 | 55110.7 | 88061 | 489 | 1665.6 | 0 | 0 | 91972.6 | 2272.4 | 0 | 0 | 2633.2 | 8258.9
2448 | 102 | Day102 | 23 | Hour23 | 4 | Spring | 2117 | #N/A | Spring | 414878.6 | 2024-04-12 23:00 | 409660 | 45.8 | 213 | 4959.8 | 414878.6 | 396117.8 | 322372.9 | 0.0331 | 0.0455 | 0.62 | 0.61 | 197.4 | 11.5 | 1.58 | 18.5 | 787.5 | 0.14 | 198.2 | 42 | 240.2 | 205.5 | 12 | 1.64 | 19.3 | 821.2 | 0.14 | 206.3 | 43.9 | 250.2 | 433.2 | 29.7 | 4.15 | 31.7 | 1579.7 | 0.2 | 435.2 | 78.8 | 514 | 974.2 | 107.9 | 15.67 | 34.1 | 2248.3 | 0.49 | 981.7 | 101.2 | 1082.9 | 24.96 | 0 | 0.28 | 25.24 | 26.19 | 0 | 0.29 | 26.48 | 414878.6 | 92505.7 | 4233.4 | 4186.2 | 0 | 7989.3 | 32569.2 | 0 | 0 | 0 | 126295.9 | 0 | 159.1 | 3315.4 | 53613.6 | 88061 | 396.6 | 1553.2 | 0 | 0 | 90171.8 | 2333.9 | 0 | 0 | 2486.1 | 7381.5
2449 | 103 | Day103 | 0 | Hour0 | 4 | Spring | 70 | 476171 | Spring | 394812 | 2024-04-13 | 388216.7 | 1452.5 | 217.1 | 4925.6 | 394812 | 375616.8 | 302813.6 | 0.0325 | 0.0431 | 0.62 | 0.62 | 192 | 10.9 | 1.49 | 18.5 | 776 | 0.14 | 192.7 | 41.6 | 234.3 | 200.1 | 11.4 | 1.55 | 19.3 | 810.1 | 0.14 | 200.9 | 43.5 | 244.4 | 436.2 | 28.3 | 3.92 | 33.3 | 1645 | 0.2 | 438.1 | 82.4 | 520.5 | 807.5 | 82.2 | 11.88 | 34.8 | 2089.4 | 0.4 | 813.2 | 97.1 | 910.3 | 24.1 | 0 | 0.28 | 24.39 | 25.24 | 0 | 0.29 | 25.53 | 394812 | 91998.4 | 1018.8 | 4186.2 | 0 | 7233.7 | 29044 | 0 | 0 | 0 | 120275.2 | 0 | 159.1 | 3315.4 | 46357.9 | 88061 | 249 | 2913.3 | 0 | 0 | 89608.5 | 2390 | 0 | 0 | 967.4 | 5217.1
2450 | 103 | Day103 | 1 | Hour1 | 4 | Spring | 2117 | #N/A | Spring | 380858.4 | 2024-04-13 01:00 | 373195.4 | 2486.3 | 217.1 | 4959.5 | 380858.4 | 361241.4 | 290255.1 | 0.032 | 0.0414 | 0.62 | 0.62 | 187.7 | 10.2 | 1.38 | 18.6 | 774.9 | 0.14 | 188.4 | 41.7 | 230.1 | 195.4 | 10.6 | 1.44 | 19.4 | 807.1 | 0.14 | 196.1 | 43.5 | 239.6 | 433.7 | 28 | 3.88 | 33.3 | 1639.6 | 0.2 | 435.6 | 82.2 | 517.8 | 433.5 | 14.7 | 1.82 | 45.3 | 2060.6 | 0.19 | 434.4 | 106.8 | 541.2 | 23.68 | 0 | 0.28 | 23.96 | 24.76 | 0 | 0.29 | 25.05 | 380858.4 | 90603.2 | 15.3 | 4186.2 | 0 | 6288.7 | 25566.7 | 0 | 0 | 0 | 118749.3 | 0 | 134.2 | 3315.4 | 42965.8 | 88061 | 170.4 | 802.1 | 0 | 0 | 88192 | 2411.2 | 0 | 0 | 0 | 4498.3
2451 | 103 | Day103 | 2 | Hour2 | 4 | Spring | 2117 | #N/A | Spring | 371410.2 | 2024-04-13 02:00 | 364835.4 | 1326.7 | 370.7 | 4877.5 | 371410.2 | 353231.1 | 283070.6 | 0.0318 | 0.0404 | 0.61 | 0.61 | 189.7 | 10.2 | 1.38 | 19 | 787.8 | 0.14 | 190.4 | 42.5 | 232.9 | 197 | 10.5 | 1.43 | 19.7 | 818.3 | 0.14 | 197.7 | 44.1 | 241.8 | 445.8 | 29.5 | 4.1 | 33.6 | 1663.4 | 0.21 | 447.8 | 83.2 | 531 | 427 | 11.4 | 1.32 | 47.4 | 2127.4 | 0.19 | 427.7 | 110.9 | 538.6 | 23.59 | 0 | 0.28 | 23.86 | 24.63 | 0 | 0.28 | 24.91 | 371410.2 | 88339.7 | 88.5 | 4186.2 | 0 | 5569.9 | 24654 | 0 | 0 | 0 | 118573.3 | 0 | 100.2 | 3315.4 | 38351.7 | 88061 | 170.4 | 0 | 0 | 0 | 85919.4 | 2420.2 | 0 | 0 | 71.6 | 4582.6
2452 | 103 | Day103 | 3 | Hour3 | 4 | Spring | 2117 | #N/A | Spring | 370723 | 2024-04-13 03:00 | 364906.8 | 808.3 | 366.6 | 4641.3 | 370723 | 353295.5 | 283522.6 | 0.0318 | 0.0405 | 0.6 | 0.6 | 197.4 | 10.9 | 1.48 | 19.4 | 810.7 | 0.14 | 198.1 | 43.6 | 241.7 | 204.9 | 11.3 | 1.53 | 20.2 | 842.2 | 0.15 | 205.6 | 45.3 | 250.9 | 440.1 | 28.8 | 4 | 33.4 | 1651 | 0.21 | 442 | 82.7 | 524.7 | 740.3 | 73.1 | 10.53 | 34.2 | 1998.5 | 0.37 | 745.3 | 93.8 | 839.2 | 23.48 | 0 | 0.27 | 23.75 | 24.53 | 0 | 0.28 | 24.8 | 370723 | 87200.4 | 0 | 4186.2 | 0 | 5633.6 | 26614.7 | 0 | 0 | 0 | 120321 | 0 | 95.5 | 3315.4 | 34559.5 | 88035.2 | 170.4 | 591 | 0 | 0 | 84745.4 | 2455 | 0 | 0 | 167.4 | 4639.6
2453 | 103 | Day103 | 4 | Hour4 | 4 | Spring | 2117 | #N/A | Spring | 381600 | 2024-04-13 04:00 | 375350.3 | 1053.9 | 351.5 | 4844.3 | 381600 | 363292.7 | 292150.2 | 0.0321 | 0.0417 | 0.59 | 0.59 | 209.4 | 12.2 | 1.68 | 19.7 | 836.7 | 0.15 | 210.2 | 44.7 | 254.9 | 217.4 | 12.7 | 1.74 | 20.5 | 869.3 | 0.15 | 218.3 | 46.4 | 264.7 | 437.4 | 30.8 | 4.3 | 31.3 | 1573.1 | 0.21 | 439.5 | 78.2 | 517.7 | 730.5 | 65 | 9.29 | 40.2 | 2198.2 | 0.36 | 735 | 105.8 | 840.8 | 24.24 | 0 | 0.2 | 24.44 | 25.38 | 0 | 0.21 | 25.59 | 381600 | 89449.8 | 0 | 4189.1 | 0 | 7095 | 31879.5 | 0 | 0 | 10 | 123640 | 0 | 100.2 | 3315.4 | 32789.1 | 87894.1 | 170.4 | 1077.3 | 0 | 20 | 86945.2 | 2474.5 | 0 | 0 | 0 | 5227.5
2454 | 103 | Day103 | 5 | Hour5 | 4 | Spring | 2117 | #N/A | Spring | 403409 | 2024-04-13 05:00 | 398260.8 | 6.1 | 0 | 5142 | 403408.9 | 385194.5 | 310602.3 | 0.0328 | 0.0444 | 0.58 | 0.58 | 223.4 | 13.9 | 1.91 | 20 | 866.8 | 0.15 | 224.3 | 45.9 | 270.2 | 231.8 | 14.4 | 1.98 | 20.8 | 900.2 | 0.16 | 232.8 | 47.6 | 280.4 | 379.8 | 24.3 | 3.37 | 29.4 | 1438.7 | 0.18 | 381.4 | 72.3 | 453.7 | 483.4 | 9.9 | 1.04 | 56.4 | 2501.3 | 0.21 | 484 | 131 | 614.9 | 25.45 | 0 | 0.25 | 25.7 | 26.67 | 0 | 0.26 | 26.94 | 403409 | 92806.6 | 174.8 | 4193.8 | 0 | 7803.2 | 39094.7 | 0 | 0 | 322.4 | 130449.6 | 0 | 95.5 | 3315.4 | 36061.6 | 88061 | 170.4 | 1182.3 | 0 | 2926.3 | 87016.3 | 2541.7 | 41.6 | 1808.8 | 2260 | 7764.5
2455 | 103 | Day103 | 6 | Hour6 | 4 | Spring | 2117 | #N/A | Spring | 432438.6 | 2024-04-13 06:00 | 427383.6 | 0 | 0 | 5055 | 432438.6 | 412989.6 | 305176.9 | 0.0337 | 0.0476 | 0.62 | 0.62 | 199.9 | 12.3 | 1.69 | 18.1 | 779.8 | 0.14 | 200.8 | 41.4 | 242.1 | 207.9 | 12.8 | 1.76 | 18.8 | 811.2 | 0.14 | 208.7 | 43 | 251.8 | 218.6 | 11 | 1.47 | 19.6 | 925.2 | 0.1 | 219.4 | 47.2 | 266.6 | 667.1 | 49.1 | 6.9 | 45.7 | 2331.4 | 0.31 | 670.4 | 115.3 | 785.7 | 26.03 | 0 | 0.25 | 26.29 | 27.35 | 0 | 0.27 | 27.62 | 432438.6 | 127261.7 | 1584.3 | 4193.8 | 0 | 7677.7 | 37005.5 | 0 | 0 | 7537.8 | 126799.3 | 0 | 95.5 | 3315.4 | 35155.2 | 88396.1 | 170.4 | 783.7 | 0 | 31060 | 86165.1 | 2498.8 | 2229 | 1588.1 | 1829.3 | 8045.8
2456 | 103 | Day103 | 7 | Hour7 | 4 | Spring | 2117 | #N/A | Spring | 448438.6 | 2024-04-13 07:00 | 442825.7 | 292.2 | 0 | 5320.6 | 448438.5 | 427726.9 | 285013.2 | 0.0341 | 0.0491 | 0.68 | 0.68 | 162.2 | 9.1 | 1.24 | 15.8 | 660.6 | 0.12 | 162.8 | 35.5 | 198.3 | 168.3 | 9.4 | 1.28 | 16.4 | 686.4 | 0.12 | 169 | 36.9 | 205.9 | 94.6 | 3 | 0.37 | 10.1 | 455 | 0.04 | 94.8 | 23.6 | 118.4 | 504.5 | 21.5 | 2.79 | 48.8 | 2260 | 0.23 | 505.9 | 116.2 | 622.1 | 24.6 | 0 | 0.26 | 24.86 | 25.89 | 0 | 0.27 | 26.16 | 448438.6 | 163425.4 | 454.4 | 4193.8 | 0 | 5772.6 | 27229.6 | 0 | 0 | 11219.3 | 117424.7 | 0 | 95.5 | 3315.4 | 37395 | 88396.1 | 170.4 | 565.6 | 0 | 68671.2 | 81311.5 | 2223.4 | 6763 | 0 | 0 | 7675.3
2457 | 103 | Day103 | 8 | Hour8 | 4 | Spring | 2117 | #N/A | Spring | 456811.4 | 2024-04-13 08:00 | 449830.7 | 2230.6 | 0 | 4750.1 | 456811.4 | 434430 | 277201.7 | 0.0342 | 0.0497 | 0.7 | 0.7 | 153.3 | 8.7 | 1.18 | 14.9 | 621.7 | 0.11 | 153.8 | 33.5 | 187.3 | 159.2 | 9 | 1.23 | 15.5 | 645.5 | 0.12 | 159.8 | 34.8 | 194.5 | 75 | 2.1 | 0.25 | 8.2 | 369.4 | 0.03 | 75.1 | 19.2 | 94.3 | 424.3 | 9.9 | 1.1 | 48.4 | 2156.8 | 0.19 | 424.9 | 112.7 | 537.5 | 23.93 | 0 | 0.27 | 24.2 | 25.22 | 0 | 0.28 | 25.5 | 456811.4 | 179609.7 | 611.5 | 4193.8 | 0 | 7532.5 | 26614.9 | 0 | 216.1 | 12532.1 | 112062 | 0 | 95.5 | 3315.4 | 33996.6 | 88396.1 | 170.4 | 213 | 0 | 101793.5 | 63100.3 | 1967.6 | 9325.3 | 213 | 145.4 | 8258.9
2458 | 103 | Day103 | 9 | Hour9 | 4 | Spring | 2117 | #N/A | Spring | 465596.5 | 2024-04-13 09:00 | 455050.4 | 3031.3 | 1952.7 | 5562 | 465596.5 | 439412.8 | 261992.2 | 0.0344 | 0.0501 | 0.72 | 0.72 | 142.6 | 8.1 | 1.11 | 14 | 577.4 | 0.11 | 143.1 | 31.2 | 174.3 | 148.4 | 8.5 | 1.16 | 14.5 | 600.7 | 0.11 | 149 | 32.5 | 181.5 | 59.6 | 1.8 | 0.21 | 6.5 | 291.1 | 0.03 | 59.7 | 15.2 | 74.8 | 458 | 18.4 | 2.37 | 45.2 | 2085.2 | 0.21 | 459.2 | 107.4 | 566.6 | 22.94 | 0 | 0.27 | 23.21 | 24.2 | 0 | 0.29 | 24.49 | 465596.5 | 203604.3 | 10.2 | 4184.4 | 0 | 8197.9 | 25399 | 0 | 741.5 | 16960.3 | 105820.4 | 0 | 95.5 | 3315.4 | 26190 | 88396.1 | 170.4 | 213 | 0 | 123942.7 | 60221 | 1738.8 | 11762.5 | 0 | 17.6 | 8050.4
2459 | 103 | Day103 | 10 | Hour10 | 4 | Spring | 2117 | #N/A | Spring | 468859.6 | 2024-04-13 10:00 | 457910.1 | 3098.1 | 2032.7 | 5818.7 | 468859.6 | 442136.3 | 260259.7 | 0.0344 | 0.0504 | 0.72 | 0.72 | 142 | 8.1 | 1.1 | 13.9 | 574.8 | 0.1 | 142.5 | 31 | 173.6 | 148.5 | 8.5 | 1.15 | 14.5 | 601.1 | 0.11 | 149 | 32.4 | 181.5 | 64 | 1.9 | 0.23 | 6.9 | 311.9 | 0.03 | 64.1 | 16.2 | 80.3 | 568.2 | 46.2 | 6.55 | 35.2 | 1847.8 | 0.28 | 571.4 | 90.3 | 661.7 | 20.97 | 0 | 0.19 | 21.16 | 22.32 | 0 | 0.21 | 22.53 | 468859.6 | 208599.9 | 166.8 | 4069.1 | 0 | 8061 | 25505.4 | 0 | 976.4 | 15652.6 | 105948.8 | 0 | 95.5 | 3315.4 | 25664.5 | 87049.9 | 170.4 | 213 | 0 | 127635.3 | 62698.7 | 1636.8 | 14425.8 | 0 | 13.8 | 8112.6
2460 | 103 | Day103 | 11 | Hour11 | 4 | Spring | 2117 | #N/A | Spring | 470557 | 2024-04-13 11:00 | 458955.6 | 2573.7 | 3482.1 | 5545.6 | 470556.9 | 443133.2 | 260270.7 | 0.0345 | 0.0505 | 0.72 | 0.72 | 142.4 | 8.1 | 1.11 | 13.9 | 576.1 | 0.11 | 143 | 31.1 | 174.1 | 149.1 | 8.5 | 1.16 | 14.5 | 603 | 0.11 | 149.6 | 32.5 | 182.2 | 58.5 | 1.7 | 0.21 | 6.4 | 285.7 | 0.03 | 58.6 | 14.9 | 73.5 | 370.6 | 7.8 | 0.82 | 43 | 1912.1 | 0.16 | 371 | 100.1 | 471.1 | 20.72 | 0 | 0.19 | 20.91 | 22.06 | 0 | 0.21 | 22.27 | 470557 | 210286.2 | 0.8 | 4050.1 | 0 | 8046.2 | 25751.6 | 0 | 1014.5 | 16237 | 106487 | 0 | 95.5 | 3315.4 | 25369.7 | 86984.1 | 170.4 | 0 | 0 | 126564.7 | 64968.3 | 1501.6 | 13386.5 | 11.1 | 7.3 | 7883.8
2461 | 103 | Day103 | 12 | Hour12 | 4 | Spring | 2117 | #N/A | Spring | 472248.9 | 2024-04-13 12:00 | 460233.3 | 2528.6 | 4093.9 | 5393.1 | 472248.9 | 444342.1 | 261779.3 | 0.0345 | 0.0507 | 0.72 | 0.71 | 143.8 | 8.2 | 1.12 | 14 | 580.8 | 0.11 | 144.3 | 31.3 | 175.6 | 150.7 | 8.6 | 1.18 | 14.6 | 608.8 | 0.11 | 151.3 | 32.8 | 184.1 | 59.4 | 1.9 | 0.23 | 6.4 | 286.5 | 0.03 | 59.5 | 14.9 | 74.5 | 363.9 | 7.8 | 0.83 | 42.1 | 1873.4 | 0.16 | 364.4 | 98 | 462.4 | 20.77 | 0 | 0.19 | 20.96 | 22.14 | 0 | 0.21 | 22.35 | 472248.9 | 210469.6 | 16.4 | 4045.4 | 0 | 7825 | 26218 | 0 | 1012.9 | 15975.7 | 107577.6 | 0 | 95.5 | 3315.4 | 25531.3 | 86984.1 | 170.4 | 0 | 0 | 125681.6 | 66539.8 | 1259.7 | 13728.6 | 0 | 12.6 | 8254.3
2462 | 103 | Day103 | 13 | Hour13 | 4 | Spring | 2117 | #N/A | Spring | 474217.7 | 2024-04-13 13:00 | 461908.6 | 2639.2 | 4360 | 5309.9 | 474217.7 | 445921 | 258988.2 | 0.0346 | 0.0509 | 0.72 | 0.72 | 141 | 8 | 1.09 | 13.8 | 571.8 | 0.1 | 141.6 | 30.8 | 172.4 | 147.9 | 8.4 | 1.14 | 14.4 | 599.6 | 0.11 | 148.4 | 32.3 | 180.8 | 56 | 1.8 | 0.22 | 6 | 268.4 | 0.03 | 56.1 | 14 | 70.1 | 724 | 71.7 | 10.32 | 34 | 1951.5 | 0.38 | 729 | 92.3 | 821.2 | 19.22 | 0 | 0.19 | 19.41 | 20.54 | 0 | 0.21 | 20.75 | 474217.7 | 215229.5 | 81.2 | 4045.4 | 0 | 7825 | 25502.9 | 0 | 998.7 | 18553.6 | 106933.6 | 0 | 95.5 | 3315.4 | 24647.3 | 86371.4 | 170.4 | 0 | 0 | 122321.2 | 72130.4 | 1225.5 | 12896.1 | 0 | 179.7 | 7675.3
2463 | 103 | Day103 | 14 | Hour14 | 4 | Spring | 2117 | #N/A | Spring | 476171 | 2024-04-13 14:00 | 461681.1 | 4825.2 | 4360 | 5304.7 | 476171 | 445696.4 | 259350.2 | 0.0346 | 0.0509 | 0.72 | 0.72 | 140.4 | 7.9 | 1.07 | 13.8 | 573.1 | 0.1 | 141 | 30.9 | 171.9 | 147.5 | 8.3 | 1.12 | 14.5 | 601.6 | 0.11 | 148 | 32.5 | 180.5 | 57.7 | 1.9 | 0.23 | 6.2 | 277.2 | 0.03 | 57.8 | 14.5 | 72.3 | 320.8 | 6 | 0.6 | 39 | 1680 | 0.16 | 321.1 | 89.1 | 410.2 | 19.12 | 0 | 0.19 | 19.31 | 20.46 | 0 | 0.21 | 20.67 | 476171 | 216820.9 | 0.4 | 4045.4 | 0 | 7825 | 24943.1 | 0 | 992.8 | 18364.9 | 108553.7 | 0 | 95.5 | 3315.4 | 24166.6 | 86234.6 | 170.4 | 0 | 0 | 123057.6 | 73347.9 | 1057.7 | 14446.2 | 0 | 126.9 | 8254.3
2464 | 103 | Day103 | 15 | Hour15 | 4 | Spring | 2117 | #N/A | Spring | 474141.9 | 2024-04-13 15:00 | 461171.8 | 3311.5 | 4360 | 5298.6 | 474141.9 | 445209.4 | 262211.8 | 0.0346 | 0.0509 | 0.71 | 0.71 | 143.4 | 7.9 | 1.08 | 14.2 | 586.5 | 0.11 | 143.9 | 31.7 | 175.6 | 150.5 | 8.3 | 1.13 | 14.9 | 615.7 | 0.11 | 151.1 | 33.2 | 184.3 | 60.5 | 1.8 | 0.22 | 6.7 | 295.6 | 0.03 | 60.7 | 15.5 | 76.1 | 855.8 | 91.3 | 13.23 | 33.1 | 2082 | 0.43 | 862.1 | 95.2 | 957.3 | 18.72 | 0 | 0.12 | 18.84 | 20.09 | 0 | 0.14 | 20.23 | 474141.9 | 211930.1 | 166.3 | 4045.4 | 0 | 7825 | 24971 | 0 | 985.9 | 16832.7 | 110850.3 | 0 | 159.1 | 3315.4 | 24466.1 | 86056.5 | 356.6 | 0 | 0 | 117262.6 | 75991.3 | 857.6 | 13693.3 | 0 | 388.8 | 7675.3
2465 | 103 | Day103 | 16 | Hour16 | 4 | Spring | 2117 | #N/A | Spring | 474863.8 | 2024-04-13 16:00 | 461585.3 | 3633.1 | 4360 | 5285.5 | 474863.8 | 445604.6 | 272708.2 | 0.0346 | 0.0509 | 0.69 | 0.68 | 160.2 | 9.3 | 1.28 | 15.2 | 641 | 0.11 | 160.9 | 34.3 | 195.2 | 168.5 | 9.8 | 1.34 | 16 | 674.2 | 0.12 | 169.2 | 36.1 | 205.3 | 62.4 | 1.7 | 0.19 | 7 | 310.5 | 0.03 | 62.5 | 16.2 | 78.7 | 858 | 94.1 | 13.66 | 30.9 | 2008 | 0.43 | 864.5 | 90.8 | 955.4 | 19.77 | 0 | 0.12 | 19.88 | 21.24 | 0 | 0.14 | 21.38 | 474863.8 | 202155.7 | 122.1 | 4045.4 | 0 | 7825 | 29947.4 | 0 | 978.4 | 15858.6 | 118133.4 | 0 | 159.1 | 3315.4 | 22669 | 86056.5 | 434.6 | 0 | 0 | 106475.3 | 78107.9 | 735.5 | 12119.5 | 335 | 456.8 | 8254.3
2466 | 103 | Day103 | 17 | Hour17 | 4 | Spring | 2117 | #N/A | Spring | 472935.9 | 2024-04-13 17:00 | 461457.9 | 1716.7 | 4360 | 5401.3 | 472935.9 | 445497.8 | 303813.3 | 0.0346 | 0.0508 | 0.63 | 0.63 | 195.8 | 12.2 | 1.69 | 17.4 | 755.9 | 0.13 | 196.6 | 40 | 236.5 | 205.9 | 12.8 | 1.77 | 18.3 | 795.7 | 0.14 | 206.7 | 42.1 | 248.8 | 135.9 | 5.2 | 0.67 | 13.7 | 626.4 | 0.06 | 136.3 | 32.4 | 168.6 | 427.6 | 22.7 | 3.07 | 37.4 | 1761.3 | 0.2 | 429.1 | 90 | 519.1 | 21.4 | 0 | 0.12 | 21.52 | 22.89 | 0 | 0.14 | 23.03 | 472935.9 | 169122.6 | 174.2 | 4104.6 | 0 | 7825 | 40406.8 | 0 | 840.1 | 12549.3 | 131983.7 | 0 | 159.1 | 3315.4 | 26890.1 | 86056.5 | 540.7 | 2357.1 | 0 | 74109.4 | 81063.2 | 560.6 | 9650.9 | 2644.1 | 688.9 | 8232.1
2467 | 103 | Day103 | 18 | Hour18 | 4 | Spring | 2117 | #N/A | Spring | 467448.9 | 2024-04-13 18:00 | 459683.4 | 96.1 | 2245.7 | 5423.8 | 467448.9 | 443825.4 | 330118.7 | 0.0345 | 0.0506 | 0.61 | 0.6 | 211.1 | 12.8 | 1.78 | 19.2 | 812.1 | 0.15 | 211.9 | 43.4 | 255.3 | 223.7 | 13.5 | 1.88 | 20.4 | 863.3 | 0.16 | 224.6 | 46.2 | 270.9 | 290.1 | 15.3 | 2.13 | 26.1 | 1150.7 | 0.17 | 291.2 | 60.5 | 351.6 | 561.2 | 16.6 | 2.37 | 65.3 | 2401.2 | 0.49 | 562.3 | 137 | 699.4 | 27.25 | 0 | 0.27 | 27.52 | 28.8 | 0 | 0.29 | 29.09 | 467448.9 | 137330.2 | 2374.2 | 4236 | 0 | 8197.9 | 40992 | 0 | 716.4 | 6145.5 | 137121.1 | 0 | 1476.1 | 3315.4 | 32552 | 88061 | 3195.9 | 8597 | 0 | 45102.3 | 84929.2 | 436.7 | 7697.2 | 6424.1 | 2843.2 | 7951.6
2468 | 103 | Day103 | 19 | Hour19 | 4 | Spring | 2117 | #N/A | Spring | 465808.6 | 2024-04-13 19:00 | 461126.8 | 0 | 0 | 4681.8 | 465808.6 | 445214.7 | 355980.5 | 0.0345 | 0.0507 | 0.59 | 0.58 | 222.8 | 13.2 | 1.83 | 20.6 | 861 | 0.16 | 223.7 | 46.3 | 270 | 235.9 | 13.9 | 1.93 | 21.9 | 914.1 | 0.17 | 236.9 | 49.2 | 286.1 | 381.3 | 20.6 | 2.87 | 33.9 | 1497.7 | 0.23 | 382.7 | 78.5 | 461.3 | 751.1 | 30.8 | 5.39 | 90 | 2154.3 | 1.22 | 753.5 | 154.5 | 908 | 29.74 | 0 | 0.27 | 30.01 | 31.36 | 0 | 0.29 | 31.64 | 465808.6 | 109828.1 | 3307.3 | 4245.4 | 0 | 8374.7 | 41054.5 | 0 | 203.8 | 2051.1 | 143068.9 | 0 | 3451.4 | 3315.4 | 46192.4 | 88061 | 4875.1 | 10034.3 | 0 | 12230.8 | 94887.3 | 455 | 3766 | 7900.4 | 3127.7 | 8254.3
2469 | 103 | Day103 | 20 | Hour20 | 4 | Spring | 2117 | #N/A | Spring | 470569.6 | 2024-04-13 20:00 | 465424.2 | 0 | 213 | 4932.5 | 470569.7 | 449294.4 | 370224.2 | 0.0347 | 0.0511 | 0.58 | 0.58 | 223.5 | 13.1 | 1.82 | 20.7 | 865.5 | 0.16 | 224.3 | 46.6 | 270.9 | 237 | 13.8 | 1.92 | 22.1 | 920.1 | 0.17 | 237.9 | 49.6 | 287.5 | 377.9 | 19.4 | 2.69 | 34.6 | 1511.8 | 0.23 | 379.2 | 79.7 | 458.9 | 926.6 | 53.7 | 9.02 | 96.1 | 2211.5 | 1.48 | 930.7 | 162.4 | 1093.1 | 42.89 | 0 | 0.27 | 43.16 | 45.29 | 0 | 0.29 | 45.58 | 470569.6 | 100345.5 | 2791.7 | 4245.4 | 0 | 8374.7 | 40872 | 0 | 3.9 | 228.1 | 145658.2 | 0 | 3451.4 | 3315.4 | 57728.3 | 88061 | 5306.2 | 10419.6 | 0 | 331.3 | 99267.2 | 515 | 620.6 | 6462.8 | 2580 | 8050.4
2470 | 103 | Day103 | 21 | Hour21 | 4 | Spring | 2117 | #N/A | Spring | 457605.7 | 2024-04-13 21:00 | 452240.3 | 0 | 213 | 5152.4 | 457605.7 | 436761.6 | 355848.8 | 0.0342 | 0.0497 | 0.59 | 0.58 | 216.9 | 13 | 1.79 | 19.8 | 845.9 | 0.15 | 217.8 | 45 | 262.8 | 228.4 | 13.6 | 1.87 | 21 | 893.8 | 0.16 | 229.3 | 47.7 | 277 | 360.1 | 20.2 | 2.79 | 31 | 1417.3 | 0.2 | 361.5 | 73.3 | 434.8 | 721.3 | 26.5 | 4.94 | 92.2 | 1960.4 | 1.32 | 723.5 | 151 | 874.5 | 27.68 | 0 | 0.27 | 27.95 | 29.18 | 0 | 0.29 | 29.47 | 457605.7 | 101756.9 | 3713.2 | 4189.8 | 0 | 7418.6 | 40457.4 | 0 | 0 | 0 | 142700.9 | 0 | 1368.7 | 3315.4 | 55265.4 | 87752.1 | 2263.7 | 7403.6 | 0 | 0.2 | 100988.1 | 768.6 | 31.5 | 892 | 1321.6 | 7979.3
2471 | 103 | Day103 | 22 | Hour22 | 4 | Spring | 2117 | #N/A | Spring | 433835 | 2024-04-13 22:00 | 428448.2 | 9.7 | 366.6 | 5010.4 | 433835 | 414080.6 | 333692 | 0.0335 | 0.0473 | 0.6 | 0.59 | 211.9 | 13 | 1.79 | 19.1 | 827.1 | 0.14 | 212.8 | 43.8 | 256.6 | 221.1 | 13.5 | 1.85 | 20 | 864.5 | 0.15 | 222 | 45.8 | 267.8 | 355.3 | 21.2 | 2.91 | 28.9 | 1395.5 | 0.17 | 356.7 | 70.6 | 427.2 | 599.3 | 41.3 | 5.78 | 43.7 | 2170.3 | 0.29 | 602.1 | 108.5 | 710.6 | 25.7 | 0 | 0.28 | 25.98 | 27.03 | 0 | 0.3 | 27.33 | 433835 | 100142.9 | 1731.9 | 4189.8 | 0 | 7418.6 | 39127.1 | 0 | 0 | 0 | 134452.3 | 0 | 159.1 | 3315.4 | 51246.6 | 87397.2 | 399.9 | 4254 | 0 | 0 | 99028.5 | 1114.4 | 0 | 178.6 | 1202.1 | 7641.4
2472 | 103 | Day103 | 23 | Hour23 | 4 | Spring | 2117 | #N/A | Spring | 408654.5 | 2024-04-13 23:00 | 403286 | 9.7 | 366.6 | 4992.2 | 408654.5 | 390031.4 | 311083.7 | 0.0329 | 0.0447 | 0.62 | 0.62 | 191.3 | 11 | 1.51 | 18.2 | 768.6 | 0.13 | 192 | 41.1 | 233.2 | 199.3 | 11.4 | 1.56 | 19 | 802 | 0.14 | 200 | 42.9 | 243 | 420 | 28.4 | 3.96 | 31.1 | 1544.9 | 0.2 | 421.9 | 77.2 | 499.1 | 884.6 | 97.1 | 14.1 | 31.7 | 2067.1 | 0.44 | 891.4 | 93.4 | 984.8 | 24.42 | 0 | 0.28 | 24.7 | 25.64 | 0 | 0.3 | 25.94 | 408654.5 | 97570.8 | 1850.4 | 4189.8 | 0 | 7418.6 | 30551.3 | 0 | 0 | 0 | 122365.4 | 0 | 159.1 | 3315.4 | 50517.2 | 87397.2 | 373.1 | 2946 | 0 | 0 | 96433.9 | 1137 | 0 | 178.6 | 1325.4 | 6438.3
2473 | 104 | Day104 | 0 | Hour0 | 4 | Spring | 72 | 472465.2 | Spring | 387376.4 | 2024-04-14 | 382417.4 | 6.3 | 157.7 | 4795.1 | 387376.4 | 370067.6 | 291728.4 | 0.0323 | 0.0425 | 0.63 | 0.63 | 178.9 | 9.5 | 1.28 | 18 | 745.9 | 0.13 | 179.5 | 40.3 | 219.8 | 185.9 | 9.8 | 1.33 | 18.7 | 776.3 | 0.13 | 186.5 | 41.9 | 228.4 | 392.5 | 25.9 | 3.59 | 29.9 | 1467.8 | 0.19 | 394.2 | 73.7 | 467.9 | 733 | 77.1 | 11.16 | 29.4 | 1818.1 | 0.37 | 738.4 | 83.6 | 822 | 21.67 | 0 | 0.28 | 21.94 | 22.7 | 0 | 0.29 | 22.99 | 387376.4 | 95648 | 2030.3 | 4099.3 | 0 | 7418.6 | 23833.3 | 0 | 0 | 0 | 117670.8 | 0 | 159.1 | 3315.4 | 45537.8 | 86034.9 | 259.6 | 1369.3 | 0 | 0 | 94301.8 | 1346.2 | 0 | 872.6 | 1009.8 | 7223.2
2474 | 104 | Day104 | 1 | Hour1 | 4 | Spring | 2117 | #N/A | Spring | 372603.4 | 2024-04-14 01:00 | 366887.4 | 771.8 | 370.7 | 4573.6 | 372603.4 | 355201.9 | 279642.2 | 0.0318 | 0.0406 | 0.63 | 0.63 | 176.2 | 9.1 | 1.23 | 18.1 | 742.5 | 0.13 | 176.8 | 40.2 | 217 | 183 | 9.4 | 1.27 | 18.8 | 772 | 0.13 | 183.6 | 41.8 | 225.4 | 395.6 | 25.2 | 3.48 | 30.8 | 1507.3 | 0.19 | 397.3 | 75.7 | 473 | 553.5 | 43.3 | 6.12 | 35.8 | 1844 | 0.27 | 556.5 | 90.8 | 647.3 | 21.09 | 0 | 0.2 | 21.3 | 22.1 | 0 | 0.21 | 22.31 | 372603.4 | 92961.2 | 1988.9 | 4099.3 | 0 | 7308.9 | 21736.8 | 0 | 0 | 0 | 114073.9 | 0 | 159.1 | 3315.4 | 40685.7 | 86034.9 | 172.7 | 66.5 | 0 | 0 | 91481 | 1480.2 | 0 | 0 | 5.5 | 7222.8
2475 | 104 | Day104 | 2 | Hour2 | 4 | Spring | 2117 | #N/A | Spring | 364822.4 | 2024-04-14 02:00 | 358146.5 | 1767.8 | 370.7 | 4537.4 | 364822.4 | 346826.7 | 273495 | 0.0316 | 0.0396 | 0.63 | 0.63 | 177.3 | 9.1 | 1.22 | 18.3 | 750.4 | 0.13 | 177.9 | 40.7 | 218.6 | 184.2 | 9.4 | 1.27 | 19 | 779.8 | 0.14 | 184.9 | 42.3 | 227.1 | 396 | 24.4 | 3.37 | 31.5 | 1533.7 | 0.19 | 397.7 | 77.3 | 475 | 463.6 | 28.7 | 3.97 | 36.8 | 1780.7 | 0.22 | 465.5 | 89.9 | 555.4 | 20.91 | 0 | 0.12 | 21.03 | 21.92 | 0 | 0.12 | 22.05 | 364822.4 | 91327.4 | 748.8 | 4099.3 | 0 | 7265.5 | 21151.8 | 0 | 0 | 0 | 113402.1 | 0 | 159.1 | 3315.4 | 37034.5 | 86034.9 | 105 | 178.6 | 0 | 0 | 89982.8 | 1344.7 | 0 | 0 | 0 | 7443
2476 | 104 | Day104 | 3 | Hour3 | 4 | Spring | 2117 | #N/A | Spring | 363892.7 | 2024-04-14 03:00 | 357591.5 | 1114.8 | 687.1 | 4499.4 | 363892.7 | 346296.4 | 273839.8 | 0.0316 | 0.0395 | 0.62 | 0.62 | 180 | 9.2 | 1.24 | 18.5 | 762.6 | 0.13 | 180.7 | 41.3 | 222 | 187 | 9.5 | 1.28 | 19.3 | 793.1 | 0.14 | 187.6 | 43 | 230.6 | 408 | 26.7 | 3.7 | 31.1 | 1532 | 0.19 | 409.8 | 76.8 | 486.6 | 406.3 | 18.1 | 2.4 | 38.6 | 1782 | 0.19 | 407.5 | 91.8 | 499.3 | 21.31 | 0 | 0.2 | 21.52 | 22.33 | 0 | 0.21 | 22.54 | 363892.7 | 90052.9 | 707.1 | 4099.3 | 0 | 7333.7 | 21366.3 | 0 | 0 | 0 | 115011 | 0 | 159.1 | 3315.4 | 35729.7 | 86034.9 | 83.4 | 0 | 0 | 0 | 88987.3 | 1065.6 | 0 | 0 | 0 | 7218.7
2477 | 104 | Day104 | 4 | Hour4 | 4 | Spring | 2117 | #N/A | Spring | 374025.6 | 2024-04-14 04:00 | 367751.6 | 1107 | 485.6 | 4681.3 | 374025.6 | 356035.5 | 283097.5 | 0.0319 | 0.0407 | 0.61 | 0.61 | 194.9 | 10.7 | 1.46 | 19.1 | 800.5 | 0.14 | 195.7 | 43 | 238.6 | 202.6 | 11.2 | 1.52 | 19.8 | 832 | 0.14 | 203.3 | 44.7 | 248 | 401.3 | 26.9 | 3.75 | 29.9 | 1484 | 0.19 | 403.2 | 74.2 | 477.3 | 746.5 | 79.2 | 11.48 | 29.3 | 1830.5 | 0.37 | 752 | 83.9 | 835.9 | 22.35 | 0 | 0.12 | 22.48 | 23.45 | 0 | 0.13 | 23.58 | 374025.6 | 90928.1 | 103.3 | 4099.3 | 0 | 7418.6 | 26786.7 | 0 | 0 | 19.2 | 119738.6 | 0 | 159.1 | 3315.4 | 35345.7 | 86034.9 | 95.8 | 0 | 0 | 48.1 | 90032.3 | 828.5 | 0 | 0 | 0 | 6925.7
2478 | 104 | Day104 | 5 | Hour5 | 4 | Spring | 2117 | #N/A | Spring | 394962.9 | 2024-04-14 05:00 | 389838.2 | 0 | 157.7 | 4967 | 394962.9 | 377183 | 297782.8 | 0.0325 | 0.0432 | 0.6 | 0.6 | 205.9 | 12.1 | 1.65 | 19.2 | 822.6 | 0.14 | 206.7 | 43.8 | 250.5 | 213.9 | 12.5 | 1.71 | 20 | 855.3 | 0.15 | 214.8 | 45.5 | 260.3 | 388.8 | 26.8 | 3.74 | 28.6 | 1414.1 | 0.19 | 390.7 | 70.7 | 461.4 | 593.5 | 49.9 | 7.1 | 36.5 | 1879.3 | 0.32 | 596.9 | 92.6 | 689.5 | 24.29 | 0 | 0.13 | 24.42 | 25.45 | 0 | 0.14 | 25.58 | 394962.9 | 97180.1 | 625.8 | 4152.4 | 0 | 7045.7 | 32705 | 0 | 0 | 381.9 | 125842.5 | 0 | 51.6 | 3315.4 | 37510.5 | 86341.6 | 0 | 192.2 | 0 | 2996.8 | 92921.3 | 880.1 | 82.5 | 1664.7 | 2572.2 | 7775.3
2479 | 104 | Day104 | 6 | Hour6 | 4 | Spring | 2117 | #N/A | Spring | 423407.4 | 2024-04-14 06:00 | 418613.8 | 3.5 | 0 | 4790 | 423407.4 | 404677.7 | 300094.5 | 0.0333 | 0.0464 | 0.62 | 0.62 | 191.5 | 11.1 | 1.52 | 18.1 | 769.3 | 0.13 | 192.3 | 41 | 233.3 | 198.9 | 11.5 | 1.57 | 18.8 | 799.3 | 0.14 | 199.7 | 42.6 | 242.3 | 269.1 | 15.9 | 2.19 | 22 | 1061.9 | 0.13 | 270.2 | 53.7 | 323.9 | 712.4 | 59.3 | 8.43 | 42.6 | 2271.5 | 0.34 | 716.4 | 110.4 | 826.8 | 26.41 | 0 | 0.2 | 26.62 | 27.71 | 0 | 0.21 | 27.93 | 423407.4 | 123312.8 | 1682.4 | 4166.9 | 0 | 6430.2 | 32045 | 0 | 0 | 7486.5 | 127203.6 | 0 | 51.6 | 3315.4 | 36768.5 | 88396.1 | 0 | 34.7 | 0 | 24480 | 90550 | 796.3 | 2592.9 | 1741.5 | 2307.6 | 8050.4
2480 | 104 | Day104 | 7 | Hour7 | 4 | Spring | 2117 | #N/A | Spring | 439913.8 | 2024-04-14 07:00 | 435133.3 | 139.7 | 0 | 4640.8 | 439913.8 | 420442.7 | 285691.5 | 0.0338 | 0.0481 | 0.68 | 0.68 | 160.3 | 8.8 | 1.2 | 15.8 | 659.8 | 0.12 | 160.9 | 35.5 | 196.4 | 166.4 | 9.1 | 1.24 | 16.5 | 685.6 | 0.12 | 167 | 36.9 | 203.9 | 112.6 | 4 | 0.5 | 11.7 | 529.9 | 0.05 | 112.8 | 27.5 | 140.3 | 622.3 | 47.1 | 6.64 | 41.5 | 2133.4 | 0.29 | 625.5 | 105.1 | 730.7 | 25.21 | 0 | 0.21 | 25.42 | 26.49 | 0 | 0.22 | 26.71 | 439913.8 | 154222.4 | 2474 | 4197.2 | 0 | 6722.5 | 25715.4 | 0 | 0 | 10835.4 | 116661.2 | 0 | 51.6 | 3315.4 | 37944.7 | 88396.1 | 0 | 213.3 | 0 | 58601.6 | 84031.4 | 754 | 6668.2 | 246.4 | 0 | 8258.9
2481 | 104 | Day104 | 8 | Hour8 | 4 | Spring | 2117 | #N/A | Spring | 450116.6 | 2024-04-14 08:00 | 444431.3 | 915.5 | 0 | 4769.8 | 450116.6 | 429311.2 | 275598.5 | 0.034 | 0.049 | 0.7 | 0.7 | 148.6 | 8.2 | 1.11 | 14.8 | 611.5 | 0.11 | 149.2 | 33 | 182.2 | 154.3 | 8.5 | 1.15 | 15.4 | 635.3 | 0.11 | 154.9 | 34.3 | 189.2 | 84.2 | 2.8 | 0.35 | 8.9 | 401.5 | 0.04 | 84.3 | 20.8 | 105.2 | 947.9 | 96.5 | 13.94 | 41 | 2450.5 | 0.48 | 954.6 | 114.1 | 1068.7 | 24.17 | 0 | 0.27 | 24.44 | 25.46 | 0 | 0.28 | 25.74 | 450116.6 | 174518.1 | 22.2 | 4197.2 | 0 | 5770.3 | 24454.6 | 0 | 175.6 | 12786.5 | 110441.4 | 0 | 51.6 | 3315.4 | 38949.6 | 88396.1 | 0 | 0 | 0 | 89585.4 | 71328.6 | 642 | 9011 | 366.6 | 323.9 | 8050.4
2482 | 104 | Day104 | 9 | Hour9 | 4 | Spring | 2117 | #N/A | Spring | 458158.5 | 2024-04-14 09:00 | 452070.9 | 1307.4 | 0 | 4780.2 | 458158.5 | 436585.4 | 263249.2 | 0.0343 | 0.0498 | 0.71 | 0.71 | 141.4 | 7.7 | 1.04 | 14.2 | 585.7 | 0.11 | 141.9 | 31.7 | 173.6 | 146.9 | 8 | 1.08 | 14.8 | 608.6 | 0.11 | 147.4 | 33 | 180.4 | 84.2 | 3.2 | 0.41 | 8.5 | 387.9 | 0.04 | 84.4 | 20 | 104.5 | 907.6 | 94.4 | 13.64 | 37.1 | 2299.6 | 0.44 | 914.2 | 105.8 | 1020 | 23.57 | 0 | 0.27 | 23.84 | 24.84 | 0 | 0.29 | 25.13 | 458158.5 | 194909.3 | 0 | 4197.2 | 0 | 5760.3 | 23147.1 | 0 | 544 | 17279.8 | 108566.6 | 0 | 51.6 | 3315.4 | 29814.8 | 88396.1 | 0 | 0 | 0 | 106823.5 | 69802.3 | 459.7 | 10609.1 | 213 | 1242.7 | 7806
2483 | 104 | Day104 | 10 | Hour10 | 4 | Spring | 2117 | #N/A | Spring | 464462.4 | 2024-04-14 10:00 | 456752.2 | 2771.2 | 0 | 4939 | 464462.4 | 441037 | 262382.9 | 0.0344 | 0.0503 | 0.72 | 0.72 | 137.9 | 7.4 | 1 | 14 | 573.4 | 0.1 | 138.4 | 31.1 | 169.5 | 143.5 | 7.7 | 1.04 | 14.5 | 596.8 | 0.11 | 144.1 | 32.4 | 176.4 | 80.6 | 3 | 0.38 | 8.2 | 374.7 | 0.04 | 80.8 | 19.4 | 100.2 | 887.3 | 87.7 | 12.63 | 40.5 | 2392.9 | 0.43 | 893.3 | 111.9 | 1005.2 | 23.5 | 0 | 0.27 | 23.78 | 24.78 | 0 | 0.29 | 25.07 | 464462.4 | 202079.4 | 0 | 4197.2 | 0 | 6414.2 | 22573 | 0 | 691.7 | 18813.4 | 108366.9 | 0 | 51.6 | 3315.4 | 29044.4 | 88396.1 | 0 | 23.9 | 0 | 114275.4 | 67896.2 | 402.7 | 14591.2 | 368.2 | 0 | 7950.8
2484 | 104 | Day104 | 11 | Hour11 | 4 | Spring | 2117 | #N/A | Spring | 467974 | 2024-04-14 11:00 | 459187.6 | 3123.2 | 785.1 | 4878.2 | 467974 | 443353.5 | 263121.2 | 0.0345 | 0.0505 | 0.72 | 0.72 | 138.3 | 7.4 | 1.01 | 14 | 574.7 | 0.1 | 138.8 | 31.1 | 169.9 | 144.1 | 7.8 | 1.05 | 14.6 | 598.6 | 0.11 | 144.6 | 32.4 | 177 | 78.5 | 3 | 0.39 | 7.9 | 361.1 | 0.04 | 78.7 | 18.6 | 97.4 | 697.8 | 59.3 | 8.44 | 40.6 | 2188.2 | 0.33 | 701.9 | 105.9 | 807.8 | 23.51 | 0 | 0.28 | 23.79 | 24.79 | 0 | 0.29 | 25.08 | 467974 | 204852.8 | 139.3 | 4197.2 | 0 | 6088.3 | 22852.4 | 0 | 631.3 | 20597.2 | 109439.2 | 0 | 51.6 | 3315.4 | 28428.6 | 88396.1 | 0 | 213 | 0 | 118404.7 | 64874.3 | 345.3 | 16215 | 213 | 1.3 | 7340.8
2485 | 104 | Day104 | 12 | Hour12 | 4 | Spring | 2117 | #N/A | Spring | 467495.7 | 2024-04-14 12:00 | 460109.4 | 2499.5 | 0 | 4886.9 | 467495.7 | 444228.5 | 265989.5 | 0.0345 | 0.0506 | 0.71 | 0.71 | 142 | 7.7 | 1.04 | 14.3 | 589.3 | 0.1 | 142.6 | 31.9 | 174.4 | 147.7 | 8 | 1.08 | 14.9 | 612.7 | 0.11 | 148.2 | 33.1 | 181.4 | 76.9 | 2.9 | 0.37 | 7.8 | 355.8 | 0.03 | 77 | 18.4 | 95.4 | 753.9 | 64.5 | 9.18 | 43.5 | 2349.8 | 0.36 | 758.3 | 113.6 | 871.9 | 23.62 | 0 | 0.27 | 23.89 | 24.9 | 0 | 0.29 | 25.19 | 467495.7 | 201506.2 | 0 | 4197.2 | 0 | 5917.7 | 23565.2 | 0 | 729 | 18908.5 | 112015 | 0 | 51.6 | 3315.4 | 28318.1 | 88396.1 | 0 | 213 | 0 | 118310.9 | 63209.7 | 348.2 | 18076.4 | 213 | 20.2 | 7164.9
2486 | 104 | Day104 | 13 | Hour13 | 4 | Spring | 2117 | #N/A | Spring | 471558.4 | 2024-04-14 13:00 | 461327.4 | 4778.8 | 636.7 | 4815.6 | 471558.5 | 445377.4 | 267339 | 0.0346 | 0.0508 | 0.71 | 0.7 | 144.1 | 7.8 | 1.06 | 14.4 | 596.1 | 0.11 | 144.6 | 32.2 | 176.8 | 150.4 | 8.2 | 1.11 | 15 | 621.6 | 0.11 | 150.9 | 33.6 | 184.5 | 75.2 | 2.8 | 0.35 | 7.7 | 350.5 | 0.03 | 75.4 | 18.1 | 93.5 | 556.6 | 30.5 | 4.14 | 47.6 | 2276.9 | 0.25 | 558.6 | 115.5 | 674.1 | 24.06 | 0 | 0.28 | 24.35 | 25.39 | 0 | 0.29 | 25.68 | 471558.4 | 204219.4 | 0 | 4197.2 | 0 | 5639 | 24357.1 | 0 | 733.9 | 20572.3 | 113844.4 | 0 | 51.6 | 3315.4 | 27320.9 | 88396.1 | 0 | 217.1 | 0 | 120997.9 | 61370.2 | 545.2 | 14975.8 | 213 | 48.8 | 7513.6
2487 | 104 | Day104 | 14 | Hour14 | 4 | Spring | 2117 | #N/A | Spring | 472465.2 | 2024-04-14 14:00 | 461476.6 | 5381.7 | 885.9 | 4721.1 | 472465.3 | 445508.5 | 268281.6 | 0.0346 | 0.0509 | 0.7 | 0.7 | 145.3 | 7.9 | 1.07 | 14.5 | 601 | 0.11 | 145.8 | 32.4 | 178.2 | 151.7 | 8.3 | 1.12 | 15.1 | 626.7 | 0.11 | 152.2 | 33.8 | 186 | 73.3 | 2.8 | 0.35 | 7.4 | 338.7 | 0.03 | 73.5 | 17.5 | 91 | 536.1 | 30 | 4.08 | 45.3 | 2174.3 | 0.25 | 538.1 | 110.2 | 648.2 | 24.16 | 0 | 0.29 | 24.45 | 25.49 | 0 | 0.29 | 25.78 | 472465.2 | 204183.6 | 83.8 | 4197.2 | 0 | 5711.9 | 24587.1 | 0 | 694.2 | 19865.6 | 114970.7 | 0 | 51.6 | 3315.4 | 26750.5 | 88396.1 | 0 | 217.1 | 0 | 117538.6 | 65261.9 | 823.4 | 15461.4 | 213 | 361 | 7043.2
2488 | 104 | Day104 | 15 | Hour15 | 4 | Spring | 2117 | #N/A | Spring | 469063.4 | 2024-04-14 15:00 | 460922 | 2993.2 | 302 | 4846.2 | 469063.3 | 444974.2 | 269856.4 | 0.0346 | 0.0508 | 0.7 | 0.7 | 148.5 | 8 | 1.09 | 14.8 | 614.7 | 0.11 | 149 | 33.1 | 182.2 | 154.5 | 8.4 | 1.14 | 15.4 | 639.2 | 0.11 | 155 | 34.5 | 189.5 | 75.5 | 2.8 | 0.36 | 7.7 | 350 | 0.03 | 75.7 | 18.1 | 93.8 | 962.4 | 101.2 | 14.63 | 38.4 | 2403.6 | 0.47 | 969.5 | 110.2 | 1079.6 | 24.22 | 0 | 0.29 | 24.51 | 25.55 | 0 | 0.28 | 25.83 | 469063.4 | 199207 | 0 | 4197.2 | 0 | 5339 | 24861.8 | 0 | 655.3 | 17273.8 | 116958.4 | 0 | 51.6 | 3315.4 | 26522.8 | 88396.1 | 0 | 214 | 0 | 110581.8 | 69488.4 | 1207.6 | 14249.2 | 213 | 342.3 | 6936.5
2489 | 104 | Day104 | 16 | Hour16 | 4 | Spring | 2117 | #N/A | Spring | 465948.1 | 2024-04-14 16:00 | 460724.8 | 53.2 | 0 | 5170.1 | 465948.1 | 444785.2 | 283793 | 0.0346 | 0.0508 | 0.68 | 0.67 | 162.1 | 9 | 1.23 | 15.7 | 662.4 | 0.11 | 162.7 | 35.5 | 198.2 | 168.1 | 9.4 | 1.27 | 16.4 | 687.6 | 0.12 | 168.8 | 36.9 | 205.6 | 92.5 | 3.1 | 0.38 | 9.7 | 441.2 | 0.04 | 92.7 | 22.9 | 115.6 | 447.2 | 11.2 | 1.27 | 50.3 | 2251.4 | 0.2 | 447.9 | 117.5 | 565.3 | 25.36 | 0 | 0.27 | 25.63 | 26.75 | 0 | 0.28 | 27.03 | 465948.1 | 182155.1 | 49 | 4198.3 | 0 | 8078.9 | 28240.6 | 0 | 573 | 12274.6 | 123069.3 | 0 | 51.6 | 3315.4 | 28088.6 | 88396.1 | 0 | 305.1 | 0 | 93747.4 | 74026.5 | 1533.6 | 11824.4 | 213 | 150.2 | 7471.6
2490 | 104 | Day104 | 17 | Hour17 | 4 | Spring | 2117 | #N/A | Spring | 461639.4 | 2024-04-14 17:00 | 456856.6 | 22.3 | 0 | 4760.5 | 461639.5 | 441120.5 | 312784.9 | 0.0344 | 0.0504 | 0.62 | 0.62 | 196.9 | 11.8 | 1.62 | 18 | 776.2 | 0.13 | 197.7 | 41.2 | 238.8 | 205.1 | 12.3 | 1.68 | 18.8 | 809.6 | 0.14 | 205.9 | 43 | 248.9 | 187.5 | 8.5 | 1.13 | 17.6 | 820.6 | 0.09 | 188 | 42.1 | 230.1 | 1064.6 | 117.1 | 17.01 | 37.9 | 2480.6 | 0.53 | 1072.7 | 112 | 1184.7 | 26.62 | 0 | 0.27 | 26.89 | 28.06 | 0 | 0.29 | 28.34 | 461639.4 | 148854.6 | 157.4 | 4257.5 | 0 | 8001.2 | 37638.6 | 0 | 547 | 7757.3 | 136000.4 | 0 | 159.1 | 3315.4 | 32813.8 | 88396.1 | 397.4 | 1647.9 | 0 | 60000.8 | 78840.2 | 1709.3 | 5944.7 | 353.1 | 416.5 | 7888.4
2491 | 104 | Day104 | 18 | Hour18 | 4 | Spring | 2117 | #N/A | Spring | 455804.4 | 2024-04-14 18:00 | 451573.9 | 50.5 | 0 | 4180.1 | 455804.4 | 436113.7 | 342690.5 | 0.0342 | 0.0497 | 0.59 | 0.59 | 216.3 | 13 | 1.8 | 19.8 | 839.1 | 0.15 | 217.1 | 44.8 | 261.9 | 227.5 | 13.6 | 1.88 | 20.9 | 885.1 | 0.16 | 228.4 | 47.3 | 275.7 | 304.2 | 14.2 | 1.98 | 29.3 | 1239.7 | 0.2 | 305.2 | 66.3 | 371.5 | 728.1 | 28 | 4.92 | 88.7 | 2164.9 | 1.17 | 730.3 | 153.5 | 883.8 | 30.46 | 0 | 0.13 | 30.58 | 32.08 | 0 | 0.13 | 32.21 | 455804.4 | 113113.9 | 1434.3 | 4257.5 | 0 | 8374.7 | 40300.3 | 0 | 184.6 | 3380.3 | 141389.3 | 0 | 736.6 | 3315.4 | 43550.9 | 88396.1 | 2832.8 | 8102.6 | 0 | 28625.4 | 79048.8 | 1874.8 | 3542.4 | 4888 | 3059.7 | 8258.9
2492 | 104 | Day104 | 19 | Hour19 | 4 | Spring | 2117 | #N/A | Spring | 452591.6 | 2024-04-14 19:00 | 448645 | 0 | 0 | 3946.6 | 452591.6 | 433344.3 | 362571.7 | 0.0341 | 0.0493 | 0.58 | 0.58 | 223.4 | 13.4 | 1.87 | 20.4 | 860.1 | 0.16 | 224.3 | 46 | 270.3 | 235.7 | 14.1 | 1.96 | 21.7 | 911.5 | 0.17 | 236.6 | 48.9 | 285.5 | 358.1 | 18.1 | 2.53 | 33.2 | 1424.9 | 0.23 | 359.3 | 75.7 | 435 | 928.8 | 40.1 | 7.16 | 111.5 | 2442.9 | 1.62 | 931.9 | 184.7 | 1116.6 | 53.34 | 0 | 0.27 | 53.61 | 56.14 | 0 | 0.28 | 56.43 | 452591.6 | 90019.9 | 4372.8 | 4257.5 | 0 | 8374.7 | 41456.8 | 0 | 49.4 | 960.4 | 140884.9 | 0 | 1913.9 | 3315.4 | 54133 | 88396.1 | 3724.7 | 11741.9 | 0 | 5812.3 | 81263.2 | 1934.6 | 1824.9 | 4352.3 | 2702.8 | 8258.9
2493 | 104 | Day104 | 20 | Hour20 | 4 | Spring | 2117 | #N/A | Spring | 454247.4 | 2024-04-14 20:00 | 450422.4 | 0 | 0 | 3825 | 454247.5 | 435039.3 | 362036.3 | 0.0342 | 0.0495 | 0.59 | 0.58 | 220.8 | 13.2 | 1.84 | 20.2 | 852.6 | 0.16 | 221.7 | 45.7 | 267.4 | 233.3 | 13.9 | 1.92 | 21.6 | 904.4 | 0.17 | 234.2 | 48.6 | 282.8 | 362.1 | 18.1 | 2.53 | 33.7 | 1448.9 | 0.23 | 363.3 | 76.9 | 440.2 | 1012.6 | 61.1 | 10.49 | 105.9 | 2106.6 | 1.78 | 1017.3 | 169.2 | 1186.4 | 31.67 | 0 | 0.27 | 31.94 | 33.32 | 0 | 0.29 | 33.61 | 454247.4 | 92211.2 | 7014.5 | 4257.5 | 0 | 8374.7 | 40728.1 | 0 | 0.9 | 578.6 | 141119.8 | 0 | 1657.7 | 3315.4 | 53844 | 88396.1 | 3739.2 | 9589.3 | 0 | 464.8 | 89125.5 | 2041.3 | 268.8 | 2047.5 | 2400.2 | 8237
2494 | 104 | Day104 | 21 | Hour21 | 4 | Spring | 2117 | #N/A | Spring | 442297.7 | 2024-04-14 21:00 | 438232.2 | 0 | 0 | 4065.5 | 442297.7 | 423431.5 | 346398.2 | 0.0338 | 0.0482 | 0.59 | 0.59 | 214.1 | 12.9 | 1.78 | 19.5 | 839.8 | 0.14 | 215 | 44.5 | 259.5 | 224.6 | 13.5 | 1.85 | 20.5 | 882.8 | 0.15 | 225.5 | 46.8 | 272.3 | 330.5 | 17.4 | 2.37 | 29.2 | 1354 | 0.17 | 331.7 | 69.6 | 401.3 | 851.8 | 85.2 | 12.32 | 38.3 | 2233.8 | 0.44 | 857.7 | 105 | 962.7 | 28.3 | 0 | 0.28 | 28.57 | 29.74 | 0 | 0.29 | 30.03 | 442297.7 | 95899.5 | 3589.6 | 4257.5 | 0 | 8374.7 | 39409.5 | 0 | 0 | 0 | 138888.5 | 0 | 958 | 3315.4 | 52722 | 88396.1 | 721 | 5765.9 | 0 | 0.1 | 93727.6 | 2171.8 | 59.2 | 80.4 | 2855.5 | 8181.3
2495 | 104 | Day104 | 22 | Hour22 | 4 | Spring | 2117 | #N/A | Spring | 422357.1 | 2024-04-14 22:00 | 417708.2 | 0 | 0 | 4648.9 | 422357.1 | 403840.6 | 323615.3 | 0.0332 | 0.0461 | 0.61 | 0.61 | 196.2 | 11.1 | 1.52 | 18.7 | 793.6 | 0.14 | 196.9 | 42.4 | 239.3 | 204.2 | 11.5 | 1.57 | 19.6 | 827.4 | 0.14 | 205 | 44.3 | 249.3 | 376.6 | 24.7 | 3.43 | 28.6 | 1408.4 | 0.18 | 378.2 | 70.6 | 448.8 | 856 | 84.6 | 12.21 | 39.5 | 2280.4 | 0.44 | 861.8 | 107.5 | 969.4 | 26.91 | 0 | 0.28 | 27.19 | 28.22 | 0 | 0.29 | 28.52 | 422357.1 | 98741.8 | 2211.8 | 4257.5 | 0 | 8374.7 | 31582.6 | 0 | 0 | 0 | 131678 | 0 | 159.1 | 3315.4 | 49971.5 | 88396.1 | 506.9 | 3161.7 | 0 | 0 | 96595.3 | 2146.5 | 0 | 1176.6 | 3669.3 | 8181.3
2496 | 104 | Day104 | 23 | Hour23 | 4 | Spring | 2117 | #N/A | Spring | 399979.4 | 2024-04-14 23:00 | 395109.8 | 0 | 0 | 4869.5 | 399979.4 | 382214.7 | 300415.1 | 0.0326 | 0.0439 | 0.64 | 0.64 | 174.4 | 9.1 | 1.22 | 17.8 | 732.2 | 0.13 | 175 | 39.6 | 214.6 | 181.4 | 9.4 | 1.27 | 18.5 | 762.4 | 0.13 | 182 | 41.3 | 223.2 | 421.2 | 29.4 | 4.1 | 30.4 | 1522.7 | 0.2 | 423.2 | 75.8 | 499 | 585.6 | 36.8 | 5.12 | 46.2 | 2215.4 | 0.29 | 588.1 | 112.3 | 700.4 | 25.13 | 0 | 0.28 | 25.41 | 26.3 | 0 | 0.3 | 26.6 | 399979.4 | 99564.3 | 1121.4 | 4182.7 | 0 | 8028.1 | 23276.3 | 0 | 0 | 0 | 120499.3 | 0 | 159.1 | 3315.4 | 48024.7 | 88396.1 | 374.4 | 3037.4 | 0 | 0 | 97603.7 | 1960.5 | 0 | 1454.8 | 1729.8 | 6304.3
2497 | 105 | Day105 | 0 | Hour0 | 4 | Spring | 87 | 443586.2 | Spring | 379046 | 2024-04-15 | 374272.6 | 36.7 | 0 | 4736.8 | 379046 | 362257.4 | 279926.7 | 0.0321 | 0.0416 | 0.66 | 0.66 | 163.1 | 8.3 | 1.11 | 17.1 | 692.5 | 0.12 | 163.7 | 37.7 | 201.4 | 170.1 | 8.6 | 1.16 | 17.8 | 722.4 | 0.13 | 170.6 | 39.4 | 210 | 393.4 | 23.2 | 3.18 | 32.2 | 1557.5 | 0.18 | 395 | 78.7 | 473.7 | 504 | 24.3 | 3.26 | 46.5 | 2141.7 | 0.25 | 505.6 | 110.4 | 616 | 23.53 | 0 | 0.28 | 23.81 | 24.57 | 0 | 0.29 | 24.86 | 379046 | 99119.2 | 1732.9 | 4119.6 | 0 | 6501.2 | 19904.4 | 0 | 0 | 0 | 109324.9 | 0 | 159.1 | 3315.4 | 42640.9 | 88396.1 | 220.3 | 3611.9 | 0 | 0 | 97103.2 | 2016 | 0 | 0 | 235.2 | 5047.9
2498 | 105 | Day105 | 1 | Hour1 | 4 | Spring | 2117 | #N/A | Spring | 362840.3 | 2024-04-15 01:00 | 358100 | 206.1 | 4.1 | 4530 | 362840.3 | 346755.9 | 263907.9 | 0.0317 | 0.0397 | 0.66 | 0.66 | 161 | 8.2 | 1.1 | 16.9 | 683.2 | 0.12 | 161.6 | 37.3 | 198.9 | 167.6 | 8.5 | 1.15 | 17.6 | 711.5 | 0.13 | 168.2 | 38.8 | 207 | 380.9 | 21.4 | 2.91 | 32.3 | 1541.7 | 0.18 | 382.4 | 78.2 | 460.6 | 467.2 | 27.5 | 3.81 | 38.7 | 1818 | 0.24 | 469.1 | 92.9 | 562 | 21.02 | 0 | 0.28 | 21.29 | 21.93 | 0 | 0.29 | 22.22 | 362840.3 | 98932.4 | 732.2 | 4112 | 0 | 5125.3 | 18984.9 | 0 | 0 | 0 | 102862.2 | 0 | 159.1 | 3315.4 | 38807.8 | 86698.8 | 102 | 3008.2 | 0 | 0 | 96928.1 | 2004.2 | 0 | 0 | 35 | 4770.5
2499 | 105 | Day105 | 2 | Hour2 | 4 | Spring | 2117 | #N/A | Spring | 352742.8 | 2024-04-15 02:00 | 347591.1 | 989.3 | 16.7 | 4145.7 | 352742.8 | 336678 | 255793.9 | 0.0314 | 0.0385 | 0.66 | 0.66 | 162.5 | 8.3 | 1.12 | 17.1 | 689.4 | 0.13 | 163 | 37.7 | 200.7 | 168.7 | 8.6 | 1.16 | 17.8 | 716.6 | 0.13 | 169.3 | 39.2 | 208.5 | 380 | 21.1 | 2.87 | 32.4 | 1545.8 | 0.18 | 381.5 | 78.5 | 460 | 411.5 | 19.5 | 2.63 | 38.4 | 1747.8 | 0.21 | 412.8 | 90.5 | 503.3 | 20.77 | 0 | 0.28 | 21.05 | 21.67 | 0 | 0.29 | 21.96 | 352742.8 | 96948.9 | 823.1 | 4112 | 0 | 4760.4 | 18668.9 | 0 | 0 | 0 | 100773.4 | 0 | 159.1 | 3315.4 | 34760.8 | 86698.8 | 45.7 | 1676.4 | 0 | 0 | 94840 | 2108.9 | 0 | 0 | 0 | 4562
2500 | 105 | Day105 | 3 | Hour3 | 4 | Spring | 2117 | #N/A | Spring | 348395.5 | 2024-04-15 03:00 | 342653.2 | 1250 | 267.5 | 4224.8 | 348395.5 | 331941.7 | 254165.9 | 0.0313 | 0.0378 | 0.65 | 0.65 | 165.7 | 8.5 | 1.14 | 17.4 | 701.4 | 0.13 | 166.2 | 38.3 | 204.5 | 171.8 | 8.8 | 1.19 | 18 | 727.6 | 0.13 | 172.4 | 39.7 | 212.1 | 378.4 | 21.1 | 2.87 | 32.2 | 1536 | 0.18 | 379.8 | 78 | 457.8 | 386.6 | 20.8 | 2.82 | 33.4 | 1592.6 | 0.18 | 388 | 80.9 | 468.9 | 20.79 | 0 | 0.21 | 20.99 | 21.68 | 0 | 0.22 | 21.9 | 348395.5 | 94229.6 | 1309.3 | 4112 | 0 | 4387.5 | 18982.8 | 0 | 0 | 0 | 101072.3 | 0 | 150.8 | 3315.4 | 33980.8 | 86698.8 | 36.6 | 119.4 | 0 | 0 | 91926.2 | 2303.4 | 0 | 0 | 0 | 4770.5
2501 | 105 | Day105 | 4 | Hour4 | 4 | Spring | 2117 | #N/A | Spring | 348638.3 | 2024-04-15 04:00 | 343801.8 | 792.2 | 4.1 | 4040.2 | 348638.3 | 333056.5 | 258037.6 | 0.0313 | 0.0379 | 0.64 | 0.64 | 172.4 | 8.9 | 1.2 | 17.9 | 728.3 | 0.13 | 173 | 39.7 | 212.6 | 179.1 | 9.2 | 1.24 | 18.6 | 756.8 | 0.14 | 179.7 | 41.2 | 220.9 | 381.9 | 22 | 3.01 | 31.8 | 1526.4 | 0.18 | 383.4 | 77.3 | 460.7 | 926.6 | 104.5 | 15.18 | 30.8 | 2084.5 | 0.46 | 933.9 | 93 | 1026.9 | 21.06 | 0 | 0.21 | 21.27 | 21.97 | 0 | 0.22 | 22.19 | 348638.3 | 90600.7 | 1334.3 | 4112 | 0 | 5114.5 | 19897.2 | 0 | 0 | 19.9 | 105008.7 | 0 | 151.9 | 3315.4 | 31946.8 | 86698.8 | 36.6 | 421.4 | 0 | 48.6 | 88180 | 2352.3 | 0 | 0 | 0 | 4965.6
2502 | 105 | Day105 | 5 | Hour5 | 4 | Spring | 2117 | #N/A | Spring | 356110.4 | 2024-04-15 05:00 | 351631 | 301.2 | 91.6 | 4086.7 | 356110.4 | 340592.9 | 265440.9 | 0.0314 | 0.0387 | 0.63 | 0.63 | 178.3 | 9.3 | 1.25 | 18.3 | 750.2 | 0.13 | 178.9 | 40.7 | 219.6 | 185.1 | 9.7 | 1.3 | 19 | 778.7 | 0.14 | 185.8 | 42.2 | 228 | 383.7 | 23.8 | 3.28 | 30.5 | 1481.4 | 0.18 | 385.3 | 74.7 | 460 | 481.1 | 27.7 | 3.79 | 39.9 | 1925.3 | 0.22 | 483 | 97.4 | 580.3 | 21.51 | 0 | 0.13 | 21.63 | 22.44 | 0 | 0.13 | 22.57 | 356110.4 | 90669.5 | 540.3 | 4112 | 0 | 5834.4 | 21351.2 | 0 | 0 | 291.4 | 110408.8 | 0 | 80.7 | 3315.4 | 32394.7 | 86698.8 | 0 | 704.6 | 0 | 2678.1 | 85145.8 | 2554.3 | 84.3 | 0 | 0 | 5522
2503 | 105 | Day105 | 6 | Hour6 | 4 | Spring | 2117 | #N/A | Spring | 371711 | 2024-04-15 06:00 | 363800.1 | 2621.1 | 1427.2 | 3862.5 | 371711 | 352285.5 | 255230.8 | 0.0317 | 0.04 | 0.67 | 0.67 | 160.1 | 8.5 | 1.15 | 16.4 | 668.8 | 0.12 | 160.6 | 36.4 | 197 | 167.1 | 8.9 | 1.2 | 17.1 | 697.2 | 0.13 | 167.7 | 37.9 | 205.6 | 250.6 | 14.9 | 2.05 | 20.5 | 986.8 | 0.12 | 251.6 | 49.9 | 301.6 | 468 | 28.6 | 3.93 | 37.4 | 1821.7 | 0.22 | 469.9 | 91.7 | 561.6 | 20.94 | 0 | 0.15 | 21.1 | 21.85 | 0 | 0.14 | 21.99 | 371711 | 116480.2 | 1041.7 | 4112 | 0 | 5716.5 | 20604.3 | 0 | 0 | 6569.6 | 101637.1 | 0 | 51.6 | 3315.4 | 31286.8 | 86698.8 | 0 | 766.5 | 0 | 23579.9 | 83791.5 | 2539.2 | 1961.6 | 122.9 | 10.7 | 5620.6
2504 | 105 | Day105 | 7 | Hour7 | 4 | Spring | 2117 | #N/A | Spring | 392750.4 | 2024-04-15 07:00 | 377162.6 | 4724.1 | 7073.9 | 3789.8 | 392750.3 | 365106.5 | 254568.3 | 0.032 | 0.0415 | 0.69 | 0.69 | 149.3 | 7.9 | 1.07 | 15.4 | 624.3 | 0.11 | 149.9 | 34 | 183.9 | 157.3 | 8.4 | 1.14 | 16.1 | 654.8 | 0.12 | 157.8 | 35.6 | 193.4 | 123.3 | 6.3 | 0.85 | 11 | 518.1 | 0.06 | 123.7 | 26.4 | 150.2 | 450.9 | 27.3 | 3.75 | 36.3 | 1763.7 | 0.21 | 452.7 | 88.9 | 541.6 | 20.79 | 0 | 0.17 | 20.96 | 21.74 | 0 | 0.14 | 21.88 | 392750.4 | 138182.1 | 471.2 | 4112 | 0 | 5343.6 | 20309.7 | 0 | 0 | 9780.7 | 100197.5 | 0 | 51.6 | 3315.4 | 33329.6 | 86698.8 | 0 | 738.7 | 0 | 50656.3 | 75390.8 | 2354.3 | 6003.2 | 0 | 264.4 | 5733.1
2505 | 105 | Day105 | 8 | Hour8 | 4 | Spring | 2117 | #N/A | Spring | 405324.8 | 2024-04-15 08:00 | 394229.6 | 3619.4 | 3669.4 | 3806.4 | 405324.8 | 381452.4 | 248565.2 | 0.0324 | 0.0434 | 0.7 | 0.7 | 144.7 | 7.7 | 1.04 | 14.9 | 604.1 | 0.11 | 145.3 | 32.9 | 178.2 | 151.2 | 8.1 | 1.09 | 15.5 | 629.6 | 0.12 | 151.7 | 34.3 | 186 | 105.7 | 5.2 | 0.69 | 9.6 | 450.9 | 0.05 | 106 | 23.1 | 129.1 | 384.4 | 14 | 1.77 | 39.3 | 1795.1 | 0.17 | 385.3 | 92.8 | 478.1 | 20.67 | 0 | 0.27 | 20.95 | 21.67 | 0 | 0.28 | 21.95 | 405324.8 | 156759.6 | 2.7 | 4112 | 0 | 5339 | 20436.3 | 0 | 266.9 | 11966.6 | 100013.4 | 0 | 51.6 | 3315.4 | 28352.9 | 86698.8 | 0 | 243.1 | 0 | 74474.2 | 67942 | 2109.9 | 8266.1 | 0 | 184 | 5810.7
2506 | 105 | Day105 | 9 | Hour9 | 4 | Spring | 2117 | #N/A | Spring | 417259.1 | 2024-04-15 09:00 | 408394.7 | 546.3 | 3625.4 | 4692.8 | 417259.1 | 394988.3 | 237225 | 0.0328 | 0.0449 | 0.73 | 0.73 | 131.6 | 7.1 | 0.96 | 13.6 | 546.8 | 0.1 | 132.1 | 29.9 | 162 | 137.5 | 7.4 | 1.01 | 14.2 | 571 | 0.11 | 138 | 31.2 | 169.2 | 76 | 4 | 0.55 | 6.6 | 315.1 | 0.04 | 76.3 | 16 | 92.4 | 349.2 | 7.1 | 0.73 | 41.8 | 1812.9 | 0.17 | 349.6 | 95.8 | 445.5 | 20.97 | 0 | 0.27 | 21.24 | 22.01 | 0 | 0.28 | 22.29 | 417259.1 | 180034.1 | 0 | 4173.5 | 0 | 5166.8 | 19462.9 | 0 | 810.3 | 18370.9 | 93162.2 | 0 | 51.6 | 3315.4 | 24337.4 | 87555.2 | 0 | 0 | 0 | 99118.6 | 59803.8 | 1930.4 | 12229.7 | 48.4 | 79.8 | 5810.7
2507 | 105 | Day105 | 10 | Hour10 | 4 | Spring | 2117 | #N/A | Spring | 427647.4 | 2024-04-15 10:00 | 418998.5 | 0 | 3621.2 | 5027.7 | 427647.5 | 405105.8 | 242540.2 | 0.0332 | 0.0461 | 0.73 | 0.72 | 132.7 | 7.1 | 0.96 | 13.7 | 552.6 | 0.1 | 133.2 | 30.2 | 163.4 | 138.7 | 7.5 | 1.01 | 14.3 | 577.1 | 0.11 | 139.2 | 31.5 | 170.7 | 67.2 | 3.3 | 0.44 | 6.1 | 286.9 | 0.03 | 67.4 | 14.7 | 82 | 760.8 | 76.1 | 10.97 | 33.9 | 2022.9 | 0.37 | 766.1 | 94.2 | 860.3 | 22.22 | 0 | 0.27 | 22.49 | 23.35 | 0 | 0.28 | 23.63 | 427647.4 | 185107.3 | 9.7 | 4173.5 | 0 | 5166.8 | 19996.5 | 0 | 891.7 | 18166.4 | 96831.8 | 0 | 51.6 | 3315.4 | 24598.6 | 88396.1 | 0 | 0 | 0 | 106178.9 | 57967.4 | 1902.9 | 16195 | 0 | 35 | 5810.7
2508 | 105 | Day105 | 11 | Hour11 | 4 | Spring | 2117 | #N/A | Spring | 434319 | 2024-04-15 11:00 | 425525.4 | 50.5 | 3408.2 | 5334.9 | 434319 | 411323.7 | 243276.8 | 0.0334 | 0.0469 | 0.73 | 0.73 | 130.6 | 6.9 | 0.93 | 13.6 | 547.3 | 0.1 | 131 | 29.9 | 161 | 136.4 | 7.2 | 0.97 | 14.2 | 571.7 | 0.11 | 136.9 | 31.2 | 168.2 | 65.8 | 3.3 | 0.44 | 5.9 | 278.7 | 0.03 | 66 | 14.2 | 80.2 | 440.2 | 18.4 | 2.39 | 42.8 | 1981.3 | 0.2 | 441.4 | 101.9 | 543.3 | 21.83 | 0 | 0.27 | 22.1 | 22.96 | 0 | 0.28 | 23.24 | 434319 | 191042.2 | 59.8 | 4173.5 | 0 | 5276.6 | 19476.8 | 0 | 934.6 | 19162.1 | 98177.9 | 0 | 51.6 | 3315.4 | 24349.2 | 88396.1 | 0 | 0 | 0 | 108161.1 | 60761.2 | 2023.2 | 15973.4 | 5.1 | 115.7 | 5231.7
2509 | 105 | Day105 | 12 | Hour12 | 4 | Spring | 2117 | #N/A | Spring | 438252.4 | 2024-04-15 12:00 | 428773.5 | 9.3 | 4100.8 | 5368.9 | 438252.4 | 414413 | 242169.1 | 0.0335 | 0.0472 | 0.73 | 0.73 | 128.8 | 6.8 | 0.92 | 13.4 | 540 | 0.1 | 129.2 | 29.5 | 158.8 | 134.5 | 7.1 | 0.96 | 14 | 564.4 | 0.11 | 135 | 30.9 | 165.9 | 61.6 | 2.9 | 0.39 | 5.7 | 265.4 | 0.03 | 61.8 | 13.6 | 75.4 | 315.6 | 5.9 | 0.6 | 39.1 | 1654.8 | 0.18 | 315.9 | 88.4 | 404.4 | 19.52 | 0 | 0.27 | 19.78 | 20.65 | 0 | 0.28 | 20.93 | 438252.4 | 196083.4 | 182.6 | 4150.8 | 0 | 5166.8 | 19318.1 | 0 | 943.8 | 18924 | 97787 | 0 | 51.6 | 3315.4 | 24203.5 | 87993.2 | 0 | 0 | 0 | 111105.2 | 62536.4 | 2574 | 17024.7 | 0 | 28.2 | 5440.2
2510 | 105 | Day105 | 13 | Hour13 | 4 | Spring | 2117 | #N/A | Spring | 442186.7 | 2024-04-15 13:00 | 429457.4 | 3194.1 | 4360 | 5175.2 | 442186.7 | 415057.6 | 240464.4 | 0.0335 | 0.0474 | 0.74 | 0.73 | 125.8 | 6.6 | 0.89 | 13.2 | 529.3 | 0.1 | 126.2 | 29 | 155.2 | 132.2 | 6.9 | 0.93 | 13.8 | 556.4 | 0.1 | 132.6 | 30.4 | 163.1 | 64.9 | 3.1 | 0.41 | 6 | 281 | 0.03 | 65.1 | 14.4 | 79.5 | 484.5 | 37.2 | 5.25 | 33.6 | 1649.5 | 0.27 | 487 | 82.8 | 569.8 | 19.4 | 0 | 0.27 | 19.67 | 20.61 | 0 | 0.28 | 20.89 | 442186.7 | 201722.3 | 0 | 4150.8 | 0 | 5166.8 | 18766.3 | 0 | 935.9 | 19407.4 | 97003.8 | 0 | 51.6 | 3315.4 | 24203.5 | 87806.2 | 0 | 0 | 0 | 110993.9 | 67118.2 | 3266.8 | 15507.1 | 65.8 | 260 | 5806.1
2511 | 105 | Day105 | 14 | Hour14 | 4 | Spring | 2117 | #N/A | Spring | 441046 | 2024-04-15 14:00 | 428945.2 | 2665.5 | 4360 | 5075.3 | 441046 | 414562.6 | 241731.3 | 0.0335 | 0.0473 | 0.73 | 0.73 | 126 | 6.4 | 0.87 | 13.3 | 534.9 | 0.1 | 126.4 | 29.3 | 155.7 | 132.3 | 6.8 | 0.91 | 14 | 561.6 | 0.1 | 132.7 | 30.7 | 163.5 | 69.3 | 3.4 | 0.45 | 6.3 | 295.9 | 0.03 | 69.5 | 15.1 | 84.7 | 352.9 | 9 | 1.03 | 41.2 | 1773.9 | 0.19 | 353.4 | 94.2 | 447.6 | 19.56 | 0 | 0.27 | 19.83 | 20.76 | 0 | 0.28 | 21.03 | 441046 | 199314.6 | 311 | 4150.8 | 0 | 5166.8 | 18113.3 | 0 | 929.4 | 17702.6 | 98716.9 | 0 | 51.6 | 3315.4 | 24203.4 | 87702.1 | 0 | 0 | 0 | 105047.8 | 71735.5 | 3899.3 | 15315.6 | 34.1 | 204.8 | 5149.6
2512 | 105 | Day105 | 15 | Hour15 | 4 | Spring | 2117 | #N/A | Spring | 441335.4 | 2024-04-15 15:00 | 429005.2 | 2853.3 | 4360 | 5117 | 441335.4 | 414615.5 | 245727.8 | 0.0335 | 0.0474 | 0.73 | 0.72 | 132 | 6.9 | 0.93 | 13.7 | 554.6 | 0.1 | 132.4 | 30.3 | 162.7 | 138.5 | 7.3 | 0.98 | 14.4 | 582.1 | 0.11 | 139 | 31.7 | 170.7 | 69 | 3 | 0.39 | 6.6 | 307 | 0.03 | 69.2 | 15.8 | 85 | 793.8 | 87.4 | 12.67 | 29.9 | 1862.7 | 0.43 | 799.9 | 85.5 | 885.4 | 19.92 | 0 | 0.26 | 20.18 | 21.14 | 0 | 0.27 | 21.42 | 441335.4 | 195607.6 | 9.7 | 4151.8 | 0 | 5166.8 | 19744.6 | 0 | 925.7 | 14373.9 | 101382.3 | 0 | 51.6 | 3315.4 | 24203.4 | 87702.1 | 0 | 0 | 0 | 102578 | 73546.1 | 4183.9 | 13359.8 | 38.5 | 78.2 | 5385.6
2513 | 105 | Day105 | 16 | Hour16 | 4 | Spring | 2117 | #N/A | Spring | 443586.2 | 2024-04-15 16:00 | 429259.2 | 4810.5 | 4360 | 5156.5 | 443586.2 | 414857.8 | 259369.5 | 0.0335 | 0.0474 | 0.7 | 0.7 | 146 | 7.9 | 1.08 | 14.6 | 604.1 | 0.11 | 146.6 | 32.7 | 179.2 | 154.1 | 8.4 | 1.14 | 15.4 | 637.3 | 0.11 | 154.6 | 34.5 | 189.1 | 75.5 | 2.7 | 0.35 | 7.7 | 353.1 | 0.03 | 75.7 | 18.3 | 94 | 737.1 | 80 | 11.59 | 27.2 | 1763 | 0.36 | 742.6 | 79.8 | 822.4 | 19.82 | 0 | 0.11 | 19.93 | 21.26 | 0 | 0.14 | 21.4 | 443586.2 | 184216.7 | 251.3 | 4202.9 | 0 | 7825 | 23331.1 | 0 | 945.9 | 13362.2 | 108773.8 | 0 | 51.6 | 3315.4 | 25557.5 | 86056.5 | 0 | 4.4 | 0 | 91306.2 | 74350.7 | 4251.7 | 10212.6 | 60.4 | 197.7 | 7756.5
2514 | 105 | Day105 | 17 | Hour17 | 4 | Spring | 2117 | #N/A | Spring | 441222.4 | 2024-04-15 17:00 | 427377.7 | 4606.3 | 4360 | 4878.4 | 441222.4 | 413070.6 | 278767.3 | 0.0335 | 0.0472 | 0.67 | 0.66 | 169.7 | 9.9 | 1.35 | 16.1 | 680.2 | 0.12 | 170.4 | 36.4 | 206.9 | 180.3 | 10.4 | 1.43 | 17.2 | 723.2 | 0.13 | 181 | 38.8 | 219.8 | 135.4 | 5.4 | 0.69 | 13.5 | 617.6 | 0.06 | 135.7 | 31.9 | 167.6 | 697.9 | 69.3 | 9.99 | 33.4 | 1865.6 | 0.39 | 702.7 | 89.1 | 791.8 | 23.06 | 0 | 0.23 | 23.29 | 24.59 | 0 | 0.23 | 24.82 | 441222.4 | 162455.1 | 539.2 | 4202.9 | 0 | 7825 | 29694.3 | 0 | 944.6 | 10459.8 | 116889.8 | 0 | 159.1 | 3315.4 | 27093.8 | 86271.1 | 302.5 | 2474.1 | 0 | 70137.2 | 76608.5 | 4304.9 | 7815.8 | 173.6 | 109.7 | 8254.3
2515 | 105 | Day105 | 18 | Hour18 | 4 | Spring | 2117 | #N/A | Spring | 439301 | 2024-04-15 18:00 | 426828.5 | 2820.1 | 4147 | 5505.4 | 439300.9 | 412560.1 | 295798.1 | 0.0334 | 0.047 | 0.66 | 0.65 | 172.6 | 9.9 | 1.36 | 16.5 | 694.3 | 0.12 | 173.3 | 37.3 | 210.5 | 185.6 | 10.6 | 1.45 | 17.9 | 749.3 | 0.13 | 186.3 | 40.3 | 226.6 | 292.6 | 16.9 | 2.34 | 24.7 | 1137.2 | 0.16 | 293.7 | 58.7 | 352.4 | 393.5 | 7.5 | 0.77 | 46.5 | 2042.1 | 0.18 | 394 | 107.5 | 501.4 | 24.8 | 0 | 0.25 | 25.05 | 26.34 | 0 | 0.26 | 26.61 | 439301 | 143502.9 | 2212.9 | 4202.9 | 0 | 7825 | 29569.7 | 0 | 837.1 | 6927.7 | 119300 | 0 | 159.1 | 3315.4 | 30925.9 | 88061 | 417.7 | 9808.3 | 0 | 44275.1 | 87058.1 | 4404.9 | 6190.9 | 2575.3 | 3283.4 | 7993
2516 | 105 | Day105 | 19 | Hour19 | 4 | Spring | 2117 | #N/A | Spring | 435558.7 | 2024-04-15 19:00 | 430413.4 | 0 | 0 | 5145.2 | 435558.7 | 415987.2 | 304387.5 | 0.0335 | 0.0474 | 0.64 | 0.63 | 186.5 | 10.8 | 1.49 | 17.6 | 742 | 0.13 | 187.2 | 39.8 | 227 | 197.3 | 11.4 | 1.56 | 18.8 | 788.5 | 0.14 | 198.1 | 42.4 | 240.5 | 342.3 | 20.8 | 2.89 | 27.9 | 1303.8 | 0.18 | 343.7 | 66.8 | 410.5 | 483.6 | 19.3 | 2.5 | 48.1 | 2190.7 | 0.23 | 484.8 | 113.5 | 598.3 | 28.83 | 0 | 0.26 | 29.1 | 30.3 | 0 | 0.28 | 30.58 | 435558.7 | 131171.2 | 2874.7 | 4237.8 | 0 | 8374.7 | 32135 | 0 | 456 | 3941.8 | 123687.1 | 0 | 958 | 3315.4 | 30845.3 | 88061 | 1033 | 8865.4 | 0 | 17810.9 | 104547.4 | 4415 | 4246 | 254.1 | 3635.1 | 8254.3
2517 | 105 | Day105 | 20 | Hour20 | 4 | Spring | 2117 | #N/A | Spring | 439146.6 | 2024-04-15 20:00 | 433693.8 | 0 | 0 | 5452.7 | 439146.6 | 419112.4 | 322520 | 0.0336 | 0.0477 | 0.64 | 0.63 | 186.1 | 10.9 | 1.49 | 17.5 | 739.6 | 0.13 | 186.8 | 39.6 | 226.5 | 198.3 | 11.5 | 1.57 | 18.9 | 791.4 | 0.14 | 199.1 | 42.5 | 241.6 | 360.3 | 21.5 | 3 | 29.9 | 1373.3 | 0.2 | 361.7 | 70.9 | 432.6 | 908.9 | 68 | 10.6 | 73.2 | 2229.1 | 1.07 | 913.8 | 139.9 | 1053.7 | 29.72 | 0 | 0.27 | 29.99 | 31.24 | 0 | 0.28 | 31.52 | 439146.6 | 116626.6 | 5566 | 4237.8 | 0 | 8001.8 | 32476.7 | 0 | 6.5 | 1438.7 | 124057.3 | 0 | 958 | 3315.4 | 43041.8 | 88061 | 1031.6 | 11772.5 | 0 | 1489 | 109297.9 | 4394.5 | 1248 | 571 | 1633.4 | 7679.9
2518 | 105 | Day105 | 21 | Hour21 | 4 | Spring | 2117 | #N/A | Spring | 427964.6 | 2024-04-15 21:00 | 422809 | 0.1 | 0 | 5155.5 | 427964.6 | 408733.5 | 312402.5 | 0.0333 | 0.0466 | 0.63 | 0.63 | 189.6 | 11 | 1.51 | 17.9 | 755.2 | 0.13 | 190.4 | 40.5 | 230.9 | 198.9 | 11.5 | 1.58 | 18.9 | 792.9 | 0.14 | 199.7 | 42.5 | 242.2 | 351.7 | 21.7 | 2.99 | 27.9 | 1358.6 | 0.17 | 353.2 | 68.5 | 421.6 | 601.7 | 28.6 | 3.82 | 56.8 | 2578.6 | 0.31 | 603.6 | 133.8 | 737.3 | 27.65 | 0 | 0.27 | 27.93 | 29.03 | 0 | 0.29 | 29.32 | 427964.6 | 115562.2 | 5023.5 | 4237.8 | 0 | 8374.7 | 32047.1 | 0 | 0 | 0.4 | 123796 | 0 | 958 | 3315.4 | 40952.5 | 88061 | 1033 | 4603.4 | 0 | 1.8 | 111195.5 | 4364.4 | 206.3 | 7.2 | 2305.4 | 7635.4
2519 | 105 | Day105 | 22 | Hour22 | 4 | Spring | 2117 | #N/A | Spring | 410803.6 | 2024-04-15 22:00 | 405133.8 | 10.2 | 0 | 5659.7 | 410803.6 | 391836.4 | 295695.2 | 0.0328 | 0.0448 | 0.66 | 0.66 | 165.1 | 8.5 | 1.15 | 16.9 | 694.1 | 0.12 | 165.7 | 37.7 | 203.4 | 172.4 | 8.9 | 1.2 | 17.7 | 725.3 | 0.13 | 173 | 39.4 | 212.4 | 383.7 | 24.8 | 3.43 | 29.5 | 1448.6 | 0.18 | 385.3 | 72.7 | 458 | 543.4 | 29.4 | 4.02 | 47.2 | 2206.3 | 0.27 | 545.4 | 113 | 658.4 | 25.04 | 0 | 0.28 | 25.31 | 26.23 | 0 | 0.29 | 26.52 | 410803.6 | 115108.4 | 2474 | 4236.8 | 0 | 8374.7 | 22441.2 | 0 | 0 | 0 | 116498.5 | 0 | 899.5 | 3315.4 | 45147.6 | 88061 | 498.1 | 3748.4 | 0 | 0 | 110741.6 | 4366.8 | 0.1 | 0 | 2435.4 | 5781
2520 | 105 | Day105 | 23 | Hour23 | 4 | Spring | 2117 | #N/A | Spring | 390047.6 | 2024-04-15 23:00 | 384360.4 | 10.2 | 213 | 5464.1 | 390047.7 | 371927.9 | 275558.7 | 0.0323 | 0.0427 | 0.69 | 0.68 | 148.8 | 7.5 | 1 | 15.8 | 634.3 | 0.12 | 149.3 | 34.7 | 184 | 155.6 | 7.8 | 1.04 | 16.5 | 663.8 | 0.12 | 156.1 | 36.4 | 192.4 | 389.2 | 23.1 | 3.16 | 31.8 | 1536.2 | 0.18 | 390.8 | 77.6 | 468.3 | 639.1 | 46.8 | 6.58 | 44.2 | 2231.1 | 0.31 | 642.3 | 110.8 | 753.1 | 23.19 | 0 | 0.28 | 23.47 | 24.26 | 0 | 0.29 | 24.55 | 390047.6 | 114489 | 2613.9 | 4185.7 | 0 | 6285.3 | 18283.4 | 0 | 0 | 0 | 103832.6 | 0 | 159.1 | 3315.4 | 44577.8 | 88061 | 275.9 | 3968.4 | 0 | 0 | 110151.5 | 4337.5 | 0 | 0 | 2981.7 | 5776.9
2521 | 106 | Day106 | 0 | Hour0 | 4 | Spring | 84 | 455286.3 | Spring | 369481.2 | 2024-04-16 | 362779.4 | 114.2 | 1205 | 5382.6 | 369481.2 | 351229.7 | 255608.8 | 0.0318 | 0.0403 | 0.71 | 0.71 | 133.5 | 6.4 | 0.86 | 14.8 | 579.2 | 0.11 | 133.9 | 32.1 | 166 | 139.6 | 6.7 | 0.89 | 15.5 | 606.2 | 0.12 | 140 | 33.6 | 173.6 | 388.6 | 20.8 | 2.82 | 33.7 | 1603.9 | 0.18 | 390 | 81.5 | 471.5 | 557.9 | 37.7 | 5.25 | 41.5 | 2046.6 | 0.27 | 560.4 | 102.5 | 663 | 21.48 | 0 | 0.28 | 21.75 | 22.4 | 0 | 0.29 | 22.69 | 369481.2 | 113872.4 | 2387.4 | 4185.7 | 0 | 4387.5 | 14616 | 0 | 0 | 0 | 90810.9 | 0 | 159.1 | 3315.4 | 44658.7 | 88061 | 118.2 | 2908.8 | 0 | 0 | 109496.8 | 4375.6 | 0 | 34.7 | 1658.7 | 5194.8
2522 | 106 | Day106 | 1 | Hour1 | 4 | Spring | 2117 | #N/A | Spring | 360108.4 | 2024-04-16 01:00 | 345835.4 | 816.7 | 7973.4 | 5482.9 | 360108.4 | 334960.3 | 247642.1 | 0.0314 | 0.0384 | 0.72 | 0.71 | 131.8 | 6.3 | 0.84 | 14.7 | 574.7 | 0.11 | 132.3 | 31.9 | 164.1 | 137.6 | 6.6 | 0.88 | 15.3 | 598.6 | 0.11 | 138 | 33.2 | 171.2 | 403.2 | 23.3 | 3.18 | 33.4 | 1611.9 | 0.19 | 404.8 | 81.5 | 486.3 | 524.4 | 33 | 4.55 | 41.4 | 2012.7 | 0.25 | 526.6 | 101.5 | 628.1 | 20.48 | 0 | 0.12 | 20.6 | 21.29 | 0 | 0.12 | 21.41 | 360108.4 | 112466.4 | 1026.3 | 4181.2 | 0 | 4760.4 | 13867 | 0 | 0 | 0 | 88232 | 0 | 157.4 | 3315.4 | 41773.3 | 87814.2 | 9.9 | 2505 | 0 | 0 | 108086.7 | 4379.7 | 0 | 6.8 | 1701.9 | 4855.2
2523 | 106 | Day106 | 2 | Hour2 | 4 | Spring | 2117 | #N/A | Spring | 350788.9 | 2024-04-16 02:00 | 333941.8 | 110 | 11405.7 | 5331.3 | 350788.9 | 323529.9 | 243143.7 | 0.0312 | 0.037 | 0.71 | 0.71 | 133.8 | 6.4 | 0.86 | 14.9 | 581.6 | 0.11 | 134.2 | 32.3 | 166.5 | 138.6 | 6.7 | 0.89 | 15.4 | 602.7 | 0.12 | 139.1 | 33.4 | 172.5 | 408.7 | 23.8 | 3.26 | 33.7 | 1626.6 | 0.19 | 410.3 | 82.2 | 492.4 | 430.2 | 16 | 2.04 | 43.6 | 1998.4 | 0.19 | 431.3 | 103.2 | 534.5 | 20.46 | 0 | 0.12 | 20.58 | 21.22 | 0 | 0.12 | 21.34 | 350788.9 | 107645.3 | 555.5 | 4178.4 | 0 | 4760.4 | 13900.8 | 0 | 0 | 0 | 86747.6 | 0 | 100.2 | 3315.4 | 40444.6 | 88061 | 0 | 1079.6 | 0 | 0 | 103272.9 | 4372.4 | 0 | 0 | 358.1 | 4548.8
2524 | 106 | Day106 | 3 | Hour3 | 4 | Spring | 2117 | #N/A | Spring | 344977.4 | 2024-04-16 03:00 | 327317 | 129.3 | 12381.3 | 5149.8 | 344977.4 | 317160.8 | 236859 | 0.031 | 0.0362 | 0.71 | 0.71 | 133.8 | 6.5 | 0.86 | 14.9 | 580.8 | 0.11 | 134.2 | 32.3 | 166.5 | 138.6 | 6.7 | 0.89 | 15.4 | 601.9 | 0.12 | 139 | 33.4 | 172.4 | 395.3 | 21.7 | 2.94 | 33.8 | 1616.7 | 0.18 | 396.7 | 82.1 | 478.8 | 476.2 | 30.6 | 4.24 | 37.3 | 1807.2 | 0.24 | 478.3 | 91.2 | 569.5 | 19.51 | 0 | 0.27 | 19.78 | 20.21 | 0 | 0.29 | 20.49 | 344977.4 | 108118.4 | 807.6 | 4137.9 | 0 | 4387.5 | 13793.4 | 0 | 0 | 0 | 85060.6 | 0 | 56.4 | 3315.4 | 36022.2 | 87374.5 | 0 | 1903.3 | 0 | 0 | 103753.5 | 4364.9 | 0 | 34.7 | 173.8 | 5039.2
2525 | 106 | Day106 | 4 | Hour4 | 4 | Spring | 2117 | #N/A | Spring | 342310 | 2024-04-16 04:00 | 325578.3 | 110 | 11672.6 | 4949 | 342310 | 315495.4 | 233092.4 | 0.031 | 0.036 | 0.71 | 0.71 | 134.4 | 6.5 | 0.86 | 15 | 584 | 0.11 | 134.9 | 32.4 | 167.3 | 139.4 | 6.7 | 0.9 | 15.5 | 605.2 | 0.12 | 139.8 | 33.5 | 173.4 | 398.9 | 22.9 | 3.12 | 33.4 | 1600.4 | 0.19 | 400.4 | 81.2 | 481.6 | 425.1 | 27.5 | 3.81 | 33.2 | 1607.5 | 0.21 | 426.9 | 81.2 | 508.1 | 17.76 | 0 | 0.27 | 18.03 | 18.33 | 0 | 0.28 | 18.61 | 342310 | 109217.6 | 396.7 | 4027 | 0 | 4760.4 | 13682.4 | 0 | 0 | 13.1 | 85029.4 | 0 | 56.4 | 3315.4 | 34333.7 | 85806.1 | 0 | 1684.8 | 0 | 30 | 104850 | 4324.5 | 0 | 0 | 537.6 | 5155.8
2526 | 106 | Day106 | 5 | Hour5 | 4 | Spring | 2117 | #N/A | Spring | 345206.6 | 2024-04-16 05:00 | 328710.5 | 286 | 10901.8 | 5308.3 | 345206.6 | 318522.2 | 233469.7 | 0.031 | 0.0363 | 0.71 | 0.71 | 134.4 | 6.4 | 0.86 | 15 | 585 | 0.11 | 134.9 | 32.4 | 167.3 | 139.8 | 6.7 | 0.89 | 15.5 | 607.9 | 0.12 | 140.3 | 33.7 | 173.9 | 375.6 | 20.5 | 2.78 | 32.5 | 1540.2 | 0.18 | 377 | 78.5 | 455.4 | 455.1 | 33.7 | 4.73 | 31.7 | 1587.6 | 0.23 | 457.4 | 79.1 | 536.5 | 17.75 | 0 | 0.28 | 18.02 | 18.34 | 0 | 0.28 | 18.62 | 345206.6 | 111736.9 | 270.4 | 4006.1 | 0 | 4760.4 | 13682.4 | 0 | 0 | 173.9 | 86040.8 | 0 | 51.6 | 3315.4 | 34762.7 | 85409.7 | 0 | 1170.3 | 0 | 1718.1 | 105502.6 | 4342.3 | 55.8 | 0 | 0 | 4916.3
2527 | 106 | Day106 | 6 | Hour6 | 4 | Spring | 2117 | #N/A | Spring | 357729.1 | 2024-04-16 06:00 | 337166.9 | 1231 | 14679.3 | 4652 | 357729.1 | 326675.2 | 221409.7 | 0.0311 | 0.0371 | 0.76 | 0.75 | 116.5 | 6 | 0.8 | 12.9 | 495.4 | 0.1 | 116.9 | 27.7 | 144.6 | 121.1 | 6.2 | 0.83 | 13.3 | 514.9 | 0.11 | 121.5 | 28.7 | 150.2 | 229.9 | 13.7 | 1.87 | 19.1 | 907.8 | 0.11 | 230.9 | 46.2 | 277 | 424.3 | 29 | 4.04 | 31.7 | 1554.8 | 0.21 | 426.2 | 78.1 | 504.3 | 15.94 | 0 | 0.28 | 16.22 | 16.47 | 0 | 0.28 | 16.75 | 357729.1 | 136319.5 | 235.7 | 4004.2 | 0 | 4387.5 | 13684.5 | 0 | 0 | 4459.3 | 73395.4 | 0 | 51.6 | 3315.4 | 36089.5 | 85402.4 | 0 | 843.4 | 0 | 22101.8 | 105610.1 | 4148.3 | 1286.6 | 0 | 333.2 | 4770.5
2528 | 106 | Day106 | 7 | Hour7 | 4 | Spring | 2117 | #N/A | Spring | 373584.7 | 2024-04-16 07:00 | 349259.4 | 5049.1 | 14679.3 | 4596.9 | 373584.7 | 338312.3 | 210277.2 | 0.0313 | 0.0385 | 0.78 | 0.78 | 105.5 | 5.6 | 0.76 | 11.5 | 442.7 | 0.09 | 105.9 | 24.7 | 130.6 | 110.4 | 5.9 | 0.79 | 12 | 462.6 | 0.1 | 110.8 | 25.8 | 136.6 | 163.5 | 8 | 1.07 | 15.1 | 698.6 | 0.08 | 164 | 35.9 | 199.9 | 215 | 24.7 | 3.59 | 12.3 | 485.7 | 0.24 | 216.7 | 26.9 | 243.6 | 9.75 | 0 | 0.29 | 10.04 | 10.26 | 0 | 0.27 | 10.53 | 373584.7 | 163307.5 | 3052.4 | 4000.8 | 0 | 4760.4 | 13653.7 | 0 | 0 | 7273.1 | 67181 | 0 | 51.6 | 3315.4 | 31993.9 | 79721.6 | 0 | 2546.2 | 0 | 52392.3 | 99844 | 3798.1 | 3923 | 0 | 0 | 5622.5
2529 | 106 | Day106 | 8 | Hour8 | 4 | Spring | 2117 | #N/A | Spring | 393889 | 2024-04-16 08:00 | 368698.3 | 5873.9 | 14679.3 | 4637.5 | 393889 | 356982.5 | 202363.3 | 0.0318 | 0.0406 | 0.8 | 0.8 | 96.5 | 5.1 | 0.69 | 10.7 | 405.2 | 0.09 | 96.8 | 22.8 | 119.6 | 100.3 | 5.4 | 0.72 | 11 | 419.9 | 0.09 | 100.6 | 23.6 | 124.2 | 118.6 | 5.6 | 0.74 | 11.1 | 515.1 | 0.05 | 119 | 26.4 | 145.4 | 388.2 | 23.5 | 3.23 | 31.8 | 1519.1 | 0.19 | 389.8 | 77.1 | 466.9 | 14.46 | 0 | 0.29 | 14.74 | 15.06 | 0 | 0.27 | 15.34 | 393889 | 191525.7 | 309.4 | 4000.8 | 0 | 4755.9 | 13147.1 | 0 | 288.7 | 10094.7 | 64918.8 | 0 | 51.6 | 3315.4 | 26791.8 | 85010.4 | 0 | 62 | 0 | 86328.2 | 91183.4 | 3630.6 | 6219.1 | 0 | 7.8 | 5022.6
2530 | 106 | Day106 | 9 | Hour9 | 4 | Spring | 2117 | #N/A | Spring | 414367 | 2024-04-16 09:00 | 385970.3 | 3681.9 | 18826.3 | 5888.5 | 414367 | 373533.1 | 191604.4 | 0.0322 | 0.0425 | 0.8 | 0.8 | 95.3 | 4.9 | 0.66 | 10.5 | 403.7 | 0.09 | 95.6 | 22.6 | 118.2 | 99.6 | 5.2 | 0.69 | 11 | 421.9 | 0.09 | 99.9 | 23.6 | 123.5 | 99.1 | 5 | 0.68 | 9 | 418 | 0.05 | 99.4 | 21.4 | 120.8 | 246 | 4.6 | 0.46 | 29.7 | 1287.8 | 0.12 | 246.3 | 68.1 | 314.3 | 11.6 | 0 | 0.21 | 11.81 | 12.1 | 0 | 0.22 | 12.32 | 414367 | 222762.6 | 0.9 | 3689.7 | 0 | 4210.8 | 13147.1 | 0 | 807.8 | 17203 | 69055.8 | 0 | 51.6 | 3315.4 | 14877.7 | 83255.4 | 0 | 0 | 0 | 110071.3 | 91252.6 | 3427.9 | 10868.8 | 0 | 0 | 4506
2531 | 106 | Day106 | 10 | Hour10 | 4 | Spring | 2117 | #N/A | Spring | 428759.6 | 2024-04-16 10:00 | 400925 | 4198 | 17557.5 | 6079 | 428759.5 | 387833.7 | 197680.3 | 0.0327 | 0.0442 | 0.8 | 0.79 | 96.4 | 4.9 | 0.65 | 10.7 | 412.7 | 0.09 | 96.7 | 23.1 | 119.8 | 101.5 | 5.1 | 0.69 | 11.2 | 434.2 | 0.09 | 101.8 | 24.2 | 126 | 87.6 | 4.1 | 0.54 | 8.2 | 380.8 | 0.04 | 87.8 | 19.6 | 107.4 | 236.7 | 4.5 | 0.45 | 29.5 | 1241.5 | 0.14 | 236.9 | 66.5 | 303.5 | 13.73 | 0 | 0.2 | 13.93 | 14.47 | 0 | 0.21 | 14.68 | 428759.6 | 231079.2 | 187.9 | 3694.3 | 0 | 4210.8 | 13175.8 | 0 | 957.2 | 18805.6 | 73892.8 | 0 | 51.6 | 3315.4 | 14387.6 | 84764.2 | 0 | 0 | 0 | 118062.3 | 89764.8 | 3489.4 | 15424.2 | 0 | 0 | 4549.6
2532 | 106 | Day106 | 11 | Hour11 | 4 | Spring | 2117 | #N/A | Spring | 436737 | 2024-04-16 11:00 | 412920.3 | 3599.9 | 13983.2 | 6233.7 | 436737 | 399289 | 203053 | 0.033 | 0.0455 | 0.79 | 0.79 | 98.7 | 4.8 | 0.65 | 11 | 426.3 | 0.09 | 99 | 23.8 | 122.8 | 104 | 5.1 | 0.68 | 11.6 | 448.8 | 0.09 | 104.4 | 25 | 129.3 | 83.8 | 3.7 | 0.48 | 8 | 371.7 | 0.04 | 84 | 19.1 | 103.1 | 308.6 | 6.1 | 0.62 | 36.2 | 1604.9 | 0.14 | 309 | 84.1 | 393.1 | 15.49 | 0 | 0.18 | 15.68 | 16.44 | 0 | 0.21 | 16.65 | 436737 | 233684 | 165.5 | 3805.2 | 0 | 4210.8 | 13175.8 | 0 | 988.4 | 19234.7 | 78663.8 | 0 | 51.6 | 3315.4 | 14272.2 | 85392.7 | 0 | 0 | 0 | 119248.7 | 90617.5 | 3594.8 | 16891 | 0 | 299.9 | 4533.5
2533 | 106 | Day106 | 12 | Hour12 | 4 | Spring | 2117 | #N/A | Spring | 440979 | 2024-04-16 12:00 | 421544.9 | 2466.9 | 10764.4 | 6202.8 | 440978.9 | 407511.9 | 207638.5 | 0.0333 | 0.0465 | 0.78 | 0.78 | 100.6 | 4.8 | 0.65 | 11.3 | 437.4 | 0.09 | 100.9 | 24.3 | 125.3 | 105.9 | 5.1 | 0.68 | 11.8 | 460.4 | 0.09 | 106.2 | 25.6 | 131.8 | 73.2 | 3.4 | 0.45 | 6.8 | 317.6 | 0.03 | 73.4 | 16.3 | 89.7 | 277.6 | 5.2 | 0.52 | 32.8 | 1451.3 | 0.12 | 277.9 | 76.1 | 353.9 | 15.83 | 0 | 0.12 | 15.96 | 16.84 | 0 | 0.15 | 16.99 | 440979 | 233340.5 | 0 | 3805.2 | 0 | 4210.8 | 13175.8 | 0 | 985.3 | 19198.1 | 82239.7 | 0 | 51.6 | 3315.4 | 15447.4 | 85392.7 | 0 | 0 | 0 | 119622.6 | 89793.2 | 3741.2 | 17187.1 | 0 | 24.8 | 4696.5
2534 | 106 | Day106 | 13 | Hour13 | 4 | Spring | 2117 | #N/A | Spring | 440722 | 2024-04-16 13:00 | 424502.5 | 789.1 | 9035.2 | 6395.2 | 440722 | 410336.8 | 208776.1 | 0.0334 | 0.0468 | 0.78 | 0.78 | 101.9 | 4.9 | 0.65 | 11.4 | 443.8 | 0.09 | 102.2 | 24.7 | 126.9 | 106.8 | 5.1 | 0.68 | 12 | 465.4 | 0.09 | 107.2 | 25.8 | 133 | 67 | 3.2 | 0.42 | 6.2 | 290 | 0.03 | 67.2 | 14.8 | 82.1 | 281 | 5.3 | 0.53 | 33.2 | 1469.5 | 0.12 | 281.3 | 77 | 358.4 | 16.04 | 0 | 0.12 | 16.16 | 17.02 | 0 | 0.15 | 17.17 | 440722 | 231945.9 | 118.4 | 3807.1 | 0 | 4210.8 | 13175.8 | 0 | 976.6 | 19479.6 | 83597.4 | 0 | 51.6 | 3315.4 | 15107 | 85392.7 | 0 | 0 | 0 | 120275.1 | 87510.1 | 3704.4 | 15952.6 | 0 | 43.2 | 4850
2535 | 106 | Day106 | 14 | Hour14 | 4 | Spring | 2117 | #N/A | Spring | 442799.9 | 2024-04-16 14:00 | 429841.1 | 1189.4 | 5437.5 | 6331.9 | 442799.9 | 415403.2 | 214743.8 | 0.0336 | 0.0475 | 0.77 | 0.77 | 105.2 | 4.9 | 0.65 | 11.8 | 461.8 | 0.09 | 105.5 | 25.6 | 131.2 | 110.4 | 5.2 | 0.68 | 12.4 | 484.7 | 0.09 | 110.7 | 26.9 | 137.6 | 61.9 | 3.1 | 0.42 | 5.5 | 260.8 | 0.03 | 62.1 | 13.3 | 75.4 | 283 | 5.3 | 0.53 | 33.4 | 1479.6 | 0.12 | 283.3 | 77.6 | 360.8 | 16.29 | 0 | 0.12 | 16.41 | 17.38 | 0 | 0.14 | 17.52 | 442799.9 | 228056.1 | 9.7 | 3807.1 | 0 | 5292.9 | 13175.8 | 0 | 972.1 | 18033.8 | 88251.2 | 0 | 51.6 | 3315.4 | 15447.4 | 85392.7 | 0 | 0 | 0 | 117248.1 | 87984.5 | 3817.7 | 15446.5 | 0 | 234.2 | 5555.9
2536 | 106 | Day106 | 15 | Hour15 | 4 | Spring | 2117 | #N/A | Spring | 444932.8 | 2024-04-16 15:00 | 432845.6 | 1205.8 | 4388.3 | 6493.1 | 444932.8 | 418256.3 | 220578 | 0.0337 | 0.0479 | 0.76 | 0.76 | 109.7 | 5.1 | 0.68 | 12.3 | 480.5 | 0.09 | 110.1 | 26.6 | 136.7 | 115.2 | 5.4 | 0.71 | 12.9 | 504.9 | 0.1 | 115.6 | 27.9 | 143.5 | 69.3 | 3.5 | 0.47 | 6.2 | 293.3 | 0.03 | 69.5 | 15 | 84.5 | 300.5 | 5.8 | 0.6 | 35.6 | 1556.1 | 0.14 | 300.9 | 82 | 382.8 | 16.94 | 0 | 0.12 | 17.07 | 18.12 | 0 | 0.15 | 18.26 | 444932.8 | 224354.8 | 19.5 | 3807.1 | 0 | 6589.5 | 13712.9 | 0 | 981.1 | 17139.8 | 92020 | 0 | 159.1 | 3315.4 | 15322.6 | 85392.7 | 239.4 | 0 | 0 | 114090.6 | 88252 | 3891.2 | 13935.4 | 0 | 154.3 | 6639.7
2537 | 106 | Day106 | 16 | Hour16 | 4 | Spring | 2117 | #N/A | Spring | 450954.2 | 2024-04-16 16:00 | 436832.9 | 3268.7 | 4467.9 | 6384.6 | 450954.2 | 422052.5 | 234824.6 | 0.0338 | 0.0483 | 0.73 | 0.73 | 123.3 | 5.9 | 0.79 | 13.3 | 534.9 | 0.1 | 123.7 | 29.3 | 153 | 130.2 | 6.2 | 0.83 | 14.1 | 564.9 | 0.1 | 130.6 | 30.9 | 161.6 | 75.6 | 3.4 | 0.45 | 7.1 | 332.3 | 0.03 | 75.8 | 17.1 | 92.9 | 343.9 | 8 | 0.88 | 39.3 | 1750.2 | 0.15 | 344.4 | 91.5 | 435.9 | 18.37 | 0 | 0.12 | 18.49 | 19.74 | 0 | 0.15 | 19.89 | 450954.2 | 216129.6 | 249.3 | 3859.2 | 0 | 6869 | 16492.8 | 0 | 983.9 | 17210.7 | 103040.3 | 0 | 95.5 | 3315.4 | 15367 | 85392.7 | 143.6 | 0 | 0 | 104708.8 | 89310.2 | 3916 | 12910 | 0 | 304.4 | 6659.2
2538 | 106 | Day106 | 17 | Hour17 | 4 | Spring | 2117 | #N/A | Spring | 452897.6 | 2024-04-16 17:00 | 439365.1 | 3001.9 | 4360 | 6170.5 | 452897.6 | 424472.6 | 262798.3 | 0.0339 | 0.0485 | 0.68 | 0.67 | 159.2 | 8.8 | 1.19 | 15.6 | 652.2 | 0.11 | 159.8 | 35.1 | 194.9 | 168.2 | 9.3 | 1.26 | 16.5 | 688.8 | 0.12 | 168.8 | 37.1 | 205.9 | 162.9 | 8.8 | 1.19 | 14.1 | 670.7 | 0.08 | 163.4 | 34.1 | 197.6 | 522.4 | 42.3 | 6.01 | 32.5 | 1692.5 | 0.26 | 525.3 | 83 | 608.3 | 19.88 | 0 | 0.12 | 20 | 21.35 | 0 | 0.15 | 21.49 | 452897.6 | 190099.2 | 160.2 | 3865.9 | 0 | 6869 | 26368.1 | 0 | 967.7 | 13672.7 | 117863.2 | 0 | 159.1 | 3315.4 | 18310.6 | 85392.7 | 494.1 | 0 | 0 | 82110.9 | 89213.6 | 4134.3 | 10794.1 | 32.5 | 739.6 | 6762.7
2539 | 106 | Day106 | 18 | Hour18 | 4 | Spring | 2117 | #N/A | Spring | 452219.6 | 2024-04-16 18:00 | 441449.2 | 0.4 | 4147 | 6623 | 452219.6 | 426466.9 | 287086.3 | 0.0339 | 0.0487 | 0.65 | 0.65 | 176.8 | 10.2 | 1.4 | 16.7 | 708.4 | 0.12 | 177.5 | 37.8 | 215.3 | 187.8 | 10.8 | 1.48 | 17.8 | 754 | 0.13 | 188.6 | 40.3 | 228.9 | 310.3 | 19 | 2.62 | 24.8 | 1204.5 | 0.14 | 311.6 | 60.7 | 372.3 | 698.4 | 71.7 | 10.37 | 30 | 1785.9 | 0.36 | 703.4 | 83.3 | 786.7 | 21.18 | 0 | 0.13 | 21.31 | 22.56 | 0 | 0.15 | 22.71 | 452219.6 | 165133.3 | 2099.9 | 3896.6 | 0 | 6869 | 31392.5 | 0 | 868.6 | 8661.5 | 124374.9 | 0 | 159.1 | 3315.4 | 23928.9 | 85540 | 506.9 | 5003.3 | 0 | 58197.2 | 93200 | 4205.9 | 8701.5 | 4021.4 | 3345.7 | 6849.7
2540 | 106 | Day106 | 19 | Hour19 | 4 | Spring | 2117 | #N/A | Spring | 450668.3 | 2024-04-16 19:00 | 445698.4 | 0 | 0 | 4969.9 | 450668.3 | 430518.8 | 320410.3 | 0.0341 | 0.0491 | 0.62 | 0.61 | 193.9 | 10.8 | 1.48 | 18.6 | 784.5 | 0.14 | 194.6 | 42 | 236.6 | 204.1 | 11.3 | 1.55 | 19.7 | 827.9 | 0.14 | 204.9 | 44.4 | 249.3 | 352.8 | 22.7 | 3.15 | 27.2 | 1333.3 | 0.17 | 354.3 | 66.9 | 421.2 | 510.5 | 21.9 | 2.87 | 49.4 | 2268.8 | 0.24 | 511.9 | 117.1 | 629 | 27.77 | 0 | 0.26 | 28.03 | 29.22 | 0 | 0.28 | 29.5 | 450668.3 | 130258 | 1995.2 | 4234.9 | 0 | 7377.9 | 32387.4 | 0 | 484.4 | 4281.3 | 136918.1 | 0 | 1197.2 | 3315.4 | 36387 | 88396.1 | 1331.6 | 6869.4 | 0 | 23513.8 | 97622.9 | 4355.6 | 5569.7 | 5794.8 | 3977.1 | 7649.2
2541 | 106 | Day106 | 20 | Hour20 | 4 | Spring | 2117 | #N/A | Spring | 455286.3 | 2024-04-16 20:00 | 450484.6 | 0 | 0 | 4801.7 | 455286.3 | 435082.9 | 350544.8 | 0.0342 | 0.0496 | 0.61 | 0.6 | 200.6 | 11.2 | 1.53 | 19.1 | 811.4 | 0.14 | 201.3 | 43.4 | 244.7 | 212 | 11.7 | 1.6 | 20.4 | 860.6 | 0.15 | 212.7 | 46.1 | 258.8 | 403.9 | 26 | 3.61 | 31.2 | 1523.1 | 0.19 | 405.7 | 76.6 | 482.3 | 973.7 | 49 | 8.78 | 112.9 | 2164.9 | 1.82 | 977.6 | 177.9 | 1155.5 | 48.38 | 0 | 0.27 | 48.65 | 50.98 | 0 | 0.28 | 51.26 | 455286.3 | 104741.5 | 5538.4 | 4234.9 | 0 | 8374.7 | 33858.9 | 0 | 10.2 | 1343.6 | 142835.5 | 0 | 1197.2 | 3315.4 | 52922.3 | 88396.1 | 1336.1 | 8535.2 | 0 | 1584.3 | 97411.7 | 4391.8 | 1328.2 | 778.5 | 1318.5 | 7620
2542 | 106 | Day106 | 21 | Hour21 | 4 | Spring | 2117 | #N/A | Spring | 442536.8 | 2024-04-16 21:00 | 437653.6 | 0 | 0 | 4883.3 | 442536.9 | 422884 | 341570.8 | 0.0337 | 0.0482 | 0.6 | 0.59 | 204 | 11.2 | 1.53 | 19.6 | 830.2 | 0.14 | 204.7 | 44.4 | 249.1 | 213.2 | 11.7 | 1.59 | 20.6 | 869.5 | 0.15 | 214 | 46.5 | 260.5 | 392.3 | 24.9 | 3.45 | 30.6 | 1488.9 | 0.19 | 394 | 75.1 | 469.1 | 535.3 | 28.8 | 3.91 | 46.5 | 2194.6 | 0.25 | 537.2 | 111.9 | 649.2 | 27.52 | 0 | 0.14 | 27.67 | 28.94 | 0 | 0.15 | 29.09 | 442536.8 | 100966.1 | 4034.8 | 4239.4 | 0 | 8008.6 | 32780.4 | 0 | 0 | 0.4 | 143199.6 | 0 | 1197.2 | 3315.4 | 52808.4 | 88396.1 | 1336.1 | 2254.6 | 0 | 1.7 | 96611.4 | 4352.5 | 196 | 327.8 | 1213.2 | 7055.9
2543 | 106 | Day106 | 22 | Hour22 | 4 | Spring | 2117 | #N/A | Spring | 419236.4 | 2024-04-16 22:00 | 414406.2 | 0 | 0 | 4830.2 | 419236.4 | 400704.5 | 321549.8 | 0.0331 | 0.0457 | 0.62 | 0.61 | 184.1 | 9.1 | 1.22 | 19 | 784.5 | 0.13 | 184.7 | 42.4 | 227.1 | 192.2 | 9.5 | 1.27 | 19.8 | 819.6 | 0.14 | 192.8 | 44.3 | 237.1 | 417.8 | 27.8 | 3.87 | 31.3 | 1551.2 | 0.2 | 419.6 | 77.6 | 497.2 | 903.2 | 94 | 13.61 | 37.1 | 2270 | 0.45 | 909.7 | 104.8 | 1014.6 | 25.72 | 0 | 0.28 | 26 | 26.98 | 0 | 0.29 | 27.27 | 419236.4 | 97686.6 | 3544.6 | 4239.4 | 0 | 7282.2 | 23634.3 | 0 | 0 | 0 | 135043.5 | 0 | 1197.2 | 3315.4 | 50175.3 | 88061 | 948.3 | 4108.3 | 0 | 0 | 93589.1 | 4097.5 | 0.1 | 817.3 | 2492.1 | 7223.2
2544 | 106 | Day106 | 23 | Hour23 | 4 | Spring | 2117 | #N/A | Spring | 393806.2 | 2024-04-16 23:00 | 388919.4 | 10.2 | 153.6 | 4723.1 | 393806.2 | 376307.7 | 299910.9 | 0.0324 | 0.0431 | 0.64 | 0.64 | 166.3 | 7.6 | 1 | 18 | 733 | 0.12 | 166.8 | 39.9 | 206.8 | 173.5 | 7.9 | 1.04 | 18.8 | 765.5 | 0.13 | 174 | 41.7 | 215.7 | 399.1 | 23.4 | 3.21 | 32.8 | 1583.1 | 0.18 | 400.7 | 80 | 480.7 | 540.2 | 33 | 4.55 | 43.3 | 2092 | 0.26 | 542.5 | 105.7 | 648.2 | 22.35 | 0 | 0.28 | 22.63 | 23.41 | 0 | 0.29 | 23.7 | 393806.2 | 93895.3 | 4203.2 | 4187.3 | 0 | 6975 | 17555.6 | 0 | 0 | 0 | 124241.4 | 0 | 159.1 | 3315.4 | 49027 | 87397.2 | 281.3 | 2568.4 | 0 | 0 | 90133.7 | 3761.6 | 0 | 595 | 1989.1 | 6079.9
2545 | 107 | Day107 | 0 | Hour0 | 4 | Spring | 36 | 502896.2 | Spring | 369860.6 | 2024-04-17 | 364770.2 | 464.8 | 16.5 | 4609.1 | 369860.6 | 353157.4 | 280648.8 | 0.0318 | 0.0405 | 0.65 | 0.65 | 163.4 | 7.9 | 1.06 | 17.5 | 706.2 | 0.12 | 163.9 | 38.5 | 202.5 | 170.2 | 8.2 | 1.1 | 18.2 | 736.3 | 0.13 | 170.8 | 40.2 | 210.9 | 396 | 20.8 | 2.8 | 34.8 | 1649.5 | 0.18 | 397.4 | 84 | 481.4 | 399.5 | 12.8 | 1.59 | 42.5 | 1909.7 | 0.19 | 400.3 | 99.5 | 499.8 | 21.1 | 0 | 0.28 | 21.38 | 22.03 | 0 | 0.29 | 22.33 | 369860.6 | 89211.8 | 1465.7 | 4179.3 | 0 | 5297.5 | 18067.9 | 0 | 0 | 0 | 109702.8 | 0 | 159.1 | 3315.4 | 47742 | 87397.2 | 87.4 | 3234.6 | 0 | 0 | 85691.6 | 3520.2 | 0 | 409.6 | 1299 | 5391.9
2546 | 107 | Day107 | 1 | Hour1 | 4 | Spring | 2117 | #N/A | Spring | 357509.8 | 2024-04-17 01:00 | 347114 | 2164 | 3581.2 | 4650.5 | 357509.8 | 336210.4 | 270486.4 | 0.0314 | 0.0384 | 0.66 | 0.65 | 163.8 | 8.1 | 1.08 | 17.5 | 704.8 | 0.13 | 164.3 | 38.5 | 202.8 | 170.7 | 8.4 | 1.12 | 18.2 | 734.3 | 0.13 | 171.2 | 40.1 | 211.3 | 402.9 | 22.3 | 3.03 | 34.3 | 1640.4 | 0.19 | 404.4 | 83.3 | 487.7 | 376.2 | 12.6 | 1.55 | 40.1 | 1795.4 | 0.18 | 377 | 93.6 | 470.6 | 20.2 | 0 | 0.29 | 20.48 | 21.04 | 0 | 0.29 | 21.33 | 357509.8 | 87023.4 | 178.4 | 4179.3 | 0 | 4760.4 | 17935.2 | 0 | 0 | 0 | 105222.5 | 0 | 150 | 3315.4 | 44749.4 | 87368.1 | 0 | 2627.7 | 0 | 0 | 83718.7 | 3304.7 | 0 | 176.8 | 0 | 4853
2547 | 107 | Day107 | 2 | Hour2 | 4 | Spring | 2117 | #N/A | Spring | 349869.8 | 2024-04-17 02:00 | 336393.8 | 2291.2 | 6746.4 | 4438.3 | 349869.8 | 325911.5 | 264683.3 | 0.0312 | 0.0372 | 0.65 | 0.65 | 166.4 | 8.2 | 1.1 | 17.7 | 715.1 | 0.13 | 166.9 | 39.1 | 206 | 173.8 | 8.6 | 1.15 | 18.4 | 746.8 | 0.13 | 174.4 | 40.7 | 215.1 | 397.4 | 22.4 | 3.05 | 33.6 | 1606.9 | 0.19 | 398.9 | 81.5 | 480.4 | 355.6 | 10.7 | 1.29 | 39 | 1734.2 | 0.17 | 356.3 | 90.7 | 447 | 20.09 | 0 | 0.29 | 20.38 | 20.87 | 0 | 0.29 | 21.16 | 349869.8 | 85186.5 | 1373.2 | 4179.3 | 0 | 4760.4 | 17935.2 | 0 | 0 | 0 | 104379.9 | 0 | 100.2 | 3315.4 | 39286.9 | 86941.4 | 0 | 2411.2 | 0 | 0 | 81913.4 | 3273.1 | 0 | 88.8 | 0 | 4775.1
2548 | 107 | Day107 | 3 | Hour3 | 4 | Spring | 2117 | #N/A | Spring | 347021.6 | 2024-04-17 03:00 | 334409 | 2482.5 | 5511.4 | 4618.7 | 347021.7 | 324010.1 | 263426.3 | 0.0311 | 0.0369 | 0.64 | 0.64 | 169.2 | 8.3 | 1.11 | 18 | 728.7 | 0.13 | 169.8 | 39.8 | 209.5 | 176.8 | 8.7 | 1.16 | 18.8 | 760.9 | 0.13 | 177.4 | 41.5 | 218.9 | 398.8 | 21.7 | 2.95 | 34.4 | 1635.2 | 0.19 | 400.2 | 83.2 | 483.4 | 380.9 | 12.2 | 1.49 | 41.1 | 1835.5 | 0.18 | 381.6 | 95.8 | 477.5 | 20.09 | 0 | 0.29 | 20.38 | 20.88 | 0 | 0.28 | 21.16 | 347021.6 | 83595.4 | 305.9 | 4179.3 | 0 | 4760.4 | 17935.2 | 0 | 0 | 0 | 105690.1 | 0 | 96.9 | 3315.4 | 39059.5 | 86817.9 | 0 | 1265.5 | 0 | 0 | 80383.6 | 3211.9 | 0 | 58.4 | 0 | 4965.9
2549 | 107 | Day107 | 4 | Hour4 | 4 | Spring | 2117 | #N/A | Spring | 350460.8 | 2024-04-17 04:00 | 343036.8 | 580.7 | 2471.9 | 4371.5 | 350460.8 | 332316.7 | 265985.7 | 0.0313 | 0.0378 | 0.64 | 0.63 | 171.6 | 8.3 | 1.11 | 18.3 | 743 | 0.13 | 172.2 | 40.5 | 212.7 | 178.8 | 8.6 | 1.15 | 19.1 | 774.8 | 0.14 | 179.4 | 42.3 | 221.6 | 396.1 | 21.5 | 2.91 | 34.2 | 1627.3 | 0.18 | 397.6 | 82.8 | 480.3 | 366.5 | 12 | 1.48 | 39.3 | 1755.8 | 0.18 | 367.3 | 91.6 | 458.9 | 20.36 | 0 | 0.28 | 20.65 | 21.22 | 0 | 0.27 | 21.49 | 350460.8 | 84475.1 | 550.5 | 4174.8 | 0 | 4760.4 | 17935.2 | 0 | 0 | 16.1 | 109570.3 | 0 | 101.8 | 3315.4 | 35956.5 | 87195.4 | 0 | 2425.4 | 0 | 34.7 | 81326.2 | 3098.1 | 0 | 0 | 0.4 | 4566.6
2550 | 107 | Day107 | 5 | Hour5 | 4 | Spring | 2117 | #N/A | Spring | 368897.3 | 2024-04-17 05:00 | 364093.2 | 0 | 0 | 4804 | 368897.3 | 352544.5 | 278011.2 | 0.0317 | 0.0402 | 0.62 | 0.62 | 174.3 | 8.1 | 1.08 | 18.7 | 763.8 | 0.13 | 174.9 | 41.5 | 216.4 | 181.2 | 8.5 | 1.12 | 19.5 | 794.3 | 0.13 | 181.8 | 43.2 | 225 | 396.4 | 23.7 | 3.25 | 32.2 | 1558.1 | 0.18 | 398 | 78.7 | 476.7 | 479 | 18 | 2.29 | 48.6 | 2213.9 | 0.22 | 480.2 | 114.6 | 594.8 | 21.82 | 0 | 0.26 | 22.08 | 22.77 | 0 | 0.27 | 23.04 | 368897.3 | 90886.1 | 670.3 | 4174.8 | 0 | 5245.2 | 18063 | 0 | 0 | 305.1 | 120624.1 | 0 | 95.5 | 3315.4 | 35747.8 | 87397.2 | 0 | 2678 | 0 | 3249.3 | 84409.8 | 2921.8 | 70.8 | 0 | 459.2 | 6343.9
2551 | 107 | Day107 | 6 | Hour6 | 4 | Spring | 2117 | #N/A | Spring | 399751.8 | 2024-04-17 06:00 | 393264 | 507.7 | 1483.9 | 4496.2 | 399751.7 | 380497 | 282348.9 | 0.0325 | 0.0434 | 0.65 | 0.65 | 167.1 | 8.4 | 1.13 | 17.3 | 712.2 | 0.12 | 167.6 | 38.6 | 206.2 | 174.4 | 8.8 | 1.18 | 18.1 | 743.4 | 0.13 | 175 | 40.3 | 215.3 | 276.4 | 15.7 | 2.14 | 23.2 | 1112.9 | 0.13 | 277.4 | 56.4 | 333.8 | 473.4 | 20.8 | 2.73 | 45.1 | 2098.3 | 0.21 | 474.7 | 107.7 | 582.4 | 23.84 | 0 | 0.26 | 24.11 | 24.94 | 0 | 0.27 | 25.22 | 399751.8 | 117402.8 | 1556.3 | 4182.6 | 0 | 4598.8 | 21240.8 | 0 | 0 | 6491.1 | 118150.5 | 0 | 95.5 | 3315.4 | 38234.4 | 88396.1 | 0 | 2578.4 | 0 | 25207 | 82965 | 2739.7 | 2016.7 | 0 | 780 | 7281
2552 | 107 | Day107 | 7 | Hour7 | 4 | Spring | 2117 | #N/A | Spring | 423112.9 | 2024-04-17 07:00 | 415247.6 | 2028.5 | 1466.8 | 4370 | 423112.9 | 401506.2 | 276572.9 | 0.0331 | 0.0458 | 0.69 | 0.69 | 150.9 | 7.8 | 1.05 | 15.5 | 636.5 | 0.11 | 151.5 | 34.5 | 186 | 157.6 | 8.2 | 1.1 | 16.2 | 664 | 0.12 | 158.1 | 36 | 194.2 | 179 | 8.5 | 1.13 | 16.5 | 773.8 | 0.08 | 179.6 | 39.6 | 219.2 | 396.1 | 9.4 | 1.05 | 45 | 2009.5 | 0.17 | 396.7 | 105 | 501.6 | 23.15 | 0 | 0.28 | 23.43 | 24.27 | 0 | 0.28 | 24.55 | 423112.9 | 146540 | 1803.9 | 4190.5 | 0 | 4760.4 | 21274 | 0 | 0 | 9158.2 | 110247.2 | 0 | 95.5 | 3315.4 | 41099.2 | 88396.1 | 0 | 1390.7 | 0 | 57832.1 | 77162.2 | 2387.6 | 5894.8 | 464.4 | 1307.4 | 7347.8
2553 | 107 | Day107 | 8 | Hour8 | 4 | Spring | 2117 | #N/A | Spring | 440265.6 | 2024-04-17 08:00 | 433510.3 | 1100 | 1321.7 | 4333.6 | 440265.6 | 418923.8 | 260870 | 0.0336 | 0.0478 | 0.71 | 0.71 | 139.2 | 7.2 | 0.98 | 14.4 | 586.4 | 0.11 | 139.7 | 31.9 | 171.6 | 144.6 | 7.5 | 1.01 | 15 | 609.3 | 0.11 | 145.1 | 33.1 | 178.3 | 128.2 | 5.2 | 0.68 | 12.7 | 581 | 0.06 | 128.6 | 30.1 | 158.6 | 357.1 | 6.7 | 0.67 | 42.9 | 1869.3 | 0.17 | 357.5 | 98.7 | 456.2 | 21.92 | 0 | 0.28 | 22.2 | 23.07 | 0 | 0.29 | 23.36 | 440265.6 | 179395.6 | 275.9 | 4190.5 | 0 | 4711.1 | 20518.6 | 0 | 304.8 | 12237.4 | 105707.8 | 0 | 95.5 | 3315.4 | 33958.4 | 87873.9 | 0 | 222.9 | 0 | 101437.3 | 63408.1 | 2008 | 7894.4 | 247.7 | 90.4 | 8211.1
2554 | 107 | Day107 | 9 | Hour9 | 4 | Spring | 2117 | #N/A | Spring | 458590.8 | 2024-04-17 09:00 | 449312.8 | 622 | 2975.7 | 5680.3 | 458590.8 | 433962.3 | 248552.9 | 0.0342 | 0.0495 | 0.73 | 0.73 | 129.5 | 6.7 | 0.9 | 13.5 | 546.1 | 0.1 | 129.9 | 29.8 | 159.7 | 135 | 7 | 0.94 | 14 | 569.2 | 0.1 | 135.5 | 31 | 166.5 | 94.7 | 4 | 0.52 | 9.4 | 426.3 | 0.05 | 94.9 | 22.1 | 117 | 375 | 7.1 | 0.71 | 45 | 1962.6 | 0.18 | 375.4 | 103.6 | 479 | 21.29 | 0 | 0.28 | 21.57 | 22.47 | 0 | 0.3 | 22.76 | 458590.8 | 210037.9 | 0 | 4181.1 | 0 | 6200 | 19823.5 | 0 | 813.7 | 18794.2 | 102823 | 0 | 95.5 | 3315.4 | 24483.4 | 87631 | 0 | 0 | 0 | 126743.4 | 61616.8 | 2069.7 | 12365.6 | 213 | 0 | 8258.4
2555 | 107 | Day107 | 10 | Hour10 | 4 | Spring | 2117 | #N/A | Spring | 474456.4 | 2024-04-17 10:00 | 462412.3 | 1747 | 4151.1 | 6145.9 | 474456.3 | 446402.7 | 258685.3 | 0.0346 | 0.0509 | 0.72 | 0.72 | 135.3 | 7.3 | 0.98 | 13.7 | 563.1 | 0.1 | 135.8 | 30.5 | 166.3 | 141.7 | 7.6 | 1.03 | 14.3 | 589.8 | 0.11 | 142.2 | 31.9 | 174.1 | 80.8 | 3.3 | 0.43 | 8.1 | 366.7 | 0.04 | 81 | 19 | 100.1 | 679.2 | 78.2 | 11.38 | 23.4 | 1487.1 | 0.39 | 684.6 | 67.9 | 752.5 | 19.69 | 0 | 0.29 | 19.98 | 20.97 | 0 | 0.3 | 21.27 | 474456.4 | 215771 | 0 | 4162.4 | 0 | 7724.2 | 22502.8 | 0 | 947.1 | 20149.8 | 108313.1 | 0 | 95.5 | 3315.4 | 25331 | 87240.9 | 0 | 0 | 0 | 132836.1 | 59868 | 1970.2 | 16661.7 | 213 | 0 | 8254.3
2556 | 107 | Day107 | 11 | Hour11 | 4 | Spring | 2117 | #N/A | Spring | 484362.1 | 2024-04-17 11:00 | 471056.1 | 3086.9 | 4151.1 | 6068 | 484362.1 | 454596.3 | 267236.1 | 0.0349 | 0.0519 | 0.71 | 0.71 | 143.6 | 8 | 1.09 | 14.1 | 586.3 | 0.1 | 144.1 | 31.6 | 175.7 | 150.7 | 8.4 | 1.15 | 14.8 | 615.3 | 0.11 | 151.3 | 33.1 | 184.4 | 73 | 3 | 0.39 | 7.3 | 330.8 | 0.04 | 73.2 | 17.1 | 90.4 | 400 | 24.8 | 3.41 | 34.1 | 1552.7 | 0.24 | 401.7 | 80.5 | 482.2 | 20.33 | 0 | 0.29 | 20.62 | 21.7 | 0 | 0.3 | 22.01 | 484362.1 | 217126 | 76.4 | 4165.7 | 0 | 7825 | 26056.1 | 0 | 986.5 | 20424.9 | 112743.7 | 0 | 95.5 | 3315.4 | 25577.7 | 87380.6 | 0 | 0 | 0 | 134620 | 58926.2 | 2168.3 | 18010.1 | 234.1 | 0 | 8254.3
2557 | 107 | Day107 | 12 | Hour12 | 4 | Spring | 2117 | #N/A | Spring | 490687 | 2024-04-17 12:00 | 477900.6 | 2527.5 | 4151.1 | 6107.8 | 490687 | 461073.8 | 273009.7 | 0.0352 | 0.0527 | 0.71 | 0.7 | 146.6 | 8.2 | 1.11 | 14.3 | 600.2 | 0.1 | 147.1 | 32.3 | 179.4 | 153.7 | 8.5 | 1.16 | 15 | 629.6 | 0.11 | 154.3 | 33.8 | 188.2 | 73.4 | 3 | 0.39 | 7.3 | 333.1 | 0.04 | 73.6 | 17.2 | 90.8 | 373.3 | 8.5 | 0.93 | 43.8 | 1907.9 | 0.19 | 373.8 | 100.7 | 474.5 | 20.82 | 0 | 0.29 | 21.11 | 22.23 | 0 | 0.3 | 22.53 | 490687 | 217677.4 | 0 | 4165.7 | 0 | 7825 | 26660.1 | 0 | 973.9 | 19631.1 | 117399.1 | 0 | 95.5 | 3315.4 | 25763.8 | 87785.1 | 0 | 0 | 0 | 137260.6 | 57166.1 | 2645.6 | 18306.9 | 213 | 131.3 | 8254.3
2558 | 107 | Day107 | 13 | Hour13 | 4 | Spring | 2117 | #N/A | Spring | 494974.1 | 2024-04-17 13:00 | 482929.4 | 1917.9 | 4151.1 | 5975.7 | 494974.1 | 465825.2 | 275151.8 | 0.0354 | 0.0533 | 0.7 | 0.7 | 148.7 | 8.4 | 1.14 | 14.4 | 604.4 | 0.11 | 149.2 | 32.4 | 181.6 | 155.7 | 8.8 | 1.2 | 15.1 | 633.2 | 0.11 | 156.3 | 34 | 190.3 | 72.9 | 2.8 | 0.36 | 7.4 | 334.5 | 0.04 | 73 | 17.4 | 90.4 | 401.1 | 22.3 | 3.03 | 36.5 | 1637.1 | 0.24 | 402.6 | 85.4 | 488 | 21.01 | 0 | 0.29 | 21.3 | 22.42 | 0 | 0.3 | 22.73 | 494974.1 | 219822.4 | 94.3 | 4165.7 | 0 | 7825 | 27925 | 0 | 961.2 | 21387.9 | 118262.6 | 0 | 95.5 | 3315.4 | 25768 | 87700.3 | 0 | 0 | 0 | 137965.3 | 56567.5 | 2940.6 | 16467.2 | 213 | 20.2 | 7883.8
2559 | 107 | Day107 | 14 | Hour14 | 4 | Spring | 2117 | #N/A | Spring | 498573.3 | 2024-04-17 14:00 | 486008.1 | 2588.7 | 4151.1 | 5825.3 | 498573.3 | 468725.4 | 278350.5 | 0.0356 | 0.0537 | 0.7 | 0.7 | 153.4 | 8.9 | 1.22 | 14.5 | 615.6 | 0.11 | 154 | 32.9 | 186.9 | 160.7 | 9.3 | 1.28 | 15.2 | 644.7 | 0.11 | 161.3 | 34.5 | 195.8 | 67.7 | 2.6 | 0.34 | 6.9 | 310.9 | 0.03 | 67.9 | 16.2 | 84 | 767.7 | 82.6 | 11.97 | 30.8 | 1861.7 | 0.42 | 773.4 | 86.4 | 859.8 | 21.26 | 0 | 0.29 | 21.55 | 22.71 | 0 | 0.31 | 23.02 | 498573.3 | 220222.8 | 0 | 4165.7 | 0 | 7825 | 30279.8 | 0 | 954.1 | 20854.3 | 119457.2 | 0 | 95.5 | 3315.4 | 26175.3 | 86963.4 | 0 | 73.2 | 0 | 137805.6 | 57131 | 3477.7 | 16919.8 | 213 | 13.4 | 8220.7
2560 | 107 | Day107 | 15 | Hour15 | 4 | Spring | 2117 | #N/A | Spring | 500421.8 | 2024-04-17 15:00 | 487608 | 2992 | 4151.1 | 5670.7 | 500421.7 | 470225.1 | 284174.8 | 0.0356 | 0.0539 | 0.69 | 0.69 | 157.8 | 9.3 | 1.27 | 14.8 | 630 | 0.11 | 158.4 | 33.6 | 192 | 165.9 | 9.8 | 1.34 | 15.5 | 661.4 | 0.11 | 166.5 | 35.3 | 201.8 | 68.8 | 2.8 | 0.36 | 6.9 | 313.4 | 0.03 | 69 | 16.3 | 85.2 | 311.2 | 5.9 | 0.59 | 39 | 1632.9 | 0.19 | 311.5 | 87.7 | 399.3 | 21.58 | 0 | 0.29 | 21.87 | 23.08 | 0 | 0.31 | 23.39 | 500421.8 | 216246.9 | 207.4 | 4165.7 | 0 | 7825 | 31782 | 0 | 953.2 | 20695.9 | 121809.2 | 0 | 95.5 | 3315.4 | 27081.6 | 87167.4 | 0 | 725.7 | 0 | 135607.6 | 55052.8 | 3937.5 | 16127.9 | 336.4 | 3.1 | 8254.3
2561 | 107 | Day107 | 16 | Hour16 | 4 | Spring | 2117 | #N/A | Spring | 502896.2 | 2024-04-17 16:00 | 488683 | 5034.6 | 4151.1 | 5027.4 | 502896.2 | 471236.2 | 299443.5 | 0.0357 | 0.0541 | 0.67 | 0.66 | 175.8 | 11 | 1.51 | 15.7 | 681.1 | 0.12 | 176.5 | 36 | 212.5 | 185.7 | 11.6 | 1.6 | 16.5 | 718.4 | 0.12 | 186.5 | 38 | 224.4 | 78.7 | 2.6 | 0.32 | 8.4 | 376.2 | 0.04 | 78.9 | 19.6 | 98.5 | 555.5 | 49.3 | 7.04 | 32.9 | 1682.7 | 0.32 | 558.9 | 83.1 | 642.1 | 22.22 | 0 | 0.29 | 22.51 | 23.84 | 0 | 0.31 | 24.14 | 502896.2 | 203452.8 | 0 | 4224.9 | 0 | 7825 | 38795.5 | 0 | 946.6 | 19081.4 | 127105.3 | 0 | 156.4 | 3315.4 | 30528.7 | 86762.4 | 0 | 729.8 | 0 | 126459 | 52825.8 | 4140 | 15386.6 | 724.6 | 728.5 | 8254.3
2562 | 107 | Day107 | 17 | Hour17 | 4 | Spring | 2117 | #N/A | Spring | 499909.4 | 2024-04-17 17:00 | 487264.6 | 3555.8 | 4151.1 | 4938 | 499909.4 | 469899.5 | 331892.3 | 0.0356 | 0.0539 | 0.62 | 0.62 | 202.6 | 12.7 | 1.75 | 17.8 | 779.8 | 0.13 | 203.4 | 41.1 | 244.5 | 215.5 | 13.5 | 1.87 | 19 | 830.3 | 0.14 | 216.5 | 43.8 | 260.2 | 178.2 | 9.9 | 1.34 | 15.3 | 724.4 | 0.09 | 178.8 | 36.9 | 215.7 | 674.9 | 67.1 | 9.68 | 32.7 | 1798.9 | 0.39 | 679.6 | 86.4 | 766 | 23.26 | 0 | 0.29 | 23.56 | 24.91 | 0 | 0.31 | 25.22 | 499909.4 | 168017.2 | 491.7 | 4224.9 | 0 | 7825 | 44630.6 | 0 | 920.6 | 14768.3 | 142421.2 | 0 | 159.1 | 3315.4 | 33860.2 | 87027.8 | 587.9 | 7348.3 | 0 | 96685.9 | 51532.1 | 4110.3 | 11496.2 | 4929.6 | 1534.5 | 7679.9
2563 | 107 | Day107 | 18 | Hour18 | 4 | Spring | 2117 | #N/A | Spring | 489409.6 | 2024-04-17 18:00 | 484001 | 0 | 675.9 | 4732.8 | 489409.7 | 466828.5 | 365840.2 | 0.0355 | 0.0535 | 0.57 | 0.56 | 239.7 | 14.4 | 2.01 | 21.7 | 919 | 0.17 | 240.7 | 49.1 | 289.8 | 254.1 | 15.2 | 2.12 | 23.1 | 977.1 | 0.18 | 255.2 | 52.3 | 307.4 | 313.9 | 14.8 | 2.04 | 29.9 | 1296.2 | 0.19 | 314.9 | 68.5 | 383.4 | 444.5 | 11.2 | 1.29 | 50.1 | 2220.5 | 0.2 | 445.2 | 116.3 | 561.5 | 28.22 | 0 | 0.28 | 28.51 | 29.86 | 0 | 0.3 | 30.16 | 489409.6 | 123569.5 | 1403.8 | 4243.6 | 0 | 7825 | 47600.1 | 0 | 812 | 9725 | 152961.3 | 0 | 6485 | 3315.4 | 35843.5 | 88396.1 | 5320.9 | 12445.6 | 0 | 62020.3 | 46775.7 | 4236.5 | 8968.6 | 7687 | 3369.2 | 8104
2564 | 107 | Day107 | 19 | Hour19 | 4 | Spring | 2117 | #N/A | Spring | 483915 | 2024-04-17 19:00 | 480404.9 | 0 | 0 | 3510 | 483914.9 | 463441.1 | 402937.9 | 0.0353 | 0.053 | 0.52 | 0.51 | 264.6 | 15.5 | 2.17 | 24.2 | 1015.8 | 0.19 | 265.7 | 54.5 | 320.2 | 280.7 | 16.4 | 2.29 | 25.8 | 1081.4 | 0.2 | 281.8 | 58.1 | 339.9 | 387.1 | 18 | 2.52 | 37.7 | 1560.2 | 0.26 | 388.3 | 84.3 | 472.6 | 498.1 | 11.5 | 1.55 | 60.2 | 2287.6 | 0.39 | 498.8 | 128.5 | 627.3 | 29.74 | 0 | 0.28 | 30.02 | 31.42 | 0 | 0.3 | 31.71 | 483915 | 80977 | 4652.7 | 4253 | 0 | 8374.7 | 49774.7 | 0 | 442.7 | 4750.4 | 162449.1 | 0 | 10388.3 | 3315.4 | 50550.9 | 88396.1 | 7659.7 | 13123.2 | 0 | 21793.4 | 49671.4 | 4319.1 | 6383.1 | 7964.3 | 4334.5 | 8050.4
2565 | 107 | Day107 | 20 | Hour20 | 4 | Spring | 2117 | #N/A | Spring | 483026.5 | 2024-04-17 20:00 | 479394 | 0 | 0 | 3632.4 | 483026.5 | 462501.1 | 415771.9 | 0.0352 | 0.0528 | 0.52 | 0.51 | 263.6 | 15.5 | 2.17 | 24 | 1013.3 | 0.18 | 264.7 | 54.2 | 318.9 | 280.7 | 16.5 | 2.3 | 25.7 | 1081.9 | 0.2 | 281.8 | 58 | 339.8 | 399.5 | 18.3 | 2.56 | 38.9 | 1628.6 | 0.26 | 400.7 | 87.5 | 488.3 | 538.5 | 12.9 | 1.8 | 65.4 | 2407.3 | 0.46 | 539.4 | 137.2 | 676.6 | 30.11 | 0 | 0.29 | 30.39 | 31.79 | 0 | 0.3 | 32.1 | 483026.5 | 67254.6 | 6441.3 | 4257.5 | 0 | 8374.7 | 49972.3 | 0 | 9.7 | 1431.4 | 163446 | 0 | 9348.7 | 3315.4 | 59270.6 | 88396.1 | 6960.9 | 15988.5 | 0 | 1606.2 | 59918.3 | 4288.9 | 1532.7 | 4483.2 | 3687.2 | 8258.9
2566 | 107 | Day107 | 21 | Hour21 | 4 | Spring | 2117 | #N/A | Spring | 464518.2 | 2024-04-17 21:00 | 460926.6 | 0 | 0 | 3591.6 | 464518.2 | 444983.7 | 395686.7 | 0.0346 | 0.0508 | 0.54 | 0.53 | 253.1 | 15.6 | 2.17 | 22.4 | 964.6 | 0.17 | 254.1 | 51.2 | 305.3 | 267.9 | 16.4 | 2.29 | 23.9 | 1023.5 | 0.18 | 269 | 54.4 | 323.4 | 359.8 | 18.2 | 2.49 | 32.8 | 1472.9 | 0.2 | 361.1 | 76.8 | 437.8 | 475.2 | 9.1 | 0.94 | 56.2 | 2466.3 | 0.22 | 475.7 | 129.7 | 605.5 | 29.49 | 0 | 0.29 | 29.77 | 31.08 | 0 | 0.31 | 31.38 | 464518.2 | 68831.5 | 5531.1 | 4257.5 | 0 | 8374.7 | 49826.4 | 0 | 0 | 0 | 158006.4 | 0 | 2545.4 | 3315.4 | 59311.6 | 88396.1 | 4002.5 | 12119.6 | 0 | 0.1 | 64745.3 | 4086.1 | 207.2 | 1731.3 | 1530.3 | 8258.9
2567 | 107 | Day107 | 22 | Hour22 | 4 | Spring | 2117 | #N/A | Spring | 435152.6 | 2024-04-17 22:00 | 431485.2 | 0 | 0 | 3667.4 | 435152.6 | 416958.7 | 365117.6 | 0.0337 | 0.0477 | 0.55 | 0.55 | 243 | 15.2 | 2.11 | 21.2 | 936 | 0.16 | 244.1 | 49.2 | 293.2 | 253.7 | 15.9 | 2.2 | 22.2 | 977.2 | 0.16 | 254.7 | 51.4 | 306.1 | 389 | 24.3 | 3.36 | 30.6 | 1490 | 0.18 | 390.7 | 75.1 | 465.7 | 913 | 88.1 | 12.67 | 43.8 | 2518.3 | 0.45 | 919.1 | 119 | 1038 | 28.01 | 0 | 0.29 | 28.3 | 29.42 | 0 | 0.31 | 29.73 | 435152.6 | 70035 | 4606.5 | 4257.5 | 0 | 8374.7 | 46703.1 | 0 | 0 | 0 | 149164.6 | 0 | 159.1 | 3315.4 | 56996.8 | 88396.1 | 373.1 | 2770.7 | 0 | 0 | 66109.1 | 3925.9 | 0 | 1992.2 | 2148.6 | 8047.4
2568 | 107 | Day107 | 23 | Hour23 | 4 | Spring | 2117 | #N/A | Spring | 406185.8 | 2024-04-17 23:00 | 402265.4 | 0 | 0 | 3920.4 | 406185.8 | 389032.9 | 336387.3 | 0.0329 | 0.0447 | 0.57 | 0.57 | 220.1 | 12.9 | 1.77 | 20.4 | 876.3 | 0.15 | 221 | 46.6 | 267.6 | 229.1 | 13.4 | 1.84 | 21.3 | 912.6 | 0.15 | 230 | 48.5 | 278.5 | 414.2 | 26.5 | 3.68 | 32.1 | 1570.8 | 0.2 | 416 | 79 | 494.9 | 948.6 | 104.7 | 15.21 | 33.5 | 2198.2 | 0.48 | 955.9 | 99.1 | 1055 | 25.84 | 0 | 0.29 | 26.13 | 27.07 | 0 | 0.31 | 27.38 | 406185.8 | 69798.5 | 4312.7 | 4198.3 | 0 | 8374.7 | 35796.4 | 0 | 0 | 0 | 136396 | 0 | 159.1 | 3315.4 | 53359.7 | 88396.1 | 334.2 | 1744.6 | 0 | 0 | 66086.9 | 3711.6 | 0 | 3108.5 | 1173.2 | 6181
2569 | 108 | Day108 | 0 | Hour0 | 4 | Spring | 40 | 500212.6 | Spring | 381043.4 | 2024-04-18 | 376985.1 | 0 | 4.1 | 4054.1 | 381043.4 | 364841 | 312714.8 | 0.0322 | 0.042 | 0.6 | 0.59 | 203.7 | 11.4 | 1.55 | 19.7 | 829.8 | 0.14 | 204.4 | 44.5 | 248.9 | 211.7 | 11.8 | 1.61 | 20.5 | 862.8 | 0.15 | 212.5 | 46.2 | 258.7 | 427.9 | 25.7 | 3.52 | 34.7 | 1680 | 0.2 | 429.6 | 84.9 | 514.5 | 523.3 | 36.5 | 5.11 | 38.6 | 1883.5 | 0.27 | 525.8 | 94.8 | 620.6 | 23.09 | 0 | 0.29 | 23.38 | 24.13 | 0 | 0.3 | 24.44 | 381043.4 | 68328.6 | 575.2 | 4198.3 | 0 | 8374.7 | 28957.6 | 0 | 0 | 0 | 124461.6 | 0 | 159.1 | 3315.4 | 51553.1 | 87935.7 | 222 | 2962 | 0 | 0 | 64721 | 3607.6 | 0 | 34.7 | 1846.2 | 6586.8
2570 | 108 | Day108 | 1 | Hour1 | 4 | Spring | 2117 | #N/A | Spring | 363937 | 2024-04-18 01:00 | 357765.5 | 2197.4 | 255.7 | 3718.3 | 363936.9 | 346433.6 | 295350.3 | 0.0317 | 0.0397 | 0.6 | 0.59 | 203.3 | 11.3 | 1.54 | 19.8 | 831 | 0.14 | 204 | 44.6 | 248.7 | 211.7 | 11.8 | 1.61 | 20.6 | 865 | 0.15 | 212.5 | 46.4 | 258.9 | 386 | 20.2 | 2.72 | 34.1 | 1609.1 | 0.18 | 387.3 | 82.1 | 469.4 | 542.5 | 39.3 | 5.52 | 37.9 | 1904.8 | 0.26 | 545.2 | 94.7 | 639.9 | 21.87 | 0 | 0.29 | 22.16 | 22.87 | 0 | 0.3 | 23.17 | 363937 | 68586.6 | 22.3 | 4198.3 | 0 | 7463.8 | 27418.5 | 0 | 0 | 0 | 119318.9 | 0 | 159.1 | 3315.4 | 43276.1 | 87033.9 | 110.3 | 3033.7 | 0 | 0 | 65188.5 | 3398.1 | 0 | 0 | 822.1 | 6835.9
2571 | 108 | Day108 | 2 | Hour2 | 4 | Spring | 2117 | #N/A | Spring | 354324.1 | 2024-04-18 02:00 | 345517.6 | 5044.2 | 245.4 | 3516.9 | 354324.1 | 334682.3 | 285578.6 | 0.0314 | 0.0382 | 0.59 | 0.59 | 202.5 | 11.1 | 1.5 | 20 | 834.9 | 0.14 | 203.3 | 44.9 | 248.2 | 211.1 | 11.6 | 1.58 | 20.8 | 868.3 | 0.15 | 211.9 | 46.7 | 258.5 | 372.8 | 19.1 | 2.57 | 33.3 | 1566.6 | 0.17 | 374.1 | 80 | 454.1 | 810.5 | 83 | 12 | 34.5 | 2082.8 | 0.4 | 816.3 | 96.7 | 912.9 | 21.63 | 0 | 0.3 | 21.93 | 22.61 | 0 | 0.3 | 22.91 | 354324.1 | 68745.5 | 46.3 | 4198.3 | 0 | 6565.6 | 25902 | 0 | 0 | 0 | 117724.9 | 0 | 159.1 | 3315.4 | 39473.8 | 87033.9 | 37.3 | 1122 | 0 | 0 | 65524.5 | 3221.1 | 0 | 0 | 0 | 6155.6
2572 | 108 | Day108 | 3 | Hour3 | 4 | Spring | 2117 | #N/A | Spring | 350448.5 | 2024-04-18 03:00 | 342385.8 | 4469 | 4.1 | 3589.6 | 350448.5 | 331681.8 | 282348.4 | 0.0313 | 0.0378 | 0.59 | 0.59 | 204.6 | 11.1 | 1.51 | 20.2 | 845.3 | 0.15 | 205.3 | 45.5 | 250.8 | 213.1 | 11.6 | 1.58 | 21.1 | 879.3 | 0.15 | 213.9 | 47.3 | 261.2 | 372 | 19.3 | 2.6 | 33 | 1555.4 | 0.17 | 373.3 | 79.4 | 452.7 | 713.4 | 69.2 | 9.95 | 33.7 | 1964.5 | 0.35 | 718.2 | 92.3 | 810.5 | 21.66 | 0 | 0.3 | 21.96 | 22.62 | 0 | 0.29 | 22.91 | 350448.5 | 68100.1 | 0 | 4193.8 | 0 | 6132.9 | 25656.3 | 0 | 0 | 0 | 118270 | 0 | 150.7 | 3315.4 | 35483.2 | 87033.9 | 36.6 | 2075.7 | 0 | 0 | 64988.2 | 3111.9 | 0 | 0 | 0 | 6243.6
2573 | 108 | Day108 | 4 | Hour4 | 4 | Spring | 2117 | #N/A | Spring | 355937.7 | 2024-04-18 04:00 | 350774.7 | 129.2 | 1096.7 | 3937.1 | 355937.7 | 339753 | 289309.7 | 0.0314 | 0.0387 | 0.58 | 0.58 | 208 | 11.3 | 1.53 | 20.5 | 859.1 | 0.15 | 208.7 | 46.1 | 254.9 | 216 | 11.8 | 1.59 | 21.3 | 892.3 | 0.15 | 216.8 | 47.9 | 264.8 | 409.2 | 23.4 | 3.19 | 34.3 | 1642.8 | 0.19 | 410.8 | 83.4 | 494.1 | 624.7 | 54.4 | 7.77 | 36 | 1907.8 | 0.32 | 628.4 | 93 | 721.4 | 22.69 | 0 | 0.27 | 22.96 | 23.63 | 0 | 0.28 | 23.91 | 355937.7 | 66628 | 56.6 | 4193.8 | 0 | 8139.3 | 26502.2 | 0 | 0 | 33.9 | 122301.5 | 0 | 159.1 | 3315.4 | 35387.9 | 87249.1 | 40.1 | 1964.7 | 0 | 78.9 | 63403.3 | 3111.8 | 0 | 0 | 0 | 6130.5
2574 | 108 | Day108 | 5 | Hour5 | 4 | Spring | 2117 | #N/A | Spring | 375874.8 | 2024-04-18 05:00 | 371487.4 | 64.1 | 0 | 4323.3 | 375874.8 | 359636.8 | 307553.2 | 0.0319 | 0.041 | 0.57 | 0.56 | 219.5 | 12.4 | 1.69 | 21 | 892 | 0.15 | 220.3 | 47.6 | 267.9 | 227.5 | 12.9 | 1.75 | 21.7 | 924.5 | 0.16 | 228.4 | 49.3 | 277.7 | 430.3 | 27.9 | 3.86 | 33 | 1622.7 | 0.2 | 432.2 | 81.4 | 513.5 | 444.4 | 11.9 | 1.38 | 49.3 | 2211.5 | 0.2 | 445.1 | 115.3 | 560.4 | 24.86 | 0 | 0.27 | 25.13 | 25.94 | 0 | 0.28 | 26.22 | 375874.8 | 68321.6 | 87.7 | 4193.8 | 0 | 7932.8 | 31298 | 0 | 0 | 419.9 | 132093.7 | 0 | 95.5 | 3315.4 | 38953.5 | 88396.1 | 0 | 1186.7 | 0 | 4729.7 | 60315.5 | 2856.5 | 157.3 | 0 | 0 | 6522.8
2575 | 108 | Day108 | 6 | Hour6 | 4 | Spring | 2117 | #N/A | Spring | 406049.9 | 2024-04-18 06:00 | 400177.4 | 339.1 | 1459.7 | 4073.7 | 406049.9 | 387110.5 | 308704.5 | 0.0327 | 0.0442 | 0.6 | 0.6 | 203.6 | 11.6 | 1.58 | 19.4 | 825.2 | 0.14 | 204.4 | 44 | 248.4 | 212.1 | 12.1 | 1.64 | 20.2 | 859.4 | 0.15 | 212.9 | 45.8 | 258.7 | 235.8 | 11.2 | 1.49 | 21.8 | 1017.9 | 0.11 | 236.6 | 52.1 | 288.7 | 459.9 | 14.9 | 1.83 | 48.7 | 2207.3 | 0.2 | 460.8 | 114.5 | 575.4 | 25.05 | 0 | 0.27 | 25.32 | 26.23 | 0 | 0.28 | 26.51 | 406049.9 | 97345.3 | 1597.8 | 4193.8 | 0 | 6722.5 | 31599 | 0 | 0 | 7719.7 | 131219.4 | 0 | 95.5 | 3315.4 | 39915 | 88396.1 | 0 | 1650 | 0 | 29936.3 | 56808.9 | 2880.5 | 2855.2 | 0 | 6.6 | 6673.2
2576 | 108 | Day108 | 7 | Hour7 | 4 | Spring | 2117 | #N/A | Spring | 427139 | 2024-04-18 07:00 | 419848.6 | 1301.9 | 1459.7 | 4528.9 | 427139.1 | 405894.6 | 294733 | 0.0332 | 0.0463 | 0.65 | 0.65 | 173.9 | 9.6 | 1.31 | 17 | 713.6 | 0.12 | 174.6 | 38.3 | 212.9 | 181.5 | 10.1 | 1.37 | 17.7 | 744.1 | 0.13 | 182.2 | 39.9 | 222.1 | 143.6 | 5.2 | 0.65 | 14.8 | 672.8 | 0.06 | 144 | 34.8 | 178.8 | 527.6 | 27.2 | 3.66 | 46.7 | 2211.8 | 0.24 | 529.4 | 112.6 | 642.1 | 23.53 | 0 | 0.28 | 23.8 | 24.68 | 0 | 0.29 | 24.97 | 427139 | 132406.1 | 2189.3 | 4193.8 | 0 | 6722.5 | 27293.2 | 0 | 0 | 10766.3 | 120856.4 | 0 | 95.5 | 3315.4 | 40119.6 | 88396.1 | 0 | 1551 | 0 | 68624.2 | 50502.7 | 2512.9 | 6899.2 | 0 | 9.7 | 6412.7
2577 | 108 | Day108 | 8 | Hour8 | 4 | Spring | 2117 | #N/A | Spring | 443821 | 2024-04-18 08:00 | 436189.4 | 1838.9 | 1463.8 | 4329 | 443821 | 421463.7 | 282075 | 0.0338 | 0.0481 | 0.67 | 0.67 | 165 | 9.3 | 1.27 | 16 | 671.3 | 0.12 | 165.6 | 36 | 201.7 | 171.8 | 9.7 | 1.33 | 16.6 | 697.7 | 0.12 | 172.4 | 37.4 | 209.8 | 99.5 | 3 | 0.35 | 10.8 | 485.6 | 0.05 | 99.6 | 25.3 | 124.9 | 739.5 | 73.3 | 10.56 | 34.8 | 1990.6 | 0.39 | 744.6 | 94.2 | 838.9 | 21.36 | 0 | 0.28 | 21.63 | 22.52 | 0 | 0.29 | 22.81 | 443821 | 161746 | 154.8 | 4193.8 | 0 | 7318.1 | 27715.8 | 0 | 289.2 | 13281.1 | 116990.3 | 0 | 95.5 | 3315.4 | 35187.8 | 87103.5 | 0 | 0 | 0 | 115258.3 | 30939.7 | 1977.8 | 9416.6 | 268.5 | 0 | 6468.4
2578 | 108 | Day108 | 9 | Hour9 | 4 | Spring | 2117 | #N/A | Spring | 460247.9 | 2024-04-18 09:00 | 449665.4 | 3271.6 | 1557.3 | 5753.5 | 460247.9 | 434280.2 | 272716.9 | 0.0342 | 0.0496 | 0.69 | 0.69 | 158.7 | 9.1 | 1.23 | 15.3 | 642.4 | 0.11 | 159.3 | 34.5 | 193.7 | 166 | 9.5 | 1.3 | 15.9 | 670.7 | 0.12 | 166.6 | 36 | 202.6 | 80.1 | 2.7 | 0.34 | 8.4 | 379.6 | 0.04 | 80.3 | 19.7 | 100 | 385.5 | 7.3 | 0.73 | 45.5 | 2015.7 | 0.17 | 385.9 | 105.6 | 491.6 | 21.23 | 0 | 0.28 | 21.51 | 22.48 | 0 | 0.3 | 22.77 | 460247.9 | 187530.9 | 0 | 4184.4 | 0 | 8197.9 | 28087.4 | 0 | 744.6 | 19061.9 | 115497.3 | 0 | 95.5 | 3315.4 | 26305.2 | 87033.9 | 0 | 0 | 0 | 141788.6 | 24215.5 | 1720.3 | 13736.9 | 402.7 | 20.2 | 7101.2
2579 | 108 | Day108 | 10 | Hour10 | 4 | Spring | 2117 | #N/A | Spring | 475128.7 | 2024-04-18 10:00 | 460984.3 | 4833.3 | 3334.9 | 5976.2 | 475128.7 | 445034.3 | 278520.9 | 0.0346 | 0.0508 | 0.69 | 0.68 | 158.7 | 9.1 | 1.25 | 15.1 | 639.7 | 0.11 | 159.3 | 34.2 | 193.5 | 167 | 9.6 | 1.32 | 15.9 | 672.1 | 0.12 | 167.6 | 36 | 203.6 | 78.6 | 2.5 | 0.3 | 8.5 | 380.1 | 0.04 | 78.8 | 19.8 | 98.6 | 358.8 | 8.4 | 0.92 | 41.7 | 1827.4 | 0.17 | 359.3 | 96.2 | 455.5 | 22.24 | 0 | 0.29 | 22.53 | 23.58 | 0 | 0.3 | 23.88 | 475128.7 | 196607.8 | 81.2 | 4184.4 | 0 | 8197.9 | 29409 | 0 | 849.1 | 21065 | 118140.6 | 0 | 95.5 | 3315.4 | 27755.1 | 87188.3 | 0 | 153.3 | 0 | 146023.8 | 26863.4 | 1806.5 | 17002.1 | 172 | 7.8 | 7421.5
2580 | 108 | Day108 | 11 | Hour11 | 4 | Spring | 2117 | #N/A | Spring | 481490.2 | 2024-04-18 11:00 | 468402 | 3457.4 | 3412.4 | 6218.4 | 481490.1 | 452071 | 283513.3 | 0.0349 | 0.0517 | 0.68 | 0.68 | 161.4 | 9.3 | 1.27 | 15.3 | 650.3 | 0.11 | 162 | 34.8 | 196.7 | 169.5 | 9.8 | 1.34 | 16.1 | 682.5 | 0.12 | 170.2 | 36.5 | 206.7 | 80.6 | 2.5 | 0.3 | 8.7 | 390.4 | 0.04 | 80.8 | 20.3 | 101.1 | 355.3 | 6.7 | 0.67 | 42.7 | 1859.4 | 0.17 | 355.7 | 98.2 | 453.8 | 22.56 | 0 | 0.29 | 22.84 | 23.9 | 0 | 0.3 | 24.2 | 481490.2 | 197976.8 | 166.3 | 4184.4 | 0 | 8197.9 | 30334.6 | 0 | 661 | 20541.1 | 121697.8 | 0 | 95.5 | 3315.4 | 27871.3 | 87647.1 | 0 | 3 | 0 | 144889.6 | 30180.9 | 1704.2 | 18920.8 | 108.5 | 5.8 | 8258.9
2581 | 108 | Day108 | 12 | Hour12 | 4 | Spring | 2117 | #N/A | Spring | 486562.3 | 2024-04-18 12:00 | 474397.3 | 2277.4 | 3408.2 | 6479.3 | 486562.3 | 457748.8 | 285674.3 | 0.0351 | 0.0523 | 0.68 | 0.68 | 161.9 | 9.4 | 1.28 | 15.3 | 650.9 | 0.11 | 162.6 | 34.8 | 197.3 | 169.8 | 9.8 | 1.35 | 16.1 | 682 | 0.12 | 170.4 | 36.4 | 206.9 | 86.5 | 2.6 | 0.31 | 9.4 | 421.7 | 0.04 | 86.6 | 21.9 | 108.6 | 388.5 | 7.3 | 0.73 | 45.9 | 2031.4 | 0.17 | 388.9 | 106.5 | 495.4 | 23.38 | 0 | 0.28 | 23.66 | 24.78 | 0 | 0.3 | 25.08 | 486562.3 | 200888 | 81.2 | 4184.4 | 0 | 7888.1 | 31009.7 | 0 | 660.1 | 20683 | 122806 | 0 | 95.5 | 3315.4 | 27744.3 | 88396.1 | 0 | 153.6 | 0 | 145696.5 | 32185.5 | 1662.9 | 18654.8 | 101.1 | 6 | 8258.9
2582 | 108 | Day108 | 13 | Hour13 | 4 | Spring | 2117 | #N/A | Spring | 492026.2 | 2024-04-18 13:00 | 480252 | 2298.5 | 3049.9 | 6425.8 | 492026.1 | 463291.3 | 288088.2 | 0.0353 | 0.053 | 0.68 | 0.68 | 163.3 | 9.4 | 1.29 | 15.5 | 657.4 | 0.11 | 163.9 | 35.1 | 199 | 171.1 | 9.9 | 1.35 | 16.2 | 688.6 | 0.12 | 171.8 | 36.7 | 208.5 | 90.1 | 2.7 | 0.33 | 9.7 | 438.2 | 0.04 | 90.2 | 22.8 | 113 | 743.3 | 69.3 | 9.94 | 37.7 | 2136.5 | 0.36 | 748.1 | 101.4 | 849.5 | 23.49 | 0 | 0.28 | 23.77 | 24.92 | 0 | 0.3 | 25.21 | 492026.2 | 203938 | 0 | 4184.4 | 0 | 8197.9 | 31386.6 | 0 | 653.8 | 21724.3 | 125853 | 0 | 95.5 | 3315.4 | 26659.2 | 88396.1 | 0 | 0 | 0 | 145347.5 | 34536.8 | 1675.5 | 17428 | 0 | 193.4 | 8050.4
2583 | 108 | Day108 | 14 | Hour14 | 4 | Spring | 2117 | #N/A | Spring | 495182 | 2024-04-18 14:00 | 484169.9 | 1857.7 | 2603.7 | 6550.9 | 495182.1 | 466990.1 | 290983.7 | 0.0355 | 0.0535 | 0.67 | 0.67 | 167 | 9.7 | 1.33 | 15.7 | 670.2 | 0.11 | 167.6 | 35.7 | 203.3 | 174.8 | 10.2 | 1.39 | 16.4 | 701.4 | 0.12 | 175.5 | 37.4 | 212.9 | 89.9 | 2.7 | 0.32 | 9.8 | 439.5 | 0.04 | 90.1 | 22.9 | 112.9 | 418.9 | 7.9 | 0.79 | 49.5 | 2190.6 | 0.18 | 419.4 | 114.8 | 534.2 | 23.95 | 0 | 0.28 | 24.23 | 25.4 | 0 | 0.3 | 25.7 | 495182 | 204198.3 | 0 | 4184.4 | 0 | 7825 | 32588.6 | 0 | 650.7 | 21456 | 128653.9 | 0 | 95.5 | 3315.4 | 25924.8 | 88396.1 | 0 | 0 | 0 | 142351.6 | 38125.6 | 1614.4 | 17378.3 | 5.3 | 391.3 | 8258.9
2584 | 108 | Day108 | 15 | Hour15 | 4 | Spring | 2117 | #N/A | Spring | 498705.6 | 2024-04-18 15:00 | 487319.8 | 1775.3 | 3150.8 | 6459.8 | 498705.7 | 469963.7 | 295645.7 | 0.0356 | 0.0539 | 0.67 | 0.67 | 168.8 | 9.7 | 1.33 | 15.9 | 680 | 0.11 | 169.5 | 36.2 | 205.7 | 177 | 10.2 | 1.39 | 16.7 | 712.5 | 0.12 | 177.6 | 37.9 | 215.6 | 91 | 2.7 | 0.32 | 9.9 | 444.4 | 0.04 | 91.1 | 23.1 | 114.3 | 872.8 | 88.6 | 12.78 | 37.7 | 2280.7 | 0.43 | 878.9 | 105.8 | 984.7 | 24.33 | 0 | 0.28 | 24.61 | 25.82 | 0 | 0.29 | 26.12 | 498705.6 | 203060 | 139.3 | 4184.4 | 0 | 8134.9 | 32871.3 | 0 | 657 | 20703.9 | 131825.1 | 0 | 95.5 | 3315.4 | 26679.6 | 88396.1 | 0 | 4.1 | 0 | 138367 | 41898 | 1434.1 | 16658.9 | 5.3 | 551.4 | 8258.9
2585 | 108 | Day108 | 16 | Hour16 | 4 | Spring | 2117 | #N/A | Spring | 500212.6 | 2024-04-18 16:00 | 488860.7 | 2696.6 | 2360.4 | 6294.9 | 500212.6 | 471430.6 | 307423.9 | 0.0357 | 0.054 | 0.65 | 0.65 | 184.8 | 11.3 | 1.55 | 16.7 | 724.4 | 0.12 | 185.5 | 38.3 | 223.8 | 193.8 | 11.8 | 1.62 | 17.5 | 759.5 | 0.13 | 194.6 | 40.2 | 234.7 | 110.9 | 3.6 | 0.44 | 11.8 | 532.7 | 0.05 | 111.1 | 27.6 | 138.8 | 480.3 | 20.9 | 2.75 | 46.2 | 2122.7 | 0.23 | 481.6 | 109.5 | 591.1 | 24.94 | 0 | 0.28 | 25.22 | 26.5 | 0 | 0.3 | 26.79 | 500212.6 | 192788.7 | 0 | 4243.6 | 0 | 7825 | 39158.4 | 0 | 659.2 | 17668.5 | 135911.6 | 0 | 159.1 | 3315.4 | 28362.8 | 88396.1 | 38.9 | 13 | 0 | 127843.7 | 45308.8 | 1308.5 | 15569.9 | 114.9 | 119.7 | 8127.2
2586 | 108 | Day108 | 17 | Hour17 | 4 | Spring | 2117 | #N/A | Spring | 496330.5 | 2024-04-18 17:00 | 486766.6 | 571.1 | 2629.7 | 6363.1 | 496330.5 | 469463.8 | 331998.9 | 0.0355 | 0.0537 | 0.61 | 0.61 | 207.4 | 12.7 | 1.76 | 18.5 | 806 | 0.14 | 208.3 | 42.5 | 250.8 | 218.2 | 13.4 | 1.84 | 19.5 | 848.8 | 0.14 | 219.1 | 44.8 | 263.9 | 187.3 | 9.4 | 1.26 | 16.8 | 792.6 | 0.09 | 187.9 | 40.5 | 228.4 | 580.5 | 33.1 | 4.53 | 48.7 | 2320.5 | 0.28 | 582.7 | 117.9 | 700.6 | 26 | 0 | 0.28 | 26.28 | 27.58 | 0 | 0.3 | 27.88 | 496330.5 | 164331.6 | 1450.7 | 4246.4 | 0 | 7350.7 | 43923.2 | 0 | 652.9 | 14097.8 | 147719.3 | 0 | 159.1 | 3315.4 | 31427.1 | 88396.1 | 811.9 | 3198.8 | 0 | 98874.6 | 49388.1 | 1318.2 | 10755.5 | 4098.2 | 1405.9 | 8258.9
2587 | 108 | Day108 | 18 | Hour18 | 4 | Spring | 2117 | #N/A | Spring | 488885.1 | 2024-04-18 18:00 | 481847 | 0 | 1374.6 | 5663.5 | 488885.1 | 464820.9 | 360617.2 | 0.0353 | 0.0531 | 0.58 | 0.57 | 227.6 | 13.8 | 1.9 | 20.4 | 884.4 | 0.15 | 228.5 | 46.8 | 275.3 | 240.8 | 14.5 | 2 | 21.7 | 938.8 | 0.16 | 241.8 | 49.8 | 291.5 | 310.7 | 13.9 | 1.97 | 30.9 | 1250.3 | 0.22 | 311.6 | 68.3 | 379.9 | 595.4 | 11.6 | 1.19 | 70.2 | 3088 | 0.27 | 596.1 | 162.3 | 758.4 | 41.32 | 0 | 0.28 | 41.6 | 43.76 | 0 | 0.29 | 44.06 | 488885.1 | 128267.9 | 2715.8 | 4246.4 | 0 | 8374.7 | 46277.8 | 0 | 594.7 | 9870 | 154223.4 | 0 | 3601.9 | 3315.4 | 37917 | 88396.1 | 2144.6 | 9404 | 0 | 64747.5 | 51551.9 | 1503.9 | 8465.2 | 5187 | 4651 | 8258.9
2588 | 108 | Day108 | 19 | Hour19 | 4 | Spring | 2117 | #N/A | Spring | 481994.7 | 2024-04-18 19:00 | 477570.8 | 0 | 0 | 4423.9 | 481994.7 | 460786.7 | 381115.4 | 0.0351 | 0.0526 | 0.55 | 0.54 | 246.7 | 14.7 | 2.04 | 22.4 | 950.5 | 0.17 | 247.7 | 50.7 | 298.4 | 259.4 | 15.3 | 2.13 | 23.7 | 1003 | 0.18 | 260.5 | 53.6 | 314.1 | 351.6 | 16.1 | 2.26 | 34.6 | 1417.8 | 0.25 | 352.7 | 76.9 | 429.6 | 528.2 | 11.9 | 1.32 | 60.8 | 2685.5 | 0.24 | 528.9 | 140.9 | 669.8 | 29.18 | 0 | 0.28 | 29.45 | 30.81 | 0 | 0.29 | 31.1 | 481994.7 | 100879.3 | 4169.7 | 4255.8 | 0 | 8374.7 | 47586.3 | 0 | 355.4 | 4754.7 | 160539.6 | 0 | 4623.8 | 3315.4 | 47111.8 | 88396.1 | 5152 | 7590 | 0 | 24279.2 | 69578.7 | 1911.3 | 6471.2 | 5319.8 | 4966.1 | 8158.5
2589 | 108 | Day108 | 20 | Hour20 | 4 | Spring | 2117 | #N/A | Spring | 480202.8 | 2024-04-18 20:00 | 475598.5 | 0 | 0 | 4604.3 | 480202.8 | 458944.4 | 391206.1 | 0.035 | 0.0522 | 0.56 | 0.55 | 238.1 | 14.1 | 1.96 | 21.5 | 929.2 | 0.16 | 239.1 | 49.3 | 288.3 | 251.7 | 14.9 | 2.06 | 22.9 | 984.1 | 0.17 | 252.7 | 52.3 | 304.9 | 362.5 | 17.9 | 2.51 | 34.1 | 1442.7 | 0.24 | 363.7 | 77.2 | 440.9 | 438.2 | 10.9 | 1.25 | 49.6 | 2193.8 | 0.2 | 438.8 | 115 | 553.8 | 28.08 | 0 | 0.28 | 28.36 | 29.65 | 0 | 0.3 | 29.95 | 480202.8 | 88996.7 | 6208.8 | 4257.5 | 0 | 7895.3 | 46119.9 | 0 | 8.2 | 1473.1 | 161386.6 | 0 | 2827.1 | 3315.4 | 58259.7 | 88396.1 | 2889.9 | 9649.7 | 0 | 1533.3 | 83562.5 | 2419.6 | 1527.4 | 244.1 | 2410.7 | 8061.6
2590 | 108 | Day108 | 21 | Hour21 | 4 | Spring | 2117 | #N/A | Spring | 460847.8 | 2024-04-18 21:00 | 455957.8 | 0 | 0 | 4890 | 460847.7 | 440295.8 | 365691.5 | 0.0343 | 0.0501 | 0.57 | 0.56 | 228.7 | 13.7 | 1.89 | 20.6 | 898.6 | 0.15 | 229.6 | 47.4 | 277 | 239.2 | 14.3 | 1.97 | 21.6 | 940.7 | 0.16 | 240.1 | 49.7 | 289.8 | 352.4 | 21.1 | 2.89 | 28.7 | 1382.5 | 0.17 | 353.8 | 69.9 | 423.7 | 538.7 | 12.4 | 1.39 | 62.2 | 2731 | 0.26 | 539.4 | 143.6 | 683.1 | 25.93 | 0 | 0.28 | 26.21 | 27.33 | 0 | 0.3 | 27.63 | 460847.8 | 95156.2 | 4544 | 4199.2 | 0 | 7418.6 | 43458.1 | 0 | 0 | 0 | 152555.3 | 0 | 1876.7 | 3315.4 | 55013 | 87857.1 | 867.2 | 4586.9 | 0 | 0.2 | 92205 | 2951.1 | 210.5 | 2229 | 2820.6 | 7970.5
2591 | 108 | Day108 | 22 | Hour22 | 4 | Spring | 2117 | #N/A | Spring | 431880.1 | 2024-04-18 22:00 | 426560.7 | 10.2 | 366.6 | 4942.7 | 431880.1 | 412273.5 | 332977.2 | 0.0335 | 0.0471 | 0.6 | 0.6 | 199.1 | 10.8 | 1.46 | 19.4 | 820.1 | 0.14 | 199.8 | 43.9 | 243.7 | 207.9 | 11.2 | 1.52 | 20.3 | 857.2 | 0.14 | 208.6 | 45.9 | 254.5 | 434.1 | 31.3 | 4.39 | 30.4 | 1537.2 | 0.2 | 436.2 | 76.2 | 512.4 | 707.7 | 66.8 | 9.59 | 35.3 | 1996.1 | 0.35 | 712.3 | 94.9 | 807.2 | 23.72 | 0 | 0.28 | 24.01 | 24.96 | 0 | 0.3 | 25.26 | 431880.1 | 98902.9 | 3739.3 | 4181.5 | 0 | 7418.6 | 30374 | 0 | 0 | 0 | 138540.5 | 0 | 1779.4 | 3315.4 | 51401.4 | 87397.2 | 678.8 | 4151.1 | 0 | 0 | 95630.9 | 3272 | 0 | 2959.9 | 2972.4 | 7205.6
2592 | 108 | Day108 | 23 | Hour23 | 4 | Spring | 2117 | #N/A | Spring | 403432.3 | 2024-04-18 23:00 | 397939.8 | 144.3 | 366.6 | 4981.5 | 403432.3 | 384892.5 | 305315.9 | 0.0328 | 0.0443 | 0.64 | 0.63 | 179.7 | 9.6 | 1.29 | 18 | 747.5 | 0.13 | 180.3 | 40.3 | 220.6 | 187.5 | 9.9 | 1.34 | 18.8 | 781 | 0.14 | 188.1 | 42.1 | 230.3 | 410.8 | 24 | 3.29 | 33.8 | 1632.2 | 0.19 | 412.5 | 82.5 | 494.9 | 375.9 | 9.3 | 1.07 | 42.5 | 1881.6 | 0.17 | 376.5 | 98.6 | 475.1 | 21.54 | 0 | 0.29 | 21.82 | 22.6 | 0 | 0.3 | 22.9 | 403432.3 | 98116.4 | 3550.8 | 4121.3 | 0 | 6373.4 | 24932.1 | 0 | 0 | 0 | 120256.9 | 0 | 1152.9 | 3315.4 | 50099.6 | 87397.2 | 387.2 | 3729.1 | 0 | 0 | 94489.4 | 3627 | 0 | 2542.3 | 2564.6 | 5825.8
2593 | 109 | Day109 | 0 | Hour0 | 4 | Spring | 54 | 489117.8 | Spring | 382423.2 | 2024-04-19 | 373023.4 | 644.5 | 3743.5 | 5011.7 | 382423.2 | 361039.5 | 284788 | 0.0321 | 0.0416 | 0.65 | 0.65 | 171.2 | 9.1 | 1.22 | 17.4 | 714.7 | 0.13 | 171.8 | 38.7 | 210.5 | 178.9 | 9.5 | 1.28 | 18.1 | 746.5 | 0.13 | 179.5 | 40.4 | 219.9 | 387.3 | 20.3 | 2.73 | 34.1 | 1615.2 | 0.18 | 388.7 | 82.2 | 470.9 | 438.7 | 25.4 | 3.47 | 37.1 | 1754.4 | 0.22 | 440.4 | 89.4 | 529.8 | 20.01 | 0 | 0.29 | 20.31 | 20.93 | 0 | 0.3 | 21.23 | 382423.2 | 97635.2 | 478.4 | 4094 | 0 | 4760.4 | 22413.5 | 0 | 0 | 0 | 110348.2 | 0 | 154.5 | 3315.4 | 48622.2 | 86285.1 | 170.4 | 4145.7 | 0 | 0 | 93757.8 | 3877.4 | 0 | 0 | 940.9 | 4404.6
2594 | 109 | Day109 | 1 | Hour1 | 4 | Spring | 2117 | #N/A | Spring | 369940.4 | 2024-04-19 01:00 | 355042.8 | 3039.4 | 6987 | 4871.2 | 369940.4 | 343813.1 | 274309.6 | 0.0316 | 0.0394 | 0.65 | 0.65 | 170.8 | 9 | 1.22 | 17.4 | 713.8 | 0.13 | 171.4 | 38.7 | 210.1 | 178 | 9.4 | 1.28 | 18.1 | 743 | 0.13 | 178.7 | 40.3 | 218.9 | 389.8 | 21.6 | 2.93 | 33.3 | 1588 | 0.18 | 391.3 | 80.6 | 471.9 | 397.6 | 15.1 | 1.92 | 40.1 | 1839.8 | 0.18 | 398.6 | 95 | 493.6 | 18.83 | 0 | 0.3 | 19.13 | 19.61 | 0 | 0.29 | 19.9 | 369940.4 | 95630.8 | 112.1 | 4094 | 0 | 4760.4 | 21560.5 | 0 | 0 | 0 | 106832.1 | 0 | 95.5 | 3315.4 | 44196.7 | 86034.9 | 170.4 | 3137.5 | 0 | 0 | 91723.8 | 3907 | 0 | 0 | 0 | 4775.1
2595 | 109 | Day109 | 2 | Hour2 | 4 | Spring | 2117 | #N/A | Spring | 361520.7 | 2024-04-19 02:00 | 343911 | 3480.4 | 9537.8 | 4591.4 | 361520.7 | 333134.8 | 266919.9 | 0.0313 | 0.0381 | 0.65 | 0.65 | 172.5 | 9.2 | 1.24 | 17.6 | 720.1 | 0.13 | 173.1 | 39.1 | 212.2 | 179.8 | 9.6 | 1.3 | 18.2 | 749 | 0.13 | 180.5 | 40.6 | 221.1 | 392.8 | 22.3 | 3.04 | 33.1 | 1582 | 0.19 | 394.3 | 80.3 | 474.6 | 396.4 | 15 | 1.92 | 40 | 1832.8 | 0.18 | 397.3 | 94.6 | 492 | 18.72 | 0 | 0.3 | 19.02 | 19.45 | 0 | 0.29 | 19.74 | 361520.7 | 94600.8 | 673.6 | 4094 | 0 | 4760.4 | 21420.5 | 0 | 0 | 0 | 105090.3 | 0 | 95.5 | 3315.4 | 38403.7 | 86034.9 | 170.4 | 2861.1 | 0 | 0 | 90689.4 | 3911.4 | 0 | 0 | 0 | 4770.5
2596 | 109 | Day109 | 3 | Hour3 | 4 | Spring | 2117 | #N/A | Spring | 358045.5 | 2024-04-19 03:00 | 340993.1 | 3729 | 8454.2 | 4869.2 | 358045.5 | 330339.8 | 263770.7 | 0.0312 | 0.0377 | 0.65 | 0.64 | 174.6 | 9.3 | 1.26 | 17.8 | 728.1 | 0.13 | 175.2 | 39.5 | 214.8 | 182 | 9.7 | 1.32 | 18.4 | 757.2 | 0.14 | 182.7 | 41 | 223.7 | 375.3 | 18.8 | 2.52 | 33.9 | 1591.5 | 0.18 | 376.6 | 81.4 | 458 | 354.4 | 11.4 | 1.39 | 37.6 | 1705.2 | 0.16 | 355.1 | 88.5 | 443.6 | 18.7 | 0 | 0.3 | 18.99 | 19.47 | 0 | 0.28 | 19.75 | 358045.5 | 94274.8 | 243.8 | 4092.4 | 0 | 4760.4 | 21549.5 | 0 | 0 | 0 | 105136.6 | 0 | 95.5 | 3315.4 | 38059.8 | 86034.9 | 170.4 | 311.9 | 0 | 0 | 90456.8 | 3818 | 0 | 0 | 0 | 4770.5
2597 | 109 | Day109 | 4 | Hour4 | 4 | Spring | 2117 | #N/A | Spring | 358839 | 2024-04-19 04:00 | 349203.5 | 1418.7 | 3295.8 | 4921.1 | 358839 | 338236.8 | 264813.2 | 0.0314 | 0.0386 | 0.64 | 0.64 | 176.9 | 9.3 | 1.25 | 18.1 | 741.6 | 0.13 | 177.6 | 40.2 | 217.8 | 184 | 9.6 | 1.3 | 18.8 | 771.2 | 0.14 | 184.6 | 41.8 | 226.4 | 380.3 | 19.4 | 2.61 | 34 | 1600.8 | 0.18 | 381.6 | 81.7 | 463.3 | 354.8 | 11.9 | 1.47 | 37.2 | 1691.2 | 0.16 | 355.5 | 87.7 | 443.2 | 18.88 | 0 | 0.29 | 19.17 | 19.72 | 0 | 0.28 | 20 | 358839 | 94025.8 | 22.2 | 4092.4 | 0 | 4760.4 | 21453.4 | 0 | 0 | 29.7 | 107975.2 | 0 | 95.5 | 3315.4 | 36411.8 | 86034.9 | 170.4 | 481.6 | 0 | 76 | 90266.9 | 3653.2 | 0 | 0 | 7.8 | 4840.5
2598 | 109 | Day109 | 5 | Hour5 | 4 | Spring | 2117 | #N/A | Spring | 375468 | 2024-04-19 05:00 | 369806.4 | 0 | 370.7 | 5290.9 | 375468 | 358015.7 | 276678.7 | 0.0319 | 0.0409 | 0.62 | 0.62 | 181.6 | 9.2 | 1.23 | 18.7 | 772.3 | 0.13 | 182.2 | 41.8 | 224 | 188.7 | 9.5 | 1.28 | 19.5 | 802.6 | 0.14 | 189.3 | 43.4 | 232.7 | 424.3 | 28.1 | 3.91 | 32 | 1580.2 | 0.2 | 426.2 | 79.1 | 505.3 | 376.2 | 10.8 | 1.28 | 41.8 | 1852.1 | 0.18 | 376.9 | 97.1 | 474 | 20.67 | 0 | 0.26 | 20.93 | 21.64 | 0 | 0.27 | 21.91 | 375468 | 98789.3 | 595 | 4092.4 | 0 | 4760.4 | 21672.7 | 0 | 0 | 245.9 | 120285.4 | 0 | 95.5 | 3315.4 | 35595.5 | 86096.1 | 170.4 | 0 | 0 | 1809.3 | 93374.8 | 3359.4 | 128.8 | 0 | 7.8 | 6351.7
2599 | 109 | Day109 | 6 | Hour6 | 4 | Spring | 2117 | #N/A | Spring | 404518.9 | 2024-04-19 06:00 | 398547.9 | 70.1 | 688.2 | 5212.6 | 404518.9 | 385546.9 | 288945.2 | 0.0326 | 0.044 | 0.63 | 0.63 | 178 | 9.3 | 1.25 | 18 | 747.1 | 0.13 | 178.6 | 40.3 | 218.9 | 185.4 | 9.7 | 1.3 | 18.8 | 779 | 0.13 | 186.1 | 42 | 228.1 | 265.5 | 15.6 | 2.13 | 21.8 | 1053.4 | 0.12 | 266.6 | 53.2 | 319.8 | 571.5 | 41.2 | 5.78 | 39.9 | 2024.5 | 0.27 | 574.3 | 100.3 | 674.6 | 23.06 | 0 | 0.26 | 23.32 | 24.16 | 0 | 0.28 | 24.44 | 404518.9 | 115573.7 | 1394.9 | 4160.7 | 0 | 5766.5 | 24134.5 | 0 | 0 | 3991.2 | 123423.6 | 0 | 95.5 | 3315.4 | 37222.6 | 88061 | 170.4 | 1200.1 | 0 | 16449 | 91918.7 | 3214.8 | 1661.4 | 0 | 358.1 | 6984.6
2600 | 109 | Day109 | 7 | Hour7 | 4 | Spring | 2117 | #N/A | Spring | 424230.4 | 2024-04-19 07:00 | 417377.6 | 1008.4 | 765.9 | 5078.5 | 424230.4 | 403536.1 | 286397.2 | 0.0332 | 0.0461 | 0.66 | 0.66 | 169.4 | 9.3 | 1.26 | 16.7 | 696.1 | 0.12 | 170 | 37.5 | 207.5 | 176.4 | 9.7 | 1.32 | 17.4 | 725.5 | 0.13 | 177.1 | 39.1 | 216.2 | 114 | 3.8 | 0.47 | 12 | 544.4 | 0.05 | 114.2 | 28.2 | 142.5 | 560.1 | 37.2 | 5.17 | 42 | 2084.8 | 0.26 | 562.6 | 104.2 | 666.8 | 22.12 | 0 | 0.27 | 22.39 | 23.25 | 0 | 0.28 | 23.53 | 424230.4 | 137833.2 | 1131.2 | 4185.1 | 0 | 4847.7 | 26089.8 | 0 | 0 | 7794.3 | 117515.6 | 0 | 95.5 | 3315.4 | 39651.2 | 88061 | 170.4 | 1334.3 | 0 | 50904.7 | 76227 | 2907.3 | 3804.3 | 0 | 323.4 | 7565.8
2601 | 109 | Day109 | 8 | Hour8 | 4 | Spring | 2117 | #N/A | Spring | 437795.1 | 2024-04-19 08:00 | 430963.7 | 2205.4 | 4.1 | 4621.9 | 437795.1 | 416492.1 | 281114.4 | 0.0336 | 0.0475 | 0.67 | 0.67 | 167.4 | 9.5 | 1.3 | 16.2 | 677.8 | 0.12 | 168.1 | 36.4 | 204.5 | 174 | 9.9 | 1.35 | 16.8 | 704.6 | 0.12 | 174.7 | 37.8 | 212.5 | 92.2 | 2.8 | 0.33 | 10 | 449 | 0.04 | 92.4 | 23.3 | 115.7 | 384.2 | 10.2 | 1.19 | 43.4 | 1916.2 | 0.19 | 384.9 | 100.6 | 485.4 | 22.23 | 0 | 0.28 | 22.5 | 23.43 | 0 | 0.29 | 23.72 | 437795.1 | 156680.6 | 303.8 | 4189.8 | 0 | 6322.1 | 28035.6 | 0 | 222.9 | 10828.2 | 116174.7 | 0 | 95.5 | 3315.4 | 35041.1 | 87466.1 | 170.4 | 0 | 0 | 90496 | 52422.8 | 2710.7 | 6750.7 | 140.8 | 6.8 | 8083.4
2602 | 109 | Day109 | 9 | Hour9 | 4 | Spring | 2117 | #N/A | Spring | 451724.6 | 2024-04-19 09:00 | 442249.3 | 1146.6 | 2539.3 | 5789.4 | 451724.5 | 427234.8 | 268835.3 | 0.0339 | 0.0488 | 0.69 | 0.69 | 157.9 | 9 | 1.22 | 15.3 | 640.1 | 0.11 | 158.5 | 34.4 | 192.9 | 164.9 | 9.4 | 1.28 | 16 | 668.1 | 0.12 | 165.5 | 35.9 | 201.4 | 75.5 | 2.4 | 0.29 | 8.1 | 365.2 | 0.03 | 75.7 | 19 | 94.7 | 908.2 | 99.8 | 14.48 | 33.1 | 2132.7 | 0.47 | 915.2 | 96.7 | 1011.9 | 21.72 | 0 | 0.28 | 22 | 22.93 | 0 | 0.29 | 23.22 | 451724.6 | 182889.3 | 0 | 4178.9 | 0 | 7838.3 | 27160.6 | 0 | 601.3 | 17738.9 | 113333.1 | 0 | 95.5 | 3315.4 | 25356.5 | 87386.8 | 170.4 | 0 | 0 | 115321.7 | 46845.3 | 2382 | 11385.6 | 151 | 0 | 8050.4
2603 | 109 | Day109 | 10 | Hour10 | 4 | Spring | 2117 | #N/A | Spring | 462349.4 | 2024-04-19 10:00 | 450420 | 2517.1 | 3625.4 | 5786.8 | 462349.3 | 435004.8 | 273673.1 | 0.0342 | 0.0497 | 0.69 | 0.68 | 160.2 | 9.2 | 1.26 | 15.4 | 645.7 | 0.11 | 160.8 | 34.6 | 195.5 | 168.2 | 9.7 | 1.32 | 16.1 | 677.3 | 0.12 | 168.8 | 36.3 | 205.1 | 73 | 2.2 | 0.27 | 7.9 | 354.4 | 0.03 | 73.2 | 18.4 | 91.6 | 659.9 | 66.5 | 9.59 | 30.7 | 1744.1 | 0.36 | 664.5 | 82.7 | 747.2 | 20.86 | 0 | 0.28 | 21.14 | 22.19 | 0 | 0.29 | 22.48 | 462349.4 | 188676.3 | 0 | 4173.2 | 0 | 7933.7 | 28728.5 | 0 | 707.8 | 18922.9 | 116170 | 0 | 95.5 | 3315.4 | 25616 | 87470.3 | 170.4 | 0 | 0 | 121566.2 | 45334 | 2145.4 | 15938.4 | 46.4 | 5.8 | 8258.9
2604 | 109 | Day109 | 11 | Hour11 | 4 | Spring | 2117 | #N/A | Spring | 469389.3 | 2024-04-19 11:00 | 456776.4 | 2763 | 4150 | 5699.9 | 469389.3 | 441048 | 279059.6 | 0.0344 | 0.0503 | 0.68 | 0.68 | 163.3 | 9.5 | 1.3 | 15.5 | 654 | 0.12 | 163.9 | 35 | 198.9 | 171.5 | 10 | 1.37 | 16.2 | 686.6 | 0.12 | 172.2 | 36.7 | 208.9 | 65.4 | 2 | 0.25 | 7 | 316.3 | 0.03 | 65.5 | 16.4 | 81.9 | 521.7 | 34.5 | 4.79 | 39.9 | 1949.9 | 0.26 | 524.1 | 98.1 | 622.2 | 20.84 | 0 | 0.28 | 21.12 | 22.2 | 0 | 0.29 | 22.49 | 469389.3 | 190329.8 | 9.7 | 4158.8 | 0 | 7825 | 30302.8 | 0 | 955 | 18931.1 | 118640 | 0 | 95.5 | 3315.4 | 26504.8 | 88037.1 | 170.4 | 0 | 0 | 124170.3 | 44322.2 | 1951.2 | 16912.7 | 0 | 0.7 | 7679.9
2605 | 109 | Day109 | 12 | Hour12 | 4 | Spring | 2117 | #N/A | Spring | 473828 | 2024-04-19 12:00 | 461116 | 2932 | 4360 | 5419.9 | 473827.9 | 445170.4 | 285193.3 | 0.0346 | 0.0508 | 0.67 | 0.67 | 168.6 | 9.9 | 1.36 | 15.8 | 672.6 | 0.12 | 169.3 | 35.9 | 205.2 | 177.2 | 10.4 | 1.43 | 16.6 | 706.6 | 0.12 | 177.9 | 37.7 | 215.6 | 62.8 | 1.9 | 0.23 | 6.8 | 306.2 | 0.03 | 62.9 | 15.9 | 78.8 | 565.6 | 45.7 | 6.47 | 36.5 | 1851.8 | 0.3 | 568.7 | 91.7 | 660.4 | 21.12 | 0 | 0.28 | 21.4 | 22.52 | 0 | 0.29 | 22.81 | 473828 | 188634.6 | 140.3 | 4158.8 | 0 | 7825 | 32029.8 | 0 | 958.5 | 17912.3 | 122690 | 0 | 95.5 | 3315.4 | 26731 | 88037.1 | 170.4 | 0 | 0 | 123605.1 | 44394.5 | 1764.3 | 16750 | 0 | 0 | 7679.9
2606 | 109 | Day109 | 13 | Hour13 | 4 | Spring | 2117 | #N/A | Spring | 477742.5 | 2024-04-19 13:00 | 465574.8 | 2711.6 | 4147 | 5309 | 477742.5 | 449401.2 | 290761.7 | 0.0347 | 0.0513 | 0.66 | 0.66 | 173.8 | 10.2 | 1.4 | 16.2 | 692.8 | 0.12 | 174.5 | 36.9 | 211.4 | 182.5 | 10.7 | 1.47 | 17 | 727.2 | 0.13 | 183.2 | 38.7 | 222 | 64.9 | 1.8 | 0.22 | 7.1 | 319.6 | 0.03 | 65 | 16.6 | 81.6 | 745.9 | 78.5 | 11.36 | 31.7 | 1853.3 | 0.42 | 751.4 | 87 | 838.4 | 21.87 | 0 | 0.28 | 22.15 | 23.31 | 0 | 0.29 | 23.6 | 477742.5 | 186980.8 | 0 | 4158.8 | 0 | 7825 | 33202 | 0 | 948.4 | 18164.6 | 127076.2 | 0 | 159.1 | 3315.4 | 26735 | 88037.1 | 248.9 | 4.1 | 0 | 120946.8 | 45282.2 | 1638.8 | 14883.7 | 691.1 | 37.9 | 8258.9
2607 | 109 | Day109 | 14 | Hour14 | 4 | Spring | 2117 | #N/A | Spring | 480240.8 | 2024-04-19 14:00 | 468536.4 | 2075.9 | 4360 | 5268.5 | 480240.8 | 452209.3 | 296491.3 | 0.0348 | 0.0516 | 0.65 | 0.65 | 180.7 | 10.8 | 1.49 | 16.6 | 712.4 | 0.12 | 181.4 | 37.9 | 219.3 | 189.7 | 11.4 | 1.56 | 17.4 | 747.7 | 0.13 | 190.4 | 39.7 | 230.2 | 63.2 | 1.7 | 0.2 | 7 | 312.7 | 0.03 | 63.3 | 16.3 | 79.6 | 826.2 | 91.1 | 13.23 | 31.1 | 1921.5 | 0.46 | 832.5 | 88.5 | 921 | 22.23 | 0 | 0.28 | 22.51 | 23.69 | 0 | 0.29 | 23.98 | 480240.8 | 183749.6 | 0 | 4158.8 | 0 | 7825 | 35764 | 0 | 942.8 | 17462.4 | 129621.9 | 0 | 159.1 | 3315.4 | 27168.7 | 88037.1 | 437.1 | 4.1 | 0 | 117969.2 | 45839.4 | 1535.7 | 14777.6 | 1069.1 | 65.8 | 8258.9
2608 | 109 | Day109 | 15 | Hour15 | 4 | Spring | 2117 | #N/A | Spring | 483477 | 2024-04-19 15:00 | 471426.4 | 2753.8 | 4147 | 5149.9 | 483477.1 | 454949.5 | 303808.1 | 0.0349 | 0.052 | 0.64 | 0.64 | 188.9 | 11.5 | 1.59 | 17.1 | 737 | 0.13 | 189.7 | 39.1 | 228.8 | 198.4 | 12.1 | 1.67 | 17.9 | 773.8 | 0.13 | 199.2 | 41 | 240.2 | 61.7 | 1.7 | 0.2 | 6.8 | 305.1 | 0.03 | 61.9 | 15.9 | 77.8 | 826.6 | 82 | 11.82 | 37.8 | 2208 | 0.42 | 832.2 | 103.8 | 936 | 22.56 | 0 | 0.27 | 22.84 | 24.06 | 0 | 0.29 | 24.34 | 483477 | 179669 | 0.1 | 4218 | 0 | 7825 | 38695 | 0 | 912.7 | 16247.4 | 133108.4 | 0 | 159.1 | 3315.4 | 27645.5 | 88205.3 | 596.3 | 40 | 0 | 114271.2 | 46812.9 | 1424.7 | 13413 | 2063.2 | 391.6 | 8258.9
2609 | 109 | Day109 | 16 | Hour16 | 4 | Spring | 2117 | #N/A | Spring | 489117.8 | 2024-04-19 16:00 | 475341 | 4261.7 | 4360 | 5155 | 489117.7 | 458665.4 | 315377.5 | 0.0351 | 0.0524 | 0.63 | 0.62 | 201.7 | 12.7 | 1.76 | 17.7 | 774.8 | 0.13 | 202.6 | 40.9 | 243.4 | 212.6 | 13.4 | 1.85 | 18.7 | 816.3 | 0.14 | 213.5 | 43 | 256.6 | 78.7 | 2.2 | 0.27 | 8.6 | 387.1 | 0.03 | 78.8 | 20.2 | 99 | 585.7 | 55.8 | 8.03 | 30.5 | 1636.6 | 0.33 | 589.6 | 79.3 | 668.9 | 23.07 | 0 | 0.27 | 23.35 | 24.67 | 0 | 0.29 | 24.96 | 489117.8 | 173740.2 | 129.7 | 4218 | 0 | 7825 | 43548 | 0 | 924.5 | 16592.5 | 138445.6 | 0 | 159.1 | 3315.4 | 29039.7 | 88037.1 | 616.3 | 43.5 | 0 | 108828.8 | 46035.7 | 1358.7 | 12143 | 2829.4 | 1406.6 | 8056.7
2610 | 109 | Day109 | 17 | Hour17 | 4 | Spring | 2117 | #N/A | Spring | 486168.9 | 2024-04-19 17:00 | 476602.6 | 340.3 | 4147 | 5079.1 | 486168.9 | 459871 | 335274 | 0.0351 | 0.0525 | 0.6 | 0.59 | 218.1 | 13.7 | 1.9 | 19.1 | 836.7 | 0.14 | 219 | 44 | 263 | 229 | 14.4 | 1.99 | 20.1 | 879.5 | 0.15 | 230 | 46.3 | 276.3 | 124.7 | 5.2 | 0.68 | 12.1 | 560.4 | 0.06 | 125 | 28.9 | 153.9 | 898 | 91.8 | 13.26 | 38.4 | 2312.9 | 0.45 | 904.3 | 107.4 | 1011.7 | 24.27 | 0 | 0.27 | 24.54 | 25.81 | 0 | 0.29 | 26.1 | 486168.9 | 150894.8 | 1477.7 | 4220.9 | 0 | 7825 | 46824.9 | 0 | 714.9 | 13170.7 | 147915.6 | 0 | 159.1 | 3315.4 | 32714.7 | 88396.1 | 819.6 | 1604.9 | 0 | 86142.4 | 49548.8 | 1318.1 | 10662 | 4670.6 | 2010.6 | 8258.9
2611 | 109 | Day109 | 18 | Hour18 | 4 | Spring | 2117 | #N/A | Spring | 479861.9 | 2024-04-19 18:00 | 474730.1 | 0 | 625.2 | 4506.5 | 479861.9 | 458099.7 | 355156.1 | 0.035 | 0.0522 | 0.58 | 0.57 | 232.9 | 14.5 | 2.02 | 20.5 | 887.8 | 0.16 | 233.9 | 47 | 280.9 | 246 | 15.2 | 2.12 | 21.8 | 941.1 | 0.17 | 247 | 49.9 | 297 | 285.6 | 13.5 | 1.91 | 27.7 | 1133.1 | 0.2 | 286.6 | 61.5 | 348.1 | 683.2 | 28.3 | 3.79 | 68 | 2983.9 | 0.38 | 685.1 | 157 | 842.1 | 48.46 | 0 | 0.27 | 48.72 | 51.26 | 0 | 0.28 | 51.54 | 479861.9 | 124705.8 | 2835.6 | 4243.6 | 0 | 8001.8 | 48254.8 | 0 | 683.8 | 9290.5 | 150001.4 | 0 | 2558.3 | 3315.4 | 35051.2 | 88396.1 | 2919.3 | 9578.6 | 0 | 57229.7 | 56348.5 | 1153.3 | 8282.5 | 6892.9 | 3189.7 | 8258.9
2612 | 109 | Day109 | 19 | Hour19 | 4 | Spring | 2117 | #N/A | Spring | 475128.7 | 2024-04-19 19:00 | 471070.6 | 0 | 0 | 4058.1 | 475128.7 | 454642.3 | 381089.8 | 0.0349 | 0.0518 | 0.55 | 0.55 | 244.2 | 15 | 2.08 | 21.7 | 931.3 | 0.17 | 245.2 | 49.5 | 294.7 | 257.8 | 15.7 | 2.19 | 23.1 | 986.4 | 0.18 | 258.9 | 52.6 | 311.4 | 377.2 | 17.5 | 2.48 | 37.1 | 1496.7 | 0.28 | 378.4 | 81.8 | 460.2 | 655.2 | 12.7 | 1.31 | 77.2 | 3400.5 | 0.3 | 655.9 | 178.7 | 834.5 | 44.88 | 0 | 0.27 | 45.14 | 47.38 | 0 | 0.28 | 47.67 | 475128.7 | 94038.9 | 2829.1 | 4253 | 0 | 8374.7 | 48668.3 | 0 | 342.4 | 3394.3 | 155139.8 | 0 | 3308.5 | 3315.4 | 51239.1 | 88396.1 | 4335.7 | 11229.9 | 0 | 18910.3 | 70525.8 | 866 | 6063.5 | 4815.6 | 2680.5 | 8258.9
2613 | 109 | Day109 | 20 | Hour20 | 4 | Spring | 2117 | #N/A | Spring | 474612.4 | 2024-04-19 20:00 | 470177.3 | 0 | 0 | 4435.1 | 474612.4 | 453809.4 | 385556.6 | 0.0348 | 0.0516 | 0.56 | 0.55 | 238.8 | 14.7 | 2.04 | 21.2 | 915.5 | 0.16 | 239.8 | 48.5 | 288.3 | 252.2 | 15.5 | 2.15 | 22.5 | 969.4 | 0.17 | 253.3 | 51.4 | 304.7 | 380.3 | 18.3 | 2.56 | 36.2 | 1531 | 0.25 | 381.5 | 81.9 | 463.4 | 453.7 | 9.5 | 1.02 | 52.9 | 2326.5 | 0.21 | 454.3 | 122.3 | 576.6 | 29.57 | 0 | 0.27 | 29.84 | 31.2 | 0 | 0.29 | 31.49 | 474612.4 | 89055.8 | 6904.1 | 4255.8 | 0 | 8374.7 | 48078.3 | 0 | 13 | 1153.2 | 155282.2 | 0 | 2010.3 | 3315.4 | 56799.2 | 88396.1 | 2964.8 | 9175.7 | 0 | 1421.3 | 85708.2 | 760.1 | 1054.1 | 2520.9 | 3004.6 | 8258.9
2614 | 109 | Day109 | 21 | Hour21 | 4 | Spring | 2117 | #N/A | Spring | 457101.6 | 2024-04-19 21:00 | 452022.1 | 0 | 0 | 5079.5 | 457101.6 | 436555.7 | 363372.7 | 0.0342 | 0.0497 | 0.58 | 0.57 | 229.2 | 14.4 | 1.99 | 20.1 | 880.4 | 0.15 | 230.2 | 46.3 | 276.5 | 239.7 | 15 | 2.07 | 21.1 | 922.6 | 0.16 | 240.7 | 48.6 | 289.3 | 356.9 | 19.7 | 2.7 | 30.8 | 1429.5 | 0.18 | 358.2 | 73.5 | 431.7 | 1052.8 | 111.5 | 16.14 | 41.5 | 2589.4 | 0.53 | 1060.5 | 118.8 | 1179.3 | 27.28 | 0 | 0.28 | 27.56 | 28.73 | 0 | 0.29 | 29.02 | 457101.6 | 93729 | 4478.8 | 4248.1 | 0 | 8374.7 | 46204 | 0 | 0 | 0.4 | 147027.1 | 0 | 159.1 | 3315.4 | 55249.7 | 88396.1 | 756.5 | 5163 | 0 | 1.8 | 93080.1 | 646.6 | 142.5 | 1176.9 | 2316.9 | 8258.9
2615 | 109 | Day109 | 22 | Hour22 | 4 | Spring | 2117 | #N/A | Spring | 429053.8 | 2024-04-19 22:00 | 423819.4 | 0 | 0 | 5234.5 | 429053.8 | 409664.9 | 330164.4 | 0.0334 | 0.0468 | 0.61 | 0.6 | 203.4 | 11.9 | 1.63 | 19 | 810.6 | 0.14 | 204.2 | 43.2 | 247.4 | 212.3 | 12.4 | 1.7 | 19.9 | 847 | 0.15 | 213.1 | 45.1 | 258.3 | 396.6 | 25.5 | 3.53 | 30.6 | 1501.4 | 0.19 | 398.3 | 75.4 | 473.7 | 868.9 | 87.8 | 12.68 | 38 | 2269.6 | 0.43 | 874.9 | 105.8 | 980.7 | 25.03 | 0 | 0.28 | 25.3 | 26.29 | 0 | 0.3 | 26.58 | 429053.8 | 98889.4 | 3233.1 | 4183.1 | 0 | 7597.7 | 34636.7 | 0 | 0 | 0 | 133880.4 | 0 | 159.1 | 3315.4 | 50331.3 | 88061 | 639 | 4127.4 | 0 | 0 | 98383.1 | 506.3 | 0.1 | 0 | 2822.1 | 8181.3
2616 | 109 | Day109 | 23 | Hour23 | 4 | Spring | 2117 | #N/A | Spring | 401328 | 2024-04-19 23:00 | 395912.3 | 131.9 | 213 | 5070.8 | 401327.9 | 382956.3 | 301775.6 | 0.0327 | 0.0441 | 0.65 | 0.64 | 172.6 | 9.1 | 1.22 | 17.5 | 721.9 | 0.13 | 173.2 | 39.1 | 212.3 | 180.3 | 9.4 | 1.27 | 18.3 | 754.9 | 0.13 | 180.9 | 40.9 | 221.8 | 424.5 | 27 | 3.73 | 33 | 1619.4 | 0.2 | 426.3 | 81.3 | 507.7 | 562.1 | 35.5 | 4.91 | 44 | 2140.1 | 0.27 | 564.5 | 107.9 | 672.4 | 23.09 | 0 | 0.28 | 23.37 | 24.21 | 0 | 0.3 | 24.51 | 401328 | 99552.3 | 3209.2 | 4183.1 | 0 | 7308.9 | 23355.8 | 0 | 0 | 0 | 118097.8 | 0 | 159.1 | 3315.4 | 50036.7 | 88061 | 390.3 | 3658.2 | 0 | 0 | 99228.6 | 323.8 | 0 | 0 | 2420.9 | 6214.4
2617 | 110 | Day110 | 0 | Hour0 | 4 | Spring | 52 | 490060.8 | Spring | 382572.6 | 2024-04-20 | 371488.5 | 151.3 | 5582 | 5350.8 | 382572.6 | 359568.1 | 284198 | 0.0321 | 0.0414 | 0.66 | 0.65 | 168.2 | 8.9 | 1.2 | 17.1 | 702 | 0.13 | 168.8 | 38.1 | 206.9 | 175.6 | 9.2 | 1.25 | 17.9 | 734.5 | 0.13 | 176.2 | 39.8 | 216 | 396.5 | 22.2 | 3.01 | 33.7 | 1608.6 | 0.18 | 398 | 81.7 | 479.6 | 405.1 | 21.9 | 2.98 | 35 | 1654.7 | 0.19 | 406.5 | 84.4 | 490.9 | 19.33 | 0 | 0.28 | 19.61 | 20.19 | 0 | 0.29 | 20.48 | 382572.6 | 98374.6 | 1342.7 | 4106.5 | 0 | 6111.9 | 22054.5 | 0 | 0 | 0 | 108951.2 | 0 | 159.1 | 3315.4 | 49008.1 | 86034.9 | 214.3 | 2899.4 | 0 | 0 | 98150.2 | 224.4 | 0 | 0 | 957.6 | 5248.1
2618 | 110 | Day110 | 1 | Hour1 | 4 | Spring | 2117 | #N/A | Spring | 371331 | 2024-04-20 01:00 | 354134.4 | 2429.9 | 9651.9 | 5114.8 | 371330.9 | 342937.2 | 274256.4 | 0.0316 | 0.0393 | 0.66 | 0.65 | 169.2 | 9.1 | 1.23 | 17.2 | 703.6 | 0.13 | 169.8 | 38.2 | 208 | 175.3 | 9.4 | 1.27 | 17.8 | 729.7 | 0.13 | 175.9 | 39.6 | 215.4 | 386.3 | 21.8 | 2.97 | 32.6 | 1560.1 | 0.18 | 387.7 | 79.1 | 466.8 | 469 | 31.4 | 4.37 | 34.9 | 1737 | 0.22 | 471.2 | 86.7 | 557.9 | 19 | 0 | 0.27 | 19.27 | 19.8 | 0 | 0.29 | 20.09 | 371331 | 97074.5 | 265.6 | 4106.5 | 0 | 6276.8 | 21917 | 0 | 0 | 0 | 105402.2 | 0 | 130.9 | 3315.4 | 45288.7 | 86034.9 | 143.6 | 1374.6 | 0 | 0 | 96784.3 | 290.2 | 0 | 0 | 94.7 | 5439.4
2619 | 110 | Day110 | 2 | Hour2 | 4 | Spring | 2117 | #N/A | Spring | 361935 | 2024-04-20 02:00 | 342940 | 2731.2 | 11388.3 | 4875.5 | 361935 | 332202.2 | 266900.1 | 0.0313 | 0.038 | 0.65 | 0.65 | 172.6 | 9.3 | 1.26 | 17.5 | 716.6 | 0.13 | 173.2 | 38.9 | 212.1 | 178.5 | 9.6 | 1.3 | 18 | 740.9 | 0.13 | 179.2 | 40.1 | 219.3 | 385.2 | 21.4 | 2.91 | 32.7 | 1566.3 | 0.18 | 386.6 | 79.5 | 466.1 | 348.9 | 14.6 | 1.89 | 34.6 | 1573.6 | 0.17 | 349.9 | 81.5 | 431.4 | 18.35 | 0 | 0.27 | 18.62 | 19.01 | 0 | 0.29 | 19.3 | 361935 | 95034.9 | 142.7 | 4106.5 | 0 | 5761.2 | 21917 | 0 | 0 | 0 | 104472.6 | 0 | 100.2 | 3315.4 | 39615.8 | 85943.6 | 143.6 | 1381.3 | 0 | 0 | 94616.3 | 418.7 | 0 | 0 | 0 | 5322.9
2620 | 110 | Day110 | 3 | Hour3 | 4 | Spring | 2117 | #N/A | Spring | 360115.2 | 2024-04-20 03:00 | 340706.4 | 4407.5 | 9934.1 | 5067.3 | 360115.2 | 330064.9 | 265216.3 | 0.0312 | 0.0376 | 0.65 | 0.65 | 173.9 | 9.3 | 1.26 | 17.6 | 722.7 | 0.13 | 174.5 | 39.2 | 213.7 | 180.3 | 9.7 | 1.31 | 18.3 | 749.4 | 0.13 | 181 | 40.6 | 221.6 | 396.1 | 22.5 | 3.06 | 33.3 | 1596 | 0.18 | 397.6 | 80.9 | 478.5 | 331.7 | 11.4 | 1.42 | 35.6 | 1573.7 | 0.17 | 332.5 | 82.6 | 415 | 18.9 | 0 | 0.28 | 19.18 | 19.64 | 0 | 0.29 | 19.92 | 360115.2 | 94898.9 | 209 | 4103.7 | 0 | 6014.8 | 21874.5 | 0 | 0 | 0 | 104964 | 0 | 95.5 | 3315.4 | 37956.2 | 86498.5 | 143.6 | 41 | 0 | 0 | 94324.4 | 574.5 | 0 | 0 | 9.1 | 4862.9
2621 | 110 | Day110 | 4 | Hour4 | 4 | Spring | 2117 | #N/A | Spring | 360146.6 | 2024-04-20 04:00 | 348945.2 | 2488.8 | 3740.8 | 4971.8 | 360146.6 | 337990.8 | 265285.6 | 0.0314 | 0.0385 | 0.64 | 0.64 | 174.2 | 9.1 | 1.23 | 17.9 | 731.2 | 0.13 | 174.8 | 39.7 | 214.5 | 181.3 | 9.5 | 1.28 | 18.6 | 761 | 0.14 | 181.9 | 41.3 | 223.2 | 374 | 19.2 | 2.58 | 33.2 | 1570.3 | 0.17 | 375.2 | 80 | 455.3 | 381.3 | 12.6 | 1.56 | 40.1 | 1821.9 | 0.17 | 382.1 | 94.5 | 476.5 | 20.14 | 0 | 0.28 | 20.42 | 20.99 | 0 | 0.28 | 21.27 | 360146.6 | 94861 | 641 | 4111.4 | 0 | 5931.8 | 21091.2 | 0 | 0 | 17.5 | 107551 | 0 | 100.2 | 3315.4 | 35701 | 86698.8 | 143.6 | 0 | 0 | 46.2 | 94035.8 | 761.4 | 0 | 0 | 0.6 | 5405.4
2622 | 110 | Day110 | 5 | Hour5 | 4 | Spring | 2117 | #N/A | Spring | 375143 | 2024-04-20 05:00 | 369804.2 | 140.5 | 97.5 | 5100.9 | 375143.1 | 358017.8 | 275703.8 | 0.0319 | 0.0409 | 0.63 | 0.62 | 180.1 | 9.2 | 1.24 | 18.5 | 762.1 | 0.13 | 180.7 | 41.2 | 221.9 | 186.9 | 9.5 | 1.28 | 19.2 | 791.3 | 0.14 | 187.5 | 42.8 | 230.3 | 400.9 | 26.3 | 3.66 | 30.5 | 1500.3 | 0.19 | 402.6 | 75.2 | 477.9 | 400.3 | 13.1 | 1.61 | 42.3 | 1918.2 | 0.18 | 401.1 | 99.5 | 500.6 | 21.38 | 0 | 0.26 | 21.64 | 22.36 | 0 | 0.27 | 22.63 | 375143 | 99439.3 | 211.3 | 4111.4 | 0 | 5681.7 | 21963 | 0 | 0 | 229.3 | 118116.2 | 0 | 120.6 | 3315.4 | 34888.3 | 86698.8 | 143.6 | 453.5 | 0 | 2239.8 | 95967.5 | 1002.6 | 79.2 | 0 | 127.3 | 6903.6
2623 | 110 | Day110 | 6 | Hour6 | 4 | Spring | 2117 | #N/A | Spring | 403127.5 | 2024-04-20 06:00 | 397751.4 | 181.9 | 4.1 | 5190.1 | 403127.5 | 384790 | 284050.9 | 0.0326 | 0.0439 | 0.65 | 0.65 | 173.7 | 9.4 | 1.27 | 17.3 | 719.9 | 0.13 | 174.3 | 38.8 | 213.1 | 180.6 | 9.7 | 1.32 | 18.1 | 749.3 | 0.13 | 181.3 | 40.4 | 221.7 | 248.5 | 12.5 | 1.67 | 22.3 | 1052.6 | 0.11 | 249.4 | 53.7 | 303.1 | 853.7 | 86.6 | 12.5 | 36.9 | 2230.7 | 0.42 | 859.6 | 103.5 | 963.1 | 21.53 | 0 | 0.27 | 21.8 | 22.57 | 0 | 0.28 | 22.85 | 403127.5 | 119076.6 | 1603.5 | 4111.4 | 0 | 7507.7 | 24687.2 | 0 | 0 | 4438.4 | 117131.7 | 0 | 95.5 | 3315.4 | 37393.9 | 88061 | 143.6 | 0 | 0 | 18164.5 | 95338.9 | 1134.8 | 1602.3 | 0 | 7.8 | 7927.8
2624 | 110 | Day110 | 7 | Hour7 | 4 | Spring | 2117 | #N/A | Spring | 422191.7 | 2024-04-20 07:00 | 416426.8 | 480.1 | 217.1 | 5067.7 | 422191.7 | 402631.9 | 284327.9 | 0.0331 | 0.0459 | 0.67 | 0.66 | 169.1 | 9.6 | 1.3 | 16.4 | 686.7 | 0.12 | 169.7 | 36.9 | 206.7 | 175.8 | 9.9 | 1.35 | 17.1 | 714.6 | 0.13 | 176.5 | 38.4 | 214.9 | 117.2 | 4.2 | 0.52 | 12.1 | 551.1 | 0.05 | 117.5 | 28.6 | 146.1 | 451.2 | 23.5 | 3.17 | 39.7 | 1884.3 | 0.21 | 452.7 | 95.9 | 548.7 | 21.56 | 0 | 0.27 | 21.83 | 22.65 | 0 | 0.29 | 22.93 | 422191.7 | 137863.8 | 1766.6 | 4160.7 | 0 | 7015.6 | 27050.7 | 0 | 0 | 7874.7 | 114038.2 | 0 | 155.1 | 3315.4 | 39974.5 | 86698.8 | 143.6 | 8.5 | 0 | 48181.8 | 80540.8 | 1266.6 | 4212 | 0 | 0 | 8254.3
2625 | 110 | Day110 | 8 | Hour8 | 4 | Spring | 2117 | #N/A | Spring | 437517 | 2024-04-20 08:00 | 430901.6 | 1880 | 4.1 | 4731.4 | 437517.1 | 416434.4 | 277271.9 | 0.0336 | 0.0475 | 0.68 | 0.68 | 160.6 | 9.1 | 1.25 | 15.6 | 650.4 | 0.12 | 161.2 | 35 | 196.2 | 166.9 | 9.5 | 1.3 | 16.2 | 676 | 0.12 | 167.6 | 36.4 | 203.9 | 92 | 3.3 | 0.42 | 9.5 | 431.1 | 0.04 | 92.2 | 22.3 | 114.6 | 399.5 | 12.5 | 1.52 | 42.7 | 1931.4 | 0.18 | 400.3 | 100.3 | 500.5 | 21.35 | 0 | 0.27 | 21.63 | 22.53 | 0 | 0.29 | 22.82 | 437517 | 160245.2 | 0.4 | 4160.7 | 0 | 8374.7 | 26896.5 | 0 | 245.2 | 11388.6 | 111727.4 | 0 | 95.5 | 3315.4 | 35858.8 | 86698.8 | 143.6 | 0 | 0 | 82150.5 | 65201.4 | 1259.4 | 6668.8 | 0 | 0 | 7465.6
2626 | 110 | Day110 | 9 | Hour9 | 4 | Spring | 2117 | #N/A | Spring | 452277.8 | 2024-04-20 09:00 | 442066 | 2819.5 | 1666.7 | 5725.5 | 452277.8 | 427061.3 | 260726.3 | 0.0339 | 0.0487 | 0.7 | 0.7 | 152.1 | 8.7 | 1.19 | 14.7 | 614.4 | 0.11 | 152.7 | 33.1 | 185.7 | 159 | 9.1 | 1.24 | 15.4 | 642.1 | 0.12 | 159.6 | 34.6 | 194.2 | 78.1 | 2.7 | 0.34 | 8.1 | 368.9 | 0.04 | 78.2 | 19.1 | 97.4 | 391.6 | 10.3 | 1.19 | 43.6 | 1955.7 | 0.17 | 392.2 | 102 | 494.2 | 20.68 | 0 | 0.28 | 20.95 | 21.86 | 0 | 0.29 | 22.15 | 452277.8 | 191551.5 | 0 | 4151.3 | 0 | 6603.8 | 26540.5 | 0 | 678.8 | 18773.7 | 108841.8 | 0 | 95.5 | 3315.4 | 24335.6 | 86698.8 | 143.6 | 0 | 0 | 112868.9 | 57984.1 | 1246.1 | 11636.7 | 0 | 4.4 | 7872.5
2627 | 110 | Day110 | 10 | Hour10 | 4 | Spring | 2117 | #N/A | Spring | 465367.2 | 2024-04-20 10:00 | 452216.8 | 4569.7 | 2714.2 | 5866.5 | 465367.2 | 436716.1 | 261641.4 | 0.0343 | 0.0498 | 0.71 | 0.7 | 147.8 | 8.4 | 1.15 | 14.4 | 598.3 | 0.11 | 148.4 | 32.2 | 180.6 | 155.3 | 8.9 | 1.21 | 15.1 | 628.1 | 0.11 | 155.9 | 33.8 | 189.7 | 73.7 | 2.5 | 0.31 | 7.7 | 349.5 | 0.03 | 73.9 | 18.1 | 92 | 454.5 | 23.5 | 3.17 | 41 | 1904.9 | 0.23 | 456 | 97.8 | 553.8 | 21.08 | 0 | 0.28 | 21.36 | 22.28 | 0 | 0.29 | 22.58 | 465367.2 | 203725.8 | 166.3 | 4180.4 | 0 | 6777.8 | 26387.9 | 0 | 912.6 | 20415.6 | 109236.7 | 0 | 95.5 | 3315.4 | 24342.6 | 86995.2 | 143.6 | 0 | 0 | 122178.9 | 58974 | 1244.6 | 16675.5 | 3.4 | 0 | 8111.6
2628 | 110 | Day110 | 11 | Hour11 | 4 | Spring | 2117 | #N/A | Spring | 472572.5 | 2024-04-20 11:00 | 458341 | 4714.4 | 3622.3 | 5895 | 472572.5 | 442538.3 | 264551.9 | 0.0345 | 0.0505 | 0.71 | 0.71 | 146.9 | 8.4 | 1.14 | 14.3 | 594.5 | 0.11 | 147.5 | 32 | 179.5 | 154.7 | 8.8 | 1.21 | 15 | 625.5 | 0.11 | 155.3 | 33.7 | 189 | 74 | 2.5 | 0.3 | 7.8 | 353.2 | 0.03 | 74.2 | 18.3 | 92.5 | 476.2 | 14.9 | 1.81 | 50.9 | 2303.4 | 0.21 | 477.1 | 119.6 | 596.7 | 21.93 | 0 | 0.28 | 22.21 | 23.22 | 0 | 0.29 | 23.51 | 472572.5 | 208020.6 | 94.3 | 4180.4 | 0 | 6928.7 | 26637 | 0 | 947.6 | 20497.2 | 110244.2 | 0 | 95.5 | 3315.4 | 24516.6 | 88396.1 | 143.6 | 0 | 0 | 127931.7 | 57376.3 | 1267.9 | 18105.2 | 140.1 | 35 | 8254.3
2629 | 110 | Day110 | 12 | Hour12 | 4 | Spring | 2117 | #N/A | Spring | 475906.1 | 2024-04-20 12:00 | 463810.6 | 4257.7 | 1977.6 | 5860.2 | 475906.1 | 447734.2 | 269447.4 | 0.0347 | 0.0511 | 0.7 | 0.7 | 149.7 | 8.5 | 1.16 | 14.5 | 606.4 | 0.11 | 150.2 | 32.6 | 182.9 | 157 | 8.9 | 1.22 | 15.2 | 635.8 | 0.11 | 157.6 | 34.2 | 191.8 | 72 | 2.3 | 0.29 | 7.6 | 345.3 | 0.03 | 72.2 | 17.9 | 90.1 | 496.9 | 26.6 | 3.6 | 43.1 | 2052.1 | 0.23 | 498.7 | 104.3 | 603 | 22.17 | 0 | 0.28 | 22.45 | 23.46 | 0 | 0.29 | 23.75 | 475906.1 | 206458.7 | 112.2 | 4180.4 | 0 | 7825 | 27222.1 | 0 | 943.6 | 20463.2 | 113645.8 | 0 | 95.5 | 3315.4 | 24511.2 | 88396.1 | 143.6 | 0 | 0 | 126025.6 | 57686.5 | 1339.8 | 18323.3 | 69.4 | 360 | 8254.3
2630 | 110 | Day110 | 13 | Hour13 | 4 | Spring | 2117 | #N/A | Spring | 479728.1 | 2024-04-20 13:00 | 469190.6 | 3153.2 | 1553.2 | 5831.1 | 479728.1 | 452844.6 | 271747.7 | 0.0348 | 0.0516 | 0.7 | 0.7 | 150.9 | 8.5 | 1.16 | 14.7 | 614.1 | 0.11 | 151.5 | 33 | 184.5 | 157.9 | 8.9 | 1.21 | 15.4 | 642.5 | 0.11 | 158.5 | 34.5 | 193 | 70.7 | 2.4 | 0.3 | 7.4 | 334.7 | 0.03 | 70.9 | 17.3 | 88.2 | 708.4 | 67.9 | 9.75 | 34.2 | 1978 | 0.34 | 713.1 | 93.3 | 806.4 | 22.7 | 0 | 0.28 | 22.98 | 24.02 | 0 | 0.29 | 24.31 | 479728.1 | 207980.4 | 0 | 4180.4 | 0 | 7387.5 | 27232.2 | 0 | 935.1 | 21213.9 | 116654.6 | 0 | 95.5 | 3315.4 | 24342.4 | 88396.1 | 143.6 | 0 | 0 | 126137.3 | 58291.4 | 1402.7 | 17075.2 | 0 | 241.8 | 8254.3
2631 | 110 | Day110 | 14 | Hour14 | 4 | Spring | 2117 | #N/A | Spring | 482331.2 | 2024-04-20 14:00 | 473392.9 | 1407.1 | 1553.2 | 5978.1 | 482331.3 | 456830.9 | 276278.9 | 0.035 | 0.0521 | 0.69 | 0.69 | 153.9 | 8.7 | 1.19 | 14.9 | 624.1 | 0.11 | 154.5 | 33.5 | 188 | 160.7 | 9.1 | 1.24 | 15.5 | 651.5 | 0.11 | 161.3 | 35 | 196.3 | 72.5 | 2.6 | 0.32 | 7.5 | 340.9 | 0.03 | 72.6 | 17.6 | 90.3 | 441.4 | 15.3 | 1.91 | 45.8 | 2086.7 | 0.2 | 442.4 | 108 | 550.4 | 23.07 | 0 | 0.27 | 23.34 | 24.39 | 0 | 0.29 | 24.68 | 482331.2 | 206052.4 | 94.3 | 4180.4 | 0 | 7997.2 | 28296.3 | 0 | 928.9 | 21116.6 | 118584.3 | 0 | 95.5 | 3315.4 | 25171.6 | 88396.1 | 143.6 | 4.1 | 0 | 123522.6 | 59118.2 | 1366 | 16738.2 | 0 | 100.7 | 8258.9
2632 | 110 | Day110 | 15 | Hour15 | 4 | Spring | 2117 | #N/A | Spring | 485550.6 | 2024-04-20 15:00 | 477319.1 | 680.5 | 1553.2 | 5997.8 | 485550.7 | 460548.9 | 284130.2 | 0.0351 | 0.0525 | 0.68 | 0.68 | 162 | 9.3 | 1.27 | 15.4 | 652.1 | 0.11 | 162.6 | 34.9 | 197.5 | 168.9 | 9.7 | 1.33 | 16.1 | 680 | 0.12 | 169.5 | 36.4 | 205.9 | 72.8 | 2.8 | 0.36 | 7.3 | 334.3 | 0.03 | 73 | 17.3 | 90.3 | 525.1 | 26.2 | 3.51 | 47.2 | 2229.3 | 0.24 | 526.8 | 113.7 | 640.5 | 24.22 | 0 | 0.27 | 24.49 | 25.62 | 0 | 0.29 | 25.91 | 485550.6 | 201420.4 | 139.3 | 4184.4 | 0 | 7988.8 | 30614.5 | 0 | 925.1 | 20407.4 | 123501.6 | 0 | 95.5 | 3315.4 | 25747 | 88396.1 | 143.6 | 4.1 | 0 | 119911.6 | 58886.5 | 1289.7 | 16144.2 | 71.3 | 323 | 7888.4
2633 | 110 | Day110 | 16 | Hour16 | 4 | Spring | 2117 | #N/A | Spring | 490060.8 | 2024-04-20 16:00 | 482098 | 871.3 | 1553.2 | 5538.3 | 490060.8 | 465073.7 | 301677.5 | 0.0353 | 0.0531 | 0.65 | 0.65 | 181.1 | 10.9 | 1.5 | 16.5 | 712.2 | 0.12 | 181.8 | 37.8 | 219.6 | 189 | 11.4 | 1.57 | 17.2 | 743.4 | 0.13 | 189.8 | 39.4 | 229.2 | 86.3 | 3.2 | 0.41 | 8.8 | 401.2 | 0.04 | 86.5 | 20.7 | 107.3 | 457.1 | 11.3 | 1.28 | 51.5 | 2303.7 | 0.2 | 457.8 | 120.2 | 578 | 25.19 | 0 | 0.27 | 25.46 | 26.68 | 0 | 0.29 | 26.96 | 490060.8 | 188383.3 | 0 | 4243.6 | 0 | 7997.2 | 37145.2 | 0 | 921.6 | 18445.8 | 131982 | 0 | 95.5 | 3315.4 | 28265.8 | 88396.1 | 143.6 | 93.1 | 0 | 107340.8 | 60498.4 | 1176.7 | 15239.9 | 23.1 | 282.8 | 8128.2
2634 | 110 | Day110 | 17 | Hour17 | 4 | Spring | 2117 | #N/A | Spring | 489740.1 | 2024-04-20 17:00 | 483242.4 | 51.4 | 1374.6 | 5071.6 | 489740.1 | 466159.3 | 328411.6 | 0.0353 | 0.0532 | 0.61 | 0.61 | 207.7 | 13 | 1.8 | 18.2 | 798.6 | 0.14 | 208.6 | 42.1 | 250.6 | 217.5 | 13.6 | 1.88 | 19.1 | 837.3 | 0.14 | 218.4 | 44.1 | 262.6 | 140.6 | 6.2 | 0.81 | 13.4 | 622.3 | 0.06 | 141 | 32 | 173 | 471.9 | 15.5 | 1.93 | 49.9 | 2245.7 | 0.22 | 472.9 | 116.9 | 589.8 | 27.2 | 0 | 0.27 | 27.47 | 28.79 | 0 | 0.29 | 29.08 | 489740.1 | 161328.5 | 1721.6 | 4248.1 | 0 | 8374.7 | 44854.6 | 0 | 897.1 | 14398.7 | 142979.4 | 0 | 159.1 | 3315.4 | 31886.6 | 88396.1 | 627 | 1849 | 0 | 83281.2 | 61764.2 | 987.3 | 11173.8 | 1042.6 | 1621.1 | 8258.9
2635 | 110 | Day110 | 18 | Hour18 | 4 | Spring | 2117 | #N/A | Spring | 483933.7 | 2024-04-20 18:00 | 479810.9 | 0 | 0 | 4122.8 | 483933.7 | 462912.5 | 359250.6 | 0.0352 | 0.0528 | 0.58 | 0.58 | 230.6 | 14.4 | 2.01 | 20.3 | 873.7 | 0.16 | 231.6 | 46.4 | 278 | 242.1 | 15 | 2.09 | 21.5 | 920.5 | 0.17 | 243.1 | 48.9 | 292 | 287.2 | 13.5 | 1.88 | 27.7 | 1163.2 | 0.19 | 288.1 | 62.4 | 350.5 | 574.7 | 12.5 | 1.35 | 66.6 | 2941.3 | 0.26 | 575.4 | 154.3 | 729.7 | 56.91 | 0 | 0.27 | 57.18 | 60.12 | 0 | 0.28 | 60.4 | 483933.7 | 124683.1 | 2119.9 | 4248.1 | 0 | 8374.7 | 48453.2 | 0 | 783.9 | 9370.9 | 148145.4 | 0 | 2530.1 | 3315.4 | 42722.4 | 88396.1 | 3536.5 | 7408.8 | 0 | 50619.4 | 62990.1 | 918.8 | 8573.8 | 6111.6 | 3326.9 | 8050.4
2636 | 110 | Day110 | 19 | Hour19 | 4 | Spring | 2117 | #N/A | Spring | 479497.1 | 2024-04-20 19:00 | 475518.2 | 0 | 0 | 3978.9 | 479497.1 | 458854.1 | 381862 | 0.035 | 0.0523 | 0.56 | 0.55 | 241.4 | 15 | 2.09 | 21.3 | 916.6 | 0.17 | 242.5 | 48.7 | 291.2 | 254.1 | 15.7 | 2.19 | 22.6 | 966.9 | 0.17 | 255.2 | 51.4 | 306.6 | 366.5 | 17.6 | 2.49 | 35.2 | 1454.1 | 0.25 | 367.7 | 78.6 | 446.3 | 592.4 | 11.3 | 1.15 | 70.1 | 3081.5 | 0.27 | 593 | 162 | 755 | 48.17 | 0 | 0.27 | 48.44 | 50.85 | 0 | 0.28 | 51.13 | 479497.1 | 97635.1 | 2479.3 | 4257.5 | 0 | 8374.7 | 49434.9 | 0 | 406.3 | 4695.7 | 154054.5 | 0 | 2733.2 | 3315.4 | 56272.2 | 88396.1 | 4129.7 | 8414.6 | 0 | 20317.6 | 71374.1 | 841.4 | 6039.1 | 5034.6 | 3867 | 8258.9
2637 | 110 | Day110 | 20 | Hour20 | 4 | Spring | 2117 | #N/A | Spring | 479542.6 | 2024-04-20 20:00 | 475631.7 | 0 | 0 | 3910.8 | 479542.5 | 458972.7 | 391610.4 | 0.035 | 0.0523 | 0.55 | 0.55 | 244.1 | 15.1 | 2.1 | 21.6 | 929.8 | 0.17 | 245.1 | 49.3 | 294.4 | 256.6 | 15.8 | 2.2 | 22.8 | 979.9 | 0.17 | 257.7 | 52 | 309.7 | 363.3 | 17.7 | 2.47 | 34.3 | 1459.6 | 0.23 | 364.5 | 77.9 | 442.3 | 940.5 | 95.6 | 13.81 | 40.7 | 2439.8 | 0.47 | 947.1 | 113.5 | 1060.6 | 30.33 | 0 | 0.27 | 30.6 | 32.01 | 0 | 0.29 | 32.3 | 479542.6 | 87932.1 | 6377.5 | 4257.5 | 0 | 8374.7 | 49838.9 | 0 | 14.5 | 1359.4 | 157711 | 0 | 2167.2 | 3315.4 | 59273.2 | 88396.1 | 3780.7 | 8118.2 | 0 | 1803.5 | 83971.1 | 783.6 | 1529.3 | 647.7 | 3130.6 | 8165.7
2638 | 110 | Day110 | 21 | Hour21 | 4 | Spring | 2117 | #N/A | Spring | 461704.8 | 2024-04-20 21:00 | 457709.7 | 0 | 0 | 3995 | 461704.8 | 441946 | 376022.5 | 0.0344 | 0.0504 | 0.56 | 0.55 | 241.8 | 15.2 | 2.11 | 21 | 926 | 0.16 | 242.8 | 48.7 | 291.5 | 252.5 | 15.8 | 2.19 | 22 | 968.6 | 0.16 | 253.5 | 50.9 | 304.5 | 340.4 | 18.1 | 2.46 | 29.8 | 1393.5 | 0.17 | 341.6 | 71.4 | 413 | 562 | 29.8 | 4.04 | 49.1 | 2317.7 | 0.27 | 564 | 118.3 | 682.3 | 29.13 | 0 | 0.28 | 29.41 | 30.69 | 0 | 0.29 | 30.98 | 461704.8 | 85682.3 | 5097.4 | 4257.5 | 0 | 8374.7 | 49304.2 | 0 | 0 | 0.2 | 153782.4 | 0 | 1206.2 | 3315.4 | 56123.4 | 88396.1 | 1021.4 | 5143.8 | 0 | 0.7 | 85015.3 | 666.1 | 203.9 | 2080.5 | 3129.5 | 8258.9
2639 | 110 | Day110 | 22 | Hour22 | 4 | Spring | 2117 | #N/A | Spring | 432965.5 | 2024-04-20 22:00 | 428697.4 | 0 | 0 | 4268 | 432965.5 | 414298.6 | 350567.6 | 0.0336 | 0.0474 | 0.57 | 0.57 | 227.1 | 14 | 1.93 | 20.3 | 883 | 0.15 | 228.1 | 46.6 | 274.7 | 236.8 | 14.5 | 2 | 21.2 | 922 | 0.16 | 237.8 | 48.7 | 286.5 | 390.3 | 23.7 | 3.26 | 31.4 | 1519.6 | 0.18 | 391.9 | 76.7 | 468.6 | 629.5 | 36.5 | 5.01 | 52.2 | 2498.2 | 0.3 | 631.9 | 126.7 | 758.6 | 32.45 | 0 | 0.28 | 32.73 | 34.1 | 0 | 0.29 | 34.39 | 432965.5 | 82397.9 | 5260.3 | 4257.5 | 0 | 8374.7 | 42059.7 | 0 | 0 | 0 | 142049.8 | 0 | 291.1 | 3315.4 | 51939.7 | 88396.1 | 518.5 | 4104.9 | 0 | 0 | 81794.1 | 603.8 | 0.1 | 892.4 | 4326.8 | 8182.7
2640 | 110 | Day110 | 23 | Hour23 | 4 | Spring | 2117 | #N/A | Spring | 403835.6 | 2024-04-20 23:00 | 399518.8 | 0 | 0 | 4316.8 | 403835.6 | 386393 | 321527.8 | 0.0329 | 0.0445 | 0.61 | 0.6 | 197.6 | 11.1 | 1.52 | 19 | 801.6 | 0.14 | 198.4 | 42.9 | 241.3 | 206 | 11.6 | 1.58 | 19.8 | 836.7 | 0.14 | 206.8 | 44.8 | 251.6 | 412.1 | 26.2 | 3.62 | 32 | 1569.8 | 0.19 | 413.9 | 78.9 | 492.7 | 908.2 | 100.3 | 14.57 | 32 | 2103.1 | 0.46 | 915.2 | 94.8 | 1010 | 24.8 | 0 | 0.28 | 25.08 | 25.97 | 0 | 0.29 | 26.26 | 403835.6 | 82307.8 | 4152.6 | 4197.2 | 0 | 8275.6 | 30050.8 | 0 | 0 | 0 | 127555.9 | 0 | 159.1 | 3315.4 | 50893.8 | 88396.1 | 384.3 | 4147 | 0 | 0 | 81782.5 | 525.4 | 0 | 914.5 | 3447.6 | 6409.3
2641 | 111 | Day111 | 0 | Hour0 | 4 | Spring | 64 | 484459 | Spring | 382584.4 | 2024-04-21 | 374283.2 | 123.8 | 3699.9 | 4477.4 | 382584.4 | 362232.7 | 302536.1 | 0.0322 | 0.0418 | 0.62 | 0.62 | 187.8 | 10.3 | 1.4 | 18.6 | 773.2 | 0.14 | 188.5 | 41.7 | 230.2 | 196 | 10.7 | 1.45 | 19.4 | 807.9 | 0.14 | 196.8 | 43.5 | 240.3 | 407.5 | 21.1 | 2.84 | 36 | 1703.7 | 0.19 | 408.9 | 86.8 | 495.7 | 399.4 | 8.3 | 0.88 | 46.7 | 2053.7 | 0.18 | 399.8 | 107.9 | 507.7 | 23.3 | 0 | 0.28 | 23.58 | 24.32 | 0 | 0.29 | 24.61 | 382584.4 | 80048.3 | 1307.3 | 4192.8 | 0 | 7124.7 | 25906.1 | 0 | 0 | 0 | 118456.2 | 0 | 159.1 | 3315.4 | 49604 | 88396.1 | 202.3 | 3871.9 | 0 | 0 | 79509.9 | 538.4 | 0 | 535.9 | 1583.9 | 4979.3
2642 | 111 | Day111 | 1 | Hour1 | 4 | Spring | 2117 | #N/A | Spring | 367643 | 2024-04-21 01:00 | 355730.2 | 1193.4 | 6263.3 | 4456.1 | 367643.1 | 344462.2 | 287105.9 | 0.0317 | 0.0396 | 0.63 | 0.62 | 184.4 | 9.9 | 1.35 | 18.5 | 764.7 | 0.14 | 185 | 41.3 | 226.4 | 191.8 | 10.3 | 1.4 | 19.2 | 795.6 | 0.14 | 192.5 | 43 | 235.4 | 394.7 | 20.8 | 2.81 | 34.5 | 1639.9 | 0.18 | 396.1 | 83.4 | 479.5 | 428 | 13.3 | 1.63 | 45.9 | 2060.3 | 0.2 | 428.8 | 107.4 | 536.2 | 22.8 | 0 | 0.27 | 23.07 | 23.73 | 0 | 0.29 | 24.02 | 367643 | 80537.1 | 62.1 | 4192.8 | 0 | 5562.4 | 23889.3 | 0 | 0 | 0 | 113251.3 | 0 | 159.1 | 3315.4 | 45443.8 | 88396.1 | 103.4 | 2730.3 | 0 | 0 | 80027.3 | 509.8 | 0 | 0 | 175.1 | 4562.4
2643 | 111 | Day111 | 2 | Hour2 | 4 | Spring | 2117 | #N/A | Spring | 359707 | 2024-04-21 02:00 | 344184.8 | 2335.2 | 8544.7 | 4642.2 | 359706.9 | 333394.3 | 276943.7 | 0.0313 | 0.0381 | 0.63 | 0.63 | 184.2 | 10 | 1.35 | 18.5 | 762 | 0.14 | 184.8 | 41.2 | 226 | 190.8 | 10.4 | 1.41 | 19.1 | 788.4 | 0.14 | 191.5 | 42.6 | 234.1 | 389.7 | 21 | 2.85 | 33.7 | 1604 | 0.18 | 391.1 | 81.5 | 472.7 | 464.3 | 19 | 2.48 | 45.7 | 2091.3 | 0.22 | 465.6 | 108 | 573.6 | 21.83 | 0 | 0.27 | 22.1 | 22.67 | 0 | 0.28 | 22.95 | 359707 | 82763.3 | 0 | 4192.8 | 0 | 5012.8 | 23611 | 0 | 0 | 0 | 109966.6 | 0 | 159.1 | 3315.4 | 42074.9 | 88396.1 | 50.3 | 164.7 | 0 | 0 | 82240.9 | 522.3 | 0 | 0 | 7 | 4448.4
2644 | 111 | Day111 | 3 | Hour3 | 4 | Spring | 2117 | #N/A | Spring | 356325.4 | 2024-04-21 03:00 | 340630 | 3994.1 | 7048.5 | 4652.8 | 356325.3 | 329993.3 | 270970.7 | 0.0312 | 0.0376 | 0.63 | 0.62 | 184.5 | 9.9 | 1.35 | 18.6 | 765.5 | 0.14 | 185.1 | 41.4 | 226.5 | 191.9 | 10.4 | 1.4 | 19.2 | 795.4 | 0.14 | 192.6 | 43 | 235.6 | 387.2 | 20.9 | 2.84 | 33.6 | 1592.4 | 0.18 | 388.6 | 81.1 | 469.7 | 422.1 | 16.5 | 2.12 | 42.9 | 1937.9 | 0.21 | 423.2 | 100.7 | 523.9 | 21.72 | 0 | 0.27 | 22 | 22.59 | 0 | 0.28 | 22.87 | 356325.4 | 85354.6 | 0 | 4192.8 | 0 | 4760.4 | 23190.5 | 0 | 0 | 0 | 109810.7 | 0 | 152.1 | 3315.4 | 37772.6 | 87739.6 | 36.6 | 0 | 0 | 0 | 84862.3 | 492.3 | 0 | 0 | 0 | 4940.4
2645 | 111 | Day111 | 4 | Hour4 | 4 | Spring | 2117 | #N/A | Spring | 359397.5 | 2024-04-21 04:00 | 347749.3 | 3066 | 3696.1 | 4886.2 | 359397.5 | 336849 | 272212.8 | 0.0313 | 0.0384 | 0.62 | 0.62 | 187 | 10 | 1.35 | 18.8 | 778.4 | 0.14 | 187.7 | 42.1 | 229.8 | 195 | 10.5 | 1.42 | 19.6 | 810.4 | 0.14 | 195.7 | 43.8 | 239.5 | 382.7 | 20.2 | 2.73 | 33.6 | 1588.5 | 0.18 | 384.1 | 80.9 | 465 | 487.5 | 28.1 | 3.85 | 41.7 | 1941.8 | 0.26 | 489.4 | 99.6 | 589 | 21.66 | 0 | 0.28 | 21.93 | 22.57 | 0 | 0.27 | 22.85 | 359397.5 | 87184.8 | 65.5 | 4192.8 | 0 | 4977.9 | 23434.1 | 0 | 0 | 48.7 | 113195.9 | 0 | 159.1 | 3315.4 | 34855.9 | 87957.8 | 48.5 | 9.8 | 0 | 107 | 86590 | 439.1 | 0 | 0 | 175.1 | 5887.6
2646 | 111 | Day111 | 5 | Hour5 | 4 | Spring | 2117 | #N/A | Spring | 373095.5 | 2024-04-21 05:00 | 367492.5 | 612.5 | 4.1 | 4986.5 | 373095.5 | 355811.1 | 279255.1 | 0.0318 | 0.0405 | 0.61 | 0.61 | 192.6 | 10.5 | 1.43 | 19 | 794.5 | 0.14 | 193.3 | 42.8 | 236 | 199.6 | 10.9 | 1.48 | 19.8 | 824.2 | 0.14 | 200.4 | 44.4 | 244.7 | 371.8 | 20.2 | 2.74 | 32.1 | 1525.2 | 0.17 | 373.2 | 77.6 | 450.7 | 567.7 | 41.8 | 5.88 | 39.8 | 1985.3 | 0.29 | 570.6 | 99.1 | 669.7 | 22.38 | 0 | 0.26 | 22.64 | 23.38 | 0 | 0.27 | 23.64 | 373095.5 | 93840.4 | 0 | 4192.8 | 0 | 5241.4 | 25887.2 | 0 | 0 | 418 | 119253.2 | 0 | 95.5 | 3315.4 | 32450.6 | 88199.8 | 1.7 | 617.5 | 0 | 5070.4 | 87935.5 | 416.6 | 236.2 | 0 | 358.1 | 7333.2
2647 | 111 | Day111 | 6 | Hour6 | 4 | Spring | 2117 | #N/A | Spring | 400333.3 | 2024-04-21 06:00 | 394527 | 1158.2 | 0 | 4648 | 400333.3 | 381713.4 | 282239.7 | 0.0325 | 0.0435 | 0.64 | 0.63 | 182 | 10.2 | 1.38 | 17.7 | 743.2 | 0.13 | 182.6 | 39.9 | 222.6 | 189.2 | 10.6 | 1.44 | 18.5 | 773.1 | 0.14 | 189.9 | 41.5 | 231.4 | 220.5 | 9.6 | 1.26 | 21.1 | 978.6 | 0.1 | 221.2 | 50.3 | 271.4 | 413.7 | 8 | 0.81 | 48.7 | 2156.8 | 0.18 | 414.1 | 113 | 527.1 | 23.17 | 0 | 0.27 | 23.45 | 24.25 | 0 | 0.27 | 24.53 | 400333.3 | 118093.6 | 1643.7 | 4192.8 | 0 | 5826.2 | 27177.4 | 0 | 0 | 6591.9 | 118200.2 | 0 | 95.5 | 3315.4 | 33382.2 | 88396.1 | 1.7 | 8.5 | 0 | 23740.9 | 87400.9 | 359.8 | 2840.1 | 0 | 0 | 7342.2
2648 | 111 | Day111 | 7 | Hour7 | 4 | Spring | 2117 | #N/A | Spring | 420823.9 | 2024-04-21 07:00 | 414330.6 | 1848.6 | 217.1 | 4427.5 | 420823.9 | 400639.4 | 281940.3 | 0.033 | 0.0457 | 0.66 | 0.66 | 175.4 | 10.2 | 1.4 | 16.7 | 703.3 | 0.13 | 176.1 | 37.7 | 213.8 | 182.5 | 10.6 | 1.45 | 17.4 | 731.8 | 0.13 | 183.2 | 39.2 | 222.4 | 129.4 | 4.3 | 0.53 | 13.6 | 617.3 | 0.06 | 129.6 | 32 | 161.7 | 389.2 | 10.5 | 1.22 | 43.1 | 1934.5 | 0.17 | 389.9 | 100.8 | 490.6 | 22.91 | 0 | 0.27 | 23.18 | 24.07 | 0 | 0.28 | 24.35 | 420823.9 | 138883.6 | 524.7 | 4189.8 | 0 | 6091.9 | 29272.3 | 0 | 0 | 9438.7 | 114769.4 | 0 | 95.5 | 3315.4 | 34107.4 | 88396.1 | 1.7 | 1175.9 | 0 | 52707.8 | 76385.4 | 351.6 | 6160.3 | 0 | 15.8 | 7964.2
2649 | 111 | Day111 | 8 | Hour8 | 4 | Spring | 2117 | #N/A | Spring | 435636.7 | 2024-04-21 08:00 | 430163.4 | 1213.7 | 217.1 | 4042.5 | 435636.7 | 415738.6 | 268460.9 | 0.0335 | 0.0474 | 0.68 | 0.68 | 163.9 | 9.7 | 1.33 | 15.6 | 653.4 | 0.12 | 164.5 | 35.1 | 199.6 | 170.1 | 10 | 1.38 | 16.2 | 678.1 | 0.12 | 170.8 | 36.4 | 207.2 | 100.1 | 3 | 0.37 | 10.8 | 486.3 | 0.04 | 100.3 | 25.3 | 125.6 | 412.9 | 12.9 | 1.57 | 44.9 | 1998.5 | 0.2 | 413.7 | 104.5 | 518.2 | 21.96 | 0 | 0.27 | 22.23 | 23.11 | 0 | 0.28 | 23.39 | 435636.7 | 167175.9 | 0 | 4189.8 | 0 | 5826.2 | 28859.9 | 0 | 324.5 | 12382.4 | 109727.3 | 0 | 95.5 | 3315.4 | 28171.5 | 88273.4 | 1.7 | 0 | 0 | 91379.1 | 62689.8 | 400.1 | 8228.1 | 0 | 0.9 | 8009.9
2650 | 111 | Day111 | 9 | Hour9 | 4 | Spring | 2117 | #N/A | Spring | 458144.6 | 2024-04-21 09:00 | 444020.2 | 4553.3 | 4360 | 5211.1 | 458144.6 | 428927.5 | 262552.2 | 0.034 | 0.0489 | 0.7 | 0.69 | 154.8 | 9.1 | 1.24 | 14.7 | 619.2 | 0.11 | 155.4 | 33.2 | 188.6 | 162.5 | 9.5 | 1.31 | 15.4 | 649.1 | 0.12 | 163.1 | 34.8 | 197.9 | 78.6 | 2.5 | 0.3 | 8.4 | 379.5 | 0.04 | 78.7 | 19.7 | 98.5 | 451.3 | 29.4 | 4.08 | 34.4 | 1697.4 | 0.21 | 453.3 | 85.1 | 538.4 | 18.54 | 0 | 0.13 | 18.67 | 19.91 | 0 | 0.16 | 20.06 | 458144.6 | 195592.4 | 184.9 | 4070.3 | 0 | 6355.9 | 28364.4 | 0 | 794.8 | 18542 | 109831.6 | 0 | 95.5 | 3315.4 | 23950.2 | 86382.3 | 1.7 | 0 | 0 | 117431.6 | 58404.6 | 419.4 | 13094.2 | 0 | 294.3 | 7956.6
2651 | 111 | Day111 | 10 | Hour10 | 4 | Spring | 2117 | #N/A | Spring | 469907.5 | 2024-04-21 10:00 | 455359.2 | 4689.6 | 4360 | 5498.7 | 469907.5 | 439702.9 | 268207 | 0.0344 | 0.0502 | 0.7 | 0.69 | 155.5 | 9.1 | 1.25 | 14.7 | 620.8 | 0.11 | 156.1 | 33.2 | 189.4 | 163.6 | 9.6 | 1.32 | 15.5 | 652.6 | 0.12 | 164.2 | 34.9 | 199.2 | 77.8 | 2.4 | 0.29 | 8.4 | 377.8 | 0.03 | 78 | 19.6 | 97.6 | 493.7 | 35.1 | 4.92 | 34.9 | 1764.3 | 0.23 | 496.1 | 87.6 | 583.7 | 18.89 | 0 | 0.12 | 19.02 | 20.31 | 0 | 0.15 | 20.47 | 469907.5 | 201700.5 | 1121.5 | 4071.3 | 0 | 7825 | 29405.3 | 0 | 925.9 | 19500.3 | 112789.7 | 0 | 95.5 | 3315.4 | 23189.9 | 86391.6 | 1.7 | 0 | 0 | 122443.2 | 58386.3 | 444.9 | 16534.5 | 0 | 25 | 8247
2652 | 111 | Day111 | 11 | Hour11 | 4 | Spring | 2117 | #N/A | Spring | 477964.1 | 2024-04-21 11:00 | 463348.2 | 4710.7 | 4360 | 5545.3 | 477964.1 | 447280.4 | 271859.5 | 0.0347 | 0.0511 | 0.69 | 0.69 | 156.6 | 9.2 | 1.26 | 14.8 | 625.6 | 0.11 | 157.2 | 33.5 | 190.7 | 164.7 | 9.7 | 1.33 | 15.5 | 657.3 | 0.12 | 165.3 | 35.1 | 200.5 | 74.5 | 2.3 | 0.28 | 8 | 360.5 | 0.03 | 74.6 | 18.7 | 93.3 | 640.3 | 60.4 | 8.66 | 31.8 | 1818.7 | 0.31 | 644.4 | 86.1 | 730.5 | 19.1 | 0 | 0.12 | 19.23 | 20.56 | 0 | 0.15 | 20.71 | 477964.1 | 206104.6 | 446.9 | 4071.3 | 0 | 7825 | 30054.9 | 0 | 954.4 | 19790.7 | 115671.6 | 0 | 95.5 | 3315.4 | 23985.4 | 86391.6 | 1.7 | 0 | 0 | 126341.7 | 58560.7 | 457.2 | 17464.1 | 0 | 580.2 | 8254.3
2653 | 111 | Day111 | 12 | Hour12 | 4 | Spring | 2117 | #N/A | Spring | 481915 | 2024-04-21 12:00 | 468213.6 | 3817.5 | 4360 | 5523.9 | 481915 | 451882.6 | 274965.7 | 0.0349 | 0.0517 | 0.69 | 0.69 | 156.8 | 9.2 | 1.25 | 14.8 | 628 | 0.11 | 157.4 | 33.6 | 191 | 164.6 | 9.6 | 1.32 | 15.6 | 658.9 | 0.12 | 165.3 | 35.2 | 200.5 | 75.9 | 2.4 | 0.29 | 8.1 | 366.8 | 0.03 | 76.1 | 19.1 | 95.1 | 434.9 | 23.7 | 3.22 | 37.3 | 1782.5 | 0.2 | 436.5 | 90.5 | 527 | 19.25 | 0 | 0.12 | 19.37 | 20.68 | 0 | 0.14 | 20.83 | 481915 | 206949.3 | 263.4 | 4071.3 | 0 | 7825 | 30108.4 | 0 | 948 | 20032.8 | 117487.4 | 0 | 95.5 | 3315.4 | 25405.9 | 86391.6 | 1.7 | 0 | 0 | 127903.3 | 57447.1 | 618.1 | 17838.7 | 6.5 | 451.8 | 7536.1
2654 | 111 | Day111 | 13 | Hour13 | 4 | Spring | 2117 | #N/A | Spring | 484459 | 2024-04-21 13:00 | 472018.4 | 2576.2 | 4360 | 5504.5 | 484459.1 | 455478.1 | 277416.3 | 0.035 | 0.0522 | 0.69 | 0.69 | 156.7 | 9.2 | 1.26 | 14.8 | 626.4 | 0.11 | 157.3 | 33.5 | 190.8 | 164.1 | 9.6 | 1.32 | 15.5 | 655.7 | 0.12 | 164.8 | 35.1 | 199.8 | 78 | 2.5 | 0.3 | 8.3 | 375.5 | 0.03 | 78.1 | 19.5 | 97.6 | 857.6 | 95.6 | 13.88 | 31.1 | 1974.6 | 0.47 | 864.3 | 90.1 | 954.3 | 20.84 | 0 | 0.28 | 21.12 | 22.23 | 0 | 0.29 | 22.52 | 484459 | 207042.8 | 214.1 | 4071.3 | 0 | 8015.3 | 30422.4 | 0 | 935.3 | 21472.2 | 117514.6 | 0 | 95.5 | 3315.4 | 26087.7 | 87678.2 | 1.7 | 0 | 0 | 128553.6 | 55379 | 702.7 | 16711.8 | 79.5 | 415.6 | 7969
2655 | 111 | Day111 | 14 | Hour14 | 4 | Spring | 2117 | #N/A | Spring | 484099.7 | 2024-04-21 14:00 | 473348.2 | 485.2 | 4364.1 | 5902.2 | 484099.7 | 456733.3 | 282236 | 0.0351 | 0.0523 | 0.68 | 0.68 | 165 | 10 | 1.37 | 15.2 | 650.3 | 0.11 | 165.7 | 34.6 | 200.3 | 172.2 | 10.4 | 1.43 | 15.9 | 679.1 | 0.12 | 172.9 | 36.2 | 209.1 | 79.9 | 2.4 | 0.3 | 8.6 | 387.8 | 0.04 | 80 | 20.2 | 100.2 | 713.5 | 79.2 | 11.49 | 26.5 | 1654 | 0.39 | 719 | 75.9 | 794.9 | 20.79 | 0 | 0.28 | 21.07 | 22.13 | 0 | 0.29 | 22.42 | 484099.7 | 201863.7 | 9.7 | 4071.3 | 0 | 7997.2 | 33320.2 | 0 | 929 | 21078.1 | 119723.4 | 0 | 95.5 | 3315.4 | 26667.8 | 87033.7 | 1.7 | 0 | 0 | 124808.5 | 54281.2 | 766.8 | 17013.8 | 42.8 | 0 | 7734.9
2656 | 111 | Day111 | 15 | Hour15 | 4 | Spring | 2117 | #N/A | Spring | 483531.7 | 2024-04-21 15:00 | 472850.7 | 423.2 | 4364.1 | 5893.7 | 483531.7 | 456264.4 | 289690.4 | 0.0351 | 0.0523 | 0.67 | 0.67 | 174 | 10.7 | 1.48 | 15.8 | 679.2 | 0.12 | 174.8 | 36 | 210.8 | 181.7 | 11.2 | 1.54 | 16.5 | 709.4 | 0.12 | 182.5 | 37.6 | 220.1 | 92.4 | 2.9 | 0.36 | 9.9 | 445.6 | 0.04 | 92.6 | 23.2 | 115.8 | 501.2 | 42.2 | 6 | 31.6 | 1589.2 | 0.29 | 504.1 | 79.1 | 583.2 | 20.99 | 0 | 0.28 | 21.27 | 22.34 | 0 | 0.3 | 22.64 | 483531.7 | 193841.3 | 126.1 | 4071.3 | 0 | 7953.5 | 36165.2 | 0 | 933.5 | 19781.3 | 123129.5 | 0 | 95.5 | 3315.4 | 27447.4 | 87384.7 | 1.7 | 0 | 0 | 119728.7 | 52580 | 817.9 | 16169.7 | 153.6 | 281.1 | 7237.5
2657 | 111 | Day111 | 16 | Hour16 | 4 | Spring | 2117 | #N/A | Spring | 483556.1 | 2024-04-21 16:00 | 472408.9 | 1307.4 | 4364.1 | 5475.6 | 483556.1 | 455849.8 | 299731.6 | 0.035 | 0.0522 | 0.65 | 0.65 | 187.3 | 11.8 | 1.63 | 16.6 | 719.2 | 0.13 | 188.1 | 38.1 | 226.1 | 195.9 | 12.3 | 1.71 | 17.4 | 752.4 | 0.13 | 196.8 | 39.8 | 236.6 | 115.3 | 3.7 | 0.45 | 12.3 | 555.2 | 0.05 | 115.6 | 28.8 | 144.4 | 393.4 | 19.6 | 2.63 | 37.5 | 1664.5 | 0.23 | 394.7 | 87.2 | 481.9 | 21.01 | 0 | 0.28 | 21.29 | 22.4 | 0 | 0.3 | 22.69 | 483556.1 | 183824.4 | 172.5 | 4201.3 | 0 | 7825 | 40129.7 | 0 | 935.4 | 18058.6 | 127486.3 | 0 | 159.1 | 3315.4 | 29162.7 | 86599.4 | 526.7 | 153.6 | 0 | 110888.5 | 52933.2 | 1008.7 | 14715.4 | 80 | 185 | 7994.9
2658 | 111 | Day111 | 17 | Hour17 | 4 | Spring | 2117 | #N/A | Spring | 478514 | 2024-04-21 17:00 | 468584.8 | 984.2 | 4104.9 | 4840.2 | 478514 | 452224.8 | 318334.8 | 0.0349 | 0.0518 | 0.62 | 0.62 | 209.4 | 13.7 | 1.91 | 17.9 | 785.1 | 0.14 | 210.4 | 41.3 | 251.7 | 219.4 | 14.4 | 2 | 18.8 | 822.6 | 0.15 | 220.3 | 43.3 | 263.6 | 179.2 | 8.9 | 1.19 | 16.2 | 760.4 | 0.08 | 179.8 | 38.9 | 218.6 | 839.4 | 84.2 | 12.16 | 37.3 | 2210.4 | 0.42 | 845.2 | 103.3 | 948.5 | 22.92 | 0 | 0.28 | 23.2 | 24.41 | 0 | 0.3 | 24.7 | 478514 | 160179.2 | 710.6 | 4239.1 | 0 | 8303.9 | 47003.1 | 0 | 924.4 | 14601.1 | 133104.9 | 0 | 159.1 | 3315.4 | 32779 | 87033.9 | 980.9 | 704.9 | 0 | 89982.2 | 53208.5 | 1463 | 11029.6 | 1586.4 | 1768.2 | 8050.4
2659 | 111 | Day111 | 18 | Hour18 | 4 | Spring | 2117 | #N/A | Spring | 467331.4 | 2024-04-21 18:00 | 462662.2 | 290.4 | 4.1 | 4374.7 | 467331.4 | 446595.4 | 336418.7 | 0.0347 | 0.0512 | 0.6 | 0.59 | 224.6 | 14.5 | 2.03 | 19.4 | 837.1 | 0.16 | 225.6 | 44.4 | 270 | 235.5 | 15.2 | 2.12 | 20.5 | 880.1 | 0.16 | 236.5 | 46.8 | 283.3 | 282.4 | 14.2 | 1.97 | 26.2 | 1130.2 | 0.18 | 283.4 | 60 | 343.3 | 713.5 | 60.1 | 8.56 | 42.7 | 2243.9 | 0.36 | 717.7 | 109.7 | 827.4 | 26.97 | 0 | 0.28 | 27.25 | 28.47 | 0 | 0.3 | 28.77 | 467331.4 | 130912.7 | 2737.5 | 4243.6 | 0 | 8370.1 | 47702.1 | 0 | 838.7 | 10051.7 | 136254.8 | 0 | 1048.2 | 3315.4 | 37123.5 | 87093.7 | 3207.9 | 5321.7 | 0 | 64483.5 | 53764.5 | 1774.3 | 8826.7 | 5904.8 | 2562.8 | 8258.9
2660 | 111 | Day111 | 19 | Hour19 | 4 | Spring | 2117 | #N/A | Spring | 461163.2 | 2024-04-21 19:00 | 457348.3 | 0 | 0 | 3814.9 | 461163.2 | 441546 | 369551.9 | 0.0345 | 0.0506 | 0.56 | 0.55 | 246.4 | 15.7 | 2.19 | 21.4 | 924.7 | 0.17 | 247.4 | 49 | 296.4 | 258.7 | 16.4 | 2.3 | 22.5 | 972.3 | 0.18 | 259.8 | 51.6 | 311.4 | 350.9 | 18.2 | 2.52 | 31.9 | 1399 | 0.21 | 352.2 | 73.7 | 425.9 | 682 | 21.8 | 3.46 | 81.7 | 2578.6 | 0.8 | 683.6 | 158.8 | 842.4 | 29.5 | 0 | 0.28 | 29.78 | 31.08 | 0 | 0.3 | 31.38 | 461163.2 | 91611.4 | 2298.4 | 4253 | 0 | 8374.7 | 50490.7 | 0 | 499.3 | 5272.2 | 149126.5 | 0 | 1667.3 | 3315.4 | 51394.4 | 88396.1 | 3555.5 | 6679.8 | 0 | 27278.5 | 56616.9 | 1944.5 | 6408 | 5170.7 | 3333.2 | 7679.9
2661 | 111 | Day111 | 20 | Hour20 | 4 | Spring | 2117 | #N/A | Spring | 459384.4 | 2024-04-21 20:00 | 455817.4 | 0 | 0 | 3567 | 459384.5 | 440117.3 | 391304.6 | 0.0344 | 0.0503 | 0.54 | 0.53 | 255.6 | 16.2 | 2.26 | 22.2 | 962.3 | 0.17 | 256.7 | 50.9 | 307.6 | 269.6 | 17 | 2.37 | 23.5 | 1017.4 | 0.18 | 270.8 | 53.9 | 324.7 | 381.4 | 19.4 | 2.69 | 35 | 1531.5 | 0.23 | 382.7 | 80.7 | 463.5 | 619.2 | 30.6 | 4.12 | 56.4 | 2611.9 | 0.3 | 621.3 | 134.3 | 755.6 | 31.12 | 0 | 0.28 | 31.4 | 32.78 | 0 | 0.3 | 33.08 | 459384.4 | 68079.8 | 8163 | 4257.5 | 0 | 8374.7 | 51835.9 | 0 | 20.9 | 1734.8 | 151491.8 | 0 | 3985.6 | 3315.4 | 60093.7 | 88396.1 | 3632.8 | 7758.2 | 0 | 2382.2 | 61922.5 | 2019.4 | 1659.3 | 2790.5 | 5155.2 | 8258.9
2662 | 111 | Day111 | 21 | Hour21 | 4 | Spring | 2117 | #N/A | Spring | 444441.4 | 2024-04-21 21:00 | 440688.2 | 0 | 0 | 3753.2 | 444441.4 | 425728.7 | 376162 | 0.0339 | 0.0487 | 0.54 | 0.53 | 253.6 | 16.2 | 2.25 | 21.8 | 961.2 | 0.16 | 254.7 | 50.5 | 305.2 | 265.3 | 16.9 | 2.35 | 22.9 | 1007.3 | 0.17 | 266.4 | 52.9 | 319.4 | 344 | 18.3 | 2.51 | 30.3 | 1393.9 | 0.18 | 345.2 | 71.9 | 417.1 | 847.8 | 60 | 8.41 | 60.4 | 3026.3 | 0.41 | 851.9 | 150.7 | 1002.6 | 29.4 | 0 | 0.28 | 29.68 | 30.91 | 0 | 0.3 | 31.22 | 444441.4 | 68279.4 | 5956.5 | 4257.5 | 0 | 8374.7 | 51043.4 | 0 | 0 | 0.5 | 149784.8 | 0 | 2512.3 | 3315.4 | 56002.1 | 88396.1 | 1301.3 | 5217.9 | 0 | 2 | 66119.4 | 2157.5 | 249.8 | 1514.5 | 3607.7 | 8258.9
2663 | 111 | Day111 | 22 | Hour22 | 4 | Spring | 2117 | #N/A | Spring | 421233.7 | 2024-04-21 22:00 | 416716 | 0 | 0 | 4517.7 | 421233.7 | 402848.9 | 347929.2 | 0.0333 | 0.0462 | 0.57 | 0.56 | 233.1 | 14.7 | 2.03 | 20.5 | 894.9 | 0.15 | 234.1 | 47.2 | 281.3 | 243.2 | 15.3 | 2.12 | 21.4 | 934 | 0.16 | 244.3 | 49.3 | 293.5 | 404.1 | 26.5 | 3.68 | 30.7 | 1511.3 | 0.19 | 405.9 | 75.7 | 481.6 | 761.3 | 68 | 9.74 | 41.4 | 2268.2 | 0.37 | 765.9 | 109.1 | 875.1 | 27.48 | 0 | 0.29 | 27.76 | 28.82 | 0 | 0.3 | 29.12 | 421233.7 | 73304.5 | 4057.9 | 4257.5 | 0 | 8374.7 | 43565.7 | 0 | 0 | 0 | 137800.9 | 0 | 449.3 | 3315.4 | 52535.4 | 88396.1 | 560.4 | 4615.9 | 0 | 0 | 70924.1 | 2380.4 | 0.2 | 1354.4 | 3344.8 | 6613.9
2664 | 111 | Day111 | 23 | Hour23 | 4 | Spring | 2117 | #N/A | Spring | 397075.9 | 2024-04-21 23:00 | 392210.8 | 94.3 | 0 | 4770.7 | 397075.9 | 379378.8 | 321187 | 0.0327 | 0.0439 | 0.6 | 0.6 | 203.4 | 11.8 | 1.61 | 19.2 | 814.8 | 0.14 | 204.2 | 43.5 | 247.7 | 211.9 | 12.3 | 1.68 | 20.1 | 849.8 | 0.15 | 212.7 | 45.4 | 258.1 | 425.4 | 27.4 | 3.8 | 32.7 | 1609.4 | 0.2 | 427.3 | 80.8 | 508 | 989.1 | 110.4 | 16.05 | 33.8 | 2254.2 | 0.5 | 996.8 | 101.1 | 1097.9 | 25.58 | 0 | 0.29 | 25.87 | 26.77 | 0 | 0.3 | 27.07 | 397075.9 | 75888.8 | 3547.4 | 4198.3 | 0 | 8374.7 | 31657.4 | 0 | 0 | 0 | 125755.2 | 0 | 159.1 | 3315.4 | 51072.9 | 88396.1 | 350.5 | 4360 | 0 | 0 | 73368.3 | 2520.6 | 0 | 1103.9 | 2797.2 | 5733.1
2665 | 112 | Day112 | 0 | Hour0 | 4 | Spring | 89 | 441929.7 | Spring | 375105.2 | 2024-04-22 | 369506.1 | 1036.8 | 0 | 4562.3 | 375105.2 | 357626.2 | 297728.8 | 0.0321 | 0.0414 | 0.62 | 0.62 | 186 | 10 | 1.35 | 18.7 | 772.5 | 0.14 | 186.6 | 41.7 | 228.4 | 193.5 | 10.3 | 1.4 | 19.5 | 804.6 | 0.14 | 194.2 | 43.5 | 237.6 | 429.5 | 26 | 3.58 | 34.5 | 1677.1 | 0.2 | 431.3 | 84.5 | 515.8 | 845.7 | 83.6 | 12.05 | 38.7 | 2268.4 | 0.42 | 851.5 | 106.4 | 957.9 | 23.84 | 0 | 0.28 | 24.12 | 24.89 | 0 | 0.3 | 25.19 | 375105.2 | 77376.4 | 836 | 4195 | 0 | 5808.5 | 24357.2 | 0 | 0 | 0 | 117738.9 | 0 | 159.1 | 3315.4 | 49053.7 | 88396.1 | 201.3 | 3667.5 | 0 | 0 | 74798.8 | 2577.6 | 0 | 1374.6 | 604.3 | 4775.1
2666 | 112 | Day112 | 1 | Hour1 | 4 | Spring | 2117 | #N/A | Spring | 358357.8 | 2024-04-22 01:00 | 351427.2 | 2324.2 | 339.6 | 4266.8 | 358357.8 | 340297.7 | 280678.8 | 0.0317 | 0.0393 | 0.63 | 0.63 | 178.7 | 9.4 | 1.27 | 18.3 | 748.6 | 0.13 | 179.4 | 40.6 | 220 | 186.3 | 9.8 | 1.32 | 19.1 | 780.6 | 0.14 | 187 | 42.4 | 229.3 | 402 | 22.1 | 3 | 34.3 | 1642.2 | 0.18 | 403.5 | 83.3 | 486.8 | 557.8 | 37 | 5.15 | 42.1 | 2068.1 | 0.27 | 560.3 | 103.8 | 664.1 | 23.08 | 0 | 0.29 | 23.37 | 24.06 | 0 | 0.3 | 24.35 | 358357.8 | 77679 | 663.4 | 4195 | 0 | 4760.4 | 21820.1 | 0 | 0 | 0 | 109646 | 0 | 159.1 | 3315.4 | 44254.2 | 88396.1 | 60.8 | 3408.2 | 0 | 0 | 75063 | 2616.1 | 0 | 0 | 0 | 4562
2667 | 112 | Day112 | 2 | Hour2 | 4 | Spring | 2117 | #N/A | Spring | 347449.1 | 2024-04-22 02:00 | 338885.4 | 2656 | 1727.4 | 4180.3 | 347449.1 | 328271.3 | 271936.4 | 0.0313 | 0.0377 | 0.63 | 0.63 | 180.4 | 9.5 | 1.29 | 18.5 | 755.1 | 0.14 | 181 | 41 | 222.1 | 187.8 | 10 | 1.34 | 19.2 | 785.5 | 0.14 | 188.5 | 42.7 | 231.2 | 407.3 | 22.5 | 3.05 | 34.7 | 1661.2 | 0.19 | 408.8 | 84.3 | 493 | 516 | 29.4 | 4.02 | 43.1 | 2073.9 | 0.24 | 518 | 104.9 | 622.9 | 22.86 | 0 | 0.3 | 23.16 | 23.78 | 0 | 0.29 | 24.07 | 347449.1 | 75512.7 | 6.1 | 4195 | 0 | 4760.4 | 21450.9 | 0 | 0 | 0 | 107018 | 0 | 147.3 | 3315.4 | 40938.5 | 88396.1 | 36.6 | 1672 | 0 | 0 | 72957.6 | 2555.1 | 0 | 0 | 0 | 4562
2668 | 112 | Day112 | 3 | Hour3 | 4 | Spring | 2117 | #N/A | Spring | 340083.2 | 2024-04-22 03:00 | 332587.4 | 1756.3 | 1717.6 | 4021.9 | 340083.3 | 322229.7 | 269228.6 | 0.0311 | 0.0368 | 0.62 | 0.62 | 186.1 | 9.8 | 1.33 | 19 | 779.2 | 0.14 | 186.7 | 42.3 | 229 | 193.3 | 10.2 | 1.38 | 19.7 | 809.1 | 0.15 | 194 | 43.9 | 237.9 | 420.7 | 24.5 | 3.35 | 34.7 | 1674.5 | 0.19 | 422.4 | 84.6 | 507 | 514.3 | 28.7 | 3.9 | 43.6 | 2089 | 0.24 | 516.3 | 105.9 | 622.1 | 23.07 | 0 | 0.29 | 23.37 | 23.97 | 0 | 0.29 | 24.26 | 340083.2 | 70854.6 | 21.8 | 4190.5 | 0 | 4760.4 | 21632.8 | 0 | 0 | 0 | 108164.9 | 0 | 159 | 3315.4 | 38551.2 | 88396.1 | 1.7 | 34.7 | 0 | 0 | 68330.8 | 2523.8 | 0 | 0 | 0 | 4562
2669 | 112 | Day112 | 4 | Hour4 | 4 | Spring | 2117 | #N/A | Spring | 338113.7 | 2024-04-22 04:00 | 331825.7 | 440.5 | 2311.4 | 3536.1 | 338113.7 | 321511.6 | 271179.1 | 0.0311 | 0.0367 | 0.6 | 0.6 | 191.4 | 9.9 | 1.33 | 19.7 | 807.8 | 0.14 | 192.1 | 43.8 | 235.9 | 199.2 | 10.3 | 1.39 | 20.5 | 841 | 0.15 | 199.9 | 45.6 | 245.5 | 414.7 | 24.4 | 3.34 | 34 | 1643.8 | 0.19 | 416.4 | 83.1 | 499.4 | 688.3 | 58.7 | 8.36 | 39.8 | 2150.9 | 0.33 | 692.3 | 104 | 796.3 | 23.49 | 0 | 0.29 | 23.78 | 24.4 | 0 | 0.28 | 24.69 | 338113.7 | 66934.6 | 81.8 | 4190.5 | 0 | 4760.4 | 21450.9 | 0 | 0 | 21.4 | 112509.2 | 0 | 151.5 | 3315.4 | 33893 | 88396.1 | 0 | 2430.2 | 0 | 37.2 | 64592.2 | 2283.8 | 0 | 0 | 0 | 4770.5
2670 | 112 | Day112 | 5 | Hour5 | 4 | Spring | 2117 | #N/A | Spring | 343862.2 | 2024-04-22 05:00 | 338074 | 26.6 | 1933 | 3828.6 | 343862.2 | 327538.1 | 275875.2 | 0.0312 | 0.0373 | 0.6 | 0.6 | 194.6 | 10.2 | 1.37 | 19.8 | 818 | 0.14 | 195.3 | 44.3 | 239.6 | 202.4 | 10.6 | 1.42 | 20.6 | 851 | 0.15 | 203.1 | 46 | 249.1 | 383.8 | 21.5 | 2.92 | 32.5 | 1554.9 | 0.18 | 385.2 | 78.9 | 464.1 | 555.5 | 31.9 | 4.36 | 46.2 | 2225.3 | 0.26 | 557.7 | 112.5 | 670.2 | 23.7 | 0 | 0.28 | 23.98 | 24.64 | 0 | 0.28 | 24.92 | 343862.2 | 67987 | 1539.2 | 4190.5 | 0 | 4763.9 | 22562.3 | 0 | 0 | 174.4 | 115562.5 | 0 | 95.5 | 3315.4 | 35445.7 | 88396.1 | 0 | 4.1 | 0 | 3622.5 | 62166.6 | 2023.4 | 112.7 | 0 | 0 | 4562
2671 | 112 | Day112 | 6 | Hour6 | 4 | Spring | 2117 | #N/A | Spring | 354843.4 | 2024-04-22 06:00 | 348363 | 1606.1 | 976.9 | 3897.4 | 354843.4 | 337444.6 | 273544.5 | 0.0313 | 0.0384 | 0.62 | 0.62 | 186.5 | 9.9 | 1.34 | 18.9 | 778.4 | 0.14 | 187.2 | 42.1 | 229.3 | 193.9 | 10.3 | 1.39 | 19.6 | 809.4 | 0.14 | 194.6 | 43.8 | 238.4 | 293.8 | 16.8 | 2.3 | 24.6 | 1170.7 | 0.14 | 294.9 | 59.6 | 354.5 | 569.7 | 37.1 | 5.14 | 43.4 | 2145.6 | 0.26 | 572.2 | 107.4 | 679.7 | 23.76 | 0 | 0.27 | 24.04 | 24.73 | 0 | 0.28 | 25 | 354843.4 | 81298.8 | 1539.2 | 4190.5 | 0 | 4779.8 | 22940.1 | 0 | 0 | 3520.2 | 112377.9 | 0 | 100.1 | 3315.4 | 35815.8 | 88396.1 | 0 | 89.5 | 0 | 18897.3 | 57201.1 | 1680.2 | 1213.4 | 0 | 0 | 4191.5
2672 | 112 | Day112 | 7 | Hour7 | 4 | Spring | 2117 | #N/A | Spring | 373271.8 | 2024-04-22 07:00 | 363327.3 | 2293.7 | 3916.8 | 3734 | 373271.8 | 351821.3 | 264166.2 | 0.0317 | 0.0401 | 0.66 | 0.66 | 166.9 | 8.9 | 1.2 | 17 | 696.3 | 0.13 | 167.5 | 37.8 | 205.3 | 173.7 | 9.3 | 1.26 | 17.7 | 723 | 0.13 | 174.4 | 39.2 | 213.6 | 186.8 | 9.2 | 1.22 | 17 | 798.3 | 0.09 | 187.4 | 40.8 | 228.2 | 841.6 | 85.6 | 12.35 | 36.2 | 2192.5 | 0.41 | 847.5 | 101.6 | 949.1 | 22.91 | 0 | 0.26 | 23.17 | 23.88 | 0 | 0.28 | 24.15 | 373271.8 | 109105.6 | 389.9 | 4190.5 | 0 | 4756.8 | 21635.5 | 0 | 0 | 7344.6 | 105781 | 0 | 95.5 | 3315.4 | 35605.6 | 88396.1 | 0 | 0 | 0 | 52346 | 48037.9 | 1377 | 3327.9 | 0 | 0 | 5238.2
2673 | 112 | Day112 | 8 | Hour8 | 4 | Spring | 2117 | #N/A | Spring | 389588 | 2024-04-22 08:00 | 382578.6 | 2153.9 | 929.9 | 3925.4 | 389587.9 | 370285 | 245190.1 | 0.0321 | 0.0422 | 0.69 | 0.69 | 151.6 | 8.3 | 1.13 | 15.3 | 624.9 | 0.12 | 152.1 | 34 | 186.1 | 157.3 | 8.7 | 1.18 | 15.9 | 647.9 | 0.12 | 157.9 | 35.2 | 193.2 | 126.9 | 5.7 | 0.75 | 12 | 558.8 | 0.06 | 127.3 | 28.7 | 156 | 528.7 | 37.6 | 5.27 | 37.4 | 1888.4 | 0.25 | 531.2 | 93.7 | 624.9 | 20.65 | 0 | 0.27 | 20.92 | 21.61 | 0 | 0.28 | 21.89 | 389588 | 144397.9 | 0 | 4107.4 | 0 | 5165.1 | 21450.9 | 0 | 362.5 | 10401.9 | 97911.7 | 0 | 95.5 | 3315.4 | 26110.2 | 87033.9 | 0 | 0 | 0 | 97612.6 | 34709.9 | 1310.9 | 6585.5 | 0 | 0 | 6972.3
2674 | 112 | Day112 | 9 | Hour9 | 4 | Spring | 2117 | #N/A | Spring | 415230 | 2024-04-22 09:00 | 398929.2 | 6127.7 | 4903 | 5270.1 | 415230 | 385933.3 | 236901.6 | 0.0326 | 0.0439 | 0.71 | 0.7 | 145.1 | 8 | 1.08 | 14.6 | 598 | 0.11 | 145.6 | 32.4 | 178.1 | 152.6 | 8.4 | 1.14 | 15.3 | 627.8 | 0.12 | 153.2 | 34.1 | 187.2 | 103.7 | 4.5 | 0.59 | 10 | 461.9 | 0.05 | 103.9 | 23.8 | 127.7 | 386.5 | 23.5 | 3.23 | 30.9 | 1507 | 0.18 | 388.1 | 75.9 | 464 | 16.92 | 0 | 0.13 | 17.04 | 18.18 | 0 | 0.16 | 18.33 | 415230 | 178328.4 | 0 | 4001.6 | 0 | 5166.8 | 21900.4 | 0 | 830.7 | 17957.2 | 99998 | 0 | 95.5 | 3315.4 | 17394.5 | 85029.4 | 0 | 0 | 0 | 127116 | 30922.3 | 1502.1 | 11861.2 | 213 | 0 | 7352.1
2675 | 112 | Day112 | 10 | Hour10 | 4 | Spring | 2117 | #N/A | Spring | 426459.4 | 2024-04-22 10:00 | 411336.2 | 5366.7 | 4151.1 | 5605.3 | 426459.4 | 397791.8 | 243844.3 | 0.0329 | 0.0453 | 0.7 | 0.7 | 148.7 | 8.2 | 1.12 | 14.8 | 610.9 | 0.11 | 149.2 | 33 | 182.2 | 156.1 | 8.6 | 1.17 | 15.5 | 640.8 | 0.12 | 156.6 | 34.6 | 191.3 | 97 | 4.1 | 0.53 | 9.4 | 435.5 | 0.04 | 97.3 | 22.4 | 119.7 | 584.1 | 54.9 | 7.87 | 29.2 | 1666.3 | 0.28 | 587.9 | 79 | 666.9 | 17.1 | 0 | 0.13 | 17.22 | 18.39 | 0 | 0.16 | 18.54 | 426459.4 | 182615 | 0 | 4001.6 | 0 | 5709.9 | 23244.4 | 0 | 943.1 | 19169.1 | 104773.9 | 0 | 95.5 | 3315.4 | 17674.2 | 85029.4 | 0 | 0 | 0 | 129806.9 | 31062.4 | 1633.5 | 16271.4 | 213 | 3.6 | 7186.3
2676 | 112 | Day112 | 11 | Hour11 | 4 | Spring | 2117 | #N/A | Spring | 433337.7 | 2024-04-22 11:00 | 419458 | 4018.4 | 4151.1 | 5710.2 | 433337.7 | 405544.3 | 249645.1 | 0.0332 | 0.0462 | 0.7 | 0.69 | 150.3 | 8.4 | 1.14 | 14.8 | 615.7 | 0.11 | 150.9 | 33.2 | 184.1 | 157.6 | 8.8 | 1.19 | 15.6 | 645 | 0.12 | 158.2 | 34.8 | 193 | 84.2 | 3.4 | 0.44 | 8.3 | 382 | 0.04 | 84.4 | 19.7 | 104.1 | 363 | 16.8 | 2.22 | 33.8 | 1582.7 | 0.16 | 364.1 | 81.1 | 445.1 | 17.36 | 0 | 0.12 | 17.48 | 18.6 | 0 | 0.15 | 18.75 | 433337.7 | 183692.6 | 345.3 | 4001.6 | 0 | 6312.7 | 24165.9 | 0 | 963.6 | 19302.3 | 106891.7 | 0 | 95.5 | 3315.4 | 19487.6 | 85029.4 | 0 | 0 | 0 | 129508.9 | 31795.2 | 2122.6 | 17272.7 | 213 | 0 | 7265.9
2677 | 112 | Day112 | 12 | Hour12 | 4 | Spring | 2117 | #N/A | Spring | 437942.7 | 2024-04-22 12:00 | 424187.6 | 4087.8 | 4151.1 | 5516.2 | 437942.7 | 410051.5 | 254307 | 0.0333 | 0.0467 | 0.7 | 0.7 | 149.4 | 8.3 | 1.13 | 14.7 | 611.7 | 0.11 | 149.9 | 33 | 182.9 | 156.6 | 8.7 | 1.19 | 15.4 | 640.8 | 0.11 | 157.2 | 34.6 | 191.7 | 80.3 | 3.3 | 0.43 | 7.9 | 363.4 | 0.04 | 80.5 | 18.8 | 99.3 | 689.4 | 74.4 | 10.78 | 25.8 | 1661.3 | 0.34 | 694.6 | 75.4 | 770 | 17.35 | 0 | 0.12 | 17.47 | 18.58 | 0 | 0.15 | 18.72 | 437942.7 | 183635.7 | 0 | 4001.6 | 0 | 6694.4 | 24262.6 | 0 | 949.8 | 18772.9 | 107339.5 | 0 | 95.5 | 3315.4 | 23568.6 | 85029.4 | 0 | 0 | 0 | 128084.2 | 33263.7 | 2565.2 | 17468.5 | 213 | 0 | 6190.7
2678 | 112 | Day112 | 13 | Hour13 | 4 | Spring | 2117 | #N/A | Spring | 438911.4 | 2024-04-22 13:00 | 425989.4 | 2947.7 | 4151.1 | 5823.2 | 438911.5 | 411759.1 | 255752.9 | 0.0334 | 0.0469 | 0.7 | 0.7 | 149 | 8.3 | 1.13 | 14.7 | 610.2 | 0.11 | 149.6 | 33 | 182.6 | 155.9 | 8.7 | 1.18 | 15.4 | 638.1 | 0.12 | 156.5 | 34.5 | 190.9 | 80.3 | 3.3 | 0.42 | 7.9 | 363.7 | 0.04 | 80.5 | 18.8 | 99.2 | 329.7 | 12.3 | 1.56 | 35.4 | 1535.8 | 0.19 | 330.5 | 81.2 | 411.7 | 18.84 | 0 | 0.28 | 19.12 | 19.99 | 0 | 0.3 | 20.28 | 438911.4 | 183158.5 | 0 | 4001.6 | 0 | 5622.6 | 24309.1 | 0 | 940.2 | 19786 | 107240.6 | 0 | 95.5 | 3315.4 | 24346.8 | 86821.3 | 0 | 0 | 0 | 126373.4 | 33080.6 | 2978.4 | 15820.8 | 213 | 0 | 7280.3
2679 | 112 | Day112 | 14 | Hour14 | 4 | Spring | 2117 | #N/A | Spring | 438320.6 | 2024-04-22 14:00 | 426867.4 | 1309.2 | 4151.1 | 5992.9 | 438320.6 | 412582.8 | 258546 | 0.0335 | 0.0471 | 0.7 | 0.69 | 152.6 | 8.6 | 1.18 | 14.9 | 620 | 0.11 | 153.1 | 33.4 | 186.6 | 159.1 | 9 | 1.23 | 15.6 | 646.8 | 0.12 | 159.7 | 34.9 | 194.6 | 85.5 | 4 | 0.53 | 8 | 372.4 | 0.04 | 85.8 | 19.1 | 104.9 | 380 | 7.2 | 0.72 | 44.9 | 1987.1 | 0.17 | 380.4 | 104.2 | 484.6 | 19.09 | 0 | 0.28 | 19.37 | 20.21 | 0 | 0.3 | 20.51 | 438320.6 | 179774.6 | 25.9 | 4003.9 | 0 | 5539.9 | 25500.7 | 0 | 936.9 | 19737 | 107854.8 | 0 | 95.5 | 3315.4 | 25176 | 87033.9 | 0 | 0 | 0 | 121914.5 | 33691.7 | 3494.6 | 16025.7 | 213 | 0 | 6982
2680 | 112 | Day112 | 15 | Hour15 | 4 | Spring | 2117 | #N/A | Spring | 439043.8 | 2024-04-22 15:00 | 429126 | 1.8 | 3891.9 | 6024.2 | 439043.8 | 414722 | 264702.5 | 0.0336 | 0.0474 | 0.69 | 0.68 | 157.2 | 8.9 | 1.21 | 15.3 | 638.5 | 0.11 | 157.8 | 34.4 | 192.1 | 163.5 | 9.2 | 1.26 | 15.9 | 664.7 | 0.12 | 164.1 | 35.8 | 199.9 | 88.2 | 4.3 | 0.58 | 8 | 375.8 | 0.04 | 88.5 | 19.2 | 107.7 | 377.3 | 9.2 | 1.04 | 42.7 | 1906.4 | 0.17 | 377.9 | 99.5 | 477.4 | 19.55 | 0 | 0.28 | 19.84 | 20.65 | 0 | 0.3 | 20.95 | 439043.8 | 174341.4 | 194.6 | 4004.9 | 0 | 7255.7 | 26291.9 | 0 | 938.5 | 18476.7 | 111083.9 | 0 | 95.5 | 3315.4 | 25426.7 | 87033.9 | 0 | 0 | 0 | 116997.6 | 34363.5 | 3564.9 | 15445.5 | 213 | 3.1 | 7068.9
2681 | 112 | Day112 | 16 | Hour16 | 4 | Spring | 2117 | #N/A | Spring | 441906.3 | 2024-04-22 16:00 | 431662.4 | 261.3 | 4151.1 | 5831.3 | 441906.3 | 417130.3 | 279271.2 | 0.0337 | 0.0477 | 0.66 | 0.66 | 174.6 | 10.5 | 1.44 | 16.2 | 690.3 | 0.12 | 175.3 | 36.8 | 212.1 | 182.1 | 10.9 | 1.5 | 16.9 | 720.5 | 0.13 | 182.8 | 38.4 | 221.2 | 101.1 | 3.4 | 0.42 | 10.6 | 481.9 | 0.05 | 101.3 | 25 | 126.3 | 470.4 | 33.2 | 4.65 | 35.5 | 1693.4 | 0.27 | 472.6 | 86 | 558.6 | 20.21 | 0 | 0.28 | 20.49 | 21.38 | 0 | 0.3 | 21.68 | 441906.3 | 162635.1 | 110.2 | 4166.6 | 0 | 7290.6 | 31992.7 | 0 | 937.9 | 17226.6 | 116770.7 | 0 | 95.5 | 3315.4 | 28560.1 | 86969.4 | 0 | 0 | 0 | 108325.8 | 32589.8 | 3555 | 14020.3 | 497.4 | 113.6 | 7478.5
2682 | 112 | Day112 | 17 | Hour17 | 4 | Spring | 2117 | #N/A | Spring | 440627.6 | 2024-04-22 17:00 | 432623.8 | 0.4 | 2440.5 | 5563 | 440627.7 | 418035.4 | 295124.4 | 0.0337 | 0.0479 | 0.64 | 0.64 | 192 | 12.1 | 1.67 | 17.2 | 740.1 | 0.13 | 192.8 | 39.3 | 232.1 | 199.9 | 12.5 | 1.73 | 17.9 | 770.8 | 0.14 | 200.7 | 40.9 | 241.7 | 169.3 | 8.1 | 1.08 | 15.6 | 729 | 0.08 | 169.9 | 37.4 | 207.2 | 735.6 | 75.6 | 10.93 | 31.9 | 1882.5 | 0.39 | 740.9 | 88.1 | 829 | 23.76 | 0 | 0.28 | 24.04 | 25.01 | 0 | 0.3 | 25.31 | 440627.6 | 145503.3 | 118 | 4242 | 0 | 7564.3 | 37435.4 | 0 | 913.5 | 14520.8 | 120476.1 | 0 | 159.1 | 3315.4 | 33029.5 | 88236.3 | 335.2 | 213 | 0 | 93665.9 | 32793 | 3610.1 | 10961.3 | 1942.6 | 2077.4 | 8254.3
2683 | 112 | Day112 | 18 | Hour18 | 4 | Spring | 2117 | #N/A | Spring | 438906.3 | 2024-04-22 18:00 | 433960.8 | 0 | 0 | 4945.5 | 438906.3 | 419296.4 | 322127.9 | 0.0338 | 0.0481 | 0.6 | 0.59 | 214.1 | 13.1 | 1.81 | 19.3 | 834.5 | 0.14 | 215 | 44.2 | 259.2 | 223.7 | 13.6 | 1.88 | 20.2 | 874 | 0.15 | 224.6 | 46.3 | 270.9 | 272.4 | 15.9 | 2.18 | 22.4 | 1080.7 | 0.13 | 273.5 | 54.7 | 328.1 | 506.2 | 9.8 | 1 | 59.8 | 2627.6 | 0.23 | 506.8 | 138.1 | 644.9 | 26.46 | 0 | 0.28 | 26.74 | 27.81 | 0 | 0.3 | 28.11 | 438906.3 | 116778.3 | 802.6 | 4243.6 | 0 | 8374.7 | 40018.2 | 0 | 823.7 | 10593.3 | 136479.3 | 0 | 159.1 | 3315.4 | 35930.4 | 88396.1 | 471.2 | 3937.3 | 0 | 68740.8 | 32669.5 | 3951 | 9014.9 | 5832.6 | 2373.2 | 8258.9
2684 | 112 | Day112 | 19 | Hour19 | 4 | Spring | 2117 | #N/A | Spring | 440458.3 | 2024-04-22 19:00 | 436365.6 | 0 | 0 | 4092.7 | 440458.3 | 421583.2 | 366077.9 | 0.0339 | 0.0484 | 0.54 | 0.54 | 243.6 | 14.4 | 1.99 | 22.3 | 949.7 | 0.17 | 244.5 | 50.7 | 295.2 | 255.8 | 15 | 2.08 | 23.6 | 1000.7 | 0.18 | 256.9 | 53.5 | 310.3 | 372.1 | 22.2 | 3.14 | 31.2 | 1385.5 | 0.23 | 373.6 | 72.5 | 446.1 | 709.9 | 41.2 | 6.27 | 65.9 | 2271.8 | 0.72 | 712.8 | 133.8 | 846.7 | 29.49 | 0 | 0.28 | 29.78 | 31 | 0 | 0.3 | 31.3 | 440458.3 | 74380.4 | 2739.4 | 4253 | 0 | 8374.7 | 42555.9 | 0 | 486.2 | 5518.1 | 151817.3 | 0 | 2549.3 | 3315.4 | 51334.2 | 88396.1 | 3538.5 | 7204.1 | 0 | 27727.9 | 36617.5 | 4030.7 | 6599 | 6500.4 | 2679.8 | 7888.4
2685 | 112 | Day112 | 20 | Hour20 | 4 | Spring | 2117 | #N/A | Spring | 441929.7 | 2024-04-22 20:00 | 438337.6 | 0 | 0 | 3592.1 | 441929.7 | 423481.7 | 390959.8 | 0.0339 | 0.0485 | 0.53 | 0.52 | 256.2 | 14.9 | 2.07 | 23.6 | 1000.2 | 0.18 | 257.2 | 53.4 | 310.7 | 270.6 | 15.7 | 2.17 | 25.1 | 1060 | 0.19 | 271.7 | 56.7 | 328.4 | 404.7 | 23.7 | 3.34 | 34.4 | 1520.4 | 0.25 | 406.3 | 79.8 | 486.1 | 685.9 | 13 | 1.33 | 81.1 | 3569.5 | 0.31 | 686.7 | 187.5 | 874.2 | 31.03 | 0 | 0.29 | 31.32 | 32.62 | 0 | 0.3 | 32.93 | 441929.7 | 50969.9 | 8338.7 | 4257.5 | 0 | 8374.7 | 43972.1 | 0 | 24.5 | 1952 | 155111.4 | 0 | 6134.6 | 3315.4 | 59931 | 88396.1 | 4437 | 8691.3 | 0 | 2586.7 | 42492.2 | 3914.5 | 1711.9 | 2454.8 | 6590.3 | 7888.4
2686 | 112 | Day112 | 21 | Hour21 | 4 | Spring | 2117 | #N/A | Spring | 429762.6 | 2024-04-22 21:00 | 426028.7 | 0 | 0 | 3733.8 | 429762.5 | 411744 | 378084.7 | 0.0335 | 0.0472 | 0.53 | 0.52 | 248.8 | 14.7 | 2.02 | 22.7 | 980.3 | 0.16 | 249.8 | 51.9 | 301.7 | 261 | 15.3 | 2.11 | 23.9 | 1030.9 | 0.17 | 262 | 54.7 | 316.6 | 387.7 | 23 | 3.18 | 31.9 | 1507.6 | 0.2 | 389.3 | 76.9 | 466.1 | 912.7 | 79.2 | 11.55 | 54.7 | 2576.2 | 0.6 | 918.2 | 131.6 | 1049.8 | 29.69 | 0 | 0.29 | 29.98 | 31.17 | 0 | 0.31 | 31.48 | 429762.6 | 51677.9 | 6436.4 | 4257.5 | 0 | 8374.7 | 42856.2 | 0 | 0 | 0.5 | 153486.7 | 0 | 3216.2 | 3315.4 | 59758.5 | 88396.1 | 1702.7 | 6284.2 | 0 | 2.2 | 48383.2 | 3291.9 | 272.1 | 1224.7 | 4651.7 | 8258.9
2687 | 112 | Day112 | 22 | Hour22 | 4 | Spring | 2117 | #N/A | Spring | 410467.7 | 2024-04-22 22:00 | 406332.4 | 0 | 0 | 4135.3 | 410467.7 | 392910.7 | 353534.8 | 0.033 | 0.0452 | 0.55 | 0.54 | 235.8 | 13.6 | 1.87 | 21.9 | 943.3 | 0.16 | 236.7 | 50 | 286.7 | 245.5 | 14.2 | 1.94 | 22.8 | 983.5 | 0.16 | 246.4 | 52.2 | 298.6 | 417.7 | 28.5 | 3.97 | 30.7 | 1529.3 | 0.2 | 419.7 | 76.4 | 496 | 752.3 | 56.5 | 7.96 | 50.7 | 2581 | 0.36 | 756.1 | 127.7 | 883.8 | 28.12 | 0 | 0.29 | 28.41 | 29.46 | 0 | 0.31 | 29.77 | 410467.7 | 56932.9 | 3794.4 | 4257.5 | 0 | 8374.7 | 37802.3 | 0 | 0 | 0 | 146459 | 0 | 1583.5 | 3315.4 | 54815 | 88396.1 | 631.9 | 4104.9 | 0 | 0 | 53644 | 3288.9 | 0.2 | 836.5 | 3667.6 | 7245.6
2688 | 112 | Day112 | 23 | Hour23 | 4 | Spring | 2117 | #N/A | Spring | 388548.4 | 2024-04-22 23:00 | 384202.8 | 0 | 0 | 4345.6 | 388548.4 | 371696.3 | 326199.2 | 0.0325 | 0.0431 | 0.58 | 0.58 | 207.5 | 11 | 1.5 | 20.5 | 862.3 | 0.14 | 208.2 | 46.2 | 254.4 | 215.9 | 11.5 | 1.55 | 21.4 | 898.8 | 0.15 | 216.7 | 48.2 | 264.9 | 426.1 | 27.6 | 3.83 | 32.6 | 1606.8 | 0.2 | 427.9 | 80.6 | 508.5 | 601.3 | 37.8 | 5.23 | 47.2 | 2294.8 | 0.29 | 603.9 | 115.7 | 719.6 | 25.24 | 0 | 0.29 | 25.53 | 26.38 | 0 | 0.31 | 26.69 | 388548.4 | 62349.2 | 3376.6 | 4197.2 | 0 | 8374.7 | 27806.4 | 0 | 0 | 0 | 134733.2 | 0 | 159.1 | 3315.4 | 51349.5 | 88396.1 | 339 | 4151.9 | 0 | 0 | 59449 | 2900.1 | 0 | 601.1 | 3345.8 | 5345.9
2689 | 113 | Day113 | 0 | Hour0 | 4 | Spring | 83 | 455755.8 | Spring | 367694.8 | 2024-04-23 | 363115.8 | 0 | 0 | 4579 | 367694.8 | 351478.5 | 301374.3 | 0.032 | 0.0408 | 0.61 | 0.6 | 194 | 10.5 | 1.42 | 19.3 | 803.1 | 0.14 | 194.7 | 43.3 | 238 | 201.6 | 10.8 | 1.47 | 20.2 | 836 | 0.15 | 202.3 | 45.1 | 247.4 | 427.3 | 24.4 | 3.34 | 35.6 | 1714.9 | 0.2 | 429 | 86.8 | 515.7 | 564.9 | 37.1 | 5.15 | 42.7 | 2116.6 | 0.26 | 567.4 | 105.9 | 673.3 | 24.13 | 0 | 0.29 | 24.42 | 25.17 | 0 | 0.31 | 25.48 | 367694.8 | 66320.5 | 1451.4 | 4195 | 0 | 6443 | 25068.5 | 0 | 0 | 0 | 118799.4 | 0 | 100.2 | 3315.4 | 49512.2 | 88396.1 | 250.6 | 3842.5 | 0 | 0 | 63628.9 | 2691.5 | 0 | 1184.5 | 264.4 | 4779.7
2690 | 113 | Day113 | 1 | Hour1 | 4 | Spring | 2117 | #N/A | Spring | 354348.8 | 2024-04-23 01:00 | 345872.5 | 212.3 | 3454.6 | 4809.4 | 354348.8 | 334944.9 | 286181.5 | 0.0316 | 0.0387 | 0.63 | 0.62 | 180.6 | 9.4 | 1.26 | 18.6 | 759.3 | 0.14 | 181.2 | 41.3 | 222.4 | 188.4 | 9.8 | 1.32 | 19.4 | 792.5 | 0.14 | 189.1 | 43 | 232.1 | 427.4 | 24.4 | 3.33 | 35.7 | 1716.7 | 0.2 | 429 | 86.9 | 515.9 | 822.5 | 82.1 | 11.83 | 36.8 | 2193.1 | 0.4 | 828.1 | 102.3 | 930.4 | 23.03 | 0 | 0.29 | 23.32 | 23.97 | 0 | 0.3 | 24.28 | 354348.8 | 68167.3 | 785 | 4195 | 0 | 4939.1 | 21273.2 | 0 | 0 | 0 | 110188.9 | 0 | 95.5 | 3315.4 | 49071 | 88396.1 | 250.6 | 3671.6 | 0 | 0 | 66461.2 | 1706.2 | 0 | 0 | 22 | 4775.1
2691 | 113 | Day113 | 2 | Hour2 | 4 | Spring | 2117 | #N/A | Spring | 346741.9 | 2024-04-23 02:00 | 333760.1 | 1440.9 | 6670 | 4870.9 | 346741.9 | 323323.7 | 276898.8 | 0.0313 | 0.0372 | 0.63 | 0.63 | 178.2 | 9.2 | 1.23 | 18.6 | 752.8 | 0.14 | 178.9 | 41 | 219.9 | 185.8 | 9.5 | 1.28 | 19.3 | 784.8 | 0.14 | 186.4 | 42.7 | 229.2 | 439.9 | 26.7 | 3.67 | 35.4 | 1718.4 | 0.2 | 441.7 | 86.6 | 528.3 | 464.2 | 16.9 | 2.13 | 47.5 | 2170.1 | 0.21 | 465.3 | 112.2 | 577.5 | 22.31 | 0 | 0.29 | 22.6 | 23.17 | 0 | 0.3 | 23.47 | 346741.9 | 69843.1 | 5 | 4195 | 0 | 4843 | 20197.2 | 0 | 0 | 0 | 107356.9 | 0 | 95.5 | 3315.4 | 44846.2 | 88396.1 | 250.6 | 3398 | 0 | 0 | 68429.4 | 1413.7 | 0 | 0 | 22 | 4191.5
2692 | 113 | Day113 | 3 | Hour3 | 4 | Spring | 2117 | #N/A | Spring | 341796 | 2024-04-23 03:00 | 326842.6 | 1511.3 | 8546.4 | 4895.8 | 341796.1 | 316681.6 | 269838.5 | 0.0311 | 0.0363 | 0.63 | 0.63 | 178.1 | 9.2 | 1.25 | 18.5 | 749.4 | 0.14 | 178.7 | 40.9 | 219.6 | 185.4 | 9.7 | 1.31 | 19.1 | 778.2 | 0.14 | 186 | 42.4 | 228.4 | 454.9 | 29.6 | 4.11 | 34.7 | 1712 | 0.21 | 457 | 85.8 | 542.8 | 656.1 | 53 | 7.5 | 40.7 | 2145 | 0.31 | 659.7 | 104.7 | 764.4 | 22.11 | 0 | 0.29 | 22.4 | 22.93 | 0 | 0.3 | 23.23 | 341796 | 71957.6 | 0 | 4190.5 | 0 | 4760.4 | 20186.2 | 0 | 0 | 0 | 104799.2 | 0 | 95.5 | 3315.4 | 42772.4 | 88396.1 | 250.6 | 1072.1 | 0 | 0 | 70576.1 | 1381.5 | 0 | 0 | 0 | 4562
2693 | 113 | Day113 | 4 | Hour4 | 4 | Spring | 2117 | #N/A | Spring | 340162.6 | 2024-04-23 04:00 | 324512.6 | 2148.4 | 8590.4 | 4911.2 | 340162.7 | 314446.7 | 267024.1 | 0.031 | 0.036 | 0.63 | 0.63 | 177.9 | 9.2 | 1.25 | 18.5 | 748.8 | 0.14 | 178.6 | 40.8 | 219.4 | 185.7 | 9.7 | 1.31 | 19.2 | 778.8 | 0.14 | 186.3 | 42.4 | 228.7 | 451.1 | 28.4 | 3.93 | 35.3 | 1728 | 0.21 | 453 | 86.9 | 539.9 | 550.8 | 32.2 | 4.41 | 45.2 | 2187.9 | 0.25 | 553 | 110.5 | 663.5 | 21.72 | 0 | 0.3 | 22.01 | 22.53 | 0 | 0.29 | 22.82 | 340162.6 | 73138.6 | 167 | 4190.5 | 0 | 4962.2 | 20078.9 | 0 | 0 | 9.4 | 104165.1 | 0 | 95.5 | 3315.4 | 41200.5 | 88396.1 | 250.6 | 202.3 | 0 | 20.8 | 71419.9 | 1688.5 | 0 | 0 | 0 | 4191.5
2694 | 113 | Day113 | 5 | Hour5 | 4 | Spring | 2117 | #N/A | Spring | 340438.3 | 2024-04-23 05:00 | 327743 | 1470.7 | 6154.5 | 5070.2 | 340438.3 | 317573.7 | 265963.1 | 0.031 | 0.0362 | 0.63 | 0.63 | 180.8 | 9.4 | 1.27 | 18.7 | 759.9 | 0.14 | 181.4 | 41.4 | 222.8 | 188.6 | 9.9 | 1.33 | 19.4 | 790.6 | 0.14 | 189.3 | 43 | 232.3 | 433.7 | 26.2 | 3.6 | 35 | 1697.1 | 0.2 | 435.5 | 85.7 | 521.1 | 764.1 | 73.7 | 10.59 | 36.5 | 2120 | 0.37 | 769.2 | 99.8 | 869 | 20.8 | 0 | 0.29 | 21.09 | 21.59 | 0 | 0.29 | 21.88 | 340438.3 | 74475.3 | 274.7 | 4182.9 | 0 | 4760.4 | 20499.4 | 0 | 0 | 73.2 | 105771.2 | 0 | 95.5 | 3315.4 | 39275.9 | 87397.2 | 250.6 | 139.9 | 0 | 557.1 | 72004.2 | 1840.8 | 46.7 | 0 | 146.8 | 4562
2695 | 113 | Day113 | 6 | Hour6 | 4 | Spring | 2117 | #N/A | Spring | 348496.5 | 2024-04-23 06:00 | 335038 | 1445.1 | 7659.5 | 4353.8 | 348496.5 | 324609.4 | 266457.7 | 0.0311 | 0.037 | 0.64 | 0.63 | 176.9 | 9.2 | 1.24 | 18.3 | 744 | 0.14 | 177.5 | 40.5 | 218.1 | 184 | 9.6 | 1.3 | 19 | 772.2 | 0.14 | 184.6 | 42 | 226.6 | 280.8 | 16.6 | 2.28 | 22.9 | 1108.7 | 0.13 | 281.9 | 56 | 337.9 | 447 | 16.4 | 2.08 | 45.5 | 2083.9 | 0.2 | 448.1 | 107.7 | 555.8 | 21.61 | 0 | 0.27 | 21.88 | 22.45 | 0 | 0.29 | 22.74 | 348496.5 | 82038.8 | 883.8 | 4182.9 | 0 | 4760.4 | 20499.4 | 0 | 0 | 1551.9 | 106074.8 | 0 | 95.5 | 3315.4 | 37519.4 | 88061 | 250.6 | 814.5 | 0 | 11567.9 | 67417.2 | 1501.9 | 553.5 | 0 | 479.5 | 4625.5
2696 | 113 | Day113 | 7 | Hour7 | 4 | Spring | 2117 | #N/A | Spring | 362003.6 | 2024-04-23 07:00 | 347293.7 | 2616.6 | 7459 | 4634.3 | 362003.7 | 336402.9 | 261727.2 | 0.0314 | 0.0384 | 0.66 | 0.66 | 167.8 | 8.8 | 1.19 | 17.3 | 702.8 | 0.13 | 168.4 | 38.3 | 206.6 | 174.4 | 9.2 | 1.25 | 17.9 | 728.3 | 0.13 | 175 | 39.6 | 214.6 | 148 | 6.8 | 0.91 | 13.8 | 645.3 | 0.07 | 148.5 | 33.1 | 181.5 | 482 | 30.3 | 4.18 | 37.7 | 1848.7 | 0.22 | 484 | 92.9 | 576.9 | 20.1 | 0 | 0.28 | 20.37 | 20.92 | 0 | 0.28 | 21.21 | 362003.6 | 100276.5 | 724.8 | 4109.2 | 0 | 4760.4 | 20499.4 | 0 | 0 | 4677.4 | 103487.4 | 0 | 95.5 | 3315.4 | 37660.4 | 86698.8 | 250.6 | 125.3 | 0 | 37304.9 | 56568 | 1726.1 | 1499.3 | 0 | 0 | 5960.9
2697 | 113 | Day113 | 8 | Hour8 | 4 | Spring | 2117 | #N/A | Spring | 371302.8 | 2024-04-23 08:00 | 363963 | 2203.1 | 1539.5 | 3597.2 | 371302.8 | 352426.9 | 246059.7 | 0.0317 | 0.0401 | 0.68 | 0.67 | 159.4 | 8.5 | 1.15 | 16.4 | 663 | 0.12 | 159.9 | 36.1 | 196.1 | 165 | 8.8 | 1.19 | 16.9 | 686.6 | 0.13 | 165.6 | 37.4 | 203 | 98 | 4.5 | 0.6 | 9.2 | 427.8 | 0.04 | 98.3 | 21.9 | 120.2 | 425.5 | 19.7 | 2.61 | 39.7 | 1854.4 | 0.19 | 426.8 | 95 | 521.7 | 19.78 | 0 | 0.28 | 20.06 | 20.73 | 0 | 0.29 | 21.02 | 371302.8 | 125243.1 | 29.6 | 4099.8 | 0 | 4998.9 | 20541.5 | 0 | 339.3 | 7503.1 | 99530.5 | 0 | 95.5 | 3315.4 | 26309.9 | 86698.8 | 250.6 | 189.2 | 0 | 73411.4 | 42405.2 | 1584.1 | 3839.1 | 0 | 0 | 6393.9
2698 | 113 | Day113 | 9 | Hour9 | 4 | Spring | 2117 | #N/A | Spring | 393718.8 | 2024-04-23 09:00 | 378212.7 | 5788.6 | 5045.4 | 4672.1 | 393718.8 | 366104.6 | 235309.1 | 0.032 | 0.0417 | 0.7 | 0.69 | 150.3 | 8.1 | 1.1 | 15.3 | 621.9 | 0.12 | 150.9 | 33.8 | 184.7 | 157.9 | 8.6 | 1.16 | 16 | 652.9 | 0.12 | 158.5 | 35.5 | 194 | 78.5 | 3.6 | 0.48 | 7.3 | 341.8 | 0.04 | 78.7 | 17.5 | 96.3 | 285.8 | 8.5 | 1.02 | 30.9 | 1395.7 | 0.13 | 286.4 | 72.6 | 358.9 | 15.65 | 0 | 0.13 | 15.78 | 16.78 | 0 | 0.16 | 16.94 | 393718.8 | 158409.8 | 0 | 3837.9 | 0 | 5756.7 | 20985.3 | 0 | 789.6 | 13944.2 | 98262 | 0 | 95.5 | 3315.4 | 18111.4 | 84694.3 | 250.6 | 0 | 0 | 103427 | 38916.9 | 1332.2 | 8429.1 | 0 | 3.9 | 7498.2
2699 | 113 | Day113 | 10 | Hour10 | 4 | Spring | 2117 | #N/A | Spring | 405958.6 | 2024-04-23 10:00 | 389414.6 | 4843.5 | 6575.8 | 5124.6 | 405958.6 | 376840.5 | 234890.2 | 0.0323 | 0.0429 | 0.71 | 0.7 | 146.2 | 7.9 | 1.08 | 14.8 | 604 | 0.11 | 146.7 | 32.8 | 179.6 | 153.5 | 8.3 | 1.13 | 15.6 | 634.2 | 0.12 | 154.1 | 34.5 | 188.6 | 74 | 3.4 | 0.45 | 6.9 | 322.6 | 0.03 | 74.2 | 16.5 | 90.8 | 323.4 | 14.6 | 1.93 | 30.5 | 1420.9 | 0.15 | 324.4 | 72.8 | 397.2 | 15.62 | 0 | 0.13 | 15.75 | 16.7 | 0 | 0.16 | 16.86 | 405958.6 | 171068.4 | 0 | 3837.9 | 0 | 7121.4 | 21136.4 | 0 | 915.3 | 15204.7 | 98262 | 0 | 95.5 | 3315.4 | 16176.7 | 84694.3 | 250.6 | 0 | 0 | 115149.6 | 38073.2 | 1725.5 | 12046 | 0 | 0 | 7919.2
2700 | 113 | Day113 | 11 | Hour11 | 4 | Spring | 2117 | #N/A | Spring | 416686.6 | 2024-04-23 11:00 | 399908 | 4600.5 | 7079.7 | 5098.5 | 416686.6 | 386882.5 | 238783.3 | 0.0326 | 0.044 | 0.71 | 0.71 | 142.7 | 7.7 | 1.05 | 14.5 | 589.8 | 0.11 | 143.2 | 32.1 | 175.3 | 149.8 | 8.1 | 1.1 | 15.2 | 618.9 | 0.11 | 150.4 | 33.7 | 184 | 76.8 | 3.4 | 0.45 | 7.3 | 338.3 | 0.03 | 77 | 17.4 | 94.3 | 630.6 | 67.7 | 9.8 | 23.9 | 1530.5 | 0.31 | 635.3 | 69.6 | 704.9 | 15.52 | 0 | 0.13 | 15.64 | 16.57 | 0 | 0.16 | 16.73 | 416686.6 | 177903.3 | 9.7 | 3837.9 | 0 | 7236.5 | 21136.4 | 0 | 953.4 | 15481.5 | 98518.2 | 0 | 95.5 | 3315.4 | 19688.7 | 84694.3 | 250.6 | 0 | 0 | 121986.3 | 37144.6 | 2337.5 | 13253 | 0 | 0 | 8050.4
2701 | 113 | Day113 | 12 | Hour12 | 4 | Spring | 2117 | #N/A | Spring | 423368 | 2024-04-23 12:00 | 407526.7 | 4344.6 | 6563.3 | 4933.5 | 423368 | 394159.5 | 241802.1 | 0.0328 | 0.0448 | 0.72 | 0.71 | 140.7 | 7.6 | 1.03 | 14.3 | 582.1 | 0.11 | 141.2 | 31.7 | 172.9 | 147.6 | 8 | 1.09 | 15 | 610.2 | 0.11 | 148.1 | 33.2 | 181.3 | 81.2 | 3.6 | 0.47 | 7.7 | 359.2 | 0.04 | 81.4 | 18.4 | 99.9 | 617.5 | 66.2 | 9.58 | 23.5 | 1502 | 0.3 | 622.1 | 68.3 | 690.4 | 15.48 | 0 | 0.12 | 15.6 | 16.51 | 0 | 0.15 | 16.66 | 423368 | 181565.9 | 146 | 3837.9 | 0 | 7209.5 | 21136.4 | 0 | 965.2 | 15655.1 | 98813.3 | 0 | 123.8 | 3315.4 | 22274.8 | 84694.3 | 250.6 | 0 | 0 | 123256.9 | 38668.5 | 3020.2 | 13583 | 0 | 83.2 | 8258.9
2702 | 113 | Day113 | 13 | Hour13 | 4 | Spring | 2117 | #N/A | Spring | 428069.2 | 2024-04-23 13:00 | 413805.6 | 3131.1 | 6217.6 | 4914.9 | 428069.2 | 400140.4 | 243809.8 | 0.033 | 0.0456 | 0.72 | 0.72 | 138.4 | 7.5 | 1.01 | 14.1 | 574.1 | 0.11 | 138.9 | 31.2 | 170.2 | 145 | 7.8 | 1.06 | 14.8 | 601.4 | 0.11 | 145.6 | 32.7 | 178.3 | 81.6 | 3.3 | 0.42 | 8.2 | 372.1 | 0.04 | 81.8 | 19.3 | 101.1 | 627.8 | 67.4 | 9.76 | 23.8 | 1523 | 0.31 | 632.4 | 69.2 | 701.7 | 15.33 | 0 | 0.12 | 15.46 | 16.34 | 0 | 0.15 | 16.49 | 428069.2 | 184259.4 | 81.2 | 3837.9 | 0 | 6981.7 | 20834.3 | 0 | 954.1 | 15573.8 | 98828.1 | 0 | 108.5 | 3315.4 | 24877.7 | 84694.3 | 250.6 | 0 | 0 | 123031.3 | 41285.4 | 3414.8 | 13265.3 | 0 | 2.5 | 7810.8
2703 | 113 | Day113 | 14 | Hour14 | 4 | Spring | 2117 | #N/A | Spring | 428599 | 2024-04-23 14:00 | 418830 | 449.1 | 4364.1 | 4955.8 | 428599 | 404912.6 | 245484.3 | 0.0332 | 0.0463 | 0.72 | 0.72 | 139.3 | 7.5 | 1.02 | 14.2 | 577.2 | 0.11 | 139.8 | 31.4 | 171.3 | 145.3 | 7.8 | 1.06 | 14.8 | 602.4 | 0.11 | 145.9 | 32.8 | 178.7 | 90.2 | 3.5 | 0.45 | 9 | 413.9 | 0.04 | 90.4 | 21.4 | 111.8 | 428.5 | 33.4 | 4.72 | 28.7 | 1429.6 | 0.23 | 430.8 | 71.4 | 502.2 | 16.1 | 0 | 0.12 | 16.23 | 17.1 | 0 | 0.14 | 17.24 | 428599 | 183114.7 | 0 | 3911.6 | 0 | 6987.1 | 21003 | 0 | 948.4 | 15717.3 | 99307 | 0 | 159.1 | 3315.4 | 24651.8 | 85814.7 | 334.5 | 0 | 0 | 121588.2 | 41462.9 | 3398 | 12882.9 | 0 | 16.7 | 7941.3
2704 | 113 | Day113 | 15 | Hour15 | 4 | Spring | 2117 | #N/A | Spring | 434121.4 | 2024-04-23 15:00 | 424649.2 | 104 | 4360 | 5008.2 | 434121.4 | 410439.2 | 251380.9 | 0.0335 | 0.047 | 0.71 | 0.71 | 141.8 | 7.5 | 1.02 | 14.5 | 589.9 | 0.11 | 142.3 | 32.1 | 174.4 | 147.9 | 7.9 | 1.06 | 15.2 | 615.8 | 0.11 | 148.4 | 33.5 | 182 | 89 | 3.5 | 0.46 | 8.8 | 406.2 | 0.04 | 89.2 | 20.9 | 110.2 | 650.8 | 63.7 | 9.18 | 32.4 | 1767.5 | 0.37 | 655.2 | 85.2 | 740.4 | 18.85 | 0 | 0.28 | 19.13 | 19.93 | 0 | 0.3 | 20.23 | 434121.4 | 182740.5 | 0 | 3916.3 | 0 | 6720.9 | 21195.1 | 0 | 957.8 | 15324.6 | 103601.8 | 0 | 159.1 | 3315.4 | 24973 | 87061.8 | 437.3 | 0 | 0 | 120110.8 | 42636.4 | 3711 | 12380.9 | 0 | 333.4 | 7806.2
2705 | 113 | Day113 | 16 | Hour16 | 4 | Spring | 2117 | #N/A | Spring | 441151 | 2024-04-23 16:00 | 431687.2 | 0 | 4360 | 5103.8 | 441150.9 | 417130.4 | 261335.1 | 0.0337 | 0.0478 | 0.7 | 0.69 | 147.8 | 7.7 | 1.05 | 15.1 | 618.3 | 0.11 | 148.4 | 33.6 | 182 | 154.3 | 8.1 | 1.09 | 15.8 | 645.7 | 0.12 | 154.8 | 35.1 | 189.9 | 92.8 | 3.9 | 0.5 | 9 | 418.2 | 0.04 | 93.1 | 21.5 | 114.6 | 452.6 | 29.6 | 4.12 | 36.6 | 1692.8 | 0.27 | 454.6 | 87.1 | 541.7 | 19.47 | 0 | 0.28 | 19.75 | 20.6 | 0 | 0.29 | 20.9 | 441151 | 179815.8 | 0 | 4189.9 | 0 | 7216.3 | 21876.4 | 0 | 961.1 | 16173.1 | 111428.2 | 0 | 159.1 | 3315.4 | 25435.5 | 87172.4 | 537.7 | 4.1 | 0 | 116184.4 | 42681.4 | 3815.8 | 11640.1 | 0 | 432.2 | 7370.9
2706 | 113 | Day113 | 17 | Hour17 | 4 | Spring | 2117 | #N/A | Spring | 445272.8 | 2024-04-23 17:00 | 437882.2 | 0 | 1948.1 | 5442.5 | 445272.8 | 423022 | 283969.1 | 0.0339 | 0.0485 | 0.66 | 0.66 | 170.4 | 9.4 | 1.28 | 16.7 | 697.5 | 0.12 | 171.1 | 37.5 | 208.6 | 177.4 | 9.8 | 1.33 | 17.4 | 726.2 | 0.13 | 178 | 39.1 | 217.1 | 134 | 5.4 | 0.7 | 13.2 | 608.2 | 0.06 | 134.3 | 31.4 | 165.7 | 830.2 | 80.5 | 11.59 | 39.4 | 2274.6 | 0.41 | 835.7 | 107.3 | 943.1 | 24.03 | 0 | 0.28 | 24.31 | 25.31 | 0 | 0.3 | 25.6 | 445272.8 | 161303.7 | 96.4 | 4235.1 | 0 | 7997.2 | 27579.3 | 0 | 939.4 | 14022.5 | 123479.9 | 0 | 159.1 | 3315.4 | 28146.1 | 88396.1 | 560.4 | 4.1 | 0 | 99789.2 | 43144.1 | 3408.5 | 10634.3 | 0 | 780.5 | 8050.4
2707 | 113 | Day113 | 18 | Hour18 | 4 | Spring | 2117 | #N/A | Spring | 448134 | 2024-04-23 18:00 | 443360.2 | 0 | 0 | 4773.8 | 448134 | 428232.9 | 322653.1 | 0.0341 | 0.0491 | 0.6 | 0.59 | 213.9 | 13 | 1.79 | 19.3 | 835.8 | 0.14 | 214.7 | 44.2 | 259 | 222 | 13.5 | 1.86 | 20 | 867.8 | 0.15 | 222.9 | 45.9 | 268.8 | 231.1 | 13.1 | 1.8 | 19.4 | 925.3 | 0.11 | 232 | 47 | 279 | 812.4 | 78.7 | 11.33 | 38.7 | 2229.3 | 0.4 | 817.9 | 105.2 | 923.1 | 26.71 | 0 | 0.28 | 26.98 | 28.09 | 0 | 0.3 | 28.38 | 448134 | 125480.9 | 670.7 | 4237.7 | 0 | 8314.5 | 40464.8 | 0 | 842.6 | 10909.7 | 139108.2 | 0 | 968.6 | 3315.4 | 36558.8 | 88396.1 | 614 | 4.1 | 0 | 66395.4 | 43279.1 | 4054.1 | 8993.5 | 2227.3 | 4301.1 | 8050.4
2708 | 113 | Day113 | 19 | Hour19 | 4 | Spring | 2117 | #N/A | Spring | 453201.4 | 2024-04-23 19:00 | 448856.2 | 0 | 0 | 4345.3 | 453201.5 | 433473.5 | 361981.8 | 0.0343 | 0.0497 | 0.57 | 0.56 | 228.6 | 13.6 | 1.88 | 20.9 | 892.7 | 0.16 | 229.5 | 47.5 | 277.1 | 240.3 | 14.2 | 1.96 | 22.1 | 941.1 | 0.17 | 241.2 | 50.2 | 291.4 | 357.6 | 22.7 | 3.2 | 28.4 | 1311.7 | 0.2 | 359.2 | 67.6 | 426.7 | 499.5 | 12.2 | 1.68 | 60.2 | 2242.6 | 0.42 | 500.3 | 127.2 | 627.5 | 30.52 | 0 | 0.28 | 30.8 | 32.13 | 0 | 0.3 | 32.42 | 453201.4 | 91219.7 | 5306.3 | 4247.1 | 0 | 8001.8 | 41698.1 | 0 | 494.6 | 5551.9 | 147659.4 | 0 | 2548.9 | 3315.4 | 53188.4 | 88396.1 | 2647.1 | 4973.2 | 0 | 26703.1 | 54375.5 | 4094.5 | 6785.8 | 765.9 | 4545 | 7679.9
2709 | 113 | Day113 | 20 | Hour20 | 4 | Spring | 2117 | #N/A | Spring | 455755.8 | 2024-04-23 20:00 | 451724.4 | 0 | 0 | 4031.5 | 455755.9 | 436216.3 | 375729.5 | 0.0343 | 0.0499 | 0.56 | 0.56 | 231.8 | 13.8 | 1.91 | 21.1 | 905.6 | 0.16 | 232.7 | 48.1 | 280.8 | 243.7 | 14.5 | 2 | 22.2 | 954.5 | 0.17 | 244.7 | 50.7 | 295.4 | 374.7 | 23.4 | 3.26 | 29.9 | 1412.5 | 0.2 | 376.3 | 72 | 448.3 | 523.5 | 10 | 1.02 | 61.9 | 2720.6 | 0.24 | 524.1 | 143.1 | 667.1 | 29.26 | 0 | 0.28 | 29.54 | 30.8 | 0 | 0.3 | 31.1 | 455755.8 | 80026.3 | 7870.9 | 4247.1 | 0 | 8374.7 | 42831.6 | 0 | 29 | 1972.8 | 151271.4 | 0 | 2089.4 | 3315.4 | 59978.2 | 88396.1 | 2267.5 | 5087.1 | 0 | 2567.2 | 71195.2 | 4262.2 | 1736.2 | 178.6 | 2547.2 | 8258.9
2710 | 113 | Day113 | 21 | Hour21 | 4 | Spring | 2117 | #N/A | Spring | 442398.6 | 2024-04-23 21:00 | 438021 | 0 | 0 | 4377.5 | 442398.5 | 423155 | 356401.6 | 0.0339 | 0.0486 | 0.58 | 0.57 | 222.6 | 13.4 | 1.85 | 20.1 | 873.9 | 0.15 | 223.5 | 46.2 | 269.7 | 232 | 13.9 | 1.92 | 21 | 912.1 | 0.15 | 233 | 48.2 | 281.2 | 388.7 | 26.1 | 3.63 | 29 | 1434.9 | 0.18 | 390.5 | 71.8 | 462.3 | 701.6 | 57.3 | 8.14 | 43.1 | 2260.5 | 0.34 | 705.6 | 110.5 | 816.1 | 27.59 | 0 | 0.28 | 27.87 | 29.01 | 0 | 0.3 | 29.3 | 442398.6 | 85997 | 4566 | 4247.1 | 0 | 8374.7 | 40809.6 | 0 | 0 | 0.5 | 144752.6 | 0 | 656.6 | 3315.4 | 57058 | 88396.1 | 553.8 | 3671.6 | 0 | 2 | 81779.3 | 4215.2 | 272.6 | 2453.9 | 2374.4 | 7928.6
2711 | 113 | Day113 | 22 | Hour22 | 4 | Spring | 2117 | #N/A | Spring | 419478.3 | 2024-04-23 22:00 | 414849.2 | 0 | 0 | 4629.1 | 419478.3 | 401025.9 | 331508.4 | 0.0333 | 0.0462 | 0.6 | 0.6 | 202.5 | 11.5 | 1.56 | 19.3 | 819.6 | 0.14 | 203.3 | 43.8 | 247.1 | 210.9 | 11.9 | 1.62 | 20.1 | 854.7 | 0.15 | 211.7 | 45.7 | 257.3 | 405.8 | 26.4 | 3.66 | 31 | 1526.8 | 0.19 | 407.6 | 76.6 | 484.1 | 1111.3 | 127.6 | 18.57 | 34.7 | 2422.2 | 0.56 | 1120.1 | 107.1 | 1227.2 | 25.54 | 0 | 0.29 | 25.82 | 26.79 | 0 | 0.3 | 27.09 | 419478.3 | 87969.9 | 3965.5 | 4247.1 | 0 | 8374.7 | 32106.2 | 0 | 0 | 0 | 134078 | 0 | 513.5 | 3315.4 | 52373.7 | 88396.1 | 466.5 | 3671.6 | 0 | 0 | 83767.2 | 4202.7 | 0.2 | 2862.3 | 2073.8 | 6120.7
2712 | 113 | Day113 | 23 | Hour23 | 4 | Spring | 2117 | #N/A | Spring | 395912 | 2024-04-23 23:00 | 391433.8 | 1.9 | 0 | 4476.3 | 395911.9 | 378599.8 | 308845.7 | 0.0328 | 0.0439 | 0.62 | 0.62 | 186.6 | 10.2 | 1.38 | 18.4 | 768.3 | 0.13 | 187.3 | 41.4 | 228.7 | 194.2 | 10.6 | 1.43 | 19.2 | 800.9 | 0.14 | 194.9 | 43.1 | 238.1 | 405.8 | 25.2 | 3.47 | 32.2 | 1566.5 | 0.19 | 407.5 | 79 | 486.5 | 556.1 | 36.7 | 5.09 | 42.1 | 2078.9 | 0.26 | 558.6 | 104.1 | 662.7 | 23.76 | 0 | 0.29 | 24.04 | 24.87 | 0 | 0.3 | 25.17 | 395912 | 87066.2 | 3199.1 | 4198.3 | 0 | 7658 | 26405.9 | 0 | 0 | 0 | 121743.6 | 0 | 95.5 | 3315.4 | 49808.8 | 88396.1 | 357.6 | 3667.5 | 0 | 0 | 82953.4 | 4112.8 | 0 | 378 | 3605.4 | 4893.1
2713 | 114 | Day114 | 0 | Hour0 | 4 | Spring | 68 | 479741.6 | Spring | 376763 | 2024-04-24 | 369168.9 | 2198.2 | 1228.4 | 4167.5 | 376763 | 357285.5 | 291898.2 | 0.0322 | 0.0415 | 0.63 | 0.63 | 182.4 | 9.7 | 1.32 | 18.4 | 757.8 | 0.13 | 183 | 41 | 224 | 190.2 | 10.2 | 1.37 | 19.1 | 790.1 | 0.14 | 190.9 | 42.7 | 233.6 | 396.8 | 22.7 | 3.1 | 33.2 | 1590.7 | 0.19 | 398.3 | 80.6 | 479 | 343.1 | 6.5 | 0.65 | 40.5 | 1793.9 | 0.15 | 343.4 | 94 | 437.5 | 21.43 | 0 | 0.31 | 21.74 | 22.4 | 0 | 0.3 | 22.7 | 376763 | 84864.8 | 1427.3 | 4193.8 | 0 | 4857 | 23791.5 | 0 | 0 | 0 | 115250 | 0 | 95.5 | 3315.4 | 49386.7 | 87033.9 | 357.6 | 2189.6 | 0 | 0 | 81022.8 | 3842 | 0 | 0 | 92.2 | 5674.3
2714 | 114 | Day114 | 1 | Hour1 | 4 | Spring | 2117 | #N/A | Spring | 361890.2 | 2024-04-24 01:00 | 352668.4 | 4501.8 | 904 | 3816 | 361890.2 | 341487.4 | 281720 | 0.0317 | 0.0394 | 0.63 | 0.62 | 182.8 | 9.6 | 1.3 | 18.6 | 763.4 | 0.14 | 183.5 | 41.4 | 224.8 | 190.6 | 10.1 | 1.37 | 19.3 | 794.7 | 0.14 | 191.3 | 43.1 | 234.4 | 395 | 22.5 | 3.07 | 33.1 | 1588.4 | 0.18 | 396.5 | 80.5 | 477.1 | 565.6 | 43 | 6.06 | 37.5 | 1933.2 | 0.27 | 568.5 | 95.2 | 663.7 | 21.1 | 0 | 0.32 | 21.42 | 22.05 | 0 | 0.3 | 22.35 | 361890.2 | 80170.2 | 785.2 | 4193.8 | 0 | 4835.7 | 22491.8 | 0 | 0 | 0 | 112040.5 | 0 | 95.5 | 3315.4 | 45230.7 | 87033.9 | 357.6 | 1339.9 | 0 | 0 | 77484.1 | 2686.1 | 0 | 0 | 0 | 5417.1
2715 | 114 | Day114 | 2 | Hour2 | 4 | Spring | 2117 | #N/A | Spring | 352661.8 | 2024-04-24 02:00 | 343624.8 | 3973 | 1378.1 | 3685.8 | 352661.7 | 332828.1 | 276492.4 | 0.0314 | 0.0382 | 0.62 | 0.61 | 188.5 | 9.9 | 1.34 | 19.2 | 786.9 | 0.14 | 189.1 | 42.6 | 231.8 | 196.1 | 10.4 | 1.41 | 19.9 | 817.1 | 0.15 | 196.8 | 44.2 | 241 | 401.4 | 22.9 | 3.13 | 33.6 | 1611.2 | 0.19 | 403 | 81.6 | 484.6 | 392.9 | 13 | 1.61 | 41.3 | 1876.6 | 0.17 | 393.8 | 97.3 | 491.1 | 21.21 | 0 | 0.3 | 21.51 | 22.13 | 0 | 0.3 | 22.43 | 352661.8 | 76169.4 | 0 | 4193.8 | 0 | 4820.7 | 22613.6 | 0 | 0 | 0 | 112597.9 | 0 | 95.5 | 3315.4 | 41464.1 | 87033.9 | 357.6 | 0 | 0 | 0 | 74255.1 | 1914.2 | 0 | 0 | 7.8 | 5171
2716 | 114 | Day114 | 3 | Hour3 | 4 | Spring | 2117 | #N/A | Spring | 349152.9 | 2024-04-24 03:00 | 342582.9 | 2127.3 | 555.4 | 3887.3 | 349152.9 | 331842.7 | 275884.3 | 0.0313 | 0.038 | 0.6 | 0.6 | 195.1 | 10.4 | 1.42 | 19.6 | 809.3 | 0.14 | 195.8 | 43.8 | 239.5 | 202.7 | 10.9 | 1.48 | 20.4 | 840.5 | 0.15 | 203.5 | 45.4 | 248.9 | 397.8 | 22 | 3 | 33.9 | 1618 | 0.19 | 399.2 | 82.2 | 481.4 | 903 | 100.6 | 14.6 | 30.9 | 2075.8 | 0.45 | 910 | 92.9 | 1002.8 | 21.6 | 0 | 0.28 | 21.88 | 22.57 | 0 | 0.29 | 22.86 | 349152.9 | 73268.6 | 0 | 4193.8 | 0 | 5032.9 | 23718.1 | 0 | 0 | 0 | 113952.4 | 0 | 95.5 | 3315.4 | 38136.7 | 87033.9 | 357.6 | 48.1 | 0 | 0 | 70734.6 | 2534 | 0 | 0 | 40.9 | 5636.6
2717 | 114 | Day114 | 4 | Hour4 | 4 | Spring | 2117 | #N/A | Spring | 357918.8 | 2024-04-24 04:00 | 353497.5 | 169.3 | 4.1 | 4247.8 | 357918.8 | 342332.2 | 288867.5 | 0.0316 | 0.0392 | 0.59 | 0.59 | 204 | 10.9 | 1.48 | 20.3 | 845.2 | 0.15 | 204.7 | 45.5 | 250.2 | 211.1 | 11.3 | 1.54 | 21 | 874.6 | 0.15 | 211.9 | 47.1 | 259 | 410.5 | 26.4 | 3.65 | 31.8 | 1553.8 | 0.2 | 412.2 | 78.1 | 490.3 | 708.8 | 71.7 | 10.34 | 31.6 | 1862 | 0.36 | 713.8 | 87.2 | 800.9 | 23.05 | 0 | 0.27 | 23.33 | 24.02 | 0 | 0.28 | 24.3 | 357918.8 | 69051.2 | 0.8 | 4193.8 | 0 | 7699.9 | 25490 | 0 | 0 | 20 | 122192 | 0 | 95.5 | 3315.4 | 38166.4 | 87143.2 | 357.6 | 213 | 0 | 37.1 | 65875.1 | 3119.1 | 0 | 0 | 0 | 6668.6
2718 | 114 | Day114 | 5 | Hour5 | 4 | Spring | 2117 | #N/A | Spring | 381982.4 | 2024-04-24 05:00 | 377234.3 | 231.5 | 0 | 4516.5 | 381982.3 | 365092.8 | 315080.5 | 0.0322 | 0.0419 | 0.57 | 0.56 | 223.1 | 13 | 1.78 | 20.9 | 891.1 | 0.15 | 224 | 47.5 | 271.4 | 231.3 | 13.5 | 1.85 | 21.6 | 923.6 | 0.16 | 232.2 | 49.2 | 281.4 | 403.7 | 26.4 | 3.66 | 30.8 | 1513.7 | 0.19 | 405.4 | 75.9 | 481.4 | 898.8 | 91 | 13.12 | 39.1 | 2356.8 | 0.44 | 905.1 | 109.4 | 1014.5 | 25.59 | 0 | 0.27 | 25.86 | 26.73 | 0 | 0.28 | 27.01 | 381982.4 | 66901.8 | 286.2 | 4193.8 | 0 | 7868 | 33834.8 | 0 | 0 | 201.3 | 131745.1 | 0 | 95.5 | 3315.4 | 44617.2 | 88396.1 | 357.6 | 370.7 | 0 | 2096.8 | 61293.6 | 3310.1 | 112.8 | 0 | 0 | 6901.4
2719 | 114 | Day114 | 6 | Hour6 | 4 | Spring | 2117 | #N/A | Spring | 410731.5 | 2024-04-24 06:00 | 406402.8 | 0 | 0 | 4328.7 | 410731.5 | 392992.6 | 318798.1 | 0.033 | 0.0452 | 0.59 | 0.59 | 214.7 | 12.8 | 1.76 | 19.7 | 848.4 | 0.15 | 215.6 | 45.1 | 260.7 | 223.1 | 13.3 | 1.83 | 20.5 | 881.1 | 0.15 | 224 | 46.8 | 270.8 | 184.2 | 7.6 | 0.99 | 18.1 | 830.3 | 0.08 | 184.7 | 42.8 | 227.5 | 961.6 | 103.8 | 15.04 | 35.9 | 2315.6 | 0.47 | 968.8 | 105 | 1073.9 | 26.26 | 0 | 0.27 | 26.53 | 27.52 | 0 | 0.28 | 27.8 | 410731.5 | 91933.4 | 1541.7 | 4193.8 | 0 | 8374.7 | 36163.6 | 0 | 0 | 3797.1 | 132819.2 | 0 | 95.5 | 3315.4 | 43169.8 | 88396.1 | 357.6 | 370.7 | 0 | 25411.4 | 59554.1 | 3170.9 | 1562.3 | 0 | 0 | 8254.3
2720 | 114 | Day114 | 7 | Hour7 | 4 | Spring | 2117 | #N/A | Spring | 428789.4 | 2024-04-24 07:00 | 424485.8 | 237.1 | 0 | 4066.5 | 428789.3 | 410259.1 | 308405.4 | 0.0335 | 0.0471 | 0.63 | 0.62 | 193.7 | 11.4 | 1.57 | 18.1 | 769.9 | 0.13 | 194.4 | 41 | 235.5 | 201.4 | 11.9 | 1.63 | 18.8 | 800.8 | 0.14 | 202.2 | 42.7 | 244.9 | 101.6 | 4 | 0.52 | 10.1 | 463.4 | 0.05 | 101.8 | 23.9 | 125.8 | 905.8 | 99.7 | 14.46 | 32.1 | 2121 | 0.45 | 912.8 | 95.4 | 1008.2 | 24.26 | 0 | 0.27 | 24.53 | 25.49 | 0 | 0.29 | 25.78 | 428789.4 | 120384 | 1642.9 | 4187.6 | 0 | 8202.5 | 33356.6 | 0 | 0 | 6585.3 | 126593 | 0 | 95.5 | 3315.4 | 42347.5 | 87393.3 | 357.6 | 913.4 | 0 | 62423.7 | 48020.1 | 3354.9 | 3511 | 0 | 0.7 | 8050.4
2721 | 114 | Day114 | 8 | Hour8 | 4 | Spring | 2117 | #N/A | Spring | 440803.4 | 2024-04-24 08:00 | 436584.2 | 479.7 | 4.1 | 3735.3 | 440803.4 | 421810.6 | 293029.3 | 0.0338 | 0.0483 | 0.65 | 0.65 | 185.9 | 11.3 | 1.55 | 17 | 728.6 | 0.13 | 186.7 | 38.8 | 225.5 | 192.9 | 11.7 | 1.61 | 17.7 | 755.8 | 0.13 | 193.7 | 40.2 | 234 | 68 | 1.9 | 0.22 | 7.5 | 335.9 | 0.03 | 68.1 | 17.5 | 85.6 | 853.2 | 92.8 | 13.45 | 32 | 2034.5 | 0.44 | 859.7 | 92.7 | 952.4 | 22.87 | 0 | 0.28 | 23.15 | 24.1 | 0 | 0.3 | 24.4 | 440803.4 | 147774.1 | 0 | 4187.6 | 0 | 8374.7 | 34439.6 | 0 | 356.4 | 8494.3 | 120896.6 | 0 | 95.5 | 3315.4 | 34611.7 | 86750.6 | 357.6 | 0 | 0 | 103176.2 | 32214.1 | 3533.1 | 5215.1 | 2201 | 714.2 | 8050.4
2722 | 114 | Day114 | 9 | Hour9 | 4 | Spring | 2117 | #N/A | Spring | 457706.1 | 2024-04-24 09:00 | 445900 | 5448 | 1557.3 | 4800.7 | 457706.1 | 430700 | 280915.6 | 0.0341 | 0.0492 | 0.67 | 0.67 | 174.2 | 10.6 | 1.46 | 16 | 682.1 | 0.12 | 175 | 36.4 | 211.3 | 182.7 | 11.2 | 1.54 | 16.7 | 713.7 | 0.13 | 183.5 | 38 | 221.5 | 56.3 | 1.7 | 0.2 | 6.1 | 273.9 | 0.03 | 56.4 | 14.3 | 70.7 | 643.7 | 58.1 | 8.31 | 34.3 | 1909.6 | 0.31 | 647.7 | 91.3 | 739 | 21.45 | 0 | 0.29 | 21.74 | 22.75 | 0 | 0.3 | 23.05 | 457706.1 | 176790.4 | 0 | 4178.2 | 0 | 7825 | 33612.7 | 0 | 802.7 | 14706.6 | 117275.9 | 0 | 95.5 | 3315.4 | 28044.3 | 86031.1 | 357.6 | 179.9 | 0 | 129366.3 | 28399.8 | 3515 | 9212.2 | 2918.8 | 232.2 | 8258.9
2723 | 114 | Day114 | 10 | Hour10 | 4 | Spring | 2117 | #N/A | Spring | 465282 | 2024-04-24 10:00 | 453053.4 | 5317.9 | 1810.9 | 5099.6 | 465282 | 437513.1 | 278674.1 | 0.0343 | 0.0499 | 0.68 | 0.68 | 167.6 | 10 | 1.38 | 15.6 | 661.8 | 0.12 | 168.2 | 35.3 | 203.6 | 175.9 | 10.6 | 1.45 | 16.3 | 693.3 | 0.12 | 176.6 | 37 | 213.6 | 57.6 | 1.8 | 0.22 | 6.2 | 278.3 | 0.03 | 57.7 | 14.5 | 72.3 | 361.9 | 6.8 | 0.68 | 43.5 | 1894.4 | 0.17 | 362.3 | 100 | 462.3 | 21.88 | 0 | 0.29 | 22.17 | 23.16 | 0 | 0.3 | 23.46 | 465282 | 186607.9 | 0 | 4178.2 | 0 | 7825 | 32010.4 | 0 | 937.8 | 16531.2 | 116953.8 | 0 | 95.5 | 3315.4 | 27879.7 | 86031.1 | 357.6 | 27.3 | 0 | 136279.5 | 29500.6 | 3358.7 | 12812.6 | 1364.7 | 551.1 | 8258.9
2724 | 114 | Day114 | 11 | Hour11 | 4 | Spring | 2117 | #N/A | Spring | 468382.2 | 2024-04-24 11:00 | 456653.2 | 5039.8 | 1557.3 | 5131.9 | 468382.3 | 440942 | 277995.7 | 0.0344 | 0.0503 | 0.68 | 0.68 | 163.1 | 9.6 | 1.31 | 15.4 | 649.9 | 0.12 | 163.8 | 34.8 | 198.5 | 171.1 | 10.1 | 1.38 | 16.1 | 680.7 | 0.12 | 171.8 | 36.4 | 208.2 | 59 | 1.9 | 0.24 | 6.3 | 282.4 | 0.03 | 59.1 | 14.7 | 73.9 | 881.5 | 100.4 | 14.59 | 29.5 | 1961 | 0.47 | 888.4 | 88 | 976.5 | 22.19 | 0 | 0.29 | 22.48 | 23.49 | 0 | 0.3 | 23.8 | 468382.2 | 190386.6 | 0 | 4178.2 | 0 | 7825 | 30529 | 0 | 981.8 | 17026.3 | 116836.1 | 0 | 100.2 | 3315.4 | 27809.7 | 86994.1 | 357.6 | 50.2 | 0 | 138054 | 31074.3 | 3250.1 | 14347.8 | 213 | 0 | 8258.9
2725 | 114 | Day114 | 12 | Hour12 | 4 | Spring | 2117 | #N/A | Spring | 468733.5 | 2024-04-24 12:00 | 459377.7 | 2808 | 1522.7 | 5025.1 | 468733.5 | 443530.4 | 277890.4 | 0.0345 | 0.0506 | 0.69 | 0.68 | 161.8 | 9.5 | 1.3 | 15.3 | 644.9 | 0.12 | 162.4 | 34.5 | 197 | 169.1 | 9.9 | 1.36 | 16 | 673.5 | 0.12 | 169.8 | 36.1 | 205.9 | 58.8 | 1.9 | 0.23 | 6.3 | 281.6 | 0.03 | 58.9 | 14.7 | 73.6 | 442 | 18.6 | 2.42 | 43.7 | 1988.5 | 0.22 | 443.2 | 103 | 546.2 | 22.31 | 0 | 0.29 | 22.6 | 23.58 | 0 | 0.3 | 23.88 | 468733.5 | 190843.1 | 149.4 | 4178.2 | 0 | 8089.4 | 30275.1 | 0 | 971.9 | 16743.6 | 116141 | 0 | 100.2 | 3315.4 | 28014.2 | 87269.9 | 357.6 | 0 | 0 | 137842.3 | 32082.3 | 3203 | 14704.1 | 347.6 | 0 | 8258.9
2726 | 114 | Day114 | 13 | Hour13 | 4 | Spring | 2117 | #N/A | Spring | 468875.7 | 2024-04-24 13:00 | 461053.1 | 1419.6 | 1522.7 | 4880.3 | 468875.7 | 445117.5 | 277427.6 | 0.0346 | 0.0508 | 0.69 | 0.69 | 158.6 | 9.1 | 1.25 | 15.2 | 637.7 | 0.11 | 159.2 | 34.2 | 193.5 | 165.5 | 9.5 | 1.31 | 15.8 | 664.9 | 0.12 | 166.1 | 35.7 | 201.8 | 61.4 | 2.3 | 0.29 | 6.2 | 284.5 | 0.03 | 61.5 | 14.7 | 76.2 | 352.1 | 6.6 | 0.66 | 42.9 | 1844.3 | 0.18 | 352.5 | 97.9 | 450.4 | 22.02 | 0 | 0.29 | 22.31 | 23.27 | 0 | 0.3 | 23.57 | 468875.7 | 191448.1 | 0.8 | 4178.2 | 0 | 8374.7 | 28906.6 | 0 | 972.5 | 17047.9 | 115982.6 | 0 | 148.2 | 3315.4 | 28322.7 | 87831.9 | 357.6 | 8.9 | 0 | 137521.9 | 32871.6 | 3034.2 | 13915.7 | 213 | 5.1 | 8050.4
2727 | 114 | Day114 | 14 | Hour14 | 4 | Spring | 2117 | #N/A | Spring | 469912.9 | 2024-04-24 14:00 | 462118.8 | 1782.4 | 1339.9 | 4671.8 | 469912.9 | 446121.3 | 278969.8 | 0.0346 | 0.0509 | 0.69 | 0.69 | 156.4 | 8.9 | 1.22 | 15.1 | 631.8 | 0.11 | 157 | 34 | 191 | 163.2 | 9.3 | 1.27 | 15.7 | 658.6 | 0.12 | 163.8 | 35.4 | 199.2 | 65.8 | 2.6 | 0.34 | 6.5 | 300 | 0.03 | 66 | 15.5 | 81.5 | 910.9 | 94.9 | 13.72 | 37.6 | 2303.4 | 0.46 | 917.5 | 106.4 | 1023.9 | 22.68 | 0 | 0.29 | 22.96 | 23.95 | 0 | 0.3 | 24.25 | 469912.9 | 190943.1 | 0 | 4178.2 | 0 | 8374.7 | 28132.7 | 0 | 965.2 | 17487.8 | 115929.1 | 0 | 95.5 | 3315.4 | 30224.2 | 88362.4 | 357.6 | 0 | 0 | 134993.2 | 34304.8 | 3192.1 | 13627.1 | 518.4 | 230.1 | 8258.9
2728 | 114 | Day114 | 15 | Hour15 | 4 | Spring | 2117 | #N/A | Spring | 470892.8 | 2024-04-24 15:00 | 464839.6 | 19.6 | 1339.9 | 4693.7 | 470892.8 | 448695.8 | 282919.7 | 0.0347 | 0.0513 | 0.69 | 0.69 | 159.4 | 9.1 | 1.24 | 15.3 | 643.4 | 0.11 | 160 | 34.5 | 194.6 | 165.9 | 9.5 | 1.29 | 16 | 669.4 | 0.12 | 166.5 | 35.9 | 202.5 | 65.5 | 2.5 | 0.31 | 6.6 | 303.3 | 0.03 | 65.7 | 15.7 | 81.3 | 408.1 | 8 | 0.82 | 47.9 | 2123.2 | 0.18 | 408.5 | 111.2 | 519.7 | 23.73 | 0 | 0.28 | 24.02 | 25.05 | 0 | 0.3 | 25.35 | 470892.8 | 187973.1 | 220.5 | 4184.4 | 0 | 8374.7 | 28822.2 | 0 | 954.9 | 16156.6 | 118304.3 | 0 | 95.5 | 3315.4 | 30835 | 88396.1 | 357.6 | 13.9 | 0 | 133893.9 | 33865 | 3102.6 | 13216.4 | 1287.6 | 320.5 | 8153.3
2729 | 114 | Day114 | 16 | Hour16 | 4 | Spring | 2117 | #N/A | Spring | 476402.6 | 2024-04-24 16:00 | 469711.6 | 458.6 | 1346.1 | 4886.4 | 476402.7 | 453310.1 | 294574.5 | 0.0349 | 0.0518 | 0.67 | 0.67 | 172.1 | 10.2 | 1.39 | 16.1 | 683 | 0.12 | 172.7 | 36.5 | 209.2 | 179.3 | 10.6 | 1.45 | 16.8 | 711.5 | 0.13 | 180 | 38 | 218 | 63.4 | 1.9 | 0.23 | 6.8 | 307.9 | 0.03 | 63.5 | 16 | 79.5 | 937.8 | 94.9 | 13.7 | 40.9 | 2446.9 | 0.47 | 944.4 | 114 | 1058.3 | 24.56 | 0 | 0.28 | 24.84 | 25.96 | 0 | 0.3 | 26.26 | 476402.6 | 181828.2 | 48.9 | 4243.6 | 0 | 8374.7 | 32967.6 | 0 | 959.6 | 16128 | 124557.9 | 0 | 159.1 | 3315.4 | 31800.6 | 88396.1 | 506.9 | 203.7 | 0 | 127233 | 34675.4 | 2832.2 | 11768.8 | 2238.1 | 379.4 | 8258.9
2730 | 114 | Day114 | 17 | Hour17 | 4 | Spring | 2117 | #N/A | Spring | 479741.6 | 2024-04-24 17:00 | 473231.7 | 593.7 | 1369.7 | 4546.5 | 479741.6 | 456642.9 | 321209.2 | 0.0351 | 0.0522 | 0.63 | 0.63 | 200.7 | 12.8 | 1.77 | 17.5 | 766.1 | 0.13 | 201.5 | 40.4 | 242 | 209.9 | 13.4 | 1.85 | 18.4 | 801.8 | 0.14 | 210.8 | 42.3 | 253.1 | 99.6 | 2.3 | 0.25 | 11.4 | 507.4 | 0.04 | 99.7 | 26.5 | 126.3 | 610.8 | 41.7 | 5.83 | 45 | 2225.7 | 0.29 | 613.7 | 111.4 | 725 | 25.6 | 0 | 0.29 | 25.88 | 27.06 | 0 | 0.3 | 27.36 | 479741.6 | 158532.4 | 368.2 | 4248.1 | 0 | 8374.7 | 43360.8 | 0 | 935 | 15178.8 | 133621.8 | 0 | 159.1 | 3315.4 | 37343.1 | 88396.1 | 506.9 | 1515 | 0 | 103138.1 | 35951.7 | 3328.8 | 9894.4 | 3764.8 | 1577.5 | 8258.9
2731 | 114 | Day114 | 18 | Hour18 | 4 | Spring | 2117 | #N/A | Spring | 478799.6 | 2024-04-24 18:00 | 474654.5 | 0 | 0 | 4145.2 | 478799.7 | 457993.6 | 359451.1 | 0.0351 | 0.0524 | 0.58 | 0.57 | 230 | 14 | 1.95 | 20.6 | 880.3 | 0.16 | 230.9 | 46.9 | 277.8 | 242.5 | 14.7 | 2.05 | 21.9 | 931.1 | 0.17 | 243.5 | 49.7 | 293.2 | 243.8 | 12.5 | 1.75 | 22.3 | 969.4 | 0.15 | 244.6 | 51.2 | 295.9 | 554.5 | 17.1 | 2.92 | 69.2 | 1944.5 | 0.77 | 555.8 | 127.4 | 683.2 | 27.06 | 0 | 0.28 | 27.34 | 28.56 | 0 | 0.3 | 28.86 | 478799.6 | 119348.6 | 1519.8 | 4248.1 | 0 | 8374.7 | 45917 | 0 | 849.1 | 10570.2 | 148142.3 | 0 | 3357.9 | 3315.4 | 41887 | 88396.1 | 3981.6 | 10311.2 | 0 | 66945 | 37655.8 | 3328.6 | 8956 | 7855.7 | 3188.1 | 8258.9
2732 | 114 | Day114 | 19 | Hour19 | 4 | Spring | 2117 | #N/A | Spring | 476449 | 2024-04-24 19:00 | 473260 | 0 | 0 | 3188.9 | 476448.9 | 456674.5 | 397614.5 | 0.035 | 0.0522 | 0.54 | 0.53 | 257.1 | 15.2 | 2.12 | 23.5 | 982.4 | 0.19 | 258.1 | 52.9 | 311 | 273.2 | 16 | 2.24 | 25.2 | 1047.3 | 0.2 | 274.3 | 56.4 | 330.7 | 380.6 | 18.2 | 2.56 | 36.7 | 1514 | 0.26 | 381.9 | 81.9 | 463.8 | 625 | 14.2 | 1.57 | 71.8 | 3176.8 | 0.28 | 625.8 | 166.5 | 792.4 | 45.62 | 0 | 0.28 | 45.9 | 48.15 | 0 | 0.3 | 48.45 | 476449 | 78834.5 | 4119.5 | 4257.5 | 0 | 8374.7 | 47833.1 | 0 | 502.9 | 5293.9 | 155895 | 0 | 8839.3 | 3315.4 | 55363 | 88396.1 | 7793.4 | 13427.4 | 0 | 24693.3 | 44743 | 3601.4 | 6443.3 | 7955.4 | 4625.2 | 7912.6
2733 | 114 | Day114 | 20 | Hour20 | 4 | Spring | 2117 | #N/A | Spring | 477066.2 | 2024-04-24 20:00 | 473904.8 | 0 | 0 | 3161.3 | 477066.2 | 457284 | 409496.2 | 0.0351 | 0.0523 | 0.53 | 0.52 | 261.2 | 15.5 | 2.17 | 23.8 | 995.6 | 0.19 | 262.3 | 53.5 | 315.8 | 277.4 | 16.4 | 2.29 | 25.4 | 1060.5 | 0.2 | 278.5 | 57.1 | 335.6 | 398.8 | 18.8 | 2.64 | 38.7 | 1594.9 | 0.28 | 400.1 | 86.3 | 486.4 | 475.1 | 9.1 | 0.94 | 56.1 | 2465 | 0.22 | 475.6 | 129.7 | 605.3 | 30.29 | 0 | 0.28 | 30.58 | 31.97 | 0 | 0.3 | 32.27 | 477066.2 | 67570 | 7172.3 | 4257.5 | 0 | 8374.7 | 49179.8 | 0 | 29.4 | 2027.9 | 158823.7 | 0 | 8093.6 | 3315.4 | 60575 | 88396.1 | 7791.9 | 13516.3 | 0 | 2251.1 | 59946.7 | 3314.9 | 1691.7 | 4639.3 | 4696.2 | 8258.9
2734 | 114 | Day114 | 21 | Hour21 | 4 | Spring | 2117 | #N/A | Spring | 461561.6 | 2024-04-24 21:00 | 457686.3 | 0 | 0 | 3875.4 | 461561.6 | 441861.4 | 383735.8 | 0.0346 | 0.0507 | 0.56 | 0.55 | 239.2 | 14.9 | 2.07 | 20.9 | 919.8 | 0.15 | 240.2 | 48.4 | 288.6 | 251.7 | 15.6 | 2.16 | 22.2 | 970.9 | 0.16 | 252.8 | 51.2 | 304 | 364.3 | 19.5 | 2.7 | 32.4 | 1446.3 | 0.21 | 365.6 | 75.6 | 441.2 | 524.3 | 14.9 | 2.41 | 64.8 | 2018.3 | 0.63 | 525.4 | 125.1 | 650.5 | 28.85 | 0 | 0.28 | 29.13 | 30.4 | 0 | 0.3 | 30.69 | 461561.6 | 77825.9 | 6687.5 | 4257.5 | 0 | 8374.7 | 48272.6 | 0 | 0 | 0 | 153533.3 | 0 | 1118.5 | 3315.4 | 60102.4 | 88396.1 | 1047.4 | 8630.3 | 0 | 0.2 | 74735.9 | 3089.8 | 278.2 | 28.4 | 2546.6 | 8258.9
2735 | 114 | Day114 | 22 | Hour22 | 4 | Spring | 2117 | #N/A | Spring | 435415.7 | 2024-04-24 22:00 | 430713.2 | 0 | 0 | 4702.5 | 435415.7 | 416150.4 | 348889 | 0.0338 | 0.048 | 0.58 | 0.58 | 219.4 | 13.4 | 1.84 | 19.8 | 858 | 0.15 | 220.3 | 45.4 | 265.6 | 228.5 | 13.9 | 1.91 | 20.7 | 895.6 | 0.15 | 229.5 | 47.4 | 276.9 | 387.5 | 24.8 | 3.43 | 30 | 1469.3 | 0.18 | 389.2 | 73.8 | 463 | 794 | 75.1 | 10.8 | 39.4 | 2234.2 | 0.39 | 799.2 | 106.1 | 905.3 | 26.48 | 0 | 0.28 | 26.76 | 27.83 | 0 | 0.3 | 28.13 | 435415.7 | 86526.7 | 4677.2 | 4257.5 | 0 | 8374.7 | 40307.9 | 0 | 0 | 0 | 139966.2 | 0 | 159.1 | 3315.4 | 56146.3 | 88396.1 | 399.9 | 2888.6 | 0 | 0 | 83555 | 2971.7 | 0 | 785.1 | 2369.3 | 8186
2736 | 114 | Day114 | 23 | Hour23 | 4 | Spring | 2117 | #N/A | Spring | 408956.7 | 2024-04-24 23:00 | 403825.2 | 0 | 0 | 5131.5 | 408956.7 | 390453.7 | 315458.9 | 0.0331 | 0.0453 | 0.62 | 0.62 | 190.6 | 10.8 | 1.47 | 18.3 | 772.2 | 0.13 | 191.3 | 41.4 | 232.7 | 198.4 | 11.2 | 1.52 | 19.1 | 805.3 | 0.14 | 199.1 | 43.2 | 242.3 | 405.8 | 25.1 | 3.45 | 32.3 | 1568.9 | 0.19 | 407.5 | 79.1 | 486.6 | 969.1 | 96.4 | 13.91 | 43.8 | 2581.2 | 0.48 | 975.8 | 120.8 | 1096.6 | 24.4 | 0 | 0.28 | 24.68 | 25.58 | 0 | 0.3 | 25.88 | 408956.7 | 93497.8 | 4171.9 | 4192.5 | 0 | 8374.7 | 29485.5 | 0 | 0 | 0 | 124078.1 | 0 | 159.1 | 3315.4 | 50566.8 | 88396.1 | 348.3 | 2370.4 | 0 | 0 | 90116.3 | 3381.6 | 0 | 0 | 2141 | 5639.5
2737 | 115 | Day115 | 0 | Hour0 | 4 | Spring | 66 | 481373.8 | Spring | 386634 | 2024-04-25 | 381077.9 | 28.5 | 4.1 | 5523.4 | 386634 | 368713.4 | 287907.5 | 0.0324 | 0.0427 | 0.65 | 0.65 | 174.5 | 9.6 | 1.31 | 17.3 | 716.5 | 0.13 | 175.1 | 38.7 | 213.8 | 181.7 | 10 | 1.36 | 18 | 746.7 | 0.13 | 182.4 | 40.3 | 222.7 | 403.5 | 23.9 | 3.27 | 33.1 | 1595 | 0.19 | 405.1 | 80.7 | 485.8 | 452.8 | 21.1 | 2.8 | 43 | 1961.3 | 0.23 | 454.2 | 101.5 | 555.7 | 21.61 | 0 | 0.28 | 21.89 | 22.62 | 0 | 0.3 | 22.92 | 386634 | 98726.4 | 326.2 | 4185.1 | 0 | 7084.2 | 24599.8 | 0 | 0 | 0 | 110473.7 | 0 | 159.1 | 3315.4 | 46987.9 | 87146.2 | 166.9 | 3462.8 | 0 | 0 | 95345.4 | 3381 | 0 | 0 | 0 | 4902.1
2738 | 115 | Day115 | 1 | Hour1 | 4 | Spring | 2117 | #N/A | Spring | 373261.8 | 2024-04-25 01:00 | 365492.8 | 1274.7 | 1242.4 | 5252 | 373261.8 | 353808.8 | 272112.6 | 0.032 | 0.0408 | 0.65 | 0.65 | 170 | 9.1 | 1.23 | 17.3 | 708.3 | 0.13 | 170.6 | 38.4 | 209 | 177.2 | 9.5 | 1.28 | 18 | 738.3 | 0.13 | 177.8 | 40 | 217.9 | 391.1 | 22.3 | 3.05 | 32.8 | 1570.1 | 0.18 | 392.6 | 79.6 | 472.2 | 406.9 | 15.9 | 2.04 | 40.8 | 1857.6 | 0.19 | 408 | 96.2 | 504.2 | 20.62 | 0 | 0.3 | 20.92 | 21.55 | 0 | 0.29 | 21.85 | 373261.8 | 101149.3 | 47.6 | 4111.4 | 0 | 5141.5 | 21999.8 | 0 | 0 | 0 | 107055.3 | 0 | 159.1 | 3315.4 | 41782.2 | 86698.8 | 73.9 | 1727.6 | 0 | 0 | 97571 | 3578.3 | 0 | 0 | 0 | 5007.8
2739 | 115 | Day115 | 2 | Hour2 | 4 | Spring | 2117 | #N/A | Spring | 366575.8 | 2024-04-25 02:00 | 356129.9 | 3025.4 | 2165.3 | 5255.2 | 366575.8 | 344844.1 | 263896.5 | 0.0317 | 0.0396 | 0.65 | 0.65 | 169.8 | 9 | 1.21 | 17.4 | 710.7 | 0.13 | 170.4 | 38.6 | 209 | 177 | 9.3 | 1.26 | 18.1 | 741 | 0.13 | 177.6 | 40.2 | 217.8 | 395.8 | 22.2 | 3.02 | 33.5 | 1601.9 | 0.18 | 397.2 | 81.2 | 478.5 | 372.7 | 12.3 | 1.52 | 39.2 | 1781.9 | 0.17 | 373.5 | 92.4 | 465.9 | 20.47 | 0 | 0.3 | 20.77 | 21.42 | 0 | 0.29 | 21.71 | 366575.8 | 102679.3 | 46.3 | 4111.4 | 0 | 4875.3 | 21300.2 | 0 | 0 | 0 | 106002.2 | 0 | 136.6 | 3315.4 | 36060.6 | 86698.8 | 36.6 | 1312.9 | 0 | 0 | 99022.4 | 3656.9 | 0 | 0 | 0 | 4566.1
2740 | 115 | Day115 | 3 | Hour3 | 4 | Spring | 2117 | #N/A | Spring | 365059.1 | 2024-04-25 03:00 | 355444.6 | 2150.8 | 2235.7 | 5228 | 365059.1 | 344190.9 | 263867.6 | 0.0317 | 0.0395 | 0.64 | 0.64 | 174.8 | 9.2 | 1.25 | 17.8 | 731.7 | 0.13 | 175.5 | 39.7 | 215.1 | 182 | 9.6 | 1.29 | 18.6 | 762.3 | 0.14 | 182.6 | 41.3 | 223.9 | 408.7 | 25.5 | 3.51 | 32.2 | 1573.5 | 0.19 | 410.4 | 79.2 | 489.5 | 375.2 | 12.1 | 1.49 | 39.9 | 1801.7 | 0.17 | 376 | 93.6 | 469.6 | 20.54 | 0 | 0.28 | 20.82 | 21.51 | 0 | 0.28 | 21.79 | 365059.1 | 101191.6 | 0 | 4111.4 | 0 | 4865.9 | 21815.3 | 0 | 0 | 0 | 108882.4 | 0 | 126.7 | 3315.4 | 34109 | 86604.8 | 36.6 | 0 | 0 | 0 | 97726.6 | 3465 | 0 | 0 | 0 | 4752.5
2741 | 115 | Day115 | 4 | Hour4 | 4 | Spring | 2117 | #N/A | Spring | 373943 | 2024-04-25 04:00 | 366728.4 | 867.6 | 386.8 | 5960.2 | 373943 | 355005.9 | 273714.7 | 0.032 | 0.0409 | 0.63 | 0.63 | 181 | 9.5 | 1.28 | 18.3 | 758.8 | 0.13 | 181.7 | 41 | 222.7 | 188 | 9.9 | 1.33 | 19.1 | 788.2 | 0.14 | 188.6 | 42.6 | 231.2 | 428.7 | 29.1 | 4.05 | 31.7 | 1576.5 | 0.2 | 430.7 | 78.7 | 509.4 | 429.4 | 18.8 | 2.47 | 41.1 | 1906.1 | 0.2 | 430.7 | 98 | 528.7 | 21.37 | 0 | 0.26 | 21.63 | 22.4 | 0 | 0.28 | 22.68 | 373943 | 100228.3 | 0 | 4111.4 | 0 | 8147.5 | 22971.6 | 0 | 0 | 45.5 | 116088.4 | 0 | 143.9 | 3315.4 | 32256.6 | 86643.3 | 36.6 | 0 | 0 | 81.5 | 96581.1 | 3520.3 | 0 | 0 | 0 | 5634
2742 | 115 | Day115 | 5 | Hour5 | 4 | Spring | 2117 | #N/A | Spring | 395451.9 | 2024-04-25 05:00 | 389112.9 | 243.7 | 217.1 | 5878.2 | 395451.9 | 376430.6 | 289984.3 | 0.0326 | 0.0434 | 0.61 | 0.61 | 199 | 11.6 | 1.59 | 18.7 | 797.3 | 0.14 | 199.8 | 42.5 | 242.3 | 206.5 | 12 | 1.64 | 19.5 | 828.2 | 0.14 | 207.3 | 44.2 | 251.5 | 388.1 | 26.4 | 3.69 | 28.7 | 1421.4 | 0.19 | 389.9 | 71.1 | 461 | 787.6 | 79.7 | 11.5 | 34.2 | 2064.9 | 0.38 | 793.1 | 95.9 | 888.9 | 23.18 | 0 | 0.26 | 23.44 | 24.32 | 0 | 0.27 | 24.59 | 395451.9 | 105467.6 | 436.1 | 4111.4 | 0 | 7490.9 | 31298.3 | 0 | 0 | 411.3 | 122511.2 | 0 | 51.6 | 3315.4 | 34070.6 | 86698.8 | 0 | 0 | 0 | 5428.2 | 96178.5 | 3449.5 | 225.7 | 0 | 0 | 6807.5
2743 | 115 | Day115 | 6 | Hour6 | 4 | Spring | 2117 | #N/A | Spring | 421353.4 | 2024-04-25 06:00 | 415746.4 | 11.2 | 291.1 | 5304.6 | 421353.4 | 401889.6 | 277997.3 | 0.0333 | 0.0463 | 0.66 | 0.66 | 171.7 | 9.9 | 1.35 | 16.5 | 692.3 | 0.12 | 172.4 | 37.1 | 209.5 | 178.5 | 10.3 | 1.4 | 17.2 | 720.3 | 0.13 | 179.2 | 38.7 | 217.9 | 181.1 | 8.2 | 1.08 | 17.1 | 795 | 0.08 | 181.6 | 40.8 | 222.4 | 444.4 | 21.3 | 2.83 | 41.6 | 1917.9 | 0.22 | 445.8 | 98.8 | 544.6 | 21.75 | 0 | 0.26 | 22.01 | 22.88 | 0 | 0.28 | 23.15 | 421353.4 | 143356.2 | 1512.2 | 4111.4 | 0 | 6542.1 | 28213.7 | 0 | 0 | 7156 | 114145.6 | 0 | 51.6 | 3315.4 | 32232.1 | 87873.1 | 0 | 0 | 0 | 37844.6 | 95353.6 | 3001.9 | 2881 | 0 | 119.5 | 7226.7
2744 | 115 | Day115 | 7 | Hour7 | 4 | Spring | 2117 | #N/A | Spring | 434814.2 | 2024-04-25 07:00 | 428770.6 | 631.9 | 642.9 | 4769 | 434814.2 | 414335.2 | 262314.5 | 0.0337 | 0.0476 | 0.7 | 0.7 | 152.9 | 8.7 | 1.19 | 14.9 | 619.1 | 0.11 | 153.4 | 33.4 | 186.8 | 158.9 | 9.1 | 1.24 | 15.5 | 643.7 | 0.12 | 159.5 | 34.7 | 194.2 | 99.9 | 4.2 | 0.55 | 9.7 | 447.3 | 0.05 | 100.2 | 23 | 123.2 | 772.1 | 81.8 | 11.83 | 30.7 | 1910.6 | 0.39 | 777.7 | 87.8 | 865.5 | 20 | 0 | 0.27 | 20.27 | 21.09 | 0 | 0.29 | 21.37 | 434814.2 | 172499.7 | 30 | 4103 | 0 | 5688.1 | 25521.5 | 0 | 0 | 11022.2 | 105556.6 | 0 | 51.6 | 3315.4 | 32176.1 | 85872.2 | 0 | 0 | 0 | 76899 | 81184.7 | 3393.8 | 6378 | 0 | 258.5 | 7117.2
2745 | 115 | Day115 | 8 | Hour8 | 4 | Spring | 2117 | #N/A | Spring | 444042.7 | 2024-04-25 08:00 | 435408 | 3287.9 | 1019 | 4327.7 | 444042.7 | 420699.6 | 249902.1 | 0.0338 | 0.0481 | 0.72 | 0.72 | 144 | 8.4 | 1.14 | 14 | 579 | 0.11 | 144.5 | 31.3 | 175.8 | 149.9 | 8.7 | 1.19 | 14.5 | 601.8 | 0.11 | 150.4 | 32.5 | 182.9 | 65.4 | 2.4 | 0.31 | 6.7 | 304.5 | 0.03 | 65.6 | 15.7 | 81.3 | 721 | 71.3 | 10.27 | 32.8 | 1942.7 | 0.35 | 725.9 | 90.8 | 816.7 | 19.2 | 0 | 0.28 | 19.48 | 20.27 | 0 | 0.3 | 20.57 | 444042.7 | 194140.6 | 148.9 | 4098.3 | 0 | 5632.2 | 25130.4 | 0 | 403.7 | 13820.3 | 100055.2 | 0 | 51.6 | 3315.4 | 25439 | 86031.1 | 0 | 0 | 0 | 119999.4 | 56549.5 | 3367.6 | 9138.8 | 0 | 5.8 | 7229.8
2746 | 115 | Day115 | 9 | Hour9 | 4 | Spring | 2117 | #N/A | Spring | 458182.8 | 2024-04-25 09:00 | 440810 | 6900.3 | 5355.1 | 5117.4 | 458182.8 | 425872.1 | 247463.1 | 0.0339 | 0.0486 | 0.73 | 0.73 | 139 | 8.1 | 1.12 | 13.4 | 556.6 | 0.1 | 139.6 | 30 | 169.6 | 146.1 | 8.6 | 1.18 | 14 | 582.7 | 0.11 | 146.7 | 31.4 | 178.2 | 54.1 | 2.2 | 0.28 | 5.3 | 245.6 | 0.02 | 54.2 | 12.7 | 66.9 | 325.1 | 6.1 | 0.61 | 38.9 | 1701.2 | 0.15 | 325.5 | 89.6 | 415.1 | 17.25 | 0 | 0.29 | 17.55 | 18.36 | 0 | 0.3 | 18.66 | 458182.8 | 210719.6 | 9.7 | 4095.1 | 0 | 5253.8 | 25426 | 0 | 873.9 | 18709.7 | 98599.9 | 0 | 51.6 | 3315.4 | 24452.1 | 86046.4 | 0 | 213 | 0 | 143868.3 | 43909.3 | 3358.5 | 13427.4 | 0 | 2 | 7465.7
2747 | 115 | Day115 | 10 | Hour10 | 4 | Spring | 2117 | #N/A | Spring | 463206.6 | 2024-04-25 10:00 | 445955.2 | 5428 | 6726.1 | 5097.3 | 463206.7 | 430778.6 | 246400.1 | 0.034 | 0.0491 | 0.73 | 0.73 | 137.4 | 8.1 | 1.1 | 13.3 | 549.7 | 0.1 | 137.9 | 29.7 | 167.6 | 144.5 | 8.5 | 1.17 | 13.9 | 576.3 | 0.11 | 145.1 | 31.1 | 176.2 | 51.7 | 2.2 | 0.28 | 5 | 232.4 | 0.02 | 51.9 | 12 | 63.8 | 246.9 | 4.7 | 0.47 | 32.2 | 1298.8 | 0.18 | 247.2 | 70.9 | 318.1 | 17.49 | 0 | 0.29 | 17.78 | 18.63 | 0 | 0.3 | 18.93 | 463206.6 | 216806.6 | 9.7 | 4168.8 | 0 | 5358.3 | 25426 | 0 | 967.4 | 19719.1 | 98413 | 0 | 51.6 | 3315.4 | 24337.1 | 85238.2 | 0 | 81.9 | 0 | 150338.1 | 42445.3 | 3336.6 | 15841.4 | 0 | 41.9 | 6812.7
2748 | 115 | Day115 | 11 | Hour11 | 4 | Spring | 2117 | #N/A | Spring | 466246.9 | 2024-04-25 11:00 | 449668.4 | 4972.9 | 6499.3 | 5106.2 | 466246.9 | 434314.7 | 248237.2 | 0.0341 | 0.0495 | 0.73 | 0.73 | 136.8 | 8 | 1.1 | 13.2 | 548 | 0.1 | 137.4 | 29.6 | 166.9 | 143.8 | 8.5 | 1.16 | 13.8 | 573.9 | 0.11 | 144.3 | 31 | 175.3 | 51.9 | 2.2 | 0.28 | 5 | 233.1 | 0.02 | 52.1 | 12 | 64.1 | 278.1 | 5.4 | 0.55 | 35 | 1454.7 | 0.17 | 278.4 | 78.4 | 356.8 | 18.36 | 0 | 0.29 | 18.65 | 19.53 | 0 | 0.3 | 19.83 | 466246.9 | 218009.7 | 221 | 4168.8 | 0 | 5230.4 | 25426 | 0 | 993.3 | 20120 | 98834 | 0 | 51.6 | 3315.4 | 24337.1 | 86652.9 | 0 | 0 | 0 | 150562.3 | 42868 | 3466.1 | 16914.5 | 0 | 0 | 7339.8
2749 | 115 | Day115 | 12 | Hour12 | 4 | Spring | 2117 | #N/A | Spring | 467806.6 | 2024-04-25 12:00 | 453139 | 4020.3 | 5610 | 5037.3 | 467806.6 | 437614.4 | 250339.7 | 0.0343 | 0.0498 | 0.73 | 0.73 | 137.5 | 8 | 1.1 | 13.3 | 551.3 | 0.1 | 138.1 | 29.8 | 167.8 | 144.3 | 8.5 | 1.16 | 13.9 | 576.8 | 0.11 | 144.9 | 31.1 | 176 | 52.7 | 2.2 | 0.28 | 5.1 | 237.5 | 0.02 | 52.8 | 12.2 | 65.1 | 752.4 | 75 | 10.81 | 34.2 | 2009.4 | 0.38 | 757.5 | 94.2 | 851.7 | 19.89 | 0 | 0.29 | 20.18 | 21.03 | 0 | 0.3 | 21.33 | 467806.6 | 217466.9 | 0 | 4168.8 | 0 | 5265.5 | 25574.7 | 0 | 969.4 | 19295.1 | 99944 | 0 | 51.6 | 3315.4 | 24342.4 | 87677.3 | 0 | 0 | 0 | 149650.3 | 44022 | 3530.1 | 17421.9 | 0 | 0 | 6758
2750 | 115 | Day115 | 13 | Hour13 | 4 | Spring | 2117 | #N/A | Spring | 472458.1 | 2024-04-25 13:00 | 457118.4 | 2785.4 | 7603.5 | 4950.8 | 472458.1 | 441390.8 | 253309 | 0.0344 | 0.0503 | 0.73 | 0.73 | 137.4 | 8 | 1.09 | 13.3 | 552.1 | 0.1 | 137.9 | 29.8 | 167.7 | 144.3 | 8.4 | 1.16 | 13.9 | 578.2 | 0.11 | 144.9 | 31.2 | 176.1 | 51.4 | 2.1 | 0.28 | 5 | 231.2 | 0.02 | 51.5 | 11.9 | 63.4 | 489.1 | 29.9 | 4.11 | 39.5 | 1904.7 | 0.24 | 491.1 | 96.4 | 587.5 | 19.9 | 0 | 0.28 | 20.18 | 21.02 | 0 | 0.3 | 21.32 | 472458.1 | 219149.2 | 139.3 | 4168.8 | 0 | 6112.7 | 25591.4 | 0 | 957 | 20240.2 | 101469.9 | 0 | 51.6 | 3315.4 | 24642.6 | 87817.3 | 0 | 0 | 0 | 148616.4 | 45791.1 | 3544.4 | 15498.5 | 0 | 0 | 7076.6
2751 | 115 | Day115 | 14 | Hour14 | 4 | Spring | 2117 | #N/A | Spring | 471445.4 | 2024-04-25 14:00 | 460823.3 | 654.8 | 5132.6 | 4834.8 | 471445.5 | 444902.4 | 253817.4 | 0.0345 | 0.0507 | 0.73 | 0.73 | 138.3 | 8 | 1.09 | 13.5 | 557.1 | 0.1 | 138.9 | 30.1 | 169 | 144.6 | 8.4 | 1.15 | 14 | 581.2 | 0.11 | 145.2 | 31.4 | 176.6 | 54.8 | 2.3 | 0.3 | 5.3 | 245.1 | 0.02 | 54.9 | 12.6 | 67.5 | 492.5 | 29.8 | 4.1 | 40.1 | 1926.2 | 0.24 | 494.5 | 97.5 | 592 | 20.59 | 0 | 0.28 | 20.87 | 21.74 | 0 | 0.3 | 22.04 | 471445.4 | 217628 | 182.2 | 4168.8 | 0 | 5523.7 | 25543.6 | 0 | 924.6 | 20319.8 | 102346.1 | 0 | 51.6 | 3315.4 | 24337.6 | 88346.8 | 0 | 1.7 | 0 | 145071.8 | 47990.8 | 3320.9 | 15672.1 | 0 | 0 | 7013.4
2752 | 115 | Day115 | 15 | Hour15 | 4 | Spring | 2117 | #N/A | Spring | 476014 | 2024-04-25 15:00 | 465432.6 | 367.8 | 5416.4 | 4797.3 | 476014 | 449264.7 | 258972.9 | 0.0347 | 0.0513 | 0.73 | 0.72 | 139.4 | 8 | 1.1 | 13.5 | 562 | 0.1 | 140 | 30.3 | 170.3 | 145.8 | 8.4 | 1.15 | 14.1 | 587 | 0.11 | 146.4 | 31.7 | 178 | 56.4 | 2.3 | 0.3 | 5.5 | 253.8 | 0.03 | 56.5 | 13.1 | 69.6 | 842.5 | 87.1 | 12.59 | 34.9 | 2150 | 0.41 | 848.5 | 99.1 | 947.7 | 21.03 | 0 | 0.28 | 21.31 | 22.24 | 0 | 0.29 | 22.54 | 476014 | 217041.2 | 0 | 4174.9 | 0 | 7430.8 | 25930 | 0 | 907.4 | 20115.6 | 104218.2 | 0 | 51.6 | 3315.4 | 25451.6 | 88396.1 | 0 | 4.1 | 0 | 142726.4 | 50117.9 | 3173.9 | 15157.9 | 0 | 257.8 | 7637.4
2753 | 115 | Day115 | 16 | Hour16 | 4 | Spring | 2117 | #N/A | Spring | 481373.8 | 2024-04-25 16:00 | 470944 | 1338.8 | 4360 | 4730.9 | 481373.8 | 454476.6 | 275232.8 | 0.035 | 0.052 | 0.7 | 0.7 | 153.8 | 9 | 1.23 | 14.6 | 615.9 | 0.11 | 154.4 | 33 | 187.4 | 160.8 | 9.4 | 1.29 | 15.3 | 643.5 | 0.11 | 161.4 | 34.5 | 195.9 | 59.5 | 2.2 | 0.27 | 6.1 | 278 | 0.03 | 59.6 | 14.4 | 74 | 549 | 33.8 | 4.66 | 43.6 | 2128.3 | 0.25 | 551.3 | 107.1 | 658.4 | 22.28 | 0 | 0.28 | 22.56 | 23.61 | 0 | 0.29 | 23.9 | 481373.8 | 206141 | 4.7 | 4242 | 0 | 7825 | 29449.9 | 0 | 894.6 | 18402.5 | 114662.4 | 0 | 51.6 | 3315.4 | 27281.4 | 88396.1 | 0 | 4.1 | 0 | 130413.6 | 53305.8 | 3124.5 | 14657.3 | 0 | 575 | 7096.3
2754 | 115 | Day115 | 17 | Hour17 | 4 | Spring | 2117 | #N/A | Spring | 479529.9 | 2024-04-25 17:00 | 474381.1 | 9.7 | 884.1 | 4255 | 479529.9 | 457727.4 | 309187.7 | 0.0351 | 0.0524 | 0.64 | 0.64 | 197.4 | 12.7 | 1.76 | 17.2 | 749.3 | 0.13 | 198.2 | 39.5 | 237.8 | 205.4 | 13.2 | 1.83 | 17.9 | 780.1 | 0.14 | 206.3 | 41.2 | 247.5 | 110.7 | 4.4 | 0.57 | 11 | 503.8 | 0.05 | 111 | 26 | 136.9 | 449.9 | 15.2 | 1.9 | 47.2 | 2126.9 | 0.21 | 450.9 | 110.6 | 561.5 | 25.12 | 0 | 0.28 | 25.4 | 26.55 | 0 | 0.29 | 26.84 | 479529.9 | 170342.2 | 298.6 | 4243.6 | 0 | 7825 | 43325.4 | 0 | 850.7 | 12899.5 | 129667.1 | 0 | 159.1 | 3315.4 | 31266.8 | 88396.1 | 532.9 | 157.7 | 0 | 97497.3 | 56059.6 | 3035.1 | 11144.3 | 0 | 196.9 | 7679.9
2755 | 115 | Day115 | 18 | Hour18 | 4 | Spring | 2117 | #N/A | Spring | 478246.3 | 2024-04-25 18:00 | 474235 | 0 | 0 | 4011.3 | 478246.3 | 457592.4 | 347719.6 | 0.0351 | 0.0523 | 0.59 | 0.58 | 229.8 | 15 | 2.09 | 19.6 | 860.3 | 0.15 | 230.9 | 45.2 | 276.1 | 240.9 | 15.7 | 2.18 | 20.6 | 903.5 | 0.16 | 242 | 47.6 | 289.6 | 244.4 | 10.3 | 1.41 | 24.6 | 1033.8 | 0.16 | 245.1 | 55.4 | 300.6 | 795.7 | 72.4 | 10.38 | 42.1 | 2328.6 | 0.39 | 800.7 | 111.6 | 912.4 | 27.09 | 0 | 0.27 | 27.37 | 28.61 | 0 | 0.29 | 28.9 | 478246.3 | 130526.7 | 2622.2 | 4253 | 0 | 8374.7 | 51011 | 0 | 594.5 | 6914.4 | 143371.4 | 0 | 1369.7 | 3315.4 | 38908.5 | 88396.1 | 1677.7 | 4419.8 | 0 | 57417.6 | 62824.2 | 2776 | 7195.7 | 3690.2 | 3340.4 | 8258.9
2756 | 115 | Day115 | 19 | Hour19 | 4 | Spring | 2117 | #N/A | Spring | 476974.1 | 2024-04-25 19:00 | 472550.8 | 0 | 0 | 4423.3 | 476974.1 | 456012.3 | 379634.7 | 0.035 | 0.0521 | 0.57 | 0.56 | 242.7 | 15.8 | 2.2 | 20.7 | 902.8 | 0.16 | 243.8 | 47.7 | 291.4 | 256.3 | 16.6 | 2.31 | 22 | 956.2 | 0.17 | 257.4 | 50.6 | 308 | 355.7 | 15.7 | 2.18 | 35.4 | 1463.7 | 0.24 | 356.8 | 79 | 435.8 | 696.3 | 17.4 | 2.51 | 84.6 | 3031.6 | 0.64 | 697.5 | 175.1 | 872.6 | 47.33 | 0 | 0.27 | 47.61 | 49.95 | 0 | 0.29 | 50.24 | 476974.1 | 97339.5 | 2906.6 | 4253 | 0 | 8374.7 | 52919.8 | 0 | 212 | 1947.3 | 147333.9 | 0 | 2381.7 | 3315.4 | 57729.8 | 88396.1 | 3338.7 | 8685 | 0 | 16323.3 | 76265.1 | 2591.8 | 3826.9 | 6112.8 | 3899 | 8258.9
2757 | 115 | Day115 | 20 | Hour20 | 4 | Spring | 2117 | #N/A | Spring | 478622.8 | 2024-04-25 20:00 | 474042.4 | 0 | 0 | 4580.4 | 478622.8 | 457425.1 | 387218.9 | 0.0351 | 0.0523 | 0.56 | 0.56 | 243.8 | 15.7 | 2.19 | 20.9 | 911.5 | 0.16 | 244.9 | 48.2 | 293.1 | 257.4 | 16.5 | 2.3 | 22.3 | 964.7 | 0.17 | 258.5 | 51.1 | 309.6 | 367.4 | 16.4 | 2.28 | 36.4 | 1504.7 | 0.25 | 368.5 | 81.3 | 449.8 | 746.7 | 61.7 | 8.78 | 45.2 | 2382.6 | 0.36 | 750.9 | 116.3 | 867.2 | 30.19 | 0 | 0.28 | 30.47 | 31.86 | 0 | 0.29 | 32.16 | 478622.8 | 91403.9 | 5371.3 | 4257.5 | 0 | 8374.7 | 52699 | 0 | 7.4 | 394.1 | 150181 | 0 | 2381.7 | 3315.4 | 59154.6 | 88396.1 | 3327.5 | 9760.1 | 0 | 1052.3 | 87469.6 | 2480.5 | 537.9 | 1349.3 | 2965.4 | 8130.5
2758 | 115 | Day115 | 21 | Hour21 | 4 | Spring | 2117 | #N/A | Spring | 461900.8 | 2024-04-25 21:00 | 457216.6 | 0 | 0 | 4684.2 | 461900.7 | 441417.3 | 367661.9 | 0.0346 | 0.0506 | 0.57 | 0.56 | 240.2 | 15.7 | 2.18 | 20.4 | 900.2 | 0.16 | 241.3 | 47.3 | 288.6 | 250.9 | 16.3 | 2.27 | 21.4 | 941.6 | 0.16 | 252 | 49.5 | 301.4 | 362.4 | 21.6 | 2.99 | 29.7 | 1403 | 0.18 | 363.8 | 71.6 | 435.4 | 462.9 | 9.5 | 1.01 | 54.2 | 2382.3 | 0.21 | 463.4 | 125.2 | 588.7 | 27.87 | 0 | 0.28 | 28.15 | 29.36 | 0 | 0.3 | 29.66 | 461900.8 | 94238.8 | 2461.5 | 4257.5 | 0 | 8374.7 | 51552.2 | 0 | 0 | 0.5 | 145319.2 | 0 | 1233.3 | 3315.4 | 57004.1 | 88396.1 | 1408.3 | 4339.7 | 0 | 2.3 | 91725 | 2511 | 55 | 2762.5 | 1310.8 | 8050.4
2759 | 115 | Day115 | 22 | Hour22 | 4 | Spring | 2117 | #N/A | Spring | 434767.8 | 2024-04-25 22:00 | 429549.3 | 0 | 0 | 5218.5 | 434767.8 | 415051.5 | 337856.3 | 0.0337 | 0.0478 | 0.59 | 0.59 | 213.1 | 12.8 | 1.76 | 19.5 | 836.8 | 0.14 | 214 | 44.4 | 258.4 | 222.1 | 13.3 | 1.83 | 20.3 | 873.2 | 0.15 | 223 | 46.4 | 269.4 | 394.7 | 25.1 | 3.48 | 30.8 | 1494.7 | 0.19 | 396.4 | 75.4 | 471.8 | 925.3 | 92.4 | 13.33 | 41.5 | 2452.5 | 0.46 | 931.7 | 114.7 | 1046.4 | 25.64 | 0 | 0.28 | 25.92 | 26.94 | 0 | 0.3 | 27.24 | 434767.8 | 96911.5 | 1329.5 | 4257.5 | 0 | 8374.7 | 38215.2 | 0 | 0 | 0 | 137075.1 | 0 | 159.1 | 3315.4 | 52044.7 | 88396.1 | 797 | 3891.9 | 0 | 0 | 94135.9 | 2775.6 | 0.2 | 828.5 | 2840.2 | 7834.9
2760 | 115 | Day115 | 23 | Hour23 | 4 | Spring | 2117 | #N/A | Spring | 407663.4 | 2024-04-25 23:00 | 402478.5 | 0 | 0 | 5184.8 | 407663.4 | 389181.2 | 311746.7 | 0.033 | 0.045 | 0.63 | 0.62 | 190 | 10.8 | 1.48 | 18.2 | 765.9 | 0.14 | 190.8 | 41.1 | 231.9 | 197.9 | 11.2 | 1.54 | 19 | 798.8 | 0.14 | 198.6 | 42.9 | 241.5 | 399.6 | 22.4 | 3.06 | 33.9 | 1608.9 | 0.19 | 401.1 | 81.9 | 483 | 1021.2 | 111.9 | 16.23 | 36.8 | 2396.5 | 0.51 | 1029 | 108.4 | 1137.4 | 23.55 | 0 | 0.29 | 23.84 | 24.68 | 0 | 0.3 | 24.98 | 407663.4 | 95916.6 | 1328.8 | 4194.3 | 0 | 8265 | 29589.2 | 0 | 0 | 0 | 121689.8 | 0 | 159.1 | 3315.4 | 50670 | 88396.1 | 572 | 3567 | 0 | 0 | 93396.2 | 2520.4 | 0 | 1736.4 | 1650.8 | 6181.7
2761 | 116 | Day116 | 0 | Hour0 | 4 | Spring | 38 | 502661.6 | Spring | 388222 | 2024-04-26 | 378833.4 | 1310.5 | 2877.2 | 5200.8 | 388221.9 | 366572.9 | 294360.7 | 0.0324 | 0.0424 | 0.64 | 0.63 | 185 | 10.6 | 1.45 | 17.9 | 745 | 0.13 | 185.7 | 40.1 | 225.9 | 193.3 | 11.1 | 1.52 | 18.6 | 778.1 | 0.14 | 194.1 | 41.9 | 235.9 | 389 | 19.3 | 2.59 | 35.3 | 1645.8 | 0.18 | 390.3 | 84.4 | 474.7 | 593.6 | 42.6 | 5.97 | 41.8 | 2099.8 | 0.29 | 596.5 | 104.5 | 701 | 22.5 | 0 | 0.31 | 22.8 | 23.52 | 0 | 0.3 | 23.82 | 388222 | 93861.2 | 245.8 | 4194.3 | 0 | 6836.8 | 27697.8 | 0 | 0 | 0 | 112335.8 | 0 | 159.1 | 3315.4 | 49753.3 | 88396.1 | 421.3 | 1005.1 | 0 | 0 | 91760 | 2101.2 | 0 | 0 | 0 | 5975.1
2762 | 116 | Day116 | 1 | Hour1 | 4 | Spring | 2117 | #N/A | Spring | 374974.4 | 2024-04-26 01:00 | 361677.6 | 2665.7 | 5724.7 | 4906.4 | 374974.4 | 350163.1 | 281731.7 | 0.0318 | 0.0403 | 0.63 | 0.63 | 185.7 | 10.5 | 1.43 | 18.1 | 753.6 | 0.14 | 186.4 | 40.6 | 227 | 193.6 | 10.9 | 1.49 | 18.8 | 784.6 | 0.14 | 194.3 | 42.2 | 236.5 | 373.1 | 18.6 | 2.5 | 33.9 | 1574 | 0.18 | 374.3 | 80.8 | 455.1 | 704.6 | 65.3 | 9.37 | 36.2 | 2025.7 | 0.35 | 709.1 | 96.7 | 805.8 | 20.22 | 0 | 0.31 | 20.52 | 21.06 | 0 | 0.3 | 21.35 | 374974.4 | 93242.8 | 0 | 4120.6 | 0 | 6116.3 | 26242.5 | 0 | 0 | 0 | 110743 | 0 | 159.1 | 3315.4 | 43648.9 | 87033.9 | 351.9 | 0 | 0 | 0 | 91441.6 | 1801.1 | 0 | 0 | 0 | 5576.4
2763 | 116 | Day116 | 2 | Hour2 | 4 | Spring | 2117 | #N/A | Spring | 364773 | 2024-04-26 02:00 | 350863.8 | 4107.9 | 5489.1 | 4312.3 | 364773.1 | 339809 | 274945 | 0.0315 | 0.0389 | 0.62 | 0.62 | 189.9 | 10.7 | 1.46 | 18.6 | 772.5 | 0.14 | 190.7 | 41.7 | 232.3 | 198.2 | 11.2 | 1.52 | 19.3 | 805 | 0.14 | 199 | 43.3 | 242.3 | 376.3 | 19.1 | 2.58 | 33.8 | 1575.2 | 0.18 | 377.6 | 80.8 | 458.4 | 494.3 | 27.5 | 3.75 | 42 | 1997.3 | 0.23 | 496.1 | 101.6 | 597.8 | 20.7 | 0 | 0.31 | 21.01 | 21.58 | 0 | 0.29 | 21.87 | 364773 | 89828 | 0 | 4120.6 | 0 | 5996.8 | 25956 | 0 | 0 | 0 | 110702.4 | 0 | 159.1 | 3315.4 | 37342.5 | 87033.9 | 318.4 | 0 | 0 | 0 | 88334.6 | 1493.4 | 0 | 0 | 0 | 6011.6
2764 | 116 | Day116 | 3 | Hour3 | 4 | Spring | 2117 | #N/A | Spring | 360378.9 | 2024-04-26 03:00 | 349113.2 | 2116.2 | 4771.1 | 4378.3 | 360378.9 | 338145.5 | 273393.9 | 0.0314 | 0.0386 | 0.62 | 0.61 | 192.7 | 10.8 | 1.47 | 18.9 | 784.9 | 0.14 | 193.4 | 42.3 | 235.7 | 201.5 | 11.3 | 1.54 | 19.7 | 819.4 | 0.15 | 202.2 | 44.1 | 246.4 | 384.2 | 19.7 | 2.66 | 34.4 | 1604.7 | 0.18 | 385.5 | 82.2 | 467.8 | 491.3 | 30.7 | 4.25 | 38.7 | 1878.4 | 0.24 | 493.4 | 94.8 | 588.2 | 20.8 | 0 | 0.29 | 21.09 | 21.71 | 0 | 0.29 | 22 | 360378.9 | 86985 | 0.4 | 4116.1 | 0 | 6996.3 | 25870.3 | 0 | 0 | 0 | 111356.1 | 0 | 159.1 | 3315.4 | 34231.6 | 87033.9 | 314.6 | 0 | 0 | 0 | 85706.3 | 1278.7 | 0 | 0 | 0 | 5339.9
2765 | 116 | Day116 | 4 | Hour4 | 4 | Spring | 2117 | #N/A | Spring | 364955.7 | 2024-04-26 04:00 | 358584.1 | 987 | 630.8 | 4753.9 | 364955.7 | 347250.4 | 276022 | 0.0316 | 0.0396 | 0.61 | 0.61 | 194.8 | 10.7 | 1.45 | 19.2 | 799.7 | 0.14 | 195.5 | 43.1 | 238.6 | 201.7 | 11 | 1.5 | 20 | 829.6 | 0.15 | 202.5 | 44.7 | 247.2 | 411.9 | 23.8 | 3.26 | 34.3 | 1635.6 | 0.2 | 413.5 | 83.1 | 496.6 | 466.8 | 27.6 | 3.79 | 38.2 | 1834.7 | 0.22 | 468.7 | 93 | 561.7 | 21.08 | 0 | 0.27 | 21.34 | 22.05 | 0 | 0.28 | 22.33 | 364955.7 | 88933.7 | 4.7 | 4116.1 | 0 | 5949.9 | 25748.1 | 0 | 0 | 68.2 | 116266.9 | 0 | 159.1 | 3315.4 | 33092.1 | 87033.9 | 335.7 | 0 | 0 | 160.3 | 87735.7 | 969.5 | 0 | 0 | 316.6 | 6117.1
2766 | 116 | Day116 | 5 | Hour5 | 4 | Spring | 2117 | #N/A | Spring | 386663.6 | 2024-04-26 05:00 | 380649.7 | 338 | 439 | 5236.9 | 386663.6 | 368407.5 | 286853.8 | 0.0322 | 0.0421 | 0.61 | 0.61 | 193.2 | 10.6 | 1.45 | 18.9 | 792.6 | 0.14 | 193.9 | 42.6 | 236.4 | 200.3 | 11 | 1.5 | 19.6 | 822.4 | 0.14 | 201 | 44.2 | 245.2 | 386.2 | 23.5 | 3.24 | 31.3 | 1495.8 | 0.19 | 387.8 | 75.9 | 463.6 | 765.5 | 79 | 11.41 | 32 | 1958.9 | 0.38 | 771 | 90.5 | 861.4 | 21.85 | 0 | 0.26 | 22.11 | 22.88 | 0 | 0.28 | 23.16 | 386663.6 | 99809.8 | 5 | 4116.1 | 0 | 8253.1 | 27225.1 | 0 | 0 | 426.5 | 122224.2 | 0 | 95.5 | 3315.4 | 34603.3 | 86804.6 | 211.6 | 0 | 0 | 5887 | 92480.1 | 1016.3 | 339.5 | 0 | 83.2 | 7371.7
2767 | 116 | Day116 | 6 | Hour6 | 4 | Spring | 2117 | #N/A | Spring | 413043.2 | 2024-04-26 06:00 | 407006.3 | 97.8 | 751.2 | 5187.8 | 413043.2 | 393609.3 | 277176.8 | 0.0329 | 0.045 | 0.66 | 0.66 | 172.5 | 9.8 | 1.34 | 16.7 | 698.2 | 0.12 | 173.1 | 37.6 | 210.7 | 179.4 | 10.2 | 1.39 | 17.4 | 726.8 | 0.13 | 180.1 | 39.1 | 219.2 | 215 | 9.2 | 1.21 | 20.9 | 951.6 | 0.1 | 215.6 | 49.3 | 264.9 | 391.9 | 14.9 | 1.89 | 40.3 | 1814.6 | 0.19 | 392.8 | 94.5 | 487.3 | 20.78 | 0 | 0.27 | 21.04 | 21.8 | 0 | 0.28 | 22.08 | 413043.2 | 135866.4 | 1548.9 | 4116.1 | 0 | 6966.1 | 27222.7 | 0 | 0 | 7211.1 | 112918.7 | 0 | 95.5 | 3315.4 | 33205.9 | 87542.3 | 211.6 | 33.5 | 0 | 33783.6 | 93749.9 | 1121.8 | 2935 | 0 | 0 | 8224.1
2768 | 116 | Day116 | 7 | Hour7 | 4 | Spring | 2117 | #N/A | Spring | 430584 | 2024-04-26 07:00 | 422863.3 | 1065.3 | 1934.7 | 4720.8 | 430584.1 | 408751.8 | 275536.1 | 0.0334 | 0.0467 | 0.68 | 0.67 | 166.1 | 9.6 | 1.31 | 15.9 | 667.8 | 0.12 | 166.7 | 35.9 | 202.6 | 172.8 | 10 | 1.37 | 16.5 | 694.4 | 0.12 | 173.5 | 37.3 | 210.7 | 131.8 | 4.6 | 0.58 | 13.8 | 615.7 | 0.06 | 132.1 | 32.1 | 164.3 | 404.4 | 17.2 | 2.24 | 39.1 | 1812.5 | 0.18 | 405.6 | 93.2 | 498.7 | 19.46 | 0 | 0.27 | 19.73 | 20.49 | 0 | 0.29 | 20.78 | 430584 | 155048 | 112.2 | 4110 | 0 | 6946.7 | 27914.4 | 0 | 0 | 9149.3 | 111619.2 | 0 | 95.5 | 3315.4 | 35515.1 | 85696 | 211.6 | 0 | 0 | 68250.2 | 76491.1 | 1157.4 | 6545.6 | 0 | 189.5 | 7215.4
2769 | 116 | Day116 | 8 | Hour8 | 4 | Spring | 2117 | #N/A | Spring | 442908.9 | 2024-04-26 08:00 | 433862.2 | 2032.9 | 2341 | 4672.8 | 442908.9 | 419260.8 | 282524.2 | 0.0337 | 0.0478 | 0.68 | 0.68 | 164.3 | 9.6 | 1.32 | 15.6 | 655.5 | 0.12 | 165 | 35.1 | 200.1 | 171.3 | 10.1 | 1.38 | 16.2 | 682.6 | 0.12 | 172 | 36.6 | 208.6 | 113.8 | 3.8 | 0.47 | 12.1 | 538.4 | 0.05 | 114.1 | 28.1 | 142.2 | 653.7 | 61.2 | 8.77 | 32.9 | 1871.3 | 0.32 | 657.9 | 88.8 | 746.7 | 19.78 | 0 | 0.28 | 20.06 | 20.88 | 0 | 0.29 | 21.18 | 442908.9 | 160384.7 | 0 | 4110 | 0 | 7887.2 | 29108.9 | 0 | 41.6 | 11089.3 | 111604.6 | 0 | 95.5 | 3315.4 | 40160 | 86031.1 | 211.6 | 0 | 0 | 94693.3 | 53659.2 | 901.3 | 7615 | 0 | 35 | 7598.4
2770 | 116 | Day116 | 9 | Hour9 | 4 | Spring | 2117 | #N/A | Spring | 450485.6 | 2024-04-26 09:00 | 443375 | 1832.2 | 873 | 4405.3 | 450485.6 | 428336.2 | 285126.7 | 0.0339 | 0.0488 | 0.68 | 0.68 | 164.9 | 9.8 | 1.35 | 15.5 | 653.5 | 0.12 | 165.6 | 35 | 200.5 | 171.7 | 10.2 | 1.41 | 16.1 | 679.5 | 0.12 | 172.4 | 36.4 | 208.7 | 88.2 | 2.5 | 0.3 | 9.8 | 429.5 | 0.04 | 88.3 | 22.6 | 111 | 696.8 | 67.5 | 9.7 | 33 | 1923.6 | 0.34 | 701.5 | 90.5 | 791.9 | 20.4 | 0 | 0.28 | 20.68 | 21.53 | 0 | 0.3 | 21.83 | 450485.6 | 165358.9 | 0 | 4112.9 | 0 | 7584.9 | 30336.2 | 0 | 126.5 | 14108.1 | 112234 | 0 | 95.5 | 3315.4 | 41205.1 | 86031.1 | 211.6 | 0 | 0 | 111534.1 | 38805.9 | 784.3 | 9202.3 | 332.1 | 1.6 | 8231.5
2771 | 116 | Day116 | 10 | Hour10 | 4 | Spring | 2117 | #N/A | Spring | 458977 | 2024-04-26 10:00 | 452818.5 | 455.6 | 1195.8 | 4507.1 | 458977.1 | 437322.3 | 287491.2 | 0.0342 | 0.0498 | 0.69 | 0.69 | 162.6 | 9.7 | 1.34 | 15.2 | 642.5 | 0.12 | 163.3 | 34.4 | 197.7 | 169.3 | 10.2 | 1.4 | 15.8 | 668 | 0.12 | 169.9 | 35.7 | 205.7 | 80.1 | 2.3 | 0.29 | 8.8 | 386 | 0.04 | 80.3 | 20.3 | 100.6 | 752.4 | 74.4 | 10.72 | 35.1 | 2029.6 | 0.38 | 757.6 | 95.7 | 853.3 | 21.17 | 0 | 0.28 | 21.45 | 22.31 | 0 | 0.3 | 22.61 | 458977 | 171485.9 | 167.1 | 4186.6 | 0 | 8374.7 | 30780 | 0 | 182.7 | 14638.9 | 111968 | 0 | 95.5 | 3315.4 | 41931 | 86461.4 | 211.6 | 0 | 0 | 118479.7 | 37406.1 | 778.5 | 11774.1 | 551 | 0.7 | 7442.9
2772 | 116 | Day116 | 11 | Hour11 | 4 | Spring | 2117 | #N/A | Spring | 464798 | 2024-04-26 11:00 | 460597 | 37.3 | 4.1 | 4159.5 | 464798 | 444711.5 | 286858.8 | 0.0345 | 0.0506 | 0.69 | 0.69 | 163.4 | 9.8 | 1.34 | 15.3 | 645.9 | 0.12 | 164 | 34.5 | 198.6 | 169.5 | 10.1 | 1.39 | 15.8 | 670.2 | 0.12 | 170.2 | 35.8 | 206.1 | 77.3 | 2.2 | 0.26 | 8.6 | 376.6 | 0.04 | 77.5 | 19.8 | 97.3 | 403.2 | 7.6 | 0.76 | 48.1 | 2109.3 | 0.19 | 403.6 | 111 | 514.6 | 22.56 | 0 | 0.28 | 22.84 | 23.79 | 0 | 0.29 | 24.08 | 464798 | 177939.2 | 166.3 | 4187.6 | 0 | 8374.7 | 31211.6 | 0 | 360.5 | 15600.7 | 114271.1 | 0 | 95.5 | 3315.4 | 37431.8 | 87593.2 | 211.6 | 0 | 0 | 123032.3 | 37994.7 | 951 | 12170.1 | 572 | 6.3 | 7968.2
2773 | 116 | Day116 | 12 | Hour12 | 4 | Spring | 2117 | #N/A | Spring | 473128 | 2024-04-26 12:00 | 468422.3 | 499.3 | 0 | 4206.4 | 473128 | 452129.7 | 287463.1 | 0.0348 | 0.0515 | 0.69 | 0.69 | 162.4 | 9.7 | 1.33 | 15.2 | 642.4 | 0.12 | 163.1 | 34.4 | 197.4 | 168.7 | 10.1 | 1.39 | 15.8 | 666.9 | 0.12 | 169.4 | 35.7 | 205 | 82.4 | 2.5 | 0.3 | 9 | 395.7 | 0.04 | 82.5 | 20.8 | 103.3 | 406.2 | 8.1 | 0.84 | 48.1 | 2111 | 0.19 | 406.7 | 111 | 517.7 | 22.89 | 0 | 0.27 | 23.16 | 24.16 | 0 | 0.29 | 24.45 | 473128 | 185664.9 | 0 | 4187.6 | 0 | 8202.5 | 31568.2 | 0 | 557.6 | 15785.7 | 115763.4 | 0 | 95.5 | 3315.4 | 35577 | 88328.9 | 211.6 | 213 | 0 | 129002.9 | 39174.9 | 1143.9 | 13048.2 | 232.4 | 0 | 8258.9
2774 | 116 | Day116 | 13 | Hour13 | 4 | Spring | 2117 | #N/A | Spring | 481378.4 | 2024-04-26 13:00 | 476839.6 | 168.4 | 0 | 4370.4 | 481378.4 | 460091.7 | 291640.2 | 0.0351 | 0.0525 | 0.69 | 0.69 | 162.1 | 9.5 | 1.3 | 15.3 | 646.8 | 0.11 | 162.7 | 34.6 | 197.3 | 168.3 | 9.9 | 1.35 | 15.9 | 671.6 | 0.12 | 169 | 35.9 | 204.9 | 87 | 2.9 | 0.37 | 9.2 | 408 | 0.04 | 87.2 | 21.4 | 108.5 | 434.6 | 9.2 | 0.98 | 50.4 | 2239.5 | 0.19 | 435.1 | 117.2 | 552.3 | 23.94 | 0 | 0.27 | 24.2 | 25.29 | 0 | 0.28 | 25.57 | 481378.4 | 189738.1 | 68.1 | 4187.6 | 0 | 8374.7 | 31146.3 | 0 | 621.3 | 17757.4 | 119769.4 | 0 | 95.5 | 3315.4 | 35709 | 88396.1 | 211.6 | 366.6 | 0 | 129712.5 | 40295.1 | 1351.9 | 12147.6 | 213 | 0 | 8258.9
2775 | 116 | Day116 | 14 | Hour14 | 4 | Spring | 2117 | #N/A | Spring | 488483.3 | 2024-04-26 14:00 | 484044.5 | 5.5 | 0 | 4433.3 | 488483.3 | 466890.3 | 300297.7 | 0.0354 | 0.0534 | 0.68 | 0.68 | 167.2 | 9.8 | 1.34 | 15.7 | 668.1 | 0.12 | 167.8 | 35.6 | 203.5 | 173.6 | 10.1 | 1.39 | 16.3 | 693.6 | 0.12 | 174.2 | 37 | 211.2 | 86.1 | 3 | 0.37 | 9 | 402.4 | 0.04 | 86.3 | 21 | 107.4 | 431.2 | 11.7 | 1.37 | 47.7 | 2140.4 | 0.19 | 432 | 111.5 | 543.5 | 24.46 | 0 | 0.26 | 24.72 | 25.86 | 0 | 0.28 | 26.14 | 488483.3 | 188185.6 | 171.5 | 4193.8 | 0 | 8202.5 | 32450.4 | 0 | 570.5 | 17061.8 | 125468.4 | 0 | 95.5 | 3315.4 | 37421.8 | 88396.1 | 211.6 | 370.7 | 0 | 126652.9 | 42210.7 | 1689.7 | 13080.7 | 213 | 54.8 | 8257.4
2776 | 116 | Day116 | 15 | Hour15 | 4 | Spring | 2117 | #N/A | Spring | 495186.9 | 2024-04-26 15:00 | 490493.3 | 260.6 | 0 | 4433 | 495186.9 | 472961.7 | 312685.9 | 0.0357 | 0.0542 | 0.66 | 0.66 | 174.9 | 10.3 | 1.41 | 16.2 | 696.3 | 0.12 | 175.6 | 37 | 212.6 | 181.8 | 10.7 | 1.47 | 16.9 | 723.7 | 0.12 | 182.5 | 38.5 | 221 | 92.2 | 2.8 | 0.34 | 10 | 442.1 | 0.05 | 92.3 | 23.2 | 115.5 | 437.2 | 12.5 | 1.48 | 47.8 | 2150.6 | 0.19 | 437.9 | 111.9 | 549.8 | 24.99 | 0 | 0.26 | 25.26 | 26.46 | 0 | 0.28 | 26.74 | 495186.9 | 182501 | 0 | 4193.8 | 0 | 8374.7 | 34857.3 | 0 | 548.1 | 15888.9 | 131563 | 0 | 95.5 | 3315.4 | 41307.8 | 88396.1 | 211.6 | 370.7 | 0 | 120180.8 | 44148.8 | 1734.3 | 11847.6 | 429.1 | 640.3 | 8105.7
2777 | 116 | Day116 | 16 | Hour16 | 4 | Spring | 2117 | #N/A | Spring | 501254.2 | 2024-04-26 16:00 | 496835.6 | 166.8 | 0 | 4251.7 | 501254.2 | 478933.1 | 334370.4 | 0.036 | 0.055 | 0.64 | 0.64 | 191.5 | 11.5 | 1.59 | 17.4 | 751.6 | 0.13 | 192.2 | 39.8 | 232 | 199.2 | 12 | 1.65 | 18.1 | 781.8 | 0.13 | 200 | 41.4 | 241.4 | 109.9 | 3.9 | 0.5 | 11.4 | 509.5 | 0.05 | 110.2 | 26.6 | 136.7 | 872.4 | 88.2 | 12.74 | 38.1 | 2277.7 | 0.43 | 878.5 | 106.1 | 984.6 | 25.81 | 0 | 0.26 | 26.07 | 27.34 | 0 | 0.28 | 27.62 | 501254.2 | 166883.7 | 41.8 | 4253 | 0 | 7829.6 | 39887 | 0 | 372.2 | 13367.9 | 140830.9 | 0 | 159.1 | 3315.4 | 48325.3 | 88396.1 | 583.2 | 748.8 | 0 | 106371.4 | 45085.5 | 1686.7 | 10744.1 | 1140.6 | 532.2 | 8258.9
2778 | 116 | Day116 | 17 | Hour17 | 4 | Spring | 2117 | #N/A | Spring | 502661.6 | 2024-04-26 17:00 | 498619 | 0 | 0 | 4042.6 | 502661.6 | 480611.4 | 363822 | 0.0361 | 0.0552 | 0.58 | 0.58 | 228.8 | 14.7 | 2.04 | 19.5 | 868.1 | 0.15 | 229.8 | 45.5 | 275.3 | 238.4 | 15.3 | 2.12 | 20.4 | 904.5 | 0.15 | 239.4 | 47.4 | 286.8 | 168.5 | 7.9 | 1.06 | 15.7 | 723.6 | 0.08 | 169 | 37.3 | 206.3 | 899.8 | 88.9 | 12.82 | 41.2 | 2415.4 | 0.45 | 906 | 113.3 | 1019.3 | 27.65 | 0 | 0.26 | 27.91 | 29.29 | 0 | 0.28 | 29.57 | 502661.6 | 138839.6 | 452 | 4257.5 | 0 | 8374.7 | 52505.3 | 0 | 367 | 11346.1 | 155231.7 | 0 | 159.1 | 3315.4 | 48567.7 | 88396.1 | 807.6 | 1754.9 | 0 | 77273.4 | 48081.5 | 1771.5 | 7012.7 | 3730.7 | 1086.1 | 8102.3
2779 | 116 | Day116 | 18 | Hour18 | 4 | Spring | 2117 | #N/A | Spring | 499925.8 | 2024-04-26 18:00 | 495456.1 | 0 | 0 | 4469.7 | 499925.9 | 477636.5 | 401420.7 | 0.036 | 0.0548 | 0.54 | 0.54 | 255.5 | 15.9 | 2.22 | 22.4 | 963.4 | 0.17 | 256.5 | 51.1 | 307.7 | 268.6 | 16.7 | 2.33 | 23.6 | 1015.3 | 0.18 | 269.7 | 53.9 | 323.7 | 307.1 | 14.1 | 1.93 | 29.5 | 1280.4 | 0.18 | 308 | 67.7 | 375.8 | 734.1 | 38.4 | 5.91 | 72.8 | 2419.4 | 0.79 | 736.8 | 145.1 | 881.9 | 28.99 | 0 | 0.26 | 29.25 | 30.68 | 0 | 0.27 | 30.96 | 499925.8 | 98505.2 | 2068.9 | 4257.5 | 0 | 8202.5 | 54680.9 | 0 | 231.6 | 5546.3 | 164543.4 | 0 | 4007.4 | 3315.4 | 58439.2 | 88396.1 | 5317.5 | 8191.8 | 0 | 35750 | 55257.4 | 1719.8 | 5424.9 | 7245 | 3276.8 | 8258.9
2780 | 116 | Day116 | 19 | Hour19 | 4 | Spring | 2117 | #N/A | Spring | 494069.3 | 2024-04-26 19:00 | 490104.6 | 0 | 0 | 3964.6 | 494069.3 | 472613.4 | 416087.3 | 0.0357 | 0.0541 | 0.52 | 0.51 | 268.3 | 16.5 | 2.3 | 23.7 | 1012.1 | 0.19 | 269.5 | 53.9 | 323.4 | 282.6 | 17.2 | 2.41 | 25.2 | 1069.2 | 0.2 | 283.7 | 57.1 | 340.8 | 378.8 | 17.2 | 2.4 | 37.2 | 1546 | 0.25 | 380 | 83.3 | 463.3 | 1076.8 | 122 | 17.75 | 35.2 | 2397.9 | 0.54 | 1085.3 | 106.8 | 1192 | 30.12 | 0 | 0.26 | 30.38 | 31.85 | 0 | 0.28 | 32.13 | 494069.3 | 77981.9 | 4020.8 | 4257.5 | 0 | 8374.7 | 55232.5 | 0 | 97.2 | 1194 | 167109.8 | 0 | 6519.1 | 3315.4 | 59942.7 | 88396.1 | 7023 | 11895.7 | 0 | 8501.8 | 66794 | 1395 | 3199.1 | 7067.6 | 3918.9 | 8258.9
2781 | 116 | Day116 | 20 | Hour20 | 4 | Spring | 2117 | #N/A | Spring | 491973.8 | 2024-04-26 20:00 | 488136.3 | 0 | 0 | 3837.5 | 491973.8 | 470757.5 | 415614.1 | 0.0356 | 0.0539 | 0.52 | 0.51 | 268.2 | 16.5 | 2.31 | 23.7 | 1009 | 0.19 | 269.3 | 53.8 | 323.1 | 282.4 | 17.3 | 2.42 | 25.1 | 1066.3 | 0.2 | 283.6 | 56.9 | 340.5 | 396.6 | 17.7 | 2.49 | 39.3 | 1611.8 | 0.28 | 397.8 | 87.4 | 485.2 | 833.2 | 75.1 | 10.75 | 44.7 | 2464.1 | 0.41 | 838.4 | 118.3 | 956.7 | 30.19 | 0 | 0.27 | 30.45 | 31.91 | 0 | 0.28 | 32.19 | 491973.8 | 76359.7 | 6840.8 | 4257.5 | 0 | 8374.7 | 55296.3 | 0 | 11.9 | 337.3 | 166914.5 | 0 | 5437.4 | 3315.4 | 59269.8 | 88396.1 | 7019.9 | 10491.7 | 0 | 694.4 | 74090 | 1226.2 | 353.9 | 3455.6 | 4437.4 | 8258.9
2782 | 116 | Day116 | 21 | Hour21 | 4 | Spring | 2117 | #N/A | Spring | 474178.7 | 2024-04-26 21:00 | 470137.8 | 0 | 0 | 4040.9 | 474178.7 | 453673 | 393363 | 0.035 | 0.052 | 0.54 | 0.54 | 253.7 | 16.1 | 2.24 | 21.8 | 963.4 | 0.16 | 254.8 | 50.6 | 305.4 | 265.3 | 16.8 | 2.33 | 22.9 | 1009.8 | 0.17 | 266.5 | 53.1 | 319.5 | 353.2 | 16.8 | 2.31 | 33.5 | 1455.5 | 0.21 | 354.3 | 76.9 | 431.2 | 538 | 10.2 | 1.05 | 63.6 | 2797.2 | 0.24 | 538.6 | 147 | 685.7 | 29.35 | 0 | 0.27 | 29.62 | 30.97 | 0 | 0.29 | 31.26 | 474178.7 | 80815.7 | 5786.2 | 4257.5 | 0 | 8374.7 | 53630.4 | 0 | 0 | 0 | 161053.3 | 0 | 1449.7 | 3315.4 | 59090.4 | 88396.1 | 1907 | 6102.3 | 0 | 0 | 79691.9 | 1123.8 | 40.4 | 476.4 | 3725 | 8258.9
2783 | 116 | Day116 | 22 | Hour22 | 4 | Spring | 2117 | #N/A | Spring | 444211.2 | 2024-04-26 22:00 | 439802.2 | 0 | 0 | 4409 | 444211.2 | 424819.9 | 359341.8 | 0.0341 | 0.0489 | 0.57 | 0.57 | 228.7 | 13.9 | 1.92 | 20.5 | 893.2 | 0.15 | 229.7 | 47.2 | 276.8 | 238.3 | 14.5 | 1.99 | 21.4 | 931.6 | 0.16 | 239.3 | 49.2 | 288.5 | 405.9 | 25.7 | 3.55 | 31.6 | 1550.6 | 0.19 | 407.7 | 77.9 | 485.6 | 890 | 90.7 | 13.11 | 38.2 | 2300 | 0.44 | 896.3 | 106.9 | 1003.2 | 26.7 | 0 | 0.27 | 26.97 | 28.07 | 0 | 0.29 | 28.36 | 444211.2 | 84869.4 | 2860.5 | 4257.5 | 0 | 8374.7 | 42745.6 | 0 | 0 | 0 | 147274.6 | 0 | 159.1 | 3315.4 | 56783.1 | 88396.1 | 657.5 | 4517.7 | 0 | 0 | 83672.7 | 1196.7 | 0 | 190.8 | 2567.9 | 8089.4
2784 | 116 | Day116 | 23 | Hour23 | 4 | Spring | 2117 | #N/A | Spring | 413787.6 | 2024-04-26 23:00 | 409427.1 | 0 | 0 | 4360.5 | 413787.6 | 395834 | 326824 | 0.0332 | 0.0457 | 0.6 | 0.6 | 202.5 | 11.4 | 1.55 | 19.4 | 821.9 | 0.14 | 203.2 | 43.9 | 247.2 | 210.9 | 11.8 | 1.61 | 20.2 | 857.2 | 0.15 | 211.7 | 45.8 | 257.5 | 458.4 | 30.9 | 4.3 | 34 | 1690.1 | 0.22 | 460.5 | 84.5 | 545 | 485.6 | 19.8 | 2.58 | 47.8 | 2189.9 | 0.23 | 486.9 | 113.2 | 600 | 25.15 | 0 | 0.28 | 25.43 | 26.37 | 0 | 0.29 | 26.66 | 413787.6 | 86963.6 | 2902.4 | 4184.8 | 0 | 8374.7 | 31316.3 | 0 | 0 | 0 | 133339.1 | 0 | 159.1 | 3315.4 | 50756.9 | 88396.1 | 504.6 | 3574.6 | 0 | 0 | 85228.8 | 1734.7 | 0 | 0 | 1422.5 | 7223.2
2785 | 117 | Day117 | 0 | Hour0 | 4 | Spring | 31 | 514341 | Spring | 388058.2 | 2024-04-27 | 383353.7 | 87.2 | 0 | 4617.3 | 388058.2 | 370918.7 | 301394.4 | 0.0324 | 0.0428 | 0.63 | 0.63 | 185.6 | 10.4 | 1.41 | 18.2 | 756 | 0.13 | 186.3 | 40.7 | 227 | 193 | 10.8 | 1.47 | 18.9 | 786.8 | 0.14 | 193.7 | 42.4 | 236.1 | 438.3 | 23.9 | 3.24 | 37.6 | 1796.2 | 0.2 | 439.9 | 91.2 | 531.1 | 403.7 | 10 | 1.14 | 45.5 | 2034.2 | 0.18 | 404.3 | 106.2 | 510.5 | 22.92 | 0 | 0.28 | 23.2 | 23.95 | 0 | 0.29 | 24.24 | 388058.2 | 86663.8 | 287.8 | 4180.3 | 0 | 8374.7 | 26732.6 | 0 | 0 | 0 | 115366.2 | 0 | 121 | 3315.4 | 50820 | 88396.1 | 383.5 | 3416.9 | 0 | 0 | 84753.5 | 1910.2 | 0 | 0 | 0 | 6820.9
2786 | 117 | Day117 | 1 | Hour1 | 4 | Spring | 2117 | #N/A | Spring | 370403.1 | 2024-04-27 01:00 | 364408 | 1130.7 | 130.8 | 4733.6 | 370403.1 | 352791.6 | 283667.8 | 0.0319 | 0.0405 | 0.65 | 0.65 | 173.5 | 9.5 | 1.29 | 17.4 | 713.8 | 0.13 | 174.1 | 38.8 | 212.9 | 180.2 | 9.8 | 1.34 | 18.1 | 741.8 | 0.14 | 180.9 | 40.3 | 221.2 | 423.1 | 23 | 3.12 | 36.5 | 1736 | 0.2 | 424.7 | 88.3 | 513 | 618.8 | 51.1 | 7.26 | 38.2 | 1988.3 | 0.32 | 622.3 | 97.6 | 719.8 | 21.08 | 0 | 0.28 | 21.36 | 21.98 | 0 | 0.29 | 22.27 | 370403.1 | 86735.3 | 110.2 | 4180.3 | 0 | 7426.2 | 23104.2 | 0 | 0 | 0 | 105097.9 | 0 | 95.5 | 3315.4 | 49121.1 | 88257 | 383.5 | 2576.5 | 0 | 0 | 84832.8 | 1902.5 | 0 | 0 | 0 | 6305.3
2787 | 117 | Day117 | 2 | Hour2 | 4 | Spring | 2117 | #N/A | Spring | 363408.6 | 2024-04-27 02:00 | 352657.1 | 3383.5 | 2575.1 | 4792.9 | 363408.6 | 341535 | 276338.7 | 0.0315 | 0.0391 | 0.65 | 0.65 | 175.9 | 9.6 | 1.3 | 17.7 | 724 | 0.13 | 176.5 | 39.3 | 215.8 | 182.7 | 10 | 1.36 | 18.3 | 750.4 | 0.14 | 183.3 | 40.7 | 224 | 426.6 | 23.6 | 3.2 | 36.5 | 1739.2 | 0.2 | 428.2 | 88.3 | 516.5 | 599.8 | 51.8 | 7.37 | 35.8 | 1860.2 | 0.32 | 603.4 | 91.4 | 694.8 | 20.08 | 0 | 0.29 | 20.37 | 20.9 | 0 | 0.29 | 21.19 | 363408.6 | 87069.9 | 25.5 | 4180.3 | 0 | 7008.6 | 22904.1 | 0 | 0 | 0 | 104735.2 | 0 | 95.5 | 3315.4 | 47073 | 86604.2 | 383.5 | 13.5 | 0 | 0 | 84990.6 | 2079.4 | 0 | 0 | 292.4 | 5992.1
2788 | 117 | Day117 | 3 | Hour3 | 4 | Spring | 2117 | #N/A | Spring | 359742.2 | 2024-04-27 03:00 | 349225 | 4677 | 1181.4 | 4658.9 | 359742.3 | 338259.4 | 270224.5 | 0.0314 | 0.0386 | 0.65 | 0.64 | 176.9 | 9.7 | 1.32 | 17.7 | 727.2 | 0.13 | 177.5 | 39.4 | 217 | 183.9 | 10.1 | 1.37 | 18.4 | 754.9 | 0.14 | 184.6 | 40.9 | 225.5 | 419.9 | 23.1 | 3.14 | 35.9 | 1713.8 | 0.19 | 421.4 | 87 | 508.4 | 384.1 | 12.5 | 1.54 | 40.6 | 1840.6 | 0.17 | 384.9 | 95.5 | 480.4 | 18.38 | 0 | 0.29 | 18.67 | 19.2 | 0 | 0.29 | 19.49 | 359742.2 | 89517.8 | 0 | 4106.6 | 0 | 6412.6 | 22889.3 | 0 | 0 | 0 | 104079.6 | 0 | 95.5 | 3315.4 | 42907.1 | 86034.9 | 383.5 | 0 | 0 | 0 | 87341.3 | 2176.5 | 0 | 0 | 84.7 | 5918.9
2789 | 117 | Day117 | 4 | Hour4 | 4 | Spring | 2117 | #N/A | Spring | 363233.3 | 2024-04-27 04:00 | 355687 | 2175.1 | 370.7 | 5000.5 | 363233.3 | 344486.1 | 271782.4 | 0.0315 | 0.0392 | 0.64 | 0.64 | 179 | 9.7 | 1.32 | 17.9 | 737.4 | 0.13 | 179.6 | 40 | 219.6 | 186 | 10.1 | 1.38 | 18.6 | 766.3 | 0.14 | 186.6 | 41.5 | 228.2 | 413.9 | 22.8 | 3.09 | 35.4 | 1689.9 | 0.19 | 415.5 | 85.8 | 501.2 | 354.9 | 11.7 | 1.45 | 37.3 | 1695.6 | 0.16 | 355.6 | 87.9 | 443.5 | 18.72 | 0 | 0.27 | 18.99 | 19.61 | 0 | 0.28 | 19.89 | 363233.3 | 91450.9 | 10.5 | 4106.6 | 0 | 7308.9 | 23191.4 | 0 | 0 | 60 | 106861.2 | 0 | 95.5 | 3315.4 | 40474.5 | 86034.9 | 383.5 | 0 | 0 | 171.5 | 89008 | 2211.4 | 0 | 0 | 358.1 | 7092.3
2790 | 117 | Day117 | 5 | Hour5 | 4 | Spring | 2117 | #N/A | Spring | 382317.6 | 2024-04-27 05:00 | 375491.5 | 1111 | 370.7 | 5344.4 | 382317.6 | 363495.4 | 282662.3 | 0.0319 | 0.0414 | 0.63 | 0.62 | 182.7 | 9.6 | 1.3 | 18.4 | 762.6 | 0.13 | 183.4 | 41.2 | 224.6 | 189.7 | 10 | 1.35 | 19.1 | 791.9 | 0.14 | 190.4 | 42.8 | 233.2 | 441.1 | 29.3 | 4.07 | 33.2 | 1641.1 | 0.21 | 443 | 82.1 | 525.2 | 373.4 | 10 | 1.16 | 41.5 | 1860.2 | 0.16 | 374 | 96.9 | 471 | 19.72 | 0 | 0.27 | 19.99 | 20.68 | 0 | 0.28 | 20.96 | 382317.6 | 99655.4 | 0 | 4106.6 | 0 | 7246.5 | 23744.2 | 0 | 0 | 334.9 | 118731.3 | 0 | 95.5 | 3315.4 | 39004.3 | 86034.9 | 383.5 | 0 | 0 | 2708.8 | 94125.4 | 2486.3 | 269.7 | 0 | 0 | 7216.9
2791 | 117 | Day117 | 6 | Hour6 | 4 | Spring | 2117 | #N/A | Spring | 409426.2 | 2024-04-27 06:00 | 402498 | 361.4 | 1537.5 | 5029.3 | 409426.2 | 389337.9 | 285787.7 | 0.0327 | 0.0444 | 0.65 | 0.65 | 171.1 | 9.2 | 1.24 | 17.1 | 709.4 | 0.13 | 171.8 | 38.3 | 210.1 | 178.3 | 9.6 | 1.29 | 17.9 | 739.4 | 0.13 | 178.9 | 39.9 | 218.9 | 234.9 | 11.9 | 1.6 | 21 | 991.1 | 0.11 | 235.7 | 50.6 | 286.3 | 398.2 | 19 | 2.52 | 38.4 | 1723.8 | 0.22 | 399.4 | 89.8 | 489.2 | 20.63 | 0 | 0.27 | 20.9 | 21.63 | 0 | 0.28 | 21.92 | 409426.2 | 123638.5 | 1539.2 | 4106.6 | 0 | 7467.9 | 24464 | 0 | 0 | 4325.3 | 116970.9 | 0 | 95.5 | 3315.4 | 39412.3 | 88032.4 | 383.5 | 0 | 0 | 21734.5 | 94850.6 | 2728.2 | 2247 | 0 | 0 | 8133.3
2792 | 117 | Day117 | 7 | Hour7 | 4 | Spring | 2117 | #N/A | Spring | 428119.8 | 2024-04-27 07:00 | 422336.6 | 616.8 | 4.1 | 5162.3 | 428119.7 | 408280 | 282504.6 | 0.0333 | 0.0465 | 0.68 | 0.67 | 161.6 | 8.8 | 1.2 | 16 | 664.4 | 0.12 | 162.2 | 35.9 | 198.1 | 167.7 | 9.2 | 1.25 | 16.6 | 689.6 | 0.12 | 168.3 | 37.2 | 205.5 | 139.6 | 5.8 | 0.75 | 13.6 | 629.1 | 0.06 | 140 | 32.4 | 172.4 | 405.1 | 14.5 | 1.82 | 42.1 | 1902.4 | 0.19 | 406 | 98.9 | 504.9 | 20.63 | 0 | 0.28 | 20.91 | 21.68 | 0 | 0.29 | 21.97 | 428119.8 | 145615.2 | 0 | 4119 | 0 | 8374.7 | 24914.4 | 0 | 0 | 7013.1 | 113358.1 | 0 | 95.5 | 3315.4 | 41556.7 | 86387.3 | 383.5 | 0 | 0 | 51712 | 84156.1 | 2734 | 4137.8 | 0 | 0 | 7888.4
2793 | 117 | Day117 | 8 | Hour8 | 4 | Spring | 2117 | #N/A | Spring | 444471.4 | 2024-04-27 08:00 | 438526 | 1629.3 | 4.1 | 4312 | 444471.4 | 423721 | 290473 | 0.0338 | 0.0482 | 0.66 | 0.66 | 173.4 | 10.1 | 1.39 | 16.4 | 691.6 | 0.12 | 174 | 37 | 211 | 180.1 | 10.5 | 1.44 | 17 | 718.6 | 0.13 | 180.9 | 38.4 | 219.3 | 110.4 | 4 | 0.5 | 11.3 | 516.8 | 0.05 | 110.7 | 26.7 | 137.4 | 922.4 | 97.3 | 14.08 | 36.5 | 2292.9 | 0.45 | 929.2 | 104.9 | 1034.1 | 21.08 | 0 | 0.28 | 21.36 | 22.25 | 0 | 0.29 | 22.55 | 444471.4 | 153998.4 | 0 | 4120.1 | 0 | 8374.7 | 30606.9 | 0 | 237.8 | 8945.6 | 118268.4 | 0 | 95.5 | 3315.4 | 39145.7 | 86031.1 | 383.5 | 131.8 | 0 | 80328.4 | 61778.6 | 2708 | 5694.3 | 0 | 39.5 | 8258.9
2794 | 117 | Day117 | 9 | Hour9 | 4 | Spring | 2117 | #N/A | Spring | 458495.8 | 2024-04-27 09:00 | 453040.3 | 1314.1 | 4.1 | 4137.3 | 458495.9 | 437536.6 | 279854.5 | 0.0342 | 0.0498 | 0.68 | 0.68 | 164.8 | 9.8 | 1.34 | 15.5 | 654.2 | 0.12 | 165.5 | 35 | 200.5 | 171.2 | 10.1 | 1.39 | 16.1 | 679.3 | 0.12 | 171.9 | 36.4 | 208.2 | 78.8 | 2.1 | 0.24 | 8.8 | 392.9 | 0.03 | 78.9 | 20.5 | 99.4 | 378.7 | 10.5 | 1.24 | 42.2 | 1873.9 | 0.18 | 379.4 | 98.1 | 477.4 | 21.28 | 0 | 0.27 | 21.56 | 22.48 | 0 | 0.29 | 22.77 | 458495.8 | 178641.4 | 9.9 | 4110.7 | 0 | 8374.7 | 30608.8 | 0 | 706.8 | 15513.4 | 114844.7 | 0 | 95.5 | 3315.4 | 31387.3 | 86511 | 383.5 | 213 | 0 | 103014.3 | 56719.7 | 2687.2 | 8046.1 | 15.6 | 27.2 | 7888.4
2795 | 117 | Day117 | 10 | Hour10 | 4 | Spring | 2117 | #N/A | Spring | 470191.6 | 2024-04-27 10:00 | 465153.1 | 161.4 | 4.1 | 4873.1 | 470191.7 | 449044.5 | 275734.6 | 0.0346 | 0.0511 | 0.69 | 0.69 | 160.4 | 9.5 | 1.31 | 15 | 635 | 0.11 | 161 | 34 | 195 | 166.6 | 9.9 | 1.36 | 15.6 | 659.5 | 0.12 | 167.2 | 35.3 | 202.6 | 71.7 | 1.9 | 0.23 | 7.9 | 355.8 | 0.03 | 71.8 | 18.5 | 90.4 | 385.5 | 7.7 | 0.8 | 45.1 | 2001.8 | 0.17 | 386 | 104.8 | 490.8 | 22.02 | 0 | 0.27 | 22.29 | 23.23 | 0 | 0.29 | 23.52 | 470191.6 | 194457.1 | 126.2 | 4110.7 | 0 | 8374.7 | 30804.6 | 0 | 983.4 | 15614.5 | 113887.7 | 0 | 95.5 | 3315.4 | 27389.5 | 87033.9 | 383.5 | 213 | 0 | 116361.6 | 58737.4 | 2760.2 | 13780.4 | 10.3 | 139.8 | 7679.9
2796 | 117 | Day117 | 11 | Hour11 | 4 | Spring | 2117 | #N/A | Spring | 481974 | 2024-04-27 11:00 | 475372.9 | 150.7 | 1374.6 | 5075.8 | 481974 | 458735.6 | 279325.2 | 0.035 | 0.0522 | 0.69 | 0.69 | 160.4 | 9.7 | 1.33 | 14.9 | 631.4 | 0.11 | 161.1 | 33.8 | 194.8 | 167.1 | 10.1 | 1.38 | 15.5 | 657.6 | 0.12 | 167.8 | 35.2 | 203 | 73 | 2 | 0.23 | 8.1 | 362.7 | 0.03 | 73.1 | 18.9 | 92 | 408.4 | 7.7 | 0.77 | 48.2 | 2135.4 | 0.18 | 408.8 | 111.9 | 520.7 | 23.5 | 0 | 0.27 | 23.77 | 24.85 | 0 | 0.29 | 25.13 | 481974 | 202648.8 | 0.4 | 4184.4 | 0 | 8202.5 | 32123.4 | 0 | 964.2 | 16911.3 | 115275 | 0 | 95.5 | 3315.4 | 27198.8 | 88396.1 | 383.5 | 150.1 | 0 | 121915.7 | 59957.6 | 2900.1 | 13677.8 | 386.4 | 3.4 | 8050.4
2797 | 117 | Day117 | 12 | Hour12 | 4 | Spring | 2117 | #N/A | Spring | 492723.2 | 2024-04-27 12:00 | 483373.6 | 2719.7 | 1553.2 | 5076.8 | 492723.2 | 466301.1 | 286015.8 | 0.0353 | 0.0531 | 0.69 | 0.68 | 164.9 | 10 | 1.37 | 15.2 | 647.1 | 0.12 | 165.6 | 34.5 | 200.1 | 172.6 | 10.5 | 1.44 | 15.9 | 676.8 | 0.12 | 173.3 | 36.1 | 209.4 | 71.3 | 1.9 | 0.23 | 7.9 | 353.8 | 0.03 | 71.4 | 18.4 | 89.8 | 505.1 | 34.7 | 4.84 | 38.6 | 1847.3 | 0.28 | 507.5 | 93.7 | 601.2 | 21.91 | 0 | 0.27 | 22.17 | 23.3 | 0 | 0.28 | 23.58 | 492723.2 | 206707.5 | 0.3 | 4184.4 | 0 | 8197.9 | 33991.4 | 0 | 974 | 15189.2 | 120453.6 | 0 | 95.5 | 3315.4 | 27125.8 | 88268.1 | 383.5 | 0 | 0 | 125821.4 | 61797.7 | 2925.2 | 14947.6 | 386.4 | 0 | 8258.9
2798 | 117 | Day117 | 13 | Hour13 | 4 | Spring | 2117 | #N/A | Spring | 501330.2 | 2024-04-27 13:00 | 491716.7 | 3092.4 | 1553.2 | 4967.9 | 501330.2 | 474170.1 | 294387.2 | 0.0357 | 0.0542 | 0.67 | 0.67 | 170.2 | 10.2 | 1.4 | 15.7 | 671.3 | 0.12 | 170.9 | 35.7 | 206.6 | 178.3 | 10.7 | 1.47 | 16.4 | 703 | 0.12 | 179 | 37.4 | 216.4 | 67.6 | 1.9 | 0.23 | 7.4 | 332.7 | 0.03 | 67.7 | 17.3 | 85 | 426.5 | 8.1 | 0.83 | 50.4 | 2215.5 | 0.19 | 427 | 116.5 | 543.5 | 22.68 | 0 | 0.26 | 22.95 | 24.15 | 0 | 0.28 | 24.43 | 501330.2 | 206943 | 110 | 4184.4 | 0 | 8055.5 | 35046.4 | 0 | 992.5 | 15853 | 127323.7 | 0 | 159.1 | 3315.4 | 27299.3 | 88396.1 | 493 | 4.1 | 0 | 124231.8 | 63026.6 | 2839 | 12519.1 | 1236.6 | 340.5 | 8050.4
2799 | 117 | Day117 | 14 | Hour14 | 4 | Spring | 2117 | #N/A | Spring | 507187.4 | 2024-04-27 14:00 | 497500.8 | 3227.7 | 1553.2 | 4905.6 | 507187.3 | 479603.1 | 302770.3 | 0.036 | 0.0549 | 0.66 | 0.66 | 178.4 | 10.8 | 1.49 | 16.2 | 698.6 | 0.12 | 179.1 | 37.1 | 216.2 | 186.9 | 11.3 | 1.56 | 17 | 731.9 | 0.13 | 187.7 | 38.8 | 226.5 | 66.8 | 1.8 | 0.21 | 7.4 | 332.2 | 0.03 | 66.9 | 17.3 | 84.3 | 487 | 16 | 1.98 | 51.5 | 2319.7 | 0.22 | 488 | 120.7 | 608.7 | 23.21 | 0 | 0.26 | 23.47 | 24.74 | 0 | 0.28 | 25.01 | 507187.4 | 204417 | 110 | 4184.4 | 0 | 7825 | 37950.9 | 0 | 992.1 | 15616.3 | 132558 | 0 | 159.1 | 3315.4 | 27657.3 | 88396.1 | 521.1 | 92.9 | 0 | 120748.5 | 64581.1 | 2479.1 | 12518.1 | 593.1 | 401.9 | 8258.9
2800 | 117 | Day117 | 15 | Hour15 | 4 | Spring | 2117 | #N/A | Spring | 511118.8 | 2024-04-27 15:00 | 501038.8 | 3936.7 | 1553.2 | 4590 | 511118.8 | 482911.6 | 307704.2 | 0.0362 | 0.0555 | 0.66 | 0.65 | 181 | 10.9 | 1.51 | 16.4 | 709.2 | 0.12 | 181.7 | 37.6 | 219.3 | 189.8 | 11.5 | 1.58 | 17.2 | 743.7 | 0.13 | 190.6 | 39.4 | 230 | 71.4 | 1.9 | 0.22 | 7.9 | 354.5 | 0.03 | 71.5 | 18.5 | 90 | 658.7 | 62.2 | 8.94 | 34.6 | 1860.8 | 0.37 | 663 | 90.2 | 753.2 | 23.54 | 0 | 0.26 | 23.8 | 25.12 | 0 | 0.27 | 25.39 | 511118.8 | 203414.6 | 296.4 | 4184.4 | 0 | 7825 | 38676.5 | 0 | 987.7 | 15237.2 | 134976.6 | 0 | 509.7 | 3315.4 | 29019.1 | 88271.2 | 625.7 | 4.1 | 0 | 116384.2 | 68228.5 | 2576.9 | 11989.2 | 1292.8 | 687.3 | 8258.9
2801 | 117 | Day117 | 16 | Hour16 | 4 | Spring | 2117 | #N/A | Spring | 514341 | 2024-04-27 16:00 | 503953.5 | 4118.2 | 1553.2 | 4716.2 | 514341 | 485650.1 | 314145.5 | 0.0363 | 0.0558 | 0.65 | 0.65 | 186 | 11.3 | 1.56 | 16.8 | 725.9 | 0.13 | 186.8 | 38.5 | 225.3 | 195.2 | 11.8 | 1.63 | 17.7 | 761.7 | 0.13 | 196 | 40.4 | 236.4 | 79 | 2.3 | 0.28 | 8.6 | 386.3 | 0.04 | 79.2 | 20.1 | 99.3 | 594.8 | 35.2 | 4.85 | 50.3 | 2340.7 | 0.32 | 597.2 | 120.2 | 717.3 | 23.65 | 0 | 0.26 | 23.91 | 25.25 | 0 | 0.28 | 25.53 | 514341 | 200195.6 | 148.3 | 4243.6 | 0 | 7825 | 40058.7 | 0 | 982.5 | 15505.2 | 137532.4 | 0 | 1016.4 | 3315.4 | 30389 | 87934.7 | 1053.9 | 627.9 | 0 | 106320.2 | 74651.9 | 2735.8 | 11529 | 816.5 | 1320.7 | 8258.9
2802 | 117 | Day117 | 17 | Hour17 | 4 | Spring | 2117 | #N/A | Spring | 509610.2 | 2024-04-27 17:00 | 500979.4 | 1829.5 | 1553.2 | 5248.2 | 509610.3 | 482850.4 | 330511 | 0.0362 | 0.0555 | 0.63 | 0.62 | 202.1 | 12.5 | 1.73 | 17.9 | 780.8 | 0.13 | 202.9 | 41.2 | 244.2 | 212.3 | 13.1 | 1.81 | 18.9 | 822 | 0.14 | 213.2 | 43.4 | 256.7 | 130.2 | 5.6 | 0.73 | 12.6 | 581.3 | 0.06 | 130.5 | 29.9 | 160.4 | 913.4 | 90.9 | 13.11 | 41.2 | 2429.8 | 0.45 | 919.7 | 113.8 | 1033.4 | 24.22 | 0 | 0.27 | 24.49 | 25.79 | 0 | 0.28 | 26.07 | 509610.2 | 179099.2 | 1645.6 | 4243.6 | 0 | 7968.5 | 44312.8 | 0 | 947.5 | 12298.5 | 144511.2 | 0 | 1016.4 | 3315.4 | 31722.5 | 88396.1 | 1130.2 | 2248.7 | 0 | 80729.8 | 82570.6 | 2552.9 | 9563.2 | 3877.8 | 1412.1 | 7679.9
2803 | 117 | Day117 | 18 | Hour18 | 4 | Spring | 2117 | #N/A | Spring | 499995.1 | 2024-04-27 18:00 | 494651.3 | 0 | 0 | 5343.8 | 499995.1 | 476901 | 355983.7 | 0.0359 | 0.0547 | 0.6 | 0.59 | 222.1 | 13.9 | 1.94 | 19.5 | 842.7 | 0.15 | 223 | 44.7 | 267.7 | 234.7 | 14.6 | 2.03 | 20.8 | 894.2 | 0.16 | 235.7 | 47.5 | 283.2 | 284.8 | 12 | 1.71 | 29.2 | 1152.4 | 0.22 | 285.6 | 63.6 | 349.3 | 595.6 | 16.7 | 2.45 | 71 | 2518.5 | 0.56 | 596.8 | 146.2 | 743 | 64.74 | 0 | 0.26 | 65.01 | 68.51 | 0 | 0.28 | 68.8 | 499995.1 | 144011.4 | 2682.5 | 4243.6 | 0 | 8374.7 | 48245.2 | 0 | 863.9 | 7381.1 | 147727.5 | 0 | 2264 | 3315.4 | 36410.2 | 88396.1 | 3126.1 | 11198.4 | 0 | 45776.6 | 87200.4 | 2789.5 | 7280.3 | 8656 | 3720.5 | 8258.9
2804 | 117 | Day117 | 19 | Hour19 | 4 | Spring | 2117 | #N/A | Spring | 493391.2 | 2024-04-27 19:00 | 488488.2 | 0 | 0 | 4903.1 | 493391.2 | 471099 | 367489.5 | 0.0356 | 0.0539 | 0.58 | 0.57 | 229.6 | 14.3 | 1.98 | 20.2 | 874.5 | 0.15 | 230.5 | 46.3 | 276.9 | 242 | 14.9 | 2.08 | 21.5 | 925.4 | 0.16 | 243 | 49.1 | 292.1 | 371.9 | 17.2 | 2.46 | 36.7 | 1463.7 | 0.28 | 373.1 | 80.4 | 453.5 | 650.2 | 22.3 | 2.79 | 67.9 | 3067.1 | 0.3 | 651.7 | 159.4 | 811.1 | 50.64 | 0 | 0.27 | 50.91 | 53.55 | 0 | 0.28 | 53.83 | 493391.2 | 125901.7 | 3014.9 | 4253 | 0 | 8374.7 | 48682.2 | 0 | 530.2 | 4132.8 | 152068.8 | 0 | 2264 | 3315.4 | 43936.9 | 88396.1 | 3139.6 | 10043.8 | 0 | 21022.8 | 97296.8 | 2919.1 | 4255.6 | 6424.7 | 3451.9 | 8050.4
2805 | 117 | Day117 | 20 | Hour20 | 4 | Spring | 2117 | #N/A | Spring | 491736.8 | 2024-04-27 20:00 | 486334.5 | 0 | 0 | 5402.2 | 491736.8 | 469070.6 | 372177.6 | 0.0355 | 0.0536 | 0.59 | 0.59 | 219.3 | 13.4 | 1.85 | 19.6 | 849.4 | 0.15 | 220.2 | 44.9 | 265.2 | 231.1 | 14 | 1.93 | 20.8 | 898.5 | 0.16 | 232 | 47.6 | 279.7 | 379.1 | 19.3 | 2.74 | 35.5 | 1468.3 | 0.27 | 380.5 | 79.3 | 459.8 | 855.3 | 80.3 | 11.54 | 43 | 2425.5 | 0.42 | 860.8 | 115.4 | 976.2 | 27.37 | 0 | 0.27 | 27.64 | 28.94 | 0 | 0.28 | 29.23 | 491736.8 | 119559.1 | 4343.7 | 4253 | 0 | 8374.7 | 45265.3 | 0 | 41.2 | 1708.7 | 151284.2 | 0 | 1690.2 | 3315.4 | 55407.3 | 88396.1 | 1933.7 | 7914 | 0 | 2785.9 | 111734.8 | 3288.6 | 1259.6 | 3373.7 | 1138.9 | 8258.9
2806 | 117 | Day117 | 21 | Hour21 | 4 | Spring | 2117 | #N/A | Spring | 473812.7 | 2024-04-27 21:00 | 468423.4 | 0 | 0 | 5389.3 | 473812.7 | 452088.7 | 353544.1 | 0.0349 | 0.0517 | 0.6 | 0.6 | 207.8 | 12.2 | 1.67 | 19.1 | 824.4 | 0.14 | 208.6 | 43.7 | 252.3 | 216.9 | 12.7 | 1.74 | 20 | 862.1 | 0.14 | 217.8 | 45.7 | 263.5 | 367.1 | 23.1 | 3.19 | 28.8 | 1404.2 | 0.17 | 368.6 | 70.7 | 439.3 | 938.3 | 100.3 | 14.54 | 36.1 | 2277.4 | 0.47 | 945.2 | 104.1 | 1049.4 | 26.81 | 0 | 0.27 | 27.08 | 28.29 | 0 | 0.29 | 28.58 | 473812.7 | 120268.6 | 3586 | 4247.1 | 0 | 8374.7 | 39388.8 | 0 | 0 | 0 | 147007.1 | 0 | 958 | 3315.4 | 54462.3 | 88396.1 | 917.2 | 2891.4 | 0 | 0.2 | 116818 | 3450.4 | 210.8 | 0 | 2908.7 | 7679.9
2807 | 117 | Day117 | 22 | Hour22 | 4 | Spring | 2117 | #N/A | Spring | 444950 | 2024-04-27 22:00 | 439367.4 | 0 | 0 | 5582.7 | 444950 | 424458.1 | 321721.8 | 0.0339 | 0.0486 | 0.64 | 0.63 | 179.4 | 9.6 | 1.3 | 17.8 | 744.1 | 0.13 | 180.1 | 40 | 220 | 187.2 | 9.9 | 1.35 | 18.6 | 777.4 | 0.13 | 187.9 | 41.8 | 229.6 | 415.5 | 28.6 | 3.99 | 30.3 | 1513.7 | 0.2 | 417.5 | 75.5 | 493 | 710.3 | 57.3 | 8.14 | 44.4 | 2304.1 | 0.35 | 714.3 | 113.1 | 827.4 | 24.37 | 0 | 0.26 | 24.63 | 25.64 | 0 | 0.27 | 25.92 | 444950 | 123228.2 | 3240.7 | 4231.6 | 0 | 7641.4 | 27609.3 | 0 | 0 | 0 | 133133.2 | 0 | 159.1 | 3315.4 | 50281.8 | 88396.1 | 639.3 | 3073.9 | 0 | 0 | 119626.8 | 3601.4 | 0 | 0 | 2620.8 | 7741.1
2808 | 117 | Day117 | 23 | Hour23 | 4 | Spring | 2117 | #N/A | Spring | 416212 | 2024-04-27 23:00 | 410478.8 | 0.4 | 153.6 | 5579.2 | 416212 | 396878.7 | 294494.7 | 0.0331 | 0.0456 | 0.67 | 0.67 | 158.5 | 8.1 | 1.09 | 16.3 | 669.2 | 0.12 | 159 | 36.3 | 195.3 | 165.2 | 8.4 | 1.13 | 17.1 | 698.8 | 0.12 | 165.8 | 37.9 | 203.7 | 406.9 | 24.4 | 3.35 | 33 | 1597 | 0.19 | 408.5 | 80.6 | 489.2 | 411 | 14.4 | 1.82 | 42.7 | 1926.5 | 0.19 | 411.9 | 100.1 | 512.1 | 21.32 | 0 | 0.28 | 21.6 | 22.38 | 0 | 0.29 | 22.67 | 416212 | 121717.3 | 3627.5 | 4115.4 | 0 | 7418.6 | 21433.5 | 0 | 0 | 0 | 114774.4 | 0 | 159.1 | 3315.4 | 49461.9 | 87397.2 | 379.7 | 2412 | 0 | 0 | 118019.1 | 3698.2 | 0 | 0 | 3710.2 | 5934.1
2809 | 118 | Day118 | 0 | Hour0 | 4 | Spring | 35 | 504546.7 | Spring | 392209.3 | 2024-04-28 | 384785.5 | 160.6 | 1963.8 | 5299.3 | 392209.3 | 372311.9 | 273221 | 0.0324 | 0.0428 | 0.69 | 0.69 | 149.9 | 7.9 | 1.06 | 15.5 | 627.8 | 0.12 | 150.4 | 34.3 | 184.7 | 156 | 8.2 | 1.1 | 16.2 | 655.2 | 0.12 | 156.5 | 35.8 | 192.3 | 375.4 | 18.9 | 2.53 | 33.7 | 1589.6 | 0.17 | 376.7 | 81.1 | 457.8 | 516 | 33.5 | 4.65 | 39.6 | 1935.6 | 0.25 | 518.2 | 97.3 | 615.6 | 20.53 | 0 | 0.28 | 20.8 | 21.49 | 0 | 0.29 | 21.79 | 392209.3 | 118988.3 | 3408.3 | 4114.6 | 0 | 6412.6 | 19938.3 | 0 | 0 | 0 | 100373.4 | 0 | 159.1 | 3315.4 | 45782 | 87397.2 | 184.1 | 2136.1 | 0 | 0 | 115412.7 | 3575.6 | 0 | 1374.6 | 94.6 | 5639.4
2810 | 118 | Day118 | 1 | Hour1 | 4 | Spring | 2117 | #N/A | Spring | 379398 | 2024-04-28 01:00 | 365514.9 | 1502.4 | 7060.1 | 5320.5 | 379398 | 353867.5 | 260994.7 | 0.0319 | 0.0406 | 0.69 | 0.69 | 149.8 | 8 | 1.08 | 15.5 | 625 | 0.12 | 150.3 | 34.1 | 184.5 | 155.7 | 8.3 | 1.12 | 16.1 | 650.6 | 0.12 | 156.2 | 35.5 | 191.7 | 367.3 | 18.4 | 2.47 | 33.1 | 1556.2 | 0.17 | 368.5 | 79.5 | 448 | 338.8 | 9.2 | 1.07 | 38.4 | 1686.2 | 0.17 | 339.4 | 88.7 | 428.1 | 19.07 | 0 | 0.29 | 19.36 | 19.86 | 0 | 0.29 | 20.15 | 379398 | 118403.3 | 828.1 | 4114.6 | 0 | 5520 | 19717.4 | 0 | 0 | 0 | 96008.2 | 0 | 158.5 | 3315.4 | 43248.4 | 87368.3 | 63.4 | 652.3 | 0 | 0 | 114316 | 4087.3 | 0 | 0 | 28.9 | 5401.2
2811 | 118 | Day118 | 2 | Hour2 | 4 | Spring | 2117 | #N/A | Spring | 369914.5 | 2024-04-28 02:00 | 353527.5 | 2228.1 | 8885.3 | 5273.5 | 369914.5 | 342381.2 | 252118.8 | 0.0315 | 0.0391 | 0.69 | 0.69 | 151.8 | 8.1 | 1.1 | 15.7 | 632.7 | 0.12 | 152.4 | 34.5 | 186.9 | 157.6 | 8.4 | 1.14 | 16.2 | 657.1 | 0.12 | 158.2 | 35.8 | 194 | 358.3 | 18.5 | 2.49 | 31.9 | 1501 | 0.17 | 359.5 | 76.7 | 436.2 | 334.4 | 8.6 | 0.98 | 37.4 | 1675.7 | 0.15 | 334.9 | 87.4 | 422.3 | 18.2 | 0 | 0.3 | 18.5 | 18.89 | 0 | 0.29 | 19.18 | 369914.5 | 117795.7 | 9.7 | 4040.9 | 0 | 4839.5 | 19608.3 | 0 | 0 | 0 | 94718.3 | 0 | 152.6 | 3315.4 | 39130.1 | 86034.9 | 9.9 | 259.2 | 0 | 0 | 113621.6 | 4174.1 | 0 | 0 | 0 | 5033.7
2812 | 118 | Day118 | 3 | Hour3 | 4 | Spring | 2117 | #N/A | Spring | 366525.7 | 2024-04-28 03:00 | 350027.4 | 3865.7 | 7424.1 | 5208.6 | 366525.7 | 339033.9 | 248292.4 | 0.0314 | 0.0386 | 0.69 | 0.69 | 152.6 | 8.2 | 1.1 | 15.7 | 636.3 | 0.12 | 153.2 | 34.7 | 187.9 | 159 | 8.5 | 1.15 | 16.4 | 662.2 | 0.12 | 159.5 | 36.1 | 195.7 | 346.6 | 16.4 | 2.17 | 32.3 | 1501 | 0.16 | 347.7 | 77.1 | 424.8 | 368.2 | 11.5 | 1.4 | 39.3 | 1780.3 | 0.16 | 368.9 | 92.4 | 461.4 | 18.11 | 0 | 0.3 | 18.41 | 18.88 | 0 | 0.29 | 19.17 | 366525.7 | 118233.3 | 77.5 | 4040.9 | 0 | 4760.4 | 19532.6 | 0 | 0 | 0 | 94406.8 | 0 | 139.5 | 3315.4 | 35697.1 | 86034.9 | 0 | 287.3 | 0 | 0 | 113974.4 | 4258.9 | 0 | 0 | 0 | 4576.1
2813 | 118 | Day118 | 4 | Hour4 | 4 | Spring | 2117 | #N/A | Spring | 366699.8 | 2024-04-28 04:00 | 357400.1 | 2018.3 | 2081 | 5200.4 | 366699.8 | 346129.5 | 248782.7 | 0.0315 | 0.0394 | 0.68 | 0.68 | 154.8 | 8.2 | 1.11 | 16 | 648.3 | 0.12 | 155.3 | 35.4 | 190.7 | 161.4 | 8.5 | 1.15 | 16.7 | 676.6 | 0.13 | 162 | 36.9 | 198.9 | 357.1 | 16.9 | 2.24 | 33.3 | 1546.9 | 0.17 | 358.2 | 79.4 | 437.6 | 328.5 | 8.6 | 0.99 | 36.6 | 1640.8 | 0.14 | 329 | 85.5 | 414.6 | 18.26 | 0 | 0.28 | 18.53 | 19.14 | 0 | 0.28 | 19.42 | 366699.8 | 117917.1 | 528.8 | 4040.9 | 0 | 4760.4 | 19452.5 | 0 | 0 | 42.2 | 96726.4 | 0 | 152.5 | 3315.4 | 33132.5 | 86034.9 | 0 | 638.4 | 0 | 77.3 | 113623.9 | 4173.8 | 0 | 0 | 0 | 5136.5
2814 | 118 | Day118 | 5 | Hour5 | 4 | Spring | 2117 | #N/A | Spring | 384030.2 | 2024-04-28 05:00 | 377200.1 | 400.2 | 605.7 | 5824.2 | 384030.3 | 365126.1 | 257213.3 | 0.032 | 0.0416 | 0.68 | 0.68 | 153.8 | 7.9 | 1.07 | 16 | 650.4 | 0.12 | 154.3 | 35.4 | 189.7 | 159.7 | 8.2 | 1.1 | 16.6 | 675.9 | 0.12 | 160.2 | 36.8 | 197.1 | 369.1 | 20.5 | 2.79 | 31.6 | 1500.2 | 0.17 | 370.5 | 76.3 | 446.8 | 399.4 | 16.9 | 2.2 | 38.7 | 1792.6 | 0.18 | 400.5 | 92.2 | 492.7 | 18.94 | 0 | 0.26 | 19.2 | 19.84 | 0 | 0.28 | 20.12 | 384030.2 | 126817 | 159.4 | 4040.9 | 0 | 6860.8 | 19452.5 | 0 | 0 | 432.5 | 103334.3 | 0 | 7.2 | 3315.4 | 33748.6 | 86034.9 | 0 | 259.2 | 0 | 6375.6 | 115776.1 | 4232.8 | 239.9 | 0 | 0 | 7001.7
2815 | 118 | Day118 | 6 | Hour6 | 4 | Spring | 2117 | #N/A | Spring | 413528 | 2024-04-28 06:00 | 403796.9 | 2064.7 | 2214.8 | 5451.6 | 413528 | 390570.6 | 254428.9 | 0.0328 | 0.0446 | 0.71 | 0.71 | 141.5 | 7.6 | 1.04 | 14.5 | 587.2 | 0.11 | 142 | 32 | 174 | 148.1 | 8 | 1.09 | 15.1 | 614.3 | 0.11 | 148.6 | 33.4 | 182.1 | 195.8 | 9.4 | 1.25 | 18 | 843 | 0.09 | 196.4 | 43.2 | 239.6 | 510.4 | 34.5 | 4.8 | 37.8 | 1882.3 | 0.24 | 512.7 | 93.9 | 606.6 | 18.48 | 0 | 0.28 | 18.76 | 19.36 | 0 | 0.28 | 19.64 | 413528 | 159099.1 | 1861 | 4040.9 | 0 | 4760.4 | 20731 | 0 | 0 | 6411.9 | 98032.1 | 0 | 7.2 | 3315.4 | 34024.5 | 87397.2 | 0 | 259.2 | 0 | 35148.2 | 113250.2 | 4288.7 | 3138.6 | 0 | 0 | 6985.7
2816 | 118 | Day118 | 7 | Hour7 | 4 | Spring | 2117 | #N/A | Spring | 437078.8 | 2024-04-28 07:00 | 423779.5 | 974 | 6767.8 | 5557.6 | 437078.8 | 409649.6 | 256479 | 0.0333 | 0.0467 | 0.73 | 0.73 | 134.9 | 7.4 | 1.01 | 13.6 | 555.9 | 0.1 | 135.4 | 30.2 | 165.7 | 141.7 | 7.8 | 1.06 | 14.2 | 582.3 | 0.11 | 142.2 | 31.6 | 173.8 | 125.6 | 5 | 0.64 | 12.5 | 573.9 | 0.06 | 126 | 29.6 | 155.6 | 419.9 | 23.6 | 3.21 | 35.9 | 1701.3 | 0.2 | 421.5 | 86.7 | 508.2 | 18.77 | 0 | 0.27 | 19.04 | 19.68 | 0 | 0.29 | 19.97 | 437078.8 | 180599.8 | 2741.6 | 4081.9 | 0 | 4865.6 | 21482.3 | 0 | 0 | 7563 | 97219.9 | 0 | 7.2 | 3315.4 | 36011.9 | 86449.7 | 0 | 303.5 | 0 | 64884.4 | 104246 | 3906.4 | 5918.4 | 0 | 67.7 | 8064.3
2817 | 118 | Day118 | 8 | Hour8 | 4 | Spring | 2117 | #N/A | Spring | 454567.4 | 2024-04-28 08:00 | 441347.7 | 2551.7 | 5720.4 | 4947.6 | 454567.4 | 426394.8 | 240083 | 0.0339 | 0.0486 | 0.75 | 0.75 | 124.7 | 6.8 | 0.93 | 12.7 | 514.3 | 0.1 | 125.1 | 28 | 153.2 | 130.2 | 7.2 | 0.98 | 13.2 | 535.8 | 0.1 | 130.7 | 29.2 | 159.9 | 84.4 | 2.9 | 0.35 | 8.8 | 401 | 0.04 | 84.6 | 20.8 | 105.4 | 318.3 | 6 | 0.6 | 37.6 | 1664.4 | 0.14 | 318.7 | 87.2 | 405.9 | 18.02 | 0 | 0.27 | 18.29 | 19 | 0 | 0.29 | 19.29 | 454567.4 | 214484.4 | 25.9 | 4081.9 | 0 | 4839.5 | 20555.9 | 0 | 415.9 | 11559.4 | 93833.1 | 0 | 7.2 | 3315.4 | 27728 | 85696 | 0 | 0 | 0 | 103228.6 | 95625.6 | 3654.9 | 6431.6 | 0 | 68.2 | 8258.9
2818 | 118 | Day118 | 9 | Hour9 | 4 | Spring | 2117 | #N/A | Spring | 474115.1 | 2024-04-28 09:00 | 454461.4 | 4654.9 | 9131.4 | 5867.3 | 474115.1 | 438870.2 | 226763.4 | 0.0343 | 0.05 | 0.77 | 0.76 | 116.5 | 6.4 | 0.87 | 11.8 | 479.2 | 0.09 | 116.9 | 26.1 | 143 | 122.7 | 6.8 | 0.93 | 12.4 | 503.2 | 0.1 | 123.1 | 27.4 | 150.5 | 69.6 | 2.4 | 0.3 | 7.2 | 329 | 0.03 | 69.7 | 17.1 | 86.8 | 301.5 | 13.4 | 1.76 | 28.8 | 1333.5 | 0.14 | 302.4 | 68.6 | 371 | 14.53 | 0 | 0.14 | 14.67 | 15.52 | 0 | 0.16 | 15.68 | 474115.1 | 247351.7 | 0.2 | 3770.7 | 0 | 4239.3 | 20234.5 | 0 | 860.1 | 19754.7 | 90759.6 | 0 | 7.2 | 3315.4 | 20119.9 | 84316.6 | 0 | 0 | 0 | 127480 | 95563 | 3693.9 | 12826.7 | 0 | 0 | 7906.1
2819 | 118 | Day118 | 10 | Hour10 | 4 | Spring | 2117 | #N/A | Spring | 484296.2 | 2024-04-28 10:00 | 465978.4 | 4849.3 | 7193.5 | 6275.1 | 484296.2 | 449807.4 | 227033.3 | 0.0347 | 0.0512 | 0.77 | 0.77 | 115.3 | 6.4 | 0.87 | 11.6 | 473.4 | 0.09 | 115.7 | 25.8 | 141.5 | 121.5 | 6.8 | 0.92 | 12.2 | 498 | 0.09 | 121.9 | 27.1 | 149.1 | 64.1 | 2.3 | 0.29 | 6.6 | 301.5 | 0.03 | 64.3 | 15.6 | 79.9 | 262.2 | 7 | 0.81 | 29.3 | 1306.9 | 0.12 | 262.6 | 68.3 | 330.9 | 14.97 | 0 | 0.13 | 15.09 | 16.07 | 0 | 0.15 | 16.23 | 484296.2 | 257262.9 | 1.3 | 3770.7 | 0 | 5862.9 | 20571.6 | 0 | 976.3 | 21320 | 91466.7 | 0 | 7.2 | 3315.4 | 17965.8 | 84071.6 | 0 | 0 | 0 | 136943.4 | 94228.2 | 3795.1 | 17515.1 | 0 | 0 | 7457.2
2820 | 118 | Day118 | 11 | Hour11 | 4 | Spring | 2117 | #N/A | Spring | 488396.2 | 2024-04-28 11:00 | 473456 | 4027.6 | 4470.7 | 6442 | 488396.2 | 456895.6 | 229621.1 | 0.035 | 0.0521 | 0.77 | 0.77 | 115 | 6.4 | 0.86 | 11.7 | 472.9 | 0.09 | 115.4 | 25.8 | 141.2 | 121 | 6.7 | 0.91 | 12.3 | 497.4 | 0.09 | 121.4 | 27.1 | 148.5 | 67.6 | 2.7 | 0.35 | 6.7 | 307.1 | 0.03 | 67.8 | 15.8 | 83.6 | 270.1 | 6.4 | 0.71 | 31.6 | 1373.5 | 0.14 | 270.5 | 72.5 | 343 | 15.95 | 0 | 0.19 | 16.14 | 17.15 | 0 | 0.21 | 17.36 | 488396.2 | 258775.1 | 81.2 | 3844.4 | 0 | 6221.9 | 20602.2 | 0 | 995.8 | 22033.3 | 92258.9 | 0 | 7.2 | 3315.4 | 17821.7 | 85468.1 | 0 | 0 | 0 | 138049.2 | 93736.9 | 3959.9 | 18920.2 | 0 | 5.8 | 7382.9
2821 | 118 | Day118 | 12 | Hour12 | 4 | Spring | 2117 | #N/A | Spring | 492612.4 | 2024-04-28 12:00 | 479442.9 | 2357.7 | 4168.1 | 6643.7 | 492612.4 | 462551.8 | 234742.3 | 0.0352 | 0.0528 | 0.76 | 0.76 | 116.9 | 6.3 | 0.85 | 12 | 486.3 | 0.09 | 117.4 | 26.5 | 143.8 | 122.7 | 6.6 | 0.89 | 12.5 | 510.2 | 0.09 | 123.1 | 27.8 | 150.9 | 64.7 | 2.6 | 0.34 | 6.4 | 293.4 | 0.03 | 64.9 | 15.1 | 80 | 328 | 12.6 | 1.61 | 33.1 | 1512.3 | 0.15 | 328.8 | 78.2 | 407 | 16.84 | 0 | 0.12 | 16.96 | 18.07 | 0 | 0.14 | 18.21 | 492612.4 | 257870.1 | 141 | 3844.4 | 0 | 6869 | 20255.8 | 0 | 990.3 | 21061.7 | 97123.7 | 0 | 7.2 | 3315.4 | 17667.6 | 85518.1 | 0 | 0 | 0 | 137476.1 | 94415.7 | 3926.4 | 19648.9 | 0 | 0 | 6947.6
2822 | 118 | Day118 | 13 | Hour13 | 4 | Spring | 2117 | #N/A | Spring | 499645 | 2024-04-28 13:00 | 485827.6 | 2753.9 | 4360 | 6703.4 | 499645 | 468566.9 | 239989.9 | 0.0355 | 0.0536 | 0.76 | 0.75 | 119 | 6.3 | 0.86 | 12.2 | 497 | 0.09 | 119.5 | 27 | 146.5 | 125 | 6.7 | 0.9 | 12.8 | 521.8 | 0.09 | 125.4 | 28.4 | 153.8 | 63.8 | 2.2 | 0.28 | 6.6 | 300.1 | 0.03 | 63.9 | 15.5 | 79.5 | 360.9 | 13.5 | 1.71 | 36.8 | 1677.1 | 0.17 | 361.8 | 86.8 | 448.6 | 17.28 | 0 | 0.12 | 17.4 | 18.57 | 0 | 0.14 | 18.7 | 499645 | 259655.1 | 10.1 | 3844.4 | 0 | 6451.9 | 20591.2 | 0 | 983.6 | 22351.2 | 101019.6 | 0 | 7.2 | 3315.4 | 19274.4 | 85475.6 | 0 | 0 | 0 | 136904.6 | 95568.1 | 3847.5 | 17480.4 | 0 | 0 | 7721.3
2823 | 118 | Day118 | 14 | Hour14 | 4 | Spring | 2117 | #N/A | Spring | 500732 | 2024-04-28 14:00 | 489148.6 | 445 | 4360 | 6778.2 | 500731.9 | 471672.6 | 242834.2 | 0.0357 | 0.0541 | 0.75 | 0.75 | 123.8 | 6.7 | 0.91 | 12.5 | 513.3 | 0.09 | 124.2 | 27.8 | 152 | 129.6 | 7 | 0.95 | 13.1 | 537.4 | 0.1 | 130 | 29.1 | 159.1 | 67 | 2.6 | 0.33 | 6.7 | 308 | 0.03 | 67.1 | 15.9 | 83 | 313.9 | 7.8 | 0.88 | 35.5 | 1581.9 | 0.14 | 314.4 | 82.7 | 397.1 | 17.67 | 0 | 0.12 | 17.79 | 18.92 | 0 | 0.13 | 19.05 | 500732 | 257897.7 | 0.1 | 3844.4 | 0 | 6797.7 | 21989.9 | 0 | 978.2 | 22593.2 | 103598.6 | 0 | 7.2 | 3315.4 | 17874.4 | 85406.6 | 0 | 0 | 0 | 135437.6 | 95100.9 | 3787.8 | 17684.4 | 0 | 0 | 6842.5
2824 | 118 | Day118 | 15 | Hour15 | 4 | Spring | 2117 | #N/A | Spring | 504546.7 | 2024-04-28 15:00 | 490998.4 | 2536.1 | 4360 | 6652.1 | 504546.7 | 473387.7 | 250736.8 | 0.0359 | 0.0545 | 0.74 | 0.74 | 127.3 | 6.7 | 0.9 | 12.9 | 533.3 | 0.09 | 127.7 | 28.9 | 156.6 | 133.6 | 7 | 0.95 | 13.6 | 559.8 | 0.1 | 134.1 | 30.3 | 164.4 | 72 | 3.2 | 0.42 | 6.9 | 319.1 | 0.03 | 72.2 | 16.4 | 88.6 | 488.1 | 41.2 | 5.86 | 28.8 | 1540.6 | 0.24 | 490.9 | 74.8 | 565.7 | 18.06 | 0 | 0.11 | 18.17 | 19.4 | 0 | 0.13 | 19.54 | 504546.7 | 253809.9 | 0 | 3844.4 | 0 | 6711.4 | 21898.2 | 0 | 975.7 | 20832.3 | 109716.1 | 0 | 7.2 | 3315.4 | 19776 | 85463.9 | 0 | 4.1 | 0 | 133375.2 | 94881.5 | 3745.1 | 17163.4 | 0 | 608.6 | 6666.6
2825 | 118 | Day118 | 16 | Hour16 | 4 | Spring | 2117 | #N/A | Spring | 503847.8 | 2024-04-28 16:00 | 491769.2 | 1258.5 | 4147 | 6673 | 503847.8 | 474100.8 | 260646.8 | 0.0359 | 0.0546 | 0.71 | 0.71 | 139.2 | 7.3 | 0.99 | 14 | 583.4 | 0.1 | 139.7 | 31.4 | 171.1 | 146 | 7.7 | 1.03 | 14.7 | 612.2 | 0.1 | 146.5 | 33 | 179.5 | 79.8 | 3.6 | 0.48 | 7.5 | 349 | 0.04 | 80 | 17.9 | 97.9 | 489.2 | 37.7 | 5.32 | 31.9 | 1655.4 | 0.23 | 491.8 | 81.3 | 573.1 | 18.96 | 0 | 0.11 | 19.07 | 20.33 | 0 | 0.13 | 20.46 | 503847.8 | 243201 | 110 | 3847.7 | 0 | 6869 | 23911.2 | 0 | 974.4 | 20297.6 | 119709.3 | 0 | 7.2 | 3315.4 | 17480.1 | 85392.7 | 0 | 4.1 | 0 | 121475 | 96921.7 | 3532.4 | 15464.6 | 235.4 | 362.6 | 7112.4
2826 | 118 | Day118 | 17 | Hour17 | 4 | Spring | 2117 | #N/A | Spring | 498409.5 | 2024-04-28 17:00 | 487522.9 | 231.6 | 4360 | 6295 | 498409.5 | 470097.2 | 287809.1 | 0.0357 | 0.0541 | 0.67 | 0.66 | 170.4 | 9.8 | 1.33 | 16 | 687.2 | 0.11 | 171.1 | 36.5 | 207.6 | 178.9 | 10.2 | 1.4 | 16.8 | 721.7 | 0.12 | 179.6 | 38.4 | 218 | 170.2 | 9.3 | 1.26 | 14.6 | 695.3 | 0.08 | 170.8 | 35.4 | 206.2 | 688.5 | 71.9 | 10.4 | 28.3 | 1724.8 | 0.35 | 693.5 | 79.7 | 773.2 | 20.2 | 0 | 0.12 | 20.32 | 21.63 | 0 | 0.13 | 21.76 | 498409.5 | 210600.4 | 292 | 3847.7 | 0 | 6869 | 32971.1 | 0 | 946.9 | 16284.4 | 132591.8 | 0 | 159.1 | 3315.4 | 21597.4 | 85573.6 | 143 | 449 | 0 | 93301.1 | 96673.8 | 3394.1 | 12108.7 | 2628.6 | 656.8 | 8045.8
2827 | 118 | Day118 | 18 | Hour18 | 4 | Spring | 2117 | #N/A | Spring | 489557.6 | 2024-04-28 18:00 | 479117.9 | 0 | 4147 | 6292.7 | 489557.6 | 462173.4 | 317236.8 | 0.0354 | 0.0531 | 0.64 | 0.63 | 189.3 | 11.4 | 1.56 | 17.2 | 744.8 | 0.13 | 190.1 | 39.5 | 229.6 | 200.5 | 12 | 1.64 | 18.4 | 791.2 | 0.14 | 201.3 | 42 | 243.3 | 258.9 | 14 | 1.96 | 23 | 1008.4 | 0.16 | 259.9 | 53.1 | 313 | 541.5 | 28.4 | 3.86 | 47.9 | 2225.8 | 0.27 | 543.4 | 114.3 | 657.7 | 24.01 | 0 | 0.26 | 24.28 | 25.54 | 0 | 0.28 | 25.82 | 489557.6 | 172320.9 | 3230 | 4138.6 | 0 | 6869 | 38324.2 | 0 | 838.4 | 10076.4 | 136782.2 | 0 | 159.1 | 3315.4 | 31529.7 | 86755.4 | 564.8 | 5568.4 | 0 | 64723 | 93396.2 | 3286.9 | 9403.6 | 7406.6 | 3135 | 7675.3
2828 | 118 | Day118 | 19 | Hour19 | 4 | Spring | 2117 | #N/A | Spring | 476265.4 | 2024-04-28 19:00 | 471359 | 0 | 0 | 4906.5 | 476265.4 | 454860.9 | 344257.7 | 0.035 | 0.052 | 0.61 | 0.6 | 209.3 | 12.5 | 1.73 | 19.1 | 815.8 | 0.14 | 210.1 | 43.4 | 253.5 | 220.1 | 13.1 | 1.81 | 20.2 | 861.3 | 0.15 | 221 | 45.9 | 266.9 | 347.9 | 20.6 | 2.91 | 29.3 | 1304.4 | 0.21 | 349.3 | 68.2 | 417.5 | 596.3 | 35.2 | 4.83 | 48.9 | 2347.3 | 0.28 | 598.6 | 118.9 | 717.6 | 30.08 | 0 | 0.27 | 30.35 | 31.74 | 0 | 0.28 | 32.02 | 476265.4 | 132007.7 | 3861.1 | 4193.8 | 0 | 8374.7 | 40756 | 0 | 507.7 | 4221 | 142141.9 | 0 | 1978.2 | 3315.4 | 41616.8 | 88396.1 | 2149.5 | 7474.1 | 0 | 26910.4 | 97041.7 | 3326.8 | 6149.7 | 6336.7 | 3599.2 | 8050.4
2829 | 118 | Day118 | 20 | Hour20 | 4 | Spring | 2117 | #N/A | Spring | 474707.9 | 2024-04-28 20:00 | 469878.4 | 0 | 0 | 4829.4 | 474707.9 | 453491.6 | 364726.8 | 0.0349 | 0.0517 | 0.6 | 0.59 | 213.1 | 12.7 | 1.76 | 19.4 | 832.4 | 0.15 | 214 | 44.3 | 258.3 | 224.5 | 13.3 | 1.84 | 20.6 | 879.5 | 0.15 | 225.4 | 46.9 | 272.3 | 356.8 | 19.6 | 2.74 | 31.5 | 1384 | 0.22 | 358.2 | 72.8 | 431 | 1013 | 107.3 | 15.54 | 39.8 | 2490.8 | 0.51 | 1020.5 | 114.2 | 1134.7 | 28.7 | 0 | 0.27 | 28.97 | 30.28 | 0 | 0.29 | 30.57 | 474707.9 | 109981.1 | 6861.8 | 4193.8 | 0 | 8374.7 | 41205.9 | 0 | 36.1 | 1612 | 144814.4 | 0 | 1978.2 | 3315.4 | 56521.7 | 88396.1 | 2142.8 | 6922.1 | 0 | 2467.2 | 102473.9 | 3392 | 1301 | 2772.1 | 5254.1 | 7679.9
2830 | 118 | Day118 | 21 | Hour21 | 4 | Spring | 2117 | #N/A | Spring | 460832.6 | 2024-04-28 21:00 | 455840.4 | 0 | 0 | 4992.3 | 460832.6 | 440165.8 | 351779.8 | 0.0344 | 0.0502 | 0.6 | 0.59 | 213.6 | 12.7 | 1.75 | 19.5 | 839 | 0.14 | 214.4 | 44.6 | 259 | 223 | 13.2 | 1.82 | 20.4 | 877.3 | 0.15 | 223.9 | 46.6 | 270.5 | 354 | 21.3 | 2.94 | 28.7 | 1376.4 | 0.17 | 355.5 | 69.8 | 425.2 | 1085.9 | 118.6 | 17.22 | 39.4 | 2556.5 | 0.54 | 1094.1 | 115.8 | 1209.9 | 27.33 | 0 | 0.28 | 27.6 | 28.79 | 0 | 0.29 | 29.08 | 460832.6 | 109052.8 | 3712.5 | 4198.3 | 0 | 8374.7 | 39945.9 | 0 | 0 | 0.6 | 143401.5 | 0 | 1547.4 | 3315.4 | 53215.2 | 88396.1 | 1496.8 | 4175.9 | 0 | 2.7 | 105656.7 | 3392.7 | 219.9 | 326.3 | 4670.5 | 7551.8
2831 | 118 | Day118 | 22 | Hour22 | 4 | Spring | 2117 | #N/A | Spring | 437938.6 | 2024-04-28 22:00 | 432681.6 | 0 | 0 | 5257 | 437938.6 | 418118 | 327112.1 | 0.0337 | 0.0478 | 0.62 | 0.62 | 187.3 | 10.2 | 1.39 | 18.3 | 769.5 | 0.13 | 188 | 41.2 | 229.2 | 195.5 | 10.6 | 1.45 | 19.1 | 804.4 | 0.14 | 196.3 | 43.1 | 239.4 | 423.2 | 29.3 | 4.1 | 30.7 | 1534.9 | 0.2 | 425.2 | 76.5 | 501.6 | 500.9 | 20.8 | 2.71 | 49 | 2245.7 | 0.23 | 502.3 | 116 | 618.3 | 25.72 | 0 | 0.28 | 26 | 27.02 | 0 | 0.3 | 27.32 | 437938.6 | 110826.5 | 3768.9 | 4198.3 | 0 | 8374.7 | 29495.6 | 0 | 0 | 0 | 134143 | 0 | 159.1 | 3315.4 | 50606 | 88396.1 | 560.4 | 4094.8 | 0 | 0 | 107571.1 | 3255.4 | 0.2 | 777.9 | 3795.4 | 7298.7
2832 | 118 | Day118 | 23 | Hour23 | 4 | Spring | 2117 | #N/A | Spring | 413843.8 | 2024-04-28 23:00 | 408441.6 | 0 | 0 | 5402.2 | 413843.8 | 394961.2 | 301434.2 | 0.033 | 0.0453 | 0.66 | 0.66 | 161.8 | 8.1 | 1.09 | 16.8 | 688.4 | 0.12 | 162.4 | 37.4 | 199.7 | 169.2 | 8.5 | 1.14 | 17.6 | 720.3 | 0.13 | 169.7 | 39.1 | 208.8 | 420.6 | 26.5 | 3.65 | 32.9 | 1612.2 | 0.2 | 422.4 | 81 | 503.4 | 415.7 | 8.4 | 0.88 | 48.8 | 2144.8 | 0.19 | 416.2 | 112.8 | 528.9 | 23.57 | 0 | 0.28 | 23.85 | 24.7 | 0 | 0.3 | 25 | 413843.8 | 112409.6 | 3782.9 | 4197.2 | 0 | 7418.6 | 21077.6 | 0 | 0 | 0 | 118754.6 | 0 | 159.1 | 3315.4 | 49762.2 | 88396.1 | 430.3 | 4140.1 | 0 | 0 | 109257.7 | 3151.9 | 0 | 1374.6 | 3726 | 5512.3
2833 | 119 | Day119 | 0 | Hour0 | 4 | Spring | 71 | 474503.2 | Spring | 391164.2 | 2024-04-29 | 385379.8 | 0.5 | 388.9 | 5395 | 391164.2 | 372904.9 | 280557.3 | 0.0324 | 0.0428 | 0.68 | 0.68 | 157.5 | 8.4 | 1.14 | 16.1 | 655.2 | 0.12 | 158 | 35.7 | 193.7 | 163.7 | 8.7 | 1.17 | 16.8 | 683.1 | 0.13 | 164.3 | 37.2 | 201.5 | 392.4 | 20.1 | 2.71 | 34.8 | 1648.5 | 0.18 | 393.7 | 84 | 477.7 | 519.3 | 33.8 | 4.7 | 40.4 | 1944.7 | 0.27 | 521.6 | 98.4 | 620.1 | 21.44 | 0 | 0.28 | 21.72 | 22.43 | 0 | 0.3 | 22.73 | 391164.2 | 110606.9 | 295 | 4192.9 | 0 | 7210 | 21311 | 0 | 0 | 0 | 103821.6 | 0 | 159.1 | 3315.4 | 48348.3 | 87976.5 | 270.6 | 3656.8 | 0 | 0 | 107568.8 | 3038.1 | 0 | 1871.3 | 283.6 | 5390.9
2834 | 119 | Day119 | 1 | Hour1 | 4 | Spring | 2117 | #N/A | Spring | 375428.2 | 2024-04-29 01:00 | 367321.7 | 588.5 | 2321.7 | 5196.4 | 375428.2 | 355613.3 | 266725.5 | 0.0319 | 0.0407 | 0.68 | 0.68 | 158.1 | 8.6 | 1.17 | 16.1 | 652.3 | 0.12 | 158.6 | 35.6 | 194.2 | 164.3 | 8.9 | 1.21 | 16.8 | 680 | 0.13 | 164.9 | 37.1 | 202 | 374.1 | 17.4 | 2.31 | 34.8 | 1626.9 | 0.17 | 375.2 | 83.3 | 458.5 | 484.2 | 32.2 | 4.49 | 37.7 | 1791.7 | 0.26 | 486.4 | 91.2 | 577.6 | 20.27 | 0 | 0.29 | 20.56 | 21.17 | 0 | 0.3 | 21.47 | 375428.2 | 108702.7 | 712.6 | 4183.7 | 0 | 5060.4 | 21281.9 | 0 | 0 | 0 | 97963.3 | 0 | 159.1 | 3315.4 | 43856.6 | 87923.6 | 181.8 | 2087.1 | 0 | 0 | 105672.3 | 3030.4 | 0 | 236.2 | 332.5 | 5041.7
2835 | 119 | Day119 | 2 | Hour2 | 4 | Spring | 2117 | #N/A | Spring | 364532.6 | 2024-04-29 02:00 | 354328.8 | 462.7 | 4639.1 | 5101.9 | 364532.6 | 343159 | 256955.8 | 0.0315 | 0.0392 | 0.68 | 0.67 | 161.1 | 8.8 | 1.2 | 16.3 | 663.8 | 0.12 | 161.7 | 36.1 | 197.8 | 166.7 | 9.1 | 1.23 | 16.9 | 689 | 0.13 | 167.3 | 37.5 | 204.8 | 369.3 | 17.5 | 2.32 | 34.3 | 1598.8 | 0.17 | 370.4 | 82 | 452.5 | 366.4 | 15.5 | 2.03 | 36.3 | 1634.6 | 0.19 | 367.4 | 85 | 452.4 | 18.1 | 0 | 0.12 | 18.22 | 18.87 | 0 | 0.13 | 19 | 364532.6 | 107576.8 | 142.7 | 4183.7 | 0 | 4844.8 | 21201 | 0 | 0 | 0 | 96709.5 | 0 | 159.1 | 3315.4 | 40844.2 | 85016.8 | 145.6 | 392.9 | 0 | 0 | 104967.3 | 2609.4 | 0 | 0 | 12.8 | 4774.4
2836 | 119 | Day119 | 3 | Hour3 | 4 | Spring | 2117 | #N/A | Spring | 358753 | 2024-04-29 03:00 | 348012.6 | 538.3 | 5097.8 | 5104.3 | 358753 | 337102.2 | 253447.1 | 0.0314 | 0.0384 | 0.67 | 0.67 | 163.5 | 8.9 | 1.21 | 16.6 | 674.5 | 0.13 | 164.1 | 36.7 | 200.8 | 169.3 | 9.2 | 1.24 | 17.2 | 700.6 | 0.13 | 169.9 | 38.1 | 208 | 358.9 | 16.6 | 2.2 | 33.7 | 1565.5 | 0.17 | 360 | 80.4 | 440.4 | 459.1 | 30.9 | 4.32 | 34.8 | 1685.6 | 0.24 | 461.2 | 85.1 | 546.3 | 17.96 | 0 | 0.28 | 18.24 | 18.71 | 0 | 0.3 | 19 | 358753 | 105305.9 | 209 | 4110 | 0 | 5049.6 | 21115 | 0 | 0 | 0 | 96829.6 | 0 | 159.1 | 3315.4 | 36675.7 | 84893.5 | 131.9 | 958.2 | 0 | 0 | 103239.7 | 2066.3 | 0 | 0 | 3.9 | 4562
2837 | 119 | Day119 | 4 | Hour4 | 4 | Spring | 2117 | #N/A | Spring | 356147.6 | 2024-04-29 04:00 | 347002 | 671.8 | 3399.1 | 5074.7 | 356147.6 | 336140.1 | 254550.2 | 0.0313 | 0.0382 | 0.67 | 0.67 | 164.2 | 8.9 | 1.21 | 16.7 | 679.1 | 0.13 | 164.8 | 37 | 201.8 | 170.1 | 9.2 | 1.24 | 17.4 | 705.5 | 0.13 | 170.7 | 38.4 | 209.2 | 363.6 | 16.4 | 2.16 | 34.4 | 1598.4 | 0.17 | 364.7 | 82.1 | 446.8 | 474.6 | 27.7 | 3.8 | 39.2 | 1877 | 0.23 | 476.5 | 95.2 | 571.7 | 19.37 | 0 | 0.28 | 19.65 | 20.19 | 0 | 0.29 | 20.48 | 356147.6 | 101597.4 | 507.5 | 4105.5 | 0 | 5523.9 | 20854.1 | 0 | 0 | 95.2 | 97051.8 | 0 | 159.1 | 3315.4 | 35948.6 | 86698.8 | 131.6 | 253.8 | 0 | 198.6 | 99478.7 | 1824.9 | 0 | 0 | 0 | 4965.7
2838 | 119 | Day119 | 5 | Hour5 | 4 | Spring | 2117 | #N/A | Spring | 360310.6 | 2024-04-29 05:00 | 352882.6 | 766.7 | 1697.8 | 4963.4 | 360310.6 | 341798.7 | 255631.4 | 0.0314 | 0.0388 | 0.66 | 0.66 | 164.7 | 8.9 | 1.2 | 16.8 | 684.6 | 0.13 | 165.3 | 37.2 | 202.5 | 171.2 | 9.2 | 1.24 | 17.5 | 712.5 | 0.13 | 171.8 | 38.8 | 210.5 | 362.5 | 17.6 | 2.35 | 33.2 | 1553.3 | 0.17 | 363.7 | 79.5 | 443.2 | 718.2 | 71.7 | 10.33 | 32.1 | 1915 | 0.35 | 723.1 | 89.3 | 812.4 | 19.75 | 0 | 0.28 | 20.03 | 20.59 | 0 | 0.29 | 20.88 | 360310.6 | 104679.2 | 349.8 | 4105.5 | 0 | 4760.4 | 20881.9 | 0 | 0 | 538.2 | 99790.6 | 0 | 51.6 | 3315.4 | 35642.7 | 86698.8 | 0 | 34.7 | 0 | 4990.7 | 97521.2 | 1629.2 | 472.3 | 0 | 304.4 | 4822.5
2839 | 119 | Day119 | 6 | Hour6 | 4 | Spring | 2117 | #N/A | Spring | 378983.6 | 2024-04-29 06:00 | 362259.6 | 3755.6 | 8316.6 | 4651.7 | 378983.6 | 350809.1 | 254330.7 | 0.0316 | 0.0399 | 0.69 | 0.68 | 155.4 | 8.5 | 1.15 | 15.8 | 642.1 | 0.12 | 156 | 34.9 | 190.9 | 162.7 | 8.9 | 1.21 | 16.4 | 671 | 0.12 | 163.3 | 36.4 | 199.8 | 216 | 10.8 | 1.44 | 19.6 | 917.9 | 0.1 | 216.7 | 47 | 263.8 | 466.1 | 27.8 | 3.82 | 37.8 | 1834 | 0.21 | 468 | 92.5 | 560.5 | 19.67 | 0 | 0.29 | 19.96 | 20.45 | 0 | 0.29 | 20.74 | 378983.6 | 124652.8 | 1049 | 4105.5 | 0 | 4760.4 | 21225.7 | 0 | 0 | 6812.3 | 97639.5 | 0 | 51.6 | 3315.4 | 35391.2 | 86698.8 | 0 | 93.5 | 0 | 21352.7 | 95022.3 | 1465.6 | 3556.4 | 0 | 0 | 4770.5
2840 | 119 | Day119 | 7 | Hour7 | 4 | Spring | 2117 | #N/A | Spring | 395010 | 2024-04-29 07:00 | 377644.5 | 5276.5 | 7434.8 | 4654.3 | 395010.1 | 365567.9 | 256662 | 0.032 | 0.0416 | 0.7 | 0.69 | 151.3 | 8.3 | 1.12 | 15.3 | 624.2 | 0.12 | 151.8 | 33.9 | 185.8 | 158.9 | 8.8 | 1.19 | 15.9 | 653.6 | 0.12 | 159.5 | 35.5 | 194.9 | 143.3 | 5.6 | 0.71 | 14.4 | 658.3 | 0.07 | 143.6 | 34 | 177.6 | 509.5 | 28.7 | 3.9 | 43 | 2060.5 | 0.24 | 511.4 | 104.5 | 615.9 | 19.88 | 0 | 0.17 | 20.04 | 20.76 | 0 | 0.15 | 20.91 | 395010 | 138348 | 1214 | 4107.6 | 0 | 4760.4 | 21612.3 | 0 | 0 | 8595.5 | 98788.5 | 0 | 51.6 | 3315.4 | 35821.7 | 86955.7 | 0 | 34.7 | 0 | 45406.8 | 83108.6 | 1237.1 | 6388.8 | 0 | 0 | 5602.5
2841 | 119 | Day119 | 8 | Hour8 | 4 | Spring | 2117 | #N/A | Spring | 407044.9 | 2024-04-29 08:00 | 398824.4 | 2640.4 | 1653.5 | 3926.7 | 407044.9 | 385840 | 243847.3 | 0.0326 | 0.0439 | 0.71 | 0.71 | 145.2 | 8.2 | 1.12 | 14.5 | 590.6 | 0.11 | 145.7 | 32.1 | 177.8 | 151.1 | 8.6 | 1.17 | 15 | 614.4 | 0.12 | 151.7 | 33.4 | 185.1 | 110.1 | 4.1 | 0.53 | 11.2 | 510.3 | 0.05 | 110.4 | 26.4 | 136.8 | 508.4 | 34.6 | 4.82 | 37.4 | 1867.4 | 0.24 | 510.8 | 93.1 | 603.9 | 19.61 | 0 | 0.27 | 19.88 | 20.6 | 0 | 0.29 | 20.88 | 407044.9 | 163197.6 | 3.1 | 4107.4 | 0 | 5026.4 | 22466.2 | 0 | 350.4 | 10587.5 | 94913.6 | 0 | 51.6 | 3315.4 | 26929.7 | 87033.9 | 0 | 0 | 0 | 80275.1 | 70933.3 | 1051.4 | 7939 | 0 | 0 | 5597.7
2842 | 119 | Day119 | 9 | Hour9 | 4 | Spring | 2117 | #N/A | Spring | 432878.8 | 2024-04-29 09:00 | 417807.6 | 5183.3 | 4674.4 | 5213.4 | 432878.7 | 403964.9 | 239563.4 | 0.0331 | 0.046 | 0.72 | 0.71 | 141.9 | 8.1 | 1.1 | 14 | 575.5 | 0.11 | 142.4 | 31.1 | 173.6 | 149.7 | 8.5 | 1.17 | 14.7 | 606.3 | 0.11 | 150.2 | 32.8 | 183 | 89.1 | 3.7 | 0.48 | 8.7 | 400.5 | 0.04 | 89.3 | 20.6 | 109.9 | 275.4 | 5.2 | 0.52 | 32.5 | 1440.2 | 0.12 | 275.7 | 75.5 | 351.2 | 16.38 | 0 | 0.13 | 16.51 | 17.57 | 0 | 0.16 | 17.73 | 432878.8 | 193315.4 | 0 | 3805.6 | 0 | 6172.9 | 23558.8 | 0 | 771.9 | 17902.1 | 98218.6 | 0 | 51.6 | 3315.4 | 19411 | 85029.4 | 0 | 0 | 0 | 108021.2 | 65559.1 | 1061.1 | 12331.9 | 0 | 0 | 5390.6
2843 | 119 | Day119 | 10 | Hour10 | 4 | Spring | 2117 | #N/A | Spring | 447934.1 | 2024-04-29 10:00 | 433018.3 | 4848.9 | 4185.2 | 5881.7 | 447934.1 | 418457 | 246677.4 | 0.0336 | 0.0477 | 0.71 | 0.7 | 148.1 | 8.7 | 1.19 | 14.2 | 592.8 | 0.11 | 148.7 | 31.9 | 180.5 | 156 | 9.1 | 1.25 | 14.9 | 624.4 | 0.11 | 156.6 | 33.6 | 190.2 | 67.4 | 2.1 | 0.25 | 7.2 | 326.4 | 0.03 | 67.5 | 17 | 84.5 | 777 | 87.8 | 12.75 | 25.5 | 1748.7 | 0.38 | 783.1 | 77.7 | 860.8 | 17.14 | 0 | 0.12 | 17.27 | 18.41 | 0 | 0.15 | 18.56 | 447934.1 | 201256.7 | 0 | 3807.9 | 0 | 6172.9 | 26470.7 | 0 | 913.2 | 19176.1 | 103304.6 | 0 | 51.6 | 3315.4 | 18524.9 | 85029.4 | 0 | 0 | 0 | 121955.4 | 58149.7 | 1062.3 | 16343 | 0 | 0 | 6460.1
2844 | 119 | Day119 | 11 | Hour11 | 4 | Spring | 2117 | #N/A | Spring | 457953.6 | 2024-04-29 11:00 | 444099 | 4008.2 | 4151.1 | 5695.2 | 457953.6 | 428989.7 | 258454.8 | 0.034 | 0.049 | 0.7 | 0.69 | 156.4 | 9.4 | 1.3 | 14.6 | 617.3 | 0.11 | 157.1 | 33 | 190.1 | 164.6 | 9.9 | 1.36 | 15.4 | 649.4 | 0.12 | 165.3 | 34.7 | 200 | 62.3 | 1.8 | 0.22 | 6.8 | 304.6 | 0.03 | 62.4 | 15.9 | 78.3 | 265.8 | 5 | 0.5 | 32.3 | 1392.4 | 0.14 | 266.1 | 73.8 | 340 | 18.44 | 0 | 0.12 | 18.56 | 19.79 | 0 | 0.15 | 19.93 | 457953.6 | 199498.8 | 247.5 | 3882.6 | 0 | 6244.5 | 29854.9 | 0 | 955.9 | 19220.1 | 107991.1 | 0 | 51.6 | 3315.4 | 20604 | 86263 | 0 | 0 | 0 | 126608.3 | 51633.9 | 1080.6 | 17495 | 0 | 0 | 6668.6
2845 | 119 | Day119 | 12 | Hour12 | 4 | Spring | 2117 | #N/A | Spring | 465640.8 | 2024-04-29 12:00 | 452302 | 3382.2 | 4328.9 | 5627.7 | 465640.8 | 436761.5 | 268704.3 | 0.0344 | 0.05 | 0.69 | 0.68 | 163.5 | 10 | 1.37 | 15.1 | 641.6 | 0.11 | 164.2 | 34.2 | 198.4 | 171.8 | 10.5 | 1.44 | 15.8 | 674.1 | 0.12 | 172.6 | 35.9 | 208.5 | 59.7 | 1.9 | 0.22 | 6.4 | 288.8 | 0.03 | 59.8 | 15 | 74.8 | 623.5 | 57.6 | 8.26 | 32.1 | 1808.2 | 0.3 | 627.5 | 86 | 713.5 | 19.9 | 0 | 0.11 | 20.01 | 21.33 | 0 | 0.14 | 21.47 | 465640.8 | 196936.5 | 0 | 3882.6 | 0 | 6172.9 | 32230.9 | 0 | 957 | 19931 | 113574.3 | 0 | 51.6 | 3315.4 | 23085 | 86391.6 | 0 | 0 | 0 | 127749.1 | 47013 | 1286.3 | 17476.8 | 0 | 0 | 6383.5
2846 | 119 | Day119 | 13 | Hour13 | 4 | Spring | 2117 | #N/A | Spring | 469763.9 | 2024-04-29 13:00 | 457203.6 | 2234 | 4680.3 | 5645.9 | 469763.9 | 441379.5 | 277227.9 | 0.0346 | 0.0507 | 0.68 | 0.67 | 170 | 10.4 | 1.43 | 15.5 | 664.7 | 0.12 | 170.7 | 35.3 | 206 | 178.5 | 10.9 | 1.51 | 16.3 | 697.7 | 0.12 | 179.2 | 37.1 | 216.3 | 61 | 1.8 | 0.21 | 6.7 | 299.4 | 0.03 | 61.1 | 15.6 | 76.7 | 749.2 | 80.7 | 11.69 | 28.1 | 1810 | 0.37 | 754.8 | 82.2 | 837 | 20.52 | 0 | 0.11 | 20.63 | 21.96 | 0 | 0.13 | 22.09 | 469763.9 | 192536 | 204.3 | 3882.6 | 0 | 6172.9 | 34115.2 | 0 | 951.4 | 19930.2 | 118180.3 | 0 | 51.6 | 3315.4 | 24914 | 86391.6 | 0 | 0 | 0 | 127049.7 | 43185.4 | 1419.3 | 16896.1 | 127.7 | 112.2 | 6668.6
2847 | 119 | Day119 | 14 | Hour14 | 4 | Spring | 2117 | #N/A | Spring | 470133.2 | 2024-04-29 14:00 | 459916.6 | 94.3 | 4673.2 | 5449.1 | 470133.3 | 443912 | 287532.6 | 0.0348 | 0.0512 | 0.66 | 0.65 | 184.6 | 11.7 | 1.61 | 16.3 | 710.7 | 0.12 | 185.3 | 37.6 | 222.9 | 193.1 | 12.2 | 1.68 | 17.1 | 743.7 | 0.13 | 193.9 | 39.3 | 233.2 | 59.4 | 1.6 | 0.19 | 6.6 | 294 | 0.03 | 59.5 | 15.3 | 74.8 | 759.8 | 82 | 11.87 | 28.4 | 1831.6 | 0.37 | 765.5 | 83.1 | 848.6 | 21.22 | 0 | 0.11 | 21.33 | 22.62 | 0 | 0.12 | 22.74 | 470133.2 | 182600.6 | 110 | 3882.6 | 0 | 6172.9 | 38629.8 | 0 | 948.4 | 18673.9 | 123478.1 | 0 | 51.6 | 3315.4 | 25498 | 86391.6 | 0 | 2.6 | 0 | 121469.6 | 40027.1 | 1481.7 | 16249 | 236.1 | 900.3 | 6460.1
2848 | 119 | Day119 | 15 | Hour15 | 4 | Spring | 2117 | #N/A | Spring | 472095.7 | 2024-04-29 15:00 | 462496.9 | 94.3 | 4147 | 5357.5 | 472095.7 | 446325.3 | 298503.6 | 0.035 | 0.0516 | 0.64 | 0.64 | 196.7 | 12.7 | 1.77 | 17 | 747 | 0.13 | 197.6 | 39.3 | 236.9 | 205.7 | 13.3 | 1.85 | 17.8 | 781.3 | 0.14 | 206.6 | 41.1 | 247.7 | 62.8 | 1.7 | 0.2 | 6.9 | 311.4 | 0.03 | 62.9 | 16.2 | 79.1 | 751.6 | 77.6 | 11.21 | 31.3 | 1922.1 | 0.37 | 756.9 | 88.7 | 845.6 | 21.65 | 0 | 0.1 | 21.75 | 23.09 | 0 | 0.12 | 23.2 | 472095.7 | 173592.1 | 110 | 3882.6 | 0 | 7308.8 | 42821.6 | 0 | 951.8 | 16626.4 | 127615.1 | 0 | 51.6 | 3315.4 | 27002.6 | 86391.6 | 0 | 4.1 | 0 | 114633.1 | 39808.7 | 1572 | 14818.5 | 236.1 | 848.4 | 6668.6
2849 | 119 | Day119 | 16 | Hour16 | 4 | Spring | 2117 | #N/A | Spring | 474503.2 | 2024-04-29 16:00 | 463877.6 | 1251 | 4147 | 5227.6 | 474503.2 | 447626.2 | 309751.5 | 0.035 | 0.0518 | 0.62 | 0.62 | 209.3 | 13.7 | 1.91 | 17.8 | 788.7 | 0.14 | 210.2 | 41.3 | 251.6 | 219.3 | 14.4 | 2 | 18.6 | 826.6 | 0.14 | 220.3 | 43.3 | 263.6 | 80.6 | 2.8 | 0.35 | 8.4 | 381 | 0.04 | 80.8 | 19.7 | 100.5 | 561.2 | 41.2 | 5.78 | 38.6 | 1966.5 | 0.26 | 564 | 97.2 | 661.3 | 22.2 | 0 | 0.1 | 22.3 | 23.73 | 0 | 0.12 | 23.85 | 474503.2 | 164751.7 | 290.4 | 3941.8 | 0 | 7825 | 46633.1 | 0 | 946.1 | 16430.7 | 133656.4 | 0 | 51.6 | 3315.4 | 27488.3 | 86391.6 | 0 | 157.7 | 0 | 105839.8 | 39847.5 | 1687.5 | 12786.7 | 1560.6 | 734.2 | 7763.4
2850 | 119 | Day119 | 17 | Hour17 | 4 | Spring | 2117 | #N/A | Spring | 471256.4 | 2024-04-29 17:00 | 462050 | 96.4 | 4147 | 4963 | 471256.5 | 445917.3 | 325757.4 | 0.0349 | 0.0515 | 0.59 | 0.59 | 224.8 | 14.7 | 2.05 | 19 | 845 | 0.14 | 225.8 | 44.2 | 270 | 235.8 | 15.4 | 2.14 | 20 | 887.6 | 0.15 | 236.8 | 46.5 | 283.3 | 146.1 | 7 | 0.94 | 13.4 | 626.8 | 0.07 | 146.5 | 32.1 | 178.6 | 802.8 | 87.1 | 12.64 | 29.7 | 1908.2 | 0.4 | 808.9 | 86.7 | 895.6 | 22.74 | 0 | 0.1 | 22.84 | 24.24 | 0 | 0.12 | 24.36 | 471256.4 | 145499.1 | 683.6 | 3941.8 | 0 | 7825 | 49508.4 | 0 | 908.9 | 14114.3 | 141097.6 | 0 | 159.1 | 3315.4 | 30620.4 | 86391.6 | 459.3 | 1755.1 | 0 | 86967.3 | 41852.6 | 1655.9 | 10632.9 | 5394.3 | 2144.3 | 8050.4
2851 | 119 | Day119 | 18 | Hour18 | 4 | Spring | 2117 | #N/A | Spring | 464255.8 | 2024-04-29 18:00 | 457858.8 | 260.6 | 1374.6 | 4761.8 | 464255.7 | 441990.5 | 342402.4 | 0.0347 | 0.0508 | 0.58 | 0.57 | 234.5 | 15.4 | 2.14 | 19.9 | 881.5 | 0.15 | 235.6 | 46.2 | 281.7 | 246.4 | 16.1 | 2.23 | 21 | 929 | 0.16 | 247.5 | 48.7 | 296.2 | 276.4 | 15.2 | 2.15 | 24.5 | 1056.8 | 0.18 | 277.5 | 56.1 | 333.6 | 857.9 | 83.5 | 12.02 | 40.4 | 2342.9 | 0.42 | 863.6 | 110.4 | 974 | 27.1 | 0 | 0.25 | 27.35 | 28.63 | 0 | 0.27 | 28.89 | 464255.8 | 121853.4 | 2723.2 | 4243.6 | 0 | 7825 | 50929.3 | 0 | 799.9 | 10569.9 | 144426.8 | 0 | 305.2 | 3315.4 | 35042.2 | 88396.1 | 547.6 | 4647.9 | 0 | 61609.7 | 47381.8 | 1492 | 8985.4 | 7849.9 | 3216.4 | 8258.9
2852 | 119 | Day119 | 19 | Hour19 | 4 | Spring | 2117 | #N/A | Spring | 458926.4 | 2024-04-29 19:00 | 455134 | 0 | 0 | 3792.4 | 458926.4 | 439447.2 | 364690.6 | 0.0345 | 0.0503 | 0.55 | 0.55 | 250 | 16.5 | 2.29 | 21 | 933 | 0.16 | 251.1 | 48.9 | 300 | 262.9 | 17.2 | 2.4 | 22.3 | 984.1 | 0.17 | 264.1 | 51.7 | 315.7 | 353.1 | 18.8 | 2.66 | 32.2 | 1352.2 | 0.24 | 354.4 | 72.5 | 426.9 | 931 | 42.4 | 7.77 | 112.6 | 2161 | 1.78 | 934.4 | 177.5 | 1111.9 | 48.7 | 0 | 0.26 | 48.96 | 51.3 | 0 | 0.27 | 51.57 | 458926.4 | 94235.8 | 3022.7 | 4253 | 0 | 8374.7 | 53792 | 0 | 475.2 | 5650.5 | 149347.3 | 0 | 807.4 | 3315.4 | 43529.8 | 88396.1 | 1283.5 | 8568.6 | 0 | 27812.8 | 58853.2 | 1444.1 | 6685.9 | 4272.4 | 2646.1 | 8050.4
2853 | 119 | Day119 | 20 | Hour20 | 4 | Spring | 2117 | #N/A | Spring | 459748.2 | 2024-04-29 20:00 | 455271 | 0 | 0 | 4477.2 | 459748.2 | 439601.7 | 380790.6 | 0.0344 | 0.0502 | 0.55 | 0.54 | 249.7 | 16.3 | 2.26 | 21.2 | 938 | 0.16 | 250.8 | 49.2 | 300 | 262.3 | 17 | 2.36 | 22.4 | 988.6 | 0.17 | 263.4 | 51.9 | 315.3 | 364.7 | 19.6 | 2.76 | 32.9 | 1404.7 | 0.24 | 366.1 | 74.8 | 440.9 | 507.2 | 23.8 | 3.16 | 47.2 | 2190.1 | 0.24 | 508.8 | 112.5 | 621.3 | 28.66 | 0 | 0.26 | 28.92 | 30.19 | 0 | 0.28 | 30.47 | 459748.2 | 78957.6 | 5596.3 | 4253 | 0 | 8374.7 | 53042.4 | 0 | 42.6 | 2290.8 | 151763.5 | 0 | 807.4 | 3315.4 | 57485.1 | 88396.1 | 1296.6 | 6460 | 0 | 3331 | 71834 | 1459.3 | 1769.5 | 268.2 | 3568.2 | 8050.4
2854 | 119 | Day119 | 21 | Hour21 | 4 | Spring | 2117 | #N/A | Spring | 447561.2 | 2024-04-29 21:00 | 442723.2 | 0 | 0 | 4837.9 | 447561.2 | 427681.5 | 365804.6 | 0.034 | 0.0488 | 0.55 | 0.55 | 245.9 | 15.9 | 2.21 | 21 | 928.5 | 0.16 | 247 | 48.7 | 295.7 | 256.5 | 16.6 | 2.3 | 22 | 970.1 | 0.17 | 257.6 | 50.9 | 308.5 | 343 | 19.6 | 2.69 | 28.8 | 1365.7 | 0.17 | 344.3 | 69.5 | 413.8 | 929.9 | 95.2 | 13.76 | 39.6 | 2390.3 | 0.46 | 936.5 | 111 | 1047.5 | 27.34 | 0 | 0.27 | 27.61 | 28.75 | 0 | 0.29 | 29.04 | 447561.2 | 81756.6 | 4067.3 | 4257.5 | 0 | 8374.7 | 50503.1 | 0 | 0 | 0.7 | 147563.6 | 0 | 775 | 3315.4 | 52914.6 | 88396.1 | 868.6 | 4768.6 | 0 | 3 | 80260.2 | 1492.7 | 320.5 | 151.7 | 3893.2 | 8258.9
2855 | 119 | Day119 | 22 | Hour22 | 4 | Spring | 2117 | #N/A | Spring | 427837.2 | 2024-04-29 22:00 | 422765.2 | 0 | 0 | 5072 | 427837.2 | 408659.4 | 342003.2 | 0.0334 | 0.0467 | 0.58 | 0.58 | 219.4 | 13.3 | 1.82 | 19.9 | 861 | 0.15 | 220.3 | 45.6 | 266 | 228.8 | 13.8 | 1.89 | 20.8 | 899.2 | 0.15 | 229.7 | 47.7 | 277.4 | 428.6 | 29.2 | 4.07 | 31.5 | 1569.5 | 0.2 | 430.6 | 78.3 | 508.9 | 809.7 | 77.7 | 11.18 | 39.2 | 2243.8 | 0.4 | 815.1 | 106.1 | 921.2 | 26.15 | 0 | 0.27 | 26.42 | 27.44 | 0 | 0.29 | 27.73 | 427837.2 | 85834.1 | 4442.5 | 4257.5 | 0 | 8374.7 | 39066.4 | 0 | 0 | 0 | 138687.6 | 0 | 159.1 | 3315.4 | 50757.3 | 88396.1 | 547.6 | 3998.9 | 0 | 0 | 84417.5 | 1416.6 | 0.2 | 0 | 3864.2 | 6867.5
2856 | 119 | Day119 | 23 | Hour23 | 4 | Spring | 2117 | #N/A | Spring | 404760.2 | 2024-04-29 23:00 | 399928.6 | 0 | 0 | 4831.6 | 404760.2 | 386825.7 | 320114.4 | 0.0328 | 0.0444 | 0.61 | 0.61 | 194.7 | 10.6 | 1.45 | 19.1 | 799.4 | 0.14 | 195.4 | 42.9 | 238.3 | 203 | 11.1 | 1.5 | 19.9 | 834.8 | 0.14 | 203.7 | 44.8 | 248.5 | 430 | 27.2 | 3.77 | 33.5 | 1641.8 | 0.2 | 431.8 | 82.5 | 514.3 | 688.8 | 55.7 | 7.91 | 42.8 | 2237.1 | 0.34 | 692.6 | 109.5 | 802.2 | 24.21 | 0 | 0.28 | 24.49 | 25.35 | 0 | 0.29 | 25.64 | 404760.2 | 84645.8 | 3633.2 | 4197.2 | 0 | 8374.7 | 28186.9 | 0 | 0 | 0 | 128626 | 0 | 598.6 | 3315.4 | 50110.8 | 88396.1 | 527.8 | 4147.5 | 0 | 0 | 83666.6 | 979.2 | 0 | 1109.5 | 3832.1 | 6771.1
2857 | 120 | Day120 | 0 | Hour0 | 4 | Spring | 74 | 472118 | Spring | 383733.5 | 2024-04-30 | 376861.4 | 119.7 | 1844.7 | 4907.7 | 383733.5 | 364740.6 | 297996.4 | 0.0322 | 0.0419 | 0.63 | 0.63 | 184.8 | 10.1 | 1.38 | 18.3 | 759.5 | 0.13 | 185.5 | 41 | 226.4 | 192.8 | 10.6 | 1.43 | 19.1 | 792.5 | 0.14 | 193.5 | 42.7 | 236.2 | 391.5 | 20.1 | 2.7 | 34.8 | 1645.2 | 0.18 | 392.8 | 83.9 | 476.7 | 544.4 | 33 | 4.55 | 43.8 | 2114.4 | 0.26 | 546.6 | 106.9 | 653.5 | 22.64 | 0 | 0.28 | 22.92 | 23.64 | 0 | 0.3 | 23.93 | 383733.5 | 85737.1 | 1356.6 | 4195 | 0 | 6936 | 25483.1 | 0 | 0 | 0 | 116137.9 | 0 | 159.1 | 3315.4 | 47532.2 | 88396.1 | 338.8 | 4146.2 | 0 | 0 | 84979.1 | 758 | 0 | 1483.1 | 1641.2 | 6728.4
2858 | 120 | Day120 | 1 | Hour1 | 4 | Spring | 2117 | #N/A | Spring | 373295.5 | 2024-04-30 01:00 | 358895 | 143 | 9260.8 | 4996.7 | 373295.5 | 347522.5 | 288402.9 | 0.0317 | 0.0398 | 0.63 | 0.63 | 183.8 | 10.1 | 1.37 | 18.3 | 755.7 | 0.14 | 184.5 | 40.8 | 225.3 | 190.5 | 10.4 | 1.42 | 18.9 | 784.4 | 0.14 | 191.2 | 42.3 | 233.6 | 403.4 | 21.4 | 2.89 | 35.2 | 1671.7 | 0.19 | 404.9 | 85.1 | 489.9 | 534.4 | 33.1 | 4.58 | 42.4 | 2053.9 | 0.26 | 536.7 | 103.7 | 640.4 | 22.3 | 0 | 0.27 | 22.57 | 23.21 | 0 | 0.3 | 23.51 | 373295.5 | 84892.6 | 525.2 | 4195 | 0 | 6896 | 24760.7 | 0 | 0 | 0 | 112261.6 | 0 | 159.1 | 3315.4 | 44433.8 | 88396.1 | 223.4 | 3236.5 | 0 | 0 | 84164.9 | 727.7 | 0 | 0 | 322 | 5132.4
2859 | 120 | Day120 | 2 | Hour2 | 4 | Spring | 2117 | #N/A | Spring | 362446.6 | 2024-04-30 02:00 | 346004.7 | 705.2 | 10856.9 | 4879.8 | 362446.6 | 335154.2 | 279208.3 | 0.0314 | 0.0383 | 0.63 | 0.63 | 185.1 | 10.2 | 1.39 | 18.4 | 759.5 | 0.14 | 185.8 | 41.1 | 226.9 | 192.1 | 10.6 | 1.44 | 19.1 | 789 | 0.14 | 192.8 | 42.6 | 235.4 | 411.6 | 23.3 | 3.18 | 34.7 | 1659.6 | 0.19 | 413.1 | 84.3 | 497.4 | 629.9 | 47 | 6.62 | 42.7 | 2170.3 | 0.3 | 633.1 | 107.5 | 740.6 | 21.39 | 0 | 0.28 | 21.67 | 22.22 | 0 | 0.3 | 22.51 | 362446.6 | 83238.3 | 0 | 4195 | 0 | 5743.8 | 24453.2 | 0 | 0 | 0 | 109163 | 0 | 159.1 | 3315.4 | 40560.6 | 88396.1 | 161.9 | 3060.2 | 0 | 0 | 82300.8 | 937.4 | 0 | 0 | 36.9 | 5258.4
2860 | 120 | Day120 | 3 | Hour3 | 4 | Spring | 2117 | #N/A | Spring | 355433.2 | 2024-04-30 03:00 | 338730 | 1305.8 | 11002.7 | 4394.7 | 355433.2 | 328170.5 | 274514.3 | 0.0312 | 0.0374 | 0.63 | 0.62 | 187.8 | 10.4 | 1.41 | 18.6 | 770.2 | 0.14 | 188.5 | 41.6 | 230.2 | 195 | 10.8 | 1.46 | 19.3 | 800.7 | 0.14 | 195.7 | 43.2 | 239 | 399.2 | 21.8 | 2.95 | 34.5 | 1636.9 | 0.19 | 400.7 | 83.3 | 484 | 931.7 | 104.4 | 15.18 | 32.3 | 2112.9 | 0.49 | 939 | 95.4 | 1034.4 | 21.37 | 0 | 0.27 | 21.64 | 22.2 | 0 | 0.29 | 22.49 | 355433.2 | 80919 | 723.5 | 4195 | 0 | 5642.1 | 24409 | 0 | 0 | 0 | 108517.8 | 0 | 159.1 | 3315.4 | 35455.6 | 88395.4 | 127.1 | 3574.3 | 0 | 0 | 80145.3 | 773.7 | 0 | 0 | 0 | 5302.8
2861 | 120 | Day120 | 4 | Hour4 | 4 | Spring | 2117 | #N/A | Spring | 352034.4 | 2024-04-30 04:00 | 336355.2 | 782.1 | 10610.3 | 4286.8 | 352034.4 | 325892.6 | 274860.1 | 0.0311 | 0.0371 | 0.62 | 0.61 | 192.4 | 10.6 | 1.45 | 19.1 | 789.1 | 0.14 | 193.1 | 42.6 | 235.7 | 200.1 | 11.1 | 1.5 | 19.8 | 821 | 0.15 | 200.8 | 44.3 | 245.1 | 403 | 22 | 2.99 | 34.8 | 1650.9 | 0.19 | 404.5 | 84 | 488.5 | 438.5 | 16.8 | 2.15 | 44.2 | 2011.6 | 0.2 | 439.5 | 104.2 | 543.8 | 21.53 | 0 | 0.27 | 21.8 | 22.34 | 0 | 0.29 | 22.63 | 352034.4 | 77174.3 | 777.9 | 4190.5 | 0 | 6094.8 | 24739.5 | 0 | 0 | 104.4 | 110109.3 | 0 | 159.1 | 3315.4 | 33562.2 | 88396.1 | 136.1 | 3379.2 | 0 | 261.4 | 76051.4 | 757.1 | 0 | 0 | 0 | 5325.4
2862 | 120 | Day120 | 5 | Hour5 | 4 | Spring | 2117 | #N/A | Spring | 355025.9 | 2024-04-30 05:00 | 338863.2 | 110 | 11768 | 4284.8 | 355025.9 | 328313.6 | 274202.1 | 0.0311 | 0.0373 | 0.62 | 0.62 | 191.9 | 10.7 | 1.46 | 18.9 | 784.2 | 0.14 | 192.7 | 42.3 | 235 | 200.2 | 11.2 | 1.53 | 19.6 | 817.1 | 0.15 | 200.9 | 44 | 244.9 | 375.1 | 19.8 | 2.67 | 32.9 | 1557.7 | 0.17 | 376.4 | 79.4 | 455.8 | 525 | 28.5 | 3.85 | 45.2 | 2157.7 | 0.24 | 526.9 | 109.6 | 636.5 | 21.65 | 0 | 0.29 | 21.94 | 22.45 | 0 | 0.29 | 22.75 | 355025.9 | 80823.9 | 536.4 | 4190.5 | 0 | 5510.6 | 25301.2 | 0 | 0 | 582.3 | 110065.7 | 0 | 7.2 | 3315.4 | 34379.2 | 88396.1 | 58.6 | 2441 | 0 | 6166.9 | 73447 | 627.7 | 518.7 | 0 | 13.2 | 5495.1
2863 | 120 | Day120 | 6 | Hour6 | 4 | Spring | 2117 | #N/A | Spring | 367040.2 | 2024-04-30 06:00 | 344846.5 | 3978.2 | 14521.6 | 3693.9 | 367040.3 | 334077.1 | 264604.4 | 0.0312 | 0.0379 | 0.66 | 0.65 | 174.2 | 9.9 | 1.35 | 17.1 | 706.2 | 0.13 | 174.9 | 38.2 | 213.1 | 183 | 10.4 | 1.42 | 17.9 | 741.6 | 0.14 | 183.7 | 40 | 223.8 | 195.1 | 9 | 1.19 | 18.3 | 852 | 0.09 | 195.7 | 43.8 | 239.4 | 906 | 93.3 | 13.47 | 38 | 2325.9 | 0.44 | 912.4 | 107.4 | 1019.8 | 21.69 | 0 | 0.31 | 22 | 22.56 | 0 | 0.29 | 22.85 | 367040.2 | 102435.9 | 2123.3 | 4119.8 | 0 | 4760.4 | 24409 | 0 | 0 | 7713.4 | 101271 | 0 | 7.2 | 3315.4 | 32807.2 | 88396.1 | 58.6 | 3336.2 | 0 | 26434.7 | 67780 | 507.8 | 3853.5 | 0 | 167.4 | 4487
2864 | 120 | Day120 | 7 | Hour7 | 4 | Spring | 2117 | #N/A | Spring | 380609.2 | 2024-04-30 07:00 | 357433 | 5643.2 | 14136.9 | 3396.1 | 380609.1 | 346175.9 | 265464.5 | 0.0315 | 0.0393 | 0.66 | 0.65 | 174.9 | 10.2 | 1.4 | 16.8 | 700.2 | 0.13 | 175.5 | 37.7 | 213.3 | 184.8 | 10.9 | 1.49 | 17.6 | 736.9 | 0.13 | 185.6 | 39.6 | 225.2 | 129.3 | 5 | 0.63 | 13 | 595.6 | 0.06 | 129.6 | 30.8 | 160.4 | 700 | 76.4 | 11.07 | 25.4 | 1659.9 | 0.34 | 705.3 | 75 | 780.2 | 20.23 | 0 | 0.3 | 20.53 | 21.08 | 0 | 0.28 | 21.37 | 380609.2 | 115144.6 | 1192.1 | 4119.8 | 0 | 4760.4 | 26439.5 | 0 | 0 | 10330.2 | 102549 | 0 | 7.2 | 3315.4 | 32264.1 | 87033.9 | 58.6 | 3724.4 | 0 | 51811.2 | 52636 | 367.1 | 7224.5 | 0 | 167.4 | 4837.6
2865 | 120 | Day120 | 8 | Hour8 | 4 | Spring | 2117 | #N/A | Spring | 393778.3 | 2024-04-30 08:00 | 376209 | 3402 | 11123.5 | 3043.9 | 393778.3 | 364188.7 | 254500 | 0.032 | 0.0414 | 0.67 | 0.67 | 167.8 | 9.9 | 1.35 | 16.1 | 670.8 | 0.12 | 168.5 | 36.2 | 204.6 | 176.6 | 10.5 | 1.44 | 16.8 | 701.8 | 0.13 | 177.3 | 37.7 | 215.1 | 92.4 | 3.8 | 0.5 | 9 | 416.7 | 0.04 | 92.6 | 21.5 | 114.1 | 450.7 | 23.8 | 3.21 | 39.4 | 1872.2 | 0.21 | 452.3 | 95.2 | 547.5 | 20.26 | 0 | 0.29 | 20.54 | 21.16 | 0 | 0.28 | 21.44 | 393778.3 | 139278.3 | 3.1 | 4119.8 | 0 | 5013.9 | 26414.7 | 0 | 356.6 | 12892 | 101603.8 | 0 | 7.2 | 3315.4 | 26670.2 | 87033.9 | 58.6 | 259.2 | 0 | 86031 | 39701 | 297.7 | 9290.1 | 0 | 365.9 | 4710.3
2866 | 120 | Day120 | 9 | Hour9 | 4 | Spring | 2117 | #N/A | Spring | 415884.3 | 2024-04-30 09:00 | 393479.4 | 4536.8 | 13830.1 | 4038 | 415884.3 | 380714.7 | 243568.3 | 0.0324 | 0.0434 | 0.7 | 0.69 | 155.8 | 9.1 | 1.25 | 15 | 623.3 | 0.11 | 156.4 | 33.6 | 190 | 165.3 | 9.8 | 1.34 | 15.7 | 657.8 | 0.12 | 166 | 35.4 | 201.3 | 73.1 | 3 | 0.38 | 7.2 | 331.1 | 0.03 | 73.2 | 17.1 | 90.3 | 314.5 | 11.6 | 1.47 | 32 | 1464.7 | 0.14 | 315.2 | 75.7 | 390.9 | 16.21 | 0 | 0.14 | 16.35 | 17.17 | 0 | 0.16 | 17.33 | 415884.3 | 172316 | 0 | 3808.7 | 0 | 4448.7 | 25800 | 0 | 771.6 | 19330.8 | 99763.2 | 0 | 7.2 | 3315.4 | 21337.3 | 85029.4 | 58.6 | 0 | 0 | 113843.9 | 38093.1 | 276.7 | 13701.5 | 0 | 247 | 5349
2867 | 120 | Day120 | 10 | Hour10 | 4 | Spring | 2117 | #N/A | Spring | 430682.2 | 2024-04-30 10:00 | 409014.4 | 4796.1 | 12141.2 | 4730.5 | 430682.3 | 395546.5 | 244992.6 | 0.0329 | 0.0452 | 0.7 | 0.7 | 154.2 | 9.1 | 1.24 | 14.7 | 615.6 | 0.11 | 154.8 | 33.1 | 187.9 | 163.5 | 9.7 | 1.33 | 15.5 | 649.7 | 0.12 | 164.2 | 34.9 | 199 | 63 | 2.3 | 0.29 | 6.4 | 294 | 0.03 | 63.2 | 15.2 | 78.4 | 746.5 | 83.5 | 12.12 | 25.3 | 1706.3 | 0.37 | 752.3 | 76.2 | 828.5 | 16.58 | 0 | 0.14 | 16.72 | 17.66 | 0 | 0.16 | 17.81 | 430682.2 | 185689.7 | 139.3 | 3808.7 | 0 | 5166.8 | 26656.8 | 0 | 920.5 | 20585.1 | 101927.3 | 0 | 7.2 | 3315.4 | 18883.1 | 85029.4 | 58.6 | 0 | 0 | 126721.2 | 37122.9 | 340 | 17113.8 | 169.3 | 135.6 | 6101.4
2868 | 120 | Day120 | 11 | Hour11 | 4 | Spring | 2117 | #N/A | Spring | 444146 | 2024-04-30 11:00 | 423131.8 | 5102.1 | 10857.9 | 5054.3 | 444146 | 408994.3 | 250503.7 | 0.0334 | 0.0468 | 0.7 | 0.7 | 154.5 | 9.1 | 1.25 | 14.6 | 615.1 | 0.11 | 155.1 | 33 | 188.1 | 163.6 | 9.8 | 1.34 | 15.4 | 648.8 | 0.12 | 164.3 | 34.8 | 199.1 | 61.8 | 2.3 | 0.29 | 6.3 | 286.5 | 0.03 | 62 | 14.8 | 76.8 | 333.5 | 15.2 | 2.01 | 31.3 | 1460.2 | 0.15 | 334.5 | 74.8 | 409.3 | 16.69 | 0 | 0.13 | 16.82 | 17.84 | 0 | 0.15 | 17.99 | 444146 | 193642.2 | 81.2 | 3808.7 | 0 | 5166.8 | 27753.8 | 0 | 967.2 | 20962.4 | 104825.6 | 0 | 7.2 | 3315.4 | 20457 | 85029.4 | 58.6 | 0 | 0 | 133756 | 37463.9 | 492.6 | 18295.8 | 213 | 0 | 6216.8
2869 | 120 | Day120 | 12 | Hour12 | 4 | Spring | 2117 | #N/A | Spring | 454073.6 | 2024-04-30 12:00 | 435447.4 | 3761.1 | 9354 | 5511.1 | 454073.7 | 420691.8 | 257388.8 | 0.0339 | 0.0483 | 0.7 | 0.69 | 156.3 | 9.3 | 1.27 | 14.8 | 621.5 | 0.11 | 156.9 | 33.3 | 190.2 | 165.1 | 9.8 | 1.35 | 15.5 | 654.9 | 0.12 | 165.7 | 35.1 | 200.8 | 58.3 | 2.3 | 0.29 | 5.8 | 267.6 | 0.03 | 58.5 | 13.8 | 72.3 | 601.4 | 58.1 | 8.35 | 29.3 | 1665.6 | 0.31 | 605.4 | 79 | 684.4 | 18.02 | 0 | 0.12 | 18.14 | 19.25 | 0 | 0.14 | 19.39 | 454073.6 | 196684.9 | 0 | 3809.7 | 0 | 5276.6 | 28719.4 | 0 | 981.5 | 21669.3 | 108364.3 | 0 | 7.2 | 3315.4 | 21754.7 | 86082.8 | 58.6 | 0 | 0 | 135414 | 37876.2 | 744 | 18684.5 | 213 | 45.6 | 6251.2
2870 | 120 | Day120 | 13 | Hour13 | 4 | Spring | 2117 | #N/A | Spring | 460178.6 | 2024-04-30 13:00 | 443772.2 | 2141.5 | 8388.1 | 5876.7 | 460178.6 | 428565 | 263663.5 | 0.0343 | 0.0495 | 0.69 | 0.69 | 159.6 | 9.5 | 1.3 | 15 | 634 | 0.11 | 160.2 | 33.9 | 194.1 | 167.9 | 10 | 1.37 | 15.7 | 665.8 | 0.12 | 168.6 | 35.6 | 204.2 | 55.5 | 2.2 | 0.28 | 5.5 | 253 | 0.03 | 55.6 | 13.1 | 68.7 | 634.5 | 58.8 | 8.43 | 32.5 | 1834.3 | 0.31 | 638.6 | 87.2 | 725.8 | 19.09 | 0 | 0.12 | 19.21 | 20.38 | 0 | 0.13 | 20.51 | 460178.6 | 196515.1 | 0 | 3880.4 | 0 | 5276.6 | 29818 | 0 | 972 | 22613.3 | 111990.3 | 0 | 7.2 | 3315.4 | 22925.4 | 86391.6 | 58.6 | 0 | 0 | 134106.5 | 37957 | 866.3 | 17940.7 | 213 | 2.1 | 5530.4
2871 | 120 | Day120 | 14 | Hour14 | 4 | Spring | 2117 | #N/A | Spring | 463630.2 | 2024-04-30 14:00 | 449792.2 | 936.3 | 6940 | 5961.6 | 463630.2 | 434241.2 | 269129.9 | 0.0346 | 0.0503 | 0.68 | 0.68 | 164.5 | 9.9 | 1.35 | 15.3 | 650.8 | 0.12 | 165.2 | 34.7 | 199.9 | 172.6 | 10.4 | 1.42 | 16 | 682.4 | 0.12 | 173.3 | 36.4 | 209.7 | 56.2 | 2.2 | 0.28 | 5.7 | 258.8 | 0.03 | 56.4 | 13.4 | 69.8 | 626.3 | 57.6 | 8.24 | 32.5 | 1826.4 | 0.3 | 630.2 | 87 | 717.2 | 19.35 | 0 | 0.12 | 19.46 | 20.62 | 0 | 0.13 | 20.75 | 463630.2 | 194500.3 | 0 | 3880.4 | 0 | 5276.6 | 31406.2 | 0 | 967.8 | 22920.4 | 115357.5 | 0 | 7.2 | 3315.4 | 23436.4 | 86391.6 | 58.6 | 0 | 0 | 132625.2 | 37171.4 | 815.4 | 17840.8 | 213 | 29.7 | 6070.6
2872 | 120 | Day120 | 15 | Hour15 | 4 | Spring | 2117 | #N/A | Spring | 466843.2 | 2024-04-30 15:00 | 455127 | 211.1 | 5432.6 | 6072.5 | 466843.2 | 439274.4 | 278723.4 | 0.0348 | 0.0511 | 0.67 | 0.67 | 171.8 | 10.2 | 1.4 | 15.9 | 681.1 | 0.12 | 172.5 | 36.3 | 208.7 | 179.7 | 10.7 | 1.47 | 16.7 | 712.6 | 0.12 | 180.5 | 37.9 | 218.4 | 59.7 | 2.2 | 0.28 | 6.1 | 277.4 | 0.03 | 59.9 | 14.3 | 74.2 | 653.6 | 57.8 | 8.26 | 36 | 1977.2 | 0.31 | 657.6 | 95 | 752.6 | 20.28 | 0 | 0.11 | 20.38 | 21.62 | 0 | 0.12 | 21.74 | 466843.2 | 188119.9 | 0 | 3880.4 | 0 | 6172.9 | 32872.8 | 0 | 971.6 | 21910.8 | 121834.5 | 0 | 7.2 | 3315.4 | 24185.8 | 86391.6 | 58.6 | 4.1 | 0 | 126702.4 | 37621.9 | 913.2 | 17442.6 | 217.7 | 773.4 | 5850.3
2873 | 120 | Day120 | 16 | Hour16 | 4 | Spring | 2117 | #N/A | Spring | 470799.2 | 2024-04-30 16:00 | 460383.2 | 214.9 | 4171.3 | 6029.9 | 470799.3 | 444258.6 | 296032 | 0.035 | 0.0517 | 0.65 | 0.64 | 184.3 | 11.1 | 1.53 | 16.8 | 726.6 | 0.12 | 185.1 | 38.5 | 223.6 | 192.6 | 11.6 | 1.59 | 17.6 | 759.4 | 0.13 | 193.4 | 40.2 | 233.7 | 82 | 2.9 | 0.37 | 8.4 | 384.6 | 0.04 | 82.2 | 19.9 | 102.1 | 625.5 | 54.7 | 7.79 | 35 | 1913.7 | 0.3 | 629.2 | 92.1 | 721.4 | 21.28 | 0 | 0.11 | 21.39 | 22.7 | 0 | 0.12 | 22.82 | 470799.2 | 174767.2 | 255 | 3931.5 | 0 | 7210.8 | 36067.7 | 0 | 966.7 | 20553.1 | 129814.2 | 0 | 7.2 | 3315.4 | 28976 | 86391.6 | 58.6 | 4.1 | 0 | 114125.6 | 38097.3 | 1024.6 | 16325.7 | 250.3 | 481.6 | 6668.6
2874 | 120 | Day120 | 17 | Hour17 | 4 | Spring | 2117 | #N/A | Spring | 472118 | 2024-04-30 17:00 | 462683.4 | 0 | 4147 | 5287.6 | 472118 | 446466 | 326082.3 | 0.035 | 0.0518 | 0.6 | 0.59 | 220.4 | 14.2 | 1.96 | 18.9 | 839.3 | 0.14 | 221.4 | 44 | 265.4 | 230.4 | 14.8 | 2.05 | 19.8 | 877.1 | 0.15 | 231.4 | 45.9 | 277.3 | 140.5 | 6 | 0.79 | 13.5 | 626.7 | 0.06 | 140.9 | 32.2 | 173.1 | 694.8 | 74.8 | 10.83 | 27.9 | 1684.6 | 0.38 | 700 | 78.2 | 778.2 | 23.6 | 0 | 0.25 | 23.85 | 25.08 | 0 | 0.26 | 25.35 | 472118 | 146035.7 | 107.7 | 4189.1 | 0 | 7997.2 | 47441.4 | 0 | 939.3 | 16876.2 | 142662.9 | 0 | 148 | 3315.4 | 33547.4 | 86551.9 | 58.6 | 62.5 | 0 | 87840 | 39346.3 | 1033.9 | 12076.7 | 1000.9 | 491.4 | 7956.2
2875 | 120 | Day120 | 18 | Hour18 | 4 | Spring | 2117 | #N/A | Spring | 467824.2 | 2024-04-30 18:00 | 463134.3 | 0 | 0 | 4689.9 | 467824.2 | 446944.4 | 355667.4 | 0.035 | 0.0516 | 0.55 | 0.55 | 256.4 | 17.3 | 2.42 | 21.1 | 942.7 | 0.16 | 257.6 | 49.2 | 306.7 | 268.5 | 18.1 | 2.53 | 22.1 | 988.7 | 0.17 | 269.7 | 51.6 | 321.4 | 326.5 | 21.5 | 3.04 | 25.2 | 1175.9 | 0.18 | 328 | 60.3 | 388.3 | 702 | 54.4 | 7.69 | 45.7 | 2355.9 | 0.34 | 705.7 | 116 | 821.7 | 28.11 | 0 | 0.25 | 28.36 | 29.66 | 0 | 0.26 | 29.93 | 467824.2 | 112156.7 | 375.7 | 4233.2 | 0 | 7997.2 | 58665.3 | 0 | 832.2 | 10215.9 | 149521.1 | 0 | 1048 | 3315.4 | 35218.1 | 88396.1 | 1278.3 | 5619.1 | 0 | 55699.2 | 44294.5 | 1114.9 | 9422.6 | 3379.1 | 2998.7 | 8258.9
2876 | 120 | Day120 | 19 | Hour19 | 4 | Spring | 2117 | #N/A | Spring | 467405.5 | 2024-04-30 19:00 | 463591.1 | 0 | 0 | 3814.4 | 467405.5 | 447426.3 | 383919.7 | 0.0349 | 0.0515 | 0.52 | 0.51 | 274.2 | 18.5 | 2.59 | 22.5 | 1001.8 | 0.18 | 275.5 | 52.4 | 327.8 | 288.5 | 19.4 | 2.72 | 23.8 | 1057.2 | 0.19 | 289.9 | 55.4 | 345.2 | 397.9 | 25.4 | 3.59 | 31.8 | 1438 | 0.24 | 399.6 | 74.7 | 474.4 | 559.2 | 23.2 | 3.02 | 54.7 | 2511.6 | 0.26 | 560.7 | 129.6 | 690.3 | 48.43 | 0 | 0.25 | 48.68 | 51.08 | 0 | 0.27 | 51.35 | 467405.5 | 83485.8 | 2549.8 | 4242.6 | 0 | 8374.7 | 62252.3 | 0 | 503.7 | 5449.5 | 157220.2 | 0 | 1197.2 | 3315.4 | 43231.2 | 88396.1 | 2628.5 | 10511.7 | 0 | 26640.3 | 49761.9 | 1130.2 | 6469.5 | 1668.3 | 3799.1 | 8072.4
2877 | 120 | Day120 | 20 | Hour20 | 4 | Spring | 2117 | #N/A | Spring | 470571.3 | 2024-04-30 20:00 | 466692.8 | 0 | 0 | 3878.5 | 470571.3 | 450415.7 | 405518.3 | 0.0349 | 0.0516 | 0.52 | 0.51 | 277.8 | 18.8 | 2.62 | 22.7 | 1016.7 | 0.18 | 279.1 | 53.1 | 332.2 | 292.7 | 19.6 | 2.75 | 24.1 | 1075.1 | 0.19 | 294.1 | 56.2 | 350.3 | 415.2 | 26 | 3.67 | 33.6 | 1521.9 | 0.25 | 417 | 79 | 496 | 792.1 | 48.6 | 6.76 | 63.8 | 3013.9 | 0.41 | 795.4 | 153.7 | 949.1 | 32.83 | 0 | 0.26 | 33.09 | 34.63 | 0 | 0.28 | 34.9 | 470571.3 | 65053 | 7415.3 | 4247.1 | 0 | 8374.7 | 63440.6 | 0 | 50.6 | 2261.9 | 160666.4 | 0 | 1304.4 | 3315.4 | 55697.9 | 88396.1 | 2472.9 | 10187.4 | 0 | 3396.7 | 57620.2 | 1723.6 | 1714.6 | 203.7 | 2499.5 | 8050.4
2878 | 120 | Day120 | 21 | Hour21 | 4 | Spring | 2117 | #N/A | Spring | 456323.4 | 2024-04-30 21:00 | 452409.9 | 0 | 0 | 3913.5 | 456323.4 | 436867 | 389205.5 | 0.0344 | 0.05 | 0.52 | 0.52 | 270.4 | 17.9 | 2.5 | 22.5 | 1003.1 | 0.17 | 271.6 | 52.4 | 324 | 281.8 | 18.7 | 2.6 | 23.5 | 1046.7 | 0.18 | 283.1 | 54.7 | 337.9 | 424.2 | 27 | 3.78 | 33.5 | 1572.4 | 0.23 | 426 | 80.4 | 506.5 | 646.8 | 22.5 | 4.2 | 83.2 | 1825.6 | 1.16 | 648.6 | 137.9 | 786.5 | 28.84 | 0 | 0.27 | 29.11 | 30.36 | 0 | 0.28 | 30.65 | 456323.4 | 67117.9 | 4650.5 | 4247.1 | 0 | 8374.7 | 58559.7 | 0 | 0 | 0.6 | 156931.2 | 0 | 1272 | 3315.4 | 57315.3 | 88396.1 | 1731.6 | 4411.8 | 0 | 2.7 | 65275.2 | 1839.3 | 314.4 | 1088.8 | 3148.5 | 8181.3
2879 | 120 | Day120 | 22 | Hour22 | 4 | Spring | 2117 | #N/A | Spring | 430631 | 2024-04-30 22:00 | 426344.9 | 319 | 0 | 3967.1 | 430631.1 | 412041.7 | 363153.8 | 0.0335 | 0.0472 | 0.54 | 0.54 | 250.7 | 15.9 | 2.21 | 21.8 | 954.4 | 0.16 | 251.8 | 50.2 | 302 | 261.4 | 16.6 | 2.3 | 22.7 | 996.3 | 0.17 | 262.5 | 52.5 | 315 | 442.4 | 28.8 | 4.04 | 34.2 | 1625.1 | 0.23 | 444.4 | 82.7 | 527.1 | 684 | 45 | 6.26 | 51.9 | 2548.4 | 0.33 | 687.1 | 127.9 | 814.9 | 32.71 | 0 | 0.27 | 32.99 | 34.34 | 0 | 0.29 | 34.63 | 430631 | 67477.3 | 5438.1 | 4247.1 | 0 | 8374.7 | 48163.2 | 0 | 0 | 0 | 147854.9 | 0 | 266.3 | 3315.4 | 51596.8 | 88396.1 | 1250.1 | 4251 | 0 | 0 | 65583.6 | 1893.7 | 0.2 | 1691.7 | 2361.5 | 7699.8
2880 | 120 | Day120 | 23 | Hour23 | 4 | Spring | 2117 | #N/A | Spring | 405279 | 2024-04-30 23:00 | 399536.1 | 2019.8 | 0 | 3723.1 | 405278.9 | 386419.9 | 338910.6 | 0.0328 | 0.0445 | 0.56 | 0.56 | 232.8 | 14.1 | 1.95 | 21.1 | 906.9 | 0.16 | 233.8 | 48.2 | 282 | 243.1 | 14.8 | 2.04 | 22 | 947.1 | 0.17 | 244.1 | 50.3 | 294.4 | 455.1 | 28.6 | 4 | 36.2 | 1702.9 | 0.24 | 457 | 87 | 544 | 558.6 | 32 | 4.37 | 46.7 | 2232.3 | 0.26 | 560.7 | 113.3 | 674 | 25.3 | 0 | 0.3 | 25.6 | 26.48 | 0 | 0.29 | 26.77 | 405279 | 66368.4 | 4351.1 | 4198.3 | 0 | 8374.7 | 39427.7 | 0 | 0 | 0 | 136717.4 | 0 | 159.1 | 3315.4 | 48573 | 88396.1 | 1250.1 | 4147.6 | 0 | 0 | 64642 | 1726.3 | 0 | 2720.9 | 2159.9 | 5871.8
2881 | 121 | Day121 | 0 | Hour0 | 4 | Spring | 22 | 535908.6 | Spring | 378634.6 | 2024-05-01 | 374491.4 | 156.2 | 4.1 | 3982.9 | 378634.6 | 362451.1 | 311723.1 | 0.0321 | 0.0417 | 0.59 | 0.59 | 218.9 | 13.4 | 1.85 | 20 | 852.3 | 0.15 | 219.8 | 45.5 | 265.2 | 227.7 | 13.9 | 1.92 | 20.8 | 886.8 | 0.16 | 228.6 | 47.3 | 276 | 450.9 | 24.8 | 3.41 | 39.1 | 1795.6 | 0.24 | 452.5 | 92.7 | 545.2 | 1054.8 | 110.5 | 15.98 | 42.6 | 2636.9 | 0.52 | 1062.5 | 121.3 | 1183.8 | 24.1 | 0 | 0.28 | 24.38 | 25.16 | 0 | 0.29 | 25.45 | 378634.6 | 66911.5 | 369.8 | 4198.3 | 0 | 6585.5 | 35021.8 | 0 | 0 | 0 | 119510 | 0 | 159.1 | 3315.4 | 49524.1 | 88396.1 | 751.4 | 3891.6 | 0 | 0 | 65564.7 | 1346.8 | 0 | 0 | 1812.1 | 4344
2882 | 121 | Day121 | 1 | Hour1 | 4 | Spring | 2117 | #N/A | Spring | 361554.4 | 2024-05-01 01:00 | 356557.2 | 1096.3 | 4.1 | 3896.8 | 361554.4 | 345275.2 | 295017 | 0.0316 | 0.0396 | 0.6 | 0.59 | 217 | 13.4 | 1.85 | 19.9 | 841 | 0.16 | 217.9 | 45 | 262.9 | 225.1 | 13.9 | 1.92 | 20.6 | 872.5 | 0.16 | 226 | 46.7 | 272.7 | 428.8 | 22.9 | 3.13 | 37.9 | 1737.7 | 0.23 | 430.4 | 89.8 | 520.1 | 752 | 73.7 | 10.62 | 35.9 | 2039.3 | 0.39 | 757.1 | 96.8 | 853.9 | 22.82 | 0 | 0.28 | 23.09 | 23.78 | 0 | 0.29 | 24.07 | 361554.4 | 66537.4 | 101.6 | 4198.3 | 0 | 5625.2 | 33595.5 | 0 | 0 | 0 | 111654.4 | 0 | 159.1 | 3315.4 | 45281.8 | 87917.6 | 744.7 | 2423.4 | 0 | 0 | 65458.5 | 1078.9 | 0 | 0 | 0 | 4404.6
2883 | 121 | Day121 | 2 | Hour2 | 4 | Spring | 2117 | #N/A | Spring | 353149.8 | 2024-05-01 02:00 | 345636.6 | 2987 | 515.3 | 4010.8 | 353149.8 | 334806.2 | 285528.4 | 0.0313 | 0.0382 | 0.6 | 0.59 | 216.5 | 13.3 | 1.83 | 20 | 842 | 0.16 | 217.4 | 45.1 | 262.5 | 224.7 | 13.8 | 1.91 | 20.7 | 872.6 | 0.16 | 225.6 | 46.7 | 272.4 | 432.3 | 23.9 | 3.29 | 37.4 | 1725.2 | 0.23 | 433.9 | 88.9 | 522.8 | 911.4 | 95.9 | 13.87 | 37.4 | 2266.6 | 0.48 | 918.1 | 105.1 | 1023.2 | 22.35 | 0 | 0.28 | 22.63 | 23.31 | 0 | 0.29 | 23.59 | 353149.8 | 67621.3 | 71.8 | 4198.3 | 0 | 5544.3 | 32427.8 | 0 | 0 | 0 | 109632.8 | 0 | 159.1 | 3315.4 | 42001.4 | 87386.2 | 733.6 | 57.6 | 0 | 0 | 66699.7 | 921.7 | 0 | 0 | 0 | 4770.5
2884 | 121 | Day121 | 3 | Hour3 | 4 | Spring | 2117 | #N/A | Spring | 349722.8 | 2024-05-01 03:00 | 343702.4 | 2276.7 | 4.1 | 3739.7 | 349722.8 | 332964.5 | 284340 | 0.0312 | 0.0379 | 0.58 | 0.58 | 222.1 | 13.6 | 1.88 | 20.4 | 863.6 | 0.16 | 223 | 46.2 | 269.2 | 230.3 | 14.2 | 1.95 | 21.2 | 894.8 | 0.16 | 231.3 | 47.9 | 279.1 | 432.2 | 23.9 | 3.29 | 37.4 | 1727.1 | 0.23 | 433.8 | 88.9 | 522.7 | 376.5 | 12.2 | 1.52 | 40.9 | 1796.6 | 0.2 | 377.3 | 94.4 | 471.7 | 22.51 | 0 | 0.27 | 22.78 | 23.48 | 0 | 0.29 | 23.76 | 349722.8 | 65382.8 | 30.1 | 4193.8 | 0 | 5716.5 | 32969.3 | 0 | 0 | 0 | 111339 | 0 | 159.1 | 3315.4 | 38246.7 | 87457.9 | 733.6 | 178.6 | 0 | 0 | 64531.1 | 851.7 | 0 | 0 | 0 | 5448.3
2885 | 121 | Day121 | 4 | Hour4 | 4 | Spring | 2117 | #N/A | Spring | 357147.1 | 2024-05-01 04:00 | 352871.2 | 302.1 | 4.1 | 3969.7 | 357147.1 | 341787.6 | 294870.8 | 0.0314 | 0.0388 | 0.56 | 0.56 | 233.1 | 14.3 | 1.98 | 21.2 | 905.8 | 0.16 | 234.1 | 48.3 | 282.4 | 241.5 | 14.8 | 2.05 | 22 | 938.4 | 0.17 | 242.5 | 50 | 292.5 | 442.6 | 25.5 | 3.54 | 37.5 | 1721.5 | 0.24 | 444.3 | 88.9 | 533.2 | 878.1 | 90.2 | 13.04 | 38 | 2250.5 | 0.46 | 884.4 | 105.2 | 989.5 | 23.45 | 0 | 0.27 | 23.72 | 24.43 | 0 | 0.28 | 24.71 | 357147.1 | 62276.4 | 66.7 | 4193.8 | 0 | 6620.7 | 35399.8 | 0 | 0 | 126.8 | 119548.2 | 0 | 159.1 | 3315.4 | 36992 | 87841.5 | 733.6 | 0 | 0 | 297.4 | 61103.4 | 748.8 | 0 | 0 | 371.3 | 6863
2886 | 121 | Day121 | 5 | Hour5 | 4 | Spring | 2117 | #N/A | Spring | 378523 | 2024-05-01 05:00 | 374644.5 | 50.9 | 4.1 | 3823.4 | 378523 | 362679.9 | 312956.6 | 0.0319 | 0.0413 | 0.54 | 0.54 | 248.4 | 15.9 | 2.2 | 21.7 | 945.5 | 0.17 | 249.5 | 50 | 299.5 | 257.4 | 16.5 | 2.28 | 22.5 | 979.6 | 0.17 | 258.5 | 51.8 | 310.3 | 438.1 | 25.8 | 3.59 | 36.4 | 1689.5 | 0.23 | 439.8 | 86.9 | 526.7 | 494.6 | 22.3 | 2.94 | 46.6 | 2174.4 | 0.22 | 496.1 | 111.5 | 607.6 | 25.1 | 0 | 0.26 | 25.36 | 26.19 | 0 | 0.28 | 26.47 | 378523 | 65566.3 | 311 | 4193.8 | 0 | 6446.2 | 42410.2 | 0 | 0 | 585.2 | 129362.3 | 0 | 0 | 3315.4 | 37780.1 | 88396.1 | 729.4 | 11.9 | 0 | 5927.6 | 58359 | 694.5 | 624.1 | 0 | 525.4 | 7156.8
2887 | 121 | Day121 | 6 | Hour6 | 4 | Spring | 2117 | #N/A | Spring | 408519.2 | 2024-05-01 06:00 | 403739.4 | 744.3 | 0 | 4035.4 | 408519.2 | 390515.5 | 322611.3 | 0.0328 | 0.0445 | 0.56 | 0.56 | 244.5 | 16.2 | 2.25 | 20.8 | 913 | 0.16 | 245.6 | 48 | 293.6 | 254.5 | 16.8 | 2.34 | 21.6 | 950.5 | 0.17 | 255.6 | 50 | 305.6 | 277.7 | 12.9 | 1.75 | 26.4 | 1166.2 | 0.16 | 278.5 | 61.2 | 339.8 | 623.4 | 41.5 | 5.76 | 46.7 | 2318.5 | 0.29 | 626.2 | 115.9 | 742 | 25.62 | 0 | 0.27 | 25.9 | 26.83 | 0 | 0.28 | 27.11 | 408519.2 | 85907.9 | 1539.2 | 4193.8 | 0 | 5826.2 | 47174.2 | 0 | 0 | 7103.9 | 131286.7 | 0 | 0 | 3315.4 | 39971.6 | 88396.1 | 729.4 | 178.6 | 0 | 21848.6 | 56251.8 | 703.6 | 3823.4 | 0 | 186.4 | 7412.6
2888 | 121 | Day121 | 7 | Hour7 | 4 | Spring | 2117 | #N/A | Spring | 430800.4 | 2024-05-01 07:00 | 426058.4 | 556.4 | 0.8 | 4184.8 | 430800.4 | 411819.4 | 323047.5 | 0.0334 | 0.047 | 0.59 | 0.58 | 235.2 | 16 | 2.24 | 19.5 | 863.6 | 0.16 | 236.3 | 45.3 | 281.5 | 244.4 | 16.7 | 2.33 | 20.3 | 896.7 | 0.16 | 245.5 | 47 | 292.5 | 153.4 | 4.9 | 0.64 | 16.7 | 703.7 | 0.09 | 153.7 | 37.7 | 191.4 | 464.4 | 18.9 | 2.43 | 45.7 | 2108.8 | 0.21 | 465.7 | 108.6 | 574.3 | 25.13 | 0 | 0.27 | 25.4 | 26.41 | 0 | 0.29 | 26.7 | 430800.4 | 107752.9 | 3.4 | 4193.8 | 0 | 6063.1 | 49836 | 0 | 0 | 9170.2 | 127819.3 | 0 | 0 | 3315.4 | 42512.2 | 88396.1 | 729.4 | 178.6 | 0 | 49761.1 | 48237.6 | 584 | 6621 | 0 | 0 | 7245.8
2889 | 121 | Day121 | 8 | Hour8 | 4 | Spring | 2117 | #N/A | Spring | 448438.2 | 2024-05-01 08:00 | 444242.2 | 638.8 | 4.1 | 3553 | 448438.2 | 429151 | 314158.4 | 0.034 | 0.0489 | 0.6 | 0.6 | 231 | 16 | 2.23 | 18.9 | 841.5 | 0.15 | 232 | 44 | 276.1 | 239.8 | 16.6 | 2.32 | 19.6 | 873.2 | 0.16 | 241 | 45.7 | 286.7 | 106.7 | 3.1 | 0.4 | 12 | 492.9 | 0.07 | 106.9 | 26.7 | 133.6 | 413.1 | 8.6 | 0.9 | 48.1 | 2135.5 | 0.18 | 413.6 | 111.8 | 525.4 | 25 | 0 | 0.27 | 25.28 | 26.34 | 0 | 0.29 | 26.62 | 448438.2 | 134279.7 | 0 | 4193.8 | 0 | 7485 | 51895.8 | 0 | 410.6 | 11652.2 | 128340.7 | 0 | 0 | 3315.4 | 29802.2 | 88396.1 | 729.4 | 0 | 0 | 87076.3 | 34729 | 411.7 | 8403.4 | 153.6 | 0.6 | 7609
2890 | 121 | Day121 | 9 | Hour9 | 4 | Spring | 2117 | #N/A | Spring | 473199.4 | 2024-05-01 09:00 | 460711 | 3903 | 4151.1 | 4434.2 | 473199.4 | 444802.1 | 309195.7 | 0.0345 | 0.0507 | 0.62 | 0.61 | 220.1 | 15.3 | 2.14 | 17.9 | 799.5 | 0.14 | 221.1 | 41.8 | 262.9 | 231.4 | 16.1 | 2.25 | 18.8 | 838.9 | 0.15 | 232.5 | 43.8 | 276.3 | 86 | 2.5 | 0.32 | 9.8 | 394.8 | 0.06 | 86.2 | 21.6 | 107.8 | 642.4 | 65.6 | 9.47 | 29.2 | 1667 | 0.35 | 647 | 78.9 | 725.9 | 22.16 | 0 | 0.27 | 22.43 | 23.65 | 0 | 0.28 | 23.93 | 473199.4 | 164003.7 | 76.4 | 4145 | 0 | 7642.6 | 52485 | 0 | 827.9 | 17513.8 | 127937 | 0 | 0 | 3315.4 | 26156.8 | 86706.5 | 729.4 | 1.6 | 0 | 110471.9 | 34899.7 | 290.5 | 12780.4 | 460.6 | 82.9 | 7271.1
2891 | 121 | Day121 | 10 | Hour10 | 4 | Spring | 2117 | #N/A | Spring | 490577 | 2024-05-01 10:00 | 477336 | 4494.3 | 4151.1 | 4595.5 | 490576.9 | 460563.1 | 313747 | 0.0351 | 0.0525 | 0.62 | 0.62 | 218.6 | 15.3 | 2.14 | 17.6 | 789.9 | 0.14 | 219.6 | 41.2 | 260.8 | 230.3 | 16.2 | 2.26 | 18.5 | 831.1 | 0.15 | 231.4 | 43.3 | 274.8 | 81.2 | 2.3 | 0.3 | 9.2 | 376.1 | 0.05 | 81.4 | 20.5 | 101.8 | 585.5 | 52.9 | 7.67 | 34.2 | 1648.4 | 0.39 | 589.2 | 83.4 | 672.6 | 22.25 | 0 | 0.27 | 22.52 | 23.83 | 0 | 0.28 | 24.11 | 490577 | 176830 | 0 | 4145 | 0 | 8197.9 | 54852.2 | 0 | 947.1 | 18772.9 | 130020.9 | 0 | 0 | 3315.4 | 25839.1 | 86647 | 729.4 | 0 | 0 | 121670.8 | 35183.5 | 255.7 | 15604 | 465.3 | 125.7 | 7526.9
2892 | 121 | Day121 | 11 | Hour11 | 4 | Spring | 2117 | #N/A | Spring | 503639.6 | 2024-05-01 11:00 | 490484.4 | 4335.4 | 4147 | 4672.8 | 503639.6 | 472991.6 | 320371.8 | 0.0357 | 0.0541 | 0.62 | 0.61 | 220.2 | 15.5 | 2.17 | 17.6 | 792.9 | 0.14 | 221.3 | 41.3 | 262.5 | 232 | 16.4 | 2.29 | 18.5 | 834.2 | 0.15 | 233.1 | 43.4 | 276.5 | 76 | 2.2 | 0.29 | 8.6 | 350.7 | 0.05 | 76.2 | 19.1 | 95.2 | 356.9 | 6.7 | 0.67 | 43.9 | 1870.4 | 0.19 | 357.3 | 99.7 | 456.9 | 22.52 | 0 | 0.26 | 22.79 | 24.14 | 0 | 0.28 | 24.42 | 503639.6 | 183267.8 | 139.6 | 4145 | 0 | 8197.9 | 57225 | 0 | 976.6 | 19351.4 | 133233.2 | 0 | 0 | 3315.4 | 26742.5 | 86643.7 | 729.4 | 0 | 0 | 126990 | 35697.7 | 252.1 | 16849.5 | 845 | 223.7 | 8258.9
2893 | 121 | Day121 | 12 | Hour12 | 4 | Spring | 2117 | #N/A | Spring | 513211 | 2024-05-01 12:00 | 501602.4 | 2691.4 | 4147 | 4770.3 | 513211.1 | 483468.4 | 325837.8 | 0.0361 | 0.0554 | 0.62 | 0.61 | 224.9 | 16 | 2.25 | 17.7 | 802.7 | 0.14 | 226 | 41.7 | 267.6 | 236.3 | 16.9 | 2.37 | 18.6 | 842.7 | 0.15 | 237.5 | 43.7 | 281.2 | 83.5 | 2.7 | 0.36 | 9.1 | 378.8 | 0.05 | 83.7 | 20.4 | 104.1 | 334.2 | 6.3 | 0.63 | 41.1 | 1751.7 | 0.18 | 334.6 | 93.4 | 428 | 23.39 | 0 | 0.26 | 23.65 | 25.05 | 0 | 0.27 | 25.32 | 513211 | 187373.2 | 0 | 4145 | 0 | 7846.6 | 60607.4 | 0 | 967.2 | 19286 | 135503.3 | 0 | 0 | 3315.4 | 27015.6 | 86391.6 | 799.9 | 213 | 0 | 129383.6 | 37438.9 | 297.6 | 17384.5 | 1070.2 | 193.8 | 7911.6
2894 | 121 | Day121 | 13 | Hour13 | 4 | Spring | 2117 | #N/A | Spring | 521392.6 | 2024-05-01 13:00 | 510687.4 | 1705.2 | 4147 | 4853.1 | 521392.6 | 492004.1 | 331162.4 | 0.0366 | 0.0566 | 0.61 | 0.61 | 227.5 | 16.2 | 2.27 | 18 | 809.9 | 0.15 | 228.6 | 42.2 | 270.7 | 239.1 | 17 | 2.39 | 18.9 | 850.4 | 0.15 | 240.3 | 44.3 | 284.6 | 78.4 | 2.4 | 0.3 | 8.6 | 369.3 | 0.04 | 78.6 | 19.6 | 98.2 | 368.7 | 7 | 0.71 | 45.2 | 1929.8 | 0.2 | 369.1 | 102.7 | 471.8 | 23.71 | 0 | 0.25 | 23.97 | 25.38 | 0 | 0.27 | 25.65 | 521392.6 | 190230.2 | 191.2 | 4145 | 0 | 7825 | 61767.7 | 0 | 957.4 | 19746.6 | 138234.9 | 0 | 21.2 | 3315.4 | 26986.5 | 86391.6 | 1706 | 577.8 | 0 | 128323 | 40789.2 | 414 | 16155.9 | 1422.3 | 95.7 | 8258.9
2895 | 121 | Day121 | 14 | Hour14 | 4 | Spring | 2117 | #N/A | Spring | 526860.9 | 2024-05-01 14:00 | 516947.2 | 856.1 | 4147 | 4910.6 | 526860.8 | 497882 | 339905.7 | 0.0369 | 0.0574 | 0.6 | 0.6 | 232.7 | 16.3 | 2.3 | 18.5 | 832 | 0.15 | 233.8 | 43.4 | 277.2 | 244.4 | 17.2 | 2.42 | 19.5 | 872.9 | 0.16 | 245.6 | 45.5 | 291.1 | 86.4 | 2.7 | 0.33 | 9.3 | 412.2 | 0.04 | 86.6 | 21.6 | 108.2 | 355.1 | 6.8 | 0.68 | 43.6 | 1858.7 | 0.19 | 355.5 | 99 | 454.5 | 24.19 | 0 | 0.25 | 24.44 | 25.88 | 0 | 0.26 | 26.15 | 526860.9 | 186955.2 | 389.9 | 4193.8 | 0 | 7825 | 62736 | 0 | 954.4 | 18597.8 | 144267.5 | 0 | 21.2 | 3315.4 | 27961.4 | 86391.6 | 2249.8 | 553.9 | 0 | 123621.1 | 43289.6 | 492.3 | 16028.5 | 1980.6 | 353.2 | 8050.4
2896 | 121 | Day121 | 15 | Hour15 | 4 | Spring | 2117 | #N/A | Spring | 531299.7 | 2024-05-01 15:00 | 521093.3 | 1011.2 | 4147 | 5048.2 | 531299.7 | 501760.9 | 348132.7 | 0.0371 | 0.0579 | 0.59 | 0.59 | 240.8 | 17 | 2.38 | 19.1 | 858.8 | 0.15 | 241.9 | 44.7 | 286.6 | 253 | 17.8 | 2.51 | 20 | 901.7 | 0.16 | 254.3 | 46.9 | 301.2 | 101.9 | 3.8 | 0.5 | 10.4 | 466.8 | 0.05 | 102.2 | 24.3 | 126.4 | 362 | 7.3 | 0.77 | 44.2 | 1865.2 | 0.21 | 362.5 | 99.9 | 462.3 | 24.49 | 0 | 0.25 | 24.74 | 26.22 | 0 | 0.26 | 26.48 | 531299.7 | 183167 | 192.3 | 4204.2 | 0 | 7825 | 65621.8 | 0 | 956.5 | 16613 | 149278.4 | 0 | 21.2 | 3315.4 | 28137.7 | 86391.6 | 2422.2 | 722.8 | 0 | 114817.8 | 50109.2 | 670.4 | 14832 | 1735.6 | 731.1 | 8050.4
2897 | 121 | Day121 | 16 | Hour16 | 4 | Spring | 2117 | #N/A | Spring | 535908.6 | 2024-05-01 16:00 | 524506.4 | 2159.8 | 4147 | 5095.4 | 535908.7 | 504968.4 | 358207.1 | 0.0372 | 0.0584 | 0.59 | 0.58 | 243.6 | 17.1 | 2.41 | 19.3 | 870.3 | 0.16 | 244.8 | 45.3 | 290.1 | 257.8 | 18.1 | 2.54 | 20.5 | 921.6 | 0.17 | 259 | 48 | 307 | 144.1 | 7.7 | 1.07 | 12.8 | 570.4 | 0.08 | 144.6 | 29.8 | 174.4 | 393.9 | 11.9 | 1.45 | 44.4 | 1904 | 0.23 | 394.6 | 101.2 | 495.8 | 24.56 | 0 | 0.25 | 24.81 | 26.34 | 0 | 0.26 | 26.6 | 535908.6 | 177701.6 | 604.4 | 4204.2 | 0 | 7825 | 66881.5 | 0 | 957.5 | 16135.5 | 152597.8 | 0 | 21.2 | 3315.4 | 30352.1 | 86391.6 | 2413.5 | 3600.3 | 0 | 102010.1 | 57665 | 933.5 | 12864.8 | 1452.3 | 1026.2 | 8050.4
2898 | 121 | Day121 | 17 | Hour17 | 4 | Spring | 2117 | #N/A | Spring | 533714.4 | 2024-05-01 17:00 | 523429.5 | 1033.7 | 4147 | 5104.2 | 533714.4 | 503974.2 | 369017.7 | 0.0372 | 0.0582 | 0.57 | 0.57 | 250.4 | 17.4 | 2.45 | 20 | 894.8 | 0.16 | 251.6 | 46.8 | 298.4 | 266.4 | 18.5 | 2.6 | 21.4 | 953.8 | 0.17 | 267.7 | 49.9 | 317.6 | 202.5 | 11.9 | 1.67 | 17 | 771.5 | 0.12 | 203.4 | 40 | 243.4 | 628 | 37.1 | 5.11 | 53.4 | 2459.8 | 0.35 | 630.5 | 126.8 | 757.3 | 25.83 | 0 | 0.25 | 26.08 | 27.66 | 0 | 0.27 | 27.92 | 533714.4 | 164696.6 | 1754.5 | 4204.2 | 0 | 7825 | 67125.4 | 0 | 934.8 | 14638.4 | 155479.9 | 0 | 492.5 | 3315.4 | 31769.7 | 86391.6 | 3758 | 6901.5 | 0 | 85387.9 | 62496.6 | 1239 | 10398.1 | 4249 | 1682 | 7829.1
2899 | 121 | Day121 | 18 | Hour18 | 4 | Spring | 2117 | #N/A | Spring | 522939.2 | 2024-05-01 18:00 | 518277 | 0 | 0 | 4662.3 | 522939.2 | 499149.9 | 388406.6 | 0.0369 | 0.0575 | 0.55 | 0.54 | 264.6 | 18 | 2.53 | 21.5 | 954.8 | 0.17 | 265.8 | 50 | 315.8 | 281.3 | 19.1 | 2.68 | 23 | 1017.7 | 0.19 | 282.6 | 53.4 | 336 | 310.8 | 16.3 | 2.33 | 28.9 | 1174 | 0.23 | 311.9 | 63.9 | 375.9 | 593.6 | 11.5 | 1.18 | 70 | 3081.2 | 0.27 | 594.2 | 161.9 | 756.1 | 42.09 | 0 | 0.25 | 42.33 | 44.7 | 0 | 0.27 | 44.96 | 522939.2 | 134532.6 | 2130 | 4243.6 | 0 | 8374.7 | 67360.4 | 0 | 837.9 | 9990.9 | 162583 | 0 | 1849.2 | 3315.4 | 33853.8 | 88396.1 | 4450.9 | 11849.5 | 0 | 54972.9 | 67143.6 | 1587.3 | 8827.9 | 9201.6 | 2677.8 | 8258.9
2900 | 121 | Day121 | 19 | Hour19 | 4 | Spring | 2117 | #N/A | Spring | 515588.1 | 2024-05-01 19:00 | 511265.8 | 0 | 0 | 4322.3 | 515588.1 | 492565.7 | 408268 | 0.0366 | 0.0566 | 0.53 | 0.52 | 275.4 | 18.7 | 2.64 | 22.4 | 990.4 | 0.18 | 276.7 | 52 | 328.7 | 293 | 19.9 | 2.8 | 24 | 1056.3 | 0.2 | 294.4 | 55.6 | 350 | 392 | 21 | 3.01 | 35.9 | 1467.6 | 0.29 | 393.5 | 79.7 | 473.2 | 659.9 | 16.3 | 1.85 | 74.6 | 3317.1 | 0.3 | 660.8 | 173.6 | 834.4 | 50.01 | 0 | 0.25 | 50.26 | 53.04 | 0 | 0.27 | 53.31 | 515588.1 | 107320.1 | 3062.7 | 4253 | 0 | 8374.7 | 68811.5 | 0 | 518.5 | 5384.6 | 164783.7 | 0 | 2767.3 | 3315.4 | 46569.5 | 88396.1 | 5432.4 | 12501.7 | 0 | 25235.1 | 74239.2 | 1942.7 | 5995.5 | 4229.6 | 2915.3 | 8258.9
2901 | 121 | Day121 | 20 | Hour20 | 4 | Spring | 2117 | #N/A | Spring | 512477.3 | 2024-05-01 20:00 | 507470 | 0 | 0 | 5007.3 | 512477.3 | 489022.2 | 419432.6 | 0.0363 | 0.056 | 0.53 | 0.52 | 274.9 | 18.6 | 2.61 | 22.5 | 994.6 | 0.18 | 276.2 | 52.2 | 328.4 | 291.6 | 19.6 | 2.76 | 24 | 1058 | 0.19 | 292.9 | 55.6 | 348.5 | 383.9 | 20.8 | 2.95 | 34.7 | 1458.2 | 0.26 | 385.4 | 78.2 | 463.5 | 536.7 | 22.4 | 3.04 | 53.7 | 2305.5 | 0.32 | 538.2 | 122.5 | 660.7 | 30.2 | 0 | 0.26 | 30.46 | 32.01 | 0 | 0.28 | 32.29 | 512477.3 | 93044.6 | 6232.7 | 4255.8 | 0 | 8374.7 | 67888.9 | 0 | 55.2 | 2510.5 | 168094.6 | 0 | 1415.9 | 3315.4 | 56040.2 | 88396.1 | 4929.6 | 10488.6 | 0 | 3515.8 | 84741.3 | 2221.8 | 1662.4 | 805.2 | 3308.5 | 8258.9
2902 | 121 | Day121 | 21 | Hour21 | 4 | Spring | 2117 | #N/A | Spring | 491009.2 | 2024-05-01 21:00 | 485731.6 | 0 | 0 | 5277.6 | 491009.2 | 468478.6 | 397563.9 | 0.0355 | 0.0536 | 0.53 | 0.52 | 274.2 | 18.5 | 2.59 | 22.5 | 997.3 | 0.18 | 275.5 | 52.3 | 327.8 | 286.2 | 19.2 | 2.7 | 23.6 | 1042.4 | 0.19 | 287.5 | 54.7 | 342.2 | 404.5 | 24.8 | 3.47 | 32.8 | 1524.2 | 0.22 | 406.2 | 78.3 | 484.4 | 858.3 | 34.3 | 6.4 | 107.9 | 2162.7 | 1.62 | 861.1 | 172.8 | 1033.8 | 29.33 | 0 | 0.26 | 29.59 | 31 | 0 | 0.28 | 31.28 | 491009.2 | 93445.4 | 4523.8 | 4257.5 | 0 | 8374.7 | 64735.7 | 0 | 0 | 1.3 | 161975.6 | 0 | 2034.3 | 3315.4 | 51900.7 | 88396.1 | 4063.2 | 3986.8 | 0 | 0.3 | 90941.1 | 2502.6 | 347.6 | 988.2 | 4280.6 | 6903.3
2903 | 121 | Day121 | 22 | Hour22 | 4 | Spring | 2117 | #N/A | Spring | 458498.2 | 2024-05-01 22:00 | 453238 | 0 | 0 | 5260.1 | 458498.1 | 437634.3 | 361062 | 0.0344 | 0.0502 | 0.57 | 0.56 | 236 | 14.7 | 2.05 | 20.8 | 897.8 | 0.16 | 237 | 47.6 | 284.7 | 246.7 | 15.3 | 2.13 | 21.8 | 939.9 | 0.17 | 247.7 | 49.9 | 297.6 | 439.9 | 29.4 | 4.1 | 33.1 | 1617 | 0.22 | 441.9 | 81.3 | 523.2 | 782.4 | 72.2 | 10.36 | 40.5 | 2260.3 | 0.39 | 787.4 | 107.9 | 895.4 | 26.75 | 0 | 0.26 | 27.02 | 28.18 | 0 | 0.28 | 28.46 | 458498.2 | 97436.1 | 4865 | 4198.3 | 0 | 7709.3 | 46707.5 | 0 | 0 | 0 | 146929.8 | 0 | 1023.8 | 3315.4 | 50758.4 | 88396.1 | 3007.2 | 4151.1 | 0 | 0 | 94632 | 2804.1 | 0.1 | 1540.9 | 3384.7 | 4635.2
2904 | 121 | Day121 | 23 | Hour23 | 4 | Spring | 2117 | #N/A | Spring | 426913.2 | 2024-05-01 23:00 | 421265 | 0 | 153.6 | 5494.6 | 426913.2 | 407152.9 | 326237.1 | 0.0335 | 0.0469 | 0.61 | 0.6 | 208.9 | 12.4 | 1.71 | 19.4 | 817.3 | 0.15 | 209.7 | 43.8 | 253.5 | 217.9 | 12.9 | 1.78 | 20.3 | 854 | 0.15 | 218.8 | 45.8 | 264.5 | 426.7 | 25.9 | 3.58 | 34.4 | 1649 | 0.21 | 428.4 | 83.6 | 512 | 517.5 | 25.7 | 3.45 | 46.8 | 2189.4 | 0.24 | 519.2 | 112.1 | 631.3 | 24.16 | 0 | 0.27 | 24.43 | 25.38 | 0 | 0.28 | 25.66 | 426913.2 | 100676.1 | 3430.5 | 4135.6 | 0 | 6099.7 | 35723.3 | 0 | 0 | 0 | 129762.9 | 0 | 453.5 | 3315.4 | 49355 | 87732.2 | 2230.3 | 3998.5 | 0 | 0 | 97638.1 | 3037.9 | 0 | 1355.1 | 3422.9 | 4775.1
2905 | 122 | Day122 | 0 | Hour0 | 5 | Spring | 18 | 555219.8 | Spring | 399401.9 | 2024-05-02 | 393341.4 | 253.1 | 443.9 | 5363.5 | 399401.9 | 380489.9 | 300986 | 0.0327 | 0.0438 | 0.63 | 0.63 | 198.6 | 11.9 | 1.65 | 18.6 | 772.3 | 0.15 | 199.4 | 41.6 | 241 | 206.5 | 12.4 | 1.71 | 19.4 | 804.6 | 0.15 | 207.4 | 43.4 | 250.7 | 421.6 | 23.7 | 3.24 | 35.8 | 1690.4 | 0.2 | 423.2 | 86.2 | 509.4 | 599.2 | 48.1 | 6.81 | 37.4 | 1969.1 | 0.28 | 602.5 | 96.2 | 698.7 | 21.59 | 0 | 0.27 | 21.85 | 22.61 | 0 | 0.28 | 22.9 | 399401.9 | 98415.9 | 922.2 | 4122.1 | 0 | 4760.4 | 32324.6 | 0 | 0 | 0 | 113381.5 | 0 | 395.7 | 3315.4 | 48850.4 | 87397.2 | 2104.3 | 3412.2 | 0 | 0 | 95195.4 | 3220.6 | 0 | 315.4 | 1527.1 | 4775.1
2906 | 122 | Day122 | 1 | Hour1 | 5 | Spring | 2117 | #N/A | Spring | 385354.4 | 2024-05-02 01:00 | 372578.1 | 1115.7 | 6435.3 | 5225.3 | 385354.4 | 360641.9 | 288248.6 | 0.032 | 0.0414 | 0.63 | 0.63 | 199 | 12 | 1.67 | 18.6 | 770.9 | 0.15 | 199.8 | 41.6 | 241.4 | 206.8 | 12.5 | 1.74 | 19.3 | 800.2 | 0.15 | 207.6 | 43.2 | 250.8 | 397.8 | 20.4 | 2.77 | 35.6 | 1651.4 | 0.2 | 399.2 | 84.9 | 484.1 | 417.9 | 22.6 | 3.05 | 37 | 1722.7 | 0.21 | 419.4 | 88.4 | 507.8 | 20.39 | 0 | 0.27 | 20.66 | 21.23 | 0 | 0.28 | 21.51 | 385354.4 | 97105.8 | 320.3 | 4112.7 | 0 | 4760.4 | 31601.4 | 0 | 0 | 0 | 108352 | 0 | 389.9 | 3315.4 | 43757.9 | 86884 | 2104.3 | 2650.3 | 0 | 0 | 93793.9 | 3312 | 0 | 0 | 0 | 4403.7
2907 | 122 | Day122 | 2 | Hour2 | 5 | Spring | 2117 | #N/A | Spring | 376936 | 2024-05-02 02:00 | 358820.5 | 4692.7 | 8258.8 | 5164 | 376936 | 347471.5 | 280367.2 | 0.0316 | 0.0397 | 0.63 | 0.62 | 200.6 | 12.1 | 1.67 | 18.8 | 778.8 | 0.15 | 201.4 | 42.1 | 243.5 | 209 | 12.6 | 1.75 | 19.5 | 809 | 0.16 | 209.9 | 43.6 | 253.5 | 407.2 | 22.8 | 3.13 | 34.7 | 1628.4 | 0.2 | 408.7 | 83.3 | 492.1 | 387.9 | 15.5 | 2 | 38.4 | 1768.3 | 0.17 | 388.9 | 91.1 | 480 | 19.5 | 0 | 0.28 | 19.78 | 20.28 | 0 | 0.28 | 20.56 | 376936 | 96568.8 | 0 | 4112.7 | 0 | 4760.4 | 30926.5 | 0 | 0 | 0 | 107379.6 | 0 | 389.9 | 3315.4 | 41316.1 | 86034.9 | 2104.3 | 27.2 | 0 | 0 | 93140.8 | 3428 | 0 | 0 | 0 | 4566.6
2908 | 122 | Day122 | 3 | Hour3 | 5 | Spring | 2117 | #N/A | Spring | 371768.6 | 2024-05-02 03:00 | 354342.3 | 4891 | 7381.4 | 5153.9 | 371768.6 | 343187.7 | 276739.1 | 0.0315 | 0.0391 | 0.62 | 0.62 | 203.6 | 12.3 | 1.7 | 19.1 | 789.3 | 0.15 | 204.5 | 42.6 | 247.1 | 212.6 | 12.9 | 1.79 | 19.8 | 821.6 | 0.16 | 213.5 | 44.3 | 257.8 | 403.9 | 21.9 | 2.99 | 35.2 | 1639.6 | 0.2 | 405.4 | 84.1 | 489.5 | 572.8 | 49.5 | 7.06 | 32.5 | 1768.7 | 0.27 | 576.2 | 85.3 | 661.5 | 19.52 | 0 | 0.28 | 19.8 | 20.28 | 0 | 0.27 | 20.56 | 371768.6 | 95029.5 | 23.3 | 4109.9 | 0 | 4588.3 | 31104.9 | 0 | 0 | 0 | 107124.4 | 0 | 389.9 | 3315.4 | 37943.9 | 86034.9 | 2104.3 | 0 | 0 | 0 | 91525.6 | 3503.9 | 0 | 0 | 0 | 4770.5
2909 | 122 | Day122 | 4 | Hour4 | 5 | Spring | 2117 | #N/A | Spring | 373543.8 | 2024-05-02 04:00 | 360973 | 3289 | 4116.9 | 5164.9 | 373543.8 | 349561.7 | 278255.6 | 0.0316 | 0.0398 | 0.62 | 0.61 | 206 | 12.3 | 1.71 | 19.3 | 801.3 | 0.15 | 206.8 | 43.2 | 250 | 214.4 | 12.9 | 1.79 | 20 | 832.9 | 0.16 | 215.3 | 44.9 | 260.2 | 412.4 | 22.6 | 3.08 | 35.7 | 1670.2 | 0.21 | 413.9 | 85.5 | 499.4 | 383.2 | 14.5 | 1.85 | 38.7 | 1773.3 | 0.17 | 384.2 | 91.6 | 475.7 | 19.57 | 0 | 0.27 | 19.83 | 20.43 | 0 | 0.27 | 20.7 | 373543.8 | 95288.2 | 46.3 | 4108.2 | 0 | 4726.2 | 31282.4 | 0 | 0 | 4.5 | 109992 | 0 | 389.9 | 3315.4 | 36256 | 86034.9 | 2104.3 | 0 | 0 | 25 | 91450.4 | 3808.3 | 0 | 0 | 0 | 4191.5
2910 | 122 | Day122 | 5 | Hour5 | 5 | Spring | 2117 | #N/A | Spring | 386602.3 | 2024-05-02 05:00 | 380977.9 | 244 | 370.7 | 5009.7 | 386602.3 | 368742.2 | 287117.8 | 0.0321 | 0.042 | 0.6 | 0.6 | 210.5 | 12.5 | 1.73 | 19.7 | 823.3 | 0.15 | 211.3 | 44.3 | 255.6 | 218.2 | 12.9 | 1.79 | 20.4 | 854.2 | 0.16 | 219.1 | 45.9 | 265 | 429 | 26.7 | 3.7 | 34.2 | 1636.3 | 0.21 | 430.8 | 83 | 513.8 | 396.8 | 14.2 | 1.79 | 40.8 | 1861.5 | 0.18 | 397.7 | 96.3 | 494 | 20.37 | 0 | 0.25 | 20.63 | 21.34 | 0 | 0.27 | 21.61 | 386602.3 | 99484.6 | 472.1 | 4108.2 | 0 | 4822.9 | 32625.7 | 0 | 0 | 61 | 118195.4 | 0 | 389.9 | 3315.4 | 35048.8 | 86034.9 | 2104.3 | 0 | 0 | 1555.9 | 93852.5 | 4015.2 | 23.7 | 0 | 0 | 4269.1
2911 | 122 | Day122 | 6 | Hour6 | 5 | Spring | 2117 | #N/A | Spring | 414912.8 | 2024-05-02 06:00 | 409262.6 | 110 | 157.7 | 5382.6 | 414912.8 | 395799.3 | 296157.7 | 0.0329 | 0.0451 | 0.62 | 0.62 | 201.8 | 12.1 | 1.67 | 18.8 | 787 | 0.15 | 202.6 | 42.3 | 244.9 | 209.9 | 12.5 | 1.73 | 19.6 | 819.5 | 0.15 | 210.7 | 44 | 254.7 | 272.3 | 14.5 | 1.98 | 23.9 | 1111.8 | 0.14 | 273.2 | 57.1 | 330.3 | 410.6 | 13.6 | 1.69 | 43.4 | 1950.3 | 0.19 | 411.4 | 101.5 | 512.9 | 22.27 | 0 | 0.26 | 22.53 | 23.38 | 0 | 0.27 | 23.66 | 414912.8 | 118755.1 | 1705.8 | 4108.2 | 0 | 5766.5 | 33910 | 0 | 0 | 1727 | 120832.4 | 0 | 453.5 | 3315.4 | 36553.3 | 87397.2 | 2115.3 | 0 | 0 | 16890.5 | 95930.8 | 4206.9 | 569.7 | 0 | 0 | 5801.9
2912 | 122 | Day122 | 7 | Hour7 | 5 | Spring | 2117 | #N/A | Spring | 437356.4 | 2024-05-02 07:00 | 431500.6 | 468.1 | 370.7 | 5017.1 | 437356.4 | 417015.9 | 296903.5 | 0.0336 | 0.0475 | 0.65 | 0.64 | 189.8 | 11.4 | 1.58 | 17.6 | 737.5 | 0.14 | 190.5 | 39.6 | 230.2 | 197.5 | 11.8 | 1.64 | 18.4 | 768.4 | 0.14 | 198.3 | 41.3 | 239.6 | 177.4 | 7.4 | 0.98 | 17.5 | 784.3 | 0.09 | 177.9 | 40.9 | 218.8 | 678.5 | 56.5 | 8.04 | 40.7 | 2153.1 | 0.33 | 682.4 | 105 | 787.4 | 22.75 | 0 | 0.27 | 23.01 | 23.95 | 0 | 0.28 | 24.23 | 437356.4 | 140452.9 | 1855.1 | 4171.2 | 0 | 6752.2 | 33942.3 | 0 | 0 | 4477.1 | 118630.8 | 0 | 453.5 | 3315.4 | 37531.1 | 88061 | 2115.3 | 75.5 | 0 | 45755.7 | 86057.1 | 4163 | 1582.1 | 0.4 | 0 | 5827.4
2913 | 122 | Day122 | 8 | Hour8 | 5 | Spring | 2117 | #N/A | Spring | 457862.3 | 2024-05-02 08:00 | 451492 | 1298.1 | 217.1 | 4855 | 457862.3 | 436042.7 | 289872.6 | 0.0342 | 0.0497 | 0.66 | 0.66 | 183.5 | 11.3 | 1.56 | 16.8 | 706.6 | 0.13 | 184.3 | 37.9 | 222.2 | 190.8 | 11.7 | 1.62 | 17.5 | 734.8 | 0.14 | 191.6 | 39.4 | 231 | 134.7 | 5.2 | 0.69 | 13.6 | 605.6 | 0.07 | 135.1 | 31.7 | 166.8 | 434.4 | 14.7 | 1.84 | 45.6 | 2053.3 | 0.2 | 435.3 | 106.8 | 542.1 | 22.75 | 0 | 0.27 | 23.01 | 24.02 | 0 | 0.28 | 24.3 | 457862.3 | 167989.6 | 274.3 | 4181.7 | 0 | 8374.7 | 35407.7 | 0 | 406.2 | 7594 | 117536.5 | 0 | 453.5 | 3315.4 | 30152.4 | 88061 | 2115.3 | 0 | 0 | 83756.1 | 71938.9 | 4294.4 | 3761.3 | 149.5 | 10.7 | 7184.2
2914 | 122 | Day122 | 9 | Hour9 | 5 | Spring | 2117 | #N/A | Spring | 481513.6 | 2024-05-02 09:00 | 470412.4 | 1329.7 | 4151.1 | 5620.4 | 481513.6 | 453997.8 | 284922 | 0.0349 | 0.0518 | 0.67 | 0.67 | 178.6 | 11.2 | 1.56 | 16.1 | 678.6 | 0.13 | 179.4 | 36.3 | 215.7 | 186.8 | 11.7 | 1.63 | 16.8 | 709.6 | 0.13 | 187.6 | 38 | 225.5 | 89.7 | 3.2 | 0.42 | 9.3 | 410.1 | 0.05 | 89.9 | 21.6 | 111.5 | 732.5 | 78.4 | 11.36 | 29.8 | 1777.8 | 0.41 | 737.9 | 82.9 | 820.9 | 20.58 | 0 | 0.27 | 20.84 | 21.89 | 0 | 0.28 | 22.17 | 481513.6 | 196591.6 | 148.9 | 4132.9 | 0 | 8197.9 | 37591.5 | 0 | 811.2 | 14522.1 | 116656.3 | 0 | 453.5 | 3315.4 | 24485.5 | 87781.7 | 2158.3 | 0 | 0 | 111251.1 | 65719.1 | 4288.1 | 8865.5 | 249.1 | 0.6 | 7733.6
2915 | 122 | Day122 | 10 | Hour10 | 5 | Spring | 2117 | #N/A | Spring | 499451.3 | 2024-05-02 10:00 | 487973.1 | 1267.1 | 4364.1 | 5846.9 | 499451.3 | 470625.2 | 289015.7 | 0.0355 | 0.0538 | 0.67 | 0.67 | 180 | 11.4 | 1.59 | 16 | 681 | 0.13 | 180.7 | 36.3 | 217 | 188.6 | 12 | 1.66 | 16.7 | 713.7 | 0.13 | 189.4 | 38 | 227.4 | 86.3 | 2.9 | 0.37 | 9.2 | 401.6 | 0.04 | 86.4 | 21.1 | 107.6 | 541.8 | 45 | 6.39 | 32.5 | 1732.2 | 0.26 | 544.9 | 84.2 | 629.1 | 19.3 | 0 | 0.13 | 19.43 | 20.68 | 0 | 0.15 | 20.83 | 499451.3 | 210435.6 | 167.7 | 3870.5 | 0 | 8197.9 | 39776.8 | 0 | 933.8 | 16249.4 | 121131.8 | 0 | 389.9 | 3315.4 | 23965.8 | 86056.5 | 2143.3 | 0 | 0 | 121688.3 | 67334.6 | 4229.5 | 12464.6 | 223 | 155 | 7958
2916 | 122 | Day122 | 11 | Hour11 | 5 | Spring | 2117 | #N/A | Spring | 515584.3 | 2024-05-02 11:00 | 502146.4 | 3225.4 | 4364.1 | 5848.4 | 515584.3 | 484005.4 | 297372.4 | 0.0361 | 0.0554 | 0.67 | 0.66 | 184.6 | 11.8 | 1.65 | 16.1 | 694.5 | 0.13 | 185.4 | 36.9 | 222.3 | 194.2 | 12.5 | 1.74 | 17 | 730.3 | 0.13 | 195 | 38.8 | 233.8 | 78.5 | 2.1 | 0.25 | 8.9 | 381.1 | 0.04 | 78.6 | 20.2 | 98.9 | 628.6 | 59 | 8.47 | 31.5 | 1793.2 | 0.3 | 632.6 | 85 | 717.6 | 19.94 | 0 | 0.12 | 20.05 | 21.46 | 0 | 0.14 | 21.6 | 515584.3 | 218211.8 | 0 | 3870.5 | 0 | 8197.9 | 42890.3 | 0 | 970.3 | 16883.1 | 126717.4 | 0 | 389.9 | 3315.4 | 23791.1 | 86056.5 | 2143.3 | 0 | 0 | 128084.9 | 68294.7 | 3978.8 | 14025.6 | 158.6 | 35 | 8101.9
2917 | 122 | Day122 | 12 | Hour12 | 5 | Spring | 2117 | #N/A | Spring | 529145.8 | 2024-05-02 12:00 | 514779.2 | 4119.2 | 4351.4 | 5895.9 | 529145.8 | 495897.3 | 307681.1 | 0.0367 | 0.0569 | 0.66 | 0.65 | 191.5 | 12.4 | 1.73 | 16.5 | 717.4 | 0.13 | 192.4 | 37.9 | 230.3 | 201.9 | 13.1 | 1.82 | 17.4 | 755.8 | 0.14 | 202.8 | 39.9 | 242.7 | 77.5 | 2.4 | 0.3 | 8.5 | 367.6 | 0.04 | 77.7 | 19.4 | 97.1 | 667.6 | 71.6 | 10.37 | 25.3 | 1622.3 | 0.33 | 672.5 | 73.8 | 746.3 | 20.23 | 0 | 0.11 | 20.34 | 21.84 | 0 | 0.13 | 21.98 | 529145.8 | 221464.7 | 0 | 3870.5 | 0 | 7277.3 | 46318.2 | 0 | 965.7 | 16974.8 | 133666 | 0 | 389.9 | 3315.4 | 24644 | 86056.5 | 2143.3 | 0 | 0 | 128347 | 71505.7 | 3671.5 | 14835.7 | 173.1 | 35 | 8045.8
2918 | 122 | Day122 | 13 | Hour13 | 5 | Spring | 2117 | #N/A | Spring | 539610.9 | 2024-05-02 13:00 | 526056.5 | 3246.6 | 4360 | 5947.8 | 539610.9 | 506492.5 | 313550.1 | 0.0372 | 0.0583 | 0.65 | 0.64 | 196.4 | 12.9 | 1.8 | 16.7 | 731.3 | 0.13 | 197.3 | 38.5 | 235.8 | 206.8 | 13.6 | 1.89 | 17.6 | 769.7 | 0.14 | 207.7 | 40.6 | 248.3 | 79.9 | 2.7 | 0.35 | 8.4 | 369.6 | 0.04 | 80 | 19.5 | 99.5 | 344.4 | 6.5 | 0.65 | 41 | 1801.8 | 0.16 | 344.8 | 94.8 | 439.6 | 20.55 | 0 | 0.11 | 20.66 | 22.19 | 0 | 0.13 | 22.31 | 539610.9 | 226060.8 | 112.2 | 3870.5 | 0 | 6869 | 49221.2 | 0 | 965 | 19062.6 | 137500 | 0 | 389.9 | 3315.4 | 24575 | 85553.5 | 2143.3 | 0 | 0 | 128105.8 | 74591.5 | 3335.9 | 14256.9 | 54.4 | 168.2 | 8045.8
2919 | 122 | Day122 | 14 | Hour14 | 5 | Spring | 2117 | #N/A | Spring | 546774.5 | 2024-05-02 14:00 | 533355.9 | 3094.7 | 4360 | 5963.9 | 546774.5 | 513330.8 | 321498.6 | 0.0375 | 0.0592 | 0.64 | 0.63 | 206 | 13.9 | 1.94 | 17.1 | 755.7 | 0.14 | 207 | 39.6 | 246.6 | 217.1 | 14.6 | 2.04 | 18 | 796.2 | 0.14 | 218.1 | 41.8 | 259.9 | 83.8 | 3 | 0.39 | 8.7 | 385.3 | 0.04 | 84 | 20.2 | 104.2 | 371.4 | 14 | 1.77 | 37.6 | 1721.7 | 0.17 | 372.3 | 88.9 | 461.2 | 20.95 | 0 | 0.1 | 21.05 | 22.64 | 0 | 0.13 | 22.76 | 546774.5 | 225275.9 | 224.9 | 3870.5 | 0 | 6869 | 54412.6 | 0 | 963.6 | 18808.9 | 140513.1 | 0 | 389.9 | 3315.4 | 24165 | 85392.7 | 2213.8 | 131.7 | 0 | 125288.3 | 77259.1 | 2956 | 15129.8 | 0 | 226.4 | 7944.9
2920 | 122 | Day122 | 15 | Hour15 | 5 | Spring | 2117 | #N/A | Spring | 551789.8 | 2024-05-02 15:00 | 538282.2 | 3136.1 | 4349.3 | 6022.1 | 551789.8 | 517940.9 | 329919.7 | 0.0378 | 0.0598 | 0.63 | 0.62 | 211.7 | 14.2 | 1.98 | 17.6 | 779.3 | 0.14 | 212.7 | 40.8 | 253.5 | 223 | 14.9 | 2.09 | 18.5 | 820.7 | 0.15 | 224 | 43 | 267 | 82.6 | 2.7 | 0.35 | 8.8 | 385.3 | 0.04 | 82.7 | 20.3 | 103 | 369.3 | 14 | 1.78 | 37.3 | 1709.4 | 0.17 | 370.2 | 88.3 | 458.4 | 21.38 | 0 | 0.11 | 21.48 | 23.09 | 0 | 0.12 | 23.22 | 551789.8 | 221870 | 121.3 | 3926.9 | 0 | 7150.7 | 55895.3 | 0 | 964.6 | 18493.4 | 146610.7 | 0 | 389.9 | 3315.4 | 24749.4 | 85392.7 | 2213.8 | 153.6 | 0 | 122803.9 | 77453.2 | 2154.8 | 14521.1 | 525.1 | 433.3 | 7971.6
2921 | 122 | Day122 | 16 | Hour16 | 5 | Spring | 2117 | #N/A | Spring | 555219.8 | 2024-05-02 16:00 | 541709 | 3227.6 | 4360 | 5923.1 | 555219.7 | 521158.4 | 340546.9 | 0.0379 | 0.0602 | 0.62 | 0.61 | 217.4 | 14.5 | 2.04 | 18 | 798.8 | 0.14 | 218.4 | 41.8 | 260.3 | 229.2 | 15.3 | 2.15 | 19 | 842.1 | 0.15 | 230.2 | 44.1 | 274.4 | 109.5 | 4.5 | 0.6 | 10.9 | 481.3 | 0.06 | 109.8 | 25.2 | 135 | 374.5 | 14.3 | 1.82 | 37.8 | 1729.6 | 0.17 | 375.4 | 89.4 | 464.9 | 21.78 | 0 | 0.11 | 21.88 | 23.54 | 0 | 0.12 | 23.67 | 555219.8 | 214672.8 | 116.7 | 3929.7 | 0 | 6869 | 57733.8 | 0 | 926.8 | 17249.4 | 150606.4 | 0 | 389.9 | 3315.4 | 28172.2 | 85833 | 2558.7 | 1022.2 | 0 | 114423 | 80022.7 | 2050.9 | 13961.5 | 889.5 | 74.2 | 7572.7
2922 | 122 | Day122 | 17 | Hour17 | 5 | Spring | 2117 | #N/A | Spring | 550586.2 | 2024-05-02 17:00 | 540291.9 | 0 | 4360 | 5934.4 | 550586.2 | 519849.1 | 359945.1 | 0.0378 | 0.06 | 0.59 | 0.59 | 236.7 | 16.2 | 2.28 | 19.2 | 854 | 0.15 | 237.8 | 44.7 | 282.5 | 250.8 | 17.1 | 2.4 | 20.4 | 906.8 | 0.16 | 251.9 | 47.5 | 299.4 | 182.4 | 10.2 | 1.42 | 15.7 | 713.1 | 0.1 | 183.1 | 37 | 220.1 | 685.1 | 70.4 | 10.18 | 29.1 | 1751.4 | 0.35 | 690 | 81.4 | 771.4 | 22.4 | 0 | 0.11 | 22.51 | 24.09 | 0 | 0.13 | 24.22 | 550586.2 | 190641.1 | 708.5 | 3978.9 | 0 | 7241.9 | 64117.4 | 0 | 873.9 | 13678.2 | 155213.7 | 0 | 453.5 | 3315.4 | 30008.4 | 85591.7 | 3546.8 | 5768.8 | 0 | 91815.8 | 82309.3 | 1963.9 | 10737.9 | 2768.2 | 1595.8 | 8254.3
2923 | 122 | Day122 | 18 | Hour18 | 5 | Spring | 2117 | #N/A | Spring | 540517 | 2024-05-02 18:00 | 533080 | 29.3 | 1507 | 5900.5 | 540516.9 | 513101.5 | 383886.3 | 0.0375 | 0.0591 | 0.57 | 0.56 | 254.5 | 17.6 | 2.48 | 20.4 | 908.5 | 0.17 | 255.7 | 47.5 | 303.2 | 271.1 | 18.7 | 2.63 | 21.9 | 971.5 | 0.18 | 272.4 | 50.9 | 323.3 | 298.7 | 16.6 | 2.31 | 26.1 | 1161.6 | 0.18 | 299.9 | 60.8 | 360.6 | 805.8 | 75.6 | 10.96 | 41.8 | 2202.1 | 0.46 | 811.1 | 107.5 | 918.6 | 42.99 | 0 | 0.24 | 43.23 | 45.86 | 0 | 0.26 | 46.12 | 540517 | 156630.6 | 3206.9 | 4243.6 | 0 | 8202.4 | 68957.3 | 0 | 730.6 | 9711.8 | 158980.9 | 0 | 649.8 | 3315.4 | 32521.1 | 88219 | 4356.8 | 11233 | 0 | 60453.9 | 84393 | 1341.3 | 7603.1 | 7598.2 | 2560.9 | 7679.9
2924 | 122 | Day122 | 19 | Hour19 | 5 | Spring | 2117 | #N/A | Spring | 529328.6 | 2024-05-02 19:00 | 524132.7 | 0 | 0 | 5195.9 | 529328.6 | 504710.3 | 397258.1 | 0.0371 | 0.058 | 0.55 | 0.54 | 266.1 | 18.3 | 2.58 | 21.5 | 951.8 | 0.18 | 267.3 | 49.9 | 317.2 | 281.6 | 19.3 | 2.71 | 22.9 | 1010.9 | 0.19 | 282.9 | 53.1 | 336 | 389.2 | 23.9 | 3.36 | 31.8 | 1445.7 | 0.23 | 390.8 | 75 | 465.8 | 801.6 | 70.2 | 10.11 | 45.8 | 2364 | 0.44 | 806.4 | 116.4 | 922.8 | 29.64 | 0 | 0.24 | 29.89 | 31.48 | 0 | 0.26 | 31.74 | 529328.6 | 132070.6 | 3063.6 | 4253 | 0 | 8374.7 | 69615.3 | 0 | 393 | 5350.4 | 163563.9 | 0 | 1029.6 | 3315.4 | 41711.9 | 88396.1 | 5026.9 | 8907.5 | 0 | 25588.3 | 98606.9 | 2132.1 | 6115.4 | 6831.8 | 2509.5 | 7412.8
2925 | 122 | Day122 | 20 | Hour20 | 5 | Spring | 2117 | #N/A | Spring | 525048.8 | 2024-05-02 20:00 | 519462.2 | 0 | 0 | 5586.6 | 525048.8 | 500349.5 | 415951.8 | 0.0368 | 0.0573 | 0.54 | 0.53 | 265.7 | 18 | 2.54 | 21.7 | 958.7 | 0.18 | 266.9 | 50.3 | 317.2 | 281.4 | 19 | 2.67 | 23.2 | 1019.7 | 0.19 | 282.7 | 53.6 | 336.3 | 406.1 | 25.2 | 3.54 | 32.7 | 1515.9 | 0.22 | 407.8 | 78 | 485.8 | 589.4 | 11.8 | 1.31 | 70.1 | 2977 | 0.32 | 590.1 | 158.9 | 749 | 30.47 | 0 | 0.25 | 30.72 | 32.36 | 0 | 0.27 | 32.62 | 525048.8 | 109097 | 7446.9 | 4253 | 0 | 8374.7 | 67793.4 | 0 | 49.2 | 2018.3 | 165553.6 | 0 | 1008.3 | 3315.4 | 55534 | 88396.1 | 4802 | 9474.3 | 0 | 3459.1 | 101599 | 1971.4 | 1707.5 | 2171.6 | 1267.2 | 8195.8
2926 | 122 | Day122 | 21 | Hour21 | 5 | Spring | 2117 | #N/A | Spring | 503529.6 | 2024-05-02 21:00 | 497709.4 | 8 | 0 | 5812.1 | 503529.5 | 479828.9 | 396639.6 | 0.0359 | 0.0548 | 0.55 | 0.54 | 260.3 | 17.4 | 2.44 | 21.5 | 952.9 | 0.17 | 261.4 | 50 | 311.4 | 273.2 | 18.2 | 2.54 | 22.7 | 1003 | 0.18 | 274.4 | 52.7 | 327.1 | 422.7 | 27.4 | 3.85 | 32.9 | 1552.2 | 0.23 | 424.6 | 79.2 | 503.7 | 857.2 | 61.3 | 9.53 | 71.4 | 2209.7 | 1 | 861.6 | 137.6 | 999.1 | 27.89 | 0 | 0.26 | 28.15 | 29.54 | 0 | 0.27 | 29.81 | 503529.6 | 106889.9 | 5290.2 | 4257.5 | 0 | 8057.3 | 62360.8 | 0 | 0 | 0.8 | 161804.4 | 0 | 833.3 | 3315.4 | 52197.1 | 88396.1 | 3608.9 | 6518.5 | 0 | 3.6 | 104644.1 | 2241.4 | 257 | 427.9 | 2972.2 | 7893.3
2927 | 122 | Day122 | 22 | Hour22 | 5 | Spring | 2117 | #N/A | Spring | 469828.9 | 2024-05-02 22:00 | 464091.8 | 21.4 | 0 | 5715.6 | 469828.9 | 447975.6 | 363049.9 | 0.0347 | 0.0512 | 0.57 | 0.57 | 236.9 | 15 | 2.1 | 20.6 | 894.1 | 0.16 | 237.9 | 47.3 | 285.2 | 247.3 | 15.7 | 2.18 | 21.5 | 934.5 | 0.17 | 248.4 | 49.4 | 297.8 | 431.4 | 27.9 | 3.88 | 33.4 | 1610.2 | 0.22 | 433.3 | 81.4 | 514.8 | 973.5 | 105.1 | 15.24 | 36.5 | 2333.1 | 0.49 | 980.8 | 106.2 | 1087 | 25.51 | 0 | 0.26 | 25.76 | 26.91 | 0 | 0.27 | 27.19 | 469828.9 | 106779 | 3754.4 | 4201.1 | 0 | 7455.2 | 49357.8 | 0 | 0 | 0 | 148969.6 | 0 | 453.5 | 3315.4 | 50654.8 | 88061 | 2808.4 | 4018.7 | 0 | 0 | 104623.7 | 2155.2 | 0.3 | 1401.2 | 2803.6 | 6776
2928 | 122 | Day122 | 23 | Hour23 | 5 | Spring | 2117 | #N/A | Spring | 436906 | 2024-05-02 23:00 | 430625.1 | 118.4 | 542.4 | 5620.2 | 436906.1 | 416115.4 | 332900.4 | 0.0337 | 0.0477 | 0.61 | 0.6 | 210.8 | 12.7 | 1.76 | 19.3 | 817 | 0.15 | 211.6 | 43.7 | 255.4 | 219.7 | 13.2 | 1.82 | 20.2 | 853.5 | 0.16 | 220.6 | 45.7 | 266.3 | 439.6 | 27.8 | 3.86 | 34.6 | 1658.9 | 0.22 | 441.5 | 84.1 | 525.5 | 843.1 | 84.6 | 12.21 | 37.4 | 2222.6 | 0.42 | 848.9 | 103.8 | 952.7 | 23.51 | 0 | 0.26 | 23.77 | 24.73 | 0 | 0.28 | 25 | 436906 | 104005.6 | 3542 | 4126.6 | 0 | 8021.3 | 37655.7 | 0 | 0 | 0 | 131414.6 | 0 | 453.5 | 3315.4 | 49905.3 | 88061 | 2557.2 | 3847.7 | 0 | 0 | 101397.3 | 2608.4 | 0 | 1468.4 | 4081.7 | 6070.2
2929 | 123 | Day123 | 0 | Hour0 | 5 | Spring | 14 | 568661.3 | Spring | 408202 | 2024-05-03 | 401784 | 181.6 | 571.3 | 5665.1 | 408202 | 388593.9 | 307486.1 | 0.0328 | 0.0446 | 0.62 | 0.62 | 207.3 | 12.8 | 1.78 | 18.9 | 792.5 | 0.15 | 208.1 | 42.6 | 250.7 | 215.3 | 13.2 | 1.84 | 19.7 | 825.2 | 0.16 | 216.2 | 44.3 | 260.5 | 406.2 | 21.9 | 3 | 35.5 | 1648.8 | 0.21 | 407.7 | 84.7 | 492.4 | 378.6 | 12.3 | 1.52 | 40 | 1815.3 | 0.17 | 379.4 | 94.2 | 473.5 | 21.03 | 0 | 0.26 | 21.29 | 22.05 | 0 | 0.27 | 22.32 | 408202 | 100715.9 | 910.9 | 4120.6 | 0 | 4839.8 | 35885.7 | 0 | 0 | 0 | 116220.6 | 0 | 389.9 | 3315.4 | 49459.5 | 86698.8 | 2499.2 | 3145.7 | 0 | 0 | 98080.5 | 2635.3 | 0 | 1123.5 | 1599.2 | 5022.8
2930 | 123 | Day123 | 1 | Hour1 | 5 | Spring | 2117 | #N/A | Spring | 391318.5 | 2024-05-03 01:00 | 379767.7 | 729.2 | 5525.6 | 5296 | 391318.5 | 367551.5 | 295603.8 | 0.0322 | 0.0421 | 0.62 | 0.62 | 208 | 12.9 | 1.8 | 19 | 793 | 0.15 | 208.9 | 42.7 | 251.5 | 215.9 | 13.3 | 1.86 | 19.7 | 824.5 | 0.16 | 216.8 | 44.4 | 261.1 | 404 | 21.9 | 3 | 35.2 | 1629.7 | 0.21 | 405.5 | 83.8 | 489.3 | 380.2 | 12.6 | 1.55 | 40 | 1817.4 | 0.17 | 381 | 94.2 | 475.2 | 20.57 | 0 | 0.26 | 20.82 | 21.45 | 0 | 0.27 | 21.72 | 391318.5 | 95714.7 | 268.9 | 4120.6 | 0 | 4760.4 | 34724.8 | 0 | 0 | 0 | 110785 | 0 | 389.9 | 3315.4 | 46700.8 | 86698.8 | 2499.2 | 1339.9 | 0 | 0 | 93156.2 | 2558.5 | 0 | 0 | 188 | 4775.1
2931 | 123 | Day123 | 2 | Hour2 | 5 | Spring | 2117 | #N/A | Spring | 382534.2 | 2024-05-03 02:00 | 365555.9 | 4988.7 | 6778.5 | 5211.1 | 382534.2 | 353948.1 | 289550.5 | 0.0318 | 0.0404 | 0.61 | 0.61 | 212.3 | 13.2 | 1.84 | 19.4 | 808.4 | 0.16 | 213.2 | 43.5 | 256.7 | 220.3 | 13.7 | 1.91 | 20 | 838.4 | 0.16 | 221.3 | 45.1 | 266.3 | 407 | 22.4 | 3.08 | 35.1 | 1630.3 | 0.21 | 408.6 | 83.8 | 492.3 | 387 | 13.7 | 1.72 | 39.9 | 1820.7 | 0.17 | 387.9 | 94.2 | 482.1 | 20.5 | 0 | 0.27 | 20.77 | 21.36 | 0 | 0.27 | 21.63 | 382534.2 | 92983.7 | 0 | 4120.6 | 0 | 4760.4 | 34800.7 | 0 | 0 | 0 | 110120.6 | 0 | 389.9 | 3315.4 | 42844.9 | 86698.8 | 2499.2 | 0 | 0 | 0 | 90230.2 | 2753.5 | 0 | 0 | 87 | 4562
2932 | 123 | Day123 | 3 | Hour3 | 5 | Spring | 2117 | #N/A | Spring | 377177.8 | 2024-05-03 03:00 | 360470.2 | 4294.3 | 7302.8 | 5110.4 | 377177.7 | 349079.9 | 288587.2 | 0.0316 | 0.0397 | 0.6 | 0.6 | 219.5 | 13.8 | 1.92 | 19.9 | 832 | 0.16 | 220.4 | 44.7 | 265.1 | 227.7 | 14.3 | 1.99 | 20.6 | 863.2 | 0.17 | 228.7 | 46.3 | 275 | 401.8 | 21 | 2.86 | 35.8 | 1648 | 0.2 | 403.2 | 84.9 | 488.1 | 808.9 | 83.1 | 12 | 34 | 2080.8 | 0.39 | 814.7 | 96.1 | 910.8 | 20.68 | 0 | 0.27 | 20.95 | 21.52 | 0 | 0.27 | 21.78 | 377177.8 | 88590.5 | 0 | 4120.6 | 0 | 4760.4 | 35954.9 | 0 | 0 | 0 | 111141.2 | 0 | 389.9 | 3315.4 | 39706.7 | 86698.8 | 2499.2 | 0 | 0 | 0 | 85947 | 2643.6 | 0 | 0 | 0 | 4770.5
2933 | 123 | Day123 | 4 | Hour4 | 5 | Spring | 2117 | #N/A | Spring | 377161 | 2024-05-03 04:00 | 366923.4 | 2892.6 | 2460 | 4885.2 | 377161.1 | 355274.9 | 290000.8 | 0.0317 | 0.0404 | 0.59 | 0.59 | 223.9 | 14 | 1.96 | 20.2 | 849.1 | 0.16 | 224.8 | 45.6 | 270.4 | 232.4 | 14.6 | 2.03 | 21 | 881.4 | 0.17 | 233.4 | 47.3 | 280.6 | 410.9 | 21.9 | 2.99 | 36.1 | 1672.3 | 0.21 | 412.4 | 86 | 498.4 | 486.2 | 29.6 | 4.07 | 38.9 | 1895.2 | 0.22 | 488.1 | 95.4 | 583.6 | 20.79 | 0 | 0.27 | 21.06 | 21.7 | 0 | 0.26 | 21.96 | 377161 | 87160.3 | 0 | 4116.1 | 0 | 4760.4 | 36635.3 | 0 | 0 | 2.5 | 113687.4 | 0 | 389.9 | 3315.4 | 37898.2 | 86698.8 | 2499.2 | 0 | 0 | 21.9 | 84458.6 | 2677.3 | 0 | 0 | 0 | 5194.5
2934 | 123 | Day123 | 5 | Hour5 | 5 | Spring | 2117 | #N/A | Spring | 391584 | 2024-05-03 05:00 | 386532.1 | 124.7 | 217.1 | 4710 | 391584 | 374064.7 | 301402.1 | 0.0323 | 0.0426 | 0.58 | 0.58 | 229.7 | 14.3 | 1.99 | 20.7 | 874.5 | 0.16 | 230.6 | 46.8 | 277.4 | 238 | 14.8 | 2.06 | 21.4 | 906.9 | 0.17 | 239 | 48.5 | 287.5 | 399.3 | 23.1 | 3.18 | 33.5 | 1570.3 | 0.2 | 400.8 | 80.4 | 481.2 | 663.1 | 58.4 | 8.33 | 36.8 | 2015.6 | 0.32 | 667.1 | 97 | 764.1 | 21.66 | 0 | 0.25 | 21.91 | 22.68 | 0 | 0.26 | 22.94 | 391584 | 90181.8 | 112.2 | 4116.1 | 0 | 5604.7 | 38690.9 | 0 | 0 | 60.6 | 122651.9 | 0 | 389.9 | 3315.4 | 37225.6 | 86796.1 | 2499.2 | 0 | 0 | 2101.8 | 85464.9 | 2554.6 | 13.4 | 0 | 167.4 | 6619.8
2935 | 123 | Day123 | 6 | Hour6 | 5 | Spring | 2117 | #N/A | Spring | 419582.8 | 2024-05-03 06:00 | 414604.2 | 202.6 | 0 | 4776 | 419582.8 | 400899.6 | 306577.3 | 0.0331 | 0.0457 | 0.61 | 0.61 | 216.2 | 13.7 | 1.91 | 19.3 | 816.6 | 0.15 | 217.1 | 43.6 | 260.8 | 224.2 | 14.2 | 1.98 | 20 | 847 | 0.16 | 225.1 | 45.3 | 270.4 | 218.7 | 9.9 | 1.34 | 20.9 | 936.3 | 0.12 | 219.3 | 48.8 | 268.1 | 774.1 | 79.1 | 11.41 | 33 | 2006.8 | 0.38 | 779.5 | 92.9 | 872.4 | 23.1 | 0 | 0.25 | 23.35 | 24.23 | 0 | 0.27 | 24.5 | 419582.8 | 113005.5 | 320.8 | 4186.8 | 0 | 7358.8 | 39939.7 | 0 | 0 | 2662.4 | 121282.3 | 0 | 389.9 | 3315.4 | 38888.1 | 88396.1 | 2499.2 | 0.2 | 0 | 24408.5 | 83481.3 | 2453.3 | 579.5 | 0 | 0 | 8176.7
2936 | 123 | Day123 | 7 | Hour7 | 5 | Spring | 2117 | #N/A | Spring | 444446.9 | 2024-05-03 07:00 | 438772.6 | 989.8 | 4.1 | 4680.3 | 444446.9 | 423938.1 | 310356.2 | 0.0338 | 0.0483 | 0.63 | 0.63 | 204.6 | 13.1 | 1.82 | 18.1 | 769.5 | 0.15 | 205.5 | 41.1 | 246.6 | 212.5 | 13.6 | 1.89 | 18.8 | 799 | 0.15 | 213.4 | 42.7 | 256.1 | 130 | 4.6 | 0.6 | 13.7 | 591.3 | 0.07 | 130.3 | 31.3 | 161.7 | 788.8 | 75 | 10.77 | 38.6 | 2220.1 | 0.38 | 794 | 104.9 | 898.8 | 23.09 | 0 | 0.26 | 23.34 | 24.3 | 0 | 0.27 | 24.57 | 444446.9 | 134090.7 | 0 | 4189.8 | 0 | 8092.8 | 40539.4 | 0 | 0 | 5874.7 | 120191.6 | 0 | 389.9 | 3315.4 | 42192.9 | 88396.1 | 2499.2 | 549.1 | 0 | 58926.2 | 67553.1 | 1736.7 | 2490.4 | 0 | 278.1 | 7852.4
2937 | 123 | Day123 | 8 | Hour8 | 5 | Spring | 2117 | #N/A | Spring | 466834.7 | 2024-05-03 08:00 | 461700.4 | 793.6 | 217.1 | 4123.5 | 466834.7 | 445729.6 | 312422.3 | 0.0346 | 0.0509 | 0.63 | 0.63 | 208.4 | 13.7 | 1.91 | 18 | 772.6 | 0.15 | 209.3 | 41 | 250.3 | 216.3 | 14.2 | 1.98 | 18.7 | 802.2 | 0.15 | 217.3 | 42.6 | 259.9 | 93.2 | 2.9 | 0.38 | 10.2 | 431.6 | 0.05 | 93.4 | 23.1 | 116.4 | 502.4 | 9.5 | 0.95 | 59.3 | 2626.9 | 0.22 | 502.9 | 137.7 | 640.6 | 23.74 | 0 | 0.26 | 23.99 | 25.06 | 0 | 0.27 | 25.33 | 466834.7 | 154412.4 | 27.8 | 4190.9 | 0 | 8202.5 | 45074.8 | 0 | 264.6 | 7507.9 | 124748.6 | 0 | 389.9 | 3315.4 | 35538 | 88396.1 | 2538.3 | 0 | 0 | 92265.9 | 52517.8 | 1856 | 4780.8 | 568.5 | 40.1 | 8254.3
2938 | 123 | Day123 | 9 | Hour9 | 5 | Spring | 2117 | #N/A | Spring | 492225.3 | 2024-05-03 09:00 | 482932.8 | 2920.4 | 1518.5 | 4853.7 | 492225.3 | 465851.5 | 309518.5 | 0.0354 | 0.0532 | 0.64 | 0.64 | 206.1 | 13.8 | 1.93 | 17.4 | 755.6 | 0.14 | 207 | 40 | 247 | 215.6 | 14.5 | 2.03 | 18.2 | 789.8 | 0.15 | 216.6 | 41.8 | 258.4 | 70.9 | 2.1 | 0.27 | 7.9 | 330.6 | 0.04 | 71.1 | 17.7 | 88.8 | 395.7 | 7.5 | 0.75 | 46.7 | 2069.3 | 0.17 | 396.2 | 108.5 | 504.6 | 23.7 | 0 | 0.26 | 23.96 | 25.12 | 0 | 0.27 | 25.39 | 492225.3 | 182706.8 | 6.7 | 4181.5 | 0 | 8001.8 | 48412.2 | 0 | 645.1 | 14334 | 126594.4 | 0 | 389.9 | 3315.4 | 27682.2 | 88396.1 | 2538.3 | 0 | 0 | 117723.4 | 48370.8 | 1633.5 | 7979 | 934 | 0 | 8256.4
2939 | 123 | Day123 | 10 | Hour10 | 5 | Spring | 2117 | #N/A | Spring | 512874.6 | 2024-05-03 10:00 | 502120 | 4101 | 1518.5 | 5135.2 | 512874.6 | 483986.4 | 320416 | 0.0361 | 0.0554 | 0.63 | 0.62 | 213.8 | 14.5 | 2.03 | 17.8 | 780.1 | 0.14 | 214.8 | 41.1 | 255.9 | 224.5 | 15.2 | 2.13 | 18.7 | 818 | 0.15 | 225.5 | 43.1 | 268.6 | 82.2 | 2.4 | 0.3 | 9.1 | 388.3 | 0.05 | 82.3 | 20.7 | 103 | 609.8 | 47.2 | 6.66 | 39.7 | 2058.6 | 0.29 | 613 | 101.1 | 714.1 | 24.52 | 0 | 0.26 | 24.78 | 26.07 | 0 | 0.27 | 26.34 | 512874.6 | 192458.6 | 0 | 4181.5 | 0 | 7829.6 | 53162.1 | 0 | 809.7 | 16403.3 | 135188.1 | 0 | 389.9 | 3315.4 | 25415 | 88396.1 | 2538.3 | 0 | 0 | 128086.9 | 45932.8 | 1225.9 | 12355.7 | 63.4 | 447.6 | 8050.4
2940 | 123 | Day123 | 11 | Hour11 | 5 | Spring | 2117 | #N/A | Spring | 527427.4 | 2024-05-03 11:00 | 517579.2 | 2751.1 | 1731.5 | 5365.6 | 527427.4 | 498551.9 | 334228.8 | 0.0368 | 0.0572 | 0.61 | 0.61 | 227.3 | 15.8 | 2.23 | 18.3 | 815 | 0.15 | 228.4 | 42.6 | 271 | 238.3 | 16.6 | 2.34 | 19.2 | 853.9 | 0.16 | 239.4 | 44.7 | 284.1 | 77.1 | 2.4 | 0.31 | 8.4 | 358.7 | 0.04 | 77.3 | 19.1 | 96.3 | 866.3 | 86.5 | 12.46 | 38.8 | 2310 | 0.42 | 872.3 | 107.7 | 980 | 25.09 | 0 | 0.25 | 25.34 | 26.72 | 0 | 0.26 | 26.98 | 527427.4 | 193198.6 | 59.8 | 4181.5 | 0 | 8090.1 | 60529.8 | 0 | 917.2 | 15322.5 | 141410.1 | 0 | 389.9 | 3315.4 | 25317.9 | 88396.1 | 2538.3 | 0 | 0 | 131470.6 | 44451.8 | 1036.4 | 14288.8 | 85.2 | 179.4 | 7984.8
2941 | 123 | Day123 | 12 | Hour12 | 5 | Spring | 2117 | #N/A | Spring | 540777.2 | 2024-05-03 12:00 | 530849.3 | 2796.3 | 1518.5 | 5613.1 | 540777.2 | 511020 | 344415.7 | 0.0373 | 0.0588 | 0.6 | 0.6 | 233 | 16.4 | 2.31 | 18.5 | 829.5 | 0.15 | 234.1 | 43.3 | 277.4 | 244.3 | 17.3 | 2.43 | 19.4 | 869.3 | 0.16 | 245.5 | 45.3 | 290.8 | 76.6 | 2.3 | 0.29 | 8.5 | 361.4 | 0.04 | 76.7 | 19.2 | 96 | 995.7 | 104.4 | 15.09 | 40 | 2495.8 | 0.49 | 1002.9 | 114.5 | 1117.4 | 25.68 | 0 | 0.25 | 25.93 | 27.39 | 0 | 0.26 | 27.65 | 540777.2 | 196361.5 | 0 | 4181.5 | 0 | 8252.3 | 64894.5 | 0 | 928.5 | 16341.4 | 145753.5 | 0 | 421.8 | 3315.4 | 26662.3 | 88396.1 | 2538.3 | 0 | 0 | 134495.5 | 43628 | 968 | 13171.2 | 799.3 | 46 | 8176.7
2942 | 123 | Day123 | 13 | Hour13 | 5 | Spring | 2117 | #N/A | Spring | 551184.8 | 2024-05-03 13:00 | 541801.3 | 2064 | 1518.5 | 5801 | 551184.8 | 521288.7 | 349513.3 | 0.0379 | 0.0601 | 0.6 | 0.6 | 234.4 | 16.6 | 2.34 | 18.5 | 831.1 | 0.15 | 235.5 | 43.3 | 278.8 | 245.6 | 17.4 | 2.45 | 19.4 | 870.4 | 0.16 | 246.7 | 45.4 | 292.1 | 75.6 | 2.1 | 0.27 | 8.4 | 360.8 | 0.04 | 75.7 | 19.2 | 94.9 | 636.5 | 24.1 | 4.01 | 75.2 | 2106.4 | 0.88 | 638.3 | 138.2 | 776.5 | 26.06 | 0 | 0.24 | 26.3 | 27.82 | 0 | 0.25 | 28.07 | 551184.8 | 201671.4 | 105.3 | 4181.5 | 0 | 8197.9 | 66924.5 | 0 | 942.4 | 16577.9 | 147767.8 | 0 | 453.5 | 3315.4 | 27246.3 | 88396.1 | 2771.4 | 153.6 | 0 | 136664.6 | 46633.6 | 852.9 | 13581.5 | 1142.2 | 238.6 | 8258.9
2943 | 123 | Day123 | 14 | Hour14 | 5 | Spring | 2117 | #N/A | Spring | 559120 | 2024-05-03 14:00 | 550329 | 1316.1 | 1518.5 | 5956.5 | 559120 | 529266.9 | 355194 | 0.0383 | 0.0611 | 0.6 | 0.6 | 236.1 | 16.7 | 2.35 | 18.6 | 838.7 | 0.15 | 237.2 | 43.7 | 280.9 | 247.3 | 17.5 | 2.46 | 19.5 | 878 | 0.16 | 248.4 | 45.7 | 294.2 | 78.1 | 2.2 | 0.27 | 8.7 | 373 | 0.04 | 78.2 | 19.9 | 98.1 | 414.7 | 8.1 | 0.85 | 49.1 | 2134.7 | 0.2 | 415.1 | 112.8 | 527.9 | 26.31 | 0 | 0.24 | 26.55 | 28.12 | 0 | 0.25 | 28.37 | 559120 | 203926.1 | 118.2 | 4230.3 | 0 | 8197.9 | 68103.4 | 0 | 937.2 | 16453.7 | 151513.4 | 0 | 453.5 | 3315.4 | 27905.9 | 88396.1 | 2806.1 | 153.6 | 0 | 135197.5 | 50559.5 | 778.1 | 13325.6 | 1611.1 | 515.9 | 8258.9
2944 | 123 | Day123 | 15 | Hour15 | 5 | Spring | 2117 | #N/A | Spring | 565132.5 | 2024-05-03 15:00 | 556377.3 | 1169.1 | 1731.5 | 5854.6 | 565132.5 | 534918.2 | 362856.6 | 0.0386 | 0.0619 | 0.6 | 0.6 | 238.5 | 16.8 | 2.37 | 18.8 | 848.2 | 0.15 | 239.6 | 44.1 | 283.7 | 249.8 | 17.7 | 2.48 | 19.7 | 888.2 | 0.16 | 251 | 46.2 | 297.2 | 81.3 | 2.3 | 0.28 | 9.1 | 389.2 | 0.04 | 81.4 | 20.7 | 102.1 | 791.4 | 38.7 | 6.56 | 88 | 2153.8 | 1.23 | 794.3 | 152.5 | 946.9 | 26.58 | 0 | 0.23 | 26.81 | 28.43 | 0 | 0.25 | 28.68 | 565132.5 | 202275.9 | 204.3 | 4240.7 | 0 | 8370.1 | 69422.6 | 0 | 881.6 | 16003.3 | 154790 | 0 | 453.5 | 3315.4 | 30794 | 88396.1 | 2714.5 | 155.4 | 0 | 131226.8 | 53239.3 | 924.9 | 12844 | 2812.9 | 785.7 | 8258.9
2945 | 123 | Day123 | 16 | Hour16 | 5 | Spring | 2117 | #N/A | Spring | 568661.3 | 2024-05-03 16:00 | 560456.9 | 927 | 1553.2 | 5724.2 | 568661.3 | 538747.3 | 376207.9 | 0.0387 | 0.0624 | 0.58 | 0.58 | 248 | 17.5 | 2.46 | 19.6 | 881.4 | 0.16 | 249.2 | 45.9 | 295.1 | 260 | 18.3 | 2.58 | 20.5 | 924.2 | 0.17 | 261.3 | 48.1 | 309.4 | 87.6 | 2.4 | 0.29 | 9.8 | 425.1 | 0.04 | 87.8 | 22.5 | 110.2 | 748.2 | 62.4 | 8.9 | 44.9 | 2355.4 | 0.37 | 752.5 | 115.2 | 867.7 | 27.04 | 0 | 0.23 | 27.27 | 28.92 | 0 | 0.25 | 29.17 | 568661.3 | 192453.4 | 277.7 | 4243.6 | 0 | 8370.1 | 72185.8 | 0 | 825.2 | 16348.3 | 161112.9 | 0 | 474.7 | 3315.4 | 32409 | 88396.1 | 3429.1 | 1993.5 | 0 | 118313 | 55677.7 | 1289.2 | 11826.9 | 2794.3 | 1360.8 | 8050.4
2946 | 123 | Day123 | 17 | Hour17 | 5 | Spring | 2117 | #N/A | Spring | 565960.5 | 2024-05-03 17:00 | 557846.7 | 1093.5 | 1617.6 | 5402.7 | 565960.5 | 536326.5 | 397015.2 | 0.0386 | 0.062 | 0.56 | 0.55 | 264.9 | 18.9 | 2.66 | 20.6 | 932.3 | 0.17 | 266.2 | 48.5 | 314.7 | 280.1 | 19.9 | 2.8 | 21.9 | 988 | 0.18 | 281.4 | 51.4 | 332.9 | 152.5 | 7.1 | 0.97 | 14.5 | 639.1 | 0.09 | 153 | 33.5 | 186.5 | 527.4 | 25.1 | 3.36 | 48.9 | 2252.4 | 0.26 | 529.1 | 116.1 | 645.2 | 27.62 | 0 | 0.24 | 27.85 | 29.53 | 0 | 0.25 | 29.78 | 565960.5 | 168945.3 | 1750.7 | 4248.1 | 0 | 8197.9 | 77673.3 | 0 | 765.3 | 14519.4 | 165978.1 | 0 | 1000.1 | 3315.4 | 36008.8 | 88396.1 | 4187.2 | 6259.4 | 0 | 92473.8 | 60258.8 | 928.1 | 10182.6 | 6151.9 | 1808.5 | 7679.9
2947 | 123 | Day123 | 18 | Hour18 | 5 | Spring | 2117 | #N/A | Spring | 554983.4 | 2024-05-03 18:00 | 549524.6 | 94.3 | 0 | 5364.5 | 554983.4 | 528552.9 | 417907.9 | 0.0382 | 0.0609 | 0.53 | 0.52 | 286.8 | 20.5 | 2.9 | 22.2 | 1002.2 | 0.18 | 288.2 | 52.1 | 340.4 | 302.7 | 21.5 | 3.04 | 23.6 | 1061.6 | 0.2 | 304.2 | 55.3 | 359.5 | 325.4 | 16 | 2.29 | 31.2 | 1259.3 | 0.24 | 326.5 | 68.8 | 395.3 | 1002.2 | 105.2 | 15.3 | 41.2 | 2424.7 | 0.55 | 1009.5 | 113.7 | 1123.2 | 30.67 | 0 | 0.23 | 30.91 | 32.71 | 0 | 0.25 | 32.96 | 554983.4 | 137075.5 | 3994.8 | 4248.1 | 0 | 8001.8 | 82580.8 | 0 | 767.8 | 8830.1 | 169039.1 | 0 | 3521 | 3315.4 | 40970.1 | 88396.1 | 5462.1 | 8378.5 | 0 | 61629.5 | 64900.9 | 947.1 | 8309.4 | 6186.4 | 2693.3 | 7883.8
2948 | 123 | Day123 | 19 | Hour19 | 5 | Spring | 2117 | #N/A | Spring | 542553.5 | 2024-05-03 19:00 | 537950.8 | 0 | 0 | 4602.8 | 542553.5 | 517719.9 | 432996.6 | 0.0376 | 0.0595 | 0.52 | 0.51 | 293.4 | 20.7 | 2.93 | 23 | 1028.8 | 0.19 | 294.8 | 53.7 | 348.5 | 309.6 | 21.8 | 3.08 | 24.4 | 1088.6 | 0.2 | 311.1 | 56.9 | 368 | 392.1 | 21.5 | 3.05 | 35.2 | 1481.5 | 0.27 | 393.6 | 79.4 | 473 | 891.8 | 85.3 | 12.35 | 44.3 | 2415.9 | 0.49 | 897.8 | 116.4 | 1014.1 | 31.7 | 0 | 0.24 | 31.94 | 33.73 | 0 | 0.25 | 33.99 | 542553.5 | 109556.9 | 3090 | 4257.5 | 0 | 8374.7 | 81241.6 | 0 | 442.2 | 4208.7 | 171415.7 | 0 | 3388.3 | 3315.4 | 54497.3 | 88396.1 | 6305.8 | 8714.3 | 0 | 24854.4 | 79068.7 | 982.9 | 5447.8 | 6006.6 | 2421.3 | 8258.9
2949 | 123 | Day123 | 20 | Hour20 | 5 | Spring | 2117 | #N/A | Spring | 534957.4 | 2024-05-03 20:00 | 530467.7 | 0 | 0 | 4489.7 | 534957.4 | 510725.7 | 438925.3 | 0.0372 | 0.0585 | 0.51 | 0.5 | 294.6 | 20.7 | 2.92 | 23.2 | 1038 | 0.19 | 296 | 54.2 | 350.2 | 311.3 | 21.8 | 3.07 | 24.7 | 1099.7 | 0.2 | 312.7 | 57.5 | 370.3 | 395.6 | 23 | 3.25 | 33.8 | 1484.6 | 0.25 | 397.2 | 78.1 | 475.3 | 843.6 | 78.3 | 11.24 | 43.2 | 2423.1 | 0.41 | 849 | 115.5 | 964.6 | 30.76 | 0 | 0.24 | 31 | 32.68 | 0 | 0.26 | 32.94 | 534957.4 | 96032.1 | 5251 | 4257.5 | 0 | 8374.7 | 79743.1 | 0 | 72.3 | 1653.4 | 172811.2 | 0 | 2924.9 | 3315.4 | 57053.4 | 88396.1 | 6071.8 | 10726.1 | 0 | 3199.1 | 90242 | 865.2 | 1332.4 | 570.1 | 2126.4 | 8258.9
2950 | 123 | Day123 | 21 | Hour21 | 5 | Spring | 2117 | #N/A | Spring | 514159.8 | 2024-05-03 21:00 | 508834.4 | 0 | 0 | 5325.4 | 514159.7 | 490347.2 | 417010.7 | 0.0363 | 0.056 | 0.51 | 0.51 | 290 | 20.2 | 2.84 | 23.1 | 1031.9 | 0.19 | 291.4 | 53.9 | 345.3 | 302.7 | 21 | 2.96 | 24.1 | 1078.6 | 0.2 | 304.1 | 56.3 | 360.4 | 401.6 | 25.5 | 3.58 | 31.8 | 1486.8 | 0.22 | 403.4 | 76.2 | 479.5 | 974.1 | 97.9 | 14.12 | 43.2 | 2564.3 | 0.48 | 980.9 | 119.7 | 1100.6 | 28.9 | 0 | 0.25 | 29.15 | 30.63 | 0 | 0.26 | 30.89 | 514159.8 | 97149.1 | 4397.6 | 4252.8 | 0 | 8374.7 | 74686.9 | 0 | 0 | 1 | 168093.4 | 0 | 2755.4 | 3315.4 | 53488.1 | 88396.1 | 4886.2 | 4364.1 | 0 | 3.7 | 96211.2 | 933.1 | 202.1 | 1656.2 | 2935.7 | 7396.4
2951 | 123 | Day123 | 22 | Hour22 | 5 | Spring | 2117 | #N/A | Spring | 479026.8 | 2024-05-03 22:00 | 473894.3 | 0 | 0 | 5132.5 | 479026.8 | 457287.8 | 381401.3 | 0.035 | 0.0522 | 0.54 | 0.54 | 264.2 | 17.8 | 2.49 | 21.8 | 962.7 | 0.18 | 265.5 | 50.6 | 316 | 275.6 | 18.5 | 2.59 | 22.8 | 1005.6 | 0.18 | 276.9 | 52.9 | 329.7 | 445.4 | 29.5 | 4.13 | 33.9 | 1633 | 0.23 | 447.4 | 82.6 | 530.1 | 862.8 | 74.4 | 10.62 | 49.3 | 2659 | 0.42 | 867.9 | 128.7 | 996.6 | 30.81 | 0 | 0.25 | 31.06 | 32.54 | 0 | 0.27 | 32.8 | 479026.8 | 97625.5 | 4089.2 | 4193.6 | 0 | 8374.7 | 60457.4 | 0 | 0 | 0 | 153072.2 | 0 | 1892.2 | 3315.4 | 50193.5 | 88061 | 3706 | 4046.1 | 0 | 0 | 96607.7 | 1017.9 | 0.3 | 1981.6 | 3440.6 | 4978.7
2952 | 123 | Day123 | 23 | Hour23 | 5 | Spring | 2117 | #N/A | Spring | 445172.4 | 2024-05-03 23:00 | 439870.1 | 110 | 0 | 5192.2 | 445172.4 | 424935.4 | 349234.4 | 0.034 | 0.0487 | 0.58 | 0.57 | 235.9 | 15 | 2.09 | 20.7 | 886.1 | 0.16 | 237 | 47.1 | 284.1 | 245.7 | 15.6 | 2.17 | 21.6 | 924.1 | 0.17 | 246.8 | 49.2 | 296 | 465.6 | 31.8 | 4.46 | 34.6 | 1676.6 | 0.24 | 467.8 | 84.6 | 552.3 | 532.6 | 23.7 | 3.12 | 50.5 | 2351.3 | 0.24 | 534.2 | 120.6 | 654.8 | 28.75 | 0 | 0.25 | 29.01 | 30.27 | 0 | 0.27 | 30.54 | 445172.4 | 95938 | 3718.9 | 4115.9 | 0 | 7947.7 | 46038.5 | 0 | 0 | 0 | 136916.2 | 0 | 1835 | 3315.4 | 50013.4 | 88061 | 3476.9 | 3795.4 | 0 | 0 | 95257 | 681.1 | 0 | 1881.4 | 3554.1 | 4775.1
2953 | 124 | Day124 | 0 | Hour0 | 5 | Spring | 9 | 584957 | Spring | 415022 | 2024-05-04 | 409544.2 | 141.9 | 144.6 | 5191.3 | 415022 | 396020.4 | 321559.4 | 0.033 | 0.0454 | 0.6 | 0.6 | 226.2 | 14.6 | 2.04 | 19.9 | 841.3 | 0.16 | 227.2 | 45 | 272.2 | 235.1 | 15.1 | 2.12 | 20.7 | 875.6 | 0.17 | 236.1 | 46.9 | 283 | 449.5 | 26 | 3.58 | 37.6 | 1765.8 | 0.23 | 451.2 | 90.3 | 541.6 | 689.3 | 58.4 | 8.31 | 40.2 | 2165.7 | 0.33 | 693.3 | 104.8 | 798.2 | 22.88 | 0 | 0.25 | 23.13 | 23.99 | 0 | 0.27 | 24.25 | 415022 | 93462.6 | 1146.9 | 4111.4 | 0 | 5332.8 | 41998.2 | 0 | 0 | 0 | 119951.9 | 0 | 880.6 | 3315.4 | 49670.2 | 88061 | 3423.4 | 3667.5 | 0 | 0 | 92914.8 | 547.8 | 0 | 1002.2 | 1092.4 | 4775.1
2954 | 124 | Day124 | 1 | Hour1 | 5 | Spring | 2117 | #N/A | Spring | 400704.7 | 2024-05-04 01:00 | 386150.5 | 1885.2 | 7365.2 | 5303.8 | 400704.7 | 373672.9 | 306606.5 | 0.0323 | 0.0427 | 0.61 | 0.6 | 219.9 | 13.9 | 1.95 | 19.7 | 825.1 | 0.16 | 220.8 | 44.3 | 265.2 | 229.2 | 14.5 | 2.02 | 20.5 | 860.9 | 0.17 | 230.2 | 46.2 | 276.4 | 431.5 | 24.9 | 3.44 | 36.3 | 1693.5 | 0.22 | 433.2 | 86.8 | 520 | 871.3 | 93.5 | 13.54 | 33 | 2115 | 0.43 | 877.7 | 96.2 | 973.9 | 20.68 | 0 | 0.27 | 20.95 | 21.56 | 0 | 0.27 | 21.82 | 400704.7 | 94098.2 | 685.4 | 4111.4 | 0 | 4760.4 | 38312.5 | 0 | 0 | 0 | 114873.6 | 0 | 880.6 | 3315.4 | 46302.8 | 86698.8 | 3423.4 | 3242.1 | 0 | 0 | 93558.8 | 539.4 | 0 | 0 | 0 | 4775.1
2955 | 124 | Day124 | 2 | Hour2 | 5 | Spring | 2117 | #N/A | Spring | 391095.4 | 2024-05-04 02:00 | 370509.4 | 4807.7 | 10246.9 | 5531.4 | 391095.3 | 358703 | 298252.2 | 0.0319 | 0.0409 | 0.61 | 0.6 | 220.9 | 14 | 1.96 | 19.8 | 827.9 | 0.16 | 221.9 | 44.6 | 266.4 | 229.8 | 14.6 | 2.05 | 20.5 | 859.2 | 0.17 | 230.8 | 46.2 | 277 | 420.7 | 23.4 | 3.22 | 36.2 | 1675.3 | 0.22 | 422.3 | 86.2 | 508.5 | 506 | 35.6 | 4.98 | 36.1 | 1820.8 | 0.24 | 508.4 | 90.5 | 598.9 | 20.39 | 0 | 0.28 | 20.66 | 21.2 | 0 | 0.27 | 21.47 | 391095.4 | 92843.1 | 6.9 | 4111.4 | 0 | 4760.4 | 37630.7 | 0 | 0 | 0 | 112117 | 0 | 880.6 | 3315.4 | 44280.1 | 86698.8 | 3423.4 | 1027.4 | 0 | 0 | 92468.4 | 374.7 | 0 | 0 | 0 | 4566.6
2956 | 124 | Day124 | 3 | Hour3 | 5 | Spring | 2117 | #N/A | Spring | 384736 | 2024-05-04 03:00 | 364325.4 | 4737.5 | 10384.4 | 5288.7 | 384736.1 | 352780.9 | 298374.7 | 0.0317 | 0.0402 | 0.59 | 0.59 | 229.3 | 14.6 | 2.04 | 20.5 | 857.6 | 0.17 | 230.3 | 46.1 | 276.4 | 238.9 | 15.3 | 2.14 | 21.2 | 891.2 | 0.17 | 239.9 | 47.8 | 287.7 | 428.9 | 24.2 | 3.33 | 36.6 | 1696.2 | 0.22 | 430.5 | 87.2 | 517.8 | 777 | 80.8 | 11.68 | 31.8 | 1968.3 | 0.38 | 782.6 | 90.6 | 873.1 | 20.73 | 0 | 0.28 | 21.01 | 21.54 | 0 | 0.26 | 21.8 | 384736 | 86361.4 | 0 | 4111.4 | 0 | 4760.4 | 38696 | 0 | 0 | 0 | 114096.9 | 0 | 880.6 | 3315.4 | 41346.5 | 86698.8 | 3423.4 | 1045.2 | 0 | 0 | 86023.3 | 338.1 | 0 | 0 | 0 | 4775.1
2957 | 124 | Day124 | 4 | Hour4 | 5 | Spring | 2117 | #N/A | Spring | 384268.5 | 2024-05-04 04:00 | 370250.2 | 2491.6 | 6482.1 | 5044.7 | 384268.5 | 358465.8 | 300445.8 | 0.0318 | 0.0408 | 0.58 | 0.58 | 234.3 | 14.9 | 2.08 | 20.9 | 877.2 | 0.17 | 235.3 | 47.1 | 282.4 | 243.7 | 15.5 | 2.17 | 21.6 | 911 | 0.18 | 244.8 | 48.8 | 293.6 | 453.2 | 27.3 | 3.78 | 37 | 1742.8 | 0.23 | 455.1 | 89 | 544.1 | 637.5 | 57.6 | 8.24 | 34 | 1890.2 | 0.31 | 641.4 | 90.4 | 731.8 | 20.82 | 0 | 0.26 | 21.08 | 21.71 | 0 | 0.26 | 21.97 | 384268.5 | 83822.7 | 0 | 4111.4 | 0 | 4760.4 | 39473.2 | 0 | 0 | 6.5 | 116880.6 | 0 | 880.6 | 3315.4 | 40656.4 | 86698.8 | 3423.4 | 245.5 | 0 | 47.9 | 83523.4 | 244.8 | 0 | 0 | 0 | 4764.7
2958 | 124 | Day124 | 5 | Hour5 | 5 | Spring | 2117 | #N/A | Spring | 394173 | 2024-05-04 05:00 | 389152 | 293.6 | 28.9 | 4698.5 | 394172.9 | 376568.4 | 307900 | 0.0323 | 0.0429 | 0.58 | 0.57 | 236.9 | 15 | 2.1 | 21 | 887.8 | 0.17 | 237.9 | 47.5 | 285.4 | 245.2 | 15.6 | 2.18 | 21.8 | 919.8 | 0.18 | 246.3 | 49.2 | 295.5 | 429.7 | 26.7 | 3.72 | 34.5 | 1625.4 | 0.22 | 431.5 | 83 | 514.4 | 769.6 | 75.8 | 10.92 | 35.3 | 2082.6 | 0.37 | 774.9 | 97.5 | 872.3 | 21.24 | 0 | 0.25 | 21.48 | 22.22 | 0 | 0.26 | 22.48 | 394173 | 86273 | 333.6 | 4111.4 | 0 | 5522.4 | 40927.1 | 0 | 0 | 61.6 | 121884.1 | 0 | 880.6 | 3315.4 | 40803.1 | 86698.8 | 3423.4 | 0 | 0 | 3898.4 | 82126.8 | 186 | 38 | 0 | 0 | 6598.6
2959 | 124 | Day124 | 6 | Hour6 | 5 | Spring | 2117 | #N/A | Spring | 423813.2 | 2024-05-04 06:00 | 417840.8 | 168.2 | 1094 | 4710.2 | 423813.2 | 403980.7 | 316124.7 | 0.0332 | 0.0461 | 0.6 | 0.6 | 226.1 | 14.6 | 2.04 | 19.9 | 841.7 | 0.16 | 227.1 | 45 | 272.1 | 234.3 | 15.1 | 2.11 | 20.6 | 872.7 | 0.17 | 235.4 | 46.7 | 282 | 230.4 | 10.3 | 1.39 | 22.2 | 984.1 | 0.13 | 231.1 | 51.6 | 282.7 | 666.8 | 58.2 | 8.3 | 37.4 | 2043.4 | 0.32 | 670.8 | 98.4 | 769.2 | 23.08 | 0 | 0.25 | 23.32 | 24.21 | 0 | 0.26 | 24.47 | 423813.2 | 107688.4 | 774.2 | 4189.8 | 0 | 7163.6 | 42839.3 | 0 | 0 | 2450.9 | 123000.8 | 0 | 880.6 | 3315.4 | 42141.5 | 88396.1 | 3423.4 | 0 | 0 | 25447.6 | 79645.5 | 144.4 | 641.7 | 0 | 5.5 | 8254.3
2960 | 124 | Day124 | 7 | Hour7 | 5 | Spring | 2117 | #N/A | Spring | 448904.6 | 2024-05-04 07:00 | 442571 | 1293 | 217.1 | 4823.6 | 448904.7 | 427542.8 | 329431.4 | 0.034 | 0.0488 | 0.6 | 0.6 | 230.2 | 15.4 | 2.16 | 19.5 | 839 | 0.16 | 231.2 | 44.6 | 275.8 | 239.4 | 16 | 2.25 | 20.3 | 872.7 | 0.17 | 240.5 | 46.4 | 286.8 | 148.4 | 5.2 | 0.68 | 15.7 | 675 | 0.08 | 148.8 | 35.9 | 184.6 | 769 | 73.5 | 10.56 | 37.3 | 2152.3 | 0.37 | 774 | 101.6 | 875.6 | 23.74 | 0 | 0.25 | 23.99 | 25.02 | 0 | 0.27 | 25.29 | 448904.6 | 119473.3 | 1099.7 | 4190.9 | 0 | 8202.5 | 48888 | 0 | 0.1 | 5119.2 | 126115.5 | 0 | 880.6 | 3315.4 | 44370 | 88396.1 | 3462.5 | 510.1 | 0 | 54088.1 | 60141.2 | 124.7 | 2151.7 | 0 | 0 | 8258.9
2961 | 124 | Day124 | 8 | Hour8 | 5 | Spring | 2117 | #N/A | Spring | 469286.6 | 2024-05-04 08:00 | 464599 | 183.8 | 4.1 | 4499.6 | 469286.6 | 448472.1 | 327090.5 | 0.0347 | 0.0512 | 0.6 | 0.6 | 235 | 16.1 | 2.27 | 19.4 | 845.1 | 0.16 | 236.1 | 44.6 | 280.7 | 243.9 | 16.7 | 2.35 | 20.2 | 877.4 | 0.17 | 245 | 46.3 | 291.4 | 119.1 | 3.8 | 0.49 | 13 | 549.4 | 0.07 | 119.3 | 29.4 | 148.7 | 945.6 | 101.6 | 14.71 | 35.7 | 2292.4 | 0.46 | 952.6 | 104.2 | 1056.8 | 24.17 | 0 | 0.26 | 24.43 | 25.51 | 0 | 0.27 | 25.79 | 469286.6 | 142196.1 | 73.1 | 4181.5 | 0 | 8202.5 | 54125.4 | 0 | 429.8 | 7973.4 | 130523.6 | 0 | 880.6 | 3315.4 | 33929.7 | 88396.1 | 3462.5 | 0 | 0 | 93063.4 | 40639.8 | 89.6 | 4345.4 | 1295.8 | 115 | 8258.9
2962 | 124 | Day124 | 9 | Hour9 | 5 | Spring | 2117 | #N/A | Spring | 494878.2 | 2024-05-04 09:00 | 485727 | 167.6 | 3408.2 | 5575.4 | 494878.2 | 468486.9 | 325248.9 | 0.0355 | 0.0536 | 0.61 | 0.6 | 232.3 | 16.2 | 2.28 | 18.9 | 827.9 | 0.16 | 233.4 | 43.6 | 277 | 243.1 | 17 | 2.39 | 19.7 | 865.8 | 0.17 | 244.3 | 45.6 | 289.9 | 108.7 | 3.2 | 0.41 | 12.1 | 506.7 | 0.07 | 108.9 | 27.2 | 136.1 | 804.6 | 71.8 | 10.27 | 43.7 | 2412.9 | 0.39 | 809.5 | 115.7 | 925.2 | 24.22 | 0 | 0.26 | 24.47 | 25.69 | 0 | 0.27 | 25.96 | 494878.2 | 169629.3 | 20.3 | 4182.8 | 0 | 8374.7 | 57783.8 | 0 | 843.1 | 14681.7 | 132867.7 | 0 | 880.6 | 3315.4 | 25964.9 | 88396.1 | 3462.5 | 0 | 0 | 118202.5 | 35834.4 | 67.6 | 9364 | 2501.5 | 58 | 8258.9
2963 | 124 | Day124 | 10 | Hour10 | 5 | Spring | 2117 | #N/A | Spring | 515881 | 2024-05-04 10:00 | 505899.6 | 970.7 | 3408.2 | 5602.6 | 515881 | 487550.5 | 331077.9 | 0.0363 | 0.0558 | 0.61 | 0.61 | 230.1 | 16.1 | 2.27 | 18.6 | 818.6 | 0.16 | 231.2 | 43 | 274.2 | 241.3 | 16.9 | 2.38 | 19.4 | 857.5 | 0.16 | 242.5 | 45 | 287.5 | 102 | 2.8 | 0.36 | 11.6 | 480.7 | 0.06 | 102.2 | 25.9 | 128.1 | 448 | 14.8 | 1.83 | 47.2 | 2141.6 | 0.2 | 449 | 111 | 560 | 24.59 | 0 | 0.26 | 24.85 | 26.16 | 0 | 0.27 | 26.43 | 515881 | 184803.2 | 56.2 | 4182.8 | 0 | 8202.5 | 59913.6 | 0 | 944.7 | 16842.1 | 136597.9 | 0 | 880.6 | 3315.4 | 25925.5 | 88396.1 | 3462.5 | 144.7 | 0 | 132100 | 34846.8 | 69.7 | 12890.4 | 2633.2 | 325.1 | 8258.9
2964 | 124 | Day124 | 11 | Hour11 | 5 | Spring | 2117 | #N/A | Spring | 532588.5 | 2024-05-04 11:00 | 523173.4 | 303.3 | 3408.2 | 5703.5 | 532588.5 | 503821.8 | 342210.6 | 0.037 | 0.0578 | 0.6 | 0.6 | 234.4 | 16.4 | 2.32 | 18.8 | 833.3 | 0.16 | 235.5 | 43.6 | 279.2 | 245.8 | 17.3 | 2.43 | 19.7 | 872.9 | 0.16 | 247 | 45.7 | 292.7 | 99.7 | 3.4 | 0.44 | 10.7 | 455.2 | 0.06 | 99.9 | 24.3 | 124.2 | 422.7 | 8.8 | 0.92 | 49.2 | 2184.1 | 0.18 | 423.2 | 114.3 | 537.5 | 25.12 | 0 | 0.25 | 25.37 | 26.77 | 0 | 0.26 | 27.04 | 532588.5 | 190377.9 | 216.1 | 4182.8 | 0 | 8068.1 | 63266 | 0 | 977.9 | 17240.5 | 143226.4 | 0 | 888.3 | 3315.4 | 27133.9 | 88396.1 | 3462.5 | 54.8 | 0 | 136724 | 35371.8 | 63.7 | 14851.6 | 2230.2 | 166 | 8258.9
2965 | 124 | Day124 | 12 | Hour12 | 5 | Spring | 2117 | #N/A | Spring | 548555.8 | 2024-05-04 12:00 | 538667.5 | 902.2 | 3408.2 | 5577.8 | 548555.8 | 518379 | 355071.9 | 0.0377 | 0.0596 | 0.59 | 0.59 | 244.2 | 17.4 | 2.45 | 19.2 | 860.7 | 0.16 | 245.4 | 44.9 | 290.2 | 256.3 | 18.3 | 2.58 | 20.1 | 902.5 | 0.17 | 257.5 | 47 | 304.6 | 96.3 | 3.2 | 0.41 | 10.4 | 443.5 | 0.06 | 96.5 | 23.6 | 120.1 | 459.2 | 9 | 0.91 | 54 | 2391.2 | 0.2 | 459.7 | 125.3 | 585 | 25.84 | 0 | 0.24 | 26.08 | 27.6 | 0 | 0.26 | 27.86 | 548555.8 | 193483.9 | 50.1 | 4182.8 | 0 | 7829.6 | 69467.8 | 0 | 977.5 | 17607.1 | 149902.9 | 0 | 880.6 | 3315.4 | 27584.1 | 88396.1 | 3462.5 | 0 | 0 | 139415.1 | 35416.4 | 67.8 | 15167.2 | 4057.9 | 5.8 | 8258.9
2966 | 124 | Day124 | 13 | Hour13 | 5 | Spring | 2117 | #N/A | Spring | 562278 | 2024-05-04 13:00 | 551692.2 | 1797.5 | 3408.2 | 5380 | 562277.9 | 530590.9 | 363537.8 | 0.0382 | 0.0611 | 0.59 | 0.58 | 248.4 | 17.7 | 2.5 | 19.4 | 874.5 | 0.16 | 249.6 | 45.5 | 295.1 | 261.2 | 18.7 | 2.63 | 20.4 | 918.5 | 0.17 | 262.5 | 47.8 | 310.2 | 89.7 | 2.7 | 0.34 | 9.9 | 423.2 | 0.05 | 89.9 | 22.5 | 112.4 | 427.5 | 8.1 | 0.81 | 50.5 | 2235.1 | 0.19 | 427.9 | 117.2 | 545.1 | 26.58 | 0 | 0.24 | 26.82 | 28.47 | 0 | 0.25 | 28.72 | 562278 | 198740.1 | 9.7 | 4231.7 | 0 | 7825.8 | 72665.2 | 0 | 981.3 | 17728.5 | 155164 | 0 | 890.5 | 3315.4 | 27361 | 88396.1 | 3462.5 | 215.8 | 0 | 140501.4 | 39472.9 | 56.1 | 15020.3 | 6829 | 871.8 | 8258.9
2967 | 124 | Day124 | 14 | Hour14 | 5 | Spring | 2117 | #N/A | Spring | 572964.2 | 2024-05-04 14:00 | 561378.3 | 2913.6 | 3408.2 | 5264 | 572964.2 | 539656 | 371008.7 | 0.0387 | 0.0623 | 0.58 | 0.58 | 250.5 | 17.8 | 2.5 | 19.7 | 883.9 | 0.16 | 251.7 | 46 | 297.8 | 264.1 | 18.8 | 2.65 | 20.7 | 930.5 | 0.17 | 265.4 | 48.5 | 313.9 | 84 | 2.5 | 0.32 | 9.2 | 397.1 | 0.05 | 84.1 | 21.1 | 105.2 | 697.7 | 30.9 | 5.1 | 78.6 | 2156.3 | 0.97 | 700.1 | 143.1 | 843.2 | 26.91 | 0 | 0.24 | 27.15 | 28.88 | 0 | 0.25 | 29.12 | 572964.2 | 201955.4 | 113 | 4231.7 | 0 | 7825 | 73740.3 | 0 | 983.6 | 18058 | 159733.5 | 0 | 992.9 | 3315.4 | 28118.9 | 88396.1 | 4105.1 | 436.7 | 0 | 138911.6 | 43952.8 | 49.5 | 14520.4 | 7283 | 1347.2 | 8254.3
2968 | 124 | Day124 | 15 | Hour15 | 5 | Spring | 2117 | #N/A | Spring | 580511 | 2024-05-04 15:00 | 567129.5 | 4024.1 | 4080.8 | 5276.6 | 580511 | 545033 | 379563.9 | 0.039 | 0.063 | 0.58 | 0.57 | 255.8 | 18.1 | 2.55 | 20.1 | 901.5 | 0.17 | 257 | 47 | 304 | 270.5 | 19.2 | 2.71 | 21.2 | 952 | 0.18 | 271.8 | 49.6 | 321.4 | 88.7 | 2.6 | 0.33 | 9.7 | 424.1 | 0.05 | 88.9 | 22.4 | 111.3 | 738.3 | 34.2 | 5.92 | 84.9 | 1985.6 | 1.2 | 740.9 | 144.4 | 885.3 | 26.79 | 0 | 0.24 | 27.03 | 28.81 | 0 | 0.25 | 29.05 | 580511 | 200947.2 | 208.6 | 4242 | 0 | 7825 | 76010.1 | 0 | 991.4 | 17064 | 164257.1 | 0 | 1202.1 | 3315.4 | 29012.3 | 88396.1 | 4704.9 | 390.2 | 0 | 135183.8 | 47659.5 | 48.5 | 14115.3 | 9500.5 | 1151.8 | 7848.7
2969 | 124 | Day124 | 16 | Hour16 | 5 | Spring | 2117 | #N/A | Spring | 584957 | 2024-05-04 16:00 | 570730.4 | 4650.2 | 4360 | 5216.3 | 584956.9 | 548411.2 | 388029 | 0.0391 | 0.0634 | 0.57 | 0.56 | 260.6 | 18.5 | 2.61 | 20.3 | 916.1 | 0.17 | 261.9 | 47.7 | 309.6 | 276.6 | 19.7 | 2.78 | 21.6 | 971.2 | 0.18 | 278 | 50.6 | 328.5 | 95 | 3.2 | 0.39 | 10 | 450.6 | 0.04 | 95.2 | 23.4 | 118.7 | 427.2 | 17.8 | 2.33 | 43.3 | 1915.7 | 0.24 | 428.3 | 100.5 | 528.8 | 25.39 | 0 | 0.24 | 25.62 | 27.46 | 0 | 0.25 | 27.7 | 584957 | 196927.9 | 397.1 | 4242 | 0 | 7825 | 78361.4 | 0 | 990.4 | 18393.6 | 167367.2 | 0 | 1246.2 | 3315.4 | 31666.9 | 87353.6 | 4922.1 | 1332.1 | 0 | 125744.7 | 51753 | 46.1 | 13046.5 | 8697.4 | 1285.3 | 7888.4
2970 | 124 | Day124 | 17 | Hour17 | 5 | Spring | 2117 | #N/A | Spring | 581290 | 2024-05-04 17:00 | 567327.1 | 4559.2 | 4360 | 5043.5 | 581289.9 | 545243.7 | 406668.5 | 0.0389 | 0.0629 | 0.55 | 0.54 | 272.7 | 19.6 | 2.77 | 21.1 | 950 | 0.18 | 274 | 49.4 | 323.4 | 292.3 | 20.9 | 2.96 | 22.7 | 1019.8 | 0.19 | 293.8 | 53.1 | 346.9 | 160.7 | 8.4 | 1.14 | 14.3 | 657.7 | 0.08 | 161.3 | 33.9 | 195.2 | 822.3 | 88.2 | 12.78 | 33 | 1990 | 0.45 | 828.4 | 92.4 | 920.8 | 27.08 | 0 | 0.24 | 27.32 | 29.3 | 0 | 0.25 | 29.55 | 581290 | 174621.4 | 2379.7 | 4242 | 0 | 7825 | 82587.8 | 0 | 975.8 | 16352.7 | 168874.7 | 0 | 1873.1 | 3315.4 | 34708.5 | 86951.3 | 5547.9 | 8363 | 0 | 100946 | 56266.4 | 80.5 | 11704.7 | 8243.1 | 2141.7 | 8258.9
2971 | 124 | Day124 | 18 | Hour18 | 5 | Spring | 2117 | #N/A | Spring | 566797.8 | 2024-05-04 18:00 | 558030.2 | 474.6 | 3408.2 | 4884.8 | 566797.8 | 536562.2 | 422509.5 | 0.0385 | 0.0618 | 0.52 | 0.51 | 293.6 | 20.8 | 2.94 | 23 | 1024.4 | 0.19 | 295 | 53.5 | 348.5 | 313.3 | 22.1 | 3.13 | 24.6 | 1095.5 | 0.21 | 314.8 | 57.3 | 372.2 | 320.5 | 16.2 | 2.3 | 30.2 | 1237.2 | 0.23 | 321.6 | 67.1 | 388.8 | 617.4 | 12.7 | 1.4 | 72.8 | 3130 | 0.32 | 618.1 | 166.2 | 784.3 | 32.66 | 0 | 0.24 | 32.89 | 35.06 | 0 | 0.25 | 35.31 | 566797.8 | 144288.3 | 2494.5 | 4242 | 0 | 7825 | 84727 | 0 | 891 | 11514.7 | 169919.3 | 0 | 7285.7 | 3315.4 | 34903.5 | 88349.2 | 7492.7 | 11955.1 | 0 | 66666.4 | 65110.8 | 105.3 | 9778.1 | 8647.4 | 2002.2 | 8050.4
2972 | 124 | Day124 | 19 | Hour19 | 5 | Spring | 2117 | #N/A | Spring | 550234 | 2024-05-04 19:00 | 546680.2 | 0 | 0 | 3553.8 | 550233.9 | 525953.4 | 432209.9 | 0.0379 | 0.0603 | 0.5 | 0.49 | 304.6 | 21.2 | 3.01 | 24.1 | 1070.6 | 0.2 | 306.1 | 56.1 | 362.1 | 321.9 | 22.4 | 3.17 | 25.6 | 1134.1 | 0.21 | 323.4 | 59.5 | 382.9 | 402.9 | 21.5 | 3.09 | 37.1 | 1506.7 | 0.3 | 404.4 | 82.1 | 486.4 | 673.9 | 16.1 | 1.81 | 76.6 | 3404.6 | 0.3 | 674.9 | 178.2 | 853.1 | 32.75 | 0 | 0.24 | 32.98 | 34.86 | 0 | 0.25 | 35.12 | 550234 | 118024 | 2325.5 | 4253 | 0 | 8374.7 | 83725.5 | 0 | 588.6 | 6486.5 | 175162.6 | 0 | 7194.7 | 3315.4 | 40889.8 | 88396.1 | 7967.1 | 10605.6 | 0 | 32251.8 | 78553 | 144.1 | 7319.1 | 7783.2 | 2215.2 | 8258.9
2973 | 124 | Day124 | 20 | Hour20 | 5 | Spring | 2117 | #N/A | Spring | 543861 | 2024-05-04 20:00 | 539269.8 | 0 | 0 | 4591.3 | 543861 | 519015.4 | 448855.4 | 0.0376 | 0.0594 | 0.51 | 0.5 | 299.9 | 21.1 | 2.99 | 23.5 | 1051.7 | 0.2 | 301.3 | 54.9 | 356.2 | 317.9 | 22.3 | 3.15 | 25.1 | 1118.2 | 0.21 | 319.4 | 58.5 | 377.9 | 416.3 | 22.3 | 3.19 | 38.1 | 1565.1 | 0.3 | 417.8 | 84.8 | 502.6 | 890 | 88.6 | 12.78 | 40.1 | 2367 | 0.44 | 896.1 | 110.8 | 1006.9 | 31.07 | 0 | 0.24 | 31.32 | 33.06 | 0 | 0.26 | 33.32 | 543861 | 95005.7 | 4913.2 | 4253 | 0 | 8374.7 | 82732.5 | 0 | 91.7 | 3327.6 | 176366.6 | 0 | 2599 | 3315.4 | 58968.2 | 88396.1 | 6771.7 | 12165 | 0 | 5414.2 | 86031.3 | 140.8 | 2062 | 1139.8 | 2152.5 | 7679.9
2974 | 124 | Day124 | 21 | Hour21 | 5 | Spring | 2117 | #N/A | Spring | 522240.3 | 2024-05-04 21:00 | 517146.8 | 0 | 0 | 5093.5 | 522240.3 | 498171.1 | 430301.7 | 0.0367 | 0.057 | 0.5 | 0.5 | 298.6 | 20.8 | 2.93 | 23.7 | 1058.7 | 0.19 | 300 | 55.3 | 355.3 | 312.5 | 21.7 | 3.06 | 24.9 | 1109.5 | 0.2 | 314 | 58 | 372 | 402.3 | 25.5 | 3.6 | 32.1 | 1470.2 | 0.23 | 404.1 | 76 | 480.1 | 918.4 | 46.4 | 8.05 | 103.2 | 2269.9 | 1.55 | 922 | 171.3 | 1093.3 | 29.84 | 0 | 0.25 | 30.09 | 31.65 | 0 | 0.26 | 31.92 | 522240.3 | 91938.6 | 4854.7 | 4257.5 | 0 | 8374.7 | 77957.3 | 0 | 0 | 2.7 | 173520.9 | 0 | 2596.7 | 3315.4 | 56166.2 | 88396.1 | 5841.8 | 5020.4 | 0 | 1.6 | 91806 | 128.2 | 469.6 | 1144.3 | 2573.7 | 8258.9
2975 | 124 | Day124 | 22 | Hour22 | 5 | Spring | 2117 | #N/A | Spring | 487715.8 | 2024-05-04 22:00 | 482497 | 0 | 0 | 5218.7 | 487715.8 | 465416.1 | 395239.7 | 0.0354 | 0.0533 | 0.53 | 0.52 | 273.5 | 18.4 | 2.58 | 22.5 | 994.3 | 0.18 | 274.8 | 52.2 | 326.9 | 285.3 | 19.2 | 2.69 | 23.5 | 1039 | 0.19 | 286.7 | 54.6 | 341.2 | 462.7 | 31.9 | 4.48 | 34 | 1658.1 | 0.24 | 464.9 | 83.5 | 548.3 | 1100 | 124.3 | 18.07 | 36.2 | 2462.7 | 0.55 | 1108.6 | 109.7 | 1218.3 | 27.52 | 0 | 0.25 | 27.77 | 29.08 | 0 | 0.26 | 29.34 | 487715.8 | 92476 | 4887.4 | 4247.1 | 0 | 8374.7 | 63871 | 0 | 0 | 0 | 160789.4 | 0 | 1290.8 | 3315.4 | 51543.9 | 88396.1 | 4159.8 | 4364.1 | 0 | 0 | 92335.6 | 140.4 | 0.4 | 1486.3 | 3222.3 | 8258.9
2976 | 124 | Day124 | 23 | Hour23 | 5 | Spring | 2117 | #N/A | Spring | 452278 | 2024-05-04 23:00 | 447188.4 | 0 | 0 | 5089.7 | 452278.1 | 431884.7 | 364647.6 | 0.0342 | 0.0495 | 0.55 | 0.55 | 248.7 | 15.7 | 2.19 | 21.8 | 936.1 | 0.17 | 249.8 | 49.7 | 299.5 | 259.2 | 16.3 | 2.28 | 22.8 | 977.1 | 0.18 | 260.3 | 51.9 | 312.3 | 473.3 | 31.6 | 4.43 | 35.7 | 1731.6 | 0.24 | 475.4 | 87.3 | 562.8 | 783.9 | 68.1 | 9.72 | 44.4 | 2401.4 | 0.38 | 788.6 | 116.1 | 904.7 | 25.44 | 0 | 0.25 | 25.69 | 26.77 | 0 | 0.27 | 27.04 | 452278 | 87630.4 | 3640.8 | 4198.3 | 0 | 8229.4 | 48844.4 | 0 | 0 | 0 | 147651 | 0 | 1348 | 3315.4 | 50733.4 | 88396.1 | 3930.8 | 4360 | 0 | 0 | 87538.3 | 92.1 | 0 | 1682.8 | 4124.8 | 5872.2
2977 | 125 | Day125 | 0 | Hour0 | 5 | Spring | 10 | 580805.6 | Spring | 420674.7 | 2024-05-05 | 415318.8 | 124.1 | 0 | 5231.8 | 420674.7 | 401526 | 335276.2 | 0.0332 | 0.046 | 0.58 | 0.57 | 234.1 | 14.5 | 2.02 | 21.1 | 889.9 | 0.17 | 235.1 | 47.6 | 282.7 | 243.6 | 15 | 2.09 | 22 | 927.5 | 0.17 | 244.6 | 49.7 | 294.3 | 471.4 | 29.6 | 4.12 | 37.2 | 1782 | 0.24 | 473.4 | 90.4 | 563.8 | 809.7 | 75.8 | 10.86 | 40.8 | 2318.9 | 0.39 | 814.9 | 110 | 924.9 | 24.11 | 0 | 0.25 | 24.36 | 25.28 | 0 | 0.27 | 25.55 | 420674.7 | 85398.5 | 2214.7 | 4193.8 | 0 | 5619.5 | 41374.3 | 0 | 0 | 0 | 131916.8 | 0 | 1224.4 | 3315.4 | 49083.6 | 88396.1 | 3663.9 | 4273.7 | 0 | 0 | 85210.3 | 188.2 | 0 | 1492.5 | 1183.2 | 4775.1
2978 | 125 | Day125 | 1 | Hour1 | 5 | Spring | 2117 | #N/A | Spring | 400264.6 | 2024-05-05 01:00 | 391938.5 | 404.6 | 2616 | 5305.6 | 400264.6 | 379206.4 | 315406.6 | 0.0325 | 0.0434 | 0.59 | 0.58 | 232.1 | 14.6 | 2.05 | 20.8 | 871.7 | 0.17 | 233.1 | 46.8 | 279.9 | 241.1 | 15.2 | 2.12 | 21.6 | 906.2 | 0.18 | 242.1 | 48.6 | 290.8 | 459.5 | 26.5 | 3.65 | 38.5 | 1813.2 | 0.23 | 461.3 | 92.6 | 553.9 | 736.5 | 70.3 | 10.11 | 35.8 | 2062.3 | 0.36 | 741.4 | 97.4 | 838.8 | 22.55 | 0 | 0.25 | 22.8 | 23.58 | 0 | 0.27 | 23.84 | 400264.6 | 84858 | 21.6 | 4193.8 | 0 | 4760.4 | 40191.2 | 0 | 0 | 0 | 120737.2 | 0 | 1168.7 | 3315.4 | 46297.5 | 88396.1 | 3663.9 | 2660.7 | 0 | 0 | 84680 | 178 | 0 | 0 | 168.1 | 4775.1
2979 | 125 | Day125 | 2 | Hour2 | 5 | Spring | 2117 | #N/A | Spring | 389198 | 2024-05-05 02:00 | 375989.5 | 2713.8 | 5243 | 5251.7 | 389198 | 363953.6 | 305532.5 | 0.032 | 0.0415 | 0.58 | 0.58 | 234.9 | 15 | 2.1 | 20.9 | 876.7 | 0.17 | 235.9 | 47.1 | 283 | 243.9 | 15.5 | 2.18 | 21.7 | 910.3 | 0.18 | 245 | 48.8 | 293.8 | 450.5 | 25.1 | 3.44 | 38.6 | 1801.8 | 0.23 | 452.2 | 92.4 | 544.5 | 716 | 71.8 | 10.34 | 32.4 | 1900.8 | 0.36 | 720.9 | 89.1 | 810.1 | 21.86 | 0 | 0.25 | 22.12 | 22.79 | 0 | 0.26 | 23.05 | 389198 | 83665.4 | 10.3 | 4193.8 | 0 | 4760.4 | 40191.2 | 0 | 0 | 0 | 116776.7 | 0 | 1168.7 | 3315.4 | 42385.9 | 87691.4 | 3663.9 | 1374.6 | 0 | 0 | 83500.5 | 165 | 0 | 0 | 172.1 | 4775.1
2980 | 125 | Day125 | 3 | Hour3 | 5 | Spring | 2117 | #N/A | Spring | 384851.5 | 2024-05-05 03:00 | 368883.9 | 5314.7 | 5400 | 5252.9 | 384851.5 | 357153.9 | 300608.9 | 0.0318 | 0.0407 | 0.58 | 0.58 | 236.8 | 15.1 | 2.12 | 21 | 882.5 | 0.17 | 237.8 | 47.4 | 285.2 | 246.5 | 15.8 | 2.21 | 21.8 | 917.6 | 0.18 | 247.6 | 49.2 | 296.8 | 440.1 | 24.7 | 3.4 | 37.7 | 1751.8 | 0.23 | 441.7 | 90 | 531.7 | 593.5 | 52.7 | 7.52 | 34 | 1793.5 | 0.32 | 597.1 | 87.6 | 684.7 | 21.09 | 0 | 0.26 | 21.36 | 21.98 | 0 | 0.26 | 22.24 | 384851.5 | 84242.6 | 0 | 4193.8 | 0 | 4760.4 | 40191.2 | 0 | 0 | 0 | 115941.3 | 0 | 1168.7 | 3315.4 | 39842.9 | 86948.8 | 3663.9 | 582.3 | 0 | 0 | 84124.5 | 118.1 | 0 | 0 | 0 | 4404.6
2981 | 125 | Day125 | 4 | Hour4 | 5 | Spring | 2117 | #N/A | Spring | 384637.4 | 2024-05-05 04:00 | 373127.1 | 4088 | 2381.3 | 5040.9 | 384637.3 | 361228.7 | 300031 | 0.0319 | 0.0411 | 0.58 | 0.57 | 238.9 | 15.2 | 2.12 | 21.3 | 893.4 | 0.17 | 239.9 | 47.9 | 287.9 | 248.8 | 15.8 | 2.22 | 22.1 | 929.6 | 0.18 | 249.9 | 49.8 | 299.7 | 431.7 | 24.1 | 3.31 | 37.2 | 1722.9 | 0.23 | 433.4 | 88.6 | 522 | 359.9 | 9.4 | 1.09 | 40.1 | 1797.8 | 0.16 | 360.5 | 93.7 | 454.2 | 20.07 | 0 | 0.26 | 20.33 | 21.01 | 0 | 0.26 | 21.26 | 384637.4 | 84606.4 | 15.2 | 4189.3 | 0 | 4760.4 | 40191.2 | 0 | 0 | 9.9 | 118063.2 | 0 | 1168.7 | 3315.4 | 38334.2 | 86034.9 | 3663.9 | 294.5 | 0 | 17.6 | 84424.8 | 154 | 0 | 0 | 7.8 | 4852.6
2982 | 125 | Day125 | 5 | Hour5 | 5 | Spring | 2117 | #N/A | Spring | 397740 | 2024-05-05 05:00 | 391430 | 1073.6 | 177.1 | 5059.2 | 397740 | 378754.2 | 309054.3 | 0.0324 | 0.0432 | 0.57 | 0.57 | 238.5 | 15 | 2.09 | 21.3 | 898.1 | 0.17 | 239.6 | 48.1 | 287.7 | 247.6 | 15.5 | 2.17 | 22.2 | 932.7 | 0.18 | 248.6 | 50 | 298.6 | 449.8 | 27.1 | 3.75 | 36.8 | 1736.5 | 0.23 | 451.7 | 88.6 | 540.3 | 392 | 14.9 | 1.9 | 41.1 | 1816.1 | 0.21 | 393 | 95.2 | 488.2 | 21.74 | 0 | 0.24 | 21.99 | 22.78 | 0 | 0.26 | 23.03 | 397740 | 88685.7 | 150.3 | 4189.3 | 0 | 4760.4 | 40844.7 | 0 | 0 | 111.3 | 124240.3 | 0 | 1168.7 | 3315.4 | 37568.5 | 88056.8 | 3663.9 | 1095.8 | 0 | 4107.6 | 84190.8 | 276 | 49.8 | 0 | 7 | 4852.6
2983 | 125 | Day125 | 6 | Hour6 | 5 | Spring | 2117 | #N/A | Spring | 423513.2 | 2024-05-05 06:00 | 417999.6 | 239.2 | 4.1 | 5270.3 | 423513.3 | 404139.6 | 318265 | 0.0332 | 0.0461 | 0.58 | 0.58 | 233.3 | 14.8 | 2.07 | 20.7 | 874.9 | 0.17 | 234.3 | 46.8 | 281.1 | 241.9 | 15.3 | 2.14 | 21.4 | 907.7 | 0.17 | 242.9 | 48.5 | 291.4 | 309.7 | 18 | 2.49 | 25.9 | 1209.2 | 0.16 | 311 | 62 | 373 | 484 | 20.9 | 2.73 | 46.5 | 2158.3 | 0.22 | 485.3 | 110.9 | 596.2 | 23.65 | 0 | 0.25 | 23.9 | 24.81 | 0 | 0.26 | 25.07 | 423513.2 | 105248.3 | 585 | 4189.3 | 0 | 5594.5 | 43194.8 | 0 | 0 | 2902.9 | 128400.2 | 0 | 1168.7 | 3315.4 | 39532.4 | 88396.1 | 3663.9 | 224.7 | 0 | 22588.6 | 79420.5 | 336.3 | 880.6 | 0 | 0 | 6939
2984 | 125 | Day125 | 7 | Hour7 | 5 | Spring | 2117 | #N/A | Spring | 446541.7 | 2024-05-05 07:00 | 441136.4 | 217.6 | 217.1 | 4970.6 | 446541.7 | 426187.4 | 324930.7 | 0.0339 | 0.0486 | 0.6 | 0.6 | 230.1 | 15.1 | 2.12 | 19.8 | 846.9 | 0.16 | 231.1 | 45.1 | 276.2 | 238.7 | 15.7 | 2.2 | 20.6 | 879.3 | 0.17 | 239.8 | 46.8 | 286.6 | 175.4 | 7 | 0.92 | 17.7 | 777.8 | 0.1 | 175.8 | 40.9 | 216.7 | 972.5 | 102 | 14.74 | 39 | 2437.5 | 0.48 | 979.6 | 111.8 | 1091.4 | 23.74 | 0 | 0.25 | 24 | 25 | 0 | 0.27 | 25.27 | 446541.7 | 121611 | 856.2 | 4193.8 | 0 | 8366.7 | 47175 | 0 | 0.4 | 5039.2 | 127438.5 | 0 | 1188.7 | 3315.4 | 40126 | 88396.1 | 3703 | 171.3 | 0 | 51686.8 | 64435.9 | 448.7 | 2771.3 | 0 | 0 | 8258.9
2985 | 125 | Day125 | 8 | Hour8 | 5 | Spring | 2117 | #N/A | Spring | 468104.3 | 2024-05-05 08:00 | 462991.9 | 303.8 | 120.4 | 4688.2 | 468104.3 | 446961 | 316478.9 | 0.0346 | 0.051 | 0.61 | 0.61 | 226.1 | 15.2 | 2.14 | 19 | 820.5 | 0.16 | 227.1 | 43.5 | 270.6 | 234.6 | 15.8 | 2.22 | 19.8 | 851.8 | 0.16 | 235.7 | 45.2 | 280.9 | 124 | 4.3 | 0.57 | 13.2 | 563.4 | 0.07 | 124.3 | 30 | 154.3 | 856.9 | 84.5 | 12.16 | 39.3 | 2316.8 | 0.42 | 862.7 | 108.5 | 971.2 | 23.8 | 0 | 0.26 | 24.06 | 25.14 | 0 | 0.27 | 25.41 | 468104.3 | 151625.4 | 13 | 4184.4 | 0 | 8374.7 | 50483.9 | 0 | 480.6 | 7917.3 | 126950.8 | 0 | 1168.7 | 3315.4 | 29889 | 88396.1 | 3703 | 0 | 0 | 95648.5 | 46980 | 599 | 4476.5 | 0 | 0 | 8050.4
2986 | 125 | Day125 | 9 | Hour9 | 5 | Spring | 2117 | #N/A | Spring | 496017.8 | 2024-05-05 09:00 | 484388.8 | 1784.3 | 4151.1 | 5693.6 | 496017.9 | 467245.3 | 320511.5 | 0.0354 | 0.0533 | 0.61 | 0.61 | 226.1 | 15.5 | 2.18 | 18.6 | 812.2 | 0.16 | 227.1 | 42.9 | 270 | 237.4 | 16.3 | 2.29 | 19.5 | 852.1 | 0.16 | 238.5 | 45 | 283.4 | 104.2 | 3.6 | 0.46 | 11.1 | 475 | 0.06 | 104.4 | 25.3 | 129.7 | 508.9 | 35.7 | 4.98 | 38.2 | 1840.2 | 0.28 | 511.3 | 93.1 | 604.4 | 21.97 | 0 | 0.26 | 22.23 | 23.46 | 0 | 0.27 | 23.73 | 496017.8 | 175506.4 | 9.7 | 4161.7 | 0 | 8201.8 | 55003.4 | 0 | 891.7 | 15037.6 | 131285.8 | 0 | 1168.7 | 3315.4 | 25952.1 | 87496.8 | 3703 | 213 | 0 | 117955.7 | 41084.7 | 536.7 | 9538.9 | 204.5 | 53.8 | 8258.9
2987 | 125 | Day125 | 10 | Hour10 | 5 | Spring | 2117 | #N/A | Spring | 517262 | 2024-05-05 10:00 | 504757 | 2502.5 | 4151.1 | 5851.3 | 517262 | 486504.7 | 332829.2 | 0.0362 | 0.0556 | 0.61 | 0.6 | 229.5 | 15.8 | 2.22 | 18.8 | 824.9 | 0.16 | 230.6 | 43.4 | 274 | 241.5 | 16.6 | 2.33 | 19.7 | 867.2 | 0.16 | 242.6 | 45.6 | 288.2 | 92.9 | 3.1 | 0.4 | 10.1 | 424.6 | 0.06 | 93.1 | 22.7 | 115.8 | 396.2 | 7.5 | 0.75 | 47.5 | 2073.6 | 0.19 | 396.7 | 109.3 | 506 | 22.49 | 0 | 0.26 | 22.74 | 24.07 | 0 | 0.27 | 24.34 | 517262 | 184432.8 | 120.4 | 4161.7 | 0 | 7932.3 | 58258.2 | 0 | 994.1 | 17078.7 | 139435.8 | 0 | 1203.1 | 3315.4 | 27167 | 87319.2 | 3703 | 213 | 0 | 125236.7 | 40558.7 | 564.6 | 13170.8 | 622.7 | 240.2 | 8050.4
2988 | 125 | Day125 | 11 | Hour11 | 5 | Spring | 2117 | #N/A | Spring | 534066.8 | 2024-05-05 11:00 | 521751.9 | 2248.5 | 4147 | 5919.5 | 534066.8 | 502521.2 | 344710 | 0.0369 | 0.0575 | 0.6 | 0.59 | 238.5 | 16.7 | 2.35 | 19.1 | 848.2 | 0.16 | 239.6 | 44.4 | 284 | 250.9 | 17.6 | 2.47 | 20.1 | 891.9 | 0.17 | 252.1 | 46.7 | 298.8 | 93.3 | 3.2 | 0.42 | 9.9 | 425.6 | 0.05 | 93.5 | 22.6 | 116.1 | 374.7 | 7.1 | 0.71 | 44.9 | 1960.8 | 0.18 | 375.1 | 103.3 | 478.4 | 23.49 | 0 | 0.25 | 23.75 | 25.2 | 0 | 0.26 | 25.46 | 534066.8 | 189356.9 | 208.5 | 4161.7 | 0 | 7884 | 64337.4 | 0 | 1006.5 | 18108.1 | 145404.8 | 0 | 1203.1 | 3315.4 | 26917.6 | 87319.2 | 3703 | 255.2 | 0 | 129125.8 | 40468.6 | 647.8 | 15134.8 | 1024.6 | 115.1 | 8258.9
2989 | 125 | Day125 | 12 | Hour12 | 5 | Spring | 2117 | #N/A | Spring | 547174.8 | 2024-05-05 12:00 | 535583 | 1321.2 | 4360 | 5910.7 | 547174.8 | 515515.9 | 354519.2 | 0.0375 | 0.0591 | 0.59 | 0.59 | 245 | 17.4 | 2.45 | 19.3 | 865 | 0.16 | 246.2 | 45.1 | 291.3 | 257.5 | 18.3 | 2.57 | 20.3 | 908.8 | 0.17 | 258.7 | 47.4 | 306.2 | 89.2 | 3.1 | 0.4 | 9.4 | 408.3 | 0.05 | 89.4 | 21.6 | 111 | 496.8 | 9.4 | 0.94 | 60.3 | 2601.9 | 0.25 | 497.4 | 137.9 | 635.3 | 23.71 | 0 | 0.25 | 23.95 | 25.45 | 0 | 0.26 | 25.71 | 547174.8 | 192655.6 | 81.2 | 4161.7 | 0 | 7825 | 69011.6 | 0 | 1006.1 | 18729.3 | 150102.3 | 0 | 1168.7 | 3315.4 | 27677.5 | 87319.2 | 3703 | 153.6 | 0 | 131197.2 | 41022.8 | 700.1 | 16136.7 | 1287.8 | 147.3 | 8258.9
2990 | 125 | Day125 | 13 | Hour13 | 5 | Spring | 2117 | #N/A | Spring | 560055.1 | 2024-05-05 13:00 | 548527.5 | 1288 | 4360 | 5879.7 | 560055.2 | 527647.5 | 365861.7 | 0.0381 | 0.0607 | 0.58 | 0.58 | 252.6 | 18 | 2.54 | 19.8 | 888.4 | 0.16 | 253.8 | 46.3 | 300.1 | 265.6 | 18.9 | 2.67 | 20.8 | 933.7 | 0.17 | 266.9 | 48.6 | 315.5 | 87.3 | 2.7 | 0.33 | 9.5 | 415.3 | 0.05 | 87.5 | 21.9 | 109.4 | 476.5 | 10.3 | 1.27 | 58.5 | 2303.4 | 0.35 | 477.2 | 127.2 | 604.4 | 24.66 | 0 | 0.24 | 24.9 | 26.51 | 0 | 0.25 | 26.76 | 560055.1 | 194193.4 | 225.5 | 4210.6 | 0 | 7829.6 | 73136.4 | 0 | 999.9 | 19614.8 | 156306.8 | 0 | 1168.7 | 3315.4 | 28155.8 | 87319.2 | 4036 | 157.7 | 0 | 132016.3 | 40803.6 | 758.9 | 15869.1 | 3331 | 788.7 | 8050.4
2991 | 125 | Day125 | 14 | Hour14 | 5 | Spring | 2117 | #N/A | Spring | 570386.2 | 2024-05-05 14:00 | 558045.6 | 2252.7 | 4360 | 5727.9 | 570386.3 | 536541.3 | 376591.8 | 0.0385 | 0.0619 | 0.57 | 0.57 | 259 | 18.4 | 2.6 | 20.2 | 912.2 | 0.17 | 260.3 | 47.4 | 307.7 | 272.8 | 19.4 | 2.74 | 21.3 | 960 | 0.18 | 274.1 | 49.9 | 324 | 88.5 | 2.8 | 0.34 | 9.6 | 420.5 | 0.04 | 88.7 | 22.1 | 110.8 | 860.5 | 89.7 | 12.96 | 36.5 | 2175.8 | 0.45 | 866.8 | 101.4 | 968.2 | 25.05 | 0 | 0.24 | 25.3 | 26.98 | 0 | 0.25 | 27.24 | 570386.2 | 193794.4 | 276.4 | 4210.6 | 0 | 7829.6 | 76069.3 | 0 | 997.6 | 20328 | 163198.2 | 0 | 1168.7 | 3315.4 | 28809.4 | 87319.2 | 4212.3 | 182.7 | 0 | 129524.5 | 42211.4 | 732.8 | 15846.5 | 7193.4 | 566.5 | 8050.4
2992 | 125 | Day125 | 15 | Hour15 | 5 | Spring | 2117 | #N/A | Spring | 577176.3 | 2024-05-05 15:00 | 564228.9 | 3002.1 | 4360 | 5585.4 | 577176.3 | 542306.7 | 387892.7 | 0.0388 | 0.0627 | 0.56 | 0.56 | 265.6 | 18.9 | 2.67 | 20.7 | 931.7 | 0.17 | 266.9 | 48.5 | 315.3 | 281 | 20 | 2.83 | 21.8 | 984.7 | 0.18 | 282.3 | 51.2 | 333.6 | 87.6 | 3.2 | 0.41 | 8.9 | 407.4 | 0.04 | 87.8 | 21.1 | 108.9 | 693.6 | 46.7 | 6.96 | 58.2 | 2156.8 | 0.64 | 696.9 | 122.7 | 819.5 | 25.59 | 0 | 0.24 | 25.83 | 27.61 | 0 | 0.25 | 27.86 | 577176.3 | 189283.6 | 122.7 | 4220.9 | 0 | 7825 | 79099.8 | 0 | 995.3 | 19547.4 | 167117.3 | 0 | 1400.3 | 3315.4 | 30841.6 | 87319.2 | 4894.8 | 1735.7 | 0 | 123561.9 | 44632.1 | 546.9 | 15668.2 | 6897 | 842.9 | 8258.9
2993 | 125 | Day125 | 16 | Hour16 | 5 | Spring | 2117 | #N/A | Spring | 580805.6 | 2024-05-05 16:00 | 567150.1 | 4405.7 | 4147 | 5102.8 | 580805.6 | 545032.7 | 402278.4 | 0.039 | 0.0631 | 0.56 | 0.54 | 271.8 | 19.5 | 2.75 | 21 | 948.3 | 0.17 | 273.1 | 49.3 | 322.4 | 291.1 | 20.9 | 2.95 | 22.5 | 1015.7 | 0.19 | 292.5 | 52.8 | 345.4 | 121.2 | 5.7 | 0.76 | 11.3 | 519.8 | 0.06 | 121.6 | 26.9 | 148.4 | 901.7 | 91.3 | 13.34 | 42.6 | 2212.7 | 0.58 | 908 | 108.7 | 1016.7 | 26.33 | 0 | 0.23 | 26.56 | 28.46 | 0 | 0.23 | 28.7 | 580805.6 | 178527.2 | 821 | 4220.9 | 0 | 7825 | 82267.7 | 0 | 994.3 | 18110.4 | 168580.4 | 0 | 2083.9 | 3315.4 | 32543.7 | 87319.2 | 5224.9 | 8076.3 | 0 | 111631.6 | 47350.4 | 440.4 | 14683.7 | 7235.8 | 508.4 | 8258.9
2994 | 125 | Day125 | 17 | Hour17 | 5 | Spring | 2117 | #N/A | Spring | 573546.2 | 2024-05-05 17:00 | 561574.4 | 2970 | 4147 | 4854.9 | 573546.2 | 539819.7 | 414009.6 | 0.0387 | 0.0624 | 0.54 | 0.53 | 280.8 | 19.9 | 2.81 | 21.9 | 983.4 | 0.18 | 282.1 | 51.3 | 333.4 | 301.1 | 21.3 | 3.01 | 23.6 | 1056.9 | 0.2 | 302.5 | 55.2 | 357.7 | 166.8 | 9 | 1.24 | 14.7 | 666.3 | 0.09 | 167.4 | 34.5 | 201.9 | 601 | 20.4 | 2.56 | 63 | 2838.3 | 0.28 | 602.3 | 147.7 | 750 | 30.5 | 0 | 0.24 | 30.74 | 32.91 | 0 | 0.25 | 33.16 | 573546.2 | 159536.6 | 2765.9 | 4220.9 | 0 | 7922.8 | 82405.2 | 0 | 976.9 | 15603.8 | 170460.8 | 0 | 4284.5 | 3315.4 | 33859.5 | 87319.2 | 6210.2 | 11245.1 | 0 | 92462 | 50139.8 | 354 | 11417.7 | 6621 | 2629 | 7806.2
2995 | 125 | Day125 | 18 | Hour18 | 5 | Spring | 2117 | #N/A | Spring | 552837.9 | 2024-05-05 18:00 | 546796 | 50.5 | 1374.6 | 4616.8 | 552837.9 | 525989.2 | 419829.9 | 0.038 | 0.0606 | 0.52 | 0.51 | 295.7 | 21 | 2.97 | 23 | 1033.8 | 0.19 | 297.2 | 53.9 | 351.1 | 314.5 | 22.3 | 3.15 | 24.7 | 1102.4 | 0.21 | 316 | 57.6 | 373.6 | 319.3 | 16.9 | 2.41 | 29.4 | 1207.9 | 0.23 | 320.5 | 65.5 | 386 | 587.4 | 11.2 | 1.15 | 69.4 | 3054.9 | 0.26 | 588 | 160.5 | 748.5 | 35.02 | 0 | 0.24 | 35.26 | 37.43 | 0 | 0.25 | 37.68 | 552837.9 | 133008 | 2854 | 4243.6 | 0 | 8234 | 83850 | 0 | 878.5 | 11420.7 | 171383.2 | 0 | 4775.6 | 3315.4 | 34545.4 | 88396.1 | 6484.1 | 11748.5 | 0 | 66479 | 53973.3 | 256.4 | 9663 | 8306.7 | 2710.5 | 8258.9
2996 | 125 | Day125 | 19 | Hour19 | 5 | Spring | 2117 | #N/A | Spring | 534805 | 2024-05-05 19:00 | 530882.1 | 0 | 0 | 3922.8 | 534804.9 | 511067.1 | 421939.8 | 0.0373 | 0.0587 | 0.51 | 0.5 | 298.1 | 20.9 | 2.96 | 23.5 | 1049.1 | 0.19 | 299.5 | 54.8 | 354.3 | 314 | 22 | 3.11 | 24.9 | 1108.1 | 0.21 | 315.5 | 57.9 | 373.5 | 387.8 | 21 | 2.98 | 35.1 | 1470.7 | 0.27 | 389.3 | 79 | 468.2 | 550.3 | 23 | 3 | 53.7 | 2466.8 | 0.26 | 551.8 | 127.3 | 679.1 | 30.51 | 0 | 0.24 | 30.75 | 32.43 | 0 | 0.25 | 32.68 | 534805 | 112865.1 | 1551.1 | 4253 | 0 | 8374.7 | 80865.6 | 0 | 588.9 | 6571.2 | 174025.2 | 0 | 2649.3 | 3315.4 | 43801.4 | 88396.1 | 6175.5 | 8532.5 | 0 | 32683.1 | 72861.4 | 160.5 | 7251 | 4987.9 | 2267.1 | 8050.4
2997 | 125 | Day125 | 20 | Hour20 | 5 | Spring | 2117 | #N/A | Spring | 526676.2 | 2024-05-05 20:00 | 521697.4 | 0 | 0 | 4978.9 | 526676.3 | 502447.1 | 432742.1 | 0.0369 | 0.0576 | 0.51 | 0.5 | 293.9 | 20.5 | 2.89 | 23.3 | 1041.3 | 0.19 | 295.3 | 54.4 | 349.7 | 308.9 | 21.4 | 3.02 | 24.7 | 1098.6 | 0.2 | 310.4 | 57.5 | 367.8 | 396.2 | 23.6 | 3.34 | 33.3 | 1474.9 | 0.24 | 397.9 | 77.3 | 475.2 | 634.4 | 15.9 | 1.82 | 71.5 | 3180.4 | 0.29 | 635.4 | 166.4 | 801.8 | 30.08 | 0 | 0.25 | 30.32 | 31.93 | 0 | 0.26 | 32.19 | 526676.2 | 93934.2 | 5178.5 | 4253 | 0 | 8374.7 | 77600.4 | 0 | 92.3 | 3148.9 | 172611.2 | 0 | 2263.9 | 3315.4 | 56384.5 | 88396.1 | 5742.5 | 8621.8 | 0 | 5022.3 | 85157.8 | 512.9 | 2069.9 | 1341.8 | 1896.9 | 8258.9
2998 | 125 | Day125 | 21 | Hour21 | 5 | Spring | 2117 | #N/A | Spring | 506400.2 | 2024-05-05 21:00 | 501200.6 | 0 | 0 | 5199.5 | 506400.2 | 483123.3 | 415560.4 | 0.0361 | 0.0552 | 0.51 | 0.51 | 291.2 | 20.2 | 2.84 | 23.3 | 1039.9 | 0.19 | 292.6 | 54.3 | 346.9 | 304 | 21 | 2.95 | 24.4 | 1087.7 | 0.2 | 305.4 | 56.8 | 362.2 | 389 | 22.9 | 3.2 | 32.7 | 1478 | 0.22 | 390.5 | 76.8 | 467.3 | 1195.4 | 136.4 | 19.84 | 38.1 | 2633.8 | 0.6 | 1204.9 | 116.8 | 1321.6 | 29.36 | 0 | 0.25 | 29.61 | 31.09 | 0 | 0.27 | 31.36 | 506400.2 | 90839.8 | 4674.8 | 4257.5 | 0 | 8374.7 | 73543 | 0 | 0 | 3.9 | 168709.5 | 0 | 1726.2 | 3315.4 | 53538.2 | 88396.1 | 4644.3 | 4380.6 | 0 | 2.6 | 90310.8 | 522.6 | 446.6 | 1947.7 | 3074.7 | 7888.4
2999 | 125 | Day125 | 22 | Hour22 | 5 | Spring | 2117 | #N/A | Spring | 475069.2 | 2024-05-05 22:00 | 469818 | 0 | 0 | 5251.2 | 475069.2 | 453416 | 380398.5 | 0.0349 | 0.0518 | 0.55 | 0.54 | 257.5 | 17.1 | 2.39 | 21.5 | 951.6 | 0.17 | 258.7 | 49.9 | 308.5 | 268.8 | 17.8 | 2.49 | 22.4 | 994.7 | 0.17 | 270 | 52.1 | 322.1 | 446.9 | 31.1 | 4.36 | 32.6 | 1598.5 | 0.22 | 449 | 80.3 | 529.3 | 818.7 | 50.1 | 7.99 | 78.1 | 2211.3 | 1.07 | 822.4 | 144.3 | 966.7 | 27.43 | 0 | 0.26 | 27.69 | 28.95 | 0 | 0.27 | 29.22 | 475069.2 | 94670.7 | 4124.5 | 4247.1 | 0 | 8374.7 | 58105.1 | 0 | 0 | 0 | 155536 | 0 | 217.5 | 3315.4 | 51454.8 | 88396.1 | 2263 | 4364.1 | 0 | 0 | 94185 | 485.8 | 0.6 | 948.5 | 3511.4 | 7979.5
3000 | 125 | Day125 | 23 | Hour23 | 5 | Spring | 2117 | #N/A | Spring | 444123.8 | 2024-05-05 23:00 | 438810.9 | 0 | 0 | 5312.9 | 444123.8 | 423929.8 | 348699.1 | 0.0339 | 0.0485 | 0.58 | 0.57 | 229.3 | 14.4 | 2 | 20.2 | 873.6 | 0.16 | 230.2 | 46.3 | 276.5 | 239.2 | 15 | 2.08 | 21.1 | 912.8 | 0.16 | 240.2 | 48.3 | 288.6 | 444.2 | 28.6 | 3.97 | 34.3 | 1671.2 | 0.22 | 446.1 | 84.2 | 530.3 | 996.9 | 108.9 | 15.81 | 36.4 | 2348 | 0.5 | 1004.4 | 106.5 | 1110.9 | 25.55 | 0 | 0.26 | 25.81 | 26.87 | 0 | 0.27 | 27.15 | 444123.8 | 95424.6 | 3827.3 | 4192.5 | 0 | 7821.3 | 44728.4 | 0 | 0 | 0 | 140389.8 | 0 | 159.1 | 3315.4 | 50094 | 88155 | 1869.3 | 4147 | 0 | 0 | 95242.4 | 182.3 | 0 | 1458.1 | 3723.3 | 5882.6
3001 | 126 | Day126 | 0 | Hour0 | 5 | Spring | 21 | 540776.7 | Spring | 415205.2 | 2024-05-06 | 409442.1 | 6.6 | 213 | 5543.6 | 415205.2 | 395921.7 | 320924 | 0.033 | 0.0454 | 0.61 | 0.6 | 208.7 | 12.6 | 1.74 | 19.2 | 811.8 | 0.15 | 209.5 | 43.4 | 253 | 217.4 | 13.1 | 1.81 | 20 | 846.5 | 0.15 | 218.3 | 45.3 | 263.6 | 445.9 | 28.8 | 4 | 34.4 | 1674.2 | 0.22 | 447.9 | 84.4 | 532.2 | 441.8 | 13.7 | 1.67 | 47.3 | 2139.2 | 0.2 | 442.7 | 111.1 | 553.8 | 23.7 | 0 | 0.26 | 23.96 | 24.86 | 0 | 0.27 | 25.14 | 415205.2 | 94281.2 | 537.4 | 4189.6 | 0 | 8103.7 | 35828.1 | 0 | 0 | 0 | 125840.2 | 0 | 142.4 | 3315.4 | 49545.9 | 88061 | 1708.8 | 3651.3 | 0 | 0 | 94147.2 | 134 | 0 | 667.4 | 960.6 | 4775.1
3002 | 126 | Day126 | 1 | Hour1 | 5 | Spring | 2117 | #N/A | Spring | 391877 | 2024-05-06 01:00 | 386056 | 129.2 | 236.6 | 5455.2 | 391877 | 373569.8 | 298493.7 | 0.0323 | 0.0428 | 0.63 | 0.62 | 203.5 | 12.8 | 1.77 | 18.5 | 776.5 | 0.15 | 204.3 | 41.7 | 246 | 211.8 | 13.2 | 1.84 | 19.3 | 809.2 | 0.16 | 212.7 | 43.4 | 256.1 | 405 | 21.7 | 2.95 | 35.3 | 1657.8 | 0.2 | 406.5 | 84.7 | 491.2 | 470.7 | 30 | 4.15 | 37.4 | 1794.8 | 0.24 | 472.7 | 90.9 | 563.6 | 21.88 | 0 | 0.26 | 22.13 | 22.89 | 0 | 0.27 | 23.16 | 391877 | 93383.2 | 250 | 4189.6 | 0 | 7135.9 | 34729.5 | 0 | 0 | 0 | 110325.5 | 0 | 95.5 | 3315.4 | 45089.6 | 87978.7 | 1708.8 | 3675.2 | 0 | 0 | 93230.5 | 152.8 | 0 | 9.1 | 244.2 | 4775.1
3003 | 126 | Day126 | 2 | Hour2 | 5 | Spring | 2117 | #N/A | Spring | 374402.4 | 2024-05-06 02:00 | 368669.2 | 184.2 | 359.2 | 5189.8 | 374402.4 | 356924.7 | 283539.8 | 0.0319 | 0.0408 | 0.63 | 0.62 | 204.9 | 13 | 1.81 | 18.6 | 777.3 | 0.15 | 205.7 | 41.8 | 247.5 | 213.1 | 13.5 | 1.88 | 19.3 | 809.1 | 0.16 | 214 | 43.5 | 257.5 | 412.2 | 23 | 3.15 | 35.2 | 1657.9 | 0.2 | 413.8 | 84.7 | 498.4 | 498.5 | 34.7 | 4.85 | 35.9 | 1804.5 | 0.23 | 500.9 | 89.7 | 590.7 | 20.64 | 0 | 0.26 | 20.89 | 21.56 | 0 | 0.27 | 21.83 | 374402.4 | 90862.6 | 211.5 | 4115.9 | 0 | 5550.7 | 33888.3 | 0 | 0 | 0 | 104466.2 | 0 | 95.5 | 3315.4 | 41039.6 | 86698.8 | 1708.8 | 2448.9 | 0 | 0 | 90672.2 | 190.4 | 0 | 0 | 14.8 | 4404.6
3004 | 126 | Day126 | 3 | Hour3 | 5 | Spring | 2117 | #N/A | Spring | 366776.5 | 2024-05-06 03:00 | 358397.2 | 1142.5 | 2052.6 | 5184.2 | 366776.5 | 347077 | 279387.8 | 0.0316 | 0.0396 | 0.62 | 0.62 | 208.5 | 13.3 | 1.85 | 18.8 | 788.5 | 0.15 | 209.4 | 42.4 | 251.8 | 216.8 | 13.8 | 1.93 | 19.5 | 819.4 | 0.16 | 217.8 | 44 | 261.8 | 410 | 22.9 | 3.13 | 35 | 1649.3 | 0.2 | 411.6 | 84.2 | 495.8 | 459.1 | 27.4 | 3.75 | 37.3 | 1808.6 | 0.21 | 461 | 91.2 | 552.2 | 20.59 | 0 | 0.26 | 20.84 | 21.49 | 0 | 0.27 | 21.75 | 366776.5 | 87388.7 | 37.2 | 4115.9 | 0 | 5567.6 | 34110.5 | 0 | 0 | 0 | 103286.7 | 0 | 95.5 | 3315.4 | 39207.4 | 86698.8 | 1708.8 | 1244 | 0 | 0 | 87229.1 | 159.6 | 0 | 0 | 0 | 4775.1
3005 | 126 | Day126 | 4 | Hour4 | 5 | Spring | 2117 | #N/A | Spring | 362040.7 | 2024-05-06 04:00 | 354428.6 | 796.3 | 2225.2 | 4590.6 | 362040.7 | 343274.2 | 275740.3 | 0.0315 | 0.0391 | 0.62 | 0.61 | 210.5 | 13.4 | 1.87 | 19 | 796.1 | 0.16 | 211.4 | 42.8 | 254.2 | 218.8 | 14 | 1.94 | 19.8 | 827.7 | 0.16 | 219.8 | 44.5 | 264.2 | 407.5 | 22.5 | 3.07 | 35.1 | 1647.9 | 0.2 | 409 | 84.3 | 493.3 | 442.8 | 21.3 | 2.83 | 40.6 | 1905.9 | 0.2 | 444.2 | 97.4 | 541.6 | 20.53 | 0 | 0.11 | 20.64 | 21.41 | 0 | 0.12 | 21.52 | 362040.7 | 86300.4 | 783.3 | 4111.4 | 0 | 5716.5 | 33972.2 | 0 | 0 | 16.6 | 102997.9 | 0 | 95.5 | 3315.4 | 34342.4 | 86698.8 | 1708.8 | 1998 | 0 | 39.6 | 86050.9 | 193.3 | 0 | 0 | 3.9 | 4775.1
3006 | 126 | Day126 | 5 | Hour5 | 5 | Spring | 2117 | #N/A | Spring | 366731.2 | 2024-05-06 05:00 | 357825.2 | 1563.1 | 2628.9 | 4714 | 366731.2 | 346544.1 | 276076.8 | 0.0315 | 0.0394 | 0.62 | 0.62 | 208.1 | 13.2 | 1.84 | 18.8 | 788.4 | 0.15 | 209 | 42.4 | 251.4 | 216.6 | 13.8 | 1.92 | 19.5 | 819.8 | 0.16 | 217.6 | 44 | 261.6 | 376.3 | 20.4 | 2.79 | 32.7 | 1531.8 | 0.19 | 377.6 | 78.4 | 456 | 503.4 | 35.2 | 4.92 | 36.2 | 1818.8 | 0.24 | 505.8 | 90.4 | 596.2 | 20.62 | 0 | 0.12 | 20.74 | 21.47 | 0 | 0.12 | 21.59 | 366731.2 | 90654.4 | 811.6 | 4111.4 | 0 | 5716.5 | 33894 | 0 | 0 | 102 | 103563.8 | 0 | 95.5 | 3315.4 | 34964.4 | 86698.8 | 1708.8 | 1196.6 | 0 | 5182.9 | 85054.6 | 315 | 93.2 | 0 | 0 | 4597.3
3007 | 126 | Day126 | 6 | Hour6 | 5 | Spring | 2117 | #N/A | Spring | 384189.4 | 2024-05-06 06:00 | 367251.7 | 3818.4 | 8198 | 4921.3 | 384189.4 | 355597.3 | 270165 | 0.0317 | 0.0404 | 0.65 | 0.65 | 194.3 | 12.6 | 1.76 | 17.4 | 728 | 0.15 | 195.2 | 39.1 | 234.3 | 202.8 | 13.2 | 1.85 | 18 | 757 | 0.15 | 203.7 | 40.6 | 244.4 | 237.9 | 11.2 | 1.49 | 22.4 | 1018.9 | 0.12 | 238.7 | 52.8 | 291.4 | 774 | 79.9 | 11.54 | 32.2 | 1979 | 0.38 | 779.5 | 91.3 | 870.8 | 20.31 | 0 | 0.27 | 20.58 | 21.1 | 0 | 0.26 | 21.36 | 384189.4 | 114024.4 | 864.1 | 4111.4 | 0 | 5716.5 | 34113.5 | 0 | 0 | 2920.6 | 98286.9 | 0 | 95.5 | 3315.4 | 34919.4 | 86698.8 | 1708.8 | 334.7 | 0 | 28426.4 | 82248.8 | 428.6 | 922.6 | 0 | 329.3 | 6390.3
3008 | 126 | Day126 | 7 | Hour7 | 5 | Spring | 2117 | #N/A | Spring | 401016.8 | 2024-05-06 07:00 | 386830 | 3727.5 | 6224.8 | 4234.5 | 401016.8 | 374356.5 | 274505.2 | 0.0322 | 0.0426 | 0.65 | 0.65 | 193.9 | 12.6 | 1.75 | 17.2 | 726.1 | 0.14 | 194.7 | 38.9 | 233.6 | 202.9 | 13.2 | 1.85 | 17.9 | 757.7 | 0.15 | 203.8 | 40.6 | 244.4 | 163.4 | 6.7 | 0.88 | 16.2 | 727.6 | 0.08 | 163.8 | 37.9 | 201.7 | 699.9 | 70.1 | 10.11 | 31.1 | 1857.3 | 0.34 | 704.8 | 86.5 | 791.2 | 19.52 | 0 | 0.25 | 19.77 | 20.42 | 0 | 0.26 | 20.68 | 401016.8 | 126511.5 | 1141.5 | 4116.1 | 0 | 5716.5 | 35525.9 | 0 | 0.5 | 5075.9 | 102576.7 | 0 | 95.5 | 3315.4 | 32523.7 | 86031.1 | 1708.8 | 1754.1 | 0 | 54717.8 | 66274.7 | 442.5 | 2524.3 | 0 | 7.8 | 7385.1
3009 | 126 | Day126 | 8 | Hour8 | 5 | Spring | 2117 | #N/A | Spring | 420745.3 | 2024-05-06 08:00 | 414620.4 | 2026 | 217.1 | 3881.8 | 420745.3 | 400905.2 | 266703.2 | 0.0331 | 0.0457 | 0.67 | 0.67 | 186.9 | 12.4 | 1.73 | 16.4 | 693 | 0.14 | 187.7 | 37.1 | 224.8 | 194 | 12.8 | 1.79 | 17 | 718.7 | 0.14 | 194.8 | 38.5 | 233.3 | 101.1 | 3 | 0.37 | 11.2 | 484 | 0.05 | 101.3 | 25.6 | 126.9 | 701.1 | 69.9 | 10.07 | 32.1 | 1873.8 | 0.36 | 705.9 | 88 | 793.9 | 19.93 | 0 | 0.25 | 20.17 | 21.01 | 0 | 0.26 | 21.27 | 420745.3 | 154042 | 0 | 4106.7 | 0 | 7253.6 | 36889 | 0 | 394 | 7736.2 | 101320.4 | 0 | 95.5 | 3315.4 | 25174 | 86839.8 | 1708.8 | 0 | 0 | 95105.1 | 50445.3 | 361.5 | 4585.4 | 0 | 10.7 | 8254.3
3010 | 126 | Day126 | 9 | Hour9 | 5 | Spring | 2117 | #N/A | Spring | 456997.2 | 2024-05-06 09:00 | 442656.4 | 5119 | 4151.1 | 5070.6 | 456997.2 | 427589.1 | 273093.7 | 0.034 | 0.049 | 0.67 | 0.66 | 190.6 | 12.9 | 1.81 | 16.2 | 696.5 | 0.13 | 191.5 | 36.9 | 228.5 | 201.3 | 13.7 | 1.92 | 17 | 734.8 | 0.14 | 202.2 | 39 | 241.2 | 76.3 | 2.3 | 0.29 | 8.4 | 362.5 | 0.04 | 76.4 | 19.2 | 95.6 | 577.1 | 57 | 8.2 | 26.4 | 1558.9 | 0.28 | 581 | 72.9 | 653.9 | 18.23 | 0 | 0.25 | 18.48 | 19.63 | 0 | 0.26 | 19.89 | 456997.2 | 183903.5 | 0.1 | 3806 | 0 | 7825 | 42493.5 | 0 | 870.6 | 15572.5 | 108679.5 | 0 | 95.5 | 3315.4 | 20101.4 | 85029.4 | 1747.9 | 0 | 0 | 121968.7 | 45200.3 | 291.4 | 9655.6 | 213 | 20.2 | 7883.8
3011 | 126 | Day126 | 10 | Hour10 | 5 | Spring | 2117 | #N/A | Spring | 480785.8 | 2024-05-06 10:00 | 467043 | 4314 | 4151.1 | 5277.7 | 480785.8 | 450721.2 | 290384.3 | 0.0349 | 0.0518 | 0.65 | 0.64 | 200.4 | 13.7 | 1.92 | 16.7 | 729.5 | 0.14 | 201.3 | 38.5 | 239.8 | 211.5 | 14.5 | 2.03 | 17.6 | 769.5 | 0.14 | 212.5 | 40.6 | 253.1 | 66.3 | 1.8 | 0.22 | 7.5 | 320.3 | 0.04 | 66.4 | 17.1 | 83.5 | 389.8 | 13.8 | 1.73 | 40.2 | 1833.7 | 0.17 | 390.7 | 94.9 | 485.6 | 20.53 | 0 | 0.11 | 20.64 | 22.1 | 0 | 0.14 | 22.24 | 480785.8 | 190401.6 | 261.1 | 3882.6 | 0 | 7825 | 47499.6 | 0 | 963.2 | 17133.7 | 119577.6 | 0 | 95.5 | 3315.4 | 19574.9 | 86391.6 | 1747.9 | 213 | 0 | 128578.4 | 43396.7 | 329.5 | 13797 | 0 | 143.5 | 7883.8
3012 | 126 | Day126 | 11 | Hour11 | 5 | Spring | 2117 | #N/A | Spring | 500578.6 | 2024-05-06 11:00 | 486818.7 | 4343.6 | 4147 | 5269.3 | 500578.6 | 469407.9 | 305369.1 | 0.0358 | 0.0541 | 0.63 | 0.63 | 208.4 | 14.2 | 1.99 | 17.2 | 759.5 | 0.14 | 209.3 | 39.9 | 249.2 | 220.1 | 15 | 2.11 | 18.2 | 801.6 | 0.15 | 221.1 | 42.1 | 263.2 | 68.2 | 1.8 | 0.22 | 7.7 | 329.6 | 0.04 | 68.3 | 17.5 | 85.8 | 378.3 | 7.1 | 0.71 | 44.7 | 1978 | 0.16 | 378.7 | 103.7 | 482.4 | 21.71 | 0 | 0.1 | 21.81 | 23.41 | 0 | 0.13 | 23.54 | 500578.6 | 195209.6 | 9.7 | 3882.6 | 0 | 7825 | 51391.9 | 0 | 992.4 | 18117.7 | 129468 | 0 | 107.3 | 3315.4 | 21016.5 | 86391.6 | 1747.9 | 213 | 0 | 131958.2 | 43725.5 | 415.8 | 15088.7 | 0 | 110 | 8254.3
3013 | 126 | Day126 | 12 | Hour12 | 5 | Spring | 2117 | #N/A | Spring | 515963.1 | 2024-05-06 12:00 | 503007.8 | 3404.2 | 4147 | 5404.2 | 515963.1 | 484651.7 | 317530.7 | 0.0365 | 0.0561 | 0.63 | 0.62 | 215.3 | 14.8 | 2.07 | 17.6 | 781.5 | 0.14 | 216.3 | 40.9 | 257.2 | 226.9 | 15.6 | 2.18 | 18.5 | 823.3 | 0.15 | 227.9 | 43.1 | 271 | 72.1 | 2.2 | 0.27 | 7.9 | 344.1 | 0.04 | 72.2 | 18.2 | 90.4 | 856.5 | 92.3 | 13.39 | 32.3 | 2055.2 | 0.43 | 862.9 | 93.6 | 956.5 | 22.26 | 0 | 0.1 | 22.36 | 24 | 0 | 0.12 | 24.13 | 515963.1 | 198432.4 | 77.9 | 3882.6 | 0 | 7825 | 55203.9 | 0 | 977.4 | 18251.3 | 135797.8 | 0 | 159.1 | 3315.4 | 22831.5 | 86391.6 | 1832.9 | 213 | 0 | 133244.7 | 45499.6 | 459.5 | 15943.7 | 15.1 | 9.4 | 8254.3
3014 | 126 | Day126 | 13 | Hour13 | 5 | Spring | 2117 | #N/A | Spring | 525651.3 | 2024-05-06 13:00 | 514884.2 | 918.7 | 4147 | 5701.5 | 525651.3 | 495785.6 | 324390.2 | 0.0371 | 0.0577 | 0.62 | 0.62 | 219.8 | 15.2 | 2.13 | 17.8 | 794.6 | 0.14 | 220.8 | 41.5 | 262.3 | 230.8 | 16 | 2.24 | 18.7 | 834.3 | 0.15 | 231.8 | 43.6 | 275.4 | 74.8 | 2.3 | 0.28 | 8.2 | 356.5 | 0.04 | 74.9 | 18.8 | 93.7 | 920.2 | 95.5 | 13.81 | 38.1 | 2322.5 | 0.46 | 926.8 | 107.4 | 1034.3 | 22.34 | 0 | 0.23 | 22.57 | 24.02 | 0 | 0.24 | 24.26 | 525651.3 | 201261.2 | 126.8 | 3882.6 | 0 | 7825 | 58086.8 | 0 | 977.8 | 19031.5 | 139257.4 | 0 | 148.2 | 3315.4 | 23510.9 | 86391.6 | 1818.4 | 27 | 0 | 132930.2 | 47669.7 | 652 | 15328.4 | 23.1 | 154.6 | 8216.9
3015 | 126 | Day126 | 14 | Hour14 | 5 | Spring | 2117 | #N/A | Spring | 533737.9 | 2024-05-06 14:00 | 523259.1 | 267 | 4360 | 5851.8 | 533737.8 | 503606 | 332627.9 | 0.0375 | 0.0589 | 0.61 | 0.61 | 225 | 15.5 | 2.18 | 18.2 | 812.9 | 0.15 | 226.1 | 42.5 | 268.6 | 236.2 | 16.3 | 2.29 | 19.1 | 853.4 | 0.15 | 237.3 | 44.6 | 281.8 | 72.8 | 2.2 | 0.26 | 7.9 | 352.8 | 0.03 | 72.9 | 18.4 | 91.4 | 659.1 | 62 | 8.91 | 33.1 | 1863.5 | 0.33 | 663.4 | 88.7 | 752.1 | 22.91 | 0 | 0.1 | 23.01 | 24.63 | 0 | 0.11 | 24.75 | 533737.9 | 201109.9 | 222.3 | 3931.5 | 0 | 7828.5 | 60129.5 | 0 | 966.7 | 18779.5 | 143927 | 0 | 159.1 | 3315.4 | 24358.8 | 86391.6 | 2224.1 | 140.1 | 0 | 131084.8 | 49219.5 | 1059.3 | 15415.2 | 1244.9 | 598.2 | 7431.1
3016 | 126 | Day126 | 15 | Hour15 | 5 | Spring | 2117 | #N/A | Spring | 538560.7 | 2024-05-06 15:00 | 528260.4 | 9.7 | 4360 | 5930.5 | 538560.7 | 508265.1 | 339957.6 | 0.0378 | 0.0596 | 0.6 | 0.6 | 231.2 | 15.9 | 2.24 | 18.7 | 833 | 0.15 | 232.3 | 43.6 | 275.8 | 242.5 | 16.7 | 2.35 | 19.6 | 874.5 | 0.16 | 243.7 | 45.7 | 289.4 | 81.4 | 2.6 | 0.32 | 8.7 | 390.9 | 0.04 | 81.5 | 20.3 | 101.9 | 910.6 | 98.7 | 14.31 | 33.9 | 2169 | 0.46 | 917.5 | 98.6 | 1016.1 | 23.1 | 0 | 0.09 | 23.2 | 24.84 | 0 | 0.11 | 24.95 | 538560.7 | 198603.1 | 348.1 | 3941.8 | 0 | 7858.5 | 62115.8 | 0 | 964.1 | 17863.5 | 147658.9 | 0 | 392.8 | 3315.4 | 24515.5 | 86391.6 | 2958.5 | 460.6 | 0 | 124104.5 | 54286.1 | 1384.8 | 14772.9 | 3324 | 445.1 | 7443.4
3017 | 126 | Day126 | 16 | Hour16 | 5 | Spring | 2117 | #N/A | Spring | 540776.7 | 2024-05-06 16:00 | 528982.8 | 1864 | 4147 | 5783 | 540776.7 | 508937 | 347896.8 | 0.0379 | 0.0598 | 0.59 | 0.59 | 238.7 | 16.5 | 2.31 | 19.3 | 857.7 | 0.16 | 239.9 | 44.9 | 284.7 | 252 | 17.3 | 2.44 | 20.4 | 906.4 | 0.17 | 253.2 | 47.4 | 300.6 | 104.7 | 4 | 0.52 | 10.7 | 474.5 | 0.05 | 104.9 | 24.9 | 129.8 | 721.1 | 71.1 | 10.25 | 33.2 | 1937.4 | 0.36 | 726 | 91.1 | 817.1 | 23.02 | 0 | 0.09 | 23.11 | 24.82 | 0 | 0.11 | 24.93 | 540776.7 | 192879.9 | 612.3 | 3941.8 | 0 | 7825 | 64272.7 | 0 | 975.7 | 17722.9 | 150827.3 | 0 | 1102.2 | 3315.4 | 24280.9 | 86056.5 | 3572.6 | 2090 | 0 | 114304 | 58298 | 1579.2 | 13641.9 | 3480.8 | 1833.5 | 7463.5
3018 | 126 | Day126 | 17 | Hour17 | 5 | Spring | 2117 | #N/A | Spring | 534125.8 | 2024-05-06 17:00 | 523468 | 1065.8 | 4147 | 5445 | 534125.8 | 503781.9 | 358739.2 | 0.0376 | 0.059 | 0.58 | 0.57 | 246.4 | 16.9 | 2.38 | 20 | 883.1 | 0.16 | 247.6 | 46.4 | 294 | 261.8 | 17.9 | 2.52 | 21.3 | 939.8 | 0.18 | 263.1 | 49.4 | 312.4 | 173.1 | 8.4 | 1.16 | 16.2 | 709.3 | 0.1 | 173.7 | 37.4 | 211.1 | 751.8 | 57.6 | 8.48 | 53.7 | 2238 | 0.58 | 755.8 | 120.5 | 876.3 | 23.08 | 0 | 0.22 | 23.31 | 24.83 | 0 | 0.23 | 25.07 | 534125.8 | 175386.6 | 848.8 | 3941.8 | 0 | 7825 | 64831.4 | 0 | 960.5 | 15523.6 | 152124 | 0 | 1663.8 | 3315.4 | 27378.3 | 86056.5 | 4731.4 | 6022.7 | 0 | 93046 | 64198.3 | 1658.2 | 11363.2 | 4602.9 | 2610.8 | 8045.8
3019 | 126 | Day126 | 18 | Hour18 | 5 | Spring | 2117 | #N/A | Spring | 522760.4 | 2024-05-06 18:00 | 514302.9 | 0 | 3408.2 | 5049.2 | 522760.4 | 495219.1 | 379022.2 | 0.0371 | 0.0577 | 0.56 | 0.55 | 261.1 | 17.8 | 2.51 | 21.3 | 935.2 | 0.18 | 262.3 | 49.2 | 311.5 | 277.1 | 18.8 | 2.65 | 22.8 | 996.2 | 0.19 | 278.4 | 52.5 | 330.9 | 307.7 | 15.6 | 2.28 | 29.5 | 1140.3 | 0.25 | 308.8 | 63.5 | 372.3 | 702.6 | 28.5 | 3.71 | 69.6 | 3163 | 0.34 | 704.5 | 163.9 | 868.4 | 34.54 | 0 | 0.23 | 34.77 | 36.9 | 0 | 0.24 | 37.14 | 522760.4 | 143738.1 | 3331.7 | 4243.6 | 0 | 8202.5 | 66737 | 0 | 877.9 | 11340.8 | 155079.3 | 0 | 3274.7 | 3315.4 | 32983.4 | 88185.1 | 5426.7 | 8242.8 | 0 | 59728.7 | 70082.8 | 1707.9 | 9571.6 | 4512.3 | 2641.5 | 8045.8
3020 | 126 | Day126 | 19 | Hour19 | 5 | Spring | 2117 | #N/A | Spring | 508144.6 | 2024-05-06 19:00 | 503669.7 | 0 | 0 | 4474.8 | 508144.5 | 485268.7 | 376423.8 | 0.0365 | 0.0563 | 0.55 | 0.54 | 263.7 | 17.9 | 2.52 | 21.7 | 948.9 | 0.18 | 264.9 | 50 | 314.9 | 277.6 | 18.8 | 2.64 | 22.9 | 1000.8 | 0.19 | 278.8 | 52.8 | 331.6 | 369.6 | 21 | 3.01 | 32.5 | 1364.9 | 0.26 | 371.1 | 73.3 | 444.3 | 784.6 | 51.5 | 7.68 | 65.5 | 2473.2 | 0.69 | 788.2 | 139.4 | 927.6 | 28.44 | 0 | 0.23 | 28.67 | 30.15 | 0 | 0.24 | 30.39 | 508144.6 | 131720.7 | 1352.3 | 4253 | 0 | 8374.7 | 64807.7 | 0 | 578.3 | 6534.1 | 156413.4 | 0 | 2064.2 | 3315.4 | 35464.6 | 88396.1 | 5375.3 | 6607 | 0 | 30936.2 | 91986.8 | 1685.4 | 7102.2 | 1335.3 | 335.4 | 8229.1
3021 | 126 | Day126 | 20 | Hour20 | 5 | Spring | 2117 | #N/A | Spring | 501878.6 | 2024-05-06 20:00 | 496372.2 | 0 | 0 | 5506.4 | 501878.6 | 478436 | 386089.3 | 0.0361 | 0.0552 | 0.55 | 0.55 | 257 | 17.1 | 2.4 | 21.4 | 939 | 0.17 | 258.2 | 49.5 | 307.6 | 269.5 | 17.8 | 2.5 | 22.6 | 986.9 | 0.18 | 270.7 | 52 | 322.7 | 416.1 | 28.3 | 4.02 | 31.6 | 1459.5 | 0.24 | 418.1 | 75.1 | 493.2 | 728.7 | 47.1 | 6.54 | 56 | 2741.8 | 0.35 | 731.9 | 137.8 | 869.7 | 27.94 | 0 | 0.24 | 28.17 | 29.59 | 0 | 0.25 | 29.84 | 501878.6 | 115789.3 | 2871.7 | 4253 | 0 | 8374.7 | 60850.7 | 0 | 100 | 3125.6 | 157240 | 0 | 1439.1 | 3315.4 | 52304 | 88396.1 | 4462.9 | 2581.7 | 0 | 5751.9 | 105121.2 | 1690.7 | 2022.5 | 0 | 948.4 | 7393.5
3022 | 126 | Day126 | 21 | Hour21 | 5 | Spring | 2117 | #N/A | Spring | 485343 | 2024-05-06 21:00 | 479792.5 | 0 | 0 | 5550.5 | 485343 | 462799.3 | 376433.2 | 0.0354 | 0.0532 | 0.56 | 0.55 | 250.3 | 16.3 | 2.28 | 21.3 | 927.9 | 0.17 | 251.4 | 49 | 300.3 | 261.8 | 17 | 2.38 | 22.3 | 972.5 | 0.18 | 263 | 51.4 | 314.3 | 433.2 | 29.7 | 4.18 | 32.1 | 1548.2 | 0.23 | 435.2 | 78.3 | 513.6 | 809.7 | 46.8 | 7.76 | 82.8 | 2030.7 | 1.22 | 813.2 | 143.7 | 956.9 | 27.24 | 0 | 0.24 | 27.49 | 28.79 | 0 | 0.26 | 29.05 | 485343 | 108909.9 | 4326.9 | 4225.5 | 0 | 7632.7 | 55646.2 | 0 | 0 | 5.6 | 153684.8 | 0 | 1367.5 | 3315.4 | 50200.2 | 88396.1 | 3786.8 | 3851.1 | 0 | 4.7 | 107192.3 | 1707.3 | 447.4 | 0 | 3284.8 | 6168.8
3023 | 126 | Day126 | 22 | Hour22 | 5 | Spring | 2117 | #N/A | Spring | 458361.4 | 2024-05-06 22:00 | 452899.3 | 0 | 0 | 5462.1 | 458361.4 | 437309.5 | 348640.3 | 0.0344 | 0.0502 | 0.59 | 0.58 | 224.4 | 13.9 | 1.93 | 19.9 | 860 | 0.15 | 225.3 | 45.6 | 270.9 | 234.1 | 14.5 | 2.01 | 20.8 | 898.6 | 0.16 | 235 | 47.7 | 282.7 | 451.2 | 31.8 | 4.47 | 32.4 | 1606.6 | 0.22 | 453.4 | 80.3 | 533.7 | 901 | 95.4 | 13.81 | 35.9 | 2219 | 0.46 | 907.6 | 102.1 | 1009.7 | 25.09 | 0 | 0.25 | 25.34 | 26.45 | 0 | 0.26 | 26.71 | 458361.4 | 109721.1 | 3886.2 | 4158.7 | 0 | 7418.6 | 44242.7 | 0 | 0 | 0 | 142912.6 | 0 | 246.7 | 3315.4 | 49856.5 | 87997.4 | 2121.3 | 2484.2 | 0 | 0 | 107987.5 | 1733.5 | 0.9 | 0 | 3643.8 | 5340.1
3024 | 126 | Day126 | 23 | Hour23 | 5 | Spring | 2117 | #N/A | Spring | 430848.8 | 2024-05-06 23:00 | 425242.3 | 0 | 213 | 5393.5 | 430848.8 | 410981.2 | 322710.5 | 0.0335 | 0.0472 | 0.62 | 0.62 | 202 | 12.1 | 1.67 | 18.6 | 788.1 | 0.14 | 202.8 | 42.2 | 245 | 210.9 | 12.6 | 1.74 | 19.5 | 824 | 0.15 | 211.7 | 44.1 | 255.8 | 420.4 | 26.1 | 3.62 | 33.4 | 1609.3 | 0.21 | 422.2 | 81.4 | 503.6 | 794.8 | 78.8 | 11.36 | 36.2 | 2125.8 | 0.39 | 800.3 | 99.7 | 899.9 | 23.15 | 0 | 0.25 | 23.4 | 24.34 | 0 | 0.27 | 24.61 | 430848.8 | 108138.3 | 3238.6 | 4157.6 | 0 | 7308.9 | 35541.8 | 0 | 0 | 0 | 126665.2 | 0 | 159.1 | 3315.4 | 49784.4 | 87397.2 | 1816.2 | 3326.1 | 0 | 0 | 106309.7 | 1828.6 | 0 | 0 | 3316.5 | 4566.6
3025 | 127 | Day127 | 0 | Hour0 | 5 | Spring | 27 | 517112.7 | Spring | 404043.4 | 2024-05-07 | 398084 | 142.6 | 548.8 | 5268 | 404043.4 | 385050.2 | 299627.5 | 0.0327 | 0.0442 | 0.64 | 0.64 | 192.3 | 11.6 | 1.61 | 17.9 | 746.9 | 0.14 | 193 | 40.2 | 233.2 | 200.4 | 12.1 | 1.67 | 18.7 | 780 | 0.15 | 201.2 | 42 | 243.2 | 429.5 | 26.9 | 3.73 | 33.8 | 1636.2 | 0.21 | 431.4 | 82.7 | 514 | 566.6 | 41.6 | 5.85 | 39.1 | 1973.7 | 0.27 | 569.4 | 98 | 667.4 | 21.94 | 0 | 0.25 | 22.19 | 23.01 | 0 | 0.27 | 23.27 | 404043.4 | 104415.9 | 2202.4 | 4157.6 | 0 | 6186 | 32205.1 | 0 | 0 | 0 | 111887.1 | 0 | 159.1 | 3315.4 | 46588.6 | 87397.2 | 1646.5 | 3882.4 | 0 | 0 | 102479.7 | 1936.2 | 0 | 0 | 2443.3 | 4403.2
3026 | 127 | Day127 | 1 | Hour1 | 5 | Spring | 2117 | #N/A | Spring | 385320.3 | 2024-05-07 01:00 | 376083.4 | 162.9 | 3872 | 5202 | 385320.3 | 364002.5 | 285325.3 | 0.0321 | 0.0417 | 0.64 | 0.64 | 190.7 | 11.7 | 1.62 | 17.7 | 736.1 | 0.14 | 191.5 | 39.7 | 231.2 | 198.2 | 12.1 | 1.68 | 18.5 | 766.9 | 0.15 | 199 | 41.4 | 240.4 | 428.7 | 25.9 | 3.57 | 34.7 | 1660.3 | 0.21 | 430.4 | 84.3 | 514.7 | 501.8 | 29.9 | 4.11 | 40.9 | 1966.8 | 0.24 | 503.8 | 99.6 | 603.4 | 21.18 | 0 | 0.1 | 21.27 | 22.13 | 0 | 0.1 | 22.23 | 385320.3 | 99995 | 1322.2 | 4157.6 | 0 | 4760.4 | 31093.2 | 0 | 0 | 0 | 104204 | 0 | 159.1 | 3315.4 | 43789.6 | 87397.2 | 1526.3 | 3600.2 | 0 | 0 | 98052.7 | 1942.3 | 0 | 0 | 1588.4 | 4400
3027 | 127 | Day127 | 2 | Hour2 | 5 | Spring | 2117 | #N/A | Spring | 372601.8 | 2024-05-07 02:00 | 359452.4 | 267.1 | 7727.7 | 5154.6 | 372601.8 | 348066.9 | 274150.7 | 0.0317 | 0.0398 | 0.65 | 0.65 | 190.6 | 12 | 1.67 | 17.5 | 727.5 | 0.14 | 191.4 | 39.3 | 230.7 | 197.8 | 12.4 | 1.72 | 18.2 | 757 | 0.15 | 198.7 | 40.8 | 239.5 | 389.1 | 20 | 2.7 | 34.8 | 1618 | 0.19 | 390.4 | 83.1 | 473.5 | 419.4 | 26.5 | 3.68 | 34.4 | 1596.4 | 0.24 | 421.2 | 82 | 503.2 | 19.29 | 0 | 0.1 | 19.39 | 20.08 | 0 | 0.11 | 20.19 | 372601.8 | 98451.1 | 563.8 | 4157.6 | 0 | 4760.4 | 31093.2 | 0 | 0 | 0 | 97631.8 | 0 | 159.1 | 3315.4 | 40777 | 87247 | 1455.3 | 2989.9 | 0 | 0 | 96559.6 | 1891.4 | 0 | 0 | 407.9 | 4866.6
3028 | 127 | Day127 | 3 | Hour3 | 5 | Spring | 2117 | #N/A | Spring | 364155 | 2024-05-07 03:00 | 348964 | 273.1 | 9732.8 | 5185.1 | 364155 | 338002.9 | 268201.2 | 0.0314 | 0.0386 | 0.64 | 0.64 | 194 | 12.2 | 1.7 | 17.8 | 739.2 | 0.15 | 194.9 | 39.8 | 234.7 | 200.8 | 12.6 | 1.75 | 18.4 | 766.6 | 0.15 | 201.6 | 41.3 | 242.9 | 367.8 | 18.1 | 2.44 | 33.9 | 1554.4 | 0.19 | 369 | 80.2 | 449.2 | 444.6 | 32 | 4.48 | 31.8 | 1578.4 | 0.22 | 446.7 | 78.9 | 525.6 | 18.48 | 0 | 0.11 | 18.59 | 19.16 | 0 | 0.11 | 19.27 | 364155 | 95953.8 | 0 | 4083.9 | 0 | 4760.4 | 31093.2 | 0 | 0 | 0 | 96711.2 | 0 | 152 | 3315.4 | 39169.8 | 85315.5 | 1414.6 | 2185.1 | 0 | 0 | 94040.7 | 1913.1 | 0 | 0 | 0 | 4692
3029 | 127 | Day127 | 4 | Hour4 | 5 | Spring | 2117 | #N/A | Spring | 359899.5 | 2024-05-07 04:00 | 343830.4 | 665.7 | 10275.3 | 5128 | 359899.5 | 333074.5 | 268022.5 | 0.0313 | 0.038 | 0.64 | 0.64 | 196.1 | 12.4 | 1.72 | 18 | 746.9 | 0.15 | 196.9 | 40.3 | 237.2 | 203.1 | 12.8 | 1.77 | 18.6 | 775.1 | 0.15 | 204 | 41.8 | 245.7 | 366.3 | 18.9 | 2.57 | 32.9 | 1519.4 | 0.18 | 367.6 | 78.2 | 445.8 | 343.4 | 14.9 | 1.94 | 34 | 1533.1 | 0.18 | 344.4 | 79.8 | 424.2 | 18.86 | 0 | 0.12 | 18.98 | 19.54 | 0 | 0.12 | 19.66 | 359899.5 | 91877 | 508 | 4096.9 | 0 | 4760.4 | 31093.2 | 0 | 0 | 74.8 | 96523.6 | 0 | 157 | 3315.4 | 38221.5 | 86075.2 | 1387.8 | 1883.4 | 0 | 225.3 | 89630 | 1947 | 0 | 0 | 0 | 5253.3
3030 | 127 | Day127 | 5 | Hour5 | 5 | Spring | 2117 | #N/A | Spring | 363815.3 | 2024-05-07 05:00 | 344721 | 1801.8 | 12313.3 | 4979.2 | 363815.3 | 333937.8 | 269274.4 | 0.0313 | 0.038 | 0.64 | 0.64 | 195.1 | 12.3 | 1.71 | 17.9 | 744.5 | 0.15 | 195.9 | 40.1 | 236.1 | 202.8 | 12.8 | 1.77 | 18.6 | 774.1 | 0.15 | 203.7 | 41.7 | 245.4 | 357.3 | 20.4 | 2.8 | 30.1 | 1421.3 | 0.18 | 358.7 | 72.5 | 431.2 | 490.5 | 31.6 | 4.38 | 37.7 | 1857.2 | 0.23 | 492.7 | 93.1 | 585.8 | 20.15 | 0 | 0.13 | 20.28 | 20.88 | 0 | 0.12 | 21 | 363815.3 | 94540.9 | 801.4 | 4111.4 | 0 | 4760.4 | 31172.1 | 0 | 0 | 263.4 | 97852.4 | 0 | 0 | 3315.4 | 37530.4 | 86698.8 | 1377.9 | 1654 | 0 | 5622.2 | 86751.7 | 1903.6 | 350.3 | 0 | 0 | 4405.7
3031 | 127 | Day127 | 6 | Hour6 | 5 | Spring | 2117 | #N/A | Spring | 373860 | 2024-05-07 06:00 | 350026.6 | 3965.4 | 14892.3 | 4975.6 | 373860 | 339039.5 | 263946.7 | 0.0314 | 0.0386 | 0.66 | 0.66 | 185 | 11.9 | 1.65 | 16.9 | 699.1 | 0.14 | 185.8 | 37.7 | 223.5 | 192.4 | 12.4 | 1.72 | 17.4 | 725.7 | 0.15 | 193.3 | 39.1 | 232.4 | 204.4 | 9.1 | 1.22 | 19.7 | 887.3 | 0.11 | 205 | 46.2 | 251.2 | 967.9 | 111.5 | 16.21 | 29.8 | 2110.3 | 0.48 | 975.6 | 92.8 | 1068.5 | 19.59 | 0 | 0.15 | 19.74 | 20.22 | 0 | 0.12 | 20.35 | 373860 | 109913.3 | 675.9 | 4111.4 | 0 | 4760.4 | 31133.6 | 0 | 0 | 4486.8 | 92921 | 0 | 0 | 3315.4 | 36664.6 | 86698.8 | 1377.9 | 2287.5 | 0 | 23053.9 | 80448.2 | 1924.3 | 1843.9 | 0 | 0 | 4379.8
3032 | 127 | Day127 | 7 | Hour7 | 5 | Spring | 2117 | #N/A | Spring | 388995.9 | 2024-05-07 07:00 | 365813 | 5477.2 | 12644.7 | 5061 | 388995.9 | 354185.8 | 267960.2 | 0.0318 | 0.0404 | 0.66 | 0.66 | 185.8 | 12 | 1.67 | 16.7 | 699.8 | 0.14 | 186.7 | 37.6 | 224.3 | 194.5 | 12.7 | 1.77 | 17.3 | 728.7 | 0.14 | 195.4 | 39.1 | 234.5 | 135 | 4.8 | 0.61 | 14.1 | 624.2 | 0.07 | 135.3 | 32.7 | 168.1 | 770.8 | 84.8 | 12.29 | 27.4 | 1807 | 0.38 | 776.7 | 81.3 | 858 | 18.78 | 0 | 0.28 | 19.06 | 19.48 | 0 | 0.26 | 19.74 | 388995.9 | 121035.7 | 1182.8 | 4111.4 | 0 | 4796.3 | 32914.7 | 0 | 0.7 | 5700.4 | 96407.4 | 0 | 0 | 3315.4 | 36852.2 | 85696 | 1377.9 | 1306.1 | 0 | 47722.6 | 65717.1 | 1894.8 | 4044.4 | 0 | 0 | 5478.6
3033 | 127 | Day127 | 8 | Hour8 | 5 | Spring | 2117 | #N/A | Spring | 405009.8 | 2024-05-07 08:00 | 390622 | 1345.5 | 8170.4 | 4872 | 405009.8 | 377933.1 | 255191.2 | 0.0325 | 0.0433 | 0.68 | 0.68 | 177.8 | 11.5 | 1.6 | 16.1 | 670.4 | 0.13 | 178.6 | 36.1 | 214.7 | 185.4 | 12 | 1.67 | 16.6 | 696.6 | 0.14 | 186.2 | 37.4 | 223.6 | 98.5 | 3.1 | 0.39 | 10.7 | 463.9 | 0.05 | 98.7 | 24.5 | 123.2 | 477.1 | 31 | 4.3 | 37.1 | 1799.8 | 0.24 | 479.2 | 90.8 | 570 | 19.02 | 0 | 0.24 | 19.27 | 19.84 | 0 | 0.26 | 20.1 | 405009.8 | 149818.6 | 29.7 | 4106.7 | 0 | 5653 | 32692.7 | 0 | 375.9 | 7973.2 | 96408.5 | 0 | 0 | 3315.4 | 24819.6 | 86571.2 | 1377.9 | 216.4 | 0 | 87440.9 | 52209.9 | 1818.7 | 5064 | 0 | 0 | 5230.5
3034 | 127 | Day127 | 9 | Hour9 | 5 | Spring | 2117 | #N/A | Spring | 433190.8 | 2024-05-07 09:00 | 414635.9 | 5158 | 7658.5 | 5738.4 | 433190.8 | 400845.1 | 247448.5 | 0.0333 | 0.0461 | 0.69 | 0.68 | 169.7 | 10.9 | 1.51 | 15.3 | 641.7 | 0.13 | 170.4 | 34.4 | 204.9 | 179.7 | 11.6 | 1.61 | 16.1 | 677.8 | 0.13 | 180.5 | 36.3 | 216.9 | 82.8 | 2.5 | 0.32 | 9.1 | 390.6 | 0.04 | 82.9 | 20.7 | 103.7 | 275.9 | 6.4 | 0.7 | 31.5 | 1405.6 | 0.12 | 276.3 | 73.4 | 349.7 | 16.46 | 0 | 0.11 | 16.57 | 17.61 | 0 | 0.14 | 17.74 | 433190.8 | 185742.4 | 0 | 3805 | 0 | 5166.8 | 33091.7 | 0 | 747.1 | 15845.1 | 99313.4 | 0 | 0 | 3315.4 | 16683.9 | 84694.3 | 1377.9 | 0 | 0 | 117678.9 | 49651.3 | 1819.8 | 9598 | 0 | 0.6 | 7980.8
3035 | 127 | Day127 | 10 | Hour10 | 5 | Spring | 2117 | #N/A | Spring | 452012.8 | 2024-05-07 10:00 | 437098.8 | 4659.9 | 4364.1 | 5889.9 | 452012.8 | 422217.6 | 254988.1 | 0.034 | 0.0487 | 0.69 | 0.68 | 172.8 | 11.2 | 1.56 | 15.3 | 650 | 0.13 | 173.5 | 34.7 | 208.3 | 182.5 | 11.8 | 1.65 | 16.2 | 686.6 | 0.13 | 183.3 | 36.7 | 220 | 76.1 | 2.3 | 0.29 | 8.4 | 359.3 | 0.04 | 76.3 | 19.1 | 95.4 | 598.4 | 66.1 | 9.59 | 21.9 | 1395.8 | 0.32 | 603 | 63.5 | 666.5 | 17.55 | 0 | 0.18 | 17.73 | 18.91 | 0 | 0.2 | 19.12 | 452012.8 | 197024.7 | 139.3 | 3878.7 | 0 | 5166.8 | 35639.9 | 0 | 914.8 | 17739.8 | 104501.6 | 0 | 0 | 3315.4 | 15600.8 | 85367.6 | 1377.9 | 0 | 0 | 129491.1 | 47157.6 | 1721.3 | 13943.5 | 0 | 0 | 7884.8
3036 | 127 | Day127 | 11 | Hour11 | 5 | Spring | 2117 | #N/A | Spring | 471628.8 | 2024-05-07 11:00 | 457015.6 | 4522.4 | 4151.1 | 5939.6 | 471628.8 | 441111.3 | 271812.1 | 0.0348 | 0.0511 | 0.67 | 0.67 | 181.5 | 12 | 1.67 | 15.8 | 676.4 | 0.13 | 182.3 | 35.9 | 218.3 | 191.7 | 12.6 | 1.76 | 16.6 | 714.4 | 0.14 | 192.6 | 38 | 230.6 | 76 | 2 | 0.25 | 8.6 | 368.5 | 0.04 | 76.1 | 19.6 | 95.7 | 795.3 | 86.4 | 12.53 | 29.2 | 1897.3 | 0.39 | 801.3 | 85.8 | 887.2 | 19.9 | 0 | 0.1 | 20 | 21.44 | 0 | 0.13 | 21.57 | 471628.8 | 199816.6 | 0 | 3882.6 | 0 | 6098.6 | 40142.5 | 0 | 938.3 | 19086.6 | 112185.6 | 0 | 0 | 3315.4 | 18192 | 86391.6 | 1417 | 186.8 | 0 | 134719.3 | 43427.1 | 1645.3 | 15876 | 0 | 5.8 | 6753.6
3037 | 127 | Day127 | 12 | Hour12 | 5 | Spring | 2117 | #N/A | Spring | 487688.8 | 2024-05-07 12:00 | 473933 | 3859 | 4151.1 | 5745.8 | 487688.8 | 457106.7 | 286449.1 | 0.0355 | 0.0531 | 0.66 | 0.66 | 190.4 | 12.7 | 1.78 | 16.2 | 704.1 | 0.13 | 191.3 | 37.2 | 228.5 | 200.9 | 13.4 | 1.88 | 17.1 | 742.7 | 0.14 | 201.8 | 39.2 | 241.1 | 76.2 | 2.2 | 0.27 | 8.5 | 365.8 | 0.04 | 76.3 | 19.4 | 95.7 | 402.3 | 18.5 | 2.45 | 37.6 | 1756.4 | 0.18 | 403.5 | 90 | 493.5 | 20.78 | 0 | 0.1 | 20.87 | 22.38 | 0 | 0.12 | 22.51 | 487688.8 | 201239.7 | 149.8 | 3882.6 | 0 | 6689.1 | 44470.8 | 0 | 954.2 | 19476.9 | 119383.4 | 0 | 0 | 3315.4 | 20536.3 | 86391.6 | 1417 | 213 | 0 | 136557 | 42677.6 | 1574.1 | 17183.5 | 0 | 8.8 | 6433
3038 | 127 | Day127 | 13 | Hour13 | 5 | Spring | 2117 | #N/A | Spring | 499940.2 | 2024-05-07 13:00 | 487363 | 2795.5 | 4147 | 5634.8 | 499940.2 | 469761 | 297830.8 | 0.0361 | 0.0548 | 0.65 | 0.64 | 199.4 | 13.5 | 1.88 | 16.7 | 732.5 | 0.13 | 200.3 | 38.5 | 238.9 | 210 | 14.2 | 1.99 | 17.5 | 771.1 | 0.14 | 211 | 40.6 | 251.5 | 72.2 | 2 | 0.24 | 8.1 | 348.9 | 0.04 | 72.3 | 18.5 | 90.8 | 800.2 | 85.6 | 12.39 | 30.6 | 1951.8 | 0.39 | 806.1 | 88.9 | 895 | 21.59 | 0 | 0.1 | 21.68 | 23.24 | 0 | 0.12 | 23.36 | 499940.2 | 202109.4 | 1.5 | 3882.6 | 0 | 6215.6 | 48572.2 | 0 | 958.3 | 20140 | 125746 | 0 | 0 | 3315.4 | 22075.8 | 86391.6 | 1417 | 213 | 0 | 136897.2 | 42615.3 | 1498.6 | 16472.9 | 64.4 | 312.4 | 6576.1
3039 | 127 | Day127 | 14 | Hour14 | 5 | Spring | 2117 | #N/A | Spring | 506914.4 | 2024-05-07 14:00 | 496724.8 | 264.8 | 4147 | 5777.8 | 506914.4 | 478556.9 | 307781.4 | 0.0366 | 0.0561 | 0.63 | 0.63 | 210.3 | 14.4 | 2.02 | 17.3 | 765.4 | 0.14 | 211.3 | 40.1 | 251.4 | 220.5 | 15.1 | 2.12 | 18.1 | 802.5 | 0.15 | 221.5 | 42 | 263.6 | 72.7 | 2.4 | 0.3 | 7.8 | 340.4 | 0.04 | 72.9 | 18 | 90.8 | 415.1 | 20.4 | 2.72 | 37.7 | 1773.3 | 0.19 | 416.5 | 90.6 | 507 | 22.04 | 0 | 0.1 | 22.14 | 23.63 | 0 | 0.11 | 23.75 | 506914.4 | 199133 | 139.3 | 3882.6 | 0 | 6415.9 | 53086.5 | 0 | 952.1 | 19943.2 | 131227.7 | 0 | 0 | 3315.4 | 21621.9 | 86391.6 | 1487.5 | 213 | 0 | 130723.5 | 46087.8 | 1426.4 | 16172.2 | 1407.1 | 657.2 | 6668.6
3040 | 127 | Day127 | 15 | Hour15 | 5 | Spring | 2117 | #N/A | Spring | 513319 | 2024-05-07 15:00 | 503039.3 | 166.3 | 4147 | 5966.5 | 513319.1 | 484491.9 | 312648.7 | 0.0369 | 0.0569 | 0.63 | 0.62 | 213 | 14.5 | 2.03 | 17.5 | 776.9 | 0.14 | 214 | 40.7 | 254.7 | 223.4 | 15.2 | 2.13 | 18.4 | 815 | 0.15 | 224.4 | 42.7 | 267.1 | 74.2 | 2.6 | 0.34 | 7.7 | 344.1 | 0.04 | 74.3 | 18 | 92.3 | 678.6 | 68.2 | 9.83 | 30 | 1795.4 | 0.33 | 683.3 | 83.5 | 766.8 | 22.24 | 0 | 0.1 | 22.34 | 23.87 | 0 | 0.11 | 23.98 | 513319 | 200670.4 | 110.1 | 3882.6 | 0 | 6766.9 | 53865.1 | 0 | 968.2 | 19897.1 | 135194.7 | 0 | 0 | 3315.4 | 21025.2 | 86391.6 | 1802.9 | 294.1 | 0 | 129959.5 | 48491.9 | 1353.6 | 15516.6 | 2070.4 | 738.7 | 5886.9
3041 | 127 | Day127 | 16 | Hour16 | 5 | Spring | 2117 | #N/A | Spring | 517112.7 | 2024-05-07 16:00 | 506545.7 | 354.8 | 4147 | 6065.2 | 517112.7 | 487816.5 | 321059 | 0.037 | 0.0572 | 0.62 | 0.62 | 215.8 | 14.4 | 2.02 | 18 | 795.6 | 0.14 | 216.8 | 41.8 | 258.6 | 226.5 | 15.1 | 2.11 | 18.9 | 835.1 | 0.15 | 227.5 | 43.8 | 271.4 | 78.4 | 2.8 | 0.35 | 8.1 | 368.1 | 0.04 | 78.6 | 19.1 | 97.7 | 654 | 56.7 | 8.08 | 37.1 | 2016.1 | 0.31 | 657.9 | 97.2 | 755.1 | 22.45 | 0 | 0.09 | 22.54 | 24.1 | 0 | 0.11 | 24.21 | 517112.7 | 196053.7 | 111.2 | 3931.5 | 0 | 7825 | 53400.1 | 0 | 970 | 19105.7 | 141422.3 | 0 | 0 | 3315.4 | 22317.8 | 86391.6 | 2032.1 | 312 | 0 | 120597 | 54115.4 | 1265.5 | 14965.4 | 2907.6 | 843.9 | 6599
3042 | 127 | Day127 | 17 | Hour17 | 5 | Spring | 2117 | #N/A | Spring | 515917.4 | 2024-05-07 17:00 | 506045.4 | 0 | 4147 | 5725.1 | 515917.5 | 487398 | 341071.4 | 0.0368 | 0.057 | 0.59 | 0.59 | 233.6 | 15.9 | 2.22 | 19.1 | 851.6 | 0.15 | 234.7 | 44.5 | 279.3 | 245.9 | 16.7 | 2.34 | 20.2 | 897.2 | 0.16 | 247 | 46.9 | 294 | 142.2 | 6 | 0.82 | 14.1 | 612.8 | 0.08 | 142.6 | 32.3 | 174.9 | 593 | 36.7 | 5.08 | 47.3 | 2266.5 | 0.29 | 595.5 | 114.9 | 710.4 | 23.42 | 0 | 0.23 | 23.64 | 25.11 | 0 | 0.24 | 25.34 | 515917.4 | 174846 | 161.6 | 3931.5 | 0 | 7825 | 58953.3 | 0 | 936.6 | 16487.1 | 147748.5 | 0 | 159.1 | 3315.4 | 28417.7 | 86391.6 | 2359.2 | 1808.4 | 0 | 96738.5 | 59403.3 | 1280.6 | 11615.8 | 2347.3 | 1081.4 | 8045.8
3043 | 127 | Day127 | 18 | Hour18 | 5 | Spring | 2117 | #N/A | Spring | 508570.3 | 2024-05-07 18:00 | 501061 | 0 | 1759.5 | 5749.8 | 508570.3 | 482771.3 | 361877.4 | 0.0365 | 0.0561 | 0.57 | 0.56 | 251.5 | 17.3 | 2.43 | 20.3 | 907.2 | 0.16 | 252.7 | 47.4 | 300.1 | 266.2 | 18.3 | 2.56 | 21.7 | 962.8 | 0.17 | 267.5 | 50.4 | 317.9 | 278.7 | 14.5 | 2.02 | 25.4 | 1100.3 | 0.17 | 279.7 | 58.3 | 338 | 862.4 | 87.6 | 12.65 | 37.3 | 2239.2 | 0.43 | 868.5 | 104.2 | 972.6 | 28.68 | 0 | 0.23 | 28.91 | 30.47 | 0 | 0.24 | 30.71 | 508570.3 | 146692.9 | 2427.5 | 4233.2 | 0 | 7825 | 63727 | 0 | 845.4 | 10883.5 | 152441.2 | 0 | 188.3 | 3315.4 | 29597.2 | 88396.1 | 2892.9 | 6833.4 | 0 | 67009.9 | 66704.3 | 1249.7 | 9460.8 | 3673.6 | 2214.6 | 8254.3
3044 | 127 | Day127 | 19 | Hour19 | 5 | Spring | 2117 | #N/A | Spring | 499861.6 | 2024-05-07 19:00 | 495942.2 | 0 | 0 | 3919.4 | 499861.6 | 478004.9 | 388297.7 | 0.0362 | 0.0553 | 0.54 | 0.53 | 272.6 | 18.8 | 2.65 | 21.9 | 979.4 | 0.18 | 273.9 | 51.2 | 325.1 | 287.3 | 19.8 | 2.78 | 23.3 | 1034.5 | 0.19 | 288.7 | 54.1 | 342.8 | 358.8 | 19.6 | 2.74 | 31.7 | 1394 | 0.22 | 360.1 | 73.3 | 433.5 | 808.5 | 75.1 | 10.78 | 41.4 | 2318.1 | 0.4 | 813.7 | 110.6 | 924.2 | 48.6 | 0 | 0.23 | 48.83 | 51.47 | 0 | 0.24 | 51.72 | 499861.6 | 111564 | 2703.4 | 4242.6 | 0 | 8374.7 | 67908.5 | 0 | 556.1 | 6263.5 | 159706.8 | 0 | 844.4 | 3315.4 | 40795.4 | 88396.1 | 3633.1 | 8377.2 | 0 | 31453 | 72063.9 | 1227.4 | 6830.5 | 658.2 | 1582.9 | 7679.9
3045 | 127 | Day127 | 20 | Hour20 | 5 | Spring | 2117 | #N/A | Spring | 496679.2 | 2024-05-07 20:00 | 492438.2 | 0 | 0 | 4241 | 496679.2 | 474753.5 | 407314.2 | 0.0359 | 0.0546 | 0.52 | 0.51 | 279.8 | 19.2 | 2.7 | 22.6 | 1009.5 | 0.18 | 281.2 | 52.7 | 333.9 | 295.4 | 20.2 | 2.83 | 24 | 1068.4 | 0.19 | 296.8 | 55.9 | 352.7 | 381.8 | 21.2 | 2.96 | 33.4 | 1480 | 0.23 | 383.2 | 77.6 | 460.8 | 696.1 | 53 | 7.61 | 47.9 | 2243.5 | 0.42 | 699.7 | 114.9 | 814.6 | 30.41 | 0 | 0.23 | 30.64 | 32.19 | 0 | 0.24 | 32.43 | 496679.2 | 89365 | 6984.4 | 4242.6 | 0 | 8374.7 | 68787.6 | 0 | 98.9 | 3214.7 | 164471.9 | 0 | 844.4 | 3315.4 | 53082.6 | 88396.1 | 3615.3 | 5199 | 0 | 5734.7 | 79142.7 | 1174.1 | 1957.4 | 475.9 | 2047.8 | 7755.9
3046 | 127 | Day127 | 21 | Hour21 | 5 | Spring | 2117 | #N/A | Spring | 480595.9 | 2024-05-07 21:00 | 476016.8 | 0 | 0 | 4579.1 | 480595.9 | 459250.7 | 395480.3 | 0.0352 | 0.0527 | 0.52 | 0.52 | 275 | 18.4 | 2.58 | 22.7 | 1006.1 | 0.18 | 276.3 | 52.7 | 328.9 | 288 | 19.3 | 2.7 | 23.8 | 1055.1 | 0.19 | 289.3 | 55.3 | 344.6 | 412.2 | 24.9 | 3.49 | 33.9 | 1555.1 | 0.23 | 413.9 | 80.3 | 494.3 | 1005.1 | 73.5 | 11.8 | 86.4 | 2220.2 | 1.39 | 1010.6 | 153 | 1163.6 | 28.95 | 0 | 0.25 | 29.2 | 30.57 | 0 | 0.26 | 30.84 | 480595.9 | 85115.6 | 5574.3 | 4247.1 | 0 | 8374.7 | 63484.5 | 0 | 0 | 16.4 | 162154.2 | 0 | 844.4 | 3315.4 | 51382.9 | 88396.1 | 3302.5 | 4404 | 0 | 5.5 | 84040.5 | 1053.3 | 464.8 | 1540.8 | 1626 | 8181.3
3047 | 127 | Day127 | 22 | Hour22 | 5 | Spring | 2117 | #N/A | Spring | 450465.4 | 2024-05-07 22:00 | 445945.9 | 0 | 0 | 4519.6 | 450465.5 | 430710.5 | 368162.6 | 0.0342 | 0.0494 | 0.54 | 0.54 | 253.5 | 16.2 | 2.26 | 21.9 | 954.7 | 0.17 | 254.6 | 50.4 | 305 | 264.4 | 16.8 | 2.35 | 22.9 | 997 | 0.18 | 265.5 | 52.6 | 318.2 | 447.8 | 27.4 | 3.82 | 36.3 | 1698.8 | 0.24 | 449.7 | 86.9 | 536.6 | 809.3 | 72.4 | 10.36 | 43.9 | 2410.5 | 0.4 | 814.3 | 115.9 | 930.2 | 27.09 | 0 | 0.25 | 27.35 | 28.51 | 0 | 0.27 | 28.78 | 450465.4 | 82302.8 | 4121.2 | 4247.1 | 0 | 8374.7 | 51133.1 | 0 | 0 | 0 | 150580 | 0 | 844.4 | 3315.4 | 50546.2 | 88396.1 | 2708.9 | 3895.3 | 0 | 0 | 81362 | 940.9 | 2 | 1356.1 | 1056.9 | 7347.2
3048 | 127 | Day127 | 23 | Hour23 | 5 | Spring | 2117 | #N/A | Spring | 419979.6 | 2024-05-07 23:00 | 415296 | 85.6 | 0 | 4598.1 | 419979.7 | 401490.5 | 340638.9 | 0.0332 | 0.0461 | 0.57 | 0.57 | 230.1 | 13.9 | 1.93 | 20.9 | 890.5 | 0.16 | 231 | 47.5 | 278.5 | 239.6 | 14.5 | 2 | 21.8 | 928.6 | 0.17 | 240.6 | 49.6 | 290.1 | 435 | 24.7 | 3.41 | 37 | 1713.2 | 0.23 | 436.7 | 88.1 | 524.8 | 606.3 | 35.4 | 4.86 | 50 | 2400.7 | 0.29 | 608.7 | 121.7 | 730.4 | 25.28 | 0 | 0.26 | 25.54 | 26.51 | 0 | 0.27 | 26.78 | 419979.6 | 79340.8 | 3429.1 | 4139.3 | 0 | 8229.1 | 39907.4 | 0 | 0 | 0 | 136226.3 | 0 | 844.4 | 3315.4 | 49851.1 | 88396.1 | 2495 | 3805.6 | 0 | 0 | 78465 | 875.7 | 0 | 1343.8 | 829.3 | 6404.5
3049 | 128 | Day128 | 0 | Hour0 | 5 | Spring | 20 | 548979.8 | Spring | 392582.5 | 2024-05-08 | 387686.4 | 155.6 | 0 | 4740.5 | 392582.5 | 375100.1 | 314120.7 | 0.0325 | 0.0431 | 0.6 | 0.59 | 217.4 | 13.2 | 1.82 | 20.1 | 841.2 | 0.16 | 218.3 | 45.2 | 263.5 | 226 | 13.6 | 1.89 | 20.9 | 875.7 | 0.16 | 226.9 | 47 | 273.9 | 431.9 | 23.7 | 3.26 | 37.6 | 1725.5 | 0.23 | 433.5 | 89 | 522.6 | 501 | 22.7 | 3.01 | 47.3 | 2188 | 0.23 | 502.5 | 112.5 | 615 | 23.58 | 0 | 0.26 | 23.84 | 24.66 | 0 | 0.27 | 24.93 | 392582.5 | 78461.8 | 1453.1 | 4139.3 | 0 | 6412.6 | 35248.8 | 0 | 0 | 0 | 119870.4 | 0 | 712.3 | 3315.4 | 48596.6 | 88396.1 | 2308.6 | 3667.5 | 0 | 0 | 77716.3 | 745.5 | 0 | 13.5 | 3006.4 | 5053.8
3050 | 128 | Day128 | 1 | Hour1 | 5 | Spring | 2117 | #N/A | Spring | 377050.4 | 2024-05-08 01:00 | 366976.4 | 2006.5 | 3240.3 | 4827.2 | 377050.4 | 355280.1 | 298543.2 | 0.0319 | 0.0407 | 0.6 | 0.6 | 215.7 | 13.2 | 1.83 | 19.9 | 830.4 | 0.16 | 216.6 | 44.7 | 261.2 | 224.9 | 13.8 | 1.91 | 20.7 | 865.7 | 0.16 | 225.8 | 46.5 | 272.4 | 416.7 | 21.5 | 2.94 | 37.5 | 1710.5 | 0.22 | 418.1 | 88.5 | 506.7 | 460.6 | 23.1 | 3.11 | 41.5 | 1941.2 | 0.22 | 462.1 | 99.4 | 561.5 | 21.67 | 0 | 0.26 | 21.93 | 22.6 | 0 | 0.27 | 22.87 | 377050.4 | 78507.2 | 29.5 | 4131.7 | 0 | 5425.7 | 34086.9 | 0 | 0 | 0 | 112815.7 | 0 | 712.3 | 3315.4 | 45097.4 | 87397.2 | 2212.8 | 3318.7 | 0 | 0 | 77839.6 | 667.6 | 0 | 0 | 1642.1 | 5377.2
3051 | 128 | Day128 | 2 | Hour2 | 5 | Spring | 2117 | #N/A | Spring | 367997.5 | 2024-05-08 02:00 | 354122.2 | 5040.9 | 3960.3 | 4874.1 | 367997.5 | 342960.4 | 290118.5 | 0.0315 | 0.0391 | 0.6 | 0.6 | 218.7 | 13.4 | 1.87 | 20.1 | 840.2 | 0.16 | 219.6 | 45.2 | 264.8 | 228.2 | 14.1 | 1.96 | 20.9 | 874.6 | 0.17 | 229.1 | 47 | 276.1 | 406 | 20.6 | 2.8 | 36.8 | 1674.6 | 0.21 | 407.4 | 86.8 | 494.2 | 688.7 | 71.5 | 10.34 | 29.2 | 1749.4 | 0.36 | 693.6 | 81.4 | 775 | 20.77 | 0 | 0.27 | 21.04 | 21.62 | 0 | 0.27 | 21.89 | 367997.5 | 77879 | 221.2 | 4131.7 | 0 | 4760.4 | 33980 | 0 | 0 | 0 | 110912.4 | 0 | 711.9 | 3315.4 | 41287.9 | 87281.1 | 2163.9 | 1352.4 | 0 | 0 | 77308.3 | 570.7 | 0 | 0 | 154.6 | 5341.9
3052 | 128 | Day128 | 3 | Hour3 | 5 | Spring | 2117 | #N/A | Spring | 363654.5 | 2024-05-08 03:00 | 350405.3 | 4599.1 | 3794.8 | 4855.3 | 363654.5 | 339401.8 | 286954.2 | 0.0314 | 0.0387 | 0.59 | 0.59 | 221.8 | 13.6 | 1.89 | 20.4 | 852.8 | 0.16 | 222.7 | 45.9 | 268.6 | 231.4 | 14.3 | 1.98 | 21.2 | 887.7 | 0.17 | 232.4 | 47.7 | 280.1 | 401.5 | 20 | 2.73 | 36.9 | 1664.3 | 0.22 | 402.9 | 86.5 | 489.4 | 676.7 | 69.5 | 10.04 | 29.4 | 1743.6 | 0.35 | 681.5 | 81.4 | 763 | 20.78 | 0 | 0.26 | 21.04 | 21.65 | 0 | 0.26 | 21.91 | 363654.5 | 76700.3 | 11.1 | 4131.7 | 0 | 4839.5 | 33980 | 0 | 0 | 0 | 111446.2 | 0 | 695.7 | 3315.4 | 38635.4 | 86857.3 | 2163.9 | 878 | 0 | 0 | 76059.4 | 640.9 | 0 | 0 | 0 | 5591.6
3053 | 128 | Day128 | 4 | Hour4 | 5 | Spring | 2117 | #N/A | Spring | 364075 | 2024-05-08 04:00 | 357478.6 | 1923.3 | 395.5 | 4277.6 | 364075 | 346199.1 | 287568 | 0.0316 | 0.0394 | 0.59 | 0.58 | 223.7 | 13.6 | 1.89 | 20.7 | 863.2 | 0.16 | 224.6 | 46.4 | 271.1 | 232.2 | 14.1 | 1.96 | 21.5 | 896.6 | 0.17 | 233.2 | 48.2 | 281.4 | 407.8 | 20.2 | 2.75 | 37.6 | 1693.8 | 0.22 | 409.1 | 88.1 | 497.2 | 703.5 | 69 | 9.94 | 32.7 | 1903.1 | 0.35 | 708.3 | 89.5 | 797.8 | 20.88 | 0 | 0.25 | 21.13 | 21.83 | 0 | 0.26 | 22.09 | 364075 | 76507 | 95.8 | 4127.2 | 0 | 4760.4 | 33974.3 | 0 | 0 | 78.4 | 113612.6 | 0 | 712.3 | 3315.4 | 36712.7 | 87397.2 | 2178 | 682.2 | 0 | 300 | 75586.1 | 542.4 | 0 | 0 | 396 | 5756.8
3054 | 128 | Day128 | 5 | Hour5 | 5 | Spring | 2117 | #N/A | Spring | 382271.9 | 2024-05-08 05:00 | 377386 | 133.9 | 370.7 | 4381.3 | 382271.9 | 365292 | 298703 | 0.032 | 0.0417 | 0.58 | 0.58 | 226.6 | 13.7 | 1.89 | 20.9 | 879.6 | 0.16 | 227.6 | 47.1 | 274.7 | 235.1 | 14.2 | 1.96 | 21.7 | 913.7 | 0.17 | 236.1 | 49 | 285.1 | 408.5 | 23.4 | 3.24 | 34.7 | 1598.6 | 0.22 | 410.1 | 82.4 | 492.5 | 443 | 16.2 | 2.05 | 45.2 | 2068.1 | 0.2 | 444.1 | 106.9 | 551 | 22.48 | 0 | 0.24 | 22.72 | 23.52 | 0 | 0.26 | 23.77 | 382271.9 | 83568.9 | 699.4 | 4127.2 | 0 | 5254.8 | 35661.1 | 0 | 0 | 332.1 | 123216.4 | 0 | 565.2 | 3315.4 | 35153.9 | 87397.2 | 2127.3 | 1185.1 | 0 | 6394.7 | 76259.9 | 582.2 | 343.8 | 0 | 0 | 6454.7
3055 | 128 | Day128 | 6 | Hour6 | 5 | Spring | 2117 | #N/A | Spring | 410967.9 | 2024-05-08 06:00 | 405746.2 | 313.6 | 358.3 | 4549.7 | 410967.9 | 392426.6 | 304256.5 | 0.0328 | 0.0448 | 0.6 | 0.6 | 214.7 | 13 | 1.8 | 19.7 | 831.4 | 0.15 | 215.6 | 44.5 | 260.1 | 223.4 | 13.5 | 1.87 | 20.5 | 866.2 | 0.16 | 224.3 | 46.4 | 270.6 | 264.7 | 12.2 | 1.65 | 25.4 | 1118.1 | 0.15 | 265.5 | 58.7 | 324.3 | 430.3 | 15.9 | 2.02 | 43.7 | 2002.1 | 0.19 | 431.4 | 103.4 | 534.8 | 22.95 | 0 | 0.25 | 23.2 | 24.07 | 0 | 0.26 | 24.33 | 410967.9 | 106711.4 | 1870.1 | 4128.2 | 0 | 4868.6 | 36561.7 | 0 | 0 | 5368.7 | 124740.2 | 0 | 553.2 | 3315.4 | 38221.9 | 87397.2 | 2127.3 | 472.7 | 0 | 27130 | 73624.3 | 588.5 | 2252.7 | 0 | 0 | 6831.1
3056 | 128 | Day128 | 7 | Hour7 | 5 | Spring | 2117 | #N/A | Spring | 435450.1 | 2024-05-08 07:00 | 430343.2 | 193.8 | 347.4 | 4565.6 | 435450.1 | 415899.2 | 310445.3 | 0.0336 | 0.0475 | 0.62 | 0.62 | 207 | 12.8 | 1.78 | 18.7 | 792.9 | 0.15 | 207.9 | 42.4 | 250.3 | 215.3 | 13.3 | 1.85 | 19.5 | 825.3 | 0.15 | 216.2 | 44.1 | 260.3 | 188.2 | 6.8 | 0.89 | 19.7 | 848.1 | 0.11 | 188.7 | 45.1 | 233.7 | 717.7 | 61.1 | 8.7 | 41.6 | 2245.8 | 0.34 | 721.9 | 108.7 | 830.6 | 23.39 | 0 | 0.25 | 23.65 | 24.59 | 0 | 0.27 | 24.86 | 435450.1 | 125004.8 | 2345.9 | 4181.7 | 0 | 6130 | 38580.1 | 0 | 1 | 8268.2 | 124409.2 | 0 | 553.2 | 3315.4 | 40097.7 | 88396.1 | 2166.4 | 269.5 | 0 | 54786 | 61394.3 | 555.3 | 4950.1 | 0 | 0 | 6916.7
3057 | 128 | Day128 | 8 | Hour8 | 5 | Spring | 2117 | #N/A | Spring | 459146.6 | 2024-05-08 08:00 | 452365.2 | 1525.1 | 370.7 | 4885.7 | 459146.6 | 436856.5 | 291173.7 | 0.0343 | 0.0499 | 0.66 | 0.65 | 191 | 12.2 | 1.7 | 16.9 | 719.2 | 0.14 | 191.9 | 38.4 | 230.3 | 198.4 | 12.7 | 1.77 | 17.6 | 747.1 | 0.14 | 199.3 | 39.9 | 239.2 | 135.2 | 4.3 | 0.56 | 14.8 | 620.9 | 0.08 | 135.5 | 33.3 | 168.8 | 314.2 | 5.9 | 0.59 | 38.7 | 1646.6 | 0.17 | 314.5 | 87.8 | 402.3 | 22.03 | 0 | 0.26 | 22.29 | 23.28 | 0 | 0.27 | 23.55 | 459146.6 | 167972.9 | 49.1 | 4172.3 | 0 | 7340.2 | 39285.9 | 0 | 456.6 | 11168.2 | 116056.3 | 0 | 553.2 | 3315.4 | 30204.4 | 88030.4 | 2166.4 | 0 | 0 | 97745.3 | 58094.5 | 508.4 | 7480.1 | 0 | 0 | 7087.8
3058 | 128 | Day128 | 9 | Hour9 | 5 | Spring | 2117 | #N/A | Spring | 488721 | 2024-05-08 09:00 | 472423 | 5883.3 | 4433.1 | 5981.6 | 488721.1 | 455892.1 | 291520.1 | 0.035 | 0.0521 | 0.66 | 0.66 | 187.9 | 12.2 | 1.7 | 16.4 | 703 | 0.13 | 188.7 | 37.4 | 226.2 | 198.1 | 12.9 | 1.8 | 17.3 | 740.4 | 0.14 | 199 | 39.4 | 238.4 | 119.2 | 3.6 | 0.47 | 13.2 | 552.6 | 0.07 | 119.5 | 29.7 | 149.2 | 301.1 | 6.2 | 0.66 | 37 | 1561.4 | 0.18 | 301.5 | 83.6 | 385.1 | 20.37 | 0 | 0.26 | 20.63 | 21.8 | 0 | 0.27 | 22.07 | 488721 | 197200.9 | 0 | 4169 | 0 | 6869 | 41913.2 | 0 | 859.6 | 18021.8 | 119944.9 | 0 | 553.2 | 3315.4 | 25042.9 | 87546.1 | 2166.4 | 0 | 0 | 121968.7 | 55845.8 | 505.1 | 12590.9 | 248.4 | 0 | 7812.1
3059 | 128 | Day128 | 10 | Hour10 | 5 | Spring | 2117 | #N/A | Spring | 506418.5 | 2024-05-08 10:00 | 491007.8 | 4874.9 | 4364.1 | 6171.7 | 506418.5 | 473481.4 | 301747.9 | 0.0357 | 0.0542 | 0.66 | 0.65 | 192.9 | 12.6 | 1.76 | 16.7 | 719.3 | 0.13 | 193.7 | 38.1 | 231.8 | 203.6 | 13.3 | 1.86 | 17.6 | 758.7 | 0.14 | 204.5 | 40.2 | 244.7 | 108.6 | 3.1 | 0.39 | 12.2 | 508.2 | 0.07 | 108.8 | 27.4 | 136.1 | 818.9 | 90 | 13.05 | 30.8 | 1926.3 | 0.44 | 825.1 | 88.3 | 913.4 | 21.26 | 0 | 0.26 | 21.52 | 22.8 | 0 | 0.27 | 23.07 | 506418.5 | 204670.6 | 15 | 4173.5 | 0 | 7348 | 45022 | 0 | 983 | 19632.3 | 126852.1 | 0 | 553.2 | 3315.4 | 25067.8 | 87234.4 | 2166.4 | 0 | 0 | 130502.6 | 53005.1 | 547.6 | 16003.8 | 291.1 | 147.9 | 8258.9
3060 | 128 | Day128 | 11 | Hour11 | 5 | Spring | 2117 | #N/A | Spring | 520559.6 | 2024-05-08 11:00 | 505730.4 | 4378.6 | 4360 | 6090.6 | 520559.6 | 487367.9 | 313066.5 | 0.0363 | 0.0559 | 0.64 | 0.64 | 200.7 | 13.2 | 1.84 | 17.1 | 746.3 | 0.14 | 201.6 | 39.4 | 241 | 211.8 | 13.9 | 1.94 | 18.1 | 787 | 0.14 | 212.8 | 41.5 | 254.3 | 96.3 | 2.4 | 0.3 | 11.1 | 462 | 0.06 | 96.4 | 24.9 | 121.3 | 454.6 | 32.9 | 4.61 | 33.3 | 1611.1 | 0.25 | 456.9 | 81.3 | 538.2 | 21.99 | 0 | 0.26 | 22.24 | 23.62 | 0 | 0.27 | 23.88 | 520559.6 | 207493.1 | 21.3 | 4173.5 | 0 | 7239.1 | 48702.8 | 0 | 1010.4 | 19557.5 | 134545 | 0 | 553.2 | 3315.4 | 25093.1 | 87256.7 | 2166.4 | 0 | 0 | 134334.4 | 51943.2 | 647.7 | 17691.6 | 381.4 | 325 | 8258.9
3061 | 128 | Day128 | 12 | Hour12 | 5 | Spring | 2117 | #N/A | Spring | 532461.6 | 2024-05-08 12:00 | 518289.5 | 3649.5 | 4360 | 6162.6 | 532461.6 | 499180.3 | 322987.4 | 0.0369 | 0.0574 | 0.63 | 0.63 | 206.7 | 13.7 | 1.91 | 17.4 | 765.1 | 0.14 | 207.7 | 40.3 | 247.9 | 218 | 14.5 | 2.02 | 18.4 | 806.5 | 0.15 | 219 | 42.4 | 261.5 | 95.2 | 2.5 | 0.31 | 10.9 | 453.7 | 0.06 | 95.3 | 24.5 | 119.8 | 832.5 | 91.1 | 13.2 | 31.7 | 1971.4 | 0.45 | 838.8 | 90.5 | 929.3 | 22.47 | 0 | 0.25 | 22.72 | 24.15 | 0 | 0.26 | 24.41 | 532461.6 | 209474.2 | 118 | 4173.5 | 0 | 7237.9 | 52035.8 | 0 | 1012.1 | 19295 | 140104.2 | 0 | 553.2 | 3315.4 | 25235.9 | 88047.1 | 2166.4 | 0 | 0 | 135530.6 | 52956.3 | 680.2 | 17761.2 | 386.4 | 760.7 | 8050.4
3062 | 128 | Day128 | 13 | Hour13 | 5 | Spring | 2117 | #N/A | Spring | 542093 | 2024-05-08 13:00 | 529797.4 | 2663.4 | 3694.6 | 5937.7 | 542093.1 | 509980.2 | 331676.3 | 0.0374 | 0.0588 | 0.63 | 0.62 | 213.9 | 14.3 | 2 | 17.8 | 786.2 | 0.14 | 214.8 | 41.3 | 256.1 | 225.1 | 15.1 | 2.11 | 18.7 | 827 | 0.15 | 226.1 | 43.4 | 269.5 | 101.6 | 3.3 | 0.43 | 11.1 | 464 | 0.06 | 101.8 | 24.9 | 126.7 | 486.6 | 21.6 | 2.83 | 46.2 | 2151.3 | 0.22 | 488 | 110.4 | 598.4 | 25.27 | 0 | 0.25 | 25.52 | 27.01 | 0 | 0.26 | 27.27 | 542093 | 210416.8 | 1.5 | 4181.2 | 0 | 7013.6 | 55795.2 | 0 | 1007.1 | 20077.6 | 144621.1 | 0 | 553.2 | 3315.4 | 25527.4 | 88396.1 | 2236.9 | 34.8 | 0 | 134132.6 | 54453.3 | 746.2 | 16379.5 | 347.6 | 1331.4 | 8258.9
3063 | 128 | Day128 | 14 | Hour14 | 5 | Spring | 2117 | #N/A | Spring | 546726.6 | 2024-05-08 14:00 | 536623.8 | 879.6 | 3408.2 | 5815 | 546726.6 | 516375.8 | 342606.7 | 0.0377 | 0.0597 | 0.61 | 0.61 | 223.6 | 15.2 | 2.12 | 18.4 | 815.3 | 0.15 | 224.6 | 42.7 | 267.3 | 234.7 | 15.9 | 2.23 | 19.3 | 855.9 | 0.15 | 235.8 | 44.8 | 280.6 | 103.8 | 2.9 | 0.37 | 11.7 | 491.7 | 0.06 | 104 | 26.3 | 130.3 | 703.8 | 57.4 | 8.14 | 43.1 | 2283.7 | 0.33 | 707.8 | 111.3 | 819.1 | 25.85 | 0 | 0.25 | 26.1 | 27.63 | 0 | 0.26 | 27.89 | 546726.6 | 204119.9 | 191.8 | 4181.2 | 0 | 6869 | 59769.8 | 0 | 1000.2 | 19247 | 148859.6 | 0 | 553.2 | 3315.4 | 27912.1 | 88396.1 | 2481.9 | 76.6 | 0 | 126634.7 | 56514.7 | 723.4 | 16267.9 | 553.3 | 1202.2 | 8258.9
3064 | 128 | Day128 | 15 | Hour15 | 5 | Spring | 2117 | #N/A | Spring | 548472.2 | 2024-05-08 15:00 | 539759.6 | 50.5 | 2789.1 | 5873.1 | 548472.2 | 519315.6 | 351976.3 | 0.0379 | 0.0601 | 0.6 | 0.6 | 231.6 | 15.7 | 2.2 | 19 | 843.4 | 0.15 | 232.7 | 44.2 | 276.9 | 242.9 | 16.4 | 2.3 | 20 | 884.8 | 0.16 | 244 | 46.4 | 290.4 | 119 | 3.9 | 0.5 | 12.8 | 553.6 | 0.06 | 119.2 | 29.3 | 148.5 | 416.6 | 8.1 | 0.83 | 49 | 2169.4 | 0.18 | 417.1 | 113.7 | 530.8 | 26.69 | 0 | 0.24 | 26.93 | 28.5 | 0 | 0.26 | 28.75 | 548472.2 | 196495.9 | 785.5 | 4240.4 | 0 | 6869 | 61591 | 0 | 992.6 | 18209 | 153683 | 0 | 802.2 | 3315.4 | 28958.9 | 88396.1 | 3255.2 | 79.7 | 0 | 115490.1 | 61001.3 | 803 | 15049.4 | 3835 | 1406 | 8258.9
3065 | 128 | Day128 | 16 | Hour16 | 5 | Spring | 2117 | #N/A | Spring | 548979.8 | 2024-05-08 16:00 | 540679.1 | 111.9 | 2324.9 | 5863.8 | 548979.8 | 520188.9 | 361456.7 | 0.0379 | 0.0601 | 0.59 | 0.58 | 240.6 | 16.3 | 2.28 | 19.7 | 874.2 | 0.16 | 241.7 | 45.8 | 287.5 | 252.4 | 17.1 | 2.39 | 20.7 | 917.9 | 0.16 | 253.6 | 48.1 | 301.7 | 156.3 | 7.1 | 0.96 | 14.9 | 666 | 0.08 | 156.8 | 34.8 | 191.6 | 557.5 | 32.8 | 4.52 | 46.1 | 2191.9 | 0.28 | 559.7 | 111.5 | 671.3 | 26.79 | 0 | 0.25 | 27.03 | 28.6 | 0 | 0.26 | 28.86 | 548979.8 | 187523.1 | 878.9 | 4243.6 | 0 | 6912.1 | 64031.2 | 0 | 988.1 | 17305.4 | 158816.7 | 0 | 802.2 | 3315.4 | 30658.3 | 87879.8 | 3601.1 | 317.3 | 0 | 103187.9 | 65255.9 | 785.7 | 14017.7 | 452.5 | 334.6 | 7752.5
3066 | 128 | Day128 | 17 | Hour17 | 5 | Spring | 2117 | #N/A | Spring | 543184 | 2024-05-08 17:00 | 535695 | 11.4 | 1553.2 | 5924.5 | 543184.1 | 515535.3 | 376784.9 | 0.0376 | 0.0595 | 0.57 | 0.56 | 250.2 | 17 | 2.38 | 20.4 | 907 | 0.16 | 251.4 | 47.5 | 298.9 | 264.8 | 17.9 | 2.52 | 21.7 | 961.4 | 0.17 | 266.1 | 50.4 | 316.4 | 222.4 | 11.5 | 1.6 | 20.3 | 881.1 | 0.14 | 223.2 | 46.6 | 269.8 | 726.2 | 54.5 | 8 | 52.7 | 2211.6 | 0.55 | 730 | 118.7 | 848.7 | 27.91 | 0 | 0.25 | 28.15 | 29.75 | 0 | 0.26 | 30.01 | 543184 | 166399.2 | 2456.4 | 4246.4 | 0 | 8010.7 | 66196.1 | 0 | 966.7 | 14888.1 | 161867.7 | 0 | 1126.5 | 3315.4 | 32326.2 | 88396.1 | 3891.2 | 4952.1 | 0 | 80437.7 | 69257.2 | 849.5 | 11056 | 2781.4 | 1299.7 | 8258.9
3067 | 128 | Day128 | 18 | Hour18 | 5 | Spring | 2117 | #N/A | Spring | 532035.9 | 2024-05-08 18:00 | 526620.9 | 166.3 | 0 | 5248.7 | 532035.9 | 507030.9 | 394596.5 | 0.0372 | 0.0583 | 0.55 | 0.54 | 263.3 | 18 | 2.52 | 21.4 | 950 | 0.17 | 264.5 | 49.7 | 314.2 | 278.9 | 18.9 | 2.66 | 22.8 | 1008.9 | 0.18 | 280.1 | 52.9 | 333 | 316.7 | 14.8 | 2.11 | 31 | 1251.6 | 0.23 | 317.7 | 68.4 | 386.1 | 661.5 | 37.7 | 5.18 | 58.6 | 2633.7 | 0.34 | 664 | 137.2 | 801.2 | 58.18 | 0 | 0.25 | 58.43 | 61.9 | 0 | 0.27 | 62.16 | 532035.9 | 137439.4 | 1591.6 | 4246.4 | 0 | 8374.7 | 68610.2 | 0 | 869.5 | 10804.7 | 163529.6 | 0 | 2215.2 | 3315.4 | 39338.4 | 88396.1 | 4316.3 | 10662.4 | 0 | 55400.8 | 69377.8 | 986.6 | 9313 | 5472.2 | 2056.7 | 8050.4
3068 | 128 | Day128 | 19 | Hour19 | 5 | Spring | 2117 | #N/A | Spring | 520045.6 | 2024-05-08 19:00 | 515831.6 | 0 | 0 | 4213.9 | 520045.5 | 496897.2 | 417097.8 | 0.0367 | 0.057 | 0.52 | 0.51 | 279 | 18.9 | 2.66 | 22.7 | 1007.7 | 0.18 | 280.3 | 52.7 | 333 | 295.7 | 20 | 2.81 | 24.2 | 1070.7 | 0.19 | 297 | 56.1 | 353.2 | 398.4 | 20.6 | 2.94 | 37.1 | 1521.2 | 0.29 | 399.8 | 82.5 | 482.4 | 979.5 | 93.4 | 13.45 | 48.1 | 2720.8 | 0.49 | 986 | 129.3 | 1115.3 | 79.04 | 0 | 0.19 | 79.23 | 83.95 | 0 | 0.2 | 84.15 | 520045.6 | 102947.7 | 1891.3 | 4255.8 | 0 | 8374.7 | 70616.4 | 0 | 562.4 | 6317.8 | 169368.7 | 0 | 2641.3 | 3315.4 | 52066 | 88396.1 | 4754.2 | 11417.8 | 0 | 28334.1 | 66633.2 | 1100.2 | 6946.7 | 3427.5 | 862.4 | 8258.9
3069 | 128 | Day128 | 20 | Hour20 | 5 | Spring | 2117 | #N/A | Spring | 511437 | 2024-05-08 20:00 | 507214.6 | 0 | 0 | 4222.4 | 511437 | 488798.6 | 430712.6 | 0.0363 | 0.0559 | 0.5 | 0.5 | 293.2 | 20.1 | 2.82 | 23.6 | 1054.5 | 0.19 | 294.6 | 55.1 | 349.7 | 308.2 | 21 | 2.95 | 25 | 1111.6 | 0.2 | 309.6 | 58.1 | 367.8 | 377.8 | 19.7 | 2.78 | 34.7 | 1464.2 | 0.25 | 379.2 | 78.4 | 457.6 | 624.9 | 24.4 | 3.5 | 66.8 | 2533.7 | 0.52 | 626.6 | 142.5 | 769 | 30.34 | 0 | 0.26 | 30.6 | 32.14 | 0 | 0.28 | 32.42 | 511437 | 80724.5 | 5868.1 | 4255.8 | 0 | 8374.7 | 73659.3 | 0 | 98.2 | 3243.1 | 174453.2 | 0 | 1605.8 | 3315.4 | 58456.8 | 88396.1 | 4760.4 | 7567.1 | 0 | 5509.5 | 70672.2 | 1201.5 | 2001.2 | 784.1 | 1700.8 | 8246.3
3070 | 128 | Day128 | 21 | Hour21 | 5 | Spring | 2117 | #N/A | Spring | 489215.4 | 2024-05-08 21:00 | 484849.1 | 0 | 0 | 4366.3 | 489215.4 | 467659.9 | 416500.8 | 0.0355 | 0.0535 | 0.5 | 0.49 | 296 | 20.3 | 2.85 | 23.9 | 1067.8 | 0.19 | 297.4 | 55.7 | 353.1 | 308.6 | 21.1 | 2.96 | 25 | 1115.2 | 0.2 | 310.1 | 58.2 | 368.3 | 411.7 | 24.5 | 3.43 | 34.4 | 1554 | 0.24 | 413.4 | 80.8 | 494.2 | 515.8 | 24 | 3.19 | 48.1 | 2232.5 | 0.24 | 517.4 | 114.7 | 632.1 | 29.78 | 0 | 0.26 | 30.05 | 31.47 | 0 | 0.28 | 31.75 | 489215.4 | 72714.6 | 5022 | 4253 | 0 | 8374.7 | 71306.4 | 0 | 0 | 8.3 | 170208.4 | 0 | 1300.6 | 3315.4 | 56038.3 | 88396.1 | 4011 | 4274.7 | 0 | 5.4 | 71394.2 | 1306.7 | 465.8 | 1810.2 | 3310.9 | 7476.7
3071 | 128 | Day128 | 22 | Hour22 | 5 | Spring | 2117 | #N/A | Spring | 455183 | 2024-05-08 22:00 | 450871.8 | 0 | 0 | 4311.2 | 455183 | 435405.2 | 385313.1 | 0.0343 | 0.0498 | 0.52 | 0.51 | 273.7 | 17.9 | 2.5 | 23 | 1018.3 | 0.18 | 274.9 | 53.4 | 328.3 | 285.3 | 18.6 | 2.6 | 24.1 | 1063.3 | 0.19 | 286.5 | 55.8 | 342.3 | 455.1 | 30.3 | 4.22 | 34.2 | 1683.2 | 0.22 | 457.2 | 84.4 | 541.6 | 440.5 | 11.7 | 1.37 | 49.1 | 2183.2 | 0.2 | 441.3 | 114.2 | 555.5 | 27.61 | 0 | 0.27 | 27.87 | 29.06 | 0 | 0.28 | 29.34 | 455183 | 69869.9 | 5054.4 | 4193.8 | 0 | 8374.7 | 57687.2 | 0 | 0 | 0 | 159159.4 | 0 | 671.4 | 3315.4 | 51638.9 | 88396.1 | 2674.8 | 4147 | 0 | 0 | 68563.9 | 1306 | 1.2 | 2017.6 | 3276.7 | 5566.5
3072 | 128 | Day128 | 23 | Hour23 | 5 | Spring | 2117 | #N/A | Spring | 423838.4 | 2024-05-08 23:00 | 419340 | 0 | 0 | 4498.5 | 423838.4 | 405327.5 | 354287.8 | 0.0334 | 0.0466 | 0.54 | 0.54 | 248.3 | 15.3 | 2.12 | 22.1 | 954 | 0.17 | 249.3 | 50.6 | 299.9 | 258.5 | 15.9 | 2.2 | 23.1 | 994.8 | 0.18 | 259.6 | 52.8 | 312.3 | 438.2 | 27.3 | 3.77 | 34.7 | 1682.4 | 0.21 | 440 | 84.9 | 524.9 | 1037.3 | 110 | 15.92 | 40.7 | 2551.2 | 0.52 | 1044.9 | 116.9 | 1161.8 | 25.93 | 0 | 0.27 | 26.2 | 27.21 | 0 | 0.28 | 27.49 | 423838.4 | 69550.6 | 3686.7 | 4192.8 | 0 | 7446.2 | 44578.7 | 0 | 0 | 0 | 145554 | 0 | 576.8 | 3315.4 | 50065.8 | 88396.1 | 2328.4 | 4147 | 0 | 0 | 68322.8 | 1227.7 | 0 | 1755.9 | 4036.3 | 4930.6
3073 | 129 | Day129 | 0 | Hour0 | 5 | Spring | 26 | 524300.6 | Spring | 397869.6 | 2024-05-09 | 391750.8 | 124.1 | 1419.3 | 4575.4 | 397869.6 | 378970.9 | 328564.7 | 0.0326 | 0.0436 | 0.57 | 0.56 | 233.8 | 14 | 1.94 | 21.4 | 909.7 | 0.16 | 234.7 | 48.6 | 283.3 | 243.1 | 14.5 | 2.01 | 22.3 | 948.2 | 0.17 | 244.1 | 50.7 | 294.8 | 454 | 26.1 | 3.58 | 37.8 | 1810.5 | 0.21 | 455.7 | 91.8 | 547.5 | 898.8 | 92.2 | 13.32 | 38.1 | 2307.2 | 0.45 | 905.2 | 107 | 1012.2 | 24.27 | 0 | 0.27 | 24.54 | 25.4 | 0 | 0.28 | 25.68 | 397869.6 | 69305 | 1436.8 | 4189.9 | 0 | 4760.4 | 37945.9 | 0 | 0 | 0 | 132157.9 | 0 | 576.8 | 3315.4 | 50037.3 | 88396.1 | 2156.1 | 3592 | 0 | 0 | 68014.9 | 1290.1 | 0 | 0 | 2016.1 | 4775.1
3074 | 129 | Day129 | 1 | Hour1 | 5 | Spring | 2117 | #N/A | Spring | 383149.2 | 2024-05-09 01:00 | 371286.6 | 915.8 | 6195.6 | 4751.2 | 383149.2 | 359402.9 | 311970.2 | 0.032 | 0.0412 | 0.58 | 0.58 | 224.9 | 13.4 | 1.85 | 20.9 | 878.7 | 0.16 | 225.8 | 47.1 | 273 | 234.6 | 14 | 1.93 | 21.8 | 916.7 | 0.17 | 235.6 | 49.1 | 284.7 | 438.5 | 24.4 | 3.33 | 37.3 | 1776 | 0.21 | 440.1 | 90.3 | 530.4 | 660.1 | 53.7 | 7.63 | 41 | 2135.1 | 0.33 | 663.7 | 104.7 | 768.4 | 23.23 | 0 | 0.26 | 23.49 | 24.23 | 0 | 0.28 | 24.51 | 383149.2 | 71179 | 104.8 | 4189.9 | 0 | 4760.4 | 34750.3 | 0 | 0 | 0 | 123438.9 | 0 | 576.8 | 3315.4 | 47894 | 88249.8 | 2048.6 | 2641.2 | 0 | 0 | 69843.2 | 1335.8 | 0 | 0 | 0 | 4566.6
3075 | 129 | Day129 | 2 | Hour2 | 5 | Spring | 2117 | #N/A | Spring | 373587.2 | 2024-05-09 02:00 | 357222.6 | 4780 | 6956.8 | 4627.8 | 373587.2 | 345936.2 | 302090 | 0.0316 | 0.0395 | 0.58 | 0.57 | 226.3 | 13.5 | 1.87 | 21.1 | 883.7 | 0.16 | 227.2 | 47.4 | 274.6 | 236 | 14.1 | 1.95 | 21.9 | 920.5 | 0.17 | 237 | 49.4 | 286.3 | 448.8 | 26.1 | 3.58 | 37.1 | 1781.8 | 0.21 | 450.6 | 90.3 | 540.9 | 628.6 | 49.5 | 6.99 | 40.5 | 2096.9 | 0.3 | 632 | 103 | 735 | 22.98 | 0 | 0.28 | 23.26 | 23.92 | 0 | 0.27 | 24.2 | 373587.2 | 71497.2 | 0 | 4189.9 | 0 | 4588.3 | 34106.1 | 0 | 0 | 0 | 120897.4 | 0 | 533.1 | 3315.4 | 43500.8 | 88236.9 | 2030 | 692 | 0 | 0 | 70119.8 | 1377.4 | 0 | 0 | 0 | 4775.1
3076 | 129 | Day129 | 3 | Hour3 | 5 | Spring | 2117 | #N/A | Spring | 368367.8 | 2024-05-09 03:00 | 351563.4 | 4027.9 | 8105.7 | 4670.8 | 368367.8 | 340516.1 | 296714.7 | 0.0314 | 0.0388 | 0.58 | 0.57 | 228.4 | 13.7 | 1.89 | 21.2 | 890.6 | 0.17 | 229.3 | 47.8 | 277.2 | 238.4 | 14.3 | 1.98 | 22 | 927.5 | 0.17 | 239.3 | 49.7 | 289.1 | 460.5 | 27.3 | 3.74 | 37.7 | 1813.9 | 0.22 | 462.4 | 91.8 | 554.1 | 453.8 | 19.4 | 2.53 | 44.1 | 2029.6 | 0.21 | 455.1 | 104.6 | 559.7 | 22.85 | 0 | 0.27 | 23.12 | 23.77 | 0 | 0.27 | 24.04 | 368367.8 | 71653.1 | 0 | 4189.9 | 0 | 4760.4 | 34106.1 | 0 | 0 | 0 | 119897 | 0 | 516.6 | 3315.4 | 39899.2 | 88000.1 | 2030 | 0 | 0 | 0 | 70216.6 | 1436.5 | 0 | 0 | 0 | 4775.1
3077 | 129 | Day129 | 4 | Hour4 | 5 | Spring | 2117 | #N/A | Spring | 369891.6 | 2024-05-09 04:00 | 357986.1 | 1927.8 | 5566.7 | 4411 | 369891.6 | 346687.1 | 300789.2 | 0.0316 | 0.0395 | 0.56 | 0.56 | 234 | 13.8 | 1.91 | 21.9 | 919.2 | 0.17 | 235 | 49.3 | 284.3 | 243.9 | 14.4 | 1.99 | 22.7 | 956.8 | 0.17 | 244.9 | 51.3 | 296.1 | 453.3 | 26 | 3.56 | 37.8 | 1810.9 | 0.21 | 455.1 | 91.8 | 546.8 | 512.4 | 29 | 3.95 | 43.3 | 2069 | 0.24 | 514.3 | 105.1 | 619.4 | 23.26 | 0 | 0.26 | 23.52 | 24.22 | 0 | 0.27 | 24.48 | 369891.6 | 69102.4 | 0 | 4188.3 | 0 | 4760.4 | 34355.1 | 0 | 0 | 26.2 | 125828.9 | 0 | 518 | 3315.4 | 37731.1 | 88053.5 | 2030 | 8.5 | 0 | 61.8 | 67452.4 | 1562 | 0 | 0 | 0 | 4196.1
3078 | 129 | Day129 | 5 | Hour5 | 5 | Spring | 2117 | #N/A | Spring | 383087.8 | 2024-05-09 05:00 | 376922.3 | 430.4 | 1480.3 | 4254.9 | 383087.9 | 364849.1 | 310730.9 | 0.032 | 0.0416 | 0.55 | 0.55 | 240.4 | 14.2 | 1.96 | 22.3 | 944.2 | 0.17 | 241.3 | 50.5 | 291.8 | 249 | 14.7 | 2.02 | 23.1 | 979.1 | 0.17 | 250 | 52.3 | 302.3 | 421.7 | 24.8 | 3.4 | 34.6 | 1666.3 | 0.2 | 423.4 | 84.3 | 507.7 | 514.9 | 29.7 | 4.06 | 43 | 2059 | 0.24 | 516.9 | 104.4 | 621.3 | 23.78 | 0 | 0.25 | 24.03 | 24.82 | 0 | 0.26 | 25.09 | 383087.8 | 72357 | 0 | 4188.3 | 0 | 4760.4 | 36643.3 | 0 | 0 | 142.8 | 133921.7 | 0 | 531.9 | 3315.4 | 36992.6 | 88347.2 | 2030 | 0 | 0 | 5853.7 | 64642.7 | 1717.8 | 158.4 | 0 | 0 | 4584.2
3079 | 129 | Day129 | 6 | Hour6 | 5 | Spring | 2117 | #N/A | Spring | 411412.6 | 2024-05-09 06:00 | 404063.5 | 191.2 | 2907.1 | 4250.8 | 411412.6 | 390822.4 | 314286.4 | 0.0328 | 0.0446 | 0.57 | 0.57 | 227.1 | 13.5 | 1.86 | 21 | 890.2 | 0.16 | 228 | 47.5 | 275.6 | 236.1 | 14 | 1.94 | 21.8 | 924.8 | 0.16 | 237 | 49.4 | 286.4 | 223.8 | 11.7 | 1.59 | 19.7 | 928.2 | 0.11 | 224.6 | 47.4 | 272 | 1091.5 | 124.4 | 18.08 | 34.8 | 2421 | 0.54 | 1100.2 | 107.1 | 1207.3 | 24.53 | 0 | 0.25 | 24.78 | 25.67 | 0 | 0.27 | 25.94 | 411412.6 | 97126.3 | 0 | 4192.8 | 0 | 5716.5 | 37433.2 | 0 | 0 | 3562.5 | 134859.6 | 0 | 550 | 3315.4 | 37792.7 | 88396.1 | 2030 | 0 | 0 | 30771.8 | 60893.3 | 1898.7 | 1144.2 | 0 | 54.3 | 4383.1
3080 | 129 | Day129 | 7 | Hour7 | 5 | Spring | 2117 | #N/A | Spring | 431277.3 | 2024-05-09 07:00 | 426769.6 | 589.7 | 0 | 3918 | 431277.3 | 412496.6 | 322326.9 | 0.0334 | 0.0471 | 0.58 | 0.58 | 229.8 | 14.4 | 2 | 20.4 | 877.1 | 0.16 | 230.8 | 46.6 | 277.3 | 238.1 | 14.9 | 2.07 | 21.1 | 909 | 0.16 | 239.2 | 48.3 | 287.4 | 144.1 | 5.5 | 0.7 | 14.6 | 663.1 | 0.07 | 144.5 | 34.4 | 178.8 | 946 | 96 | 13.85 | 40.8 | 2471.2 | 0.46 | 952.7 | 114.6 | 1067.3 | 25.16 | 0 | 0.26 | 25.42 | 26.41 | 0 | 0.28 | 26.68 | 431277.3 | 108950.4 | 0.4 | 4193.8 | 0 | 6065.6 | 42953.8 | 0 | 1.1 | 6245.3 | 134449.8 | 0 | 534.1 | 3315.4 | 40191.8 | 88396.1 | 2069.1 | 157 | 0 | 55345.7 | 45068.4 | 2290 | 3253.8 | 0 | 398.9 | 7010.7
3081 | 129 | Day129 | 8 | Hour8 | 5 | Spring | 2117 | #N/A | Spring | 449155.6 | 2024-05-09 08:00 | 444846.6 | 577.5 | 0 | 3731.5 | 449155.6 | 429712.9 | 308897.3 | 0.034 | 0.049 | 0.61 | 0.61 | 215.8 | 13.8 | 1.92 | 18.9 | 814.6 | 0.15 | 216.8 | 43.3 | 260 | 223.6 | 14.3 | 1.99 | 19.6 | 843.9 | 0.15 | 224.6 | 44.8 | 269.4 | 101 | 3 | 0.36 | 11 | 490.8 | 0.05 | 101.2 | 25.6 | 126.8 | 453.4 | 8.8 | 0.89 | 53.3 | 2363.2 | 0.2 | 453.9 | 123.8 | 577.8 | 24.65 | 0 | 0.27 | 24.92 | 25.93 | 0 | 0.28 | 26.21 | 449155.6 | 140258.3 | 15 | 4193.8 | 0 | 7977.2 | 43356 | 0 | 381.2 | 9157.2 | 128485.8 | 0 | 513.2 | 3315.4 | 30575.7 | 88396.1 | 2069.1 | 0 | 0 | 87510.8 | 40519.3 | 2689.7 | 5503.3 | 156 | 13.7 | 7248.1
3082 | 129 | Day129 | 9 | Hour9 | 5 | Spring | 2117 | #N/A | Spring | 471985.2 | 2024-05-09 09:00 | 462171.1 | 3386 | 1553.2 | 4874.9 | 471985.2 | 446173.9 | 300733.3 | 0.0346 | 0.0509 | 0.64 | 0.63 | 202.4 | 12.9 | 1.8 | 17.8 | 763.7 | 0.14 | 203.2 | 40.6 | 243.8 | 211.5 | 13.5 | 1.88 | 18.6 | 797.3 | 0.15 | 212.4 | 42.4 | 254.7 | 90.5 | 2.6 | 0.31 | 9.9 | 442 | 0.04 | 90.6 | 23.1 | 113.7 | 771 | 76.7 | 11.05 | 34.7 | 2063.1 | 0.37 | 776.3 | 96.3 | 872.6 | 24.13 | 0 | 0.27 | 24.4 | 25.5 | 0 | 0.28 | 25.78 | 471985.2 | 171251.9 | 0 | 4184.4 | 0 | 7827.8 | 42671 | 0 | 736.1 | 16054.5 | 126578.6 | 0 | 513.2 | 3315.4 | 25177.6 | 88396.1 | 2069.1 | 0 | 0 | 107295.9 | 44163.8 | 3001.6 | 11041.9 | 338.4 | 29.2 | 7649.8
3083 | 129 | Day129 | 10 | Hour10 | 5 | Spring | 2117 | #N/A | Spring | 491187 | 2024-05-09 10:00 | 478474.6 | 4456.9 | 2916.6 | 5339 | 491187.1 | 461627.8 | 307624.7 | 0.0352 | 0.0527 | 0.64 | 0.63 | 201.1 | 12.8 | 1.78 | 17.7 | 761.6 | 0.14 | 201.9 | 40.4 | 242.4 | 211.1 | 13.4 | 1.87 | 18.5 | 798.5 | 0.15 | 212 | 42.3 | 254.4 | 83.5 | 2.2 | 0.25 | 9.4 | 413.9 | 0.04 | 83.7 | 21.7 | 105.4 | 579.9 | 36.9 | 5.1 | 45 | 2210.7 | 0.27 | 582.3 | 110.9 | 693.3 | 24.21 | 0 | 0.27 | 24.48 | 25.67 | 0 | 0.28 | 25.95 | 491187 | 183562.4 | 0 | 4184.4 | 0 | 7737.4 | 43799.9 | 0 | 856.2 | 17427.8 | 132461 | 0 | 513.2 | 3315.4 | 25187.3 | 88396.1 | 2030 | 0 | 0 | 116022.1 | 45954.9 | 3301.3 | 14089.4 | 403.4 | 0 | 7393.8
3084 | 129 | Day129 | 11 | Hour11 | 5 | Spring | 2117 | #N/A | Spring | 503860.4 | 2024-05-09 11:00 | 490701.2 | 4388.4 | 3408.2 | 5362.5 | 503860.4 | 473188.4 | 317241.8 | 0.0357 | 0.0541 | 0.63 | 0.62 | 205.9 | 13 | 1.81 | 18 | 781.2 | 0.14 | 206.8 | 41.3 | 248.2 | 216.5 | 13.7 | 1.91 | 18.9 | 820.1 | 0.15 | 217.4 | 43.4 | 260.8 | 72.4 | 1.7 | 0.2 | 8.3 | 363.6 | 0.03 | 72.5 | 19.1 | 91.6 | 977.4 | 100.6 | 14.53 | 41 | 2509.5 | 0.48 | 984.4 | 115.9 | 1100.2 | 24.64 | 0 | 0.27 | 24.91 | 26.18 | 0 | 0.28 | 26.46 | 503860.4 | 186618.6 | 0 | 4184.4 | 0 | 7801.8 | 46001.3 | 0 | 899.5 | 17713.1 | 139743.6 | 0 | 513.2 | 3315.4 | 25216.8 | 88396.1 | 2069.1 | 0 | 0 | 117578.4 | 46626.4 | 3801.2 | 15591.7 | 432.7 | 9.1 | 7485.2
3085 | 129 | Day129 | 12 | Hour12 | 5 | Spring | 2117 | #N/A | Spring | 512637.1 | 2024-05-09 12:00 | 500283 | 4148.3 | 2782.4 | 5423.4 | 512637.1 | 482230 | 323303 | 0.0361 | 0.0553 | 0.62 | 0.62 | 209.5 | 13.4 | 1.86 | 18.2 | 791.9 | 0.14 | 210.4 | 41.8 | 252.2 | 220.1 | 14.1 | 1.96 | 19.1 | 831.2 | 0.15 | 221.1 | 43.9 | 265 | 75.8 | 2.2 | 0.26 | 8.3 | 368.8 | 0.04 | 75.9 | 19.3 | 95.2 | 844.3 | 81.8 | 11.77 | 40 | 2328.4 | 0.41 | 850 | 109.5 | 959.4 | 24.9 | 0 | 0.27 | 25.17 | 26.48 | 0 | 0.28 | 26.76 | 512637.1 | 189334.1 | 0 | 4184.4 | 0 | 7825 | 48144.4 | 0 | 925.9 | 17148 | 143638.5 | 0 | 513.2 | 3315.4 | 25216.8 | 88396.1 | 2069.1 | 0 | 0 | 119404.8 | 47807.2 | 4048.3 | 15913.6 | 442.3 | 150.7 | 6985.1
3086 | 129 | Day129 | 13 | Hour13 | 5 | Spring | 2117 | #N/A | Spring | 518407 | 2024-05-09 13:00 | 508273.8 | 3222.8 | 1553.2 | 5357.1 | 518406.9 | 489762.6 | 330674.9 | 0.0364 | 0.0562 | 0.61 | 0.61 | 219.1 | 14.4 | 2.01 | 18.6 | 816 | 0.14 | 220.1 | 42.9 | 263 | 229.6 | 15.1 | 2.1 | 19.4 | 854.3 | 0.15 | 230.6 | 44.9 | 275.5 | 83.5 | 2.7 | 0.34 | 8.8 | 397.3 | 0.04 | 83.7 | 20.7 | 104.3 | 502.5 | 21.5 | 2.81 | 48.4 | 2245.2 | 0.23 | 503.9 | 115.4 | 619.3 | 25.38 | 0 | 0.26 | 25.64 | 26.99 | 0 | 0.27 | 27.26 | 518407 | 187732 | 0 | 4184.4 | 0 | 7450.6 | 52948.2 | 0 | 939.1 | 16690.4 | 146467.4 | 0 | 513.2 | 3315.4 | 25260 | 88396.1 | 2139.5 | 0 | 0 | 117445.3 | 48285.9 | 4371.3 | 14535.4 | 298.9 | 70 | 7808.1
3087 | 129 | Day129 | 14 | Hour14 | 5 | Spring | 2117 | #N/A | Spring | 520654.1 | 2024-05-09 14:00 | 512905.8 | 892.9 | 1553.2 | 5302.2 | 520654.1 | 494125 | 339473.4 | 0.0366 | 0.0567 | 0.6 | 0.59 | 230.4 | 15.5 | 2.16 | 19.1 | 846.8 | 0.15 | 231.4 | 44.4 | 275.8 | 240.7 | 16.1 | 2.26 | 19.9 | 884.8 | 0.16 | 241.8 | 46.4 | 288.1 | 88.7 | 2.6 | 0.31 | 9.7 | 431.6 | 0.04 | 88.8 | 22.5 | 111.4 | 753.4 | 30.7 | 5.42 | 91 | 2128.1 | 1.25 | 755.8 | 154.7 | 910.5 | 26.07 | 0 | 0.26 | 26.33 | 27.72 | 0 | 0.27 | 27.99 | 520654.1 | 181180.7 | 110 | 4184.4 | 0 | 7714.5 | 57671.7 | 0 | 924.3 | 16529.5 | 149615.2 | 0 | 576.8 | 3315.4 | 25695.4 | 88396.1 | 2193.8 | 0 | 0 | 112236.3 | 47079.9 | 4410.8 | 13794 | 117.3 | 86 | 7883.8
3088 | 129 | Day129 | 15 | Hour15 | 5 | Spring | 2117 | #N/A | Spring | 522377 | 2024-05-09 15:00 | 515567.4 | 2.2 | 1553.2 | 5254.2 | 522377 | 496630.4 | 350564.3 | 0.0367 | 0.057 | 0.58 | 0.58 | 241.4 | 16.1 | 2.25 | 20 | 888.3 | 0.16 | 242.4 | 46.5 | 289 | 251.7 | 16.8 | 2.35 | 20.9 | 926.7 | 0.16 | 252.8 | 48.5 | 301.4 | 93.1 | 2.4 | 0.27 | 10.5 | 467.9 | 0.04 | 93.3 | 24.4 | 117.7 | 530 | 25.8 | 3.46 | 48.4 | 2259.2 | 0.25 | 531.7 | 115.8 | 647.5 | 26.62 | 0 | 0.26 | 26.87 | 28.28 | 0 | 0.27 | 28.56 | 522377 | 171812.7 | 110 | 4243.6 | 0 | 7724.5 | 60001.1 | 0 | 912 | 14773.2 | 157480.4 | 0 | 576.8 | 3315.4 | 26103.2 | 88396.1 | 2613.1 | 0 | 0 | 105459.2 | 46258.3 | 4410 | 13145.9 | 97.6 | 86.6 | 7883.8
3089 | 129 | Day129 | 16 | Hour16 | 5 | Spring | 2117 | #N/A | Spring | 524300.6 | 2024-05-09 16:00 | 517611.3 | 1.1 | 1553.2 | 5135 | 524300.6 | 498563.1 | 360069 | 0.0368 | 0.0572 | 0.57 | 0.56 | 248.7 | 16.6 | 2.33 | 20.5 | 912.6 | 0.16 | 249.8 | 47.8 | 297.6 | 259.3 | 17.3 | 2.43 | 21.4 | 952 | 0.17 | 260.5 | 49.8 | 310.3 | 114.4 | 3.5 | 0.43 | 12.3 | 554.9 | 0.05 | 114.6 | 28.8 | 143.5 | 489.3 | 19.5 | 2.53 | 48.6 | 2220.5 | 0.23 | 490.6 | 114.8 | 605.4 | 26.95 | 0 | 0.26 | 27.21 | 28.64 | 0 | 0.28 | 28.92 | 524300.6 | 164231.7 | 115.6 | 4243.6 | 0 | 8189.6 | 62214 | 0 | 958.5 | 15468.6 | 161515.6 | 0 | 576.8 | 3315.4 | 28581.8 | 88396.1 | 2920.4 | 0 | 0 | 97418.2 | 45975.7 | 4410.7 | 11349.5 | 4202 | 456.8 | 8258.9
3090 | 129 | Day129 | 17 | Hour17 | 5 | Spring | 2117 | #N/A | Spring | 520454.6 | 2024-05-09 17:00 | 514784.3 | 0 | 597.2 | 5073.1 | 520454.7 | 495911.6 | 374969.3 | 0.0367 | 0.0569 | 0.54 | 0.54 | 266.9 | 18.2 | 2.55 | 21.7 | 965.3 | 0.17 | 268.1 | 50.5 | 318.6 | 278 | 18.9 | 2.65 | 22.6 | 1006.6 | 0.18 | 279.3 | 52.7 | 332 | 176.9 | 8.2 | 1.1 | 16.7 | 758.7 | 0.09 | 177.4 | 39.3 | 216.7 | 527.5 | 22.8 | 2.99 | 51 | 2340.5 | 0.25 | 529 | 120.8 | 649.8 | 28.02 | 0 | 0.26 | 28.29 | 29.75 | 0 | 0.28 | 30.03 | 520454.6 | 145485.4 | 980.5 | 4248.1 | 0 | 8374.7 | 67676.2 | 0 | 936.7 | 13471.8 | 165337.6 | 0 | 1014.3 | 3315.4 | 31502.8 | 88396.1 | 3964 | 159.5 | 0 | 82307.3 | 44358.6 | 4411 | 10071.7 | 4728.4 | 2529.9 | 8258.9
3091 | 129 | Day129 | 18 | Hour18 | 5 | Spring | 2117 | #N/A | Spring | 512270.2 | 2024-05-09 18:00 | 507940 | 0 | 0 | 4330.2 | 512270.2 | 489462.8 | 401822.6 | 0.0364 | 0.0561 | 0.51 | 0.51 | 288.5 | 19.8 | 2.78 | 23.2 | 1037.4 | 0.19 | 289.8 | 54.2 | 344 | 301.6 | 20.6 | 2.89 | 24.4 | 1087.9 | 0.2 | 303 | 56.9 | 359.9 | 313.2 | 15.2 | 2.17 | 30.2 | 1217.3 | 0.23 | 314.2 | 66.6 | 380.8 | 853.6 | 81.3 | 11.69 | 41.8 | 2386.5 | 0.42 | 859.3 | 113.1 | 972.3 | 29.92 | 0 | 0.26 | 30.19 | 31.71 | 0 | 0.28 | 32 | 512270.2 | 110447.6 | 2844.9 | 4257.5 | 0 | 8344.8 | 72619.7 | 0 | 806.7 | 10112.2 | 172349.9 | 0 | 1283.3 | 3315.4 | 38771.2 | 88396.1 | 4614.1 | 5025.7 | 0 | 54501.4 | 40616.2 | 4411 | 8693.5 | 8434.4 | 2062.6 | 8258.9
3092 | 129 | Day129 | 19 | Hour19 | 5 | Spring | 2117 | #N/A | Spring | 504051.9 | 2024-05-09 19:00 | 500603.9 | 0 | 0 | 3448 | 504051.9 | 482537.4 | 426197.4 | 0.0361 | 0.0553 | 0.48 | 0.47 | 308.6 | 21 | 2.97 | 25 | 1104.3 | 0.2 | 310 | 57.9 | 368 | 323.9 | 22 | 3.1 | 26.4 | 1162.3 | 0.21 | 325.4 | 61.1 | 386.4 | 398 | 20 | 2.84 | 37.6 | 1539.2 | 0.29 | 399.3 | 83.6 | 482.9 | 893.8 | 72.1 | 10.86 | 63.2 | 2353.7 | 0.83 | 898.9 | 133.5 | 1032.5 | 31.15 | 0 | 0.25 | 31.4 | 32.98 | 0 | 0.27 | 33.25 | 504051.9 | 77854.4 | 2971.5 | 4257.5 | 0 | 8202.5 | 75512.4 | 0 | 558.1 | 5593.4 | 175707.4 | 0 | 3631.2 | 3315.4 | 51672.1 | 88396.1 | 6680.5 | 5850.9 | 0 | 27549.3 | 39738.8 | 4414.9 | 6312.5 | 5454.9 | 2182.8 | 8050.4
3093 | 129 | Day129 | 20 | Hour20 | 5 | Spring | 2117 | #N/A | Spring | 500259 | 2024-05-09 20:00 | 496615.2 | 0 | 0 | 3643.8 | 500259 | 478790.5 | 442834.6 | 0.0359 | 0.0547 | 0.47 | 0.46 | 315.2 | 21.5 | 3.03 | 25.5 | 1127.5 | 0.21 | 316.6 | 59.2 | 375.8 | 330.9 | 22.4 | 3.16 | 26.9 | 1187.3 | 0.22 | 332.4 | 62.4 | 394.8 | 397.8 | 20.3 | 2.86 | 37 | 1552.6 | 0.27 | 399.2 | 83.4 | 482.5 | 581.2 | 12.1 | 1.44 | 69.4 | 2858.8 | 0.35 | 581.9 | 154.7 | 736.6 | 30.86 | 0 | 0.26 | 31.12 | 32.66 | 0 | 0.27 | 32.93 | 500259 | 57424.4 | 7069.4 | 4257.5 | 0 | 8374.7 | 76359.5 | 0 | 112.1 | 3382.3 | 178240.3 | 0 | 3438.6 | 3315.4 | 60010.7 | 88396.1 | 6943.6 | 6428.7 | 0 | 5600.5 | 43913.1 | 4416.3 | 1706.3 | 1287 | 3236.2 | 8258.9
3094 | 129 | Day129 | 21 | Hour21 | 5 | Spring | 2117 | #N/A | Spring | 481409.1 | 2024-05-09 21:00 | 477527.2 | 0 | 0 | 3881.8 | 481409.1 | 460731.1 | 430217 | 0.0352 | 0.0526 | 0.46 | 0.45 | 319.9 | 21.5 | 3.03 | 26.2 | 1153.6 | 0.21 | 321.4 | 60.6 | 382 | 334.1 | 22.4 | 3.16 | 27.4 | 1206.2 | 0.22 | 335.6 | 63.4 | 399 | 396.4 | 22.3 | 3.09 | 34.2 | 1548.1 | 0.22 | 398 | 80.4 | 478.3 | 897.6 | 33.9 | 6.61 | 117.2 | 2127.9 | 1.83 | 900.4 | 181.1 | 1081.5 | 30.15 | 0 | 0.27 | 30.42 | 31.83 | 0 | 0.29 | 32.12 | 481409.1 | 51192.1 | 5715.6 | 4257.5 | 0 | 8374.7 | 73315.9 | 0 | 0 | 18.1 | 176094.2 | 0 | 4514.5 | 3315.4 | 54866.2 | 88396.1 | 6738.6 | 4628.4 | 0 | 3.5 | 46755.2 | 4415.3 | 482.5 | 2726.1 | 3640.1 | 8258.9
3095 | 129 | Day129 | 22 | Hour22 | 5 | Spring | 2117 | #N/A | Spring | 449438.1 | 2024-05-09 22:00 | 445572 | 0 | 0 | 3866.2 | 449438.1 | 430358.8 | 398479.6 | 0.0341 | 0.0493 | 0.48 | 0.48 | 297.9 | 19.7 | 2.76 | 24.8 | 1094.2 | 0.2 | 299.2 | 57.4 | 356.7 | 310.4 | 20.5 | 2.87 | 25.9 | 1141.8 | 0.2 | 311.8 | 60 | 371.7 | 445.3 | 28.2 | 3.92 | 34.8 | 1686.7 | 0.22 | 447.2 | 85.2 | 532.4 | 491.2 | 12.5 | 1.69 | 58.3 | 2228.4 | 0.38 | 492 | 124.8 | 616.8 | 28 | 0 | 0.27 | 28.28 | 29.46 | 0 | 0.29 | 29.75 | 449438.1 | 50958.4 | 4521.9 | 4198.3 | 0 | 8374.7 | 62745.2 | 0 | 0 | 0 | 162880.1 | 0 | 2616.8 | 3315.4 | 53130.8 | 88396.1 | 3977.9 | 4322.5 | 0 | 0 | 46543.7 | 4414.8 | 2 | 3119 | 2468.1 | 6383.2
3096 | 129 | Day129 | 23 | Hour23 | 5 | Spring | 2117 | #N/A | Spring | 419175.6 | 2024-05-09 23:00 | 415240.8 | 0 | 0 | 3934.8 | 419175.6 | 401393.9 | 368225.4 | 0.0333 | 0.0463 | 0.51 | 0.51 | 272.7 | 17.3 | 2.41 | 23.7 | 1029 | 0.18 | 273.9 | 54.4 | 328.3 | 283.9 | 17.9 | 2.5 | 24.7 | 1072.8 | 0.19 | 285.2 | 56.8 | 341.9 | 440.5 | 26.6 | 3.66 | 35.5 | 1717.5 | 0.21 | 442.3 | 86.8 | 529.1 | 1057.6 | 117.1 | 17 | 36.8 | 2453.1 | 0.52 | 1065.7 | 110 | 1175.8 | 26.46 | 0 | 0.27 | 26.74 | 27.76 | 0 | 0.29 | 28.05 | 419175.6 | 50950.2 | 4046.9 | 4198.3 | 0 | 8374.7 | 50297.1 | 0 | 0 | 0 | 149982.4 | 0 | 1139.7 | 3315.4 | 51221.6 | 88396.1 | 3102.3 | 4151 | 0 | 0 | 46537.1 | 4413.1 | 0 | 1674.5 | 3502.8 | 4829.4
3097 | 130 | Day130 | 0 | Hour0 | 5 | Spring | 30 | 515200.1 | Spring | 393109.5 | 2024-05-10 | 388956.2 | 163.5 | 0 | 3989.8 | 393109.5 | 376271.2 | 342128.3 | 0.0326 | 0.0435 | 0.53 | 0.53 | 256.6 | 15.7 | 2.18 | 23.1 | 985.8 | 0.18 | 257.7 | 52.6 | 310.2 | 266.5 | 16.2 | 2.25 | 24.1 | 1024.9 | 0.19 | 267.6 | 54.7 | 322.3 | 470.4 | 29.3 | 4.04 | 37.2 | 1807.9 | 0.22 | 472.4 | 91.1 | 563.5 | 1115.7 | 124 | 18 | 38.4 | 2573.5 | 0.55 | 1124.3 | 115.2 | 1239.6 | 25.08 | 0 | 0.27 | 25.36 | 26.23 | 0 | 0.29 | 26.52 | 393109.5 | 50981.1 | 782.1 | 4193.8 | 0 | 7520.5 | 41992.2 | 0 | 0 | 0 | 138237.6 | 0 | 1045 | 3315.4 | 50310.7 | 88396.1 | 3009.8 | 3325.2 | 0 | 0 | 46574.5 | 4406.7 | 0 | 912.5 | 1440.1 | 4840.4
3098 | 130 | Day130 | 1 | Hour1 | 5 | Spring | 2117 | #N/A | Spring | 377775.9 | 2024-05-10 01:00 | 368854.8 | 1030.8 | 3963.8 | 3926.5 | 377775.9 | 357054.1 | 327180.5 | 0.032 | 0.041 | 0.53 | 0.53 | 254 | 15.1 | 2.1 | 23.4 | 986.9 | 0.18 | 255 | 52.8 | 307.9 | 264.2 | 15.8 | 2.18 | 24.3 | 1025.9 | 0.19 | 265.3 | 54.9 | 320.2 | 450.8 | 27 | 3.71 | 36.6 | 1765.8 | 0.21 | 452.6 | 89.3 | 541.9 | 493.5 | 24.9 | 3.33 | 44.2 | 2087.1 | 0.22 | 495.1 | 106.4 | 601.5 | 24.42 | 0 | 0.27 | 24.69 | 25.46 | 0 | 0.28 | 25.74 | 377775.9 | 50595.5 | 75.6 | 4193.8 | 0 | 5716.5 | 38536.2 | 0 | 0 | 0 | 135196.3 | 0 | 1045 | 3315.4 | 47003.8 | 88396.1 | 3009.8 | 691.9 | 0 | 0 | 46194.5 | 4400.9 | 0 | 0 | 0 | 4775.1
3099 | 130 | Day130 | 2 | Hour2 | 5 | Spring | 2117 | #N/A | Spring | 368742.4 | 2024-05-10 02:00 | 355572.7 | 3168 | 6196.9 | 3804.8 | 368742.3 | 344341.7 | 318312.8 | 0.0316 | 0.0394 | 0.53 | 0.52 | 256.3 | 15.3 | 2.13 | 23.6 | 994.3 | 0.18 | 257.4 | 53.3 | 310.7 | 266.8 | 16 | 2.21 | 24.5 | 1034.5 | 0.19 | 267.9 | 55.4 | 323.3 | 448.1 | 25.8 | 3.53 | 37.3 | 1786.2 | 0.21 | 449.8 | 90.6 | 540.4 | 589.4 | 39.7 | 5.52 | 43.7 | 2176.5 | 0.27 | 592.1 | 108.6 | 700.7 | 24.25 | 0 | 0.28 | 24.53 | 25.22 | 0 | 0.28 | 25.5 | 368742.4 | 50429.5 | 0.1 | 4193.8 | 0 | 5443.8 | 38150.5 | 0 | 0 | 0 | 132653.8 | 0 | 1045 | 3315.4 | 42104.5 | 88396.1 | 3009.8 | 0 | 0 | 0 | 46039.4 | 4390.1 | 0 | 0 | 0 | 5210.1
3100 | 130 | Day130 | 3 | Hour3 | 5 | Spring | 2117 | #N/A | Spring | 364430.6 | 2024-05-10 03:00 | 351174.6 | 3703.5 | 5810.9 | 3741.7 | 364430.7 | 340134.7 | 314622.7 | 0.0314 | 0.0388 | 0.52 | 0.52 | 258.5 | 15.4 | 2.14 | 23.8 | 1003.2 | 0.18 | 259.5 | 53.8 | 313.3 | 269.4 | 16.1 | 2.23 | 24.7 | 1044.4 | 0.19 | 270.5 | 55.9 | 326.4 | 463.5 | 27.8 | 3.82 | 37.6 | 1813.2 | 0.22 | 465.4 | 91.7 | 557.1 | 477 | 21.3 | 2.79 | 45.2 | 2105.3 | 0.22 | 478.4 | 108 | 586.4 | 24.21 | 0 | 0.28 | 24.5 | 25.17 | 0 | 0.28 | 25.45 | 364430.6 | 49808 | 0 | 4193.8 | 0 | 5716.5 | 37947.2 | 0 | 0 | 0 | 132496.4 | 0 | 1045 | 3315.4 | 38502.4 | 88396.1 | 3009.8 | 0 | 0 | 0 | 45428.5 | 4379.5 | 0 | 0 | 0 | 4770.5
3101 | 130 | Day130 | 4 | Hour4 | 5 | Spring | 2117 | #N/A | Spring | 363767 | 2024-05-10 04:00 | 357855.6 | 2122.5 | 266.2 | 3522.8 | 363767.1 | 346559.9 | 314393.3 | 0.0316 | 0.0395 | 0.51 | 0.51 | 262.3 | 15.7 | 2.18 | 24.1 | 1016.3 | 0.19 | 263.3 | 54.4 | 317.7 | 272 | 16.3 | 2.26 | 24.9 | 1053.4 | 0.19 | 273.1 | 56.4 | 329.5 | 466.2 | 28.6 | 3.94 | 37.2 | 1802.5 | 0.22 | 468.1 | 91 | 559.1 | 794.7 | 73.9 | 10.59 | 40.5 | 2289.8 | 0.38 | 799.8 | 108.9 | 908.6 | 24.31 | 0 | 0.27 | 24.58 | 25.31 | 0 | 0.27 | 25.57 | 363767 | 49373.7 | 0 | 4193.8 | 0 | 5662.7 | 38627.1 | 0 | 0 | 13.5 | 133819.4 | 0 | 1045 | 3315.4 | 36324.1 | 88396.1 | 3009.8 | 0 | 0 | 33.6 | 44934.3 | 4392.4 | 0 | 0 | 0 | 5869.8
3102 | 130 | Day130 | 5 | Hour5 | 5 | Spring | 2117 | #N/A | Spring | 380493.8 | 2024-05-10 05:00 | 376845.9 | 204.1 | 0 | 3443.8 | 380493.8 | 364780 | 329207.1 | 0.032 | 0.0416 | 0.5 | 0.5 | 274.5 | 16.9 | 2.34 | 24.6 | 1051.7 | 0.19 | 275.7 | 56 | 331.6 | 284.1 | 17.4 | 2.42 | 25.4 | 1088.7 | 0.2 | 285.3 | 57.9 | 343.2 | 457.1 | 30.2 | 4.2 | 34.6 | 1700.8 | 0.22 | 459.2 | 85.3 | 544.5 | 960 | 102.3 | 14.81 | 37 | 2352.5 | 0.47 | 967.1 | 107.2 | 1074.3 | 25.47 | 0 | 0.26 | 25.72 | 26.58 | 0 | 0.27 | 26.85 | 380493.8 | 51286.8 | 10.4 | 4193.8 | 0 | 6534.5 | 44000 | 0 | 0 | 91 | 142887 | 0 | 1045 | 3315.4 | 35776.2 | 88396.1 | 3048.9 | 0 | 0 | 2619.3 | 44208.9 | 4367.5 | 70.1 | 0 | 0 | 6947.9
3103 | 130 | Day130 | 6 | Hour6 | 5 | Spring | 2117 | #N/A | Spring | 406811.2 | 2024-05-10 06:00 | 403359.2 | 31.5 | 0 | 3420.6 | 406811.3 | 390161.3 | 341799.6 | 0.0327 | 0.0445 | 0.51 | 0.51 | 275.4 | 17.6 | 2.45 | 23.8 | 1034.4 | 0.19 | 276.6 | 54.7 | 331.3 | 285.2 | 18.2 | 2.54 | 24.7 | 1071.6 | 0.19 | 286.5 | 56.7 | 343.2 | 218.5 | 9 | 1.18 | 21.4 | 982 | 0.1 | 219.1 | 50.7 | 269.8 | 641.4 | 44.2 | 6.16 | 46.7 | 2338.9 | 0.3 | 644.4 | 116.5 | 760.9 | 25.92 | 0 | 0.26 | 26.18 | 27.14 | 0 | 0.27 | 27.41 | 406811.2 | 65011.6 | 478.9 | 4193.8 | 0 | 7670.1 | 49818.6 | 0 | 0 | 1990.7 | 145995.6 | 0 | 1052 | 3315.4 | 37830.2 | 88396.1 | 3048.9 | 0 | 0 | 22773.8 | 35919.9 | 4327.3 | 718.9 | 0 | 0 | 8050.4
3104 | 130 | Day130 | 7 | Hour7 | 5 | Spring | 2117 | #N/A | Spring | 429616 | 2024-05-10 07:00 | 425831.7 | 479.7 | 0 | 3304.6 | 429616 | 411612.5 | 337568.3 | 0.0334 | 0.0469 | 0.54 | 0.54 | 257 | 16.7 | 2.33 | 22.1 | 957.1 | 0.17 | 258.2 | 50.6 | 308.8 | 266.4 | 17.3 | 2.42 | 22.8 | 991.4 | 0.18 | 267.5 | 52.4 | 320 | 125.9 | 3.5 | 0.42 | 13.9 | 617.2 | 0.06 | 126.1 | 32.3 | 158.4 | 475.2 | 17.6 | 2.22 | 48.3 | 2212.3 | 0.21 | 476.3 | 114.3 | 590.7 | 25.68 | 0 | 0.27 | 25.95 | 26.95 | 0 | 0.28 | 27.24 | 429616 | 92047.8 | 23.9 | 4193.8 | 0 | 8192.4 | 50256.5 | 0 | 1.6 | 5478.7 | 141546.1 | 0 | 1045 | 3315.4 | 37550.2 | 88396.1 | 3048.9 | 0 | 0 | 56791.1 | 25542.5 | 4233.9 | 2042.8 | 1376.4 | 230.1 | 8050.4
3105 | 130 | Day130 | 8 | Hour8 | 5 | Spring | 2117 | #N/A | Spring | 447550.5 | 2024-05-10 08:00 | 443691.7 | 479.7 | 4.1 | 3374.9 | 447550.5 | 428621.4 | 316421.7 | 0.034 | 0.0489 | 0.59 | 0.59 | 234.3 | 15.4 | 2.16 | 20 | 864.7 | 0.16 | 235.3 | 45.8 | 281.2 | 242.8 | 16 | 2.24 | 20.7 | 896 | 0.17 | 243.9 | 47.5 | 291.4 | 88.5 | 1.9 | 0.2 | 10.3 | 453.3 | 0.04 | 88.6 | 23.8 | 112.5 | 870.9 | 86.2 | 12.43 | 39.8 | 2331.8 | 0.43 | 876.9 | 109.4 | 986.2 | 24.87 | 0 | 0.27 | 25.14 | 26.17 | 0 | 0.29 | 26.45 | 447550.5 | 131128.8 | 2.7 | 4193.8 | 0 | 8374.7 | 48824.7 | 0 | 457 | 8454.1 | 131497.6 | 0 | 1108.6 | 3315.4 | 27654.9 | 88396.1 | 3053.1 | 0 | 0 | 99408.7 | 18607.2 | 4201.8 | 4826.1 | 2173.7 | 120.2 | 7888.4
3106 | 130 | Day130 | 9 | Hour9 | 5 | Spring | 2117 | #N/A | Spring | 474394.6 | 2024-05-10 09:00 | 460396.8 | 5617.2 | 4151.1 | 4229.5 | 474394.6 | 444497.1 | 310697.1 | 0.0345 | 0.0507 | 0.61 | 0.61 | 219.7 | 14.5 | 2.03 | 18.7 | 809.1 | 0.15 | 220.7 | 42.9 | 263.5 | 231.1 | 15.3 | 2.15 | 19.6 | 849.6 | 0.16 | 232.2 | 45 | 277.2 | 76.4 | 1.6 | 0.18 | 8.9 | 391 | 0.04 | 76.5 | 20.6 | 97.1 | 770.6 | 84.8 | 12.3 | 29.8 | 1810.1 | 0.44 | 776.4 | 83.9 | 860.3 | 21.36 | 0 | 0.28 | 21.64 | 22.83 | 0 | 0.29 | 23.12 | 474394.6 | 163697.5 | 0 | 4182.8 | 0 | 7825 | 48770.5 | 0 | 834.4 | 15831.6 | 129958 | 0 | 1092 | 3315.4 | 25705.7 | 86798.8 | 3048.9 | 0 | 0 | 124325.8 | 18446.4 | 4259.3 | 10453 | 2045.7 | 10.4 | 8257.4
3107 | 130 | Day130 | 10 | Hour10 | 5 | Spring | 2117 | #N/A | Spring | 490592 | 2024-05-10 10:00 | 475988.1 | 5910.8 | 4151.1 | 4542 | 490592 | 459282.1 | 318873.8 | 0.0351 | 0.0524 | 0.61 | 0.61 | 221.9 | 14.8 | 2.07 | 18.7 | 813.1 | 0.15 | 222.9 | 43 | 265.9 | 233.8 | 15.6 | 2.19 | 19.6 | 854.9 | 0.16 | 234.9 | 45.2 | 280 | 80.1 | 1.8 | 0.2 | 9.3 | 407.4 | 0.04 | 80.2 | 21.5 | 101.7 | 423.6 | 27 | 3.76 | 34.7 | 1603.1 | 0.25 | 425.4 | 82.5 | 507.9 | 20.9 | 0 | 0.28 | 21.17 | 22.41 | 0 | 0.29 | 22.7 | 490592 | 171718.2 | 0 | 4182.8 | 0 | 7825 | 51528.4 | 0 | 948.6 | 16870.2 | 134245 | 0 | 1108.6 | 3315.4 | 26868.5 | 86644.2 | 3155.9 | 0 | 0 | 130466.2 | 19430.2 | 4003.1 | 13948.7 | 2111.7 | 77.2 | 8258.9
3108 | 130 | Day130 | 11 | Hour11 | 5 | Spring | 2117 | #N/A | Spring | 499771.6 | 2024-05-10 11:00 | 486463.4 | 4962.6 | 3891.9 | 4453.6 | 499771.6 | 469193.7 | 326089.4 | 0.0355 | 0.0536 | 0.61 | 0.6 | 225.8 | 15.2 | 2.14 | 18.8 | 822.5 | 0.15 | 226.9 | 43.3 | 270.2 | 237.6 | 16.1 | 2.26 | 19.7 | 864.1 | 0.16 | 238.7 | 45.5 | 284.3 | 82.8 | 1.9 | 0.22 | 9.5 | 418 | 0.04 | 82.9 | 22 | 104.9 | 386.2 | 7.4 | 0.76 | 46.5 | 2005.9 | 0.2 | 386.6 | 106.3 | 493 | 21.96 | 0 | 0.28 | 22.24 | 23.51 | 0 | 0.29 | 23.8 | 499771.6 | 173682.1 | 0 | 4182.8 | 0 | 7825 | 54343.5 | 0 | 975.6 | 17455.7 | 137045.4 | 0 | 1108.6 | 3315.4 | 27445.6 | 87739.6 | 3083.5 | 0 | 0 | 132605.6 | 19036.4 | 3608.8 | 14899.1 | 1908.2 | 59.2 | 8258.9
3109 | 130 | Day130 | 12 | Hour12 | 5 | Spring | 2117 | #N/A | Spring | 503377.6 | 2024-05-10 12:00 | 493754.4 | 3761.3 | 1698.2 | 4163.7 | 503377.6 | 476083.5 | 331892.9 | 0.0358 | 0.0544 | 0.6 | 0.6 | 232.4 | 15.9 | 2.23 | 19.1 | 839.2 | 0.16 | 233.5 | 44.1 | 277.6 | 243.6 | 16.7 | 2.35 | 20 | 878.9 | 0.16 | 244.8 | 46.2 | 291 | 81.6 | 2 | 0.23 | 9.3 | 408.4 | 0.04 | 81.7 | 21.5 | 103.2 | 712.9 | 64.9 | 9.31 | 38.5 | 2087.4 | 0.37 | 717.4 | 100.8 | 818.2 | 24.45 | 0 | 0.27 | 24.73 | 25.97 | 0 | 0.29 | 26.25 | 503377.6 | 171484.7 | 0 | 4182.8 | 0 | 7825 | 57583.5 | 0 | 971.2 | 16695.1 | 138913.4 | 0 | 1108.6 | 3315.4 | 27867.4 | 87739.6 | 3203.5 | 153.6 | 0 | 130806.9 | 19761.4 | 3250.1 | 15408.5 | 772.7 | 1087.3 | 8258.9
3110 | 130 | Day130 | 13 | Hour13 | 5 | Spring | 2117 | #N/A | Spring | 508071.8 | 2024-05-10 13:00 | 500404.6 | 2203.6 | 1324.2 | 4139.4 | 508071.8 | 482361.7 | 341958.7 | 0.0361 | 0.0552 | 0.59 | 0.58 | 240.3 | 16.5 | 2.31 | 19.6 | 867.8 | 0.16 | 241.4 | 45.5 | 286.9 | 251.1 | 17.2 | 2.42 | 20.5 | 906.6 | 0.17 | 252.3 | 47.6 | 299.9 | 82.4 | 2 | 0.22 | 9.4 | 414.1 | 0.04 | 82.5 | 21.7 | 104.2 | 560.3 | 35.2 | 4.88 | 44 | 2136.7 | 0.27 | 562.7 | 107.7 | 670.4 | 25.86 | 0 | 0.27 | 26.14 | 27.45 | 0 | 0.29 | 27.73 | 508071.8 | 166113.1 | 1 | 4182.8 | 0 | 7829.6 | 60236.6 | 0 | 959.7 | 16883.5 | 145296 | 0 | 1108.6 | 3315.4 | 28160.6 | 88396.1 | 3199.1 | 232.8 | 0 | 126055.7 | 19064.9 | 3149.1 | 14155.1 | 2235.1 | 503 | 8258.9
3111 | 130 | Day130 | 14 | Hour14 | 5 | Spring | 2117 | #N/A | Spring | 509704 | 2024-05-10 14:00 | 504071.4 | 294.2 | 1144.2 | 4194.1 | 509703.9 | 485811.1 | 349172.6 | 0.0362 | 0.0557 | 0.57 | 0.57 | 247.6 | 17 | 2.38 | 20.2 | 893.8 | 0.16 | 248.7 | 46.8 | 295.5 | 257.9 | 17.7 | 2.48 | 21 | 931.2 | 0.17 | 259.1 | 48.8 | 307.9 | 84.6 | 2 | 0.23 | 9.7 | 426 | 0.04 | 84.7 | 22.4 | 107 | 536.1 | 10.2 | 1.04 | 63.4 | 2787.7 | 0.24 | 536.7 | 146.5 | 683.2 | 26.61 | 0 | 0.27 | 26.88 | 28.22 | 0 | 0.29 | 28.5 | 509704 | 160531.4 | 110 | 4231.7 | 0 | 7829.6 | 62423.7 | 0 | 951.2 | 16812 | 149919.9 | 0 | 1108.6 | 3315.4 | 28260.7 | 88396.1 | 3245.6 | 331.3 | 0 | 120085 | 19823.4 | 2859.8 | 13837 | 2193.8 | 290.4 | 8050.4
3112 | 130 | Day130 | 15 | Hour15 | 5 | Spring | 2117 | #N/A | Spring | 511914.2 | 2024-05-10 15:00 | 507521.8 | 244.8 | 15.7 | 4131.8 | 511914.2 | 489059.9 | 357917.4 | 0.0364 | 0.0561 | 0.56 | 0.56 | 256 | 17.5 | 2.46 | 20.8 | 925.4 | 0.17 | 257.2 | 48.4 | 305.6 | 266.2 | 18.2 | 2.56 | 21.6 | 962.6 | 0.17 | 267.4 | 50.4 | 317.8 | 86.5 | 2.1 | 0.24 | 9.8 | 433.9 | 0.04 | 86.6 | 22.7 | 109.4 | 428.6 | 8.2 | 0.84 | 50.7 | 2225.6 | 0.2 | 429 | 117.1 | 546.1 | 27.18 | 0 | 0.27 | 27.45 | 28.82 | 0 | 0.29 | 29.1 | 511914.2 | 153996.8 | 110 | 4242 | 0 | 7829.6 | 64608.8 | 0 | 943.2 | 16138.2 | 156025.9 | 0 | 1108.6 | 3315.4 | 28568.5 | 88396.1 | 3337.1 | 375.3 | 0 | 113371.1 | 20759.3 | 2785 | 13188.4 | 2561 | 740.2 | 8258.9
3113 | 130 | Day130 | 16 | Hour16 | 5 | Spring | 2117 | #N/A | Spring | 515200.1 | 2024-05-10 16:00 | 510871.7 | 217.2 | 34.7 | 4076.6 | 515200.1 | 492220.1 | 367807.8 | 0.0365 | 0.0564 | 0.54 | 0.54 | 266.4 | 18.2 | 2.55 | 21.6 | 962.5 | 0.17 | 267.7 | 50.4 | 318 | 277 | 18.9 | 2.65 | 22.5 | 1001 | 0.18 | 278.3 | 52.4 | 330.7 | 96.4 | 2.8 | 0.33 | 10.5 | 471.5 | 0.04 | 96.5 | 24.6 | 121.1 | 548.5 | 26.1 | 3.57 | 51.7 | 2277.5 | 0.31 | 550.2 | 119.7 | 669.9 | 27.81 | 0 | 0.27 | 28.08 | 29.49 | 0 | 0.29 | 29.77 | 515200.1 | 147392.4 | 110 | 4243.6 | 0 | 7829.6 | 67241.6 | 0 | 919.5 | 16291.4 | 162372.7 | 0 | 1254.3 | 3315.4 | 28746.8 | 88396.1 | 3905.5 | 392.2 | 0 | 105770.6 | 22031.3 | 2379.7 | 12245.2 | 3371.3 | 206.5 | 8258.9
3114 | 130 | Day130 | 17 | Hour17 | 5 | Spring | 2117 | #N/A | Spring | 514643 | 2024-05-10 17:00 | 510949.4 | 0 | 0 | 3693.7 | 514643 | 492287.7 | 385769.8 | 0.0365 | 0.0565 | 0.52 | 0.52 | 281.7 | 19.3 | 2.71 | 22.7 | 1013 | 0.18 | 283 | 52.9 | 335.9 | 293.9 | 20.1 | 2.83 | 23.7 | 1058 | 0.19 | 295.3 | 55.3 | 350.6 | 127.4 | 5.1 | 0.66 | 12.6 | 579 | 0.06 | 127.8 | 29.9 | 157.7 | 427.4 | 8.2 | 0.84 | 50.6 | 2219.1 | 0.2 | 427.9 | 116.7 | 544.6 | 28.73 | 0 | 0.27 | 29 | 30.46 | 0 | 0.29 | 30.74 | 514643 | 128873.3 | 620.4 | 4243.6 | 0 | 8374.7 | 71346.1 | 0 | 880.7 | 14121 | 168045 | 0 | 1938.7 | 3315.4 | 32657.3 | 88396.1 | 4499.7 | 2332.7 | 0 | 90345.3 | 21715.3 | 1811 | 10768.3 | 2503.4 | 1302 | 8258.9
3115 | 130 | Day130 | 18 | Hour18 | 5 | Spring | 2117 | #N/A | Spring | 508835.4 | 2024-05-10 18:00 | 505723.2 | 0 | 0 | 3112.2 | 508835.4 | 487351.6 | 408908 | 0.0363 | 0.0559 | 0.49 | 0.49 | 301.7 | 20.4 | 2.89 | 24.6 | 1077 | 0.2 | 303.1 | 56.8 | 359.9 | 316 | 21.3 | 3.02 | 25.9 | 1130.1 | 0.21 | 317.5 | 59.6 | 377.1 | 257.8 | 13.5 | 1.91 | 23.6 | 995.4 | 0.17 | 258.7 | 53.3 | 312 | 981.4 | 47.3 | 8.45 | 114.8 | 2314 | 1.79 | 985.1 | 184.2 | 1169.3 | 29.84 | 0 | 0.27 | 30.11 | 31.61 | 0 | 0.29 | 31.9 | 508835.4 | 99927.4 | 2408.9 | 4253 | 0 | 8374.7 | 73596.5 | 0 | 769.1 | 11242.8 | 171840.3 | 0 | 4095.8 | 3315.4 | 39246.4 | 88396.1 | 7884.5 | 5496.3 | 0 | 62470.9 | 23740.7 | 1703.9 | 8978.7 | 3933 | 3144.2 | 8258.9
3116 | 130 | Day130 | 19 | Hour19 | 5 | Spring | 2117 | #N/A | Spring | 499506.4 | 2024-05-10 19:00 | 496463.3 | 0 | 0 | 3043.1 | 499506.4 | 478609.4 | 432769.2 | 0.036 | 0.0549 | 0.46 | 0.46 | 323.2 | 21.8 | 3.09 | 26.5 | 1147.1 | 0.22 | 324.7 | 60.8 | 385.4 | 339.5 | 22.8 | 3.23 | 28 | 1207.9 | 0.24 | 341 | 64.1 | 405.1 | 391.9 | 19.3 | 2.75 | 37.7 | 1512.6 | 0.29 | 393.3 | 82.8 | 476.1 | 777.9 | 30.9 | 4.43 | 82.6 | 3145.6 | 0.64 | 780 | 176.5 | 956.5 | 48.58 | 0 | 0.27 | 48.85 | 51.43 | 0 | 0.29 | 51.72 | 499506.4 | 66737.2 | 3150.9 | 4253 | 0 | 8374.7 | 76314.8 | 0 | 515.7 | 6066.3 | 175850.4 | 0 | 5451.2 | 3315.4 | 50490.9 | 88396.1 | 10051.3 | 7120.6 | 0 | 28893 | 29644.2 | 1618.1 | 6735.4 | 2952.4 | 1976.2 | 7888.4
3117 | 130 | Day130 | 20 | Hour20 | 5 | Spring | 2117 | #N/A | Spring | 494340 | 2024-05-10 20:00 | 491237.5 | 0 | 0 | 3102.5 | 494340 | 473687.4 | 441774.2 | 0.0357 | 0.0542 | 0.46 | 0.45 | 325.9 | 22.1 | 3.14 | 26.6 | 1154.1 | 0.22 | 327.4 | 61 | 388.4 | 342.2 | 23.1 | 3.28 | 28 | 1214.8 | 0.24 | 343.7 | 64.3 | 408 | 373.2 | 18.7 | 2.63 | 35 | 1471.3 | 0.25 | 374.5 | 78.9 | 453.4 | 1029.9 | 41.1 | 7.78 | 130.9 | 2497.1 | 2.02 | 1033.3 | 205.8 | 1239.1 | 31.59 | 0 | 0.28 | 31.86 | 33.41 | 0 | 0.29 | 33.7 | 494340 | 52565.8 | 8492.3 | 4257.5 | 0 | 8374.7 | 77148.4 | 0 | 103.1 | 3215.8 | 176435.6 | 0 | 4270 | 3315.4 | 57682.3 | 88396.1 | 9569.6 | 3832.3 | 0 | 5921.7 | 41806.4 | 1518.7 | 1917.1 | 845 | 3610 | 7679.9
3118 | 130 | Day130 | 21 | Hour21 | 5 | Spring | 2117 | #N/A | Spring | 477121 | 2024-05-10 21:00 | 473333 | 0 | 0 | 3788 | 477121 | 456729.8 | 419380 | 0.0351 | 0.0523 | 0.47 | 0.47 | 310.7 | 20.9 | 2.94 | 25.4 | 1121.4 | 0.21 | 312.1 | 58.9 | 371 | 324.4 | 21.8 | 3.07 | 26.6 | 1172.6 | 0.21 | 325.9 | 61.6 | 387.5 | 354.2 | 17.9 | 2.44 | 32.1 | 1462.4 | 0.18 | 355.4 | 75.7 | 431.1 | 925.8 | 75.9 | 11.26 | 62.2 | 2549.2 | 0.75 | 931.1 | 138.4 | 1069.5 | 32.43 | 0 | 0.28 | 32.71 | 34.21 | 0 | 0.3 | 34.51 | 477121 | 57741 | 5629.5 | 4257.5 | 0 | 8374.7 | 70746.2 | 0 | 0 | 3.7 | 172613.6 | 0 | 2748.5 | 3315.4 | 53615.9 | 88396.1 | 6074.8 | 3607.6 | 0 | 4.8 | 56116.2 | 1616.4 | 456 | 624.3 | 4430.6 | 8050.4
3119 | 130 | Day130 | 22 | Hour22 | 5 | Spring | 2117 | #N/A | Spring | 445861.8 | 2024-05-10 22:00 | 441782.4 | 0 | 0 | 4079.5 | 445861.8 | 426726.1 | 379524.1 | 0.0341 | 0.049 | 0.51 | 0.51 | 275.7 | 18.4 | 2.57 | 22.8 | 1019.9 | 0.18 | 277 | 53.2 | 330.2 | 286.9 | 19.1 | 2.67 | 23.8 | 1062.7 | 0.18 | 288.2 | 55.5 | 343.7 | 402.8 | 23.8 | 3.28 | 33.2 | 1578 | 0.2 | 404.4 | 80.2 | 484.7 | 735.1 | 63.7 | 9.09 | 41.9 | 2254.4 | 0.36 | 739.5 | 109.1 | 848.6 | 27.8 | 0 | 0.28 | 28.07 | 29.24 | 0 | 0.3 | 29.53 | 445861.8 | 66337.7 | 3752.3 | 4247.1 | 0 | 8374.7 | 59000.9 | 0 | 0 | 0 | 155140.4 | 0 | 683.1 | 3315.4 | 52053.3 | 88396.1 | 1446.5 | 3114.3 | 0 | 0 | 64195.5 | 2142.2 | 0.6 | 397.6 | 3309.1 | 8258.9
3120 | 130 | Day130 | 23 | Hour23 | 5 | Spring | 2117 | #N/A | Spring | 416011.4 | 2024-05-10 23:00 | 411626.2 | 0 | 0 | 4385.1 | 416011.4 | 397910.1 | 344318.4 | 0.0333 | 0.0461 | 0.56 | 0.56 | 238.9 | 15.1 | 2.09 | 20.9 | 915.7 | 0.16 | 240 | 48.3 | 288.2 | 248.4 | 15.7 | 2.17 | 21.8 | 953.8 | 0.16 | 249.5 | 50.3 | 299.8 | 418.9 | 24.5 | 3.35 | 34.5 | 1662 | 0.19 | 420.5 | 84.1 | 504.6 | 951.5 | 105.1 | 15.26 | 33.5 | 2204.3 | 0.48 | 958.8 | 99.3 | 1058.2 | 26.41 | 0 | 0.28 | 26.69 | 27.7 | 0 | 0.29 | 27.99 | 416011.4 | 71693 | 4224.7 | 4198.3 | 0 | 8374.7 | 44181.4 | 0 | 0 | 0 | 138244.6 | 0 | 159.1 | 3315.4 | 50506.8 | 88396.1 | 540.1 | 2177.2 | 0 | 0 | 68714.3 | 2978.7 | 0 | 707.4 | 3181.5 | 8181.3
3121 | 131 | Day131 | 0 | Hour0 | 5 | Spring | 32 | 511072.6 | Spring | 390120.4 | 2024-05-11 | 385291.2 | 0 | 0 | 4829.2 | 390120.4 | 372732.2 | 313940.9 | 0.0326 | 0.0432 | 0.6 | 0.59 | 213.2 | 12.8 | 1.77 | 19.6 | 839.5 | 0.15 | 214.1 | 44.7 | 258.8 | 221.2 | 13.3 | 1.82 | 20.4 | 872.2 | 0.15 | 222.1 | 46.5 | 268.5 | 453.4 | 28.9 | 3.99 | 35.2 | 1726.1 | 0.21 | 455.3 | 86.6 | 541.9 | 1034.6 | 114.1 | 16.56 | 36.6 | 2405.5 | 0.52 | 1042.5 | 108.5 | 1151 | 24.83 | 0 | 0.28 | 25.11 | 25.97 | 0 | 0.29 | 26.26 | 390120.4 | 76179.4 | 219.5 | 4197.2 | 0 | 8265 | 34488.6 | 0 | 0 | 0 | 122969.2 | 0 | 159.1 | 3315.4 | 49161.3 | 88396.1 | 308.6 | 2460.9 | 0 | 0 | 73200 | 2979.4 | 0 | 0 | 1167 | 7316.5
3122 | 131 | Day131 | 1 | Hour1 | 5 | Spring | 2117 | #N/A | Spring | 374015.3 | 2024-05-11 01:00 | 365300.9 | 215.5 | 3726.9 | 4772 | 374015.3 | 353625.1 | 295253.6 | 0.032 | 0.0408 | 0.61 | 0.61 | 203.5 | 12 | 1.65 | 19.2 | 809.7 | 0.14 | 204.3 | 43.3 | 247.7 | 211.1 | 12.4 | 1.7 | 19.9 | 841.1 | 0.15 | 212 | 45 | 257 | 432.4 | 24.9 | 3.41 | 35.9 | 1729.2 | 0.2 | 434 | 87.5 | 521.5 | 770 | 72.3 | 10.38 | 38.7 | 2186.2 | 0.38 | 775 | 104 | 879 | 23.71 | 0 | 0.27 | 23.98 | 24.72 | 0 | 0.29 | 25.01 | 374015.3 | 78761.7 | 119.8 | 4192.8 | 0 | 7737.5 | 30760.3 | 0 | 0 | 0 | 115193.6 | 0 | 159.1 | 3315.4 | 43823.8 | 88396.1 | 180.7 | 1374.6 | 0 | 0 | 76152.5 | 2609.2 | 0 | 0 | 263.5 | 5077.2
3123 | 131 | Day131 | 2 | Hour2 | 5 | Spring | 2117 | #N/A | Spring | 364528 | 2024-05-11 02:00 | 352091.8 | 1358.3 | 6313.7 | 4764.3 | 364528 | 340982 | 284854 | 0.0316 | 0.0391 | 0.61 | 0.61 | 202.9 | 12 | 1.65 | 19.1 | 806.5 | 0.14 | 203.7 | 43.2 | 246.9 | 210.6 | 12.4 | 1.71 | 19.9 | 838.6 | 0.15 | 211.5 | 44.9 | 256.4 | 431.8 | 25.6 | 3.5 | 35.2 | 1706.2 | 0.2 | 433.5 | 86.1 | 519.7 | 701.5 | 61.7 | 8.8 | 38.9 | 2134.3 | 0.34 | 705.7 | 102.6 | 808.4 | 23.03 | 0 | 0.27 | 23.3 | 23.98 | 0 | 0.28 | 24.26 | 364528 | 79674 | 0 | 4192.8 | 0 | 7179.5 | 30040.2 | 0 | 0 | 0 | 111566.4 | 0 | 157.5 | 3315.4 | 39910.8 | 88396.1 | 95.2 | 0 | 0 | 0 | 77125.6 | 2548.4 | 0 | 0 | 153 | 4942.3
3124 | 131 | Day131 | 3 | Hour3 | 5 | Spring | 2117 | #N/A | Spring | 359725 | 2024-05-11 03:00 | 347872 | 2183.3 | 5336 | 4333.7 | 359725 | 336951.4 | 280226.3 | 0.0314 | 0.0385 | 0.6 | 0.6 | 205.9 | 12.2 | 1.67 | 19.4 | 819 | 0.15 | 206.7 | 43.8 | 250.5 | 213.6 | 12.6 | 1.73 | 20.1 | 850.3 | 0.15 | 214.5 | 45.5 | 260 | 434.8 | 25.4 | 3.47 | 35.9 | 1729.4 | 0.2 | 436.5 | 87.4 | 524 | 549.7 | 37.7 | 5.25 | 40.8 | 2012 | 0.27 | 552.3 | 100.8 | 653.1 | 22.52 | 0 | 0.26 | 22.78 | 23.46 | 0 | 0.28 | 23.74 | 359725 | 79498.7 | 0 | 4188.3 | 0 | 7026.6 | 30040.2 | 0 | 0 | 0 | 111958.1 | 0 | 149.6 | 3315.4 | 35906.4 | 87573.2 | 68.5 | 0 | 0 | 0 | 77173.4 | 2325.3 | 0 | 0 | 0 | 5187
3125 | 131 | Day131 | 4 | Hour4 | 5 | Spring | 2117 | #N/A | Spring | 360233.8 | 2024-05-11 04:00 | 353759.8 | 1730.8 | 370.7 | 4372.6 | 360233.8 | 342622.3 | 279806.4 | 0.0315 | 0.039 | 0.6 | 0.6 | 208.2 | 12.2 | 1.68 | 19.7 | 831 | 0.15 | 209 | 44.5 | 253.5 | 215.7 | 12.7 | 1.73 | 20.4 | 861.8 | 0.15 | 216.6 | 46.1 | 262.7 | 445.3 | 27.7 | 3.82 | 35.2 | 1716.5 | 0.21 | 447.2 | 86.4 | 533.5 | 554.7 | 33.8 | 4.65 | 44.4 | 2162.4 | 0.26 | 557 | 108.9 | 665.9 | 22.21 | 0 | 0.26 | 22.47 | 23.22 | 0 | 0.27 | 23.49 | 360233.8 | 80427.4 | 5.4 | 4188.3 | 0 | 6527.4 | 30081.5 | 0 | 0 | 54.5 | 114257 | 0 | 157.5 | 3315.4 | 33213.1 | 87397.2 | 68.5 | 595.1 | 0 | 109.1 | 78135.6 | 2128.2 | 0 | 0 | 0 | 5018.6
3126 | 131 | Day131 | 5 | Hour5 | 5 | Spring | 2117 | #N/A | Spring | 376883.8 | 2024-05-11 05:00 | 372059.5 | 24.3 | 370.7 | 4429.4 | 376883.8 | 360196.2 | 285449.4 | 0.0319 | 0.041 | 0.6 | 0.6 | 207.3 | 12.3 | 1.69 | 19.4 | 822.8 | 0.14 | 208.1 | 43.9 | 252.1 | 214.7 | 12.7 | 1.75 | 20.1 | 853.2 | 0.15 | 215.6 | 45.6 | 261.2 | 384.6 | 23.2 | 3.18 | 31 | 1506.9 | 0.18 | 386.2 | 76 | 462.2 | 533.6 | 31.9 | 4.37 | 43.9 | 2101.2 | 0.26 | 535.7 | 106.6 | 642.3 | 23.33 | 0 | 0.25 | 23.58 | 24.38 | 0 | 0.27 | 24.64 | 376883.8 | 91434.4 | 56.6 | 4188.3 | 0 | 5823.3 | 31904.6 | 0 | 0 | 342.9 | 117585.1 | 0 | 153.9 | 3315.4 | 34343.8 | 88019.8 | 58.6 | 0 | 0 | 10150.6 | 77940.7 | 3000.2 | 320.6 | 0 | 0 | 6147.7
3127 | 131 | Day131 | 6 | Hour6 | 5 | Spring | 2117 | #N/A | Spring | 410062 | 2024-05-11 06:00 | 397460.9 | 3144.5 | 5309.2 | 4147.3 | 410062 | 384533.8 | 280647.3 | 0.0325 | 0.0438 | 0.65 | 0.65 | 182.7 | 10.8 | 1.48 | 17.2 | 727.6 | 0.13 | 183.4 | 38.9 | 222.4 | 191.3 | 11.3 | 1.56 | 18 | 760.5 | 0.13 | 192.1 | 40.7 | 232.7 | 151.2 | 7.1 | 0.95 | 14 | 653.7 | 0.07 | 151.7 | 33.5 | 185.2 | 532.2 | 30.6 | 4.19 | 44.8 | 2131.8 | 0.26 | 534.2 | 108.4 | 642.7 | 22.89 | 0 | 0.27 | 23.17 | 23.94 | 0 | 0.27 | 24.21 | 410062 | 129414.6 | 449.1 | 4188.3 | 0 | 5228.8 | 30287.3 | 0 | 0 | 6232.7 | 113548.8 | 0 | 100.2 | 3315.4 | 35151.8 | 88310.5 | 58.6 | 8.5 | 0 | 44408.1 | 75470.5 | 3303.3 | 2556.4 | 320.5 | 87.2 | 6848.2
3128 | 131 | Day131 | 7 | Hour7 | 5 | Spring | 2117 | #N/A | Spring | 434937.8 | 2024-05-11 07:00 | 419211.3 | 4036.4 | 7342.7 | 4347.3 | 434937.8 | 405309.5 | 282114.8 | 0.0332 | 0.0461 | 0.67 | 0.67 | 171.2 | 10.3 | 1.41 | 16 | 676.5 | 0.12 | 171.9 | 36.2 | 208.1 | 179.7 | 10.9 | 1.49 | 16.7 | 707.9 | 0.13 | 180.4 | 37.8 | 218.2 | 105.5 | 4.7 | 0.62 | 10 | 465.5 | 0.05 | 105.8 | 23.9 | 129.7 | 533 | 29.4 | 3.99 | 45.4 | 2175.1 | 0.24 | 535 | 110.3 | 645.3 | 23.57 | 0 | 0.28 | 23.85 | 24.69 | 0 | 0.28 | 24.97 | 434937.8 | 152823 | 149.7 | 4188.3 | 0 | 7196.5 | 30887.1 | 0 | 2.7 | 10231.8 | 110927.6 | 0 | 0 | 3315.4 | 36909.5 | 88396.1 | 58.6 | 86 | 0 | 76041.4 | 63470 | 3077.1 | 5929.3 | 321.2 | 446.1 | 8050.4
3129 | 131 | Day131 | 8 | Hour8 | 5 | Spring | 2117 | #N/A | Spring | 448014.6 | 2024-05-11 08:00 | 437588.1 | 1619.4 | 5390.1 | 3417 | 448014.5 | 422815.3 | 279842.7 | 0.0338 | 0.0482 | 0.68 | 0.68 | 171.4 | 10.7 | 1.48 | 15.6 | 664.7 | 0.12 | 172.2 | 35.4 | 207.6 | 179.5 | 11.2 | 1.55 | 16.3 | 694.7 | 0.13 | 180.3 | 37 | 217.3 | 58.3 | 2.1 | 0.26 | 6 | 273.5 | 0.03 | 58.4 | 14.2 | 72.5 | 726.7 | 68.1 | 9.77 | 36.5 | 2077.5 | 0.35 | 731.4 | 98.5 | 829.9 | 23.9 | 0 | 0.27 | 24.17 | 25.1 | 0 | 0.29 | 25.39 | 448014.6 | 168171.8 | 1539.2 | 4193.8 | 0 | 8372.5 | 33620.1 | 0 | 470 | 13112.2 | 109758.1 | 0 | 0 | 3315.4 | 30588.8 | 88396.1 | 58.6 | 0 | 0 | 111337.3 | 40328.8 | 2923.7 | 9003.1 | 78.5 | 386.7 | 7675.3
3130 | 131 | Day131 | 9 | Hour9 | 5 | Spring | 2117 | #N/A | Spring | 464417.6 | 2024-05-11 09:00 | 452743.5 | 3601.6 | 3448.7 | 4623.8 | 464417.6 | 437223.6 | 272342.7 | 0.0343 | 0.0499 | 0.69 | 0.69 | 163.8 | 10.2 | 1.41 | 14.9 | 634.5 | 0.12 | 164.4 | 33.8 | 198.3 | 171.7 | 10.8 | 1.49 | 15.6 | 664.3 | 0.12 | 172.5 | 35.4 | 207.9 | 49.9 | 1.8 | 0.22 | 5.2 | 234.5 | 0.02 | 50 | 12.1 | 62.1 | 753.5 | 73.3 | 10.55 | 35.4 | 2068.3 | 0.37 | 758.5 | 97.1 | 855.7 | 23.39 | 0 | 0.27 | 23.66 | 24.68 | 0 | 0.29 | 24.96 | 464417.6 | 192074.8 | 903.7 | 4184.4 | 0 | 8197.9 | 33337.4 | 0 | 846.1 | 19266.6 | 108476.3 | 0 | 0 | 3315.4 | 25472.9 | 88396.1 | 58.6 | 0 | 0 | 131393.7 | 38056.2 | 2512.3 | 14300.7 | 0 | 384.5 | 8254.3
3131 | 131 | Day131 | 10 | Hour10 | 5 | Spring | 2117 | #N/A | Spring | 476990.8 | 2024-05-11 10:00 | 466249.6 | 3088.4 | 2594.6 | 5058.1 | 476990.8 | 450045.8 | 273193 | 0.0348 | 0.0514 | 0.7 | 0.7 | 163.4 | 10.4 | 1.44 | 14.6 | 626.1 | 0.12 | 164.1 | 33.3 | 197.5 | 171.1 | 10.9 | 1.51 | 15.3 | 655 | 0.12 | 171.8 | 34.9 | 206.7 | 47.4 | 1.4 | 0.17 | 5.1 | 230.9 | 0.02 | 47.5 | 12 | 59.5 | 401.9 | 7.6 | 0.76 | 47.5 | 2101.5 | 0.18 | 402.3 | 110.1 | 512.5 | 23.37 | 0 | 0.28 | 23.65 | 24.71 | 0 | 0.29 | 25 | 476990.8 | 203797.7 | 0 | 4184.4 | 0 | 8197.9 | 35201.8 | 0 | 953.5 | 19568.5 | 108326.5 | 0 | 0 | 3315.4 | 25473.1 | 88396.1 | 97.7 | 0 | 0 | 137287.4 | 43469.7 | 2518.5 | 16768.8 | 0 | 286.7 | 7675.3
3132 | 131 | Day131 | 11 | Hour11 | 5 | Spring | 2117 | #N/A | Spring | 485984.2 | 2024-05-11 11:00 | 474874.3 | 2626.8 | 3346.2 | 5136.9 | 485984.2 | 458217.4 | 277449 | 0.0351 | 0.0523 | 0.69 | 0.69 | 168.1 | 10.9 | 1.51 | 14.8 | 637.6 | 0.12 | 168.8 | 33.8 | 202.6 | 176.1 | 11.4 | 1.59 | 15.5 | 667.5 | 0.12 | 176.9 | 35.4 | 212.2 | 45.3 | 1.3 | 0.16 | 5 | 222.2 | 0.02 | 45.3 | 11.6 | 57 | 366.5 | 6.9 | 0.69 | 44.1 | 1918.4 | 0.18 | 366.9 | 101.3 | 468.2 | 22.92 | 0 | 0.27 | 23.19 | 24.29 | 0 | 0.29 | 24.57 | 485984.2 | 208535.2 | 17.5 | 4184.4 | 0 | 8197.9 | 37837.2 | 0 | 980.3 | 19217 | 111118.3 | 0 | 0 | 3315.4 | 25445.2 | 87235.4 | 97.7 | 0 | 0 | 138980.6 | 46691.4 | 2665.8 | 17153.1 | 213 | 1.6 | 7748.3
3133 | 131 | Day131 | 12 | Hour12 | 5 | Spring | 2117 | #N/A | Spring | 493379.4 | 2024-05-11 12:00 | 482731.8 | 2232.2 | 3412.4 | 5003.1 | 493379.5 | 465646.8 | 279850.6 | 0.0354 | 0.0533 | 0.69 | 0.69 | 169.3 | 11.1 | 1.54 | 14.7 | 639.2 | 0.12 | 170.1 | 33.8 | 203.9 | 177.2 | 11.6 | 1.61 | 15.4 | 668.5 | 0.12 | 178 | 35.4 | 213.4 | 45.3 | 1.5 | 0.18 | 4.8 | 217.1 | 0.02 | 45.4 | 11.3 | 56.7 | 657.4 | 54.6 | 7.75 | 40.2 | 2104.2 | 0.33 | 661.2 | 103 | 764.2 | 23.04 | 0 | 0.27 | 23.31 | 24.45 | 0 | 0.28 | 24.73 | 493379.4 | 213528.9 | 16.2 | 4184.4 | 0 | 8197.9 | 39212.1 | 0 | 979.5 | 20119.1 | 112098.5 | 0 | 0 | 3315.4 | 25418.2 | 87310.1 | 97.7 | 0 | 0 | 139579.2 | 49800.9 | 3050.2 | 16921.4 | 213 | 27.6 | 7186.7
3134 | 131 | Day131 | 13 | Hour13 | 5 | Spring | 2117 | #N/A | Spring | 499061.7 | 2024-05-11 13:00 | 488723.4 | 2549.4 | 2664.8 | 5124.1 | 499061.7 | 471302.9 | 280627.5 | 0.0356 | 0.054 | 0.69 | 0.69 | 168.3 | 11 | 1.53 | 14.7 | 635.9 | 0.12 | 169.1 | 33.6 | 202.7 | 176.1 | 11.5 | 1.6 | 15.3 | 664.8 | 0.12 | 176.8 | 35.2 | 212 | 45.1 | 1.4 | 0.18 | 4.9 | 217.3 | 0.02 | 45.2 | 11.3 | 56.6 | 500.7 | 31.9 | 4.41 | 39.6 | 1908.6 | 0.25 | 502.8 | 96.5 | 599.4 | 23.16 | 0 | 0.27 | 23.44 | 24.59 | 0 | 0.28 | 24.87 | 499061.7 | 218434.3 | 76.4 | 4184.4 | 0 | 8197.9 | 39295.5 | 0 | 976.3 | 21584.8 | 112962.2 | 0 | 0 | 3315.4 | 25464 | 87033.9 | 97.7 | 0 | 0 | 140213.9 | 52204.6 | 3454.6 | 16657.2 | 0 | 0.1 | 7270.3
3135 | 131 | Day131 | 14 | Hour14 | 5 | Spring | 2117 | #N/A | Spring | 503627 | 2024-05-11 14:00 | 493162.7 | 2679.6 | 2596.6 | 5188 | 503626.9 | 475492.8 | 281346.4 | 0.0358 | 0.0545 | 0.7 | 0.69 | 166.8 | 10.8 | 1.5 | 14.6 | 633 | 0.11 | 167.5 | 33.5 | 201 | 174.5 | 11.3 | 1.57 | 15.3 | 662 | 0.12 | 175.3 | 35 | 210.3 | 44.4 | 1.4 | 0.18 | 4.7 | 212.7 | 0.02 | 44.5 | 11.1 | 55.6 | 389.5 | 11.7 | 1.41 | 42.7 | 1900.2 | 0.19 | 390.3 | 99.3 | 489.6 | 23.2 | 0 | 0.27 | 23.47 | 24.65 | 0 | 0.28 | 24.93 | 503627 | 222280.5 | 0 | 4184.4 | 0 | 8197.9 | 38904.3 | 0 | 976.3 | 22208.8 | 114148.8 | 0 | 0 | 3315.4 | 25464 | 87033.9 | 97.7 | 0 | 0 | 139604.2 | 56022.6 | 3468.7 | 16994.6 | 0 | 0.3 | 6932.6
3136 | 131 | Day131 | 15 | Hour15 | 5 | Spring | 2117 | #N/A | Spring | 506775.7 | 2024-05-11 15:00 | 497259.4 | 2678.5 | 1557.3 | 5280.4 | 506775.7 | 479362 | 283423.5 | 0.036 | 0.055 | 0.69 | 0.69 | 167.3 | 10.8 | 1.49 | 14.7 | 638.2 | 0.11 | 168.1 | 33.8 | 201.9 | 175.1 | 11.3 | 1.56 | 15.4 | 667.8 | 0.12 | 175.9 | 35.3 | 211.2 | 46.9 | 1.4 | 0.16 | 5.2 | 230.2 | 0.02 | 47 | 12 | 59 | 362 | 7.4 | 0.78 | 42.8 | 1875.4 | 0.17 | 362.4 | 98.7 | 461.2 | 23.57 | 0 | 0.26 | 23.83 | 25.03 | 0 | 0.28 | 25.3 | 506775.7 | 223352.2 | 0 | 4184.4 | 0 | 7976.7 | 38728.1 | 0 | 979.7 | 21598.8 | 116680.8 | 0 | 0 | 3315.4 | 25334.9 | 87105.5 | 97.7 | 0 | 0 | 137415.3 | 59886.6 | 3471.9 | 16851.8 | 0 | 0.5 | 6951.7
3137 | 131 | Day131 | 16 | Hour16 | 5 | Spring | 2117 | #N/A | Spring | 511072.6 | 2024-05-11 16:00 | 500541 | 1948.5 | 3412.4 | 5170.7 | 511072.5 | 482464.6 | 297266.6 | 0.0361 | 0.0553 | 0.67 | 0.67 | 181.1 | 11.7 | 1.63 | 15.7 | 686.2 | 0.12 | 181.9 | 36.2 | 218.1 | 189.9 | 12.3 | 1.71 | 16.5 | 719.1 | 0.13 | 190.7 | 37.9 | 228.6 | 52.2 | 1.3 | 0.15 | 6 | 263.2 | 0.02 | 52.2 | 13.8 | 66.1 | 592.4 | 38.7 | 5.42 | 45.6 | 2178.2 | 0.31 | 595 | 110.6 | 705.6 | 24.73 | 0 | 0.27 | 25 | 26.27 | 0 | 0.28 | 26.55 | 511072.6 | 213805.9 | 0 | 4236.1 | 0 | 7068.4 | 42763.8 | 0 | 978.2 | 20310.3 | 125764 | 0 | 0 | 3315.4 | 25377.7 | 88396.1 | 345.2 | 0 | 0 | 126591.4 | 62286.5 | 3639.5 | 15953.8 | 2.9 | 2.8 | 6859.6
3138 | 131 | Day131 | 17 | Hour17 | 5 | Spring | 2117 | #N/A | Spring | 509141.8 | 2024-05-11 17:00 | 498626 | 2274.2 | 3208.5 | 5033.1 | 509141.8 | 480664 | 322025.1 | 0.036 | 0.0551 | 0.62 | 0.62 | 211.3 | 13.9 | 1.94 | 17.9 | 788.7 | 0.14 | 212.3 | 41.4 | 253.7 | 221.7 | 14.6 | 2.04 | 18.7 | 827.2 | 0.15 | 222.7 | 43.4 | 266.1 | 90.5 | 2.4 | 0.28 | 10 | 449.7 | 0.04 | 90.7 | 23.5 | 114.1 | 725.1 | 60.1 | 8.55 | 43.7 | 2310.2 | 0.35 | 729.2 | 112.7 | 841.9 | 26.06 | 0 | 0.27 | 26.33 | 27.68 | 0 | 0.28 | 27.96 | 509141.8 | 187116.7 | 167.5 | 4243.6 | 0 | 7192.5 | 50780.5 | 0 | 967 | 18215.1 | 140511.1 | 0 | 159.1 | 3315.4 | 26047.7 | 88396.1 | 1211.5 | 0 | 0 | 100207.6 | 64436.3 | 3290.6 | 12118.1 | 1317.2 | 318.8 | 7388.5
3139 | 131 | Day131 | 18 | Hour18 | 5 | Spring | 2117 | #N/A | Spring | 497082.7 | 2024-05-11 18:00 | 492115 | 0 | 0 | 4967.7 | 497082.7 | 474508 | 355753.9 | 0.0358 | 0.0544 | 0.58 | 0.58 | 235.8 | 15.6 | 2.18 | 19.9 | 870.4 | 0.16 | 236.9 | 45.9 | 282.8 | 249.4 | 16.4 | 2.29 | 21.2 | 923 | 0.17 | 250.5 | 48.7 | 299.2 | 227.1 | 9.7 | 1.35 | 23 | 939.9 | 0.16 | 227.8 | 51 | 278.8 | 829.7 | 66.9 | 9.49 | 51.7 | 2703.3 | 0.4 | 834.2 | 132.3 | 966.6 | 33.6 | 0 | 0.26 | 33.86 | 35.53 | 0 | 0.28 | 35.81 | 497082.7 | 141328.8 | 1992.1 | 4243.6 | 0 | 8197.9 | 55013.6 | 0 | 883 | 11904 | 146964.5 | 0 | 1275 | 3315.4 | 34548.5 | 88396.1 | 3193.1 | 8614 | 0 | 61323 | 63896.7 | 3322.2 | 10006.4 | 4704.2 | 2440.7 | 7993.7
3140 | 131 | Day131 | 19 | Hour19 | 5 | Spring | 2117 | #N/A | Spring | 488179.9 | 2024-05-11 19:00 | 484471 | 0 | 0 | 3708.9 | 488179.9 | 467276.6 | 369802.6 | 0.0355 | 0.0535 | 0.55 | 0.55 | 255 | 16.7 | 2.34 | 21.6 | 937.8 | 0.17 | 256.1 | 49.6 | 305.7 | 268.1 | 17.4 | 2.45 | 22.9 | 988.6 | 0.18 | 269.3 | 52.4 | 321.7 | 332.9 | 16.1 | 2.25 | 31.8 | 1329.6 | 0.22 | 334 | 71.5 | 405.4 | 538.4 | 25.6 | 3.41 | 49.8 | 2315.2 | 0.25 | 540.1 | 118.8 | 659 | 31.08 | 0 | 0.26 | 31.34 | 32.83 | 0 | 0.28 | 33.11 | 488179.9 | 118377.3 | 1816.8 | 4253 | 0 | 8374.7 | 57222.3 | 0 | 602.8 | 7050 | 152400.1 | 0 | 2674 | 3315.4 | 39031.2 | 88396.1 | 4970.6 | 7348.4 | 0 | 32252.4 | 75210.9 | 3261.1 | 7319 | 5004.5 | 3679.5 | 7270.5
3141 | 131 | Day131 | 20 | Hour20 | 5 | Spring | 2117 | #N/A | Spring | 486857.4 | 2024-05-11 20:00 | 482453.2 | 0 | 0 | 4404.2 | 486857.4 | 465392.4 | 390199.8 | 0.0354 | 0.0532 | 0.55 | 0.54 | 259.7 | 16.9 | 2.38 | 22.1 | 955.5 | 0.18 | 260.9 | 50.6 | 311.5 | 273.4 | 17.7 | 2.48 | 23.4 | 1010 | 0.19 | 274.6 | 53.6 | 328.2 | 356.4 | 17.9 | 2.49 | 33.2 | 1422.2 | 0.23 | 357.6 | 75.7 | 433.2 | 694.5 | 52.9 | 7.47 | 46.1 | 2357.9 | 0.34 | 698.1 | 116.5 | 814.6 | 30.01 | 0 | 0.23 | 30.24 | 31.71 | 0 | 0.25 | 31.96 | 486857.4 | 96657.6 | 5735.8 | 4253 | 0 | 7764.3 | 57816.3 | 0 | 130.6 | 3808.8 | 155475.3 | 0 | 2267.4 | 3315.4 | 54215 | 88396.1 | 5281.4 | 5679.7 | 0 | 7143.3 | 82822.2 | 2752.8 | 2180.7 | 684.9 | 950.8 | 7530
3142 | 131 | Day131 | 21 | Hour21 | 5 | Spring | 2117 | #N/A | Spring | 471558.7 | 2024-05-11 21:00 | 466676.6 | 0 | 213 | 4669.1 | 471558.7 | 450435.1 | 382943 | 0.0348 | 0.0515 | 0.54 | 0.53 | 264.9 | 17.4 | 2.44 | 22.4 | 972 | 0.18 | 266.1 | 51.4 | 317.5 | 277.2 | 18.1 | 2.54 | 23.6 | 1020.5 | 0.19 | 278.4 | 54 | 332.4 | 340.9 | 17.3 | 2.35 | 30.6 | 1418.5 | 0.17 | 342 | 72.9 | 415 | 599 | 25.9 | 3.39 | 57.7 | 2657.6 | 0.28 | 600.7 | 137 | 737.7 | 28.6 | 0 | 0.27 | 28.87 | 30.18 | 0 | 0.29 | 30.47 | 471558.7 | 88615.8 | 6195.9 | 4242.3 | 0 | 7418.6 | 57717.7 | 0 | 0 | 33.6 | 152952.1 | 0 | 2009.4 | 3315.4 | 51571.5 | 88396.1 | 4886.1 | 4237.7 | 0 | 10.9 | 86217.4 | 2353.9 | 537 | 367.4 | 4945.1 | 7663.9
3143 | 131 | Day131 | 22 | Hour22 | 5 | Spring | 2117 | #N/A | Spring | 441732.9 | 2024-05-11 22:00 | 437268.8 | 0.4 | 213 | 4250.7 | 441732.9 | 422437.5 | 356664.9 | 0.0339 | 0.0485 | 0.56 | 0.55 | 244.5 | 15.4 | 2.14 | 21.4 | 930.8 | 0.16 | 245.5 | 49.2 | 294.7 | 254.8 | 16 | 2.22 | 22.4 | 972.4 | 0.17 | 255.9 | 51.4 | 307.3 | 402.8 | 24.5 | 3.38 | 32.4 | 1563.1 | 0.19 | 404.5 | 79 | 483.5 | 644.3 | 21.7 | 3.97 | 82.4 | 1930.9 | 1.09 | 646 | 140.2 | 786.2 | 25.66 | 0 | 0.27 | 25.93 | 27.01 | 0 | 0.29 | 27.3 | 441732.9 | 85068 | 4258.1 | 4185.2 | 0 | 7418.6 | 47316.8 | 0 | 0 | 0 | 145542.6 | 0 | 1216.7 | 3315.4 | 50230.5 | 87397.2 | 2153.6 | 3630.3 | 0 | 0 | 82604.9 | 2463.1 | 4.2 | 668.2 | 3936.1 | 6050.8
3144 | 131 | Day131 | 23 | Hour23 | 5 | Spring | 2117 | #N/A | Spring | 413260.9 | 2024-05-11 23:00 | 408682.5 | 11 | 374.1 | 4193.3 | 413260.9 | 395106.9 | 331396.8 | 0.0332 | 0.0457 | 0.58 | 0.58 | 220.1 | 13.2 | 1.82 | 20.1 | 866.1 | 0.15 | 221 | 45.9 | 266.9 | 229.3 | 13.7 | 1.88 | 21 | 904.2 | 0.15 | 230.2 | 48 | 278.2 | 405 | 23.9 | 3.28 | 33.4 | 1597.1 | 0.19 | 406.6 | 81 | 487.6 | 938.8 | 98.6 | 14.27 | 37.7 | 2336 | 0.47 | 945.7 | 107.4 | 1053.1 | 24.39 | 0 | 0.28 | 24.67 | 25.63 | 0 | 0.29 | 25.92 | 413260.9 | 81864.1 | 4022.8 | 4132.5 | 0 | 7418.6 | 37527.4 | 0 | 0 | 0 | 133075 | 0 | 463.4 | 3315.4 | 49999.6 | 87397.2 | 499.3 | 3545.7 | 0 | 0 | 78808.4 | 3055.7 | 0 | 1384.9 | 3478.4 | 4775.1
3145 | 132 | Day132 | 0 | Hour0 | 5 | Spring | 37 | 502857.4 | Spring | 388196.1 | 2024-05-12 | 383317.4 | 10.7 | 755.4 | 4112.6 | 388196.1 | 370845.8 | 308502.3 | 0.0325 | 0.043 | 0.6 | 0.6 | 205 | 11.7 | 1.6 | 19.6 | 828 | 0.14 | 205.8 | 44.3 | 250.1 | 213 | 12.1 | 1.64 | 20.4 | 863 | 0.15 | 213.8 | 46.2 | 260 | 408.5 | 23.7 | 3.25 | 33.8 | 1624.1 | 0.19 | 410.1 | 82.3 | 492.3 | 978.8 | 108.5 | 15.75 | 34.2 | 2257.8 | 0.49 | 986.4 | 101.6 | 1088 | 23.18 | 0 | 0.27 | 23.45 | 24.29 | 0 | 0.29 | 24.58 | 388196.1 | 79693.8 | 2348.5 | 4125 | 0 | 5623.6 | 30358.6 | 0 | 0 | 0 | 123963 | 0 | 188.3 | 3315.4 | 47187.1 | 87397.2 | 324 | 3671.6 | 0 | 0 | 76377.8 | 3316 | 0 | 34.7 | 1625.6 | 4775.1
3146 | 132 | Day132 | 1 | Hour1 | 5 | Spring | 2117 | #N/A | Spring | 369093 | 2024-05-12 01:00 | 363375.6 | 187.1 | 1526.9 | 4003.3 | 369093.1 | 351775 | 291984.2 | 0.0319 | 0.0406 | 0.61 | 0.6 | 203.6 | 11.7 | 1.61 | 19.4 | 818.6 | 0.14 | 204.4 | 43.9 | 248.2 | 211.3 | 12.1 | 1.66 | 20.2 | 851.7 | 0.15 | 212.1 | 45.7 | 257.8 | 419.7 | 24.4 | 3.35 | 34.7 | 1667.4 | 0.2 | 421.3 | 84.4 | 505.8 | 430.4 | 14.1 | 1.75 | 45.6 | 2050.2 | 0.2 | 431.3 | 106.7 | 538 | 22.41 | 0 | 0.27 | 22.68 | 23.41 | 0 | 0.29 | 23.7 | 369093 | 77108.8 | 582.9 | 4125 | 0 | 4760.4 | 29204.8 | 0 | 0 | 0 | 115776.7 | 0 | 188.3 | 3315.4 | 43018.2 | 87397.2 | 241.9 | 3373.6 | 0 | 0 | 73900.2 | 3208.6 | 0 | 0 | 183.4 | 4773.6
3147 | 132 | Day132 | 2 | Hour2 | 5 | Spring | 2117 | #N/A | Spring | 358831.4 | 2024-05-12 02:00 | 350519.6 | 1431.7 | 2922.5 | 3957.5 | 358831.4 | 339468.7 | 283253.5 | 0.0315 | 0.0389 | 0.6 | 0.6 | 205.4 | 11.9 | 1.63 | 19.6 | 824.2 | 0.15 | 206.2 | 44.2 | 250.4 | 212.9 | 12.3 | 1.69 | 20.3 | 855 | 0.15 | 213.7 | 45.8 | 259.6 | 412.5 | 23.2 | 3.17 | 34.8 | 1663.6 | 0.19 | 414.1 | 84.4 | 498.5 | 432.2 | 19.8 | 2.62 | 40.7 | 1881.2 | 0.2 | 433.5 | 96.8 | 530.2 | 22.2 | 0 | 0.28 | 22.47 | 23.14 | 0 | 0.28 | 23.42 | 358831.4 | 75577.8 | 10.4 | 4125 | 0 | 4760.4 | 28924 | 0 | 0 | 0 | 112871.7 | 0 | 188.3 | 3315.4 | 41334.1 | 87397.2 | 195 | 132.2 | 0 | 0 | 72477.6 | 3100.3 | 0 | 0 | 0 | 4770.5
3148 | 132 | Day132 | 3 | Hour3 | 5 | Spring | 2117 | #N/A | Spring | 353924.9 | 2024-05-12 03:00 | 346150.2 | 1393.2 | 2593.2 | 3788.3 | 353924.9 | 335295.6 | 280089.1 | 0.0314 | 0.0383 | 0.6 | 0.59 | 208.8 | 12.1 | 1.65 | 19.9 | 838.7 | 0.15 | 209.6 | 45 | 254.6 | 216.5 | 12.5 | 1.71 | 20.7 | 870.2 | 0.15 | 217.3 | 46.7 | 264 | 417 | 23.3 | 3.17 | 35.4 | 1687.7 | 0.2 | 418.6 | 85.8 | 504.3 | 387.4 | 15.9 | 2.05 | 38.6 | 1756.6 | 0.19 | 388.5 | 91 | 479.5 | 21.44 | 0 | 0.28 | 21.72 | 22.37 | 0 | 0.28 | 22.65 | 353924.9 | 73835.8 | 116.5 | 4125 | 0 | 4760.4 | 28883.9 | 0 | 0 | 0 | 113554.1 | 0 | 173.4 | 3315.4 | 37450.2 | 87304.4 | 192.5 | 213.3 | 0 | 0.1 | 71036 | 2799.7 | 0 | 0 | 0 | 4562
3149 | 132 | Day132 | 4 | Hour4 | 5 | Spring | 2117 | #N/A | Spring | 358305.4 | 2024-05-12 04:00 | 352572.7 | 653.7 | 1305 | 3773.9 | 358305.4 | 341483 | 285219.5 | 0.0315 | 0.0389 | 0.59 | 0.58 | 212.9 | 12.2 | 1.66 | 20.4 | 860.3 | 0.15 | 213.7 | 46.1 | 259.8 | 220.7 | 12.6 | 1.71 | 21.2 | 893.3 | 0.16 | 221.6 | 47.9 | 269.4 | 448 | 27.4 | 3.77 | 35.8 | 1739.2 | 0.21 | 449.9 | 87.7 | 537.6 | 479.2 | 26.1 | 3.54 | 41.5 | 1965.2 | 0.23 | 481 | 100.1 | 581.1 | 22.91 | 0 | 0.26 | 23.17 | 23.89 | 0 | 0.27 | 24.16 | 358305.4 | 73085.9 | 129.4 | 4135.6 | 0 | 4760.4 | 29228.6 | 0 | 0 | 199.5 | 119076.8 | 0 | 143.7 | 3315.4 | 36560.6 | 87497.8 | 192.5 | 178.6 | 0 | 645.9 | 69574.2 | 2666.2 | 0 | 0 | 0 | 4770.5
3150 | 132 | Day132 | 5 | Hour5 | 5 | Spring | 2117 | #N/A | Spring | 377004.8 | 2024-05-12 05:00 | 370991.3 | 771.2 | 1480.1 | 3762.2 | 377004.8 | 359178.5 | 293742 | 0.0318 | 0.0409 | 0.58 | 0.58 | 215.5 | 12.5 | 1.71 | 20.3 | 865.1 | 0.15 | 216.4 | 46.2 | 262.5 | 223.7 | 12.9 | 1.76 | 21.2 | 899.7 | 0.15 | 224.6 | 48 | 272.6 | 387.3 | 24 | 3.31 | 30.7 | 1493.7 | 0.18 | 388.9 | 75.3 | 464.2 | 773.9 | 73 | 10.47 | 38.5 | 2198.6 | 0.37 | 778.9 | 104.1 | 883 | 24.1 | 0 | 0.27 | 24.37 | 25.16 | 0 | 0.27 | 25.42 | 377004.8 | 83262.9 | 58.6 | 4135.6 | 0 | 4870.2 | 31799.8 | 0 | 0 | 714.7 | 125207.6 | 0 | 29.2 | 3315.4 | 35595.3 | 87732.2 | 192.5 | 805.4 | 0 | 13831.7 | 66289.4 | 2427 | 1009.9 | 0 | 0 | 4770.5
3151 | 132 | Day132 | 6 | Hour6 | 5 | Spring | 2117 | #N/A | Spring | 407483.4 | 2024-05-12 06:00 | 396666.9 | 3789.1 | 3711.9 | 3315.4 | 407483.4 | 383778.8 | 289623 | 0.0325 | 0.0437 | 0.63 | 0.62 | 196.7 | 11.7 | 1.61 | 18.3 | 779.1 | 0.14 | 197.4 | 41.5 | 239 | 206.6 | 12.3 | 1.69 | 19.2 | 818.1 | 0.14 | 207.4 | 43.6 | 251 | 173.1 | 8.9 | 1.2 | 15.4 | 722.9 | 0.08 | 173.7 | 36.9 | 210.6 | 545.2 | 35.3 | 4.89 | 41.7 | 2058.8 | 0.25 | 547.6 | 103.1 | 650.7 | 23.61 | 0 | 0.29 | 23.9 | 24.69 | 0 | 0.27 | 24.97 | 407483.4 | 117860.4 | 1297.3 | 4135.6 | 0 | 4760.4 | 32657.2 | 0 | 0 | 8800.7 | 119069.9 | 0 | 29.2 | 3315.4 | 34875.8 | 87732.2 | 192.5 | 1557.3 | 0 | 46414.6 | 60714.6 | 1930.4 | 4927.3 | 0 | 264.4 | 5424.5
3152 | 132 | Day132 | 7 | Hour7 | 5 | Spring | 2117 | #N/A | Spring | 430796.2 | 2024-05-12 07:00 | 418875.5 | 2285.4 | 6145.3 | 3490.2 | 430796.2 | 404991.4 | 290611.3 | 0.0331 | 0.0461 | 0.65 | 0.64 | 186 | 11.1 | 1.53 | 17.3 | 735.3 | 0.13 | 186.7 | 39.2 | 225.9 | 195.1 | 11.7 | 1.61 | 18 | 769.8 | 0.14 | 195.9 | 41 | 236.9 | 105.5 | 4.6 | 0.6 | 10.1 | 468.1 | 0.05 | 105.8 | 24.1 | 129.9 | 666.6 | 51.6 | 7.28 | 43.4 | 2250.8 | 0.31 | 670.1 | 110.5 | 780.6 | 24.32 | 0 | 0.27 | 24.58 | 25.5 | 0 | 0.28 | 25.78 | 430796.2 | 140184.9 | 1270 | 4192.8 | 0 | 4588.3 | 32902 | 0 | 4.8 | 11601.4 | 118930.2 | 0 | 29.2 | 3315.4 | 36601 | 88396.1 | 192.5 | 193.9 | 0 | 77779.9 | 49208.6 | 1590.2 | 7977.9 | 0 | 0 | 5758.7
3153 | 132 | Day132 | 8 | Hour8 | 5 | Spring | 2117 | #N/A | Spring | 442916.2 | 2024-05-12 08:00 | 435403.3 | 1407.3 | 2182.5 | 3923 | 442916.2 | 420739 | 269240.2 | 0.0337 | 0.0479 | 0.69 | 0.68 | 165.8 | 10 | 1.38 | 15.5 | 652.2 | 0.12 | 166.5 | 34.9 | 201.4 | 172.5 | 10.5 | 1.44 | 16.1 | 677.5 | 0.12 | 173.2 | 36.3 | 209.4 | 71.6 | 2.3 | 0.29 | 7.6 | 342.9 | 0.03 | 71.8 | 17.8 | 89.6 | 567.3 | 37.1 | 5.15 | 43.1 | 2129.6 | 0.26 | 569.8 | 106.6 | 676.5 | 23.39 | 0 | 0.27 | 23.65 | 24.57 | 0 | 0.28 | 24.85 | 442916.2 | 173676 | 0 | 4193.8 | 0 | 4686 | 30715.9 | 0 | 509.6 | 13534.4 | 108446 | 0 | 29.2 | 3315.4 | 29265.2 | 88396.1 | 192.5 | 0 | 0 | 117186.4 | 41054.7 | 1390.9 | 10534.1 | 213 | 20.2 | 6203.1
3154 | 132 | Day132 | 9 | Hour9 | 5 | Spring | 2117 | #N/A | Spring | 463610.6 | 2024-05-12 09:00 | 449644.2 | 4673.4 | 4245.1 | 5047.9 | 463610.6 | 434280 | 260971 | 0.0342 | 0.0495 | 0.71 | 0.7 | 156.7 | 9.7 | 1.34 | 14.5 | 610.1 | 0.11 | 157.4 | 32.7 | 190 | 164.6 | 10.2 | 1.41 | 15.2 | 639.9 | 0.12 | 165.3 | 34.3 | 199.5 | 63.8 | 2.2 | 0.27 | 6.7 | 301.5 | 0.03 | 64 | 15.7 | 79.6 | 397.4 | 10.9 | 1.27 | 43.9 | 1970.9 | 0.18 | 398.1 | 102.7 | 500.8 | 22.68 | 0 | 0.27 | 22.95 | 23.97 | 0 | 0.29 | 24.25 | 463610.6 | 202639.6 | 0 | 4184.4 | 0 | 4320.5 | 31386.2 | 0 | 887.7 | 19719.1 | 104636.8 | 0 | 29.2 | 3315.4 | 24509.8 | 88396.1 | 192.5 | 0 | 0 | 138958.2 | 41711.5 | 1363 | 15464 | 131.6 | 1 | 5827.1
3155 | 132 | Day132 | 10 | Hour10 | 5 | Spring | 2117 | #N/A | Spring | 475361.4 | 2024-05-12 10:00 | 461446.9 | 4854.7 | 3891.9 | 5167.9 | 475361.3 | 445491.8 | 266867.4 | 0.0346 | 0.0508 | 0.71 | 0.7 | 158.3 | 9.9 | 1.37 | 14.4 | 611.9 | 0.11 | 159 | 32.7 | 191.7 | 166.3 | 10.4 | 1.44 | 15.1 | 642.2 | 0.12 | 167 | 34.3 | 201.3 | 63.2 | 2.2 | 0.28 | 6.5 | 296 | 0.03 | 63.3 | 15.4 | 78.7 | 396.2 | 7.5 | 0.75 | 46.8 | 2071.9 | 0.17 | 396.7 | 108.6 | 505.3 | 22.98 | 0 | 0.27 | 23.26 | 24.33 | 0 | 0.29 | 24.62 | 475361.4 | 208493.9 | 0 | 4184.4 | 0 | 6319.2 | 33152.3 | 0 | 986.4 | 19970.5 | 106728 | 0 | 29.2 | 3315.4 | 24511.1 | 88396.1 | 231.6 | 0 | 0 | 143676.9 | 42270.1 | 1590 | 17533.1 | 78.5 | 0 | 5598.8
3156 | 132 | Day132 | 11 | Hour11 | 5 | Spring | 2117 | #N/A | Spring | 483470 | 2024-05-12 11:00 | 470311.2 | 4777.1 | 3412.4 | 4969.3 | 483470 | 453898.1 | 271803.2 | 0.0349 | 0.0518 | 0.7 | 0.7 | 163.2 | 10.4 | 1.44 | 14.6 | 624.4 | 0.11 | 163.9 | 33.2 | 197.1 | 171.6 | 11 | 1.52 | 15.3 | 655.4 | 0.12 | 172.3 | 34.9 | 207.2 | 61.6 | 2.1 | 0.26 | 6.5 | 292.1 | 0.03 | 61.7 | 15.2 | 76.9 | 404.4 | 11.3 | 1.34 | 44.4 | 1997.1 | 0.18 | 405.1 | 104 | 509.1 | 23.18 | 0 | 0.27 | 23.45 | 24.58 | 0 | 0.29 | 24.86 | 483470 | 211666.8 | 0 | 4184.4 | 0 | 6086 | 35667.5 | 0 | 1002.3 | 20524.5 | 109390 | 0 | 29.2 | 3315.4 | 24503 | 88396.1 | 231.6 | 0 | 0 | 145810.5 | 42662.5 | 1667.1 | 17845.6 | 0 | 10.7 | 6306.1
3157 | 132 | Day132 | 12 | Hour12 | 5 | Spring | 2117 | #N/A | Spring | 490632.8 | 2024-05-12 12:00 | 477914.2 | 4374.5 | 3412.4 | 4931.7 | 490632.8 | 461092 | 276518.5 | 0.0352 | 0.0527 | 0.69 | 0.69 | 168.2 | 11 | 1.52 | 14.7 | 635.3 | 0.12 | 168.9 | 33.7 | 202.6 | 176.6 | 11.6 | 1.61 | 15.4 | 665.9 | 0.12 | 177.3 | 35.3 | 212.6 | 62.9 | 2 | 0.25 | 6.7 | 301.9 | 0.03 | 63.1 | 15.7 | 78.8 | 416.1 | 11.8 | 1.39 | 45.6 | 2050.8 | 0.18 | 416.9 | 106.7 | 523.6 | 23.64 | 0 | 0.27 | 23.92 | 25.08 | 0 | 0.28 | 25.36 | 490632.8 | 214114.3 | 0 | 4184.4 | 0 | 6241.6 | 38522.4 | 0 | 1001.3 | 20451.7 | 111023.1 | 0 | 29.2 | 3315.4 | 24574.6 | 88396.1 | 231.6 | 0 | 0 | 146662.1 | 44143.5 | 1855.7 | 18389.1 | 0 | 0.6 | 5436
3158 | 132 | Day132 | 13 | Hour13 | 5 | Spring | 2117 | #N/A | Spring | 495551.4 | 2024-05-12 13:00 | 484764.2 | 2495.9 | 3412.4 | 4878.9 | 495551.4 | 467560.7 | 279762.3 | 0.0355 | 0.0535 | 0.69 | 0.69 | 172.7 | 11.5 | 1.59 | 14.9 | 646.7 | 0.12 | 173.5 | 34.2 | 207.6 | 180.9 | 12 | 1.67 | 15.6 | 676.9 | 0.12 | 181.7 | 35.8 | 217.5 | 61.9 | 1.9 | 0.23 | 6.7 | 298.5 | 0.03 | 62 | 15.6 | 77.6 | 385 | 7.3 | 0.73 | 45.5 | 2013.2 | 0.17 | 385.4 | 105.5 | 490.9 | 23.93 | 0 | 0.27 | 24.2 | 25.38 | 0 | 0.28 | 25.66 | 495551.4 | 215789 | 76.4 | 4184.4 | 0 | 5319.8 | 40803.3 | 0 | 993.5 | 21959.4 | 112775.4 | 0 | 29.2 | 3315.4 | 24630.7 | 88396.1 | 231.6 | 0 | 0 | 144804.8 | 45816.1 | 2215.3 | 17064.2 | 0 | 100 | 6195.2
3159 | 132 | Day132 | 14 | Hour14 | 5 | Spring | 2117 | #N/A | Spring | 498270 | 2024-05-12 14:00 | 489427.9 | 621.4 | 3348.9 | 4871.7 | 498270 | 471958.3 | 283342.8 | 0.0357 | 0.0541 | 0.68 | 0.68 | 176.7 | 11.8 | 1.64 | 15.1 | 659.4 | 0.12 | 177.5 | 34.8 | 212.3 | 184.7 | 12.4 | 1.72 | 15.8 | 688.8 | 0.13 | 185.6 | 36.3 | 221.9 | 60.9 | 1.9 | 0.23 | 6.5 | 293.8 | 0.03 | 61 | 15.3 | 76.3 | 967.5 | 100.9 | 14.58 | 39.4 | 2443.6 | 0.47 | 974.5 | 112.3 | 1086.8 | 24.04 | 0 | 0.27 | 24.31 | 25.49 | 0 | 0.28 | 25.77 | 498270 | 214927.2 | 0 | 4184.4 | 0 | 5332.7 | 42355.3 | 0 | 988.2 | 22581.4 | 114868.8 | 0 | 29.2 | 3315.4 | 24629.2 | 88396.1 | 231.6 | 0 | 0 | 143515.8 | 45387 | 2455 | 17333.2 | 0 | 100.6 | 5927.9
3160 | 132 | Day132 | 15 | Hour15 | 5 | Spring | 2117 | #N/A | Spring | 501404.4 | 2024-05-12 15:00 | 492373.6 | 666.6 | 3412.4 | 4951.8 | 501404.4 | 474734.8 | 289681.2 | 0.0358 | 0.0545 | 0.68 | 0.67 | 181.9 | 12.2 | 1.7 | 15.4 | 675.9 | 0.12 | 182.7 | 35.6 | 218.3 | 190.1 | 12.8 | 1.78 | 16.1 | 705.9 | 0.13 | 191 | 37.2 | 228.2 | 63.8 | 1.9 | 0.23 | 6.9 | 310.7 | 0.03 | 63.9 | 16.2 | 80.1 | 379.5 | 7.2 | 0.72 | 44.8 | 1984.5 | 0.17 | 379.9 | 104 | 483.9 | 24.23 | 0 | 0.26 | 24.49 | 25.7 | 0 | 0.28 | 25.98 | 501404.4 | 211723.2 | 81.2 | 4184.4 | 0 | 6545.8 | 44295.5 | 0 | 986.3 | 22457.5 | 117957.3 | 0 | 29.2 | 3315.4 | 24644.6 | 88396.1 | 231.6 | 0 | 0 | 138920.3 | 46803.8 | 2555.3 | 17306.5 | 0 | 205.9 | 6206.2
3161 | 132 | Day132 | 16 | Hour16 | 5 | Spring | 2117 | #N/A | Spring | 502857.4 | 2024-05-12 16:00 | 493649.9 | 966.8 | 3408.2 | 4832.5 | 502857.4 | 475944.2 | 303510.5 | 0.0359 | 0.0546 | 0.65 | 0.65 | 195 | 13.3 | 1.85 | 16.2 | 719.6 | 0.13 | 195.9 | 37.7 | 233.6 | 204.2 | 13.9 | 1.94 | 17 | 753 | 0.13 | 205.1 | 39.5 | 244.6 | 66.3 | 1.8 | 0.21 | 7.3 | 327.1 | 0.03 | 66.4 | 17.1 | 83.5 | 534.3 | 31.6 | 4.33 | 43.6 | 2112.3 | 0.25 | 536.4 | 106.6 | 643 | 24.83 | 0 | 0.27 | 25.09 | 26.35 | 0 | 0.28 | 26.63 | 502857.4 | 199346.9 | 115 | 4184.4 | 0 | 8197.9 | 48312 | 0 | 981.7 | 20844.1 | 124950.4 | 0 | 29.2 | 3315.4 | 25778.5 | 88396.1 | 231.6 | 0 | 0 | 128583.2 | 46275.2 | 2662.7 | 16737 | 0 | 0 | 6262.2
3162 | 132 | Day132 | 17 | Hour17 | 5 | Spring | 2117 | #N/A | Spring | 495995.2 | 2024-05-12 17:00 | 489384.2 | 146.9 | 1553.2 | 4910.9 | 495995.2 | 471919.7 | 326531.5 | 0.0357 | 0.0541 | 0.61 | 0.6 | 223.5 | 15.2 | 2.12 | 18.4 | 823.6 | 0.14 | 224.6 | 43 | 267.5 | 233.1 | 15.9 | 2.21 | 19.2 | 859 | 0.15 | 234.2 | 44.8 | 279 | 121.7 | 3.7 | 0.44 | 13.2 | 590.3 | 0.06 | 121.9 | 30.8 | 152.7 | 819.1 | 78 | 11.22 | 40.2 | 2289.1 | 0.4 | 824.5 | 108.5 | 932.9 | 25.91 | 0 | 0.22 | 26.14 | 27.45 | 0 | 0.24 | 27.69 | 495995.2 | 169463.7 | 158 | 4243.6 | 0 | 8072.2 | 54805.7 | 0 | 963.1 | 18199.9 | 140144.2 | 0 | 188.3 | 3315.4 | 26809.9 | 88396.1 | 398 | 0 | 0 | 100003.6 | 47678.1 | 2619 | 12092.5 | 210.5 | 271 | 7690.3
3163 | 132 | Day132 | 18 | Hour18 | 5 | Spring | 2117 | #N/A | Spring | 484169.6 | 2024-05-12 18:00 | 479649.3 | 0 | 0 | 4520.3 | 484169.6 | 462697.8 | 355998.3 | 0.0353 | 0.053 | 0.58 | 0.57 | 240.3 | 16 | 2.24 | 20.3 | 878.7 | 0.16 | 241.4 | 46.5 | 287.9 | 255.3 | 16.9 | 2.37 | 21.7 | 936 | 0.18 | 256.5 | 49.6 | 306.1 | 281.5 | 14 | 1.95 | 26.2 | 1132.1 | 0.17 | 282.4 | 60 | 342.4 | 586 | 19 | 2.34 | 62.2 | 2801.2 | 0.27 | 587.2 | 145.7 | 733 | 41.35 | 0 | 0.26 | 41.61 | 43.69 | 0 | 0.28 | 43.97 | 484169.6 | 128171.3 | 2422.5 | 4243.6 | 0 | 8374.7 | 55031.2 | 0 | 875.4 | 10613.6 | 143288.9 | 0 | 1190 | 3315.4 | 35004.7 | 88396.1 | 4090.4 | 10640.8 | 0 | 65531.7 | 48747.3 | 2403.3 | 9642.7 | 2008.9 | 2339.9 | 7888.4
3164 | 132 | Day132 | 19 | Hour19 | 5 | Spring | 2117 | #N/A | Spring | 472922.9 | 2024-05-12 19:00 | 470125.4 | 0 | 0 | 2797.6 | 472922.9 | 453665.1 | 378231.6 | 0.035 | 0.052 | 0.53 | 0.52 | 274.4 | 18.5 | 2.6 | 22.6 | 998.1 | 0.18 | 275.6 | 52.4 | 328 | 288.3 | 19.3 | 2.71 | 23.9 | 1051.5 | 0.19 | 289.6 | 55.3 | 344.9 | 339.8 | 16.9 | 2.37 | 31.8 | 1349.2 | 0.22 | 341 | 72.1 | 413.1 | 607.9 | 14.4 | 1.62 | 69.3 | 3073.1 | 0.28 | 608.8 | 160.9 | 769.7 | 48.57 | 0 | 0.27 | 48.83 | 51.2 | 0 | 0.28 | 51.48 | 472922.9 | 94691.3 | 1772.5 | 4253 | 0 | 8374.7 | 62614.5 | 0 | 597.3 | 6465.7 | 156250.8 | 0 | 1513.3 | 3315.4 | 39159.8 | 88396.1 | 3799.3 | 8782.2 | 0 | 33880.3 | 51946.9 | 1801.2 | 6822.6 | 2734.1 | 2504.4 | 8258.9
3165 | 132 | Day132 | 20 | Hour20 | 5 | Spring | 2117 | #N/A | Spring | 469522 | 2024-05-12 20:00 | 466109.4 | 0 | 0 | 3412.5 | 469522 | 449878.3 | 402366.3 | 0.0348 | 0.0515 | 0.52 | 0.51 | 280.1 | 18.9 | 2.65 | 23 | 1018.1 | 0.18 | 281.4 | 53.4 | 334.8 | 296 | 19.9 | 2.79 | 24.5 | 1080.2 | 0.2 | 297.4 | 56.8 | 354.2 | 360.1 | 17.2 | 2.4 | 34.4 | 1455.6 | 0.23 | 361.3 | 77.8 | 439.1 | 514.1 | 14 | 1.96 | 60.7 | 2261.9 | 0.43 | 515.1 | 128.2 | 643.3 | 32.47 | 0 | 0.27 | 32.74 | 34.24 | 0 | 0.29 | 34.53 | 469522 | 67155.6 | 5359.8 | 4257.5 | 0 | 8374.7 | 63559.1 | 0 | 129.8 | 3629.3 | 158214.4 | 0 | 1322.8 | 3315.4 | 55596.9 | 88396.1 | 3846.2 | 10123.3 | 0 | 6991.2 | 54469.6 | 1935.7 | 2031.8 | 817.3 | 2124.8 | 8258.9
3166 | 132 | Day132 | 21 | Hour21 | 5 | Spring | 2117 | #N/A | Spring | 456493.2 | 2024-05-12 21:00 | 453256.1 | 0 | 0 | 3237.1 | 456493.2 | 437686.5 | 397659.8 | 0.0343 | 0.05 | 0.5 | 0.5 | 288.1 | 19.5 | 2.74 | 23.6 | 1046.4 | 0.19 | 289.4 | 54.8 | 344.3 | 301.7 | 20.3 | 2.85 | 24.9 | 1099.2 | 0.2 | 303.1 | 57.7 | 360.8 | 346.8 | 16.6 | 2.26 | 32.4 | 1451.5 | 0.19 | 347.9 | 75.7 | 423.6 | 448.8 | 10.3 | 1.14 | 51.5 | 2275.9 | 0.21 | 449.4 | 119.4 | 568.8 | 31.58 | 0 | 0.28 | 31.85 | 33.24 | 0 | 0.29 | 33.53 | 456493.2 | 58833.4 | 6856.3 | 4257.5 | 0 | 8374.7 | 63826.6 | 0 | 0 | 34.9 | 157405.1 | 0 | 1694.1 | 3315.4 | 53965.8 | 88396.1 | 3652.3 | 5915.9 | 0 | 13.2 | 56349.7 | 2435.5 | 520.6 | 1374.6 | 3590.7 | 8258.9
3167 | 132 | Day132 | 22 | Hour22 | 5 | Spring | 2117 | #N/A | Spring | 431332.8 | 2024-05-12 22:00 | 428052.8 | 0 | 0 | 3279.9 | 431332.7 | 413673.3 | 372923.1 | 0.0336 | 0.0474 | 0.52 | 0.51 | 271.7 | 18 | 2.51 | 22.7 | 1013.1 | 0.17 | 273 | 52.9 | 325.9 | 283.1 | 18.7 | 2.6 | 23.7 | 1056.7 | 0.18 | 284.3 | 55.2 | 339.6 | 406.5 | 24.8 | 3.42 | 32.6 | 1576.4 | 0.19 | 408.1 | 79.6 | 487.8 | 1053.9 | 101.2 | 15.22 | 58.6 | 2338.5 | 0.93 | 1061.1 | 128.5 | 1189.6 | 28.28 | 0 | 0.23 | 28.51 | 29.69 | 0 | 0.25 | 29.94 | 431332.8 | 58409.7 | 4323.9 | 4257.5 | 0 | 8374.7 | 55524.3 | 0 | 0 | 0 | 151423.6 | 0 | 509.4 | 3315.4 | 51690.1 | 88396.1 | 956.8 | 4151.1 | 0 | 0 | 55838.7 | 2571 | 4.5 | 1242.1 | 3437.7 | 6221.6
3168 | 132 | Day132 | 23 | Hour23 | 5 | Spring | 2117 | #N/A | Spring | 405603.5 | 2024-05-12 23:00 | 402298.5 | 0 | 0 | 3305 | 405603.5 | 389034.1 | 350377.8 | 0.033 | 0.0449 | 0.54 | 0.53 | 254 | 16.3 | 2.26 | 21.9 | 966.4 | 0.17 | 255.1 | 50.8 | 305.9 | 264.4 | 16.9 | 2.35 | 22.9 | 1006.7 | 0.17 | 265.5 | 52.9 | 318.4 | 426.6 | 25.9 | 3.56 | 34.3 | 1662.1 | 0.2 | 428.3 | 83.8 | 512.2 | 449.4 | 18.6 | 2.42 | 44.1 | 2017.8 | 0.21 | 450.6 | 104.3 | 554.9 | 27.43 | 0 | 0.28 | 27.71 | 28.73 | 0 | 0.29 | 29.02 | 405603.5 | 55225.7 | 3881.7 | 4257.5 | 0 | 8374.7 | 46685 | 0 | 0 | 0 | 140083.6 | 0 | 363.4 | 3315.4 | 50460.8 | 88396.1 | 489.3 | 4070.3 | 0 | 0 | 52926.6 | 2299.2 | 0 | 1374.6 | 3359.9 | 4940.6
3169 | 133 | Day133 | 0 | Hour0 | 5 | Spring | 78 | 461811.6 | Spring | 381281.9 | 2024-05-13 | 378110.2 | 0 | 0 | 3171.6 | 381281.9 | 365876.1 | 331042 | 0.0324 | 0.0423 | 0.55 | 0.55 | 240 | 14.8 | 2.04 | 21.6 | 934.4 | 0.16 | 241 | 49.5 | 290.4 | 249.5 | 15.3 | 2.11 | 22.5 | 972.2 | 0.17 | 250.5 | 51.5 | 302 | 418.8 | 24.8 | 3.41 | 34.2 | 1649.7 | 0.2 | 420.5 | 83.4 | 503.9 | 708.9 | 55.5 | 7.85 | 45.7 | 2362.1 | 0.34 | 712.7 | 116.2 | 828.9 | 25.68 | 0 | 0.28 | 25.95 | 26.82 | 0 | 0.29 | 27.11 | 381281.9 | 50239.8 | 1985.4 | 4198.3 | 0 | 8265 | 39058.9 | 0 | 0 | 0 | 131501 | 0 | 159.1 | 3315.4 | 49988 | 88396.1 | 286.9 | 3887.9 | 0 | 0 | 48310.3 | 1929.6 | 0 | 820.3 | 1182.9 | 5295.8
3170 | 133 | Day133 | 1 | Hour1 | 5 | Spring | 2117 | #N/A | Spring | 361511.6 | 2024-05-13 01:00 | 358453 | 0 | 0 | 3058.5 | 361511.6 | 347054.2 | 312257.4 | 0.0318 | 0.04 | 0.56 | 0.56 | 234.3 | 14.2 | 1.96 | 21.4 | 919.2 | 0.16 | 235.2 | 48.8 | 284.1 | 242.8 | 14.7 | 2.02 | 22.2 | 953.9 | 0.17 | 243.8 | 50.7 | 294.5 | 434.6 | 25 | 3.42 | 36.1 | 1734.5 | 0.2 | 436.2 | 87.9 | 524.1 | 757.2 | 74.2 | 10.69 | 35.3 | 2051.2 | 0.38 | 762.3 | 96.5 | 858.8 | 24.65 | 0 | 0.28 | 24.92 | 25.68 | 0 | 0.29 | 25.97 | 361511.6 | 49254.1 | 203 | 4197.2 | 0 | 7038.8 | 35525 | 0 | 0 | 0 | 123734 | 0 | 159.1 | 3315.4 | 46283 | 88396.1 | 176.1 | 3229.7 | 0 | 0 | 47635.9 | 1618.3 | 0 | 0 | 42 | 4635.2
3171 | 133 | Day133 | 2 | Hour2 | 5 | Spring | 2117 | #N/A | Spring | 348015.1 | 2024-05-13 02:00 | 344996.2 | 110.4 | 0 | 2908.5 | 348015.1 | 334156 | 301687.2 | 0.0314 | 0.0383 | 0.55 | 0.55 | 235.4 | 14.2 | 1.95 | 21.7 | 927.2 | 0.16 | 236.4 | 49.4 | 285.8 | 243.6 | 14.7 | 2.02 | 22.5 | 959.9 | 0.17 | 244.6 | 51.1 | 295.7 | 432.8 | 24.4 | 3.33 | 36.4 | 1744.4 | 0.2 | 434.5 | 88.5 | 522.9 | 977.9 | 107.6 | 15.62 | 34.8 | 2279.5 | 0.49 | 985.4 | 102.9 | 1088.3 | 24.35 | 0 | 0.27 | 24.62 | 25.33 | 0 | 0.29 | 25.61 | 348015.1 | 46327.8 | 38.3 | 4197.2 | 0 | 6454.2 | 34093.9 | 0 | 0 | 0 | 120534.4 | 0 | 159.1 | 3315.4 | 43181.8 | 88396.1 | 105.2 | 1211.4 | 0 | 0 | 44760 | 1567.8 | 0 | 0 | 5.6 | 5646.4
3172 | 133 | Day133 | 3 | Hour3 | 5 | Spring | 2117 | #N/A | Spring | 340920 | 2024-05-13 03:00 | 337956.9 | 216 | 24.8 | 2722.3 | 340919.9 | 327407.5 | 294621 | 0.0312 | 0.0374 | 0.55 | 0.55 | 237.1 | 14.3 | 1.97 | 21.9 | 933.6 | 0.16 | 238.1 | 49.7 | 287.8 | 245.2 | 14.8 | 2.03 | 22.6 | 966.1 | 0.17 | 246.2 | 51.5 | 297.6 | 426.5 | 23.4 | 3.18 | 36.5 | 1740.2 | 0.2 | 428.1 | 88.4 | 516.5 | 564.3 | 32.3 | 4.41 | 47.2 | 2255.1 | 0.27 | 566.5 | 114.5 | 681 | 24.2 | 0 | 0.27 | 24.47 | 25.15 | 0 | 0.28 | 25.43 | 340920 | 46298.9 | 0 | 4192.8 | 0 | 5584 | 33717.6 | 0 | 0 | 0 | 118876.3 | 0 | 159.1 | 3315.4 | 38944 | 88396.1 | 61.1 | 1374.6 | 0 | 0.1 | 44682.3 | 1616.5 | 0 | 0 | 0 | 5347.5
3173 | 133 | Day133 | 4 | Hour4 | 5 | Spring | 2117 | #N/A | Spring | 339190 | 2024-05-13 04:00 | 336296.9 | 135.5 | 4.8 | 2752.8 | 339190.1 | 325826.1 | 291573.9 | 0.0311 | 0.0371 | 0.55 | 0.55 | 237.3 | 14.2 | 1.95 | 22 | 938 | 0.16 | 238.2 | 50 | 288.2 | 245.3 | 14.7 | 2.02 | 22.8 | 970.3 | 0.17 | 246.3 | 51.7 | 298 | 430.4 | 24 | 3.26 | 36.5 | 1745.4 | 0.2 | 432 | 88.6 | 520.6 | 950.1 | 101.4 | 14.68 | 36.5 | 2325 | 0.47 | 957.1 | 105.9 | 1063.1 | 24.2 | 0 | 0.27 | 24.46 | 25.13 | 0 | 0.28 | 25.41 | 339190 | 47616.1 | 708.8 | 4192.8 | 0 | 4944 | 33229.5 | 0 | 0 | 203 | 119600.7 | 0 | 80.3 | 3315.4 | 36604.1 | 88396.1 | 58.6 | 443.6 | 0 | 722 | 45012.2 | 1678.9 | 0 | 0 | 0 | 4756.4
3174 | 133 | Day133 | 5 | Hour5 | 5 | Spring | 2117 | #N/A | Spring | 347952.5 | 2024-05-13 05:00 | 341049.6 | 334.7 | 3519.2 | 3048.9 | 347952.5 | 330410.7 | 288670.2 | 0.0312 | 0.0376 | 0.57 | 0.57 | 226.8 | 13.6 | 1.86 | 21.1 | 897.6 | 0.16 | 227.7 | 47.9 | 275.6 | 235.3 | 14 | 1.93 | 21.9 | 932.2 | 0.16 | 236.3 | 49.7 | 286 | 370.1 | 19.8 | 2.67 | 32.2 | 1526.9 | 0.17 | 371.4 | 77.7 | 449.1 | 824.6 | 79.9 | 11.49 | 39 | 2274.3 | 0.4 | 830.1 | 106.9 | 937.1 | 23.79 | 0 | 0.27 | 24.06 | 24.72 | 0 | 0.28 | 25 | 347952.5 | 59282.4 | 36.6 | 4192.8 | 0 | 4760.4 | 32513.7 | 0 | 0 | 715.1 | 117657 | 0 | 0 | 3315.4 | 37739.6 | 88396.1 | 58.6 | 0 | 0 | 12338.7 | 44539.6 | 1689 | 1022.5 | 0 | 0 | 4931.6
3175 | 133 | Day133 | 6 | Hour6 | 5 | Spring | 2117 | #N/A | Spring | 368689.5 | 2024-05-13 06:00 | 349897.8 | 4353.7 | 11398.2 | 3039.8 | 368689.5 | 338924.3 | 280528.2 | 0.0314 | 0.0385 | 0.61 | 0.6 | 206.6 | 12.7 | 1.75 | 19 | 806.9 | 0.15 | 207.5 | 43.1 | 250.6 | 218.9 | 13.5 | 1.87 | 19.9 | 852.5 | 0.15 | 219.8 | 45.4 | 265.2 | 211 | 9.3 | 1.22 | 20.2 | 932.6 | 0.1 | 211.6 | 48 | 259.6 | 702 | 59.2 | 8.42 | 41.2 | 2215.5 | 0.33 | 706.1 | 107.4 | 813.5 | 23.34 | 0 | 0.29 | 23.64 | 24.3 | 0 | 0.27 | 24.57 | 368689.5 | 88161.3 | 514.5 | 4192.8 | 0 | 4422.3 | 32691.8 | 0 | 0 | 8642 | 109657.1 | 0 | 0 | 3315.4 | 37245 | 88396.1 | 58.6 | 34.7 | 0 | 37709.6 | 40192.5 | 1617.1 | 4854.1 | 0 | 0 | 4725.9
3176 | 133 | Day133 | 7 | Hour7 | 5 | Spring | 2117 | #N/A | Spring | 384490.2 | 2024-05-13 07:00 | 366523.4 | 4147.9 | 10740.6 | 3078.3 | 384490.2 | 354888 | 277952.2 | 0.0317 | 0.0404 | 0.63 | 0.63 | 198.5 | 12.5 | 1.72 | 18 | 766.5 | 0.14 | 199.3 | 40.9 | 240.2 | 210.6 | 13.4 | 1.85 | 18.9 | 809.8 | 0.15 | 211.5 | 43.1 | 254.6 | 151.4 | 6.2 | 0.8 | 14.9 | 684.6 | 0.07 | 151.8 | 35.3 | 187.1 | 555.7 | 35.8 | 4.95 | 42.7 | 2105.1 | 0.26 | 558.1 | 105.5 | 663.6 | 23.38 | 0 | 0.29 | 23.67 | 24.38 | 0 | 0.27 | 24.66 | 384490.2 | 106538 | 1139.4 | 4192.8 | 0 | 4588.3 | 33700.2 | 0 | 6.6 | 10880.2 | 107289.9 | 0 | 0 | 3315.4 | 35012.7 | 88396.1 | 58.6 | 258.9 | 0 | 64681.9 | 29467.2 | 1502 | 7912.1 | 0 | 0 | 4597.1
3177 | 133 | Day133 | 8 | Hour8 | 5 | Spring | 2117 | #N/A | Spring | 400729.8 | 2024-05-13 08:00 | 387717.2 | 2030.6 | 7501.3 | 3480.6 | 400729.7 | 375198.8 | 256223 | 0.0323 | 0.0428 | 0.68 | 0.67 | 176.8 | 11.3 | 1.56 | 16 | 677.6 | 0.13 | 177.6 | 36.3 | 213.9 | 186 | 11.9 | 1.65 | 16.7 | 710.7 | 0.13 | 186.8 | 38 | 224.8 | 99.7 | 3.6 | 0.45 | 10.3 | 466.1 | 0.05 | 99.9 | 24.2 | 124.1 | 425.3 | 10.5 | 1.19 | 48 | 2144.7 | 0.19 | 425.9 | 111.9 | 537.9 | 21.97 | 0 | 0.28 | 22.26 | 22.94 | 0 | 0.28 | 23.21 | 400729.8 | 144506.8 | 0 | 4183.3 | 0 | 4782.2 | 32037.6 | 0 | 482.2 | 13505.4 | 97945.3 | 0 | 0 | 3315.4 | 25504.4 | 88396.1 | 58.6 | 0 | 0 | 105876.7 | 23432.8 | 1209.7 | 10011 | 0 | 0 | 5362.6
3178 | 133 | Day133 | 9 | Hour9 | 5 | Spring | 2117 | #N/A | Spring | 424410.8 | 2024-05-13 09:00 | 406355 | 5983 | 7503.4 | 4569.4 | 424410.8 | 393015.7 | 250295.2 | 0.0328 | 0.0448 | 0.69 | 0.68 | 169.8 | 10.8 | 1.5 | 15.3 | 650.8 | 0.12 | 170.6 | 34.7 | 205.3 | 179.5 | 11.5 | 1.6 | 16.1 | 685.8 | 0.13 | 180.3 | 36.6 | 216.8 | 84.3 | 3.1 | 0.4 | 8.7 | 390.3 | 0.04 | 84.5 | 20.3 | 104.8 | 690 | 74 | 10.72 | 27 | 1677.9 | 0.36 | 695.2 | 77.1 | 772.3 | 17.79 | 0 | 0.12 | 17.91 | 19.04 | 0 | 0.15 | 19.19 | 424410.8 | 174115.6 | 0 | 4160.7 | 0 | 4495.2 | 32558.5 | 0 | 843.6 | 20333.3 | 99727 | 0 | 0 | 3315.4 | 20817 | 85162.9 | 58.6 | 0 | 0 | 129511.8 | 22366.8 | 1060.1 | 15313.1 | 0 | 0 | 6087.4
3179 | 133 | Day133 | 10 | Hour10 | 5 | Spring | 2117 | #N/A | Spring | 437544.1 | 2024-05-13 10:00 | 421401 | 5969.7 | 5353.7 | 4819.8 | 437544.1 | 407370.8 | 256610.1 | 0.0333 | 0.0465 | 0.69 | 0.68 | 171.5 | 11 | 1.52 | 15.3 | 655.3 | 0.12 | 172.3 | 34.9 | 207.2 | 180.8 | 11.7 | 1.61 | 16.1 | 689.2 | 0.13 | 181.6 | 36.7 | 218.3 | 86.8 | 3.2 | 0.41 | 8.9 | 402.6 | 0.04 | 87.1 | 20.9 | 108 | 764.8 | 85.7 | 12.45 | 26.5 | 1744.2 | 0.4 | 770.8 | 78.6 | 849.4 | 18.03 | 0 | 0.12 | 18.15 | 19.38 | 0 | 0.15 | 19.52 | 437544.1 | 180934 | 0 | 4161.7 | 0 | 5166.8 | 34155.8 | 0 | 939.4 | 20822.6 | 103341.3 | 0 | 0 | 3315.4 | 20693.5 | 85716.9 | 58.6 | 0 | 0 | 137209.2 | 20829.5 | 1133.3 | 18194.9 | 0 | 0 | 5602.2
3180 | 133 | Day133 | 11 | Hour11 | 5 | Spring | 2117 | #N/A | Spring | 446350.4 | 2024-05-13 11:00 | 432649.1 | 4529.5 | 4329.5 | 4842.4 | 446350.5 | 418081.2 | 264416.1 | 0.0337 | 0.0478 | 0.68 | 0.68 | 174.3 | 11.2 | 1.55 | 15.5 | 664.6 | 0.12 | 175 | 35.3 | 210.3 | 183.2 | 11.8 | 1.64 | 16.2 | 697.7 | 0.13 | 184 | 37.1 | 221 | 84.8 | 3 | 0.38 | 8.8 | 397.6 | 0.04 | 85 | 20.7 | 105.7 | 659.7 | 74.9 | 10.89 | 22.1 | 1473.9 | 0.35 | 665 | 66.1 | 731.1 | 18.41 | 0 | 0.11 | 18.52 | 19.77 | 0 | 0.14 | 19.91 | 446350.4 | 181934.4 | 0 | 4161.7 | 0 | 5276.6 | 35529.7 | 0 | 959.7 | 20826.2 | 106956.9 | 0 | 0 | 3315.4 | 23280.2 | 85797.8 | 97.7 | 0 | 0 | 139098.6 | 19594.6 | 1455.2 | 18647 | 0 | 0 | 6129.2
3181 | 133 | Day133 | 12 | Hour12 | 5 | Spring | 2117 | #N/A | Spring | 452706.2 | 2024-05-13 12:00 | 440235.2 | 3606.1 | 4151.1 | 4713.7 | 452706.2 | 425287.8 | 271671.9 | 0.034 | 0.0487 | 0.67 | 0.67 | 179.4 | 11.8 | 1.63 | 15.7 | 677.7 | 0.12 | 180.2 | 35.9 | 216.1 | 188.3 | 12.4 | 1.71 | 16.4 | 710.6 | 0.13 | 189.2 | 37.6 | 226.8 | 84.5 | 3 | 0.37 | 8.8 | 396.5 | 0.04 | 84.7 | 20.6 | 105.3 | 294.1 | 5.5 | 0.55 | 37.4 | 1544.6 | 0.19 | 294.4 | 83.5 | 377.9 | 20.37 | 0 | 0.27 | 20.64 | 21.68 | 0 | 0.28 | 21.96 | 452706.2 | 181034.3 | 0 | 4161.7 | 0 | 5276.6 | 38029.4 | 0 | 967.2 | 20971 | 109191.6 | 0 | 0 | 3315.4 | 24497.6 | 87101.9 | 97.7 | 0 | 0 | 138256.1 | 18900.4 | 1939.6 | 18717.8 | 0 | 0 | 5810.7
3182 | 133 | Day133 | 13 | Hour13 | 5 | Spring | 2117 | #N/A | Spring | 456078.6 | 2024-05-13 13:00 | 445250.7 | 2057.7 | 4151.1 | 4619.2 | 456078.7 | 430038.7 | 275106.9 | 0.0342 | 0.0493 | 0.67 | 0.67 | 181.9 | 12 | 1.67 | 15.8 | 683.3 | 0.13 | 182.7 | 36.2 | 218.9 | 190.5 | 12.6 | 1.75 | 16.5 | 715.1 | 0.13 | 191.4 | 37.8 | 229.2 | 84.2 | 2.8 | 0.35 | 8.8 | 398.7 | 0.04 | 84.4 | 20.7 | 105.1 | 695.9 | 66.1 | 9.48 | 35 | 1964.7 | 0.36 | 700.4 | 93.7 | 794.1 | 20.51 | 0 | 0.27 | 20.77 | 21.8 | 0 | 0.28 | 22.08 | 456078.6 | 180971.8 | 0 | 4161.7 | 0 | 5276.6 | 39366 | 0 | 959.8 | 21394.6 | 110009.9 | 0 | 0 | 3315.4 | 24499.5 | 88380.1 | 97.7 | 0 | 0 | 137587.8 | 18778.8 | 2250.7 | 17560.6 | 0 | 0 | 5810.7
3183 | 133 | Day133 | 14 | Hour14 | 5 | Spring | 2117 | #N/A | Spring | 457007 | 2024-05-13 14:00 | 448224.8 | 453.5 | 3891.9 | 4436.7 | 457006.9 | 432849.6 | 279488.4 | 0.0343 | 0.0497 | 0.66 | 0.66 | 189 | 12.7 | 1.77 | 16.1 | 702.8 | 0.13 | 189.8 | 37.1 | 226.9 | 197.3 | 13.3 | 1.85 | 16.8 | 733.3 | 0.13 | 198.2 | 38.7 | 236.9 | 87.7 | 3.1 | 0.39 | 9.1 | 411.8 | 0.04 | 87.9 | 21.4 | 109.3 | 300.2 | 5.7 | 0.57 | 37.4 | 1574.3 | 0.17 | 300.5 | 84.3 | 384.8 | 21.45 | 0 | 0.27 | 21.71 | 22.75 | 0 | 0.28 | 23.02 | 457007 | 177518.5 | 260.6 | 4161.7 | 0 | 5276.6 | 41925.3 | 0 | 963 | 20926.6 | 111779.9 | 0 | 0 | 3315.4 | 24499.4 | 88171.8 | 97.7 | 0 | 0 | 133483.2 | 19642.7 | 2503.1 | 17214.2 | 0 | 0 | 5664.7
3184 | 133 | Day133 | 15 | Hour15 | 5 | Spring | 2117 | #N/A | Spring | 459051.9 | 2024-05-13 15:00 | 450528.4 | 260.6 | 3891.9 | 4371 | 459051.9 | 435032 | 285231.4 | 0.0344 | 0.05 | 0.65 | 0.65 | 193.4 | 12.9 | 1.8 | 16.5 | 721.5 | 0.13 | 194.3 | 38 | 232.3 | 201.9 | 13.5 | 1.88 | 17.2 | 752.9 | 0.14 | 202.9 | 39.7 | 242.5 | 85.3 | 3.1 | 0.4 | 8.7 | 395.8 | 0.04 | 85.5 | 20.5 | 106 | 430.4 | 10.5 | 1.19 | 48.6 | 2173.4 | 0.19 | 431 | 113.5 | 544.5 | 21.98 | 0 | 0.27 | 22.25 | 23.3 | 0 | 0.28 | 23.58 | 459051.9 | 173820.5 | 69 | 4161.7 | 0 | 6138.8 | 42753.2 | 0 | 962.7 | 20534.4 | 115791.9 | 0 | 0 | 3315.4 | 24507.7 | 88396.1 | 97.7 | 0 | 0 | 128858.3 | 20753.7 | 2711.4 | 16405.6 | 0 | 159.2 | 6711.9
3185 | 133 | Day133 | 16 | Hour16 | 5 | Spring | 2117 | #N/A | Spring | 461811.6 | 2024-05-13 16:00 | 452435.1 | 1151.6 | 3891.9 | 4333.1 | 461811.7 | 436851.3 | 298895.6 | 0.0344 | 0.0502 | 0.63 | 0.63 | 207.9 | 14.1 | 1.96 | 17.4 | 769.4 | 0.14 | 208.9 | 40.4 | 249.2 | 217.6 | 14.8 | 2.06 | 18.2 | 804.6 | 0.14 | 218.6 | 42.2 | 260.8 | 106.2 | 3.3 | 0.4 | 11.4 | 512.3 | 0.05 | 106.4 | 26.7 | 133.1 | 540.2 | 32.4 | 4.45 | 43.7 | 2121.9 | 0.25 | 542.4 | 107 | 649.4 | 22.08 | 0 | 0.27 | 22.35 | 23.45 | 0 | 0.28 | 23.73 | 461811.6 | 162916.1 | 110 | 4231.7 | 0 | 7089.3 | 47156.2 | 0 | 962.2 | 19697 | 123093.4 | 0 | 0 | 3315.4 | 25405.7 | 88396.1 | 97.7 | 0 | 0 | 117777.7 | 21646.1 | 2833.1 | 15695.6 | 0 | 0 | 6251.8
3186 | 133 | Day133 | 17 | Hour17 | 5 | Spring | 2117 | #N/A | Spring | 459088.7 | 2024-05-13 17:00 | 451278.9 | 50.5 | 3412.4 | 4347 | 459088.7 | 435761.1 | 319943.1 | 0.0344 | 0.05 | 0.59 | 0.58 | 234.5 | 16.1 | 2.24 | 19.2 | 861.3 | 0.15 | 235.6 | 44.9 | 280.5 | 244.9 | 16.8 | 2.35 | 20 | 899.1 | 0.16 | 246.1 | 46.9 | 293 | 166.6 | 6.2 | 0.79 | 17 | 772.2 | 0.08 | 167 | 40 | 207 | 888.7 | 91 | 13.13 | 37.7 | 2297 | 0.43 | 895 | 106.2 | 1001.2 | 25.13 | 0 | 0.27 | 25.4 | 26.53 | 0 | 0.28 | 26.81 | 459088.7 | 139145.6 | 157.9 | 4236.1 | 0 | 7825 | 53589.8 | 0 | 951.7 | 17503.7 | 135313.9 | 0 | 122.7 | 3315.4 | 26888.4 | 88396.1 | 97.7 | 0 | 0 | 95647.1 | 22086.6 | 2956.5 | 11995.1 | 0 | 833.8 | 8050.4
3187 | 133 | Day133 | 18 | Hour18 | 5 | Spring | 2117 | #N/A | Spring | 455077.6 | 2024-05-13 18:00 | 449769.6 | 0 | 875.3 | 4432.6 | 455077.5 | 434330.2 | 346562.7 | 0.0343 | 0.0498 | 0.55 | 0.54 | 260.2 | 18.1 | 2.53 | 20.9 | 943.5 | 0.17 | 261.5 | 49.1 | 310.5 | 272.6 | 18.9 | 2.65 | 22 | 990.1 | 0.17 | 273.8 | 51.5 | 325.4 | 251.6 | 12.6 | 1.7 | 22.7 | 1055.1 | 0.12 | 252.5 | 54.2 | 306.7 | 766 | 65.4 | 9.32 | 44.5 | 2381.1 | 0.37 | 770.5 | 115.5 | 886 | 27.17 | 0 | 0.27 | 27.44 | 28.63 | 0 | 0.28 | 28.92 | 455077.6 | 108514.9 | 1542.7 | 4236.1 | 0 | 8344.3 | 60135.7 | 0 | 868.5 | 11152.9 | 143885.7 | 0 | 159.1 | 3315.4 | 32711.9 | 88396.1 | 719.2 | 3116.4 | 0 | 69598.4 | 23766.2 | 3128.9 | 9650.8 | 1538.4 | 1966.9 | 8050.4
3188 | 133 | Day133 | 19 | Hour19 | 5 | Spring | 2117 | #N/A | Spring | 451260.4 | 2024-05-13 19:00 | 448534.6 | 0 | 0 | 2725.8 | 451260.4 | 433157.3 | 378563.6 | 0.0343 | 0.0497 | 0.51 | 0.5 | 285.1 | 19.6 | 2.74 | 23 | 1038.8 | 0.18 | 286.5 | 54 | 340.4 | 299.7 | 20.5 | 2.87 | 24.3 | 1094.6 | 0.19 | 301.1 | 57 | 358.1 | 330.3 | 17.4 | 2.39 | 29.3 | 1339.7 | 0.17 | 331.4 | 69.3 | 400.7 | 1026.5 | 103.1 | 15.23 | 49.6 | 2389.3 | 0.73 | 1033.8 | 121 | 1154.8 | 49.42 | 0 | 0.27 | 49.69 | 51.99 | 0 | 0.28 | 52.28 | 451260.4 | 72696.8 | 2786.9 | 4245.5 | 0 | 8374.7 | 64019.7 | 0 | 610.4 | 6889.2 | 156500.4 | 0 | 641.8 | 3315.4 | 42062.4 | 88396.1 | 1256.7 | 6963.9 | 0 | 35673.9 | 26162.3 | 3361 | 6882.9 | 1538.4 | 2419.5 | 7888.4
3189 | 133 | Day133 | 20 | Hour20 | 5 | Spring | 2117 | #N/A | Spring | 452780.9 | 2024-05-13 20:00 | 449392 | 0 | 0 | 3388.8 | 452780.9 | 433999 | 403812.2 | 0.0343 | 0.0497 | 0.5 | 0.49 | 292.4 | 20.1 | 2.81 | 23.5 | 1064.5 | 0.18 | 293.7 | 55.2 | 349 | 308.9 | 21.1 | 2.95 | 25 | 1128.4 | 0.19 | 310.3 | 58.7 | 369 | 362.3 | 18.8 | 2.58 | 32.4 | 1478.1 | 0.19 | 363.6 | 76.5 | 440.1 | 549.4 | 30.4 | 4.14 | 46.9 | 2225.3 | 0.26 | 551.4 | 113.3 | 664.7 | 35.83 | 0 | 0.27 | 36.11 | 37.72 | 0 | 0.29 | 38.01 | 452780.9 | 48968.6 | 4129.9 | 4245.5 | 0 | 8374.7 | 65873.6 | 0 | 142.6 | 3838.5 | 160600.7 | 0 | 641.8 | 3315.4 | 56107.9 | 88396.1 | 1244.1 | 10882.6 | 0 | 7652.5 | 33930.8 | 3404.2 | 2120.7 | 178.6 | 2582.5 | 8050.4
3190 | 133 | Day133 | 21 | Hour21 | 5 | Spring | 2117 | #N/A | Spring | 443325.4 | 2024-05-13 21:00 | 440193.7 | 0 | 0 | 3131.6 | 443325.3 | 425258.4 | 401564 | 0.0339 | 0.0486 | 0.48 | 0.48 | 299.2 | 20.6 | 2.88 | 24 | 1089.1 | 0.19 | 300.6 | 56.5 | 357.1 | 313.8 | 21.5 | 3.01 | 25.3 | 1145.3 | 0.2 | 315.3 | 59.5 | 374.8 | 364.6 | 18.8 | 2.57 | 32.8 | 1489.5 | 0.19 | 365.8 | 77.3 | 443.1 | 617.3 | 11.7 | 1.2 | 73 | 3210.9 | 0.28 | 618 | 168.8 | 786.7 | 31.06 | 0 | 0.28 | 31.34 | 32.66 | 0 | 0.29 | 32.95 | 443325.4 | 41761.3 | 6509.5 | 4250 | 0 | 8374.7 | 66110.5 | 0 | 0 | 41.5 | 160757.5 | 0 | 648.9 | 3315.4 | 56229.3 | 88396.1 | 1261.9 | 5710.1 | 0 | 18 | 38206.8 | 3495.1 | 550.6 | 123.5 | 4306.2 | 8258.9
3191 | 133 | Day133 | 22 | Hour22 | 5 | Spring | 2117 | #N/A | Spring | 421923 | 2024-05-13 22:00 | 418811.8 | 0 | 0 | 3111.2 | 421923 | 404860.6 | 377730.2 | 0.0333 | 0.0464 | 0.49 | 0.49 | 288.9 | 19.5 | 2.72 | 23.7 | 1064.1 | 0.18 | 290.2 | 55.5 | 345.7 | 300.7 | 20.2 | 2.82 | 24.7 | 1109.2 | 0.19 | 302.1 | 57.9 | 359.9 | 389.1 | 21.5 | 2.93 | 33.3 | 1573.6 | 0.19 | 390.5 | 80.2 | 470.7 | 938.9 | 102.6 | 14.9 | 34.1 | 2207.1 | 0.47 | 946 | 100 | 1045.9 | 27.89 | 0 | 0.28 | 28.17 | 29.26 | 0 | 0.3 | 29.55 | 421923 | 44192.8 | 4200.6 | 4250 | 0 | 8374.7 | 59007.2 | 0 | 0 | 0 | 152576.6 | 0 | 594 | 3315.4 | 51691 | 88396.1 | 1173.6 | 4151.1 | 0 | 0 | 40597.5 | 3595.3 | 5.1 | 53.8 | 3682.7 | 8181.3
3192 | 133 | Day133 | 23 | Hour23 | 5 | Spring | 2117 | #N/A | Spring | 398123.8 | 2024-05-13 23:00 | 394925.4 | 0 | 0 | 3198.4 | 398123.9 | 381993 | 353523.7 | 0.0327 | 0.0441 | 0.52 | 0.52 | 261.3 | 16.7 | 2.31 | 22.6 | 996.6 | 0.17 | 262.5 | 52.4 | 314.9 | 272.2 | 17.3 | 2.4 | 23.6 | 1039.4 | 0.18 | 273.3 | 54.7 | 328 | 401.4 | 21.6 | 2.93 | 34.8 | 1647.5 | 0.19 | 402.8 | 84 | 486.8 | 1062.5 | 118.3 | 17.18 | 36.6 | 2433.3 | 0.53 | 1070.7 | 109.3 | 1180 | 26.58 | 0 | 0.28 | 26.86 | 27.81 | 0 | 0.3 | 28.11 | 398123.8 | 44600.2 | 4848.6 | 4201.1 | 0 | 8374.7 | 46666.5 | 0 | 0 | 0 | 142267 | 0 | 159.1 | 3315.4 | 50817.4 | 88396.1 | 597.7 | 3879.9 | 0 | 0 | 40893.9 | 3706.3 | 0 | 342 | 3548.6 | 7223.2
3193 | 134 | Day134 | 0 | Hour0 | 5 | Spring | 80 | 458463 | Spring | 372550.3 | 2024-05-14 | 369313.2 | 0 | 0 | 3237.1 | 372550.3 | 357440.6 | 328115.4 | 0.0321 | 0.0414 | 0.55 | 0.55 | 240.9 | 14.7 | 2.03 | 21.8 | 940.8 | 0.16 | 241.9 | 49.9 | 291.8 | 250.1 | 15.3 | 2.1 | 22.7 | 978 | 0.17 | 251.1 | 51.9 | 303 | 421.4 | 23.4 | 3.19 | 35.9 | 1705 | 0.2 | 423 | 86.7 | 509.7 | 1151 | 128 | 18.59 | 39.7 | 2641.3 | 0.58 | 1159.9 | 118.6 | 1278.5 | 25.25 | 0 | 0.28 | 25.53 | 26.35 | 0 | 0.3 | 26.64 | 372550.3 | 44434.9 | 1803.2 | 4197.2 | 0 | 8265 | 37906.8 | 0 | 0 | 0 | 129458.6 | 0 | 159.1 | 3315.4 | 50626.8 | 88396.1 | 367 | 3620.3 | 0 | 0 | 40619.2 | 3815.7 | 0 | 34.7 | 760.5 | 4897.2
3194 | 134 | Day134 | 1 | Hour1 | 5 | Spring | 2117 | #N/A | Spring | 352964.4 | 2024-05-14 01:00 | 349740.2 | 110 | 0 | 3114.2 | 352964.4 | 338674.2 | 310955.5 | 0.0316 | 0.0391 | 0.56 | 0.55 | 235 | 14.2 | 1.95 | 21.6 | 924.3 | 0.16 | 236 | 49.2 | 285.2 | 243.9 | 14.7 | 2.02 | 22.5 | 960.3 | 0.17 | 244.9 | 51.1 | 296 | 431.8 | 23.1 | 3.14 | 37.5 | 1775.6 | 0.2 | 433.4 | 90.5 | 523.9 | 454.7 | 17.8 | 2.29 | 45.5 | 2074.9 | 0.21 | 455.9 | 107.4 | 563.3 | 24.3 | 0 | 0.28 | 24.58 | 25.29 | 0 | 0.3 | 25.59 | 352964.4 | 42008.9 | 1619.7 | 4197.2 | 0 | 6912 | 34450.6 | 0 | 0 | 0 | 121702.4 | 0 | 159.1 | 3315.4 | 47260.1 | 88396.1 | 237.2 | 2705.6 | 0 | 0 | 38298.5 | 3710.4 | 0 | 0 | 74 | 4721.8
3195 | 134 | Day134 | 2 | Hour2 | 5 | Spring | 2117 | #N/A | Spring | 338619.2 | 2024-05-14 02:00 | 334895 | 122.1 | 568.2 | 3033.8 | 338619.2 | 324427.6 | 299407.8 | 0.0313 | 0.0372 | 0.55 | 0.55 | 238.7 | 14.4 | 1.98 | 22 | 939.2 | 0.17 | 239.7 | 50 | 289.7 | 247 | 14.9 | 2.05 | 22.8 | 973.2 | 0.17 | 248 | 51.9 | 299.9 | 423 | 21.5 | 2.9 | 37.8 | 1774.3 | 0.2 | 424.4 | 90.7 | 515.1 | 640.6 | 46.5 | 6.52 | 44.5 | 2261.1 | 0.3 | 643.8 | 112 | 755.7 | 24.02 | 0 | 0.28 | 24.3 | 24.96 | 0 | 0.29 | 25.25 | 338619.2 | 39211.4 | 96.4 | 4197.2 | 0 | 5344.2 | 33644.4 | 0 | 0 | 0 | 118542.6 | 0 | 157.1 | 3315.4 | 43717.9 | 88396.1 | 164.3 | 1832 | 0 | 0 | 35640.9 | 3570.4 | 0 | 0 | 11.2 | 4562
3196 | 134 | Day134 | 3 | Hour3 | 5 | Spring | 2117 | #N/A | Spring | 331287.3 | 2024-05-14 03:00 | 326421.2 | 110.7 | 2012.2 | 2743.2 | 331287.3 | 316288.3 | 295439.3 | 0.031 | 0.0362 | 0.54 | 0.54 | 243.5 | 14.7 | 2.03 | 22.4 | 957.4 | 0.17 | 244.5 | 51 | 295.5 | 252.1 | 15.2 | 2.1 | 23.2 | 991.5 | 0.18 | 253.1 | 52.8 | 305.9 | 432.1 | 22.2 | 2.99 | 38.5 | 1807.1 | 0.2 | 433.6 | 92.4 | 525.9 | 619.6 | 46 | 6.47 | 42.1 | 2152.9 | 0.29 | 622.7 | 106.3 | 729 | 24.01 | 0 | 0.28 | 24.28 | 24.91 | 0 | 0.29 | 25.2 | 331287.3 | 35848 | 107.2 | 4197.2 | 0 | 5240.7 | 33648.1 | 0 | 0 | 0 | 118161.6 | 0 | 109.1 | 3315.4 | 40727.6 | 88396.1 | 164.3 | 1371.9 | 0 | 0 | 32454.5 | 3393.4 | 0 | 0 | 0 | 4730.7
3197 | 134 | Day134 | 4 | Hour4 | 5 | Spring | 2117 | #N/A | Spring | 327161.1 | 2024-05-14 04:00 | 322485.8 | 110 | 2036 | 2529.3 | 327161.1 | 312507.1 | 293367.2 | 0.0309 | 0.0357 | 0.54 | 0.53 | 246.6 | 14.9 | 2.05 | 22.7 | 969.2 | 0.17 | 247.6 | 51.6 | 299.2 | 255.1 | 15.4 | 2.12 | 23.5 | 1003.5 | 0.18 | 256.2 | 53.5 | 309.6 | 430.9 | 21.9 | 2.95 | 38.5 | 1808.5 | 0.2 | 432.3 | 92.5 | 524.8 | 655 | 50.9 | 7.19 | 42.4 | 2203.7 | 0.31 | 658.5 | 108.1 | 766.6 | 24.01 | 0 | 0.27 | 24.28 | 24.9 | 0 | 0.29 | 25.18 | 327161.1 | 33793.9 | 81.2 | 4192.8 | 0 | 5133.3 | 33655.5 | 0 | 0 | 88.5 | 118162.1 | 0 | 83.3 | 3315.4 | 38991.2 | 88396.1 | 164.3 | 1192 | 0 | 200.5 | 30194.9 | 3310 | 0 | 0 | 0 | 4562
3198 | 134 | Day134 | 5 | Hour5 | 5 | Spring | 2117 | #N/A | Spring | 331473 | 2024-05-14 05:00 | 323859 | 126.8 | 4971.5 | 2515.7 | 331473 | 313842 | 292515.6 | 0.0309 | 0.0357 | 0.54 | 0.54 | 243 | 14.7 | 2.02 | 22.4 | 955.9 | 0.17 | 244 | 50.9 | 294.9 | 252.8 | 15.3 | 2.1 | 23.3 | 994 | 0.18 | 253.8 | 52.9 | 306.7 | 371 | 18.2 | 2.44 | 33.8 | 1575.3 | 0.17 | 372.2 | 80.7 | 452.9 | 637.3 | 45.3 | 6.34 | 45.1 | 2278.9 | 0.3 | 640.4 | 113.1 | 753.5 | 23.85 | 0 | 0.28 | 24.13 | 24.73 | 0 | 0.28 | 25.01 | 331473 | 38957.4 | 892.6 | 4192.8 | 0 | 4760.4 | 33542.5 | 0 | 0 | 435 | 118393 | 0 | 0 | 3315.4 | 38858.4 | 88396.1 | 164.3 | 0 | 0 | 6335.6 | 28971.8 | 3215 | 443.9 | 0 | 0 | 4191.5
3199 | 134 | Day134 | 6 | Hour6 | 5 | Spring | 2117 | #N/A | Spring | 349177.5 | 2024-05-14 06:00 | 329589 | 3864.3 | 12792.4 | 2931.7 | 349177.5 | 319366.3 | 285888 | 0.031 | 0.0364 | 0.58 | 0.57 | 224.2 | 13.9 | 1.91 | 20.5 | 872.2 | 0.16 | 225.2 | 46.5 | 271.7 | 237 | 14.8 | 2.04 | 21.4 | 918.2 | 0.16 | 238 | 48.8 | 286.8 | 236.8 | 9.6 | 1.25 | 23.4 | 1066.9 | 0.11 | 237.4 | 55.2 | 292.7 | 697.6 | 54.5 | 7.7 | 44.9 | 2338.2 | 0.33 | 701.4 | 114.7 | 816 | 23.39 | 0 | 0.3 | 23.69 | 24.27 | 0 | 0.28 | 24.55 | 349177.5 | 63289.5 | 515 | 4192.8 | 0 | 4725.6 | 33679.4 | 0 | 0 | 5372.7 | 111933.6 | 0 | 0 | 3315.4 | 38454.1 | 88396.1 | 164.3 | 511.6 | 0 | 29320 | 25537 | 3059.7 | 2947.7 | 0 | 0 | 4191.5
3200 | 134 | Day134 | 7 | Hour7 | 5 | Spring | 2117 | #N/A | Spring | 365397.1 | 2024-05-14 07:00 | 344386.5 | 4360.2 | 13206.8 | 3443.5 | 365397.1 | 333609.9 | 270307.1 | 0.0313 | 0.038 | 0.64 | 0.63 | 198.6 | 12.6 | 1.74 | 18 | 762.4 | 0.14 | 199.4 | 40.8 | 240.2 | 209.5 | 13.4 | 1.86 | 18.8 | 800.4 | 0.15 | 210.4 | 42.7 | 253 | 166.4 | 5.8 | 0.72 | 17.5 | 784.1 | 0.08 | 166.8 | 40.9 | 207.7 | 491 | 31.1 | 4.3 | 39 | 1878.4 | 0.25 | 493.1 | 95 | 588.2 | 21.88 | 0 | 0.3 | 22.17 | 22.69 | 0 | 0.28 | 22.97 | 365397.1 | 95090 | 276.1 | 4134.1 | 0 | 4760.4 | 32396 | 0 | 9.8 | 9215.8 | 100561.2 | 0 | 0 | 3315.4 | 36505.2 | 88159.6 | 164.3 | 34.7 | 0 | 65397.9 | 17655.3 | 2811.1 | 5249.2 | 0 | 0 | 4714.2
3201 | 134 | Day134 | 8 | Hour8 | 5 | Spring | 2117 | #N/A | Spring | 382058.2 | 2024-05-14 08:00 | 365402.6 | 3825.8 | 9525.1 | 3304.7 | 382058.2 | 353806.6 | 251151 | 0.0317 | 0.0403 | 0.67 | 0.66 | 181.5 | 11.4 | 1.58 | 16.6 | 699.8 | 0.13 | 182.3 | 37.5 | 219.8 | 190.8 | 12.2 | 1.68 | 17.3 | 731.5 | 0.14 | 191.7 | 39.1 | 230.8 | 123.6 | 4.9 | 0.64 | 12.3 | 559.9 | 0.06 | 123.9 | 29 | 152.9 | 338.9 | 6.4 | 0.64 | 40 | 1772.1 | 0.15 | 339.3 | 92.9 | 432.2 | 20.76 | 0 | 0.28 | 21.04 | 21.65 | 0 | 0.28 | 21.93 | 382058.2 | 130907.2 | 0 | 4109.6 | 0 | 4210.8 | 30671 | 0 | 165.1 | 12699.6 | 97150.9 | 0 | 0 | 3315.4 | 24495 | 87033.9 | 164.3 | 0 | 0 | 104456.4 | 10975.2 | 2610.9 | 8435.8 | 0 | 0 | 5912.8
3202 | 134 | Day134 | 9 | Hour9 | 5 | Spring | 2117 | #N/A | Spring | 405274.3 | 2024-05-14 09:00 | 384155.2 | 6275.5 | 10827.3 | 4016.3 | 405274.3 | 371783.1 | 246483.8 | 0.0322 | 0.0424 | 0.68 | 0.67 | 173.6 | 10.9 | 1.51 | 15.8 | 670.2 | 0.13 | 174.4 | 35.9 | 210.2 | 184.3 | 11.7 | 1.61 | 16.7 | 708.6 | 0.13 | 185.1 | 37.9 | 223 | 108 | 4.1 | 0.53 | 11 | 495.7 | 0.05 | 108.3 | 25.7 | 134 | 291.7 | 5.5 | 0.55 | 34.5 | 1525.3 | 0.13 | 292 | 79.9 | 372 | 16.79 | 0 | 0.13 | 16.93 | 17.91 | 0 | 0.15 | 18.06 | 405274.3 | 158790.4 | 0 | 4001.1 | 0 | 4210.8 | 30988.6 | 0 | 269.2 | 19429.6 | 98988.4 | 0 | 0 | 3315.4 | 19785.8 | 85029.4 | 164.3 | 0 | 0 | 126523.6 | 9874.9 | 2693.1 | 14267.5 | 0 | 0 | 6726.7
3203 | 134 | Day134 | 10 | Hour10 | 5 | Spring | 2117 | #N/A | Spring | 418960.3 | 2024-05-14 10:00 | 399608.9 | 5553.7 | 9481.3 | 4316.5 | 418960.3 | 386569.3 | 250350.6 | 0.0326 | 0.0441 | 0.68 | 0.67 | 172.5 | 10.9 | 1.5 | 15.7 | 664.6 | 0.12 | 173.3 | 35.5 | 208.8 | 183 | 11.6 | 1.61 | 16.5 | 703 | 0.13 | 183.8 | 37.5 | 221.3 | 104 | 3.9 | 0.5 | 10.6 | 477.6 | 0.05 | 104.3 | 24.8 | 129.1 | 267.7 | 5 | 0.5 | 31.6 | 1399.9 | 0.12 | 268 | 73.4 | 341.4 | 16.87 | 0 | 0.14 | 17.01 | 18.01 | 0 | 0.15 | 18.16 | 418960.3 | 168609.7 | 0 | 4001.1 | 0 | 4210.8 | 31973.5 | 0 | 294.3 | 20737 | 101450.3 | 0 | 0 | 3315.4 | 20205.8 | 85029.4 | 164.3 | 0 | 0 | 134242.8 | 10298.9 | 3036.7 | 17127 | 0 | 1 | 6074.1
3204 | 134 | Day134 | 11 | Hour11 | 5 | Spring | 2117 | #N/A | Spring | 427234 | 2024-05-14 11:00 | 411785 | 4162.2 | 6960.7 | 4326.1 | 427234 | 398198.9 | 255315.8 | 0.033 | 0.0454 | 0.68 | 0.67 | 173.1 | 10.9 | 1.51 | 15.6 | 666.1 | 0.12 | 173.8 | 35.5 | 209.3 | 182.5 | 11.6 | 1.6 | 16.4 | 701.3 | 0.13 | 183.3 | 37.4 | 220.7 | 99.9 | 3.7 | 0.47 | 10.3 | 462.1 | 0.05 | 100.2 | 24.1 | 124.2 | 491.6 | 45.6 | 6.53 | 25.1 | 1421 | 0.24 | 494.8 | 67.6 | 562.3 | 17.02 | 0 | 0.12 | 17.14 | 18.17 | 0 | 0.15 | 18.32 | 427234 | 171918.2 | 220.5 | 4001.1 | 0 | 4210.8 | 32751.5 | 0 | 299.4 | 21314.7 | 103594.5 | 0 | 0 | 3315.4 | 22028.4 | 85029.4 | 164.3 | 0 | 0 | 136115 | 10740.6 | 3448.5 | 18340.3 | 0 | 0 | 5851.9
3205 | 134 | Day134 | 12 | Hour12 | 5 | Spring | 2117 | #N/A | Spring | 435828.4 | 2024-05-14 12:00 | 422061.4 | 3976.7 | 5399.5 | 4390.9 | 435828.4 | 407993.2 | 262461.3 | 0.0333 | 0.0466 | 0.68 | 0.67 | 172.9 | 10.9 | 1.5 | 15.6 | 666.4 | 0.12 | 173.6 | 35.5 | 209.1 | 181.8 | 11.5 | 1.59 | 16.4 | 700.2 | 0.13 | 182.6 | 37.3 | 219.9 | 98.1 | 3.6 | 0.46 | 10.1 | 454.1 | 0.05 | 98.3 | 23.7 | 122 | 484 | 23.7 | 4.24 | 58.4 | 1118.4 | 0.94 | 485.9 | 92 | 577.8 | 18.58 | 0 | 0.28 | 18.86 | 19.74 | 0 | 0.29 | 20.03 | 435828.4 | 173367.1 | 0 | 4001.1 | 0 | 5261.4 | 33246.9 | 0 | 298.7 | 20609.8 | 106114.2 | 0 | 0 | 3315.4 | 24413.5 | 85944.3 | 164.3 | 0 | 0 | 137283.8 | 11271.9 | 3903 | 19015.2 | 0 | 0 | 6211.9
3206 | 134 | Day134 | 13 | Hour13 | 5 | Spring | 2117 | #N/A | Spring | 439957.6 | 2024-05-14 13:00 | 429218.8 | 2112.4 | 4151.1 | 4475.2 | 439957.5 | 414797.1 | 265806.5 | 0.0336 | 0.0475 | 0.68 | 0.68 | 173.5 | 11 | 1.52 | 15.6 | 667.5 | 0.12 | 174.2 | 35.5 | 209.8 | 181.6 | 11.5 | 1.59 | 16.3 | 698.6 | 0.13 | 182.4 | 37.2 | 219.6 | 95.8 | 3.7 | 0.48 | 9.7 | 436.7 | 0.05 | 96.1 | 22.7 | 118.8 | 359.3 | 11.2 | 1.79 | 45.2 | 1369.1 | 0.47 | 360.2 | 86.1 | 446.3 | 18.93 | 0 | 0.28 | 19.21 | 20.08 | 0 | 0.29 | 20.37 | 439957.6 | 174151 | 81.2 | 4001.1 | 0 | 6072.6 | 33831.9 | 0 | 296.3 | 21175.7 | 107097.5 | 0 | 0 | 3315.4 | 25285.5 | 85957 | 164.3 | 0 | 0 | 135700.5 | 12755.7 | 4222.7 | 17129.8 | 0 | 20.2 | 6775
3207 | 134 | Day134 | 14 | Hour14 | 5 | Spring | 2117 | #N/A | Spring | 444116.6 | 2024-05-14 14:00 | 434556.2 | 844.7 | 4151.1 | 4564.5 | 444116.5 | 419861.6 | 277163.6 | 0.0338 | 0.0482 | 0.66 | 0.66 | 184.1 | 11.8 | 1.64 | 16.3 | 702 | 0.13 | 184.9 | 37.2 | 222.2 | 192.3 | 12.4 | 1.71 | 17 | 733.5 | 0.13 | 193.2 | 38.9 | 232.1 | 88.2 | 3.2 | 0.41 | 9.1 | 406.6 | 0.04 | 88.4 | 21.2 | 109.6 | 322.7 | 10 | 1.22 | 37.3 | 1568.7 | 0.21 | 323.3 | 84.1 | 407.4 | 20.2 | 0 | 0.27 | 20.47 | 21.41 | 0 | 0.28 | 21.69 | 444116.6 | 166953 | 0 | 4060.8 | 0 | 7825 | 37172.4 | 0 | 295.1 | 19611.9 | 112453.6 | 0 | 0 | 3315.4 | 25330.1 | 86802.8 | 203.4 | 0 | 0 | 129102.4 | 13660.4 | 4283.2 | 16978 | 0 | 0 | 7290.8
3208 | 134 | Day134 | 15 | Hour15 | 5 | Spring | 2117 | #N/A | Spring | 449347.8 | 2024-05-14 15:00 | 440316 | 280.1 | 4151.1 | 4600.5 | 449347.8 | 425331.7 | 290431.3 | 0.034 | 0.0488 | 0.64 | 0.64 | 197.3 | 12.7 | 1.77 | 17.2 | 749.9 | 0.13 | 198.1 | 39.6 | 237.8 | 206 | 13.3 | 1.84 | 18 | 783.3 | 0.14 | 206.9 | 41.4 | 248.3 | 97.5 | 3 | 0.38 | 10.5 | 467.1 | 0.05 | 97.7 | 24.4 | 122.1 | 411.7 | 23.1 | 3.14 | 36.6 | 1671.7 | 0.23 | 413.2 | 86.5 | 499.7 | 21.7 | 0 | 0.27 | 21.98 | 23 | 0 | 0.28 | 23.29 | 449347.8 | 158916.5 | 0 | 4075.8 | 0 | 7825 | 40634.7 | 0 | 295.4 | 17699.7 | 121338.4 | 0 | 0 | 3315.4 | 25361.5 | 87677 | 203.4 | 0 | 0 | 121420.6 | 15187.9 | 4313 | 15286.7 | 0 | 0 | 7988.4
3209 | 134 | Day134 | 16 | Hour16 | 5 | Spring | 2117 | #N/A | Spring | 453950 | 2024-05-14 16:00 | 445281.4 | 0 | 4151.1 | 4517.6 | 453950.1 | 430053.7 | 304116.2 | 0.0342 | 0.0494 | 0.61 | 0.61 | 213.5 | 14 | 1.95 | 18.2 | 803.6 | 0.14 | 214.4 | 42.2 | 256.7 | 222.9 | 14.6 | 2.03 | 19.1 | 839.2 | 0.15 | 223.8 | 44.1 | 267.9 | 105.6 | 3.1 | 0.38 | 11.5 | 511.2 | 0.05 | 105.7 | 26.8 | 132.5 | 604.2 | 51.7 | 7.37 | 36.7 | 1886.9 | 0.33 | 607.7 | 93 | 700.7 | 22.09 | 0 | 0.27 | 22.36 | 23.41 | 0 | 0.28 | 23.69 | 453950 | 149833.9 | 0 | 4193.8 | 0 | 7825 | 45477.5 | 0 | 296.1 | 17574.2 | 129885.8 | 0 | 0 | 3315.4 | 25407.8 | 87807.4 | 203.4 | 0 | 0 | 112429.4 | 15176.6 | 4357.6 | 13549.9 | 0 | 141.5 | 8045.8
3210 | 134 | Day134 | 17 | Hour17 | 5 | Spring | 2117 | #N/A | Spring | 455103.2 | 2024-05-14 17:00 | 448182 | 0 | 2285.1 | 4636.1 | 455103.3 | 432810 | 323467.8 | 0.0343 | 0.0497 | 0.58 | 0.57 | 239.7 | 16.2 | 2.26 | 19.8 | 886.8 | 0.15 | 240.8 | 46.3 | 287.1 | 249.7 | 16.9 | 2.35 | 20.7 | 923.8 | 0.16 | 250.9 | 48.2 | 299.1 | 140.1 | 4.1 | 0.49 | 15.3 | 682 | 0.07 | 140.4 | 35.7 | 176 | 663.7 | 51.9 | 7.35 | 42.9 | 2211 | 0.32 | 667.3 | 108.8 | 776.1 | 25.51 | 0 | 0.27 | 25.78 | 26.91 | 0 | 0.28 | 27.2 | 455103.2 | 131635.5 | 25.4 | 4233.2 | 0 | 7825 | 53093 | 0 | 292.3 | 14551.9 | 139542.6 | 0 | 159.1 | 3315.4 | 26581.2 | 88396.1 | 296.6 | 0 | 0 | 95947.1 | 16481.5 | 4362.7 | 11298 | 0 | 144.7 | 8254.3
3211 | 134 | Day134 | 18 | Hour18 | 5 | Spring | 2117 | #N/A | Spring | 455113 | 2024-05-14 18:00 | 450451.6 | 0 | 328.2 | 4333.1 | 455112.9 | 434970.9 | 352135.3 | 0.0344 | 0.0499 | 0.53 | 0.52 | 275.2 | 19.1 | 2.68 | 22 | 995 | 0.17 | 276.5 | 51.7 | 328.2 | 286.2 | 19.9 | 2.78 | 23 | 1035.9 | 0.18 | 287.6 | 53.9 | 341.4 | 233.2 | 10.1 | 1.33 | 22.4 | 1034.9 | 0.11 | 233.9 | 53.2 | 287.1 | 829.6 | 75.9 | 10.87 | 43.8 | 2419.1 | 0.41 | 834.8 | 116 | 950.8 | 27.58 | 0 | 0.27 | 27.84 | 29.04 | 0 | 0.28 | 29.32 | 455113 | 102977.6 | 461.3 | 4233.2 | 0 | 8374.7 | 63419.6 | 0 | 257.3 | 11902.7 | 150858.1 | 0 | 159.1 | 3315.4 | 30773 | 88396.1 | 1319.1 | 825.5 | 0 | 69026.5 | 17400.6 | 4390.5 | 8732.1 | 264.8 | 1650.7 | 8258.9
3212 | 134 | Day134 | 19 | Hour19 | 5 | Spring | 2117 | #N/A | Spring | 454832 | 2024-05-14 19:00 | 451816.2 | 0 | 0 | 3015.8 | 454832 | 436282.1 | 387086.6 | 0.0344 | 0.05 | 0.5 | 0.49 | 296.1 | 20.6 | 2.89 | 23.7 | 1064.8 | 0.19 | 297.5 | 55.4 | 353 | 312 | 21.6 | 3.03 | 25.1 | 1125.7 | 0.2 | 313.5 | 58.7 | 372.2 | 358.3 | 19.7 | 2.71 | 31 | 1431.6 | 0.19 | 359.7 | 73.7 | 433.4 | 499.4 | 19.2 | 2.47 | 50.3 | 2288.5 | 0.23 | 500.7 | 118.5 | 619.2 | 30.73 | 0 | 0.25 | 30.98 | 32.35 | 0 | 0.27 | 32.62 | 454832 | 67745.3 | 3758.6 | 4242.6 | 0 | 8374.7 | 67813.4 | 0 | 166.8 | 6917.7 | 157445.5 | 0 | 1290.4 | 3315.4 | 43089.2 | 88396.1 | 2631.4 | 6729.2 | 0 | 34426.9 | 21850.2 | 4383.8 | 7058.3 | 1027.5 | 2724.5 | 8258.9
3213 | 134 | Day134 | 20 | Hour20 | 5 | Spring | 2117 | #N/A | Spring | 458463 | 2024-05-14 20:00 | 455054.9 | 0 | 0 | 3408.2 | 458463.1 | 439384.3 | 416167.8 | 0.0344 | 0.0503 | 0.49 | 0.48 | 302.2 | 21 | 2.95 | 24.1 | 1086.6 | 0.19 | 303.6 | 56.5 | 360.1 | 318.9 | 22 | 3.09 | 25.6 | 1151.6 | 0.2 | 320.4 | 60 | 380.5 | 387.8 | 20.5 | 2.8 | 34.3 | 1579.1 | 0.2 | 389.2 | 81.4 | 470.6 | 1098.6 | 124.9 | 18.16 | 35.5 | 2434.3 | 0.55 | 1107.3 | 108.2 | 1215.5 | 51.47 | 0 | 0.27 | 51.74 | 54.25 | 0 | 0.29 | 54.53 | 458463 | 42295.3 | 6589.7 | 4242.6 | 0 | 8374.7 | 69555 | 0 | 34.8 | 3820.4 | 161584.6 | 0 | 1435.7 | 3315.4 | 59872.3 | 88396.1 | 2737.5 | 10064.1 | 0 | 7616.2 | 26503.7 | 4320.1 | 2142.9 | 1224.1 | 2362.6 | 7888.4
3214 | 134 | Day134 | 21 | Hour21 | 5 | Spring | 2117 | #N/A | Spring | 449904.4 | 2024-05-14 21:00 | 446692.6 | 0 | 0 | 3211.8 | 449904.4 | 431436.5 | 414898.5 | 0.0342 | 0.0494 | 0.47 | 0.46 | 313.8 | 21.9 | 3.07 | 24.9 | 1126 | 0.2 | 315.3 | 58.5 | 373.8 | 328.9 | 22.8 | 3.2 | 26.2 | 1184.4 | 0.21 | 330.5 | 61.6 | 392.1 | 395.7 | 21.1 | 2.89 | 34.9 | 1604.2 | 0.21 | 397.2 | 82.7 | 479.9 | 560.1 | 30.1 | 4.08 | 48.7 | 2297.6 | 0.27 | 562.1 | 117.2 | 679.3 | 30.81 | 0 | 0.28 | 31.09 | 32.42 | 0 | 0.29 | 32.71 | 449904.4 | 35005.9 | 7350 | 4247.1 | 0 | 8374.7 | 71325 | 0 | 0 | 29.2 | 163772.1 | 0 | 1377.3 | 3315.4 | 57522.5 | 88396.1 | 2631.4 | 6586.9 | 0 | 12.3 | 30737.4 | 4227 | 548.9 | 561.3 | 3822.2 | 8258.9
3215 | 134 | Day134 | 22 | Hour22 | 5 | Spring | 2117 | #N/A | Spring | 426064 | 2024-05-14 22:00 | 422656.8 | 0 | 0 | 3407.2 | 426063.9 | 408518.9 | 389067.8 | 0.0334 | 0.0469 | 0.48 | 0.47 | 303 | 20.5 | 2.87 | 24.8 | 1108.5 | 0.19 | 304.4 | 57.9 | 362.3 | 315.1 | 21.3 | 2.97 | 25.9 | 1154.4 | 0.2 | 316.6 | 60.3 | 376.9 | 453.2 | 27.4 | 3.8 | 36.7 | 1748.1 | 0.23 | 455.1 | 88.9 | 544 | 788.2 | 75.9 | 11.02 | 39.1 | 2086.6 | 0.45 | 793.4 | 101.5 | 894.9 | 28.01 | 0 | 0.28 | 28.29 | 29.4 | 0 | 0.3 | 29.69 | 426064 | 36996.1 | 4100.6 | 4247.1 | 0 | 8374.7 | 62264.4 | 0 | 0 | 0 | 157464 | 0 | 1375.9 | 3315.4 | 53024.8 | 88396.1 | 2353.6 | 4151.1 | 0 | 0 | 32875.7 | 4120.4 | 3.3 | 0 | 2721.4 | 8181.3
3216 | 134 | Day134 | 23 | Hour23 | 5 | Spring | 2117 | #N/A | Spring | 400240.3 | 2024-05-14 23:00 | 396996.8 | 0 | 0 | 3243.5 | 400240.3 | 383969.1 | 363126.5 | 0.0328 | 0.0443 | 0.5 | 0.5 | 281.2 | 18.4 | 2.56 | 23.9 | 1048.7 | 0.19 | 282.5 | 55.2 | 337.7 | 292.3 | 19.1 | 2.66 | 24.9 | 1091.5 | 0.19 | 293.6 | 57.5 | 351.1 | 423.8 | 22.1 | 3.01 | 37.6 | 1744.6 | 0.21 | 425.3 | 89.6 | 514.9 | 945.5 | 96.6 | 13.96 | 40.4 | 2437.8 | 0.47 | 952.2 | 113.2 | 1065.4 | 26.46 | 0 | 0.28 | 26.74 | 27.69 | 0 | 0.3 | 27.99 | 400240.3 | 37113.8 | 3858.4 | 4198.3 | 0 | 8374.7 | 51738.8 | 0 | 0 | 0 | 144703.9 | 0 | 1345.3 | 3315.4 | 50949.9 | 88396.1 | 2174.5 | 4071 | 0 | 0 | 33051.1 | 4062.7 | 0 | 6.9 | 2769.3 | 7355.2
3217 | 135 | Day135 | 0 | Hour0 | 5 | Spring | 25 | 532295.6 | Spring | 377334.8 | 2024-05-15 | 373815.5 | 157.4 | 0 | 3361.9 | 377334.8 | 361776.8 | 341984.6 | 0.0322 | 0.0418 | 0.52 | 0.52 | 266.1 | 16.8 | 2.34 | 23.4 | 1009.8 | 0.18 | 267.3 | 53.5 | 320.8 | 276 | 17.4 | 2.42 | 24.3 | 1048.8 | 0.19 | 277.2 | 55.6 | 332.8 | 445.7 | 24.1 | 3.29 | 38.8 | 1809 | 0.22 | 447.4 | 92.7 | 540.1 | 587.3 | 37.8 | 5.23 | 45.2 | 2225.4 | 0.27 | 589.9 | 111.5 | 701.4 | 25.49 | 0 | 0.28 | 25.77 | 26.61 | 0 | 0.3 | 26.9 | 377334.8 | 35350.2 | 1418.8 | 4198.3 | 0 | 8374.7 | 44213.8 | 0 | 0 | 0 | 134392.9 | 0 | 1281.7 | 3315.4 | 50927.4 | 88396.1 | 2057.2 | 3408.2 | 0 | 0 | 31357.7 | 3992.5 | 0 | 130 | 2791.5 | 6732.3
3218 | 135 | Day135 | 1 | Hour1 | 5 | Spring | 2117 | #N/A | Spring | 361072.9 | 2024-05-15 01:00 | 354990.7 | 2752.6 | 0 | 3329.6 | 361072.9 | 343750.1 | 326701.3 | 0.0317 | 0.0395 | 0.52 | 0.52 | 258.1 | 15.8 | 2.19 | 23.4 | 995.2 | 0.18 | 259.1 | 53.1 | 312.2 | 267.7 | 16.4 | 2.28 | 24.2 | 1031.6 | 0.19 | 268.8 | 55 | 323.8 | 438.6 | 23 | 3.14 | 38.8 | 1799.2 | 0.22 | 440.1 | 92.5 | 532.6 | 759.6 | 68.4 | 9.78 | 40.7 | 2259.2 | 0.36 | 764.3 | 108.1 | 872.4 | 24.73 | 0 | 0.29 | 25.01 | 25.74 | 0 | 0.29 | 26.04 | 361072.9 | 34371.7 | 15.7 | 4198.3 | 0 | 7827.8 | 39049 | 0 | 0 | 0 | 129322.9 | 0 | 1281.7 | 3315.4 | 48444.9 | 88396.1 | 2018.1 | 2831.2 | 0 | 0 | 30525.8 | 3845.9 | 0 | 0 | 0 | 6527.4
3219 | 135 | Day135 | 2 | Hour2 | 5 | Spring | 2117 | #N/A | Spring | 349422.2 | 2024-05-15 02:00 | 342787.3 | 3294.2 | 0 | 3340.7 | 349422.2 | 332056.7 | 316173.9 | 0.0313 | 0.0379 | 0.52 | 0.51 | 262.7 | 16 | 2.22 | 23.9 | 1014.7 | 0.18 | 263.7 | 54.2 | 317.9 | 272.3 | 16.7 | 2.31 | 24.7 | 1050.7 | 0.19 | 273.4 | 56.1 | 329.5 | 431.5 | 22.2 | 3.01 | 38.5 | 1786.3 | 0.21 | 433 | 91.8 | 524.8 | 527.4 | 30.3 | 4.14 | 43.8 | 2112.7 | 0.24 | 529.4 | 106.8 | 636.3 | 24.64 | 0 | 0.3 | 24.94 | 25.6 | 0 | 0.29 | 25.89 | 349422.2 | 33248.3 | 0 | 4198.3 | 0 | 6069.5 | 38263.1 | 0 | 0 | 0 | 127855.8 | 0 | 1274.6 | 3315.4 | 44777.7 | 88396.1 | 2018.1 | 5.2 | 0 | 0 | 29598.8 | 3649.5 | 0 | 0 | 0 | 6595.5
3220 | 135 | Day135 | 3 | Hour3 | 5 | Spring | 2117 | #N/A | Spring | 345189.4 | 2024-05-15 03:00 | 338837.7 | 3486.7 | 0 | 2864.9 | 345189.4 | 328278.8 | 312486 | 0.0312 | 0.0374 | 0.51 | 0.51 | 266.9 | 16.2 | 2.25 | 24.3 | 1032.4 | 0.19 | 268 | 55.1 | 323.1 | 276.4 | 16.9 | 2.34 | 25.1 | 1068.1 | 0.19 | 277.6 | 57 | 334.6 | 441.6 | 23 | 3.12 | 39.2 | 1820.1 | 0.22 | 443.1 | 93.5 | 536.7 | 464.3 | 14.4 | 1.75 | 49.7 | 2247.4 | 0.21 | 465.2 | 116.7 | 581.9 | 24.7 | 0 | 0.29 | 25 | 25.65 | 0 | 0.28 | 25.94 | 345189.4 | 32703.4 | 0 | 4198.3 | 0 | 6296.2 | 38236.4 | 0 | 0 | 0 | 128857.1 | 0 | 1274.6 | 3315.4 | 39893.7 | 88396.1 | 2018.1 | 0 | 0 | 0 | 29305.2 | 3398.2 | 0 | 0 | 0 | 6834.5
3221 | 135 | Day135 | 4 | Hour4 | 5 | Spring | 2117 | #N/A | Spring | 350700.2 | 2024-05-15 04:00 | 346803.7 | 641.4 | 0 | 3255 | 350700.2 | 335945.2 | 319645.7 | 0.0313 | 0.0382 | 0.49 | 0.49 | 273.7 | 16.7 | 2.32 | 24.7 | 1057.5 | 0.19 | 274.8 | 56.3 | 331.1 | 283.1 | 17.3 | 2.39 | 25.6 | 1094 | 0.2 | 284.3 | 58.2 | 342.5 | 459.6 | 24.8 | 3.39 | 40 | 1864.4 | 0.23 | 461.3 | 95.6 | 556.9 | 883.4 | 83.7 | 12.01 | 43.6 | 2497.6 | 0.43 | 889.2 | 118.1 | 1007.3 | 25.24 | 0 | 0.27 | 25.51 | 26.25 | 0 | 0.28 | 26.53 | 350700.2 | 31054.5 | 56 | 4193.8 | 0 | 7628.2 | 40122.4 | 0 | 0 | 21.5 | 133877.2 | 0 | 1274.6 | 3315.4 | 38559.8 | 88396.1 | 2018.1 | 203.9 | 0 | 68.4 | 27730.4 | 3234.3 | 0 | 0 | 0 | 7499.7
3222 | 135 | Day135 | 5 | Hour5 | 5 | Spring | 2117 | #N/A | Spring | 370101 | 2024-05-15 05:00 | 366373.9 | 278 | 0 | 3449.2 | 370101.1 | 354744.9 | 336772.4 | 0.0317 | 0.0404 | 0.48 | 0.48 | 288.7 | 18.3 | 2.54 | 25.2 | 1095.5 | 0.19 | 289.9 | 57.9 | 347.8 | 298.6 | 18.9 | 2.62 | 26.1 | 1133.9 | 0.2 | 299.9 | 59.9 | 359.8 | 422 | 21.2 | 2.87 | 38.2 | 1761.2 | 0.21 | 423.4 | 90.7 | 514.1 | 845.2 | 80.4 | 11.54 | 41.4 | 2379.5 | 0.41 | 850.8 | 112.4 | 963.2 | 26.29 | 0 | 0.27 | 26.55 | 27.4 | 0 | 0.27 | 27.67 | 370101 | 33328.7 | 0 | 4193.8 | 0 | 8243.8 | 47094.9 | 0 | 0 | 162.4 | 143089.5 | 0 | 1281.7 | 3315.4 | 39099.5 | 88396.1 | 2057.2 | 0.4 | 0 | 2749.2 | 27429.5 | 2987.6 | 103.5 | 0 | 0 | 7677.5
3223 | 135 | Day135 | 6 | Hour6 | 5 | Spring | 2117 | #N/A | Spring | 397124.4 | 2024-05-15 06:00 | 393181 | 361.2 | 0 | 3582.1 | 397124.4 | 380431.5 | 345781 | 0.0324 | 0.0433 | 0.5 | 0.49 | 282.8 | 18.3 | 2.56 | 24.1 | 1059.5 | 0.19 | 284 | 55.8 | 339.8 | 293.1 | 19 | 2.65 | 25.1 | 1099.1 | 0.19 | 294.4 | 57.9 | 352.2 | 238.6 | 9.3 | 1.21 | 24.1 | 1076.5 | 0.12 | 239.2 | 56.2 | 295.4 | 562.4 | 24.1 | 3.15 | 54.1 | 2511.9 | 0.25 | 564 | 129.1 | 693.1 | 26.42 | 0 | 0.27 | 26.69 | 27.63 | 0 | 0.28 | 27.91 | 397124.4 | 51343.3 | 815.7 | 4193.8 | 0 | 7979.3 | 51206.5 | 0 | 0 | 2751.6 | 145578 | 0 | 1281.7 | 3315.4 | 40941.7 | 88396.1 | 2057.2 | 15.5 | 0 | 19107 | 26642.8 | 2841.9 | 1204 | 0 | 0 | 8045.8
3224 | 135 | Day135 | 7 | Hour7 | 5 | Spring | 2117 | #N/A | Spring | 420895.6 | 2024-05-15 07:00 | 417186.9 | 0 | 0 | 3708.7 | 420895.5 | 403364.3 | 342702.2 | 0.0331 | 0.046 | 0.53 | 0.53 | 263.4 | 17.2 | 2.4 | 22.4 | 983.9 | 0.17 | 264.5 | 51.8 | 316.3 | 272.8 | 17.8 | 2.48 | 23.3 | 1019.5 | 0.18 | 274 | 53.7 | 327.7 | 164.8 | 5.4 | 0.68 | 17.6 | 774.6 | 0.08 | 165.2 | 40.7 | 205.9 | 562.7 | 30.2 | 4.09 | 48.7 | 2321.9 | 0.26 | 564.7 | 118 | 682.7 | 26.18 | 0 | 0.27 | 26.46 | 27.46 | 0 | 0.29 | 27.74 | 420895.6 | 78193.4 | 2.8 | 4193.8 | 0 | 7829.6 | 50949 | 0 | 11.9 | 6373.4 | 143416.3 | 0 | 1281.7 | 3315.4 | 41260.3 | 88396.1 | 2057.2 | 0 | 0 | 49455.4 | 19659.7 | 2693.1 | 3006.9 | 0 | 0 | 8050.4
3225 | 135 | Day135 | 8 | Hour8 | 5 | Spring | 2117 | #N/A | Spring | 442822.5 | 2024-05-15 08:00 | 438696.7 | 847.4 | 4.1 | 3274.3 | 442822.5 | 423862.8 | 327899.1 | 0.0338 | 0.0483 | 0.56 | 0.56 | 247.3 | 16.5 | 2.31 | 20.8 | 911.8 | 0.17 | 248.4 | 48 | 296.4 | 256.2 | 17.1 | 2.39 | 21.5 | 944.7 | 0.17 | 257.4 | 49.7 | 307.1 | 118.7 | 3.3 | 0.4 | 13.2 | 573 | 0.06 | 118.9 | 30.3 | 149.2 | 813.7 | 76.7 | 11 | 40.9 | 2313.6 | 0.39 | 819 | 109.9 | 929 | 25.67 | 0 | 0.28 | 25.95 | 27.01 | 0 | 0.29 | 27.3 | 442822.5 | 114923.4 | 22.3 | 4184.4 | 0 | 8199.2 | 52070.4 | 0 | 502 | 9130.4 | 137307.7 | 0 | 1309.1 | 3315.4 | 31037.2 | 88396.1 | 2057.2 | 0 | 0 | 92097.8 | 10620.4 | 2572.8 | 5771.3 | 110.9 | 0 | 8050.4
3226 | 135 | Day135 | 9 | Hour9 | 5 | Spring | 2117 | #N/A | Spring | 471151.6 | 2024-05-15 09:00 | 458092.6 | 6035.5 | 2954.5 | 4069 | 471151.7 | 442309.9 | 323586.2 | 0.0345 | 0.0504 | 0.59 | 0.59 | 236.1 | 16.2 | 2.27 | 19.4 | 857.9 | 0.16 | 237.2 | 45 | 282.3 | 248.2 | 17.1 | 2.39 | 20.3 | 900 | 0.17 | 249.4 | 47.2 | 296.6 | 103.1 | 2.4 | 0.27 | 12 | 513.7 | 0.05 | 103.3 | 27.3 | 130.5 | 412.7 | 7.8 | 0.78 | 48.8 | 2158.2 | 0.18 | 413.2 | 113.1 | 526.3 | 25.05 | 0 | 0.28 | 25.33 | 26.56 | 0 | 0.29 | 26.85 | 471151.6 | 147565.4 | 0 | 4184.4 | 0 | 7825 | 54778.5 | 0 | 854.2 | 16919.2 | 134167.1 | 0 | 1274.6 | 3315.4 | 27587.9 | 88396.1 | 2057.2 | 0 | 0 | 118423.1 | 8625.2 | 2743.7 | 11071.7 | 206.5 | 0 | 8258.9
3227 | 135 | Day135 | 10 | Hour10 | 5 | Spring | 2117 | #N/A | Spring | 489202.8 | 2024-05-15 10:00 | 476806.6 | 5714.5 | 2259.7 | 4422 | 489202.8 | 460070.4 | 333715.4 | 0.0351 | 0.0525 | 0.59 | 0.58 | 240.3 | 16.7 | 2.34 | 19.5 | 866.8 | 0.16 | 241.4 | 45.3 | 286.7 | 252.2 | 17.5 | 2.46 | 20.4 | 908.5 | 0.17 | 253.4 | 47.5 | 300.9 | 94.2 | 2.2 | 0.25 | 10.9 | 468.2 | 0.05 | 94.4 | 24.9 | 119.3 | 834 | 79.4 | 11.41 | 40.7 | 2343.7 | 0.4 | 839.5 | 110.7 | 950.2 | 25.52 | 0 | 0.28 | 25.8 | 27.09 | 0 | 0.29 | 27.38 | 489202.8 | 155487.4 | 0 | 4184.4 | 0 | 7825 | 58936 | 0 | 952.8 | 17318.9 | 139353.3 | 0 | 1274.6 | 3315.4 | 28373.2 | 88396.1 | 2057.2 | 0 | 0 | 124102.8 | 10287.7 | 2825.2 | 14950.9 | 552.5 | 35 | 8153.9
3228 | 135 | Day135 | 11 | Hour11 | 5 | Spring | 2117 | #N/A | Spring | 500189.9 | 2024-05-15 11:00 | 490826.6 | 3465.8 | 1553.2 | 4344.3 | 500189.9 | 473339.5 | 344176.9 | 0.0356 | 0.054 | 0.58 | 0.58 | 246.7 | 17.2 | 2.42 | 19.7 | 885.7 | 0.16 | 247.9 | 46.2 | 294 | 258.2 | 18.1 | 2.54 | 20.7 | 926.6 | 0.17 | 259.5 | 48.3 | 307.8 | 95.3 | 2.2 | 0.26 | 11 | 473 | 0.05 | 95.5 | 25.1 | 120.6 | 815.5 | 76.5 | 10.97 | 40.9 | 2330.4 | 0.39 | 820.8 | 110.5 | 931.3 | 26.52 | 0 | 0.28 | 26.79 | 28.13 | 0 | 0.29 | 28.42 | 500189.9 | 156013 | 0 | 4184.4 | 0 | 8202.5 | 62625.6 | 0 | 972.5 | 17444.4 | 144355.4 | 0 | 1274.6 | 3315.4 | 29765.6 | 88396.1 | 2057.2 | 0 | 0 | 124018 | 10857.1 | 2721 | 15366.1 | 769.6 | 658.5 | 7888.4
3229 | 135 | Day135 | 12 | Hour12 | 5 | Spring | 2117 | #N/A | Spring | 511277.4 | 2024-05-15 12:00 | 502382.4 | 3422.7 | 1553.2 | 3919.2 | 511277.5 | 484258.1 | 356005.8 | 0.0361 | 0.0553 | 0.57 | 0.57 | 251 | 17.6 | 2.47 | 20 | 898.7 | 0.16 | 252.2 | 46.8 | 299.1 | 262.9 | 18.4 | 2.59 | 20.9 | 940.5 | 0.17 | 264.1 | 49 | 313.1 | 90.4 | 2.1 | 0.24 | 10.4 | 452 | 0.05 | 90.6 | 23.9 | 114.5 | 731.5 | 59.6 | 8.53 | 46 | 2306.1 | 0.4 | 735.6 | 114.8 | 850.4 | 27.02 | 0 | 0.28 | 27.29 | 28.69 | 0 | 0.29 | 28.98 | 511277.4 | 155271.7 | 110.1 | 4233.2 | 0 | 8001.8 | 65259.4 | 0 | 962.9 | 16799.6 | 148914.9 | 0 | 1274.6 | 3315.4 | 34033.6 | 88396.1 | 2466.6 | 0 | 0 | 121878.9 | 12621.6 | 3008.7 | 15473.4 | 1026 | 177.9 | 8258.9
3230 | 135 | Day135 | 13 | Hour13 | 5 | Spring | 2117 | #N/A | Spring | 518943.6 | 2024-05-15 13:00 | 511426.7 | 1993.5 | 1553.2 | 3970.2 | 518943.6 | 492794.8 | 362269.9 | 0.0364 | 0.0563 | 0.57 | 0.57 | 254.1 | 17.8 | 2.5 | 20.3 | 906.7 | 0.17 | 255.3 | 47.3 | 302.7 | 265.6 | 18.6 | 2.62 | 21.2 | 947.4 | 0.17 | 266.9 | 49.5 | 316.3 | 86.8 | 1.9 | 0.21 | 10 | 444.2 | 0.04 | 86.9 | 23.2 | 110.2 | 722.4 | 59.8 | 8.48 | 43.7 | 2317 | 0.34 | 726.5 | 112.9 | 839.3 | 27.17 | 0 | 0.27 | 27.45 | 28.87 | 0 | 0.29 | 29.16 | 518943.6 | 156673.6 | 110 | 4233.2 | 0 | 8374.7 | 66743.4 | 0 | 959.6 | 16702.2 | 151638 | 0 | 1279.4 | 3315.4 | 34938.5 | 88396.1 | 3241 | 0 | 0 | 120119.2 | 15645.3 | 3247.4 | 14377.1 | 2140.5 | 881.1 | 8179.7
3231 | 135 | Day135 | 14 | Hour14 | 5 | Spring | 2117 | #N/A | Spring | 523829.4 | 2024-05-15 14:00 | 517794.4 | 442 | 1553.2 | 4039.9 | 523829.5 | 498798 | 369442.9 | 0.0367 | 0.057 | 0.56 | 0.56 | 258.7 | 18 | 2.54 | 20.6 | 923.7 | 0.17 | 259.9 | 48.2 | 308.1 | 269.7 | 18.8 | 2.65 | 21.5 | 963.1 | 0.18 | 271 | 50.3 | 321.3 | 90.8 | 2.1 | 0.23 | 10.4 | 462.7 | 0.04 | 90.9 | 24.2 | 115.1 | 676.6 | 22.3 | 3.99 | 85.8 | 2133.6 | 1.08 | 678.4 | 149.6 | 828 | 27.33 | 0 | 0.27 | 27.59 | 29.02 | 0 | 0.28 | 29.3 | 523829.4 | 154386.6 | 110 | 4233.2 | 0 | 8374.7 | 68209 | 0 | 957.4 | 17116.9 | 156060.2 | 0 | 1274.6 | 3315.4 | 35927.4 | 88396.1 | 3542.1 | 0 | 0 | 116635.8 | 15941.8 | 3734.7 | 14017.8 | 2382 | 357.1 | 8258.9
3232 | 135 | Day135 | 15 | Hour15 | 5 | Spring | 2117 | #N/A | Spring | 528010.8 | 2024-05-15 15:00 | 523137.2 | 0 | 652.4 | 4221.3 | 528010.8 | 503830 | 375095.8 | 0.0369 | 0.0576 | 0.56 | 0.56 | 262.2 | 18.3 | 2.57 | 20.9 | 936.3 | 0.17 | 263.4 | 48.8 | 312.3 | 273 | 19 | 2.68 | 21.8 | 975 | 0.18 | 274.3 | 50.9 | 325.1 | 90.2 | 2.2 | 0.25 | 10.2 | 456.1 | 0.04 | 90.4 | 23.8 | 114.2 | 454.5 | 9.6 | 1.12 | 54 | 2251.7 | 0.26 | 455.1 | 121.1 | 576.2 | 27.45 | 0 | 0.26 | 27.71 | 29.15 | 0 | 0.28 | 29.43 | 528010.8 | 152915 | 110.8 | 4243.6 | 0 | 8374.7 | 69648.8 | 0 | 948.5 | 16605.6 | 159345.5 | 0 | 1274.6 | 3315.4 | 36648.1 | 88396.1 | 3647.9 | 90.2 | 0 | 113805.4 | 17721.9 | 3833.6 | 13681.3 | 4271.6 | 798.3 | 8258.9
3233 | 135 | Day135 | 16 | Hour16 | 5 | Spring | 2117 | #N/A | Spring | 532025.4 | 2024-05-15 16:00 | 527468.6 | 159 | 293.1 | 4104.7 | 532025.4 | 507909.7 | 387087.2 | 0.0371 | 0.0581 | 0.54 | 0.54 | 270 | 18.6 | 2.62 | 21.6 | 967.8 | 0.17 | 271.3 | 50.5 | 321.8 | 281.9 | 19.5 | 2.74 | 22.6 | 1010.9 | 0.18 | 283.2 | 52.8 | 336 | 92 | 2.4 | 0.28 | 10.2 | 458.3 | 0.04 | 92.1 | 23.9 | 116 | 520.6 | 20.9 | 2.8 | 52.8 | 2281.6 | 0.3 | 522 | 120.9 | 642.9 | 27.89 | 0 | 0.26 | 28.16 | 29.64 | 0 | 0.28 | 29.91 | 532025.4 | 144938.2 | 184.4 | 4243.6 | 0 | 8374.7 | 71245.2 | 0 | 941.9 | 16931.8 | 166259.9 | 0 | 1517.2 | 3315.4 | 37156.8 | 88396.1 | 4116.5 | 2277.3 | 0 | 105646 | 17408.9 | 4009.5 | 12761 | 2931.1 | 1142.5 | 8258.9
3234 | 135 | Day135 | 17 | Hour17 | 5 | Spring | 2117 | #N/A | Spring | 532295.6 | 2024-05-15 17:00 | 528108.3 | 0 | 0 | 4187.3 | 532295.6 | 508513.6 | 404215.4 | 0.0371 | 0.0582 | 0.53 | 0.52 | 280.1 | 19.1 | 2.69 | 22.7 | 1006.2 | 0.18 | 281.4 | 52.7 | 334.1 | 294.2 | 20 | 2.82 | 23.9 | 1058.5 | 0.19 | 295.5 | 55.5 | 351 | 130.6 | 5.3 | 0.69 | 12.9 | 589.2 | 0.06 | 130.9 | 30.4 | 161.4 | 924.5 | 48.7 | 8.37 | 102 | 2251 | 1.55 | 928.3 | 169.5 | 1097.8 | 28.51 | 0 | 0.26 | 28.77 | 30.28 | 0 | 0.28 | 30.56 | 532295.6 | 128080.2 | 1307.4 | 4248.1 | 0 | 8374.7 | 72382.9 | 0 | 915.2 | 15149.5 | 172337.8 | 0 | 2062.8 | 3315.4 | 40962.6 | 88396.1 | 5480.6 | 5347 | 0 | 89926.5 | 17915.4 | 4173.6 | 11052.9 | 6029.5 | 2468.6 | 8258.9
3235 | 135 | Day135 | 18 | Hour18 | 5 | Spring | 2117 | #N/A | Spring | 526394.8 | 2024-05-15 18:00 | 522749 | 0 | 0 | 3645.7 | 526394.8 | 503453.7 | 424948.6 | 0.0369 | 0.0576 | 0.5 | 0.49 | 296 | 19.9 | 2.81 | 24.1 | 1066.5 | 0.19 | 297.3 | 56 | 353.3 | 312.7 | 21 | 2.96 | 25.6 | 1128.7 | 0.21 | 314.1 | 59.3 | 373.4 | 265 | 12.5 | 1.77 | 25.7 | 1056 | 0.18 | 265.8 | 57.2 | 323 | 623.5 | 15.9 | 1.97 | 71.7 | 2991.8 | 0.37 | 624.5 | 160.9 | 785.5 | 45.28 | 0 | 0.26 | 45.54 | 48.08 | 0 | 0.28 | 48.35 | 526394.8 | 101446.2 | 2384.5 | 4248.1 | 0 | 8202.5 | 74278.3 | 0 | 839.8 | 12098.2 | 177570.4 | 0 | 4393.7 | 3315.4 | 45566.1 | 88396.1 | 6583.4 | 10010.1 | 0 | 64796.9 | 19442.3 | 4268.9 | 9495.1 | 7176.3 | 3033.2 | 8258.9
3236 | 135 | Day135 | 19 | Hour19 | 5 | Spring | 2117 | #N/A | Spring | 515561.4 | 2024-05-15 19:00 | 512706.3 | 0 | 0 | 2855 | 515561.3 | 493981.8 | 445807.9 | 0.0365 | 0.0565 | 0.47 | 0.46 | 317.6 | 21.5 | 3.04 | 25.8 | 1136.3 | 0.21 | 319 | 59.7 | 378.7 | 336.7 | 22.7 | 3.21 | 27.5 | 1207.3 | 0.22 | 338.3 | 63.5 | 401.8 | 399.3 | 17 | 2.41 | 40.7 | 1622.3 | 0.3 | 400.5 | 89.1 | 489.7 | 685.5 | 13 | 1.32 | 81 | 3568.6 | 0.31 | 686.3 | 187.5 | 873.8 | 80.19 | 0 | 0.26 | 80.45 | 85.03 | 0 | 0.28 | 85.31 | 515561.4 | 69753.4 | 3273.2 | 4257.5 | 0 | 8374.7 | 78378.2 | 0 | 586.5 | 7075.4 | 182193.8 | 0 | 5307.5 | 3315.4 | 52334.4 | 88396.1 | 7828.5 | 12148.5 | 0 | 32869.6 | 24940.6 | 4281.5 | 7298.2 | 3832.6 | 1783.6 | 8258.9
3237 | 135 | Day135 | 20 | Hour20 | 5 | Spring | 2117 | #N/A | Spring | 509406.2 | 2024-05-15 20:00 | 506250.7 | 0 | 0 | 3155.5 | 509406.2 | 487898.1 | 461616.3 | 0.0362 | 0.0558 | 0.45 | 0.44 | 329.5 | 22.4 | 3.17 | 26.6 | 1173.3 | 0.22 | 331 | 61.7 | 392.7 | 348 | 23.6 | 3.33 | 28.3 | 1243.7 | 0.23 | 349.7 | 65.4 | 415.1 | 364.9 | 16.8 | 2.33 | 35.4 | 1495.8 | 0.23 | 366 | 80.1 | 446.1 | 603.1 | 32.2 | 4.65 | 55.7 | 2236.9 | 0.46 | 605.4 | 122.5 | 727.8 | 32.09 | 0 | 0.27 | 32.36 | 33.99 | 0 | 0.28 | 34.28 | 509406.2 | 47789.9 | 6103.8 | 4257.5 | 0 | 8374.7 | 80636.8 | 0 | 145.3 | 4079.7 | 185886.8 | 0 | 4464.2 | 3315.4 | 60063.8 | 88396.1 | 8557.8 | 11559.5 | 0 | 7390.5 | 31899.8 | 4274.6 | 2190.9 | 1065.6 | 4855.7 | 8258.9
3238 | 135 | Day135 | 21 | Hour21 | 5 | Spring | 2117 | #N/A | Spring | 489878 | 2024-05-15 21:00 | 486666 | 0 | 0 | 3212 | 489878.1 | 469372.5 | 448665.5 | 0.0355 | 0.0537 | 0.44 | 0.43 | 336.8 | 22.7 | 3.21 | 27.4 | 1208.9 | 0.22 | 338.4 | 63.5 | 401.8 | 351.5 | 23.7 | 3.34 | 28.6 | 1263.1 | 0.23 | 353.1 | 66.3 | 419.4 | 369.1 | 19.1 | 2.63 | 33.4 | 1490 | 0.21 | 370.4 | 77.8 | 448.2 | 966.8 | 78 | 11.8 | 68.9 | 2491.6 | 0.93 | 972.3 | 143.4 | 1115.7 | 30.42 | 0 | 0.27 | 30.69 | 32.15 | 0 | 0.29 | 32.44 | 489878 | 41212.6 | 5819.1 | 4257.5 | 0 | 8374.7 | 78503.6 | 0 | 0 | 13.6 | 184271.9 | 0 | 5904.9 | 3315.4 | 57618 | 88396.1 | 7646.3 | 4558 | 0 | 7.4 | 36933.3 | 4258.3 | 580.7 | 2525.1 | 4518.3 | 8258.9
3239 | 135 | Day135 | 22 | Hour22 | 5 | Spring | 2117 | #N/A | Spring | 456200 | 2024-05-15 22:00 | 452850.4 | 0 | 0 | 3349.6 | 456200.1 | 437261.3 | 411561.5 | 0.0344 | 0.0502 | 0.46 | 0.46 | 315.3 | 21 | 2.95 | 26 | 1148.5 | 0.21 | 316.8 | 60.3 | 377.1 | 328.3 | 21.8 | 3.06 | 27.2 | 1197.6 | 0.22 | 329.8 | 62.9 | 392.7 | 425.8 | 26.1 | 3.61 | 34.2 | 1637 | 0.21 | 427.5 | 83.1 | 510.6 | 816.2 | 68.2 | 9.83 | 50.2 | 2470 | 0.48 | 820.9 | 123.9 | 944.9 | 28.2 | 0 | 0.27 | 28.48 | 29.7 | 0 | 0.29 | 29.99 | 456200 | 44638.6 | 4911.6 | 4198.3 | 0 | 8374.7 | 67501.1 | 0 | 0 | 0 | 169892.6 | 0 | 3528.1 | 3315.4 | 52035.6 | 88396.1 | 5256.9 | 4151.1 | 0 | 0 | 40428.6 | 4210 | 1.3 | 2812.1 | 3495.3 | 6141.4
3240 | 135 | Day135 | 23 | Hour23 | 5 | Spring | 2117 | #N/A | Spring | 424439.1 | 2024-05-15 23:00 | 420863.9 | 0 | 0 | 3575.2 | 424439.1 | 406749.7 | 375846.9 | 0.0335 | 0.047 | 0.5 | 0.5 | 278.8 | 17.4 | 2.42 | 24.5 | 1058.2 | 0.19 | 280 | 56 | 336.1 | 290.2 | 18 | 2.51 | 25.5 | 1103.1 | 0.2 | 291.4 | 58.4 | 349.9 | 452 | 28.6 | 3.97 | 35.4 | 1711.9 | 0.22 | 453.9 | 86.5 | 540.4 | 956.3 | 94.1 | 13.7 | 45.7 | 2457.2 | 0.56 | 962.8 | 119.1 | 1081.9 | 26.83 | 0 | 0.28 | 27.11 | 28.16 | 0 | 0.29 | 28.45 | 424439.1 | 48592.2 | 4154.5 | 4197.2 | 0 | 7984.7 | 50626.3 | 0 | 0 | 0 | 156950.8 | 0 | 1328.3 | 3315.4 | 51042 | 88396.1 | 3700.5 | 4151.1 | 0 | 0 | 44463.8 | 4128.4 | 0 | 1884.2 | 2821.3 | 5320.7
3241 | 136 | Day136 | 0 | Hour0 | 5 | Spring | 19 | 550946.7 | Spring | 396192.8 | 2024-05-16 | 392160.9 | 124.1 | 0 | 3907.9 | 396192.8 | 379338.2 | 343663.5 | 0.0327 | 0.0438 | 0.53 | 0.53 | 256.4 | 15.4 | 2.13 | 23.4 | 993.7 | 0.18 | 257.5 | 53 | 310.5 | 266.4 | 15.9 | 2.21 | 24.3 | 1033.5 | 0.19 | 267.5 | 55.2 | 322.7 | 467.5 | 27.4 | 3.77 | 38.6 | 1839.2 | 0.23 | 469.3 | 93.5 | 562.8 | 1005.7 | 112.2 | 16.28 | 34.3 | 2307.8 | 0.5 | 1013.5 | 103.2 | 1116.7 | 24.85 | 0 | 0.27 | 25.13 | 26 | 0 | 0.29 | 26.29 | 396192.8 | 52529.3 | 870.3 | 4183.6 | 0 | 6197.1 | 40963.5 | 0 | 0 | 0 | 142130.6 | 0 | 535.1 | 3315.4 | 50060 | 88396.1 | 3121.1 | 3890.6 | 0 | 0 | 48527.4 | 4001.9 | 0 | 506.2 | 49.1 | 4855.8
3242 | 136 | Day136 | 1 | Hour1 | 5 | Spring | 2117 | #N/A | Spring | 380600.2 | 2024-05-16 01:00 | 371076.6 | 951.7 | 4302.1 | 4269.7 | 380600.1 | 359187 | 324661.7 | 0.032 | 0.0413 | 0.55 | 0.54 | 246 | 14.6 | 2.03 | 22.8 | 956.3 | 0.18 | 247 | 51.3 | 298.3 | 255.8 | 15.1 | 2.1 | 23.7 | 995.5 | 0.18 | 256.8 | 53.4 | 310.2 | 453.2 | 25.4 | 3.48 | 38.5 | 1816.7 | 0.22 | 454.9 | 92.7 | 547.6 | 480.8 | 19.1 | 2.46 | 47.7 | 2195.3 | 0.22 | 482.1 | 113.1 | 595.2 | 23.65 | 0 | 0.27 | 23.92 | 24.67 | 0 | 0.29 | 24.96 | 380600.2 | 55938.4 | 113.8 | 4178.2 | 0 | 4760.4 | 37241.9 | 0 | 0 | 0 | 132246.2 | 0 | 535.1 | 3315.4 | 48236.6 | 88396.1 | 3121.1 | 2516.8 | 0 | 0 | 52021.4 | 3917 | 0 | 0 | 0 | 4497.1
3243 | 136 | Day136 | 2 | Hour2 | 5 | Spring | 2117 | #N/A | Spring | 370643.6 | 2024-05-16 02:00 | 356489.6 | 3269.3 | 6657.4 | 4227.3 | 370643.6 | 345226.9 | 312797.8 | 0.0316 | 0.0395 | 0.54 | 0.54 | 246.7 | 14.7 | 2.03 | 22.9 | 958.5 | 0.18 | 247.7 | 51.5 | 299.2 | 256.4 | 15.2 | 2.11 | 23.7 | 996.3 | 0.18 | 257.4 | 53.5 | 310.9 | 443.5 | 24.5 | 3.34 | 38.1 | 1788.7 | 0.22 | 445.1 | 91.4 | 536.5 | 682.9 | 59.5 | 8.49 | 38.4 | 2093.8 | 0.33 | 687 | 100.8 | 787.9 | 22.84 | 0 | 0.28 | 23.12 | 23.76 | 0 | 0.28 | 24.05 | 370643.6 | 57845.8 | 0 | 4178.2 | 0 | 4760.4 | 36382.7 | 0 | 0 | 0 | 129054 | 0 | 535.1 | 3315.4 | 43104.1 | 87732.2 | 3121.1 | 614.3 | 0 | 0 | 54135.3 | 3710.5 | 0 | 0 | 0 | 5065.4
3244 | 136 | Day136 | 3 | Hour3 | 5 | Spring | 2117 | #N/A | Spring | 365312.3 | 2024-05-16 03:00 | 351299 | 3303.5 | 6324.4 | 4385.3 | 365312.3 | 340260.9 | 307039.7 | 0.0314 | 0.0388 | 0.54 | 0.54 | 247 | 14.5 | 2.01 | 23.1 | 964.3 | 0.18 | 248 | 51.9 | 299.8 | 257.1 | 15.1 | 2.09 | 24 | 1004 | 0.19 | 258.1 | 54 | 312 | 446 | 24.2 | 3.31 | 38.6 | 1806.6 | 0.22 | 447.6 | 92.5 | 540.2 | 681.3 | 59.5 | 8.48 | 38.2 | 2086.9 | 0.33 | 685.4 | 100.5 | 785.9 | 22.8 | 0 | 0.28 | 23.08 | 23.7 | 0 | 0.28 | 23.98 | 365312.3 | 58272.5 | 0 | 4178.2 | 0 | 4760.4 | 35309.3 | 0 | 0 | 0 | 128783.5 | 0 | 535.1 | 3315.4 | 39304.4 | 87732.2 | 3121.1 | 0 | 0 | 0 | 54601 | 3671.5 | 0 | 0 | 0 | 4766.3
3245 | 136 | Day136 | 4 | Hour4 | 5 | Spring | 2117 | #N/A | Spring | 366412 | 2024-05-16 04:00 | 357330.7 | 2281.9 | 2581.9 | 4217.5 | 366412 | 346062.3 | 307514.4 | 0.0315 | 0.0394 | 0.53 | 0.53 | 248.7 | 14.5 | 2 | 23.4 | 975.8 | 0.18 | 249.6 | 52.5 | 302.1 | 257.8 | 15 | 2.07 | 24.2 | 1012.6 | 0.19 | 258.8 | 54.5 | 313.2 | 468.8 | 27.3 | 3.76 | 38.9 | 1844 | 0.23 | 470.6 | 93.9 | 564.6 | 691.3 | 59.9 | 8.54 | 39.1 | 2130.2 | 0.33 | 695.4 | 102.7 | 798.1 | 22.84 | 0 | 0.28 | 23.12 | 23.78 | 0 | 0.27 | 24.05 | 366412 | 58897.6 | 0 | 4178.2 | 0 | 4387.5 | 35121 | 0 | 0 | 26.1 | 131773.3 | 0 | 535.1 | 3315.4 | 37171.2 | 87732.2 | 3121.1 | 179.3 | 0 | 99.4 | 55186.2 | 3585.9 | 0 | 0 | 0 | 5103.6
3246 | 136 | Day136 | 5 | Hour5 | 5 | Spring | 2117 | #N/A | Spring | 379884 | 2024-05-16 05:00 | 375389.8 | 286.1 | 24.8 | 4183.4 | 379884.1 | 363396.4 | 314840.6 | 0.0319 | 0.0414 | 0.53 | 0.53 | 251.2 | 14.5 | 2.01 | 23.5 | 988.9 | 0.18 | 252.2 | 53.1 | 305.3 | 259.8 | 15 | 2.07 | 24.4 | 1023.9 | 0.18 | 260.9 | 54.9 | 315.8 | 430.1 | 24.9 | 3.43 | 35.8 | 1698.6 | 0.21 | 431.8 | 86.5 | 518.2 | 803 | 76.5 | 10.98 | 39.2 | 2257 | 0.39 | 808.3 | 106.6 | 914.9 | 23.44 | 0 | 0.26 | 23.7 | 24.47 | 0 | 0.27 | 24.73 | 379884 | 65043.5 | 0 | 4178.2 | 0 | 4793.4 | 36553 | 0 | 0 | 256.8 | 139168.7 | 0 | 535.1 | 3315.4 | 35443.3 | 87732.2 | 3121.1 | 0 | 0 | 4773.1 | 56479.6 | 3534.1 | 118.7 | 0 | 0 | 5531.4
3247 | 136 | Day136 | 6 | Hour6 | 5 | Spring | 2117 | #N/A | Spring | 405680.4 | 2024-05-16 06:00 | 401257.4 | 367.1 | 0 | 4056 | 405680.4 | 388161.7 | 316660.4 | 0.0326 | 0.0442 | 0.56 | 0.56 | 236.6 | 13.7 | 1.9 | 22.1 | 930.5 | 0.17 | 237.5 | 49.9 | 287.4 | 244.9 | 14.2 | 1.96 | 22.9 | 963.8 | 0.17 | 245.8 | 51.7 | 297.5 | 222.5 | 10.4 | 1.4 | 20.8 | 952.4 | 0.11 | 223.2 | 49.2 | 272.4 | 516 | 31.8 | 4.38 | 41.3 | 2000.1 | 0.25 | 518.1 | 101 | 619.1 | 23.84 | 0 | 0.26 | 24.11 | 24.96 | 0 | 0.27 | 25.23 | 405680.4 | 89020 | 0.4 | 4178.2 | 0 | 6433.6 | 36870.8 | 0 | 0 | 2513.8 | 138986 | 0 | 535.1 | 3315.4 | 35250.3 | 87960.9 | 3121.1 | 8.5 | 0 | 26262.1 | 56777 | 3467 | 1810.3 | 0 | 0 | 6402.4
3248 | 136 | Day136 | 7 | Hour7 | 5 | Spring | 2117 | #N/A | Spring | 429874.4 | 2024-05-16 07:00 | 424981.1 | 759.2 | 24.8 | 4109.5 | 429874.5 | 410803.1 | 314438.2 | 0.0334 | 0.0468 | 0.59 | 0.59 | 218.9 | 12.9 | 1.78 | 20.4 | 854.7 | 0.16 | 219.8 | 45.9 | 265.7 | 226.7 | 13.3 | 1.85 | 21.1 | 885.2 | 0.16 | 227.6 | 47.5 | 275.2 | 139.1 | 4.9 | 0.63 | 14.5 | 642.7 | 0.07 | 139.4 | 33.6 | 173.1 | 635.7 | 48.8 | 6.89 | 41.7 | 2157.2 | 0.3 | 639 | 106 | 745.1 | 24.05 | 0 | 0.27 | 24.32 | 25.24 | 0 | 0.28 | 25.52 | 429874.4 | 115436.2 | 0 | 4187.4 | 0 | 7512.2 | 36983.3 | 0 | 13.9 | 5412.3 | 134655.8 | 0 | 535.1 | 3315.4 | 35731.7 | 88396.1 | 3121.1 | 0 | 0 | 63329.3 | 43132.8 | 3548 | 2596.3 | 0 | 0 | 7162.7
3249 | 136 | Day136 | 8 | Hour8 | 5 | Spring | 2117 | #N/A | Spring | 451884 | 2024-05-16 08:00 | 445688.1 | 1613.1 | 4.1 | 4578.7 | 451884.1 | 430518.5 | 301394.9 | 0.034 | 0.0491 | 0.62 | 0.62 | 208.8 | 12.8 | 1.78 | 19 | 799.7 | 0.15 | 209.7 | 42.8 | 252.6 | 216.6 | 13.3 | 1.85 | 19.7 | 829.1 | 0.16 | 217.5 | 44.4 | 261.9 | 90.2 | 2.8 | 0.35 | 9.8 | 428.9 | 0.05 | 90.4 | 22.6 | 113 | 549.7 | 21.7 | 3.9 | 68.4 | 1529.9 | 0.96 | 551.4 | 114.2 | 665.6 | 22.87 | 0 | 0.27 | 23.14 | 24.13 | 0 | 0.29 | 24.42 | 451884 | 150489.1 | 0 | 4181.7 | 0 | 7825 | 39328.6 | 0 | 522.9 | 9478.4 | 129232.3 | 0 | 535.1 | 3315.4 | 25464 | 88391.7 | 3121.1 | 0 | 0 | 110680.4 | 26364.9 | 3442.6 | 5064.1 | 0 | 0 | 8254.3
3250 | 136 | Day136 | 9 | Hour9 | 5 | Spring | 2117 | #N/A | Spring | 481831.4 | 2024-05-16 09:00 | 466070.4 | 6074.9 | 4151.1 | 5535 | 481831.4 | 449879.4 | 300697.7 | 0.0347 | 0.0513 | 0.63 | 0.63 | 202.3 | 12.6 | 1.76 | 18.1 | 767.9 | 0.14 | 203.2 | 41 | 244.2 | 212.7 | 13.3 | 1.85 | 19 | 805.9 | 0.15 | 213.6 | 43 | 256.6 | 75.8 | 2.3 | 0.28 | 8.3 | 361.5 | 0.04 | 75.9 | 19.1 | 95 | 324.3 | 9.1 | 1.07 | 36.4 | 1603.1 | 0.16 | 324.8 | 84.2 | 409 | 19.23 | 0 | 0.13 | 19.35 | 20.74 | 0 | 0.16 | 20.9 | 481831.4 | 181133.7 | 0 | 4181.2 | 0 | 7825 | 41710.4 | 0 | 889.9 | 17115.7 | 130942 | 0 | 535.1 | 3315.4 | 22837.3 | 86191.1 | 3160.2 | 0 | 0 | 134982.9 | 24610.5 | 3534.7 | 11879.9 | 0 | 0 | 7888.4
3251 | 136 | Day136 | 10 | Hour10 | 5 | Spring | 2117 | #N/A | Spring | 500134.6 | 2024-05-16 10:00 | 485041.8 | 5204.5 | 4151.1 | 5737.2 | 500134.6 | 467859.8 | 310021.6 | 0.0354 | 0.0534 | 0.63 | 0.63 | 204.7 | 12.9 | 1.81 | 18 | 771.5 | 0.14 | 205.6 | 41 | 246.7 | 215.3 | 13.6 | 1.9 | 18.9 | 810.6 | 0.15 | 216.2 | 43.1 | 259.4 | 75.2 | 1.9 | 0.23 | 8.5 | 368.3 | 0.04 | 75.3 | 19.5 | 94.8 | 445.2 | 27.4 | 3.79 | 35.5 | 1714.1 | 0.21 | 447 | 86.7 | 533.7 | 20.15 | 0 | 0.12 | 20.27 | 21.74 | 0 | 0.15 | 21.89 | 500134.6 | 190113.1 | 0 | 4181.2 | 0 | 7825 | 44810.4 | 0 | 983.7 | 17965 | 135361.9 | 0 | 598.7 | 3315.4 | 24345.9 | 86391.6 | 3191.4 | 0 | 0 | 141416.2 | 26083.1 | 3665 | 15038.1 | 0 | 0 | 8008.9
3252 | 136 | Day136 | 11 | Hour11 | 5 | Spring | 2117 | #N/A | Spring | 513566.4 | 2024-05-16 11:00 | 499809.2 | 4001.7 | 4151.1 | 5604.3 | 513566.4 | 481821.9 | 322661.8 | 0.036 | 0.055 | 0.62 | 0.62 | 212.9 | 13.8 | 1.92 | 18.3 | 793.3 | 0.15 | 213.9 | 42 | 255.9 | 223.8 | 14.5 | 2.03 | 19.3 | 833.3 | 0.15 | 224.8 | 44.1 | 269 | 79 | 2.1 | 0.26 | 8.9 | 383.8 | 0.04 | 79.2 | 20.3 | 99.5 | 936 | 104.5 | 15.18 | 33.7 | 2137.2 | 0.51 | 943.3 | 97.6 | 1040.9 | 22.17 | 0 | 0.27 | 22.44 | 23.76 | 0 | 0.28 | 24.05 | 513566.4 | 190904.6 | 184.8 | 4181.2 | 0 | 7825 | 49563.8 | 0 | 997.2 | 17775.5 | 140832.9 | 0 | 598.7 | 3315.4 | 25389.6 | 87552.8 | 3217.6 | 0 | 0 | 141680.9 | 26404.5 | 4046.5 | 15859.2 | 27.2 | 0 | 8258.9
3253 | 136 | Day136 | 12 | Hour12 | 5 | Spring | 2117 | #N/A | Spring | 522882 | 2024-05-16 12:00 | 512168.1 | 3576.5 | 1791.5 | 5345.9 | 522882 | 493482.1 | 332938.9 | 0.0365 | 0.0564 | 0.61 | 0.61 | 221.1 | 14.5 | 2.03 | 18.7 | 816.8 | 0.15 | 222.1 | 43.1 | 265.2 | 231.9 | 15.3 | 2.14 | 19.6 | 855.9 | 0.16 | 232.9 | 45.2 | 278.1 | 78 | 2.2 | 0.27 | 8.7 | 376.3 | 0.04 | 78.2 | 19.9 | 98.1 | 977.3 | 101.5 | 14.68 | 40.3 | 2469 | 0.49 | 984.3 | 114 | 1098.3 | 24.81 | 0 | 0.27 | 25.08 | 26.41 | 0 | 0.28 | 26.69 | 522882 | 189943.1 | 0 | 4181.2 | 0 | 7825 | 53718.4 | 0 | 992.1 | 17673.5 | 145760.6 | 0 | 598.7 | 3315.4 | 25844.2 | 88396.1 | 3299.1 | 0 | 0 | 140025.4 | 26918.1 | 4334 | 15662.3 | 213 | 312.5 | 7888.4
3254 | 136 | Day136 | 13 | Hour13 | 5 | Spring | 2117 | #N/A | Spring | 532404.3 | 2024-05-16 13:00 | 523204.1 | 2406.4 | 1557.3 | 5236.5 | 532404.3 | 503878.9 | 341962.7 | 0.0369 | 0.0577 | 0.6 | 0.6 | 231.3 | 15.7 | 2.2 | 19.1 | 839.2 | 0.15 | 232.4 | 44.1 | 276.5 | 242.1 | 16.4 | 2.3 | 19.9 | 878.1 | 0.16 | 243.2 | 46.2 | 289.4 | 78.9 | 2.5 | 0.32 | 8.5 | 370.6 | 0.04 | 79 | 19.6 | 98.6 | 894.4 | 89.9 | 12.98 | 39.6 | 2352.5 | 0.44 | 900.7 | 109.8 | 1010.5 | 25.56 | 0 | 0.26 | 25.82 | 27.22 | 0 | 0.28 | 27.49 | 532404.3 | 190441.6 | 0 | 4181.2 | 0 | 7829.6 | 59566.7 | 0 | 991.6 | 19132.3 | 148552.3 | 0 | 598.7 | 3315.4 | 25997.4 | 88396.1 | 3525.2 | 0 | 0 | 138313.7 | 27711.8 | 4292.1 | 14954.9 | 2746 | 139.3 | 8258.9
3255 | 136 | Day136 | 14 | Hour14 | 5 | Spring | 2117 | #N/A | Spring | 538348 | 2024-05-16 14:00 | 531048.3 | 201.1 | 1557.3 | 5541.3 | 538348 | 511265.5 | 353229.1 | 0.0372 | 0.0586 | 0.59 | 0.59 | 242.2 | 16.7 | 2.35 | 19.6 | 869.8 | 0.16 | 243.4 | 45.5 | 288.9 | 252.9 | 17.5 | 2.45 | 20.4 | 908.2 | 0.17 | 254 | 47.5 | 301.6 | 79.3 | 2.2 | 0.27 | 8.8 | 383 | 0.04 | 79.4 | 20.3 | 99.7 | 777.3 | 48.9 | 7.78 | 72.6 | 2075.9 | 1 | 780.9 | 134.7 | 915.6 | 26.03 | 0 | 0.26 | 26.29 | 27.72 | 0 | 0.27 | 28 | 538348 | 185119 | 110 | 4181.2 | 0 | 7879.2 | 64952.6 | 0 | 991.3 | 19031.6 | 153131.5 | 0 | 598.7 | 3315.4 | 27160.3 | 88396.1 | 3504 | 0 | 0 | 132810.2 | 28534.9 | 3750.9 | 15408.1 | 5583.9 | 422.2 | 8258.9
3256 | 136 | Day136 | 15 | Hour15 | 5 | Spring | 2117 | #N/A | Spring | 545316.6 | 2024-05-16 15:00 | 537883 | 330.1 | 1557.3 | 5546.2 | 545316.6 | 517697.7 | 363765.8 | 0.0375 | 0.0593 | 0.58 | 0.58 | 248.9 | 17.2 | 2.42 | 20 | 892.1 | 0.16 | 250.1 | 46.6 | 296.7 | 260 | 18 | 2.53 | 20.9 | 931.9 | 0.17 | 261.2 | 48.7 | 309.9 | 81.6 | 2.4 | 0.3 | 9 | 389.3 | 0.04 | 81.7 | 20.6 | 102.3 | 841.8 | 36.9 | 6.72 | 102.4 | 2063.4 | 1.56 | 844.7 | 164.3 | 1009 | 26.49 | 0 | 0.25 | 26.74 | 28.24 | 0 | 0.27 | 28.51 | 545316.6 | 181550.8 | 145.1 | 4242 | 0 | 8374.7 | 67818.9 | 0 | 998.1 | 18116 | 158435.3 | 0 | 598.7 | 3315.4 | 28844.7 | 88396.1 | 3594.8 | 0 | 0 | 128870.9 | 29358.3 | 4207.5 | 14769.6 | 6601.2 | 703.5 | 8258.9
3257 | 136 | Day136 | 16 | Hour16 | 5 | Spring | 2117 | #N/A | Spring | 550946.7 | 2024-05-16 16:00 | 543613.8 | 166.3 | 1557.3 | 5609.4 | 550946.7 | 523093.3 | 376205.3 | 0.0377 | 0.0599 | 0.57 | 0.56 | 256.7 | 17.8 | 2.51 | 20.5 | 917 | 0.17 | 258 | 47.9 | 305.8 | 268.2 | 18.6 | 2.62 | 21.4 | 958.4 | 0.17 | 269.5 | 50 | 319.5 | 93.4 | 3.2 | 0.4 | 9.8 | 438.4 | 0.04 | 93.6 | 22.9 | 116.5 | 720.3 | 29 | 5.01 | 85.8 | 2156.4 | 1.11 | 722.5 | 150.4 | 872.9 | 27.27 | 0 | 0.25 | 27.52 | 29.09 | 0 | 0.27 | 29.36 | 550946.7 | 174741.4 | 111.9 | 4243.6 | 0 | 8183.7 | 70959.7 | 0 | 992.6 | 18029.1 | 163502.4 | 0 | 598.7 | 3315.4 | 31996 | 88396.1 | 4003.9 | 893.8 | 0 | 120910 | 30414.6 | 4395.1 | 13713.6 | 5492.5 | 598.9 | 8258.9
3258 | 136 | Day136 | 17 | Hour17 | 5 | Spring | 2117 | #N/A | Spring | 550155.8 | 2024-05-16 17:00 | 542906 | 94.3 | 1553.2 | 5602.4 | 550155.8 | 522442.7 | 392231.5 | 0.0377 | 0.0598 | 0.55 | 0.55 | 264.6 | 18.4 | 2.59 | 21.1 | 942.4 | 0.17 | 265.9 | 49.2 | 315.1 | 278.7 | 19.3 | 2.72 | 22.4 | 994.9 | 0.18 | 280 | 52.1 | 332.1 | 133.6 | 5.6 | 0.74 | 13.1 | 591.2 | 0.07 | 133.9 | 30.7 | 164.6 | 442.9 | 10.9 | 1.32 | 50.9 | 2159.4 | 0.25 | 443.6 | 115.3 | 558.9 | 28.83 | 0 | 0.26 | 29.09 | 30.74 | 0 | 0.27 | 31.01 | 550155.8 | 157924.3 | 1940.8 | 4248.1 | 0 | 8374.7 | 72802.2 | 0 | 979.9 | 15371.8 | 166985.8 | 0 | 598.7 | 3315.4 | 35617.7 | 88396.1 | 4775.8 | 5176 | 0 | 104580.4 | 32570.4 | 4421.9 | 11489.5 | 7296.5 | 1653.5 | 8258.9
3259 | 136 | Day136 | 18 | Hour18 | 5 | Spring | 2117 | #N/A | Spring | 539881.9 | 2024-05-16 18:00 | 535240.4 | 0 | 0 | 4641.5 | 539881.9 | 515233.9 | 411350 | 0.0374 | 0.0589 | 0.53 | 0.52 | 279 | 19.1 | 2.68 | 22.5 | 1004.9 | 0.18 | 280.3 | 52.5 | 332.8 | 295.3 | 20.1 | 2.83 | 23.9 | 1066.2 | 0.19 | 296.7 | 55.8 | 352.5 | 272 | 12 | 1.7 | 27.5 | 1090.8 | 0.2 | 272.8 | 60 | 332.9 | 647.7 | 12.7 | 1.32 | 76.2 | 3357.3 | 0.29 | 648.4 | 176.3 | 824.7 | 45.87 | 0 | 0.26 | 46.13 | 48.81 | 0 | 0.27 | 49.08 | 539881.9 | 128531.8 | 2572.3 | 4248.1 | 0 | 8229.6 | 73695 | 0 | 900 | 11534.9 | 172399.2 | 0 | 3899.2 | 3315.4 | 39760.3 | 88396.1 | 4622.7 | 10212 | 0 | 76472.9 | 35202.3 | 4421.8 | 9619.3 | 8188.6 | 2623 | 8258.9
3260 | 136 | Day136 | 19 | Hour19 | 5 | Spring | 2117 | #N/A | Spring | 528470.6 | 2024-05-16 19:00 | 524666.2 | 0 | 0 | 3804.5 | 528470.7 | 505272.1 | 437573.7 | 0.037 | 0.0578 | 0.49 | 0.48 | 306.4 | 20.6 | 2.91 | 25.1 | 1096.8 | 0.21 | 307.8 | 57.9 | 365.7 | 322.2 | 21.5 | 3.04 | 26.6 | 1156.1 | 0.22 | 323.7 | 61.1 | 384.8 | 365.1 | 16.6 | 2.34 | 36.2 | 1466.3 | 0.26 | 366.3 | 79.9 | 446.2 | 681.2 | 17.6 | 2.47 | 81.2 | 3020.1 | 0.57 | 682.4 | 171.4 | 853.8 | 32.41 | 0 | 0.26 | 32.67 | 34.41 | 0 | 0.27 | 34.68 | 528470.6 | 90897 | 2798.4 | 4257.5 | 0 | 8374.7 | 76334.9 | 0 | 641.5 | 6935.3 | 181409.3 | 0 | 4703.3 | 3315.4 | 51519.2 | 88396.1 | 8871 | 7593.8 | 0 | 37941.5 | 40956.8 | 4421.8 | 7162.3 | 5944.4 | 3841 | 8258.9
3261 | 136 | Day136 | 20 | Hour20 | 5 | Spring | 2117 | #N/A | Spring | 520650 | 2024-05-16 20:00 | 516494.7 | 0 | 0 | 4155.3 | 520650 | 497579 | 453702.7 | 0.0366 | 0.0569 | 0.47 | 0.47 | 314.7 | 21.3 | 3.01 | 25.6 | 1122.6 | 0.21 | 316.2 | 59.1 | 375.3 | 331.2 | 22.3 | 3.15 | 27.1 | 1185.8 | 0.22 | 332.8 | 62.5 | 395.3 | 369.7 | 16.7 | 2.31 | 36.3 | 1520.5 | 0.24 | 370.8 | 81.7 | 452.5 | 954.4 | 40 | 7.27 | 116.8 | 2461.3 | 1.72 | 957.6 | 190.6 | 1148.2 | 30.19 | 0 | 0.26 | 30.45 | 32.02 | 0 | 0.28 | 32.29 | 520650 | 66947.3 | 6501 | 4257.5 | 0 | 8374.7 | 78123.9 | 0 | 158.3 | 3859.8 | 182891.6 | 0 | 3962.6 | 3315.4 | 60978.5 | 88396.1 | 8642 | 8259.3 | 0 | 7761.6 | 50740.2 | 4427.4 | 2135.9 | 492.5 | 2712.5 | 8258.9
3262 | 136 | Day136 | 21 | Hour21 | 5 | Spring | 2117 | #N/A | Spring | 500077.8 | 2024-05-16 21:00 | 495859.7 | 0 | 0 | 4218.1 | 500077.8 | 478082.3 | 438099.2 | 0.0358 | 0.0546 | 0.47 | 0.46 | 319.4 | 21.6 | 3.06 | 26 | 1139.6 | 0.21 | 320.9 | 60 | 380.9 | 333.5 | 22.5 | 3.18 | 27.2 | 1191.8 | 0.22 | 335 | 62.8 | 397.8 | 376.7 | 20 | 2.78 | 33.6 | 1495.7 | 0.22 | 378.1 | 78.3 | 456.3 | 968.8 | 77.1 | 11.94 | 73 | 2296.5 | 1.1 | 974.3 | 141.7 | 1116 | 31.52 | 0 | 0.27 | 31.79 | 33.35 | 0 | 0.28 | 33.63 | 500077.8 | 61978.5 | 5672.5 | 4257.5 | 0 | 8374.7 | 76291.7 | 0 | 0 | 31.5 | 178493.3 | 0 | 3968.4 | 3315.4 | 56674.8 | 88396.1 | 8208.4 | 4446.4 | 0 | 25.1 | 57493.3 | 4428.7 | 544.8 | 971.3 | 4828.8 | 8090.3
3263 | 136 | Day136 | 22 | Hour22 | 5 | Spring | 2117 | #N/A | Spring | 464889.8 | 2024-05-16 22:00 | 460796 | 0 | 0 | 4093.7 | 464889.8 | 444816.3 | 399645.3 | 0.0347 | 0.051 | 0.49 | 0.49 | 290.7 | 18.8 | 2.65 | 24.7 | 1070.7 | 0.2 | 292 | 56.6 | 348.6 | 302.8 | 19.6 | 2.75 | 25.8 | 1117.2 | 0.21 | 304.1 | 59.1 | 363.2 | 440.8 | 29.6 | 4.12 | 32.9 | 1627.7 | 0.21 | 442.8 | 81.5 | 524.3 | 959.1 | 97.6 | 14.24 | 43 | 2360.6 | 0.56 | 965.9 | 113.5 | 1079.4 | 27.7 | 0 | 0.27 | 27.97 | 29.2 | 0 | 0.28 | 29.48 | 464889.8 | 65244.5 | 5002 | 4198.3 | 0 | 8374.7 | 60821.2 | 0 | 0 | 0 | 166011.8 | 0 | 2333.7 | 3315.4 | 51601.1 | 88396.1 | 5919.3 | 3671.6 | 0 | 0 | 60869.6 | 4375 | 4.3 | 1407.2 | 2739.5 | 7300.8
3264 | 136 | Day136 | 23 | Hour23 | 5 | Spring | 2117 | #N/A | Spring | 431586.9 | 2024-05-16 23:00 | 427348.8 | 0 | 0 | 4238 | 431586.9 | 412936.2 | 364179.3 | 0.0337 | 0.0476 | 0.53 | 0.53 | 254.7 | 15.4 | 2.13 | 23 | 983.7 | 0.17 | 255.7 | 52.3 | 308 | 265 | 15.9 | 2.21 | 24 | 1025.5 | 0.18 | 266.1 | 54.6 | 320.6 | 467.5 | 31.3 | 4.36 | 34.9 | 1730.1 | 0.22 | 469.6 | 86.5 | 556.1 | 983.6 | 99.7 | 14.4 | 42.7 | 2561.7 | 0.49 | 990.5 | 119.2 | 1109.7 | 26.05 | 0 | 0.27 | 26.32 | 27.36 | 0 | 0.29 | 27.65 | 431586.9 | 67407.6 | 4257.3 | 4197.2 | 0 | 7869.9 | 44803.4 | 0 | 0 | 0 | 152832.4 | 0 | 861.7 | 3315.4 | 50777.5 | 88396.1 | 3332.8 | 3535.7 | 0 | 0 | 63569.4 | 3838.1 | 0 | 469.8 | 3316.8 | 6008.3
3265 | 137 | Day137 | 0 | Hour0 | 5 | Spring | 17 | 559522.2 | Spring | 402770 | 2024-05-17 | 398098.4 | 171.5 | 25.6 | 4474.6 | 402770 | 385011.7 | 334274.1 | 0.0329 | 0.0445 | 0.55 | 0.55 | 242.1 | 14.5 | 2.01 | 22.1 | 940.7 | 0.17 | 243.1 | 50.2 | 293.3 | 251.2 | 15 | 2.08 | 23 | 977.6 | 0.18 | 252.2 | 52.2 | 304.4 | 448.4 | 26.2 | 3.59 | 36.9 | 1781.6 | 0.21 | 450.2 | 90 | 540.2 | 759.6 | 72.1 | 10.36 | 37.5 | 2133.2 | 0.37 | 764.6 | 101.2 | 865.8 | 24.68 | 0 | 0.27 | 24.95 | 25.84 | 0 | 0.28 | 26.13 | 402770 | 68495.9 | 365.1 | 4192.8 | 0 | 5217.7 | 39499.4 | 0 | 0 | 0 | 137707.2 | 0 | 471.3 | 3315.4 | 49477.6 | 88396.1 | 2518.6 | 3113 | 0 | 0 | 65358.6 | 3137.2 | 0 | 0 | 1120.9 | 5785.5
3266 | 137 | Day137 | 1 | Hour1 | 5 | Spring | 2117 | #N/A | Spring | 385469.7 | 2024-05-17 01:00 | 375224.6 | 690.2 | 5124.7 | 4430.2 | 385469.7 | 363157.5 | 317924.4 | 0.0322 | 0.0418 | 0.56 | 0.56 | 234 | 13.7 | 1.9 | 21.8 | 918.1 | 0.17 | 234.9 | 49.2 | 284.1 | 242.9 | 14.2 | 1.96 | 22.7 | 954.3 | 0.17 | 243.8 | 51.2 | 295 | 452.2 | 26.2 | 3.58 | 37.4 | 1804.6 | 0.21 | 454 | 91.2 | 545.2 | 793.7 | 75 | 10.76 | 39.3 | 2250.1 | 0.38 | 798.9 | 106.5 | 905.4 | 23.74 | 0 | 0.27 | 24.01 | 24.79 | 0 | 0.28 | 25.07 | 385469.7 | 67545.3 | 9.9 | 4192.8 | 0 | 4760.4 | 35450.7 | 0 | 0 | 0 | 130218 | 0 | 442.8 | 3315.4 | 47139.6 | 88396.1 | 2443.9 | 1554.9 | 0 | 0 | 65546.9 | 1998.4 | 0 | 0 | 0 | 5101.2
3267 | 137 | Day137 | 2 | Hour2 | 5 | Spring | 2117 | #N/A | Spring | 373833.2 | 2024-05-17 02:00 | 359830.5 | 3354.7 | 6428.4 | 4219.5 | 373833.2 | 348426.7 | 306815.5 | 0.0317 | 0.0399 | 0.56 | 0.56 | 234.7 | 13.8 | 1.91 | 21.9 | 919 | 0.17 | 235.6 | 49.4 | 285 | 243.6 | 14.3 | 1.98 | 22.7 | 954.2 | 0.17 | 244.5 | 51.2 | 295.7 | 453.6 | 26.5 | 3.62 | 37.4 | 1804 | 0.21 | 455.3 | 91.2 | 546.5 | 539.7 | 28.9 | 3.9 | 46.8 | 2230.7 | 0.25 | 541.7 | 113.4 | 655 | 23.52 | 0 | 0.27 | 23.8 | 24.49 | 0 | 0.28 | 24.77 | 373833.2 | 67017.7 | 0 | 4192.8 | 0 | 4760.4 | 34645.7 | 0 | 0 | 0 | 126129.3 | 0 | 435 | 3315.4 | 41714.6 | 88396.1 | 2443.9 | 782.3 | 0 | 0 | 65086 | 1931.7 | 0 | 0 | 0 | 4726.3
3268 | 137 | Day137 | 3 | Hour3 | 5 | Spring | 2117 | #N/A | Spring | 367949.1 | 2024-05-17 03:00 | 353776.5 | 3529.9 | 6471.3 | 4171.4 | 367949.1 | 342631.8 | 304106.3 | 0.0315 | 0.0391 | 0.55 | 0.55 | 240 | 14.2 | 1.97 | 22.3 | 937.6 | 0.17 | 240.9 | 50.3 | 291.3 | 249.3 | 14.7 | 2.04 | 23.2 | 974.6 | 0.18 | 250.3 | 52.3 | 302.5 | 457.7 | 26.8 | 3.67 | 37.6 | 1817.3 | 0.21 | 459.5 | 91.8 | 551.4 | 487.6 | 19.5 | 2.52 | 48.2 | 2221.9 | 0.22 | 488.8 | 114.5 | 603.3 | 23.57 | 0 | 0.28 | 23.85 | 24.52 | 0 | 0.28 | 24.79 | 367949.1 | 63842.8 | 0 | 4192.8 | 0 | 4760.4 | 35144.9 | 0 | 0 | 0 | 126388.8 | 0 | 417.2 | 3315.4 | 38309.3 | 88396.1 | 2443.9 | 737.6 | 0 | 0 | 61599.4 | 2243.3 | 0 | 0 | 0 | 5083.7
3269 | 137 | Day137 | 4 | Hour4 | 5 | Spring | 2117 | #N/A | Spring | 367802.5 | 2024-05-17 04:00 | 359468.7 | 2287.8 | 2073.3 | 3972.7 | 367802.5 | 348107.6 | 306425.2 | 0.0316 | 0.0397 | 0.54 | 0.54 | 246.6 | 14.6 | 2.02 | 22.9 | 963.1 | 0.18 | 247.6 | 51.6 | 299.2 | 256.2 | 15.2 | 2.11 | 23.7 | 999.7 | 0.18 | 257.2 | 53.5 | 310.8 | 477.6 | 29.4 | 4.05 | 38 | 1851.4 | 0.22 | 479.6 | 93.2 | 572.8 | 576.2 | 20.9 | 2.63 | 59 | 2696.1 | 0.26 | 577.6 | 139.4 | 717 | 23.75 | 0 | 0.28 | 24.02 | 24.72 | 0 | 0.27 | 24.99 | 367802.5 | 61377.3 | 0 | 4192.8 | 0 | 4755.9 | 36226.7 | 0 | 0 | 69.8 | 129865.9 | 0 | 429.7 | 3315.4 | 36726.4 | 88396.1 | 2443.9 | 72.5 | 0 | 199.5 | 58628 | 2480 | 0 | 0 | 0 | 5433.5
3270 | 137 | Day137 | 5 | Hour5 | 5 | Spring | 2117 | #N/A | Spring | 380875.4 | 2024-05-17 05:00 | 376794.2 | 364 | 0 | 3717.1 | 380875.4 | 364736.3 | 316600.2 | 0.032 | 0.0415 | 0.53 | 0.53 | 252.1 | 14.9 | 2.06 | 23.3 | 987.4 | 0.18 | 253.1 | 52.8 | 305.8 | 260.9 | 15.4 | 2.13 | 24.1 | 1022.3 | 0.18 | 261.9 | 54.6 | 316.6 | 443.2 | 27.8 | 3.84 | 34.7 | 1699.6 | 0.21 | 445.1 | 85.4 | 530.5 | 966.1 | 104.5 | 15.15 | 36 | 2309.5 | 0.48 | 973.4 | 105 | 1078.4 | 24.39 | 0 | 0.26 | 24.65 | 25.46 | 0 | 0.27 | 25.72 | 380875.4 | 64275.2 | 0 | 4192.8 | 0 | 5680.7 | 38040.2 | 0 | 0 | 239.5 | 138646.8 | 0 | 471.3 | 3315.4 | 35362.4 | 88396.1 | 2459.8 | 34.7 | 0 | 5567.1 | 55708.1 | 2760.5 | 354.2 | 0 | 0 | 7575.2
3271 | 137 | Day137 | 6 | Hour6 | 5 | Spring | 2117 | #N/A | Spring | 404678.5 | 2024-05-17 06:00 | 400989.5 | 73.3 | 0 | 3615.6 | 404678.5 | 387905.7 | 324473.1 | 0.0326 | 0.0442 | 0.54 | 0.54 | 249.1 | 15 | 2.07 | 22.6 | 967.7 | 0.17 | 250.1 | 51.5 | 301.6 | 257.8 | 15.5 | 2.14 | 23.4 | 1002.2 | 0.18 | 258.9 | 53.4 | 312.2 | 183.4 | 7.3 | 0.94 | 18.2 | 837.5 | 0.08 | 183.8 | 43.2 | 227 | 557 | 32.2 | 4.39 | 46.2 | 2226.9 | 0.26 | 559.1 | 112.6 | 671.7 | 25.06 | 0 | 0.26 | 25.32 | 26.22 | 0 | 0.27 | 26.5 | 404678.5 | 80205.4 | 0 | 4192.8 | 0 | 6143.4 | 41091 | 0 | 0 | 3802.2 | 142954.7 | 0 | 407.6 | 3315.4 | 35398.6 | 88396.1 | 2382.2 | 191.2 | 0 | 24381.4 | 50090.4 | 1931.4 | 1661.8 | 0 | 0 | 8254.3
3272 | 137 | Day137 | 7 | Hour7 | 5 | Spring | 2117 | #N/A | Spring | 427756.8 | 2024-05-17 07:00 | 423757.8 | 0 | 4.1 | 3994.8 | 427756.8 | 409641.1 | 320285.3 | 0.0333 | 0.0467 | 0.58 | 0.58 | 234 | 14.7 | 2.05 | 20.7 | 888.8 | 0.16 | 235 | 47.2 | 282.2 | 242.5 | 15.2 | 2.12 | 21.4 | 921.4 | 0.17 | 243.6 | 48.9 | 292.5 | 116.7 | 3.9 | 0.48 | 12.3 | 557.7 | 0.05 | 116.9 | 29 | 145.9 | 1004.9 | 110 | 15.94 | 37 | 2375.4 | 0.51 | 1012.5 | 107.9 | 1120.4 | 24.11 | 0 | 0.27 | 24.39 | 25.32 | 0 | 0.29 | 25.61 | 427756.8 | 107471.5 | 0 | 4193.8 | 0 | 8374.7 | 43621.1 | 0 | 19.6 | 7133.5 | 134965.8 | 0 | 407.6 | 3315.4 | 35206.7 | 87636.7 | 2421.3 | 142.1 | 0 | 61203.8 | 37634.4 | 1480.2 | 3809.2 | 1736.3 | 383.6 | 8254.3
3273 | 137 | Day137 | 8 | Hour8 | 5 | Spring | 2117 | #N/A | Spring | 450095.2 | 2024-05-17 08:00 | 444754 | 1539.2 | 4.1 | 3797.9 | 450095.2 | 429636.9 | 310114.8 | 0.034 | 0.049 | 0.6 | 0.6 | 224 | 14.2 | 1.98 | 19.6 | 845.9 | 0.15 | 225 | 44.9 | 269.8 | 232.4 | 14.8 | 2.06 | 20.4 | 877.4 | 0.16 | 233.4 | 46.6 | 280 | 66.3 | 2 | 0.24 | 7.2 | 323.1 | 0.03 | 66.4 | 16.8 | 83.2 | 461.5 | 11.8 | 1.35 | 51.7 | 2315 | 0.2 | 462.2 | 120.7 | 583 | 23.13 | 0 | 0.27 | 23.41 | 24.45 | 0 | 0.29 | 24.74 | 450095.2 | 139980.4 | 0 | 4184.4 | 0 | 8370.1 | 44599.2 | 0 | 497.3 | 10071 | 134237.3 | 0 | 408.2 | 3315.4 | 25544.9 | 87033.9 | 2421.3 | 0 | 0 | 102296.2 | 25780.6 | 1335.2 | 6301.6 | 2186.7 | 207.9 | 7883.8
3274 | 137 | Day137 | 9 | Hour9 | 5 | Spring | 2117 | #N/A | Spring | 478974.2 | 2024-05-17 09:00 | 464495.1 | 5922.4 | 4151.1 | 4405.6 | 478974.2 | 448403.9 | 307394.4 | 0.0346 | 0.0511 | 0.62 | 0.61 | 213.4 | 13.7 | 1.91 | 18.5 | 801 | 0.15 | 214.4 | 42.4 | 256.8 | 224.4 | 14.5 | 2.02 | 19.4 | 840.7 | 0.15 | 225.4 | 44.5 | 269.9 | 63.3 | 2 | 0.24 | 6.8 | 306.7 | 0.03 | 63.4 | 16 | 79.4 | 877 | 100.7 | 14.65 | 27.3 | 1920.4 | 0.43 | 884 | 84.6 | 968.6 | 19.11 | 0 | 0.13 | 19.24 | 20.62 | 0 | 0.16 | 20.78 | 478974.2 | 171579.8 | 0 | 4181.2 | 0 | 7825 | 45999.3 | 0 | 852.7 | 18111.5 | 134170.9 | 0 | 407.6 | 3315.4 | 24044.3 | 85029.4 | 2421.3 | 0 | 0 | 128236.4 | 23140.3 | 1239 | 11920.8 | 2022.3 | 345.9 | 8050.4
3275 | 137 | Day137 | 10 | Hour10 | 5 | Spring | 2117 | #N/A | Spring | 498075.6 | 2024-05-17 10:00 | 484181.3 | 5095.9 | 4151.1 | 4647.4 | 498075.7 | 467075.5 | 314943.5 | 0.0353 | 0.0532 | 0.62 | 0.61 | 214.5 | 14 | 1.96 | 18.3 | 797.6 | 0.14 | 215.5 | 42.1 | 257.6 | 225.7 | 14.8 | 2.07 | 19.2 | 837.8 | 0.15 | 226.7 | 44.2 | 270.9 | 62.5 | 1.5 | 0.18 | 7.1 | 315.2 | 0.03 | 62.6 | 16.5 | 79.1 | 674.1 | 66.2 | 9.53 | 31.1 | 1831.6 | 0.33 | 678.7 | 85.8 | 764.5 | 19.24 | 0 | 0.13 | 19.37 | 20.76 | 0 | 0.15 | 20.91 | 498075.6 | 183132.2 | 76.4 | 4181.2 | 0 | 7825 | 49367.5 | 0 | 941.3 | 19342.7 | 137281.2 | 0 | 407.6 | 3315.4 | 25038.4 | 85029.4 | 2421.3 | 0 | 0 | 137985.1 | 23791.9 | 1071.2 | 15883.8 | 1217.9 | 624 | 8050.4
3276 | 137 | Day137 | 11 | Hour11 | 5 | Spring | 2117 | #N/A | Spring | 512876.5 | 2024-05-17 11:00 | 499829.8 | 4229.1 | 4151.1 | 4666.5 | 512876.5 | 481881.6 | 325298.1 | 0.0359 | 0.0549 | 0.62 | 0.61 | 218.5 | 14.5 | 2.03 | 18.3 | 805.5 | 0.15 | 219.5 | 42.4 | 261.9 | 229.8 | 15.3 | 2.14 | 19.2 | 846.1 | 0.15 | 230.8 | 44.5 | 275.3 | 65.1 | 1.6 | 0.19 | 7.4 | 327.1 | 0.03 | 65.2 | 17.1 | 82.3 | 815.5 | 93.7 | 13.63 | 27.9 | 1791.1 | 0.46 | 822 | 81.4 | 903.4 | 21.63 | 0 | 0.28 | 21.91 | 23.19 | 0 | 0.29 | 23.47 | 512876.5 | 187578.4 | 0 | 4181.2 | 0 | 7825 | 53074.4 | 0 | 963.4 | 19808.1 | 141040.5 | 0 | 407.6 | 3315.4 | 26860.9 | 86171.8 | 2421.3 | 0 | 0 | 140629.9 | 25054.8 | 1122.1 | 17042.3 | 1156 | 71.2 | 8258.9
3277 | 137 | Day137 | 12 | Hour12 | 5 | Spring | 2117 | #N/A | Spring | 525744.6 | 2024-05-17 12:00 | 513598.4 | 3793.8 | 3629 | 4723.3 | 525744.5 | 494881.4 | 337887.2 | 0.0364 | 0.0564 | 0.61 | 0.6 | 226.7 | 15.4 | 2.16 | 18.6 | 825.2 | 0.15 | 227.8 | 43.2 | 271 | 238.3 | 16.3 | 2.28 | 19.5 | 866.2 | 0.16 | 239.4 | 45.4 | 284.8 | 65.6 | 1.8 | 0.21 | 7.3 | 325.7 | 0.03 | 65.7 | 17 | 82.7 | 844.3 | 81.7 | 11.75 | 40.1 | 2331.3 | 0.41 | 849.9 | 109.6 | 959.6 | 24.92 | 0 | 0.27 | 25.19 | 26.54 | 0 | 0.28 | 26.83 | 525744.6 | 187857.3 | 0 | 4181.2 | 0 | 7825 | 58229.9 | 0 | 960.2 | 19324.9 | 145369.6 | 0 | 407.6 | 3315.4 | 27741 | 88396.1 | 2421.3 | 0 | 0 | 140209 | 26054.2 | 1309.1 | 17552.2 | 752.9 | 15.6 | 8258.9
3278 | 137 | Day137 | 13 | Hour13 | 5 | Spring | 2117 | #N/A | Spring | 537191.2 | 2024-05-17 13:00 | 527416.2 | 2176.7 | 2781.9 | 4816.4 | 537191.3 | 507900.5 | 347675.9 | 0.037 | 0.058 | 0.6 | 0.6 | 234.6 | 16.3 | 2.28 | 18.9 | 845.1 | 0.15 | 235.7 | 44.1 | 279.8 | 245.7 | 17 | 2.39 | 19.8 | 884.5 | 0.16 | 246.9 | 46.2 | 293 | 65.4 | 1.8 | 0.22 | 7.2 | 322.4 | 0.03 | 65.5 | 16.8 | 82.3 | 787.5 | 77.6 | 11.17 | 36.1 | 2131.5 | 0.38 | 792.9 | 99.8 | 892.6 | 25.83 | 0 | 0.27 | 26.1 | 27.51 | 0 | 0.28 | 27.8 | 537191.2 | 189515.4 | 81.3 | 4181.2 | 0 | 7939 | 63219.7 | 0 | 955.4 | 19952.1 | 149700.6 | 0 | 407.6 | 3315.4 | 28013.7 | 88396.1 | 2421.3 | 0 | 0 | 138984.5 | 28037.2 | 1586.2 | 16280.9 | 2776 | 262.5 | 8050.4
3279 | 137 | Day137 | 14 | Hour14 | 5 | Spring | 2117 | #N/A | Spring | 545913.7 | 2024-05-17 14:00 | 538202.5 | 1212.3 | 1553.2 | 4945.7 | 545913.7 | 518040.3 | 357323.2 | 0.0375 | 0.0592 | 0.59 | 0.58 | 242.8 | 16.9 | 2.38 | 19.4 | 870.4 | 0.16 | 244 | 45.4 | 289.3 | 253.7 | 17.7 | 2.49 | 20.2 | 909.4 | 0.16 | 254.9 | 47.4 | 302.3 | 68.5 | 1.9 | 0.23 | 7.5 | 337.7 | 0.03 | 68.6 | 17.6 | 86.2 | 653.3 | 49.3 | 6.94 | 43.6 | 2244.4 | 0.31 | 656.6 | 110.6 | 767.2 | 26.36 | 0 | 0.27 | 26.63 | 28.09 | 0 | 0.28 | 28.37 | 545913.7 | 188590.4 | 111.1 | 4230 | 0 | 7973.4 | 66995 | 0 | 950.7 | 20314.2 | 155281.4 | 0 | 407.6 | 3315.4 | 27876.4 | 88396.1 | 2736.7 | 0 | 0 | 135730.6 | 29555.7 | 2039.3 | 16061.3 | 4360.3 | 365.4 | 8258.9
3280 | 137 | Day137 | 15 | Hour15 | 5 | Spring | 2117 | #N/A | Spring | 553194 | 2024-05-17 15:00 | 546178.8 | 348.2 | 1553.2 | 5113.9 | 553194 | 525522.6 | 365955.4 | 0.0378 | 0.0601 | 0.58 | 0.57 | 249 | 17.3 | 2.42 | 19.9 | 895.1 | 0.16 | 250.2 | 46.6 | 296.9 | 260 | 18 | 2.53 | 20.8 | 934.4 | 0.17 | 261.2 | 48.7 | 309.9 | 75.6 | 2.1 | 0.24 | 8.3 | 374.3 | 0.03 | 75.8 | 19.5 | 95.3 | 460.2 | 10.1 | 1.11 | 53.2 | 2343.5 | 0.21 | 460.8 | 123.1 | 584 | 26.52 | 0 | 0.26 | 26.78 | 28.28 | 0 | 0.28 | 28.56 | 553194 | 187238.6 | 115 | 4240.4 | 0 | 7825 | 68958.5 | 0 | 942.8 | 20006.5 | 162167.9 | 0 | 407.6 | 3315.4 | 27493.1 | 88396.1 | 3036.4 | 0 | 0 | 131508.9 | 32038.9 | 2741.5 | 15712 | 5945.2 | 1331 | 7888.4
3281 | 137 | Day137 | 16 | Hour16 | 5 | Spring | 2117 | #N/A | Spring | 559522.2 | 2024-05-17 16:00 | 552598.5 | 209.2 | 1710.1 | 5004.4 | 559522.2 | 531538 | 378217.2 | 0.0381 | 0.0609 | 0.57 | 0.56 | 254.5 | 17.6 | 2.47 | 20.4 | 915.8 | 0.16 | 255.7 | 47.7 | 303.4 | 266.3 | 18.4 | 2.58 | 21.3 | 957.8 | 0.17 | 267.5 | 49.9 | 317.4 | 87.6 | 2.8 | 0.34 | 9.3 | 422 | 0.04 | 87.8 | 21.9 | 109.7 | 478.7 | 15.6 | 1.94 | 50.8 | 2277.7 | 0.22 | 479.7 | 118.7 | 598.4 | 27.29 | 0 | 0.26 | 27.55 | 29.12 | 0 | 0.28 | 29.4 | 559522.2 | 181304.9 | 176.4 | 4243.6 | 0 | 7825 | 70901 | 0 | 931.6 | 18860.7 | 167701.5 | 0 | 412.4 | 3315.4 | 30806.5 | 88396.1 | 3295.3 | 1143.9 | 0 | 123417.2 | 34992.4 | 3103 | 15058.9 | 6096.1 | 1074.7 | 8050.4
3282 | 137 | Day137 | 17 | Hour17 | 5 | Spring | 2117 | #N/A | Spring | 558789.6 | 2024-05-17 17:00 | 552646 | 20 | 1248.7 | 4874.9 | 558789.6 | 531570.1 | 392774.1 | 0.0381 | 0.061 | 0.55 | 0.55 | 263.9 | 18 | 2.54 | 21.3 | 947.5 | 0.17 | 265.2 | 49.6 | 314.8 | 277.1 | 18.9 | 2.66 | 22.5 | 996.6 | 0.18 | 278.4 | 52.2 | 330.7 | 133.6 | 6.2 | 0.82 | 12.4 | 581 | 0.06 | 134 | 29.8 | 163.8 | 893.2 | 90.2 | 13.02 | 39.2 | 2336.2 | 0.44 | 899.4 | 108.9 | 1008.3 | 29.31 | 0 | 0.26 | 29.57 | 31.26 | 0 | 0.28 | 31.54 | 558789.6 | 166015.5 | 1237.7 | 4243.6 | 0 | 7884.8 | 71959.3 | 0 | 905.1 | 16932.5 | 171528.3 | 0 | 975.6 | 3315.4 | 33391.2 | 88396.1 | 5305.4 | 4536.7 | 0 | 105910.6 | 38771.2 | 3496.1 | 11633.7 | 6711.8 | 1432.9 | 8258.9
3283 | 137 | Day137 | 18 | Hour18 | 5 | Spring | 2117 | #N/A | Spring | 548730.6 | 2024-05-17 18:00 | 544492.2 | 0 | 0 | 4238.3 | 548730.6 | 523900.5 | 414377.2 | 0.0378 | 0.0601 | 0.53 | 0.52 | 278.8 | 18.8 | 2.64 | 22.7 | 1007.3 | 0.18 | 280.1 | 52.8 | 332.9 | 295.2 | 19.8 | 2.79 | 24.2 | 1069.4 | 0.19 | 296.5 | 56.1 | 352.7 | 253 | 11.2 | 1.57 | 25.2 | 1032.5 | 0.18 | 253.8 | 56 | 309.8 | 694.9 | 25.6 | 3.25 | 71 | 3226.8 | 0.32 | 696.5 | 167.2 | 863.8 | 34.86 | 0 | 0.26 | 35.12 | 37.09 | 0 | 0.28 | 37.37 | 548730.6 | 134353.4 | 2787.8 | 4243.6 | 0 | 8374.7 | 73168 | 0 | 814 | 11611.7 | 175788.7 | 0 | 4107.8 | 3315.4 | 37675 | 88396.1 | 5812.1 | 10708 | 0 | 77263.3 | 41338.6 | 3325.8 | 9366 | 6312 | 2778.1 | 8258.9
3284 | 137 | Day137 | 19 | Hour19 | 5 | Spring | 2117 | #N/A | Spring | 534384.2 | 2024-05-17 19:00 | 530626.7 | 0 | 0 | 3757.6 | 534384.2 | 510848 | 432910.3 | 0.0373 | 0.0586 | 0.49 | 0.49 | 306.1 | 20.4 | 2.9 | 25.4 | 1085.9 | 0.22 | 307.5 | 57.8 | 365.3 | 321.6 | 21.4 | 3.04 | 26.8 | 1143.5 | 0.23 | 323 | 60.9 | 384 | 364.1 | 16.2 | 2.29 | 36.4 | 1464 | 0.27 | 365.2 | 80.1 | 445.3 | 850 | 41.2 | 7.4 | 99.7 | 1959.1 | 1.58 | 853.2 | 158.5 | 1011.8 | 31.48 | 0 | 0.26 | 31.74 | 33.45 | 0 | 0.28 | 33.72 | 534384.2 | 101474 | 2993.1 | 4253 | 0 | 8374.7 | 75842.2 | 0 | 567 | 6659.3 | 179509.8 | 0 | 4621.2 | 3315.4 | 47694.9 | 88396.1 | 11700.3 | 6209.7 | 0 | 36783.4 | 54150.7 | 3313.5 | 6945.4 | 4936.2 | 2131.1 | 8258.9
3285 | 137 | Day137 | 20 | Hour20 | 5 | Spring | 2117 | #N/A | Spring | 524684.2 | 2024-05-17 20:00 | 520013.2 | 0 | 0 | 4671 | 524684.3 | 500852.2 | 440193.7 | 0.0368 | 0.0574 | 0.49 | 0.48 | 309.6 | 20.8 | 2.95 | 25.4 | 1099.3 | 0.21 | 311 | 58.2 | 369.2 | 324.3 | 21.7 | 3.08 | 26.7 | 1154.4 | 0.23 | 325.8 | 61.2 | 387 | 359.8 | 17.1 | 2.4 | 34.7 | 1437 | 0.25 | 360.9 | 77.6 | 438.5 | 972.8 | 50.3 | 8.79 | 109.5 | 2281.9 | 1.71 | 976.7 | 177.9 | 1154.7 | 29.44 | 0 | 0.27 | 29.7 | 31.24 | 0 | 0.28 | 31.52 | 524684.2 | 84490.6 | 5099.7 | 4253 | 0 | 8374.7 | 76602.8 | 0 | 140.5 | 3827.4 | 179384 | 0 | 4119.6 | 3315.4 | 56261 | 88396.1 | 10088.1 | 4299.2 | 0 | 7577.4 | 69981 | 2964.2 | 2068.9 | 236.8 | 4582.7 | 8258.9
3286 | 137 | Day137 | 21 | Hour21 | 5 | Spring | 2117 | #N/A | Spring | 504341.4 | 2024-05-17 21:00 | 499158.6 | 0 | 0 | 5182.9 | 504341.4 | 481158.9 | 419980.4 | 0.0361 | 0.0552 | 0.5 | 0.49 | 295.3 | 19.9 | 2.8 | 24.2 | 1066.3 | 0.2 | 296.6 | 56 | 352.7 | 308.8 | 20.7 | 2.91 | 25.4 | 1117.9 | 0.2 | 310.2 | 58.8 | 368.9 | 405.8 | 23.1 | 3.22 | 34.9 | 1564.8 | 0.24 | 407.4 | 81.6 | 489 | 931.9 | 82.8 | 12.23 | 55.6 | 2451.4 | 0.7 | 937.7 | 128.8 | 1066.6 | 28.95 | 0 | 0.27 | 29.22 | 30.65 | 0 | 0.29 | 30.94 | 504341.4 | 84361 | 6786.3 | 4257.5 | 0 | 8374.7 | 71081.8 | 0 | 0 | 9.5 | 172682.2 | 0 | 3327.9 | 3315.4 | 51967.1 | 88396.1 | 6085.1 | 3706.4 | 0 | 11.8 | 81739.9 | 2599.7 | 550.9 | 963.7 | 3695.5 | 7453.2
3287 | 137 | Day137 | 22 | Hour22 | 5 | Spring | 2117 | #N/A | Spring | 469119.4 | 2024-05-17 22:00 | 464056.4 | 0 | 0 | 5062.9 | 469119.4 | 447875 | 375670 | 0.0349 | 0.0515 | 0.55 | 0.54 | 252 | 15.8 | 2.2 | 22 | 955.2 | 0.17 | 253.1 | 50.5 | 303.6 | 262.6 | 16.4 | 2.29 | 23 | 997.2 | 0.18 | 263.7 | 52.7 | 316.5 | 443.8 | 29.2 | 4.06 | 33.8 | 1650.8 | 0.22 | 445.8 | 83 | 528.9 | 830.6 | 80.9 | 11.65 | 39.1 | 2264.5 | 0.41 | 836.2 | 106.7 | 942.9 | 27.06 | 0 | 0.28 | 27.33 | 28.54 | 0 | 0.29 | 28.83 | 469119.4 | 93449.4 | 4128.1 | 4198.3 | 0 | 8061.6 | 51508.2 | 0 | 0 | 0 | 157192.6 | 0 | 1250.6 | 3315.4 | 51206.2 | 88396.1 | 3216.6 | 3196.2 | 0 | 0 | 91168.1 | 2281.3 | 1.3 | 1264.7 | 3494.3 | 6590.9
3288 | 137 | Day137 | 23 | Hour23 | 5 | Spring | 2117 | #N/A | Spring | 434620.4 | 2024-05-17 23:00 | 429262.4 | 0 | 62.9 | 5295.2 | 434620.5 | 414727.1 | 336086.6 | 0.0339 | 0.048 | 0.6 | 0.59 | 210.2 | 12 | 1.65 | 19.8 | 838 | 0.15 | 211 | 44.8 | 255.8 | 219.1 | 12.5 | 1.72 | 20.7 | 874.9 | 0.15 | 219.9 | 46.8 | 266.8 | 452.7 | 29 | 4.02 | 35.2 | 1708.5 | 0.22 | 454.7 | 86.1 | 540.8 | 705.9 | 47.3 | 6.59 | 52.7 | 2602.6 | 0.34 | 709.1 | 130.4 | 839.4 | 24.64 | 0 | 0.28 | 24.92 | 25.91 | 0 | 0.29 | 26.21 | 434620.4 | 98533.8 | 4157.9 | 4121.3 | 0 | 7302.4 | 34715.5 | 0 | 0 | 0 | 138667.9 | 0 | 159.1 | 3315.4 | 50429.9 | 88396.1 | 1935.7 | 2885.3 | 0 | 0 | 96536.8 | 1997.1 | 0 | 1374.6 | 2858.8 | 5144.2
3289 | 138 | Day138 | 0 | Hour0 | 5 | Spring | 15 | 561479.4 | Spring | 405523.3 | 2024-05-18 | 399270.4 | 110.1 | 755.4 | 5387.4 | 405523.3 | 386106.4 | 306432.1 | 0.033 | 0.0447 | 0.62 | 0.62 | 201.2 | 11.9 | 1.64 | 18.9 | 791.4 | 0.15 | 202 | 42.5 | 244.5 | 209.3 | 12.3 | 1.69 | 19.7 | 825.1 | 0.15 | 210.1 | 44.3 | 254.5 | 411.3 | 23.5 | 3.22 | 34.5 | 1639.4 | 0.2 | 412.9 | 83.4 | 496.2 | 837 | 90.2 | 13.08 | 31.5 | 2009.4 | 0.42 | 843.3 | 91.5 | 934.8 | 22.45 | 0 | 0.28 | 22.73 | 23.57 | 0 | 0.29 | 23.86 | 405523.3 | 99091.2 | 1972.6 | 4119.2 | 0 | 6375.1 | 32399.3 | 0 | 0 | 0 | 119625.6 | 0 | 159.1 | 3315.4 | 47385.4 | 87397.2 | 1744.1 | 1939.1 | 0 | 0 | 97379.5 | 1711.8 | 0 | 459.8 | 1295.7 | 4993.7
3290 | 138 | Day138 | 1 | Hour1 | 5 | Spring | 2117 | #N/A | Spring | 386474.7 | 2024-05-18 01:00 | 376573.5 | 461.6 | 4183.6 | 5255.9 | 386474.7 | 364433.2 | 288395.3 | 0.0322 | 0.042 | 0.63 | 0.63 | 196.3 | 11.5 | 1.59 | 18.7 | 774.5 | 0.15 | 197.1 | 41.8 | 238.8 | 204.4 | 12 | 1.65 | 19.4 | 806.5 | 0.15 | 205.2 | 43.5 | 248.7 | 422.7 | 24.6 | 3.37 | 35.2 | 1673 | 0.21 | 424.3 | 85.1 | 509.4 | 839.1 | 89.1 | 12.91 | 32.8 | 2055.6 | 0.42 | 845.2 | 94.2 | 939.4 | 21.33 | 0 | 0.27 | 21.6 | 22.3 | 0 | 0.29 | 22.59 | 386474.7 | 98079.4 | 154 | 4119.2 | 0 | 4760.4 | 29950.9 | 0 | 0 | 0 | 111610.4 | 0 | 159.1 | 3315.4 | 43788.2 | 87397.2 | 1631.9 | 1508.6 | 0 | 0 | 96883.8 | 1195.6 | 0 | 0 | 78.7 | 4400
3291 | 138 | Day138 | 2 | Hour2 | 5 | Spring | 2117 | #N/A | Spring | 371972.6 | 2024-05-18 02:00 | 360561.6 | 952 | 5518.1 | 4940.9 | 371972.6 | 349118.7 | 274934 | 0.0317 | 0.04 | 0.63 | 0.63 | 197.5 | 11.7 | 1.62 | 18.7 | 775.4 | 0.15 | 198.3 | 41.8 | 240.1 | 205 | 12.1 | 1.68 | 19.4 | 805.3 | 0.15 | 205.9 | 43.4 | 249.3 | 380.5 | 20.4 | 2.78 | 33.6 | 1555.2 | 0.2 | 381.9 | 80 | 461.9 | 353.9 | 15 | 1.96 | 35.8 | 1579.5 | 0.2 | 354.9 | 82.9 | 437.9 | 19.51 | 0 | 0.27 | 19.78 | 20.35 | 0 | 0.28 | 20.64 | 371972.6 | 97038.5 | 0.1 | 4109.8 | 0 | 4760.4 | 29532.9 | 0 | 0 | 0 | 106626.2 | 0 | 159.1 | 3315.4 | 38680.6 | 85412.7 | 1520.8 | 815.9 | 0 | 0 | 95759.6 | 1279 | 0 | 0 | 0 | 4400
3292 | 138 | Day138 | 3 | Hour3 | 5 | Spring | 2117 | #N/A | Spring | 367352 | 2024-05-18 03:00 | 354424.4 | 2334.9 | 5534.6 | 5058 | 367351.9 | 343250.8 | 271153.6 | 0.0315 | 0.0392 | 0.63 | 0.62 | 198.6 | 11.7 | 1.62 | 18.8 | 781.4 | 0.15 | 199.3 | 42.2 | 241.5 | 206.7 | 12.2 | 1.68 | 19.6 | 813.6 | 0.15 | 207.5 | 43.9 | 251.4 | 378 | 19.9 | 2.7 | 33.8 | 1557.5 | 0.19 | 379.3 | 80.2 | 459.5 | 371.1 | 15 | 1.95 | 38.1 | 1677.9 | 0.21 | 372.1 | 88.1 | 460.2 | 19.39 | 0 | 0.27 | 19.66 | 20.24 | 0 | 0.28 | 20.52 | 367352 | 96198.4 | 0 | 4099.5 | 0 | 4760.4 | 29145.4 | 0 | 0 | 0.1 | 106494.2 | 0 | 159.1 | 3315.4 | 35858.8 | 85295.3 | 1466 | 559.3 | 0 | 0.2 | 94620.9 | 1577.2 | 0 | 0 | 0 | 4562
3293 | 138 | Day138 | 4 | Hour4 | 5 | Spring | 2117 | #N/A | Spring | 369506 | 2024-05-18 04:00 | 359182.4 | 1439.6 | 3945 | 4939 | 369506 | 347834.8 | 272483.2 | 0.0316 | 0.0396 | 0.62 | 0.62 | 200.3 | 11.7 | 1.61 | 19.1 | 793.5 | 0.15 | 201.1 | 42.8 | 243.9 | 208.2 | 12.1 | 1.67 | 19.8 | 824.8 | 0.15 | 209.1 | 44.5 | 253.5 | 391.5 | 21.7 | 2.96 | 34 | 1581.7 | 0.2 | 393 | 81.2 | 474.2 | 425.6 | 28.5 | 3.97 | 33.1 | 1580.1 | 0.23 | 427.5 | 80.2 | 507.7 | 19.54 | 0 | 0.26 | 19.8 | 20.44 | 0 | 0.27 | 20.71 | 369506 | 97022.8 | 0 | 4095 | 0 | 4760.4 | 29024.7 | 0 | 0 | 151.8 | 109935.7 | 0 | 158.6 | 3315.4 | 34195.7 | 85572.5 | 1425.1 | 0 | 0 | 571.9 | 94441 | 1858.1 | 0.3 | 0 | 0 | 4770.5
3294 | 138 | Day138 | 5 | Hour5 | 5 | Spring | 2117 | #N/A | Spring | 383225.2 | 2024-05-18 05:00 | 375469.3 | 472.2 | 2459.2 | 4824.4 | 383225.2 | 363471 | 276283.2 | 0.032 | 0.0414 | 0.62 | 0.62 | 196.9 | 11.4 | 1.57 | 18.8 | 782.9 | 0.14 | 197.6 | 42.2 | 239.8 | 204.8 | 11.8 | 1.63 | 19.6 | 815.2 | 0.15 | 205.6 | 43.9 | 249.6 | 382.5 | 21.6 | 2.96 | 32.5 | 1532.2 | 0.19 | 384 | 78.2 | 462.2 | 443.9 | 27.6 | 3.8 | 35.8 | 1715.3 | 0.22 | 445.7 | 87 | 532.8 | 20.49 | 0 | 0.26 | 20.75 | 21.42 | 0 | 0.27 | 21.69 | 383225.2 | 106942 | 390.6 | 4095 | 0 | 4760.4 | 29230 | 0 | 0 | 683.1 | 113636.1 | 0 | 0 | 3315.4 | 32074.6 | 86902.8 | 1425.1 | 453 | 0 | 10044.5 | 94490.1 | 1724.2 | 759.8 | 0 | 358.1 | 4747.3
3295 | 138 | Day138 | 6 | Hour6 | 5 | Spring | 2117 | #N/A | Spring | 413106.7 | 2024-05-18 06:00 | 399252.4 | 3354.3 | 5766.1 | 4733.9 | 413106.7 | 386248.5 | 278173.2 | 0.0326 | 0.0439 | 0.65 | 0.65 | 182.7 | 10.6 | 1.46 | 17.5 | 725 | 0.13 | 183.4 | 39.1 | 222.5 | 192 | 11.2 | 1.54 | 18.3 | 761.1 | 0.14 | 192.8 | 41 | 233.8 | 180.6 | 7.9 | 1.04 | 17.5 | 791.4 | 0.09 | 181.1 | 41.1 | 222.3 | 736.2 | 72.4 | 10.42 | 33.9 | 1997.1 | 0.36 | 741.2 | 93.5 | 834.7 | 21.08 | 0 | 0.29 | 21.37 | 22.04 | 0 | 0.27 | 22.31 | 413106.7 | 134933.5 | 1539.6 | 4095 | 0 | 4760.4 | 29451.3 | 0 | 0 | 8160.6 | 113140 | 0 | 0 | 3315.4 | 33040.7 | 87397.2 | 1425.1 | 8.5 | 0 | 34483 | 90864.1 | 1425.8 | 4494.7 | 0 | 16.7 | 4770.5
3296 | 138 | Day138 | 7 | Hour7 | 5 | Spring | 2117 | #N/A | Spring | 436404.1 | 2024-05-18 07:00 | 421888.6 | 4418.9 | 5217.3 | 4879.3 | 436404.1 | 407866.9 | 277731.8 | 0.0332 | 0.0464 | 0.67 | 0.66 | 178.4 | 10.7 | 1.48 | 16.7 | 697.5 | 0.13 | 179.1 | 37.5 | 216.6 | 187 | 11.3 | 1.56 | 17.4 | 729.6 | 0.14 | 187.8 | 39.2 | 227 | 110.1 | 3.6 | 0.45 | 11.8 | 519.5 | 0.06 | 110.3 | 27.3 | 137.7 | 517 | 36.7 | 5.14 | 36.6 | 1850.2 | 0.24 | 519.5 | 91.8 | 611.4 | 20.36 | 0 | 0.29 | 20.66 | 21.4 | 0 | 0.28 | 21.68 | 436404.1 | 158672.3 | 1.7 | 4165.4 | 0 | 4858.6 | 31833.7 | 0 | 23.5 | 11403.4 | 112818.8 | 0 | 0 | 3315.4 | 32614.3 | 86698.8 | 1425.1 | 0 | 0 | 71714.1 | 74105.8 | 1425.5 | 7722.5 | 0 | 5.5 | 4477.6
3297 | 138 | Day138 | 8 | Hour8 | 5 | Spring | 2117 | #N/A | Spring | 451687.4 | 2024-05-18 08:00 | 442188 | 2897.5 | 1919.5 | 4682.5 | 451687.4 | 427212.8 | 267168.6 | 0.0339 | 0.0486 | 0.69 | 0.68 | 167.9 | 10.1 | 1.4 | 15.7 | 655.2 | 0.12 | 168.6 | 35.3 | 203.8 | 175 | 10.6 | 1.46 | 16.3 | 682 | 0.13 | 175.7 | 36.7 | 212.4 | 70.1 | 2 | 0.25 | 7.8 | 336.9 | 0.04 | 70.3 | 17.8 | 88.1 | 812.1 | 84.4 | 12.2 | 33.3 | 2058.7 | 0.4 | 818 | 94.7 | 912.7 | 20.66 | 0 | 0.27 | 20.94 | 21.8 | 0 | 0.28 | 22.08 | 451687.4 | 184518.8 | 28 | 4163.6 | 0 | 5541.6 | 31187.8 | 0 | 491.7 | 14021.2 | 109297.7 | 0 | 0 | 3315.4 | 24962.4 | 87033.9 | 1425.1 | 213 | 0 | 114903.1 | 53665.3 | 1437.5 | 10390.1 | 0 | 10.7 | 5799.5
3298 | 138 | Day138 | 9 | Hour9 | 5 | Spring | 2117 | #N/A | Spring | 478375.9 | 2024-05-18 09:00 | 462975.4 | 5376.6 | 4444.7 | 5579.2 | 478375.9 | 446976 | 265990.9 | 0.0346 | 0.0508 | 0.7 | 0.7 | 159.7 | 9.5 | 1.32 | 14.9 | 625 | 0.12 | 160.3 | 33.6 | 193.9 | 167.8 | 10.1 | 1.39 | 15.7 | 656.3 | 0.12 | 168.5 | 35.3 | 203.8 | 59.2 | 1.8 | 0.23 | 6.5 | 280.3 | 0.03 | 59.3 | 14.9 | 74.2 | 316.4 | 6 | 0.6 | 37.4 | 1654.5 | 0.14 | 316.8 | 86.7 | 403.5 | 16.93 | 0 | 0.12 | 17.04 | 18.22 | 0 | 0.15 | 18.37 | 478375.9 | 212385 | 11.1 | 4153.7 | 0 | 5229.6 | 31095.8 | 0 | 828.1 | 20856.4 | 111013.1 | 0 | 0 | 3315.4 | 24504.7 | 85029.4 | 1425.1 | 213 | 0 | 137612.3 | 51621 | 1467.2 | 15586 | 0 | 167.9 | 6202.1
3299 | 138 | Day138 | 10 | Hour10 | 5 | Spring | 2117 | #N/A | Spring | 497907 | 2024-05-18 10:00 | 482867.9 | 4677.4 | 4151.1 | 6210.7 | 497907.1 | 465838.6 | 273700.5 | 0.0353 | 0.053 | 0.7 | 0.69 | 161.8 | 9.8 | 1.35 | 15 | 631 | 0.12 | 162.5 | 33.8 | 196.3 | 170.2 | 10.3 | 1.42 | 15.8 | 663.3 | 0.12 | 170.9 | 35.6 | 206.5 | 64.8 | 2 | 0.25 | 7.1 | 307 | 0.04 | 64.9 | 16.3 | 81.2 | 354.7 | 11 | 1.33 | 38 | 1719.9 | 0.16 | 355.4 | 89.3 | 444.8 | 18.76 | 0 | 0.11 | 18.87 | 20.21 | 0 | 0.14 | 20.35 | 497907 | 224206.6 | 0.5 | 4173.4 | 0 | 4854.7 | 33261 | 0 | 944.8 | 22021.3 | 116303.9 | 0 | 0 | 3315.4 | 23761.9 | 86391.6 | 1425.1 | 213 | 0 | 143942.9 | 55705.8 | 1591.7 | 18340.1 | 0 | 323.4 | 7213.8
3300 | 138 | Day138 | 11 | Hour11 | 5 | Spring | 2117 | #N/A | Spring | 513574.8 | 2024-05-18 11:00 | 498964.1 | 4244.3 | 4149.4 | 6217 | 513574.8 | 481056.5 | 285355.6 | 0.0359 | 0.0548 | 0.68 | 0.68 | 169 | 10.3 | 1.43 | 15.4 | 655 | 0.12 | 169.7 | 34.9 | 204.6 | 177.9 | 10.9 | 1.51 | 16.2 | 688.8 | 0.12 | 178.6 | 36.7 | 215.3 | 71.8 | 2 | 0.24 | 8 | 347.5 | 0.04 | 71.9 | 18.4 | 90.3 | 375.2 | 15 | 1.93 | 37.1 | 1711.1 | 0.17 | 376.2 | 88.2 | 464.4 | 18.89 | 0 | 0.11 | 19 | 20.37 | 0 | 0.13 | 20.51 | 513574.8 | 228219.2 | 166.3 | 4174.5 | 0 | 5318.1 | 36536.4 | 0 | 977.6 | 22085.4 | 123891.5 | 0 | 0 | 3315.4 | 24471.8 | 86056.5 | 1425.1 | 0 | 0 | 146883.1 | 56585.5 | 1687.5 | 19504.4 | 185.9 | 0 | 6464.7
3301 | 138 | Day138 | 12 | Hour12 | 5 | Spring | 2117 | #N/A | Spring | 527893.3 | 2024-05-18 12:00 | 513599.4 | 3729.6 | 4360 | 6204.4 | 527893.3 | 494858.6 | 300446.4 | 0.0365 | 0.0565 | 0.67 | 0.67 | 178.3 | 11.1 | 1.53 | 16 | 686.1 | 0.12 | 179 | 36.4 | 215.5 | 187.7 | 11.7 | 1.61 | 16.8 | 721.8 | 0.13 | 188.5 | 38.3 | 226.8 | 66.8 | 1.9 | 0.24 | 7.4 | 319.3 | 0.04 | 66.9 | 16.9 | 83.8 | 715 | 76.1 | 11.01 | 29.8 | 1763 | 0.4 | 720.3 | 82.5 | 802.8 | 21.14 | 0 | 0.26 | 21.4 | 22.68 | 0 | 0.27 | 22.95 | 527893.3 | 227446.9 | 50.1 | 4174.5 | 0 | 5768.5 | 40581.6 | 0 | 989.7 | 21656.8 | 132122.6 | 0 | 0 | 3315.4 | 25048.9 | 87959.7 | 1425.1 | 0 | 0 | 142965.3 | 60105.7 | 1729.4 | 19671 | 155.3 | 0 | 6742.4
3302 | 138 | Day138 | 13 | Hour13 | 5 | Spring | 2117 | #N/A | Spring | 539016 | 2024-05-18 13:00 | 527039.5 | 1993.3 | 3887.8 | 6095.4 | 539016 | 507500.6 | 311794.9 | 0.0371 | 0.0581 | 0.66 | 0.65 | 186.4 | 11.7 | 1.62 | 16.4 | 713 | 0.13 | 187.2 | 37.7 | 224.9 | 195.6 | 12.3 | 1.7 | 17.2 | 748 | 0.13 | 196.5 | 39.6 | 236 | 66.5 | 1.7 | 0.21 | 7.5 | 324.9 | 0.03 | 66.6 | 17.2 | 83.8 | 711.6 | 60.1 | 8.54 | 41.8 | 2244.4 | 0.34 | 715.7 | 108.7 | 824.5 | 23.58 | 0 | 0.25 | 23.84 | 25.15 | 0 | 0.27 | 25.42 | 539016 | 227221.1 | 176.3 | 4174.5 | 0 | 5911.9 | 44202.9 | 0 | 984.8 | 22435.5 | 139098.7 | 0 | 0 | 3315.4 | 25162.8 | 88061 | 1425.1 | 266.3 | 0 | 140716.5 | 61262.3 | 1821.9 | 17959.8 | 291.6 | 1 | 6923.1
3303 | 138 | Day138 | 14 | Hour14 | 5 | Spring | 2117 | #N/A | Spring | 547236.8 | 2024-05-18 14:00 | 537149 | 216.4 | 3784.1 | 6087.3 | 547236.8 | 516983.2 | 322505.4 | 0.0375 | 0.0593 | 0.64 | 0.64 | 196.1 | 12.6 | 1.75 | 16.9 | 741.8 | 0.13 | 196.9 | 39.1 | 236 | 205.5 | 13.2 | 1.83 | 17.7 | 777 | 0.14 | 206.3 | 40.9 | 247.3 | 76.8 | 2.4 | 0.3 | 8.3 | 364.7 | 0.04 | 76.9 | 19.2 | 96.1 | 781.2 | 72 | 10.32 | 40.3 | 2270.8 | 0.38 | 786.1 | 108.1 | 894.2 | 24.23 | 0 | 0.25 | 24.48 | 25.86 | 0 | 0.27 | 26.13 | 547236.8 | 224731.4 | 211.6 | 4174.5 | 0 | 6931.6 | 48535.8 | 0 | 980.3 | 22307 | 144295.9 | 0 | 0 | 3315.4 | 25326.2 | 88061 | 1495.6 | 157.7 | 0 | 136516.9 | 63148.4 | 1778.7 | 17797.2 | 2247.8 | 722.6 | 6689.6
3304 | 138 | Day138 | 15 | Hour15 | 5 | Spring | 2117 | #N/A | Spring | 554922.8 | 2024-05-18 15:00 | 544977 | 10.2 | 4045 | 5890.5 | 554922.7 | 524314.3 | 332719.7 | 0.0379 | 0.0603 | 0.63 | 0.63 | 204.9 | 13.3 | 1.85 | 17.5 | 768.5 | 0.13 | 205.8 | 40.4 | 246.2 | 214.7 | 13.9 | 1.94 | 18.3 | 805.2 | 0.14 | 215.6 | 42.3 | 257.9 | 79.2 | 2.5 | 0.31 | 8.5 | 379.2 | 0.04 | 79.4 | 19.8 | 99.2 | 828.4 | 73.9 | 10.87 | 48.7 | 2206.4 | 0.6 | 833.6 | 114.6 | 948.2 | 24.6 | 0 | 0.25 | 24.85 | 26.28 | 0 | 0.26 | 26.55 | 554922.8 | 222203 | 315.2 | 4174.5 | 0 | 8067.9 | 52165.2 | 0 | 973.1 | 21732.5 | 149315.9 | 0 | 0 | 3315.4 | 25247.6 | 88061 | 1899.2 | 157.7 | 0 | 130836.2 | 66855.8 | 1805.4 | 16974.5 | 5406 | 938 | 8050.4
3305 | 138 | Day138 | 16 | Hour16 | 5 | Spring | 2117 | #N/A | Spring | 561479.4 | 2024-05-18 16:00 | 550368 | 1432.2 | 3969.3 | 5710 | 561479.4 | 529356 | 343244.9 | 0.0382 | 0.061 | 0.62 | 0.62 | 214.7 | 14.1 | 1.97 | 18.1 | 798.9 | 0.14 | 215.6 | 41.9 | 257.5 | 225.4 | 14.8 | 2.06 | 19 | 838.8 | 0.15 | 226.4 | 44 | 270.4 | 89.2 | 3.1 | 0.39 | 9.4 | 416.4 | 0.04 | 89.4 | 21.8 | 111.2 | 834.3 | 82.3 | 11.85 | 38.2 | 2255.8 | 0.41 | 840 | 105.5 | 945.6 | 25.12 | 0 | 0.25 | 25.37 | 26.88 | 0 | 0.26 | 27.15 | 561479.4 | 218234.6 | 165.9 | 4242 | 0 | 7841.3 | 56205.4 | 0 | 970.3 | 21854.3 | 154963.5 | 0 | 0 | 3315.4 | 26037.5 | 88061 | 2216.5 | 196.2 | 0 | 123087.8 | 70576.2 | 1746 | 16098.4 | 5431.2 | 938.7 | 8258.9
3306 | 138 | Day138 | 17 | Hour17 | 5 | Spring | 2117 | #N/A | Spring | 558673.6 | 2024-05-18 17:00 | 549232.6 | 4.2 | 4038.9 | 5397.9 | 558673.5 | 528282 | 360523.9 | 0.0381 | 0.0609 | 0.6 | 0.59 | 228.1 | 15 | 2.09 | 19.2 | 844.1 | 0.15 | 229.1 | 44.4 | 273.5 | 240.4 | 15.8 | 2.2 | 20.2 | 890 | 0.16 | 241.5 | 46.8 | 288.3 | 133.2 | 5.3 | 0.69 | 13.3 | 600.2 | 0.07 | 133.5 | 31.2 | 164.7 | 561.1 | 30.5 | 4.32 | 50.4 | 2140.9 | 0.37 | 563.2 | 114.3 | 677.5 | 25.78 | 0 | 0.25 | 26.03 | 27.55 | 0 | 0.27 | 27.82 | 558673.6 | 198149.6 | 571.3 | 4242 | 0 | 7825 | 59189.3 | 0 | 950.3 | 19628.5 | 160487.7 | 0 | 599.6 | 3315.4 | 30414.2 | 88061 | 3423.1 | 2395.2 | 0 | 100578.6 | 75265 | 1727.1 | 12901 | 6147 | 2090.5 | 8050.4
3307 | 138 | Day138 | 18 | Hour18 | 5 | Spring | 2117 | #N/A | Spring | 545299.8 | 2024-05-18 18:00 | 539911.1 | 260.6 | 0 | 5128.1 | 545299.8 | 519525.9 | 384091.8 | 0.0378 | 0.0598 | 0.57 | 0.56 | 249 | 16.2 | 2.27 | 21 | 917.2 | 0.17 | 250.1 | 48.4 | 298.5 | 263.6 | 17.1 | 2.39 | 22.4 | 974.1 | 0.18 | 264.8 | 51.5 | 316.3 | 245.4 | 10.4 | 1.45 | 24.9 | 1012 | 0.17 | 246.1 | 55.1 | 301.2 | 727.8 | 39.3 | 5.4 | 63.7 | 2927.2 | 0.38 | 730.4 | 151 | 881.4 | 30.8 | 0 | 0.25 | 31.05 | 32.8 | 0 | 0.26 | 33.07 | 545299.8 | 161207.9 | 4108 | 4243.6 | 0 | 8202.5 | 61999.3 | 0 | 850.9 | 12301.8 | 163027 | 0 | 4636.8 | 3315.4 | 32278.6 | 88396.1 | 5480.2 | 8404.3 | 0 | 68432.2 | 78005.5 | 1617.4 | 10123.4 | 7280.8 | 3284.9 | 8050.4
3308 | 138 | Day138 | 19 | Hour19 | 5 | Spring | 2117 | #N/A | Spring | 529694.9 | 2024-05-18 19:00 | 525126.9 | 0 | 0 | 4568 | 529694.9 | 505623.6 | 395920.1 | 0.0371 | 0.0582 | 0.55 | 0.54 | 259.4 | 16.8 | 2.36 | 22.1 | 953.5 | 0.18 | 260.6 | 50.5 | 311.1 | 273.4 | 17.6 | 2.48 | 23.4 | 1007.6 | 0.19 | 274.6 | 53.5 | 328.1 | 351 | 16.8 | 2.38 | 33.9 | 1384.4 | 0.25 | 352.2 | 75.2 | 427.4 | 993.5 | 94.4 | 13.66 | 49.9 | 2707.6 | 0.54 | 1000 | 130.7 | 1130.8 | 32.24 | 0 | 0.25 | 32.49 | 34.23 | 0 | 0.27 | 34.5 | 529694.9 | 133774.8 | 3401.1 | 4253 | 0 | 8202.5 | 62013.4 | 0 | 578.9 | 7064 | 166808.4 | 0 | 3269.1 | 3315.4 | 43070.3 | 88396.1 | 6658.2 | 6532.6 | 0 | 34588.3 | 89991.6 | 1551.8 | 7375.5 | 5199.9 | 2149.3 | 8050.4
3309 | 138 | Day138 | 20 | Hour20 | 5 | Spring | 2117 | #N/A | Spring | 520197.6 | 2024-05-18 20:00 | 514861.4 | 0 | 0 | 5336.2 | 520197.6 | 495976.6 | 405537.9 | 0.0367 | 0.0569 | 0.54 | 0.53 | 263.7 | 17.3 | 2.42 | 22.1 | 970.9 | 0.17 | 264.9 | 51.1 | 315.9 | 277.5 | 18.1 | 2.54 | 23.4 | 1023.7 | 0.18 | 278.7 | 53.9 | 332.7 | 352.2 | 17.4 | 2.46 | 33.3 | 1387 | 0.24 | 353.4 | 74.7 | 428.1 | 1115.4 | 118.3 | 17.29 | 45.5 | 2604 | 0.65 | 1123.7 | 123.3 | 1246.9 | 28.96 | 0 | 0.26 | 29.21 | 30.72 | 0 | 0.27 | 30.99 | 520197.6 | 114659.8 | 3314.8 | 4253 | 0 | 8374.7 | 63277.5 | 0 | 139.9 | 4264.6 | 168705.8 | 0 | 2137.1 | 3315.4 | 54668.9 | 88396.1 | 4844.8 | 4249.7 | 0 | 7637.4 | 101072.9 | 1544.9 | 2208.8 | 1045.9 | 3203.9 | 7872.8
3310 | 138 | Day138 | 21 | Hour21 | 5 | Spring | 2117 | #N/A | Spring | 501436.6 | 2024-05-18 21:00 | 495804.6 | 0 | 0 | 5631.9 | 501436.6 | 477982.9 | 392092 | 0.0359 | 0.0548 | 0.55 | 0.55 | 253.6 | 16.6 | 2.32 | 21.3 | 943.3 | 0.16 | 254.8 | 49.5 | 304.2 | 265.6 | 17.3 | 2.42 | 22.4 | 989.7 | 0.17 | 266.8 | 51.9 | 318.7 | 377.3 | 21.6 | 3 | 32 | 1468.9 | 0.21 | 378.8 | 75.9 | 454.7 | 1038.5 | 108.9 | 15.77 | 41.8 | 2587.9 | 0.52 | 1046.1 | 119.1 | 1165.2 | 28.24 | 0 | 0.26 | 28.5 | 29.89 | 0 | 0.28 | 30.17 | 501436.6 | 109344.6 | 4811.1 | 4257.5 | 0 | 8374.7 | 58807.5 | 0 | 0 | 55.3 | 162623.2 | 0 | 940 | 3315.4 | 52914.3 | 88396.1 | 2721.7 | 4930.4 | 0 | 55.1 | 107730.1 | 1504 | 610.6 | 861.5 | 4673.1 | 8067.1
3311 | 138 | Day138 | 22 | Hour22 | 5 | Spring | 2117 | #N/A | Spring | 467067.6 | 2024-05-18 22:00 | 461295.4 | 0 | 0 | 5772.2 | 467067.6 | 445260.1 | 355850 | 0.0348 | 0.0512 | 0.59 | 0.58 | 225.3 | 14.1 | 1.95 | 19.8 | 861.5 | 0.15 | 226.2 | 45.6 | 271.8 | 235.5 | 14.7 | 2.04 | 20.8 | 901.3 | 0.16 | 236.5 | 47.7 | 284.1 | 420.5 | 27.1 | 3.76 | 32.3 | 1589.4 | 0.2 | 422.3 | 79.7 | 502 | 723.6 | 61.4 | 8.74 | 42.7 | 2261.6 | 0.36 | 727.8 | 110.2 | 838 | 25.52 | 0 | 0.26 | 25.79 | 26.93 | 0 | 0.28 | 27.21 | 467067.6 | 111217.6 | 3402.6 | 4251.7 | 0 | 8333.6 | 45784.2 | 0 | 0 | 0 | 145874.1 | 0 | 159.1 | 3315.4 | 51100.2 | 88062.9 | 1819.7 | 3746.4 | 0 | 0 | 109683.2 | 1534.3 | 6.5 | 1823.8 | 3938.2 | 7320.3
3312 | 138 | Day138 | 23 | Hour23 | 5 | Spring | 2117 | #N/A | Spring | 432945.4 | 2024-05-18 23:00 | 427103 | 0 | 153.6 | 5688.9 | 432945.4 | 412685.8 | 321885.1 | 0.0338 | 0.0477 | 0.62 | 0.62 | 196.4 | 11.5 | 1.59 | 18.4 | 775.5 | 0.14 | 197.2 | 41.5 | 238.7 | 205.3 | 12 | 1.66 | 19.2 | 811.1 | 0.15 | 206.1 | 43.5 | 249.6 | 422.5 | 26.4 | 3.64 | 33.3 | 1626.3 | 0.2 | 424.3 | 81.8 | 506.1 | 898.5 | 98.7 | 14.33 | 32.6 | 2098.4 | 0.46 | 905.4 | 95.2 | 1000.6 | 23.43 | 0 | 0.27 | 23.69 | 24.65 | 0 | 0.28 | 24.93 | 432945.4 | 111060.4 | 2297.8 | 4045.5 | 0 | 7366.6 | 33593.1 | 0 | 0 | 0 | 127734 | 0 | 159.1 | 3315.4 | 50405.5 | 87875.7 | 1569.7 | 3522.8 | 0 | 0 | 109496.1 | 1564.3 | 0 | 490.1 | 3297.2 | 7223.2
3313 | 139 | Day139 | 0 | Hour0 | 5 | Spring | 16 | 559846.2 | Spring | 404096.6 | 2024-05-19 | 398151.6 | 5 | 546.5 | 5393.5 | 404096.7 | 385047.3 | 295541.7 | 0.0329 | 0.0446 | 0.65 | 0.65 | 185 | 11 | 1.52 | 17.4 | 725.4 | 0.14 | 185.8 | 39.1 | 224.9 | 193.2 | 11.5 | 1.58 | 18.3 | 758.8 | 0.14 | 193.9 | 40.9 | 234.9 | 422 | 25.8 | 3.55 | 33.7 | 1642.2 | 0.2 | 423.7 | 82.7 | 506.4 | 504.8 | 32.6 | 4.52 | 38.9 | 1898.7 | 0.24 | 507 | 95.5 | 602.5 | 21.69 | 0 | 0.27 | 21.96 | 22.76 | 0 | 0.28 | 23.04 | 404096.6 | 108554.9 | 2800.7 | 4034.6 | 0 | 6321.4 | 30229.6 | 0 | 0 | 0 | 109726.1 | 0 | 159.1 | 3315.4 | 46200.4 | 87397.2 | 1412.4 | 3944.8 | 0 | 0 | 106961.6 | 1593.3 | 0 | 307.6 | 1225.1 | 4650
3314 | 139 | Day139 | 1 | Hour1 | 5 | Spring | 2117 | #N/A | Spring | 381497.2 | 2024-05-19 01:00 | 375410.2 | 142.2 | 775.3 | 5169.4 | 381497.2 | 363321.1 | 275759.8 | 0.0322 | 0.0419 | 0.65 | 0.65 | 186.3 | 11.4 | 1.57 | 17.4 | 722.9 | 0.14 | 187.1 | 39 | 226.1 | 193.8 | 11.8 | 1.63 | 18.2 | 753.7 | 0.14 | 194.6 | 40.7 | 235.3 | 409.8 | 24.6 | 3.37 | 33.4 | 1610.7 | 0.19 | 411.5 | 81.5 | 493 | 414.7 | 28.6 | 4 | 31 | 1502 | 0.22 | 416.6 | 75.8 | 492.4 | 18.95 | 0 | 0.26 | 19.21 | 19.87 | 0 | 0.28 | 20.15 | 381497.2 | 105737.4 | 706 | 4034.6 | 0 | 4760.4 | 29723.9 | 0 | 0 | 0 | 101533.5 | 0 | 159.1 | 3315.4 | 41589.3 | 85598.8 | 1288.5 | 3050.2 | 0 | 0 | 104049.8 | 1687.6 | 0 | 0 | 47.5 | 4566.6
3315 | 139 | Day139 | 2 | Hour2 | 5 | Spring | 2117 | #N/A | Spring | 369890 | 2024-05-19 02:00 | 360234.7 | 1490.3 | 3169.7 | 4995.3 | 369890 | 348803.2 | 266582.5 | 0.0317 | 0.04 | 0.65 | 0.64 | 190.3 | 11.7 | 1.62 | 17.7 | 736 | 0.14 | 191.1 | 39.7 | 230.8 | 198 | 12.1 | 1.68 | 18.4 | 766.3 | 0.15 | 198.8 | 41.3 | 240.1 | 373.2 | 20.1 | 2.72 | 32.7 | 1539.4 | 0.18 | 374.5 | 78.6 | 453.1 | 340.4 | 19.8 | 2.71 | 28.9 | 1348.4 | 0.18 | 341.8 | 69.1 | 410.8 | 18.7 | 0 | 0.26 | 18.96 | 19.6 | 0 | 0.28 | 19.87 | 369890 | 103307.5 | 290.7 | 4034.6 | 0 | 4760.4 | 29787.3 | 0 | 0 | 0 | 99610.1 | 0 | 159.1 | 3315.4 | 36301.5 | 85041.2 | 1219.2 | 2062.9 | 0 | 0 | 101567.7 | 1739.8 | 0 | 0 | 0 | 4566.6
3316 | 139 | Day139 | 3 | Hour3 | 5 | Spring | 2117 | #N/A | Spring | 363440.4 | 2024-05-19 03:00 | 354189.8 | 1402.2 | 2973.1 | 4875.2 | 363440.3 | 343023.6 | 263245.9 | 0.0315 | 0.0392 | 0.64 | 0.64 | 193.8 | 11.9 | 1.65 | 18 | 749.3 | 0.14 | 194.6 | 40.4 | 234.9 | 201.6 | 12.4 | 1.72 | 18.7 | 779.4 | 0.15 | 202.4 | 42 | 244.4 | 369 | 20 | 2.7 | 32.2 | 1519.1 | 0.18 | 370.4 | 77.5 | 447.9 | 452.6 | 32.8 | 4.61 | 32.2 | 1590.4 | 0.23 | 454.9 | 79.7 | 534.6 | 18.69 | 0 | 0.26 | 18.94 | 19.56 | 0 | 0.27 | 19.84 | 363440.4 | 100194.4 | 511.4 | 4034.6 | 0 | 4387.5 | 29813.9 | 0 | 0 | 0.2 | 99679.3 | 0 | 159.1 | 3315.4 | 34308.7 | 84866.2 | 1193 | 976.7 | 0 | 0.6 | 98406.9 | 1786.7 | 0 | 0 | 0 | 4566.6
3317 | 139 | Day139 | 4 | Hour4 | 5 | Spring | 2117 | #N/A | Spring | 365349.4 | 2024-05-19 04:00 | 358742 | 1324.7 | 784.3 | 4498.4 | 365349.4 | 347412.2 | 264592.7 | 0.0316 | 0.0396 | 0.63 | 0.63 | 195.7 | 11.9 | 1.65 | 18.3 | 761.2 | 0.14 | 196.5 | 41 | 237.4 | 203.5 | 12.4 | 1.71 | 19 | 792.3 | 0.15 | 204.3 | 42.7 | 247 | 389.9 | 22.6 | 3.1 | 32.5 | 1555 | 0.19 | 391.4 | 78.9 | 470.3 | 470.8 | 32.2 | 4.48 | 35.1 | 1726.7 | 0.23 | 473 | 86.6 | 559.7 | 18.87 | 0 | 0.26 | 19.13 | 19.81 | 0 | 0.27 | 20.08 | 365349.4 | 100756.8 | 118.1 | 4030.1 | 0 | 4760.4 | 29813.9 | 0 | 0 | 213.3 | 102833.8 | 0 | 153.6 | 3315.4 | 31480.7 | 85293.5 | 1117.6 | 1675.5 | 0 | 890.1 | 97796.5 | 1856.8 | 0.5 | 0 | 231.6 | 4191.5
3318 | 139 | Day139 | 5 | Hour5 | 5 | Spring | 2117 | #N/A | Spring | 381241.8 | 2024-05-19 05:00 | 374446.6 | 1588.9 | 758.6 | 4447.7 | 381241.8 | 362492.5 | 267113 | 0.0319 | 0.0413 | 0.64 | 0.64 | 189.3 | 11.4 | 1.58 | 17.7 | 739.1 | 0.14 | 190.1 | 39.8 | 229.9 | 197.2 | 11.9 | 1.64 | 18.5 | 770.3 | 0.15 | 198 | 41.5 | 239.5 | 347 | 20.6 | 2.82 | 28.5 | 1370.1 | 0.17 | 348.4 | 69.4 | 417.8 | 420.7 | 28 | 3.88 | 32.1 | 1567.5 | 0.21 | 422.6 | 78.9 | 501.6 | 18.77 | 0 | 0.26 | 19.03 | 19.68 | 0 | 0.26 | 19.95 | 381241.8 | 114128.8 | 1520 | 4030.1 | 0 | 4387.5 | 29813.9 | 0 | 0 | 709.9 | 105092.2 | 0 | 0 | 3315.4 | 30014.2 | 85909.1 | 1107.8 | 1922.9 | 0 | 13166.1 | 98344.5 | 1908.4 | 1083.2 | 0 | 0 | 4564.2
3319 | 139 | Day139 | 6 | Hour6 | 5 | Spring | 2117 | #N/A | Spring | 412355.9 | 2024-05-19 06:00 | 398171.3 | 3734.2 | 5631 | 4819.3 | 412355.9 | 385217.1 | 261584.2 | 0.0325 | 0.0438 | 0.69 | 0.68 | 169.1 | 10.5 | 1.45 | 15.7 | 652.4 | 0.13 | 169.8 | 35.2 | 205 | 177.9 | 11.1 | 1.53 | 16.4 | 684.7 | 0.13 | 178.6 | 36.9 | 215.5 | 175.3 | 8.5 | 1.13 | 16 | 752.8 | 0.08 | 175.9 | 38.5 | 214.4 | 443.9 | 26.7 | 3.67 | 35.8 | 1740.4 | 0.2 | 445.7 | 87.7 | 533.4 | 19.14 | 0 | 0.27 | 19.42 | 20 | 0 | 0.27 | 20.27 | 412355.9 | 150771.7 | 2155.3 | 4085.1 | 0 | 4760.4 | 29813.9 | 0 | 0 | 7776.6 | 98337.4 | 0 | 0 | 3315.4 | 30320.9 | 86034.9 | 1107.8 | 1653.1 | 0 | 44026 | 97055.8 | 1913.3 | 4694.2 | 0 | 0 | 5424.5
3320 | 139 | Day139 | 7 | Hour7 | 5 | Spring | 2117 | #N/A | Spring | 437601.4 | 2024-05-19 07:00 | 422583.9 | 5196.4 | 4887.6 | 4933.4 | 437601.4 | 408530.5 | 262724.1 | 0.0333 | 0.0465 | 0.7 | 0.7 | 162.9 | 10.1 | 1.4 | 15.1 | 628.4 | 0.12 | 163.6 | 33.8 | 197.4 | 170.5 | 10.6 | 1.47 | 15.7 | 656 | 0.13 | 171.2 | 35.3 | 206.5 | 113.2 | 4.9 | 0.65 | 10.8 | 502.7 | 0.05 | 113.5 | 25.8 | 139.4 | 418.6 | 25.2 | 3.47 | 33.7 | 1639.9 | 0.19 | 420.3 | 82.6 | 503 | 19.38 | 0 | 0.28 | 19.66 | 20.36 | 0 | 0.28 | 20.64 | 437601.4 | 174877.2 | 663.8 | 4102.7 | 0 | 4760.4 | 30495.7 | 0 | 34.1 | 11339 | 100664.3 | 0 | 0 | 3315.4 | 31431.6 | 86034.9 | 1107.8 | 147.5 | 0 | 78970.6 | 82536.4 | 1997.1 | 7462.5 | 0 | 0 | 5323.3
3321 | 139 | Day139 | 8 | Hour8 | 5 | Spring | 2117 | #N/A | Spring | 453463.2 | 2024-05-19 08:00 | 445158.6 | 1519.6 | 1751.3 | 5033.7 | 453463.2 | 430032.9 | 252949.2 | 0.034 | 0.0489 | 0.71 | 0.71 | 154.1 | 9.6 | 1.33 | 14.3 | 592.4 | 0.12 | 154.7 | 31.9 | 186.7 | 160.3 | 10 | 1.39 | 14.8 | 615.4 | 0.12 | 160.9 | 33.2 | 194.1 | 73.1 | 2.7 | 0.34 | 7.5 | 341.3 | 0.03 | 73.3 | 17.7 | 90.9 | 630.9 | 57.5 | 8.23 | 33.2 | 1855.9 | 0.3 | 634.9 | 88.6 | 723.5 | 20.16 | 0 | 0.27 | 20.43 | 21.25 | 0 | 0.28 | 21.53 | 453463.2 | 200514 | 6.7 | 4163.8 | 0 | 5086.8 | 30184.5 | 0 | 532.2 | 13962 | 98233.7 | 0 | 0 | 3315.4 | 24151.7 | 86698.8 | 1107.8 | 0 | 0 | 120811.3 | 63110.7 | 2097.8 | 10258 | 0 | 119 | 6494
3322 | 139 | Day139 | 9 | Hour9 | 5 | Spring | 2117 | #N/A | Spring | 480668.2 | 2024-05-19 09:00 | 467005.2 | 3782.7 | 4151.1 | 5729.2 | 480668.1 | 450785.4 | 255191 | 0.0347 | 0.0513 | 0.72 | 0.72 | 148.6 | 9.2 | 1.27 | 13.8 | 574 | 0.11 | 149.3 | 30.9 | 180.1 | 156 | 9.6 | 1.34 | 14.4 | 602.3 | 0.12 | 156.7 | 32.4 | 189.1 | 56.9 | 1.9 | 0.24 | 6 | 270.4 | 0.03 | 57 | 14 | 71 | 312 | 9.9 | 1.21 | 35.7 | 1510.7 | 0.2 | 312.6 | 80.8 | 393.4 | 18.6 | 0 | 0.27 | 18.87 | 19.86 | 0 | 0.28 | 20.14 | 480668.2 | 225477.1 | 9.7 | 4136.3 | 0 | 4861.3 | 30478.5 | 0 | 888.8 | 20860.3 | 101626.8 | 0 | 0 | 3315.4 | 24171.5 | 85483.7 | 1107.8 | 0 | 0 | 140227.6 | 61309.4 | 2190.9 | 15349.9 | 110.6 | 0.6 | 7560.2
3323 | 139 | Day139 | 10 | Hour10 | 5 | Spring | 2117 | #N/A | Spring | 502452.6 | 2024-05-19 10:00 | 487609.4 | 4538.2 | 4341.8 | 5963.1 | 502452.5 | 470304.8 | 267895 | 0.0355 | 0.0536 | 0.71 | 0.71 | 154.6 | 9.6 | 1.33 | 14.1 | 594.6 | 0.11 | 155.2 | 31.8 | 187 | 162.8 | 10.1 | 1.41 | 14.8 | 626.1 | 0.12 | 163.5 | 33.5 | 197 | 53.3 | 1.7 | 0.21 | 5.7 | 256.1 | 0.02 | 53.4 | 13.3 | 66.7 | 588.2 | 54.9 | 7.87 | 31.5 | 1694.1 | 0.32 | 592 | 82.1 | 674 | 19.96 | 0 | 0.27 | 20.23 | 21.39 | 0 | 0.28 | 21.66 | 502452.6 | 234557.6 | 26.5 | 4137.4 | 0 | 5509.8 | 33550.6 | 0 | 995.2 | 22378.8 | 109861.2 | 0 | 0 | 3315.4 | 24205.2 | 86181 | 1107.8 | 0 | 0 | 141992.5 | 66917.7 | 2273.3 | 18208.1 | 341.8 | 0 | 7570.2
3324 | 139 | Day139 | 11 | Hour11 | 5 | Spring | 2117 | #N/A | Spring | 518274.9 | 2024-05-19 11:00 | 504518.2 | 3721.9 | 4147 | 5887.8 | 518274.9 | 486276.8 | 280836.3 | 0.0362 | 0.0555 | 0.7 | 0.7 | 162.7 | 10.3 | 1.43 | 14.5 | 620.6 | 0.11 | 163.4 | 33.1 | 196.5 | 171.2 | 10.8 | 1.5 | 15.3 | 652.9 | 0.12 | 172 | 34.8 | 206.7 | 58.2 | 1.8 | 0.21 | 6.3 | 283 | 0.03 | 58.3 | 14.7 | 73 | 439.3 | 27.1 | 3.74 | 36.5 | 1704.2 | 0.24 | 441.2 | 87.3 | 528.5 | 20.77 | 0 | 0.26 | 21.03 | 22.26 | 0 | 0.27 | 22.54 | 518274.9 | 237438.6 | 0 | 4137.4 | 0 | 6521.1 | 37268.3 | 0 | 1014.9 | 22778 | 116984.3 | 0 | 0 | 3315.4 | 25033 | 86371.4 | 1205.5 | 0 | 0 | 143240.1 | 68028.1 | 2377.5 | 19746.5 | 399.4 | 0 | 7537.8
3325 | 139 | Day139 | 12 | Hour12 | 5 | Spring | 2117 | #N/A | Spring | 530571.1 | 2024-05-19 12:00 | 518111 | 2191.6 | 4360 | 5908.5 | 530571.1 | 499086.4 | 291997.4 | 0.0367 | 0.0571 | 0.69 | 0.68 | 169.7 | 10.8 | 1.49 | 15 | 646.8 | 0.12 | 170.4 | 34.3 | 204.8 | 178.3 | 11.3 | 1.57 | 15.8 | 679.5 | 0.12 | 179.1 | 36.1 | 215.2 | 56.5 | 1.5 | 0.18 | 6.2 | 280.2 | 0.03 | 56.6 | 14.6 | 71.2 | 489.1 | 35.1 | 4.91 | 36 | 1743.7 | 0.27 | 491.5 | 88.1 | 579.5 | 21.48 | 0 | 0.26 | 21.74 | 23.02 | 0 | 0.27 | 23.29 | 530571.1 | 238573.8 | 0 | 4137.4 | 0 | 7419.9 | 39996 | 0 | 1014.9 | 22643.4 | 124464 | 0 | 0 | 3315.4 | 25039.4 | 86371.4 | 1205.5 | 48.5 | 0 | 140545.7 | 71867.1 | 2502.7 | 20093.5 | 398.1 | 187.8 | 7360.2
3326 | 139 | Day139 | 13 | Hour13 | 5 | Spring | 2117 | #N/A | Spring | 541176 | 2024-05-19 13:00 | 530271 | 637.7 | 4360 | 5907.3 | 541176 | 510517.3 | 299598.2 | 0.0372 | 0.0585 | 0.68 | 0.68 | 174.8 | 11.2 | 1.56 | 15.3 | 662.3 | 0.12 | 175.6 | 35 | 210.6 | 183.4 | 11.8 | 1.63 | 16 | 694.9 | 0.12 | 184.2 | 36.8 | 221 | 53.4 | 1.7 | 0.21 | 5.6 | 255.5 | 0.02 | 53.5 | 13.3 | 66.7 | 458.8 | 30.1 | 4.17 | 36.4 | 1724.8 | 0.25 | 460.8 | 87.9 | 548.7 | 21.67 | 0 | 0.25 | 21.92 | 23.21 | 0 | 0.27 | 23.47 | 541176 | 241577.8 | 158.6 | 4137.4 | 0 | 7516.9 | 42693.7 | 0 | 1012.4 | 23799.4 | 128581 | 0 | 0 | 3315.4 | 25051.5 | 86784.7 | 1205.5 | 153.6 | 0 | 141733.2 | 72452.5 | 2580.3 | 18645.4 | 1259.4 | 663.2 | 7904.9
3327 | 139 | Day139 | 14 | Hour14 | 5 | Spring | 2117 | #N/A | Spring | 549153 | 2024-05-19 14:00 | 538755.3 | 430.9 | 4147 | 5819.9 | 549153 | 518473.9 | 307630.2 | 0.0376 | 0.0596 | 0.67 | 0.67 | 182.5 | 11.9 | 1.66 | 15.6 | 684.6 | 0.12 | 183.3 | 36.1 | 219.4 | 191.4 | 12.5 | 1.74 | 16.4 | 718.1 | 0.13 | 192.2 | 37.8 | 230.1 | 59.4 | 2.1 | 0.27 | 6.1 | 278.4 | 0.03 | 59.5 | 14.4 | 73.9 | 652.6 | 60.2 | 8.62 | 35.3 | 1900.8 | 0.35 | 656.8 | 92.1 | 748.8 | 21.98 | 0 | 0.25 | 22.23 | 23.55 | 0 | 0.26 | 23.81 | 549153 | 241522.8 | 232 | 4137.4 | 0 | 7719.9 | 46351.2 | 0 | 1010.6 | 24117.4 | 132957.1 | 0 | 0 | 3315.4 | 25054.8 | 86428.7 | 1275.9 | 157.7 | 0 | 139044.6 | 74749.5 | 2600.6 | 18620.4 | 1720.9 | 739.9 | 7847.5
3328 | 139 | Day139 | 15 | Hour15 | 5 | Spring | 2117 | #N/A | Spring | 555977.9 | 2024-05-19 15:00 | 544357.1 | 1535.2 | 4360 | 5725.5 | 555977.9 | 523722.3 | 317434.2 | 0.0379 | 0.0603 | 0.66 | 0.66 | 191.1 | 12.6 | 1.76 | 16.2 | 710.7 | 0.13 | 191.9 | 37.4 | 229.3 | 200.9 | 13.3 | 1.85 | 17 | 747.2 | 0.13 | 201.8 | 39.3 | 241.1 | 69.3 | 2.7 | 0.35 | 6.9 | 316.5 | 0.03 | 69.5 | 16.3 | 85.8 | 667.2 | 60.2 | 8.69 | 38.1 | 1918.3 | 0.41 | 671.4 | 95.4 | 766.8 | 22.47 | 0 | 0.25 | 22.72 | 24.14 | 0 | 0.26 | 24.4 | 555977.9 | 238543.7 | 110 | 4137.4 | 0 | 7825 | 49860.6 | 0 | 1007.1 | 23228.8 | 137874 | 0 | 0 | 3315.4 | 26101.5 | 86371.4 | 1681.1 | 157.7 | 0 | 133510.4 | 78231.9 | 2565.5 | 18169.4 | 4816.2 | 976.3 | 7641.7
3329 | 139 | Day139 | 16 | Hour16 | 5 | Spring | 2117 | #N/A | Spring | 559846.2 | 2024-05-19 16:00 | 547925.2 | 2082.3 | 4360 | 5478.7 | 559846.2 | 527068.8 | 329880.7 | 0.0381 | 0.0607 | 0.64 | 0.64 | 203.1 | 13.5 | 1.9 | 17 | 745.4 | 0.14 | 204 | 39.3 | 243.3 | 214.5 | 14.3 | 2 | 18 | 787 | 0.14 | 215.5 | 41.5 | 257 | 86.4 | 3.5 | 0.46 | 8.5 | 391 | 0.04 | 86.6 | 20.2 | 106.8 | 473.4 | 30.8 | 4.26 | 38 | 1789.2 | 0.26 | 475.5 | 91.4 | 566.9 | 23.05 | 0 | 0.25 | 23.3 | 24.79 | 0 | 0.26 | 25.05 | 559846.2 | 229965.5 | 304.9 | 4196.6 | 0 | 7825 | 53988.6 | 0 | 1004.7 | 22071.6 | 142146.2 | 0 | 379.7 | 3315.4 | 27285.4 | 86371.4 | 2972.8 | 1094.7 | 0 | 123030.9 | 81345.2 | 2513 | 17049.9 | 5484.6 | 1841.4 | 8254.3
3330 | 139 | Day139 | 17 | Hour17 | 5 | Spring | 2117 | #N/A | Spring | 554093.6 | 2024-05-19 17:00 | 542818.9 | 1575.9 | 4360 | 5338.8 | 554093.6 | 522276.5 | 347120.7 | 0.0378 | 0.0601 | 0.62 | 0.62 | 214.9 | 14.3 | 2 | 18 | 788.2 | 0.14 | 215.9 | 41.5 | 257.4 | 229.3 | 15.3 | 2.14 | 19.2 | 841.3 | 0.15 | 230.3 | 44.3 | 274.7 | 121 | 4.7 | 0.61 | 12.1 | 551.6 | 0.06 | 121.3 | 28.6 | 149.9 | 486.8 | 30.2 | 4.26 | 41.2 | 1797.9 | 0.32 | 488.8 | 94.8 | 583.7 | 23.59 | 0 | 0.25 | 23.84 | 25.33 | 0 | 0.26 | 25.6 | 554093.6 | 206972.9 | 543.4 | 4196.6 | 0 | 7825 | 56280.1 | 0 | 978.6 | 20229.6 | 147975.3 | 0 | 589.9 | 3315.4 | 30451.8 | 86635.8 | 3423.8 | 5883.6 | 0 | 98470.4 | 84870.4 | 2423.9 | 12732.3 | 8599.8 | 1728.6 | 8045.8
3331 | 139 | Day139 | 18 | Hour18 | 5 | Spring | 2117 | #N/A | Spring | 536375.2 | 2024-05-19 18:00 | 529152.8 | 9.7 | 2142.7 | 5070 | 536375.3 | 509435.8 | 365496.2 | 0.0373 | 0.0585 | 0.6 | 0.59 | 230.8 | 15.2 | 2.13 | 19.5 | 846.3 | 0.16 | 231.8 | 44.8 | 276.6 | 247 | 16.1 | 2.26 | 21.1 | 909.2 | 0.17 | 248.1 | 48.2 | 296.3 | 244.4 | 11.4 | 1.6 | 23.8 | 980 | 0.17 | 245.2 | 53.1 | 298.3 | 650.5 | 21 | 3.15 | 75.6 | 2614.6 | 0.65 | 651.9 | 153.7 | 805.7 | 41.12 | 0 | 0.25 | 41.37 | 43.85 | 0 | 0.26 | 44.11 | 536375.2 | 170879.1 | 3972.2 | 4236 | 0 | 7997.2 | 57121.2 | 0 | 880.2 | 12230.2 | 149074.7 | 0 | 3622.5 | 3315.4 | 32071.3 | 88061 | 4944.2 | 11080.5 | 0 | 64722.3 | 90677.9 | 2368.4 | 10347.7 | 8197.7 | 2114.1 | 8254.3
3332 | 139 | Day139 | 19 | Hour19 | 5 | Spring | 2117 | #N/A | Spring | 515582 | 2024-05-19 19:00 | 511223.6 | 0 | 0 | 4358.3 | 515582 | 492557.6 | 368383.5 | 0.0365 | 0.0565 | 0.58 | 0.57 | 240.7 | 16 | 2.25 | 20.2 | 877.6 | 0.16 | 241.8 | 46.4 | 288.2 | 255.3 | 16.9 | 2.38 | 21.5 | 933.6 | 0.17 | 256.5 | 49.4 | 305.9 | 337.1 | 16.9 | 2.4 | 31.8 | 1309.2 | 0.24 | 338.3 | 70.9 | 409.2 | 904.2 | 89.2 | 12.94 | 42.6 | 2356.8 | 0.5 | 910.4 | 112.9 | 1023.3 | 27.67 | 0 | 0.25 | 27.92 | 29.35 | 0 | 0.26 | 29.62 | 515582 | 147198.5 | 1808.6 | 4245.4 | 0 | 8370.1 | 58393.7 | 0 | 613.4 | 6833 | 152067.1 | 0 | 891.8 | 3315.4 | 36780 | 88061 | 4633.6 | 9816.7 | 0 | 34725.6 | 102671.6 | 2355 | 7197.2 | 4967.3 | 1307.9 | 7679.9
3333 | 139 | Day139 | 20 | Hour20 | 5 | Spring | 2117 | #N/A | Spring | 504710.6 | 2024-05-19 20:00 | 499702.4 | 0 | 0 | 5008.1 | 504710.6 | 481696.6 | 381034.5 | 0.036 | 0.0551 | 0.57 | 0.56 | 247.8 | 16.6 | 2.33 | 20.6 | 902.5 | 0.17 | 248.9 | 47.6 | 296.5 | 261.4 | 17.4 | 2.44 | 21.9 | 954.9 | 0.18 | 262.6 | 50.4 | 313 | 351.9 | 19.4 | 2.72 | 31 | 1362 | 0.21 | 353.2 | 71.6 | 424.8 | 905 | 88.5 | 12.86 | 44.1 | 2360.5 | 0.53 | 911.2 | 114.6 | 1025.8 | 28.2 | 0 | 0.25 | 28.46 | 29.87 | 0 | 0.27 | 30.13 | 504710.6 | 123676.1 | 3062.6 | 4245.4 | 0 | 8374.7 | 59340.6 | 0 | 154.7 | 4040.8 | 153069.2 | 0 | 859.9 | 3315.4 | 48912.9 | 88093.2 | 4340.5 | 7420.1 | 0 | 8186.1 | 108964 | 2330.6 | 2150.3 | 2006 | 2965.3 | 7700.6
3334 | 139 | Day139 | 21 | Hour21 | 5 | Spring | 2117 | #N/A | Spring | 488765.2 | 2024-05-19 21:00 | 483475.2 | 0 | 0 | 5290 | 488765.3 | 466345.1 | 375400.7 | 0.0354 | 0.0534 | 0.57 | 0.56 | 244.1 | 16.3 | 2.28 | 20.3 | 896.4 | 0.16 | 245.2 | 47.1 | 292.3 | 256.4 | 17 | 2.38 | 21.5 | 944.7 | 0.17 | 257.6 | 49.7 | 307.3 | 368.4 | 21.7 | 3.04 | 31 | 1398.7 | 0.21 | 369.9 | 72.7 | 442.6 | 915.7 | 84.8 | 12.65 | 53.2 | 2211.7 | 0.76 | 921.7 | 119.3 | 1041 | 27.48 | 0 | 0.26 | 27.74 | 29.05 | 0 | 0.27 | 29.32 | 488765.2 | 113364.5 | 6215.6 | 4249.9 | 0 | 8374.7 | 56789.8 | 0 | 0 | 30.1 | 149441.6 | 0 | 597.4 | 3315.4 | 49450.5 | 88061 | 2772.9 | 6131.9 | 0 | 54.5 | 110991 | 2288.9 | 587.1 | 1213.3 | 4100.1 | 7420.9
3335 | 139 | Day139 | 22 | Hour22 | 5 | Spring | 2117 | #N/A | Spring | 459579.4 | 2024-05-19 22:00 | 454222 | 0 | 0 | 5357.5 | 459579.4 | 438578 | 346793.3 | 0.0344 | 0.0502 | 0.59 | 0.59 | 222.9 | 14.3 | 1.98 | 19.3 | 846.4 | 0.15 | 223.9 | 44.6 | 268.5 | 232.9 | 14.9 | 2.06 | 20.2 | 885.4 | 0.15 | 233.9 | 46.7 | 280.6 | 425.8 | 29.1 | 4.07 | 31.4 | 1545.1 | 0.21 | 427.8 | 77.5 | 505.3 | 572 | 36.4 | 5.05 | 44.5 | 2167.7 | 0.27 | 574.5 | 109.2 | 683.7 | 25.69 | 0 | 0.26 | 25.96 | 27.08 | 0 | 0.28 | 27.36 | 459579.4 | 112786.1 | 3927 | 4249.9 | 0 | 7045.7 | 46267.4 | 0 | 0 | 0 | 139931.5 | 0 | 159.1 | 3315.4 | 49156.9 | 88061 | 973.2 | 3706.3 | 0 | 0 | 110506.1 | 2280 | 4.5 | 87.3 | 3688.5 | 7138
3336 | 139 | Day139 | 23 | Hour23 | 5 | Spring | 2117 | #N/A | Spring | 429581 | 2024-05-19 23:00 | 424227.1 | 0 | 153.6 | 5200.4 | 429581.1 | 409992 | 319003.1 | 0.0336 | 0.0472 | 0.62 | 0.62 | 198.8 | 12.2 | 1.68 | 18.1 | 773.8 | 0.14 | 199.6 | 41.2 | 240.8 | 207.6 | 12.7 | 1.75 | 18.9 | 809.1 | 0.14 | 208.4 | 43.1 | 251.5 | 432.8 | 28.9 | 4.01 | 32.4 | 1607.4 | 0.2 | 434.8 | 80.4 | 515.2 | 813.1 | 81.6 | 11.78 | 36.1 | 2140.7 | 0.4 | 818.8 | 100 | 918.8 | 23.17 | 0 | 0.26 | 23.43 | 24.36 | 0 | 0.28 | 24.64 | 429581 | 110578 | 3103.1 | 4116.2 | 0 | 7308.9 | 35975.8 | 0 | 0 | 0 | 124317 | 0 | 159.1 | 3315.4 | 48654.6 | 87397.2 | 807.9 | 3848 | 0 | 0 | 108344.3 | 2233.7 | 0 | 0 | 3377.6 | 5572.1
3337 | 140 | Day140 | 0 | Hour0 | 5 | Spring | 24 | 532559.6 | Spring | 402555.2 | 2024-05-20 | 396887.2 | 9.7 | 466.7 | 5191.6 | 402555.2 | 383874.4 | 295684.6 | 0.0328 | 0.0442 | 0.65 | 0.65 | 182.9 | 11.1 | 1.53 | 17 | 716 | 0.13 | 183.7 | 38.4 | 222.1 | 190.7 | 11.5 | 1.59 | 17.8 | 748.1 | 0.14 | 191.5 | 40.2 | 231.7 | 416 | 25.6 | 3.52 | 33.1 | 1613.4 | 0.19 | 417.8 | 81.2 | 499 | 888.9 | 96.7 | 14.03 | 32.7 | 2105.7 | 0.45 | 895.6 | 95.5 | 991.2 | 21.5 | 0 | 0.26 | 21.76 | 22.54 | 0 | 0.28 | 22.82 | 402555.2 | 106870.6 | 2069.2 | 4116.2 | 0 | 7308.9 | 30692.8 | 0 | 0 | 0 | 107994.4 | 0 | 159.1 | 3315.4 | 47987.1 | 87397.2 | 625.8 | 4018.5 | 0 | 0 | 104628.6 | 2242 | 0 | 0 | 992.3 | 6002.8
3338 | 140 | Day140 | 1 | Hour1 | 5 | Spring | 2117 | #N/A | Spring | 379771.6 | 2024-05-20 01:00 | 374032.2 | 110.4 | 623 | 5006 | 379771.6 | 362015.1 | 275787.4 | 0.0321 | 0.0416 | 0.66 | 0.66 | 181 | 11.1 | 1.53 | 16.9 | 705 | 0.13 | 181.8 | 37.9 | 219.7 | 188.1 | 11.5 | 1.59 | 17.6 | 734.3 | 0.14 | 188.9 | 39.5 | 228.4 | 408.7 | 24.6 | 3.38 | 33 | 1601.7 | 0.19 | 410.4 | 80.8 | 491.2 | 404.2 | 18.6 | 2.47 | 37.9 | 1754.7 | 0.19 | 405.4 | 90.3 | 495.7 | 19.37 | 0 | 0.26 | 19.63 | 20.27 | 0 | 0.28 | 20.54 | 379771.6 | 103984.2 | 1072.8 | 4045.5 | 0 | 4798.1 | 29215.6 | 0 | 0 | 0 | 99318.7 | 0 | 159.1 | 3315.4 | 44935 | 86034.9 | 485.2 | 2406.9 | 0 | 0 | 101712.6 | 2271.5 | 0 | 0 | 28.8 | 4781.3
3339 | 140 | Day140 | 2 | Hour2 | 5 | Spring | 2117 | #N/A | Spring | 366956.2 | 2024-05-20 02:00 | 357225.4 | 287.5 | 4666.4 | 4776.8 | 366956.2 | 345916.4 | 267166.1 | 0.0317 | 0.0396 | 0.66 | 0.65 | 184.4 | 11.5 | 1.58 | 17.1 | 714.9 | 0.14 | 185.2 | 38.4 | 223.6 | 191.9 | 11.9 | 1.64 | 17.8 | 745 | 0.14 | 192.7 | 40 | 232.7 | 375.9 | 20.7 | 2.81 | 32.4 | 1535.9 | 0.18 | 377.3 | 78.2 | 455.5 | 453.5 | 33.3 | 4.68 | 31.9 | 1579.3 | 0.24 | 455.7 | 79.1 | 534.8 | 18.38 | 0 | 0.26 | 18.64 | 19.15 | 0 | 0.28 | 19.43 | 366956.2 | 99790.1 | 386.4 | 4024 | 0 | 4758.1 | 29215.6 | 0 | 0 | 0 | 96526.3 | 0 | 159.1 | 3315.4 | 39912.1 | 85747.8 | 409.9 | 2711.3 | 0 | 0 | 97499 | 2291.1 | 0 | 0 | 28.8 | 4400
3340 | 140 | Day140 | 3 | Hour3 | 5 | Spring | 2117 | #N/A | Spring | 359325 | 2024-05-20 03:00 | 347454.6 | 142.5 | 7084 | 4643.8 | 359325 | 336546.7 | 262619.6 | 0.0314 | 0.0384 | 0.65 | 0.65 | 187.4 | 11.6 | 1.61 | 17.4 | 726.8 | 0.14 | 188.1 | 39.1 | 227.2 | 194.4 | 12 | 1.65 | 18 | 756.1 | 0.14 | 195.2 | 40.6 | 235.8 | 357.3 | 18.6 | 2.51 | 31.9 | 1492.5 | 0.17 | 358.5 | 76.4 | 434.9 | 365.4 | 17.8 | 2.38 | 34.1 | 1556.1 | 0.19 | 366.5 | 80.5 | 447 | 18.31 | 0 | 0.26 | 18.56 | 19.01 | 0 | 0.27 | 19.29 | 359325 | 96705.4 | 168.8 | 4016 | 0 | 4755.9 | 29040.8 | 0 | 0 | 0.2 | 96150.4 | 0 | 159.1 | 3315.4 | 36971.9 | 85130.7 | 364.3 | 2546.2 | 0 | 0.5 | 94222.8 | 2481.9 | 0 | 0 | 0 | 4770.5
3341 | 140 | Day140 | 4 | Hour4 | 5 | Spring | 2117 | #N/A | Spring | 356390 | 2024-05-20 04:00 | 344099.2 | 479.4 | 7454.6 | 4356.7 | 356390 | 333333.5 | 259464.2 | 0.0313 | 0.038 | 0.65 | 0.64 | 188.7 | 11.7 | 1.62 | 17.5 | 732.5 | 0.14 | 189.5 | 39.3 | 228.9 | 195.9 | 12.1 | 1.67 | 18.2 | 762.3 | 0.14 | 196.7 | 40.9 | 237.6 | 355.7 | 18.6 | 2.5 | 31.7 | 1485.1 | 0.17 | 356.9 | 76 | 432.9 | 449.5 | 32 | 4.48 | 32.4 | 1606.4 | 0.22 | 451.7 | 80.3 | 532 | 18.2 | 0 | 0.26 | 18.46 | 18.91 | 0 | 0.27 | 19.18 | 356390 | 96925.8 | 1172.1 | 4007.4 | 0 | 4755.9 | 29040.8 | 0 | 0 | 214.9 | 96347.9 | 0 | 60.6 | 3315.4 | 33746 | 85123.9 | 288 | 1606.3 | 0 | 940 | 93197.6 | 2573.3 | 0.7 | 0 | 0 | 4770.5
3342 | 140 | Day140 | 5 | Hour5 | 5 | Spring | 2117 | #N/A | Spring | 366380.4 | 2024-05-20 05:00 | 346976.2 | 313.5 | 14456.9 | 4633.7 | 366380.4 | 336112.3 | 256740.4 | 0.0313 | 0.0382 | 0.66 | 0.66 | 181.5 | 11.4 | 1.57 | 16.8 | 701.6 | 0.13 | 182.3 | 37.7 | 220 | 189.2 | 11.9 | 1.64 | 17.4 | 730.3 | 0.14 | 190 | 39.2 | 229.1 | 246.1 | 12.8 | 1.72 | 22.1 | 1030 | 0.12 | 246.9 | 52.9 | 299.8 | 438.9 | 30.9 | 4.33 | 31.9 | 1579.3 | 0.22 | 441 | 79.1 | 520.1 | 18.12 | 0 | 0.27 | 18.39 | 18.7 | 0 | 0.27 | 18.97 | 366380.4 | 109639.9 | 605.7 | 4007.4 | 0 | 4760.4 | 29040.8 | 0 | 0 | 705.3 | 94500 | 0 | 0 | 3315.4 | 35043.3 | 84908.6 | 288 | 270.7 | 0 | 13471.2 | 92753.2 | 2710.2 | 1083.6 | 0 | 0 | 4191.5
3343 | 140 | Day140 | 6 | Hour6 | 5 | Spring | 2117 | #N/A | Spring | 378457 | 2024-05-20 06:00 | 355017.8 | 4329.6 | 14679.3 | 4430.3 | 378457 | 343848.6 | 234923.3 | 0.0315 | 0.0391 | 0.7 | 0.7 | 164.5 | 10.8 | 1.5 | 14.7 | 620.3 | 0.12 | 165.3 | 33.2 | 198.4 | 172.3 | 11.3 | 1.58 | 15.2 | 647.4 | 0.12 | 173.1 | 34.5 | 207.6 | 126.7 | 5 | 0.64 | 12.7 | 580.4 | 0.06 | 127 | 30 | 157 | 231.8 | 26.7 | 3.88 | 12.7 | 519.4 | 0.24 | 233.7 | 28.3 | 262 | 9.78 | 0 | 0.29 | 10.07 | 10.27 | 0 | 0.27 | 10.54 | 378457 | 143533.7 | 29.6 | 4007.4 | 0 | 4760.4 | 29012.1 | 0 | 0 | 8074.7 | 83096.9 | 0 | 0 | 3315.4 | 35712.4 | 74429.7 | 288 | 271.3 | 0 | 44762.5 | 87940.6 | 2756 | 4681 | 0 | 0 | 4191.5
3344 | 140 | Day140 | 7 | Hour7 | 5 | Spring | 2117 | #N/A | Spring | 398746.4 | 2024-05-20 07:00 | 374290.4 | 5492.2 | 14679.3 | 4284.5 | 398746.4 | 362347.4 | 233189 | 0.0319 | 0.0412 | 0.72 | 0.72 | 154.8 | 10.1 | 1.4 | 13.9 | 585.3 | 0.11 | 155.5 | 31.4 | 186.8 | 162.4 | 10.6 | 1.48 | 14.4 | 612 | 0.12 | 163.1 | 32.7 | 195.8 | 100.5 | 3.5 | 0.44 | 10.4 | 475 | 0.04 | 100.7 | 24.6 | 125.3 | 191.5 | 20.8 | 3.01 | 12.8 | 472.9 | 0.23 | 192.9 | 27 | 219.9 | 9.66 | 0 | 0.23 | 9.89 | 10.2 | 0 | 0.21 | 10.41 | 398746.4 | 165557.4 | 1147.1 | 4010.8 | 0 | 4760.4 | 28565.2 | 0 | 31.2 | 11279.7 | 82930.2 | 0 | 0 | 3315.4 | 32565.9 | 75606 | 288 | 0 | 0 | 78228.6 | 73209.1 | 2808.9 | 7695.6 | 0 | 0 | 4770.5
3345 | 140 | Day140 | 8 | Hour8 | 5 | Spring | 2117 | #N/A | Spring | 426139 | 2024-05-20 08:00 | 401279.8 | 3205.8 | 16712 | 4941.4 | 426139 | 388180.8 | 227996.6 | 0.0326 | 0.0442 | 0.75 | 0.75 | 138.1 | 9.1 | 1.27 | 12.6 | 519.3 | 0.11 | 138.7 | 28.1 | 166.8 | 144.5 | 9.6 | 1.33 | 13.1 | 541.5 | 0.11 | 145.1 | 29.2 | 174.4 | 70.4 | 2.4 | 0.3 | 7.4 | 332.9 | 0.03 | 70.5 | 17.3 | 87.9 | 312.7 | 5.9 | 0.59 | 37.4 | 1636 | 0.15 | 313 | 86.2 | 399.2 | 14.73 | 0 | 0.27 | 15 | 15.37 | 0 | 0.27 | 15.64 | 426139 | 198142.4 | 147.5 | 4053.9 | 0 | 4382.9 | 27699.1 | 0 | 492.8 | 13975.4 | 77853.9 | 0 | 0 | 3315.4 | 24129.4 | 86126.5 | 288 | 0 | 0 | 115949.9 | 64904.8 | 2819.5 | 10322.4 | 0 | 358.1 | 4794.7
3346 | 140 | Day140 | 9 | Hour9 | 5 | Spring | 2117 | #N/A | Spring | 454527.9 | 2024-05-20 09:00 | 426979.6 | 5477.3 | 16345.9 | 5725.1 | 454527.9 | 412696.8 | 229698 | 0.0334 | 0.0471 | 0.74 | 0.74 | 139.6 | 9 | 1.24 | 12.8 | 532 | 0.11 | 140.2 | 28.6 | 168.8 | 148.1 | 9.6 | 1.33 | 13.4 | 561.6 | 0.11 | 148.7 | 30.2 | 178.9 | 58 | 2.1 | 0.26 | 6 | 272.6 | 0.03 | 58.1 | 14.1 | 72.2 | 274 | 9.7 | 1.22 | 28.7 | 1289.6 | 0.13 | 274.6 | 67.1 | 341.8 | 14.95 | 0 | 0.13 | 15.07 | 15.85 | 0 | 0.14 | 15.99 | 454527.9 | 224829.9 | 0 | 3926.3 | 0 | 4210.8 | 28819.2 | 0 | 830.5 | 20627 | 87088.9 | 0 | 0 | 3315.4 | 17356.3 | 84693.1 | 288 | 0 | 0 | 136769.8 | 63829.9 | 2772.7 | 15516.7 | 0 | 0 | 5268.3
3347 | 140 | Day140 | 10 | Hour10 | 5 | Spring | 2117 | #N/A | Spring | 471161.4 | 2024-05-20 10:00 | 451388.3 | 4689.5 | 9161 | 5922.6 | 471161.4 | 435915.4 | 239245.5 | 0.0343 | 0.0498 | 0.74 | 0.73 | 143.5 | 9.1 | 1.26 | 13.1 | 549.7 | 0.11 | 144.1 | 29.5 | 173.6 | 151.8 | 9.7 | 1.34 | 13.8 | 580.7 | 0.11 | 152.5 | 31.1 | 183.6 | 52.4 | 1.8 | 0.23 | 5.4 | 246.6 | 0.02 | 52.5 | 12.8 | 65.3 | 288.2 | 5.4 | 0.54 | 34.9 | 1509.1 | 0.15 | 288.5 | 79.9 | 368.4 | 16.82 | 0 | 0.11 | 16.94 | 18.02 | 0 | 0.14 | 18.16 | 471161.4 | 231915.9 | 176 | 4008 | 0 | 4210.8 | 30272.6 | 0 | 932.2 | 21731.4 | 94282.8 | 0 | 0 | 3315.4 | 17351.2 | 85340.6 | 288 | 0 | 0 | 143662.9 | 62856.4 | 2732.9 | 18130.8 | 0 | 0 | 5669.4
3348 | 140 | Day140 | 11 | Hour11 | 5 | Spring | 2117 | #N/A | Spring | 485028.2 | 2024-05-20 11:00 | 471012.1 | 4152.1 | 4151.1 | 5712.9 | 485028.2 | 454530.9 | 252881.3 | 0.035 | 0.052 | 0.72 | 0.72 | 148.9 | 9.3 | 1.29 | 13.6 | 574.2 | 0.11 | 149.5 | 30.7 | 180.2 | 156.5 | 9.8 | 1.36 | 14.3 | 603.5 | 0.11 | 157.2 | 32.3 | 189.5 | 40.1 | 1.2 | 0.15 | 4.3 | 194.7 | 0.02 | 40.2 | 10.1 | 50.3 | 353.4 | 9.5 | 1.11 | 39.2 | 1757.8 | 0.16 | 354 | 91.6 | 445.6 | 18.1 | 0 | 0.25 | 18.35 | 19.47 | 0 | 0.26 | 19.73 | 485028.2 | 232147 | 0 | 4012.2 | 0 | 4235.8 | 31750.1 | 0 | 953.9 | 22053.7 | 102736.5 | 0 | 0 | 3315.4 | 20486.7 | 86056.5 | 288 | 0 | 0 | 145079.8 | 61414.8 | 2644.7 | 19195.5 | 0 | 0 | 5729.9
3349 | 140 | Day140 | 12 | Hour12 | 5 | Spring | 2117 | #N/A | Spring | 500237.7 | 2024-05-20 12:00 | 486826.6 | 3606.1 | 4147 | 5658 | 500237.7 | 469494.4 | 268476.1 | 0.0356 | 0.0538 | 0.71 | 0.7 | 158.2 | 10 | 1.38 | 14.2 | 608.4 | 0.11 | 158.8 | 32.4 | 191.2 | 166.4 | 10.5 | 1.45 | 14.9 | 639.7 | 0.12 | 167.1 | 34 | 201.1 | 45.7 | 1.3 | 0.16 | 5 | 223.3 | 0.02 | 45.8 | 11.6 | 57.4 | 420 | 13.3 | 1.63 | 44.7 | 2024.3 | 0.19 | 420.8 | 105.1 | 525.9 | 19.36 | 0 | 0.25 | 19.62 | 20.84 | 0 | 0.26 | 21.1 | 500237.7 | 231761.6 | 92 | 4013.2 | 0 | 4377.7 | 34996.7 | 0 | 966.8 | 21847.6 | 112067.8 | 0 | 0 | 3315.4 | 23268.8 | 86056.5 | 288 | 0 | 0 | 145183.9 | 61153.6 | 2609.8 | 19430.1 | 16 | 5.2 | 5698.7
3350 | 140 | Day140 | 13 | Hour13 | 5 | Spring | 2117 | #N/A | Spring | 511765 | 2024-05-20 13:00 | 499433.4 | 2591.1 | 4147 | 5593.5 | 511765 | 481391.8 | 279326.9 | 0.0361 | 0.0553 | 0.7 | 0.69 | 163.4 | 10.4 | 1.44 | 14.5 | 625.1 | 0.11 | 164.1 | 33.1 | 197.2 | 171.6 | 10.9 | 1.51 | 15.2 | 656.3 | 0.12 | 172.3 | 34.8 | 207.1 | 49.6 | 1.5 | 0.18 | 5.3 | 240.9 | 0.02 | 49.7 | 12.5 | 62.2 | 329.6 | 8.8 | 1.02 | 38.3 | 1646.2 | 0.19 | 330.2 | 87.5 | 417.6 | 21.41 | 0 | 0.25 | 21.65 | 22.91 | 0 | 0.26 | 23.17 | 511765 | 232438.2 | 0.4 | 4013.2 | 0 | 5499.8 | 37554.4 | 0 | 963.2 | 22582.6 | 116565.3 | 0 | 0 | 3315.4 | 25165.8 | 86924.5 | 288 | 0 | 0 | 144674.3 | 61578.9 | 2639.1 | 17935.3 | 93.3 | 315.8 | 7294.6
3351 | 140 | Day140 | 14 | Hour14 | 5 | Spring | 2117 | #N/A | Spring | 519639.4 | 2024-05-20 14:00 | 509251.2 | 670 | 4147 | 5571.2 | 519639.4 | 490643.2 | 288626.4 | 0.0365 | 0.0565 | 0.69 | 0.68 | 172.2 | 11.2 | 1.55 | 15 | 651.8 | 0.12 | 172.9 | 34.4 | 207.3 | 180.3 | 11.7 | 1.62 | 15.7 | 682.9 | 0.12 | 181.1 | 36.1 | 217.2 | 48.9 | 1.2 | 0.13 | 5.5 | 246.9 | 0.02 | 49 | 12.9 | 61.9 | 742.4 | 76.6 | 11.06 | 32.7 | 1905.3 | 0.4 | 747.7 | 89.6 | 837.3 | 21.77 | 0 | 0.24 | 22.01 | 23.26 | 0 | 0.25 | 23.52 | 519639.4 | 231013 | 254.7 | 4013.2 | 0 | 6033.1 | 41308.4 | 0 | 961.9 | 22825.9 | 121478 | 0 | 0 | 3315.4 | 24888.9 | 86984.1 | 346.6 | 4.1 | 0 | 139708.5 | 64753.6 | 2763.1 | 17734.6 | 213 | 573.8 | 7244.6
3352 | 140 | Day140 | 15 | Hour15 | 5 | Spring | 2117 | #N/A | Spring | 527009.6 | 2024-05-20 15:00 | 517089.5 | 176.5 | 4147 | 5596.6 | 527009.5 | 498020.9 | 298899.4 | 0.0369 | 0.0574 | 0.67 | 0.67 | 181.5 | 12 | 1.67 | 15.5 | 678.7 | 0.12 | 182.3 | 35.8 | 218 | 190 | 12.5 | 1.74 | 16.2 | 710.9 | 0.13 | 190.9 | 37.5 | 228.3 | 52.8 | 1.4 | 0.16 | 5.9 | 264.4 | 0.02 | 52.9 | 13.8 | 66.7 | 418.4 | 21.8 | 2.94 | 38.4 | 1750.6 | 0.23 | 419.8 | 90.6 | 510.5 | 22.1 | 0 | 0.24 | 22.34 | 23.62 | 0 | 0.25 | 23.88 | 527009.6 | 228110.2 | 110 | 4013.2 | 0 | 7312 | 44988.3 | 0 | 964.9 | 22369.3 | 126053.6 | 0 | 0 | 3315.4 | 25077.2 | 87219.4 | 803 | 7.4 | 0 | 138103.1 | 63924.5 | 2748.4 | 17219.1 | 1419.7 | 648.6 | 7126.9
3353 | 140 | Day140 | 16 | Hour16 | 5 | Spring | 2117 | #N/A | Spring | 532559.6 | 2024-05-20 16:00 | 522690.9 | 224.6 | 4233.6 | 5410.5 | 532559.6 | 503298.2 | 314142.1 | 0.0371 | 0.058 | 0.65 | 0.65 | 196.4 | 13.1 | 1.82 | 16.5 | 729.8 | 0.13 | 197.3 | 38.3 | 235.6 | 205.8 | 13.7 | 1.91 | 17.3 | 764.9 | 0.14 | 206.7 | 40.2 | 246.9 | 68.2 | 2.4 | 0.29 | 7.1 | 322.2 | 0.03 | 68.3 | 16.7 | 85 | 727.1 | 74.5 | 10.82 | 33 | 1829.7 | 0.43 | 732.3 | 87.7 | 820 | 22.48 | 0 | 0.24 | 22.72 | 24.06 | 0 | 0.25 | 24.31 | 532559.6 | 218417.5 | 115 | 4196.6 | 0 | 7825 | 49827.2 | 0 | 746.4 | 21443.6 | 135694.2 | 0 | 0 | 3315.4 | 25192.1 | 86908.7 | 1063.7 | 4.1 | 0 | 126773.9 | 66937.1 | 2516.5 | 16360.1 | 1755.8 | 309.5 | 7534.7
3354 | 140 | Day140 | 17 | Hour17 | 5 | Spring | 2117 | #N/A | Spring | 529708.9 | 2024-05-20 17:00 | 521242.2 | 0.1 | 3253.6 | 5213 | 529708.9 | 501940.2 | 334787.3 | 0.037 | 0.0578 | 0.62 | 0.62 | 217.4 | 14.8 | 2.07 | 17.8 | 795.7 | 0.14 | 218.4 | 41.6 | 259.9 | 227.9 | 15.5 | 2.17 | 18.7 | 834.2 | 0.15 | 229 | 43.6 | 272.5 | 102.2 | 3.6 | 0.46 | 10.7 | 472.2 | 0.05 | 102.5 | 24.7 | 127.2 | 467.4 | 18.4 | 2.37 | 46.7 | 2129 | 0.22 | 468.6 | 110.2 | 578.8 | 25.48 | 0 | 0.24 | 25.72 | 27.12 | 0 | 0.26 | 27.38 | 529708.9 | 194921.6 | 307.1 | 4236 | 0 | 7997.2 | 56882.3 | 0 | 733.9 | 18968.8 | 143219.6 | 0 | 159.1 | 3315.4 | 28792.1 | 88061 | 1265.4 | 552.1 | 0 | 102916.8 | 69796.3 | 2505.7 | 12484.6 | 5606.4 | 1897.2 | 7776.3
3355 | 140 | Day140 | 18 | Hour18 | 5 | Spring | 2117 | #N/A | Spring | 519061.7 | 2024-05-20 18:00 | 513928.1 | 94.3 | 0 | 5039.3 | 519061.7 | 495075.9 | 366363 | 0.0367 | 0.0569 | 0.59 | 0.58 | 238.5 | 16.4 | 2.3 | 19.3 | 865.1 | 0.15 | 239.6 | 45.1 | 284.8 | 253.6 | 17.4 | 2.43 | 20.7 | 922.5 | 0.16 | 254.8 | 48.2 | 303 | 238.8 | 11.6 | 1.6 | 22.5 | 972.9 | 0.15 | 239.6 | 51.5 | 291.2 | 875.4 | 84 | 12.08 | 42.4 | 2429.8 | 0.43 | 881.2 | 114.9 | 996.2 | 32.14 | 0 | 0.24 | 32.39 | 34.12 | 0 | 0.26 | 34.38 | 519061.7 | 152698.8 | 3104.1 | 4243.6 | 0 | 8374.7 | 61897.2 | 0 | 673.6 | 11412.8 | 150068.8 | 0 | 246.7 | 3315.4 | 34913.3 | 88396.1 | 1908.4 | 9894.6 | 0 | 68657.3 | 69461.3 | 2493.8 | 9787.1 | 8323.8 | 2824.7 | 7679.9
3356 | 140 | Day140 | 19 | Hour19 | 5 | Spring | 2117 | #N/A | Spring | 506741 | 2024-05-20 19:00 | 502539.2 | 0 | 0 | 4201.8 | 506741 | 484353.7 | 377387.8 | 0.0362 | 0.0555 | 0.56 | 0.55 | 253.7 | 17.5 | 2.45 | 20.4 | 918.2 | 0.16 | 254.9 | 47.8 | 302.7 | 268.2 | 18.5 | 2.59 | 21.7 | 973.1 | 0.17 | 269.5 | 50.7 | 320.2 | 320.2 | 16.8 | 2.33 | 28.9 | 1272.6 | 0.19 | 321.4 | 66.8 | 388.2 | 1050.2 | 112 | 16.31 | 41.5 | 2489.5 | 0.57 | 1058 | 115.8 | 1173.8 | 30.56 | 0 | 0.19 | 30.75 | 32.37 | 0 | 0.2 | 32.57 | 506741 | 129353.2 | 4002.2 | 4253 | 0 | 8374.7 | 64465.5 | 0 | 502.4 | 6715.9 | 155031.2 | 0 | 276 | 3315.4 | 41294.4 | 88396.1 | 1987.7 | 5991.7 | 0 | 37513 | 82223.1 | 2398.9 | 6787 | 5801.5 | 1796.7 | 8258.9
3357 | 140 | Day140 | 20 | Hour20 | 5 | Spring | 2117 | #N/A | Spring | 497970.6 | 2024-05-20 20:00 | 493288 | 0 | 0 | 4682.7 | 497970.6 | 475619.2 | 397455.7 | 0.0358 | 0.0545 | 0.54 | 0.54 | 264.8 | 18.3 | 2.56 | 21.3 | 959.8 | 0.17 | 266.1 | 49.9 | 316 | 278.8 | 19.1 | 2.68 | 22.5 | 1013.6 | 0.18 | 280.1 | 52.8 | 332.9 | 359.2 | 19.7 | 2.76 | 31.6 | 1393.7 | 0.22 | 360.6 | 73.2 | 433.8 | 644 | 47 | 6.68 | 46.9 | 2187.3 | 0.39 | 647.2 | 112.2 | 759.4 | 29.34 | 0 | 0.25 | 29.59 | 31.04 | 0 | 0.27 | 31.31 | 497970.6 | 100514.9 | 4077.3 | 4253 | 0 | 8374.7 | 65959.9 | 0 | 143.8 | 4034.9 | 159455.2 | 0 | 276 | 3315.4 | 54475.2 | 88396.1 | 1970.8 | 6902 | 0 | 8529 | 85406.5 | 2400.7 | 2097.2 | 1815.6 | 2993.4 | 7679.9
3358 | 140 | Day140 | 21 | Hour21 | 5 | Spring | 2117 | #N/A | Spring | 482540.8 | 2024-05-20 21:00 | 478052 | 0 | 0 | 4488.7 | 482540.8 | 461194 | 394503 | 0.0353 | 0.0528 | 0.53 | 0.52 | 272.6 | 18.8 | 2.63 | 22 | 989.1 | 0.17 | 273.9 | 51.5 | 325.3 | 285.6 | 19.6 | 2.74 | 23.1 | 1038.3 | 0.18 | 287 | 54.1 | 341.1 | 384.6 | 23.3 | 3.24 | 31.4 | 1467.6 | 0.2 | 386.2 | 75.2 | 461.4 | 872.4 | 83.2 | 12.04 | 43.6 | 2367.5 | 0.48 | 878.1 | 114.3 | 992.4 | 29.34 | 0 | 0.21 | 29.55 | 30.98 | 0 | 0.23 | 31.21 | 482540.8 | 88037.8 | 5591.1 | 4257.5 | 0 | 8374.7 | 65556.6 | 0 | 0 | 5.1 | 157571.8 | 0 | 1735.9 | 3315.4 | 52261.4 | 88396.1 | 1990.3 | 5452.2 | 0 | 3.7 | 85748.3 | 2280.6 | 581.1 | 1144.9 | 4765.3 | 8181.3
3359 | 140 | Day140 | 22 | Hour22 | 5 | Spring | 2117 | #N/A | Spring | 455639.7 | 2024-05-20 22:00 | 450913.6 | 0 | 0 | 4726.1 | 455639.7 | 435423.2 | 370419.9 | 0.0344 | 0.0499 | 0.55 | 0.55 | 254.5 | 17 | 2.37 | 21.2 | 942.2 | 0.16 | 255.6 | 49.3 | 305 | 265.6 | 17.7 | 2.46 | 22.2 | 984.7 | 0.17 | 266.8 | 51.6 | 318.3 | 413.7 | 26.1 | 3.61 | 32.3 | 1580.7 | 0.19 | 415.4 | 79.5 | 494.9 | 776.8 | 71.3 | 10.22 | 40.6 | 2256.3 | 0.38 | 781.8 | 107.9 | 889.7 | 27.48 | 0 | 0.26 | 27.74 | 28.93 | 0 | 0.28 | 29.21 | 455639.7 | 85219.9 | 4308.5 | 4257.5 | 0 | 8374.7 | 55330.8 | 0 | 0 | 0 | 147734.8 | 0 | 849.4 | 3315.4 | 52290.1 | 88396.1 | 1468.2 | 4094.3 | 0 | 0 | 83148.8 | 2071.1 | 0.5 | 19.8 | 3802.9 | 8021.6
3360 | 140 | Day140 | 23 | Hour23 | 5 | Spring | 2117 | #N/A | Spring | 426484 | 2024-05-20 23:00 | 421884 | 0 | 0 | 4599.9 | 426483.9 | 407750.6 | 346200.9 | 0.0335 | 0.0469 | 0.57 | 0.57 | 233.4 | 14.8 | 2.05 | 20.5 | 890.9 | 0.16 | 234.4 | 47.1 | 281.5 | 243.1 | 15.3 | 2.13 | 21.4 | 929.2 | 0.16 | 244.2 | 49.1 | 293.3 | 437.7 | 28 | 3.88 | 33.8 | 1661 | 0.2 | 439.6 | 83.3 | 522.9 | 582.1 | 36.7 | 5.08 | 45.6 | 2218.2 | 0.28 | 584.6 | 111.8 | 696.4 | 25.64 | 0 | 0.27 | 25.91 | 26.91 | 0 | 0.28 | 27.2 | 426484 | 80283.1 | 3164.1 | 4198.3 | 0 | 8374.7 | 43958.7 | 0 | 0 | 0 | 136711.5 | 0 | 746.1 | 3315.4 | 52050.1 | 88396.1 | 1260.6 | 4025.1 | 0 | 0 | 78305.3 | 1977.7 | 0 | 0 | 3442.8 | 8012.2
3361 | 141 | Day141 | 0 | Hour0 | 5 | Spring | 23 | 535840.7 | Spring | 398869.8 | 2024-05-21 | 394366.1 | 110 | 4.1 | 4389.5 | 398869.7 | 381459.5 | 321568.3 | 0.0327 | 0.044 | 0.6 | 0.59 | 220.7 | 14.1 | 1.96 | 19.5 | 839.1 | 0.15 | 221.7 | 44.6 | 266.2 | 229.9 | 14.6 | 2.03 | 20.4 | 874.8 | 0.16 | 230.9 | 46.5 | 277.3 | 421.4 | 23.5 | 3.19 | 35.8 | 1710.1 | 0.2 | 423 | 86.8 | 509.7 | 868.6 | 94.4 | 13.7 | 32 | 2059.5 | 0.44 | 875.1 | 93.5 | 968.6 | 24.08 | 0 | 0.27 | 24.35 | 25.21 | 0 | 0.28 | 25.49 | 398869.8 | 77301.4 | 1964.9 | 4197.2 | 0 | 8265 | 39371.1 | 0 | 0 | 0 | 119936.6 | 0 | 159.1 | 3315.4 | 50568.1 | 88396.1 | 1034.7 | 4360 | 0 | 0 | 75352.4 | 1949 | 0 | 0 | 1650.3 | 7393.8
3362 | 141 | Day141 | 1 | Hour1 | 5 | Spring | 2117 | #N/A | Spring | 376288.5 | 2024-05-21 01:00 | 370896.4 | 658.4 | 602.9 | 4130.8 | 376288.5 | 359001.2 | 301146.5 | 0.0321 | 0.0413 | 0.61 | 0.6 | 212.9 | 13.4 | 1.85 | 19.2 | 817.5 | 0.15 | 213.8 | 43.6 | 257.4 | 221.6 | 13.9 | 1.92 | 20.1 | 851.7 | 0.16 | 222.5 | 45.5 | 268 | 398.3 | 21.3 | 2.88 | 34.8 | 1646.5 | 0.19 | 399.7 | 83.9 | 483.6 | 815.3 | 84.2 | 12.18 | 34.9 | 2074.3 | 0.43 | 821.1 | 96.8 | 918 | 22.39 | 0 | 0.27 | 22.66 | 23.39 | 0 | 0.28 | 23.67 | 376288.5 | 75142 | 1301.7 | 4197.2 | 0 | 6490.5 | 35044.5 | 0 | 0 | 0 | 111415.3 | 0 | 159.1 | 3315.4 | 47352.7 | 87386.8 | 896.6 | 3586.6 | 0 | 0 | 73344.4 | 1797.6 | 0 | 0 | 215.7 | 5465.4
3363 | 141 | Day141 | 2 | Hour2 | 5 | Spring | 2117 | #N/A | Spring | 362999.4 | 2024-05-21 02:00 | 354078.6 | 930.2 | 3764.7 | 4225.9 | 362999.4 | 342884.9 | 289390.1 | 0.0316 | 0.0393 | 0.61 | 0.61 | 214.2 | 13.6 | 1.88 | 19.3 | 818.6 | 0.15 | 215.1 | 43.7 | 258.8 | 223.2 | 14.2 | 1.96 | 20.1 | 852.1 | 0.16 | 224.1 | 45.5 | 269.6 | 390.2 | 20 | 2.69 | 34.9 | 1639.4 | 0.18 | 391.5 | 83.8 | 475.3 | 817 | 86 | 12.45 | 33.5 | 2028.4 | 0.43 | 822.9 | 94.1 | 917 | 21.99 | 0 | 0.28 | 22.26 | 22.92 | 0 | 0.28 | 23.2 | 362999.4 | 73609.3 | 122.2 | 4197.2 | 0 | 5395 | 34517.6 | 0 | 0 | 0 | 106685.6 | 0 | 159.1 | 3315.4 | 45028.3 | 87033.9 | 816.7 | 2119 | 0 | 0 | 71778.4 | 1830.9 | 0 | 0 | 0 | 5532.4
3364 | 141 | Day141 | 3 | Hour3 | 5 | Spring | 2117 | #N/A | Spring | 355671.5 | 2024-05-21 03:00 | 343366.1 | 553 | 7437.9 | 4314.5 | 355671.5 | 332607.8 | 283743.5 | 0.0313 | 0.038 | 0.61 | 0.6 | 215.8 | 13.7 | 1.89 | 19.5 | 825.5 | 0.16 | 216.7 | 44.1 | 260.8 | 224.8 | 14.3 | 1.98 | 20.2 | 858.9 | 0.16 | 225.8 | 45.9 | 271.7 | 377.9 | 18.2 | 2.43 | 34.8 | 1623.8 | 0.18 | 379.1 | 83.3 | 462.3 | 731.7 | 70.8 | 10.19 | 35.8 | 2012.8 | 0.38 | 736.5 | 95.9 | 832.4 | 21.9 | 0 | 0.28 | 22.18 | 22.76 | 0 | 0.28 | 23.04 | 355671.5 | 71927.9 | 54.6 | 4187.8 | 0 | 4760.4 | 34029.7 | 0 | 0 | 0.5 | 105512.4 | 0 | 159.1 | 3315.4 | 42199.3 | 87293.3 | 768.1 | 1463.2 | 0 | 0.9 | 69948.6 | 1978 | 0 | 0 | 35.1 | 5285.3
3365 | 141 | Day141 | 4 | Hour4 | 5 | Spring | 2117 | #N/A | Spring | 352745.6 | 2024-05-21 04:00 | 336938.5 | 124.1 | 11086.6 | 4596.4 | 352745.6 | 326435.7 | 281506 | 0.0312 | 0.0372 | 0.6 | 0.6 | 214.5 | 13.4 | 1.86 | 19.6 | 826.4 | 0.16 | 215.4 | 44.3 | 259.6 | 223.2 | 14 | 1.94 | 20.3 | 858.3 | 0.16 | 224.1 | 45.9 | 270 | 394 | 20.3 | 2.74 | 35 | 1651.4 | 0.18 | 395.4 | 84.3 | 479.7 | 810.1 | 83.9 | 12.12 | 34.4 | 2066.6 | 0.42 | 815.9 | 96.1 | 912 | 21.88 | 0 | 0.28 | 22.15 | 22.66 | 0 | 0.28 | 22.94 | 352745.6 | 71239.5 | 202.6 | 4179.2 | 0 | 4760.4 | 32962.2 | 0 | 0 | 185.6 | 105812.3 | 0 | 100.2 | 3315.4 | 41134.6 | 88348.6 | 690.4 | 0 | 0 | 809.4 | 68099.9 | 2144.5 | 1.7 | 0 | 0 | 5306.3
3366 | 141 | Day141 | 5 | Hour5 | 5 | Spring | 2117 | #N/A | Spring | 354906 | 2024-05-21 05:00 | 336170.2 | 241.2 | 14679.3 | 3815.2 | 354905.9 | 325707.7 | 275591.9 | 0.0311 | 0.0371 | 0.62 | 0.62 | 204.4 | 12.9 | 1.78 | 18.7 | 784.9 | 0.15 | 205.3 | 42.1 | 247.4 | 214.3 | 13.5 | 1.87 | 19.5 | 822.2 | 0.16 | 215.2 | 44 | 259.2 | 328.6 | 17 | 2.29 | 29.1 | 1375.7 | 0.15 | 329.7 | 70.1 | 399.8 | 869.4 | 89.5 | 12.92 | 36.4 | 2232.7 | 0.42 | 875.6 | 103.1 | 978.7 | 21.76 | 0 | 0.27 | 22.03 | 22.57 | 0 | 0.27 | 22.84 | 354906 | 79314 | 1613 | 4179.2 | 0 | 4760.4 | 31910.1 | 0 | 0 | 656.9 | 100597.8 | 0 | 0 | 3315.4 | 39320.7 | 88396.1 | 690.4 | 808.7 | 0 | 13801.1 | 62572.6 | 2283.5 | 953.1 | 0 | 0 | 4400.4
3367 | 141 | Day141 | 6 | Hour6 | 5 | Spring | 2117 | #N/A | Spring | 363417.2 | 2024-05-21 06:00 | 340740.5 | 4117.5 | 14892.3 | 3666.9 | 363417.2 | 330113.3 | 253542.2 | 0.0312 | 0.0375 | 0.66 | 0.66 | 188 | 12.3 | 1.7 | 16.7 | 708 | 0.14 | 188.8 | 37.9 | 226.7 | 197.7 | 13 | 1.81 | 17.4 | 741.2 | 0.14 | 198.5 | 39.5 | 238.1 | 155.1 | 6.1 | 0.78 | 15.5 | 710.6 | 0.07 | 155.5 | 36.7 | 192.2 | 139.6 | 10.6 | 1.5 | 16.3 | 493.8 | 0.23 | 140.3 | 31.1 | 171.4 | 11.3 | 0 | 0.29 | 11.59 | 11.9 | 0 | 0.27 | 12.17 | 363417.2 | 109875 | 0 | 4179.2 | 0 | 4760.4 | 31534.8 | 0 | 0 | 8141.7 | 90149.1 | 0 | 0 | 3315.4 | 39605.3 | 78841.6 | 690.4 | 465.9 | 0 | 44198.4 | 55046.8 | 2488.1 | 4520.7 | 0 | 454.4 | 4775.1
3368 | 141 | Day141 | 7 | Hour7 | 5 | Spring | 2117 | #N/A | Spring | 382360.3 | 2024-05-21 07:00 | 357936.9 | 5805.1 | 14892.3 | 3726 | 382360.3 | 346649.1 | 252724.5 | 0.0315 | 0.0394 | 0.68 | 0.68 | 177.2 | 11.5 | 1.6 | 15.9 | 668.4 | 0.13 | 178 | 35.9 | 213.9 | 186.8 | 12.3 | 1.71 | 16.6 | 701 | 0.14 | 187.6 | 37.5 | 225.2 | 114 | 4.3 | 0.54 | 11.6 | 529.5 | 0.05 | 114.3 | 27.4 | 141.7 | 217.4 | 24.8 | 3.61 | 12.8 | 494 | 0.24 | 219.1 | 27.5 | 246.6 | 9.96 | 0 | 0.29 | 10.25 | 10.52 | 0 | 0.27 | 10.79 | 382360.3 | 129635.8 | 1238.9 | 4179.2 | 0 | 4417.4 | 31204.6 | 0 | 20.1 | 10844.2 | 89661.8 | 0 | 0 | 3315.4 | 35517.2 | 82464.9 | 690.4 | 34.7 | 0 | 76685 | 39488.2 | 2598.3 | 7554.1 | 0 | 0 | 4776.6
3369 | 141 | Day141 | 8 | Hour8 | 5 | Spring | 2117 | #N/A | Spring | 407820.4 | 2024-05-21 08:00 | 384099.8 | 3815.9 | 15869.3 | 4035.4 | 407820.4 | 371738.5 | 245310.4 | 0.0322 | 0.0423 | 0.7 | 0.69 | 166.5 | 10.7 | 1.48 | 15.2 | 633 | 0.12 | 167.2 | 34 | 201.3 | 175 | 11.3 | 1.58 | 15.7 | 661.6 | 0.13 | 175.8 | 35.5 | 211.3 | 70.1 | 2.5 | 0.31 | 7.3 | 330.4 | 0.03 | 70.3 | 17.2 | 87.5 | 350.1 | 12.5 | 1.57 | 36 | 1644.8 | 0.16 | 350.9 | 85.1 | 436 | 17.21 | 0 | 0.27 | 17.48 | 17.91 | 0 | 0.27 | 18.18 | 407820.4 | 162510.1 | 0 | 4159.9 | 0 | 4210.8 | 30670.2 | 0 | 352.7 | 13375.7 | 91822.9 | 0 | 0 | 3315.4 | 24409.7 | 86031.1 | 690.4 | 0 | 0 | 114357.6 | 31642.4 | 2781.6 | 10040.9 | 0 | 5.5 | 5660
3370 | 141 | Day141 | 9 | Hour9 | 5 | Spring | 2117 | #N/A | Spring | 436750.9 | 2024-05-21 09:00 | 411076.6 | 5384.1 | 15079.5 | 5210.7 | 436750.9 | 397521.7 | 247130.4 | 0.033 | 0.0454 | 0.7 | 0.69 | 167 | 10.7 | 1.49 | 15 | 633.8 | 0.12 | 167.7 | 33.9 | 201.6 | 177.7 | 11.6 | 1.61 | 15.7 | 670 | 0.13 | 178.5 | 35.7 | 214.2 | 66.8 | 2.4 | 0.3 | 6.9 | 313.2 | 0.03 | 66.9 | 16.2 | 83.1 | 282.4 | 5.3 | 0.53 | 34 | 1478.3 | 0.14 | 282.7 | 78.1 | 360.8 | 15.79 | 0 | 0.13 | 15.92 | 16.76 | 0 | 0.14 | 16.91 | 436750.9 | 189620.5 | 0 | 4159.9 | 0 | 5166.8 | 33091.4 | 0 | 575 | 20150.9 | 98472.6 | 0 | 0 | 3315.4 | 17964.7 | 84269.2 | 690.4 | 0 | 0 | 135456.2 | 30632.1 | 2806.2 | 15286.6 | 0 | 0 | 5166
3371 | 141 | Day141 | 10 | Hour10 | 5 | Spring | 2117 | #N/A | Spring | 455826 | 2024-05-21 10:00 | 436695.9 | 4691.7 | 9259.4 | 5179.1 | 455826.1 | 421931 | 261266.7 | 0.0338 | 0.0482 | 0.69 | 0.68 | 173 | 11.2 | 1.55 | 15.4 | 655.4 | 0.12 | 173.7 | 34.9 | 208.6 | 182.9 | 11.9 | 1.65 | 16.1 | 690.7 | 0.13 | 183.7 | 36.8 | 220.4 | 54.1 | 1.8 | 0.23 | 5.7 | 257 | 0.02 | 54.2 | 13.3 | 67.5 | 715.1 | 71.5 | 10.31 | 31.8 | 1901.3 | 0.35 | 720.1 | 88.6 | 808.6 | 18.78 | 0 | 0.13 | 18.91 | 20.13 | 0 | 0.15 | 20.27 | 455826 | 194559.4 | 139.3 | 4169.3 | 0 | 5258.9 | 35937.4 | 0 | 653.8 | 21102.8 | 106423.6 | 0 | 0 | 3315.4 | 18940.8 | 86391.6 | 690.4 | 0 | 0 | 139809.4 | 30153.1 | 2840.3 | 17899.1 | 0 | 0 | 6028.7
3372 | 141 | Day141 | 11 | Hour11 | 5 | Spring | 2117 | #N/A | Spring | 474382.9 | 2024-05-21 11:00 | 460668 | 4257.1 | 4147 | 5310.8 | 474382.9 | 444702.7 | 277477.2 | 0.0347 | 0.0509 | 0.67 | 0.66 | 183.7 | 12 | 1.67 | 15.9 | 690 | 0.13 | 184.5 | 36.5 | 221 | 193.2 | 12.7 | 1.76 | 16.7 | 725 | 0.13 | 194 | 38.4 | 232.4 | 55.9 | 1.4 | 0.15 | 6.3 | 282 | 0.02 | 55.9 | 14.7 | 70.7 | 535.5 | 45.4 | 6.46 | 31.2 | 1681 | 0.26 | 538.6 | 81.4 | 619.9 | 20.02 | 0 | 0.11 | 20.14 | 21.55 | 0 | 0.14 | 21.69 | 474382.9 | 196905.7 | 0 | 4174.5 | 0 | 5325.7 | 40595.6 | 0 | 674.5 | 21177.5 | 115867.4 | 0 | 0 | 3315.4 | 21077.5 | 86391.6 | 729.4 | 0 | 0 | 142805.4 | 29458.2 | 2790.2 | 18833.5 | 0 | 376.1 | 7074
3373 | 141 | Day141 | 12 | Hour12 | 5 | Spring | 2117 | #N/A | Spring | 495332.1 | 2024-05-21 12:00 | 482297.1 | 3606.1 | 4147 | 5282 | 495332.1 | 465191.1 | 297510.4 | 0.0355 | 0.0534 | 0.65 | 0.65 | 194.4 | 13 | 1.81 | 16.4 | 721.9 | 0.13 | 195.3 | 38 | 233.3 | 204.3 | 13.7 | 1.91 | 17.2 | 758.1 | 0.14 | 205.3 | 39.9 | 245.1 | 67.4 | 1.6 | 0.18 | 7.7 | 342.5 | 0.03 | 67.5 | 17.9 | 85.4 | 380.3 | 13.6 | 1.7 | 40.8 | 1790.2 | 0.21 | 381.2 | 94.2 | 475.4 | 22.15 | 0 | 0.25 | 22.4 | 23.71 | 0 | 0.26 | 23.97 | 495332.1 | 197821.8 | 0 | 4174.5 | 0 | 6762.9 | 46179.9 | 0 | 676.7 | 21302.2 | 124377.1 | 0 | 0 | 3315.4 | 25345.7 | 86625.5 | 729.4 | 0 | 0 | 143201.6 | 29818 | 2823.3 | 18911.8 | 14.3 | 366.1 | 7348
3374 | 141 | Day141 | 13 | Hour13 | 5 | Spring | 2117 | #N/A | Spring | 510410.4 | 2024-05-21 13:00 | 498842.6 | 2902.1 | 3347 | 5318.6 | 510410.3 | 480818.1 | 311822.8 | 0.0361 | 0.0553 | 0.64 | 0.64 | 204.2 | 13.8 | 1.93 | 17 | 752.7 | 0.13 | 205.2 | 39.4 | 244.6 | 214.4 | 14.5 | 2.03 | 17.8 | 789.4 | 0.14 | 215.4 | 41.3 | 256.7 | 63.1 | 1.4 | 0.15 | 7.3 | 323.8 | 0.03 | 63.1 | 16.9 | 80.1 | 470.7 | 21.7 | 2.87 | 44 | 2055.2 | 0.21 | 472.1 | 105.3 | 577.4 | 24.86 | 0 | 0.25 | 25.1 | 26.43 | 0 | 0.26 | 26.69 | 510410.4 | 198587.5 | 0 | 4174.5 | 0 | 6641.8 | 50851 | 0 | 673.6 | 22310.1 | 132323.2 | 0 | 0 | 3315.4 | 25391.3 | 88396.1 | 729.4 | 0 | 0 | 141851.9 | 30900.5 | 2851.4 | 17619.5 | 0 | 0 | 7817.6
3375 | 141 | Day141 | 14 | Hour14 | 5 | Spring | 2117 | #N/A | Spring | 520990 | 2024-05-21 14:00 | 512076.8 | 126.8 | 3408.2 | 5378.2 | 520990.1 | 493291.5 | 322374.3 | 0.0367 | 0.0568 | 0.63 | 0.63 | 214.8 | 14.9 | 2.09 | 17.4 | 779.5 | 0.14 | 215.9 | 40.6 | 256.5 | 224.7 | 15.6 | 2.19 | 18.2 | 814.8 | 0.15 | 225.8 | 42.5 | 268.3 | 58.6 | 1.3 | 0.13 | 6.8 | 301.1 | 0.03 | 58.6 | 15.8 | 74.4 | 455.1 | 16.6 | 2.1 | 46.5 | 2126.1 | 0.2 | 456.2 | 109.9 | 566.1 | 25.09 | 0 | 0.24 | 25.34 | 26.69 | 0 | 0.25 | 26.94 | 520990 | 198615.8 | 0 | 4174.5 | 0 | 7517.8 | 56539.2 | 0 | 670.4 | 23121.2 | 136767.3 | 0 | 0 | 3315.4 | 24864 | 88396.1 | 799.9 | 0 | 0 | 139812.2 | 32207.1 | 2804.9 | 17622.4 | 528.6 | 386.1 | 7728.5
3376 | 141 | Day141 | 15 | Hour15 | 5 | Spring | 2117 | #N/A | Spring | 529039 | 2024-05-21 15:00 | 522211.4 | 0 | 1553.2 | 5274.4 | 529039 | 502832.1 | 336177.6 | 0.0371 | 0.058 | 0.61 | 0.61 | 225.4 | 15.9 | 2.22 | 17.9 | 811.3 | 0.14 | 226.4 | 42.2 | 268.6 | 235.1 | 16.5 | 2.32 | 18.7 | 846.2 | 0.15 | 236.2 | 44 | 280.2 | 70.3 | 2.1 | 0.25 | 7.6 | 343.9 | 0.03 | 70.4 | 17.9 | 88.3 | 428.9 | 8.1 | 0.81 | 50.7 | 2242.8 | 0.19 | 429.4 | 117.6 | 546.9 | 25.8 | 0 | 0.24 | 26.04 | 27.45 | 0 | 0.25 | 27.7 | 529039 | 192861.4 | 33 | 4184.4 | 0 | 7844.6 | 61345 | 0 | 665.9 | 21590 | 142608.6 | 0 | 0 | 3315.4 | 27231.1 | 88396.1 | 852.8 | 366.6 | 0 | 135000.5 | 32759.6 | 2845.4 | 17430.3 | 535.5 | 317.8 | 7810.3
3377 | 141 | Day141 | 16 | Hour16 | 5 | Spring | 2117 | #N/A | Spring | 535840.7 | 2024-05-21 16:00 | 529521 | 0 | 1374.6 | 4945 | 535840.7 | 509717.5 | 352976.7 | 0.0374 | 0.0588 | 0.6 | 0.59 | 239.3 | 17 | 2.39 | 18.9 | 850.5 | 0.15 | 240.5 | 44.2 | 284.7 | 250.6 | 17.8 | 2.5 | 19.7 | 889.8 | 0.16 | 251.8 | 46.3 | 298.1 | 82.8 | 2.4 | 0.29 | 9 | 405.6 | 0.04 | 82.9 | 21.1 | 104 | 440.6 | 8.8 | 0.9 | 51.6 | 2289 | 0.19 | 441.1 | 119.9 | 561 | 26.82 | 0 | 0.24 | 27.06 | 28.55 | 0 | 0.26 | 28.8 | 535840.7 | 182864 | 110 | 4243.6 | 0 | 8374.7 | 66565.3 | 0 | 864.9 | 19790 | 148081.9 | 0 | 0 | 3315.4 | 30275.4 | 88396.1 | 2161.7 | 1452.6 | 0 | 125536 | 33751.3 | 2921.9 | 15953.1 | 1790 | 1011.3 | 7888.4
3378 | 141 | Day141 | 17 | Hour17 | 5 | Spring | 2117 | #N/A | Spring | 535571 | 2024-05-21 17:00 | 531119.6 | 0 | 0 | 4451.4 | 535571 | 511236.4 | 374085.8 | 0.0374 | 0.0589 | 0.57 | 0.56 | 256.1 | 17.9 | 2.51 | 20.4 | 914 | 0.17 | 257.3 | 47.7 | 305 | 268.1 | 18.7 | 2.63 | 21.4 | 956.9 | 0.17 | 269.4 | 50 | 319.4 | 127.6 | 5.3 | 0.69 | 12.6 | 566 | 0.06 | 128 | 29.5 | 157.5 | 455.3 | 9.5 | 1.14 | 54.4 | 2235.5 | 0.28 | 455.9 | 121.1 | 577 | 27.59 | 0 | 0.24 | 27.84 | 29.35 | 0 | 0.26 | 29.61 | 535571 | 161485.2 | 240.4 | 4248.1 | 0 | 8374.7 | 69008.9 | 0 | 839.1 | 18848 | 158689.5 | 0 | 622.6 | 3315.4 | 35065 | 88396.1 | 3654 | 2471.1 | 0 | 103756.2 | 35215.6 | 2826.2 | 11890.8 | 3648.5 | 2244.8 | 8137.4
3379 | 141 | Day141 | 18 | Hour18 | 5 | Spring | 2117 | #N/A | Spring | 530459.8 | 2024-05-21 18:00 | 526376 | 0 | 0 | 4083.7 | 530459.8 | 506798 | 405853.3 | 0.0372 | 0.0583 | 0.53 | 0.52 | 277.7 | 19.1 | 2.69 | 22.3 | 996.2 | 0.18 | 279 | 52.1 | 331 | 293.4 | 20.1 | 2.83 | 23.7 | 1054.6 | 0.19 | 294.8 | 55.2 | 350 | 280.7 | 15.1 | 2.11 | 25.1 | 1098.6 | 0.17 | 281.8 | 57.9 | 339.6 | 544.5 | 18.3 | 2.38 | 58.4 | 2490.2 | 0.32 | 545.7 | 132.7 | 678.4 | 30.92 | 0 | 0.25 | 31.17 | 32.85 | 0 | 0.26 | 33.11 | 530459.8 | 124606.5 | 3942.8 | 4248.1 | 0 | 8374.7 | 72536.9 | 0 | 757.4 | 11790.1 | 170999 | 0 | 1242.9 | 3315.4 | 41281 | 88396.1 | 4674.8 | 6841.6 | 0 | 71114 | 37946.4 | 2998.5 | 9749.2 | 7788 | 3092.3 | 7679.9
3380 | 141 | Day141 | 19 | Hour19 | 5 | Spring | 2117 | #N/A | Spring | 521440.2 | 2024-05-21 19:00 | 518294.4 | 0 | 0 | 3145.7 | 521440.2 | 499206 | 431283.1 | 0.0368 | 0.0573 | 0.49 | 0.49 | 301.4 | 20.6 | 2.91 | 24.3 | 1077 | 0.2 | 302.8 | 56.4 | 359.2 | 318.9 | 21.7 | 3.07 | 25.8 | 1141.5 | 0.21 | 320.3 | 59.9 | 380.2 | 377.6 | 20.5 | 2.89 | 33.8 | 1452.7 | 0.24 | 379 | 77.1 | 456.1 | 461.6 | 9.5 | 1.09 | 55 | 2300.5 | 0.26 | 462.2 | 123.6 | 585.8 | 47.21 | 0 | 0.25 | 47.46 | 50.1 | 0 | 0.27 | 50.36 | 521440.2 | 90157 | 4262.7 | 4257.5 | 0 | 8374.7 | 76390.7 | 0 | 531.4 | 7056.2 | 178011.3 | 0 | 2776.7 | 3315.4 | 49659.4 | 88396.1 | 6548.7 | 9290 | 0 | 36692.8 | 42891.9 | 2984.7 | 6902.1 | 5132.1 | 1733.1 | 8258.9
3381 | 141 | Day141 | 20 | Hour20 | 5 | Spring | 2117 | #N/A | Spring | 515007.4 | 2024-05-21 20:00 | 511476.4 | 0 | 0 | 3531.1 | 515007.4 | 492792.1 | 450038.4 | 0.0365 | 0.0565 | 0.48 | 0.47 | 312.7 | 21.4 | 3.01 | 25.2 | 1118.9 | 0.2 | 314.2 | 58.6 | 372.7 | 329.4 | 22.4 | 3.16 | 26.7 | 1181.4 | 0.22 | 331 | 61.9 | 392.9 | 389.2 | 21.1 | 2.97 | 34.7 | 1501.7 | 0.25 | 390.7 | 79.6 | 470.2 | 565.9 | 33.1 | 4.54 | 47.2 | 2239.2 | 0.28 | 568.1 | 114 | 682.1 | 30.17 | 0 | 0.26 | 30.43 | 31.99 | 0 | 0.27 | 32.26 | 515007.4 | 64969 | 5797.2 | 4257.5 | 0 | 8374.7 | 78134.7 | 0 | 140.1 | 4238.3 | 182645.6 | 0 | 2951.7 | 3315.4 | 60029 | 88396.1 | 6552.2 | 9584.2 | 0 | 8533.2 | 49260.8 | 2796.7 | 2180.4 | 80.2 | 2485.3 | 8258.9
3382 | 141 | Day141 | 21 | Hour21 | 5 | Spring | 2117 | #N/A | Spring | 497231.4 | 2024-05-21 21:00 | 493946.8 | 0 | 0 | 3284.6 | 497231.5 | 476224.4 | 440964.3 | 0.0359 | 0.0546 | 0.47 | 0.46 | 318.7 | 21.8 | 3.07 | 25.7 | 1140.5 | 0.21 | 320.2 | 59.7 | 379.9 | 334.1 | 22.8 | 3.21 | 27 | 1196.7 | 0.22 | 335.7 | 62.7 | 398.4 | 399 | 23.5 | 3.27 | 33.4 | 1527.9 | 0.22 | 400.6 | 79 | 479.6 | 906.3 | 34 | 6.53 | 117.5 | 2241.5 | 1.79 | 909.1 | 184.8 | 1093.9 | 30.39 | 0 | 0.27 | 30.65 | 32.15 | 0 | 0.28 | 32.43 | 497231.4 | 56267.2 | 6238.5 | 4257.5 | 0 | 8374.7 | 76904.2 | 0 | 0 | 9.2 | 178863.6 | 0 | 3538.8 | 3315.4 | 58532.1 | 88396.1 | 6431.4 | 6112.2 | 0 | 8.6 | 53647.5 | 2601.9 | 610.8 | 1061.6 | 4170.2 | 8258.9
3383 | 141 | Day141 | 22 | Hour22 | 5 | Spring | 2117 | #N/A | Spring | 464881.2 | 2024-05-21 22:00 | 461365.5 | 0 | 0 | 3515.7 | 464881.2 | 445327 | 406595.7 | 0.0348 | 0.0512 | 0.48 | 0.48 | 301.4 | 20.2 | 2.84 | 24.8 | 1094.6 | 0.2 | 302.8 | 57.5 | 360.3 | 313.8 | 21 | 2.95 | 25.9 | 1140.7 | 0.21 | 315.2 | 59.9 | 375.2 | 437.9 | 27.3 | 3.81 | 35.1 | 1643 | 0.23 | 439.8 | 84.1 | 523.9 | 776.9 | 68.4 | 9.77 | 43.2 | 2349 | 0.38 | 781.6 | 113.3 | 894.9 | 27.67 | 0 | 0.27 | 27.94 | 29.17 | 0 | 0.28 | 29.45 | 464881.2 | 58285.5 | 4397.8 | 4257.5 | 0 | 8374.7 | 66384.2 | 0 | 0 | 0 | 166599.3 | 0 | 2122 | 3315.4 | 53575.3 | 88396.1 | 5022.3 | 4151.1 | 0 | 0 | 55689.8 | 2595.7 | 1.1 | 611.4 | 3302.2 | 6595.6
3384 | 141 | Day141 | 23 | Hour23 | 5 | Spring | 2117 | #N/A | Spring | 431219.3 | 2024-05-21 23:00 | 427586.8 | 0 | 0 | 3632.5 | 431219.3 | 413160 | 370884.2 | 0.0337 | 0.0477 | 0.52 | 0.51 | 274.4 | 17.5 | 2.45 | 23.8 | 1022.3 | 0.19 | 275.6 | 54.3 | 329.9 | 285.4 | 18.2 | 2.55 | 24.8 | 1064.6 | 0.2 | 286.7 | 56.6 | 343.2 | 442.9 | 26.3 | 3.65 | 36.7 | 1705.4 | 0.23 | 444.7 | 87.5 | 532.2 | 732.2 | 62.2 | 8.86 | 42.8 | 2284.8 | 0.36 | 736.5 | 111 | 847.4 | 26.06 | 0 | 0.27 | 26.33 | 27.37 | 0 | 0.29 | 27.66 | 431219.3 | 60335.1 | 3752.2 | 4198.3 | 0 | 7478.4 | 52119.4 | 0 | 0 | 0 | 150060 | 0 | 2104.3 | 3315.4 | 50546.5 | 88396.1 | 4766.7 | 4147 | 0 | 0 | 57545.2 | 2789.9 | 0 | 202.9 | 2908.8 | 4795.2
3385 | 142 | Day142 | 0 | Hour0 | 5 | Spring | 11 | 580491.6 | Spring | 401555.7 | 2024-05-22 | 397717.5 | 110 | 4.1 | 3724.1 | 401555.7 | 384647.2 | 340724 | 0.0329 | 0.0444 | 0.54 | 0.54 | 255.3 | 15.6 | 2.18 | 23.1 | 971.7 | 0.18 | 256.3 | 52.1 | 308.4 | 264.9 | 16.2 | 2.26 | 24 | 1009.3 | 0.19 | 266 | 54.1 | 320.2 | 461.8 | 27.2 | 3.78 | 38.4 | 1781.3 | 0.25 | 463.7 | 91.5 | 555.2 | 1174.3 | 131.6 | 19.1 | 39.5 | 2676.3 | 0.58 | 1183.4 | 119.4 | 1302.8 | 24.27 | 0 | 0.27 | 24.55 | 25.41 | 0 | 0.29 | 25.7 | 401555.7 | 60831.7 | 718.7 | 4193.8 | 0 | 5716.5 | 42341 | 0 | 0 | 0 | 136341.1 | 0 | 1913.8 | 3315.4 | 49505.5 | 88396.1 | 4417.3 | 3864.9 | 0 | 0 | 58189.2 | 2642.5 | 0 | 0 | 110.7 | 5617
3386 | 142 | Day142 | 1 | Hour1 | 5 | Spring | 2117 | #N/A | Spring | 383325 | 2024-05-22 01:00 | 374356.8 | 2428.3 | 2772.3 | 3767.6 | 383325 | 362323.8 | 323455.2 | 0.0321 | 0.0417 | 0.55 | 0.55 | 246.1 | 14.7 | 2.05 | 22.8 | 944.8 | 0.18 | 247.1 | 51 | 298.1 | 256 | 15.4 | 2.14 | 23.6 | 981.6 | 0.19 | 257 | 52.9 | 309.9 | 437.7 | 23.7 | 3.27 | 38.3 | 1751.6 | 0.23 | 439.3 | 90.5 | 529.9 | 705 | 61.2 | 8.72 | 39.9 | 2170.6 | 0.34 | 709.2 | 104.6 | 813.9 | 23.32 | 0 | 0.28 | 23.6 | 24.35 | 0 | 0.29 | 24.64 | 383325 | 59869.8 | 0 | 4193.8 | 0 | 5716.5 | 37732.6 | 0 | 0 | 0 | 127603.8 | 0 | 1913.8 | 3315.4 | 46936.2 | 88396.1 | 4417.3 | 3229.7 | 0 | 0 | 57353.3 | 2516.5 | 0 | 0 | 0 | 5733.1
3387 | 142 | Day142 | 2 | Hour2 | 5 | Spring | 2117 | #N/A | Spring | 374428 | 2024-05-22 02:00 | 359178.6 | 4163 | 6951.2 | 4135.3 | 374428.1 | 347798.7 | 314824.3 | 0.0317 | 0.0398 | 0.55 | 0.54 | 247.7 | 14.7 | 2.05 | 23.1 | 954.3 | 0.18 | 248.7 | 51.6 | 300.2 | 258.6 | 15.5 | 2.15 | 23.9 | 992.7 | 0.19 | 259.6 | 53.5 | 313.2 | 441.6 | 23.7 | 3.26 | 38.7 | 1778.5 | 0.23 | 443.2 | 91.8 | 535 | 901.3 | 93.3 | 13.48 | 37.2 | 2296.1 | 0.44 | 907.8 | 105.8 | 1013.6 | 23.24 | 0 | 0.28 | 23.52 | 24.19 | 0 | 0.28 | 24.47 | 374428 | 59603.7 | 0 | 4193.8 | 0 | 5716.5 | 36663.6 | 0 | 0 | 0 | 126354.6 | 0 | 1913.8 | 3315.4 | 43836.1 | 88396.1 | 4417.3 | 17.1 | 0 | 0 | 57257.2 | 2346.5 | 0 | 0 | 0 | 4962.5
3388 | 142 | Day142 | 3 | Hour3 | 5 | Spring | 2117 | #N/A | Spring | 369889.7 | 2024-05-22 03:00 | 353956.7 | 3721.5 | 7922.9 | 4288.7 | 369889.7 | 342808.6 | 310122.3 | 0.0315 | 0.0391 | 0.54 | 0.54 | 250.5 | 14.9 | 2.07 | 23.3 | 964.5 | 0.19 | 251.5 | 52.1 | 303.6 | 261.5 | 15.6 | 2.18 | 24.2 | 1003.5 | 0.19 | 262.5 | 54.1 | 316.6 | 447.6 | 24.2 | 3.33 | 39.2 | 1794.3 | 0.24 | 449.2 | 92.7 | 541.9 | 466.1 | 17.5 | 2.22 | 47.2 | 2162.4 | 0.21 | 467.2 | 111.7 | 578.9 | 23.22 | 0 | 0.28 | 23.5 | 24.14 | 0 | 0.28 | 24.42 | 369889.7 | 59767.4 | 0 | 4193.8 | 0 | 5716.5 | 36663.6 | 0 | 0 | 1.3 | 126123 | 0 | 1913.8 | 3315.4 | 39382.8 | 88396.1 | 4417.3 | 0 | 0 | 2.6 | 57417.5 | 2346.1 | 0 | 0 | 0 | 4862.6
3389 | 142 | Day142 | 4 | Hour4 | 5 | Spring | 2117 | #N/A | Spring | 370232 | 2024-05-22 04:00 | 359861.7 | 2584 | 3539.9 | 4246.3 | 370231.9 | 348493.7 | 310885.2 | 0.0316 | 0.0397 | 0.54 | 0.53 | 252.5 | 14.9 | 2.08 | 23.6 | 975.4 | 0.19 | 253.5 | 52.7 | 306.2 | 262.5 | 15.6 | 2.17 | 24.4 | 1012.6 | 0.19 | 263.5 | 54.7 | 318.2 | 444.9 | 23.8 | 3.28 | 39.2 | 1786.4 | 0.24 | 446.5 | 92.5 | 539 | 685.9 | 56 | 7.94 | 42 | 2224.3 | 0.33 | 689.8 | 108.4 | 798.1 | 23.29 | 0 | 0.28 | 23.56 | 24.23 | 0 | 0.27 | 24.5 | 370232 | 59346.8 | 0 | 4193.8 | 0 | 5716.5 | 36663.6 | 0 | 0 | 58.8 | 128377 | 0 | 1913.8 | 3315.4 | 37867.8 | 88396.1 | 4417.3 | 23.9 | 0 | 439 | 56515.2 | 2333.8 | 5 | 0 | 0 | 5171.9
3390 | 142 | Day142 | 5 | Hour5 | 5 | Spring | 2117 | #N/A | Spring | 383744.7 | 2024-05-22 05:00 | 376975.4 | 700.2 | 1995.7 | 4073.4 | 383744.7 | 364918.5 | 317757 | 0.032 | 0.0415 | 0.54 | 0.54 | 251.3 | 14.8 | 2.06 | 23.4 | 971.8 | 0.18 | 252.3 | 52.4 | 304.7 | 261.2 | 15.4 | 2.15 | 24.3 | 1010.5 | 0.19 | 262.3 | 54.4 | 316.7 | 395 | 22.4 | 3.1 | 33.8 | 1544.4 | 0.22 | 396.5 | 79.8 | 476.4 | 752.5 | 67.1 | 9.58 | 40.9 | 2260.7 | 0.36 | 757.1 | 108.4 | 865.5 | 23.88 | 0 | 0.26 | 24.15 | 24.91 | 0 | 0.27 | 25.18 | 383744.7 | 65987.8 | 1539.2 | 4193.8 | 0 | 5632.8 | 37817.6 | 0 | 0 | 245.7 | 133029.8 | 0 | 1913.8 | 3315.4 | 37501.1 | 88396.1 | 4417.3 | 0 | 0 | 7924.5 | 55660.7 | 2156.8 | 259.5 | 0 | 0 | 5400.8
3391 | 142 | Day142 | 6 | Hour6 | 5 | Spring | 2117 | #N/A | Spring | 409420.5 | 2024-05-22 06:00 | 403285 | 122.9 | 1611.8 | 4400.8 | 409420.5 | 390094.7 | 320385.3 | 0.0327 | 0.0444 | 0.56 | 0.56 | 239.1 | 14.1 | 1.96 | 22.2 | 924.6 | 0.17 | 240 | 49.8 | 289.8 | 248.3 | 14.6 | 2.04 | 23.1 | 960.8 | 0.18 | 249.3 | 51.7 | 301 | 221.3 | 9.5 | 1.28 | 21.8 | 952.3 | 0.13 | 222 | 50.3 | 272.2 | 731.3 | 58.8 | 8.33 | 45.6 | 2398.7 | 0.35 | 735.4 | 117.1 | 852.5 | 24.1 | 0 | 0.26 | 24.36 | 25.23 | 0 | 0.27 | 25.5 | 409420.5 | 89035.2 | 1539.2 | 4193.8 | 0 | 5716.5 | 38394.7 | 0 | 0 | 3341.4 | 134817.2 | 0 | 1913.8 | 3315.4 | 37677.9 | 88396.1 | 4417.3 | 3.3 | 0 | 32143.1 | 51640.8 | 1909.9 | 1777.4 | 0 | 0 | 7405.2
3392 | 142 | Day142 | 7 | Hour7 | 5 | Spring | 2117 | #N/A | Spring | 434924.4 | 2024-05-22 07:00 | 430010.8 | 795.4 | 4.1 | 4114 | 434924.4 | 415592.4 | 322676.6 | 0.0335 | 0.0474 | 0.57 | 0.57 | 234.8 | 14.3 | 1.99 | 21.3 | 895.7 | 0.17 | 235.8 | 48 | 283.8 | 243.4 | 14.8 | 2.07 | 22.1 | 928 | 0.17 | 244.4 | 49.8 | 294.1 | 147.8 | 5.4 | 0.71 | 15.5 | 661.1 | 0.09 | 148.1 | 35.2 | 183.3 | 839.9 | 82.5 | 11.87 | 38.8 | 2282.3 | 0.41 | 845.6 | 106.9 | 952.5 | 22.9 | 0 | 0.27 | 23.17 | 24.08 | 0 | 0.28 | 24.36 | 434924.4 | 112247.7 | 0 | 4193.8 | 0 | 6065.3 | 41967.9 | 0 | 47.6 | 5672.2 | 136653.4 | 0 | 1931 | 3315.4 | 36739.2 | 87393.3 | 4417.3 | 0 | 0 | 69801.9 | 34724.3 | 2001.7 | 3297.1 | 0 | 0 | 7396.4
3393 | 142 | Day142 | 8 | Hour8 | 5 | Spring | 2117 | #N/A | Spring | 460649.8 | 2024-05-22 08:00 | 454545.4 | 1793.6 | 4.1 | 4306.7 | 460649.8 | 438939.1 | 315587.8 | 0.0343 | 0.0501 | 0.6 | 0.6 | 226.5 | 14.4 | 2.01 | 19.9 | 845.7 | 0.16 | 227.5 | 45.2 | 272.7 | 235.1 | 14.9 | 2.09 | 20.7 | 877.1 | 0.17 | 236.1 | 46.8 | 282.9 | 95.7 | 3 | 0.4 | 10.7 | 432.6 | 0.07 | 95.9 | 23.6 | 119.6 | 391.6 | 7.4 | 0.74 | 46.3 | 2047.8 | 0.17 | 392 | 107.3 | 499.4 | 21.43 | 0 | 0.27 | 21.7 | 22.68 | 0 | 0.28 | 22.97 | 460649.8 | 145062 | 71.3 | 4184.4 | 0 | 8367.8 | 45633.7 | 0 | 511 | 8537 | 132530.1 | 0 | 1948.2 | 3315.4 | 29049.3 | 86031.1 | 4456.3 | 0 | 0 | 111334.8 | 22596.6 | 2082.8 | 5334.5 | 278 | 0 | 7600.4
3394 | 142 | Day142 | 9 | Hour9 | 5 | Spring | 2117 | #N/A | Spring | 493995.6 | 2024-05-22 09:00 | 478231.2 | 6323.6 | 4151.1 | 5289.7 | 493995.6 | 461416.9 | 321029.8 | 0.0352 | 0.0526 | 0.61 | 0.61 | 222.3 | 14.5 | 2.03 | 19.1 | 818.5 | 0.16 | 223.3 | 43.5 | 266.9 | 234 | 15.3 | 2.15 | 20.1 | 859.6 | 0.16 | 235 | 45.7 | 280.8 | 89.7 | 2.6 | 0.34 | 10.2 | 413.6 | 0.06 | 89.9 | 22.5 | 112.4 | 406.2 | 18.6 | 2.45 | 40.6 | 1784.4 | 0.24 | 407.5 | 93.8 | 501.3 | 21.21 | 0 | 0.27 | 21.48 | 22.73 | 0 | 0.28 | 23.02 | 493995.6 | 172965.8 | 0 | 4184.4 | 0 | 7825 | 50005.9 | 0 | 830.9 | 16256 | 135029.4 | 0 | 1913.8 | 3315.4 | 26355.4 | 87944.2 | 4456.3 | 0 | 0 | 131535.2 | 22095.3 | 2248.4 | 10562.7 | 851.2 | 0 | 8258.9
3395 | 142 | Day142 | 10 | Hour10 | 5 | Spring | 2117 | #N/A | Spring | 515902.2 | 2024-05-22 10:00 | 501232.4 | 5063.9 | 4138.8 | 5467 | 515902.3 | 483183.9 | 334494.1 | 0.036 | 0.0551 | 0.61 | 0.6 | 227.6 | 15.1 | 2.12 | 19.2 | 831.3 | 0.16 | 228.6 | 44 | 272.6 | 239.6 | 15.9 | 2.24 | 20.2 | 874.1 | 0.17 | 240.7 | 46.3 | 287 | 92.7 | 2.4 | 0.3 | 10.8 | 436.7 | 0.06 | 92.9 | 23.8 | 116.7 | 843.9 | 79.7 | 11.44 | 41.8 | 2391.8 | 0.41 | 849.4 | 113.2 | 962.6 | 23.68 | 0 | 0.27 | 23.95 | 25.28 | 0 | 0.28 | 25.56 | 515902.2 | 181408.1 | 0 | 4184.4 | 0 | 7825 | 54723.6 | 0 | 933.7 | 17885.4 | 142010.6 | 0 | 1913.8 | 3315.4 | 27668.8 | 88396.1 | 4456.3 | 0 | 0 | 137952.8 | 22171.2 | 2465.1 | 14307.1 | 1184 | 0 | 8258.9
3396 | 142 | Day142 | 11 | Hour11 | 5 | Spring | 2117 | #N/A | Spring | 533306.8 | 2024-05-22 11:00 | 521078.8 | 3890.5 | 2866.8 | 5470.7 | 533306.8 | 501900.7 | 349146.1 | 0.0368 | 0.0574 | 0.59 | 0.59 | 237.5 | 16 | 2.25 | 19.6 | 860.4 | 0.16 | 238.6 | 45.3 | 283.9 | 249.5 | 16.9 | 2.37 | 20.6 | 902.7 | 0.17 | 250.7 | 47.5 | 298.2 | 91.4 | 2.5 | 0.32 | 10.4 | 430.8 | 0.06 | 91.6 | 23.3 | 114.8 | 408.6 | 7.7 | 0.77 | 48.3 | 2136.4 | 0.18 | 409 | 112 | 521 | 25.36 | 0 | 0.27 | 25.63 | 27.04 | 0 | 0.28 | 27.32 | 533306.8 | 184160.8 | 260.6 | 4184.4 | 0 | 7825 | 60738.9 | 0 | 958.9 | 17780.1 | 150140 | 0 | 1935.1 | 3315.4 | 27894.2 | 88396.1 | 4456.3 | 0 | 0 | 141028.6 | 22194.3 | 2198.8 | 15844.7 | 1372.9 | 0.4 | 7888.4
3397 | 142 | Day142 | 12 | Hour12 | 5 | Spring | 2117 | #N/A | Spring | 548184.6 | 2024-05-22 12:00 | 538374.6 | 2957 | 1374.6 | 5478.4 | 548184.6 | 518162.7 | 362196.6 | 0.0375 | 0.0594 | 0.58 | 0.58 | 245.8 | 16.8 | 2.36 | 20 | 885.1 | 0.16 | 246.9 | 46.4 | 293.4 | 257.5 | 17.6 | 2.47 | 21 | 926.5 | 0.17 | 258.7 | 48.6 | 307.3 | 91.9 | 2.4 | 0.31 | 10.5 | 436.2 | 0.06 | 92.1 | 23.5 | 115.6 | 482.1 | 19.5 | 2.51 | 47.5 | 2191.9 | 0.22 | 483.3 | 112.9 | 596.2 | 26.35 | 0 | 0.26 | 26.61 | 28.11 | 0 | 0.27 | 28.39 | 548184.6 | 185988 | 0.1 | 4184.4 | 0 | 8102.2 | 65720.6 | 0 | 960.9 | 17688.7 | 157302.2 | 0 | 1940.9 | 3315.4 | 28624.8 | 88396.1 | 4456.3 | 153.6 | 0 | 142159.1 | 23335.9 | 1843.4 | 15718.1 | 1515.8 | 23.1 | 7888.4
3398 | 142 | Day142 | 13 | Hour13 | 5 | Spring | 2117 | #N/A | Spring | 562243.2 | 2024-05-22 13:00 | 553235.2 | 2481.8 | 1374.6 | 5151.6 | 562243.3 | 532100.4 | 372875.8 | 0.0382 | 0.0611 | 0.58 | 0.57 | 250.2 | 17.1 | 2.41 | 20.3 | 897.1 | 0.17 | 251.4 | 47 | 298.4 | 262 | 18 | 2.53 | 21.2 | 939 | 0.17 | 263.2 | 49.2 | 312.5 | 85.6 | 2.2 | 0.26 | 9.7 | 421.7 | 0.04 | 85.7 | 22.3 | 108 | 426.6 | 8 | 0.8 | 50.4 | 2230.5 | 0.19 | 427 | 116.9 | 543.9 | 27.01 | 0 | 0.25 | 27.26 | 28.86 | 0 | 0.27 | 29.13 | 562243.2 | 189367.5 | 110 | 4233.2 | 0 | 8374.7 | 68884.6 | 0 | 957.6 | 18405.3 | 162353.7 | 0 | 1914.9 | 3315.4 | 30149.1 | 88396.1 | 4965.6 | 178.3 | 0 | 142201.1 | 26158.9 | 1644.5 | 14955.5 | 3376 | 1383.8 | 8258.9
3399 | 142 | Day142 | 14 | Hour14 | 5 | Spring | 2117 | #N/A | Spring | 570746 | 2024-05-22 14:00 | 563426 | 647.7 | 1456.6 | 5215.7 | 570746.1 | 541633.3 | 380386.7 | 0.0387 | 0.0623 | 0.57 | 0.57 | 251.4 | 17.1 | 2.4 | 20.5 | 906.9 | 0.17 | 252.6 | 47.6 | 300.1 | 262.7 | 17.8 | 2.51 | 21.4 | 947.7 | 0.17 | 264 | 49.7 | 313.6 | 89.2 | 2.5 | 0.31 | 9.9 | 431.9 | 0.04 | 89.4 | 22.8 | 112.1 | 507.3 | 21.9 | 2.87 | 48.9 | 2251.4 | 0.24 | 508.8 | 116.1 | 624.8 | 27.41 | 0 | 0.25 | 27.66 | 29.3 | 0 | 0.27 | 29.57 | 570746 | 190359.4 | 249.3 | 4233.2 | 0 | 8374.7 | 69287.6 | 0 | 955 | 18031.9 | 167481 | 0 | 1977.4 | 3315.4 | 31753.9 | 88396.1 | 5068.3 | 249.7 | 0 | 140784.6 | 29491.4 | 1096.5 | 14944.8 | 6869.3 | 1224.3 | 8170.1
3400 | 142 | Day142 | 15 | Hour15 | 5 | Spring | 2117 | #N/A | Spring | 577932.7 | 2024-05-22 15:00 | 570443.6 | 758.7 | 1374.6 | 5355.9 | 577932.7 | 548187.8 | 385971.1 | 0.039 | 0.0632 | 0.57 | 0.57 | 254.1 | 17.2 | 2.42 | 20.7 | 916.4 | 0.17 | 255.3 | 48.1 | 303.4 | 265.7 | 18 | 2.53 | 21.6 | 958 | 0.17 | 266.9 | 50.2 | 317.2 | 94.2 | 2.8 | 0.34 | 10.2 | 456.5 | 0.04 | 94.3 | 23.9 | 118.2 | 584.7 | 34.2 | 4.67 | 48.1 | 2325.1 | 0.27 | 587 | 117.5 | 704.4 | 27.55 | 0 | 0.25 | 27.8 | 29.47 | 0 | 0.27 | 29.74 | 577932.7 | 191961.6 | 110 | 4243.6 | 0 | 8374.7 | 70690.9 | 0 | 964.9 | 17193.6 | 171072.8 | 0 | 1934.5 | 3315.4 | 32176.5 | 88396.1 | 5439.9 | 216.6 | 0 | 139450.3 | 33603.5 | 749.3 | 13943.6 | 5552.4 | 1633.4 | 8258.9
3401 | 142 | Day142 | 16 | Hour16 | 5 | Spring | 2117 | #N/A | Spring | 580491.6 | 2024-05-22 16:00 | 573948 | 0 | 1374.6 | 5169 | 580491.5 | 551461.7 | 394220.3 | 0.0392 | 0.0636 | 0.56 | 0.56 | 259.7 | 17.6 | 2.48 | 21.1 | 934.7 | 0.17 | 260.9 | 49 | 309.9 | 272.3 | 18.5 | 2.6 | 22.1 | 979.4 | 0.18 | 273.5 | 51.4 | 324.9 | 103.2 | 3.9 | 0.5 | 10.5 | 473 | 0.05 | 103.5 | 24.6 | 128.1 | 696.8 | 36.2 | 5.29 | 66.4 | 2539.9 | 0.58 | 699.4 | 142.2 | 841.6 | 28.01 | 0 | 0.25 | 28.26 | 29.95 | 0 | 0.27 | 30.22 | 580491.6 | 186271.2 | 168.2 | 4243.6 | 0 | 8374.7 | 72550 | 0 | 958 | 17146 | 174576 | 0 | 2027.9 | 3315.4 | 33356.8 | 88396.1 | 5841.6 | 1369.9 | 0 | 131775.6 | 35874 | 517.7 | 12935.5 | 6529.9 | 1880 | 8258.9
3402 | 142 | Day142 | 17 | Hour17 | 5 | Spring | 2117 | #N/A | Spring | 575929.2 | 2024-05-22 17:00 | 571106.5 | 0 | 34.7 | 4788 | 575929.2 | 548801.1 | 410255.1 | 0.039 | 0.0633 | 0.55 | 0.54 | 268.5 | 18.3 | 2.58 | 21.7 | 961.2 | 0.18 | 269.7 | 50.4 | 320.1 | 283.4 | 19.3 | 2.72 | 23 | 1016.2 | 0.19 | 284.7 | 53.4 | 338.1 | 162.6 | 8.7 | 1.19 | 14.3 | 660.2 | 0.08 | 163.2 | 34 | 197.2 | 502 | 12.8 | 1.87 | 60.9 | 2160 | 0.47 | 502.9 | 125.4 | 628.4 | 29.32 | 0 | 0.25 | 29.58 | 31.33 | 0 | 0.27 | 31.6 | 575929.2 | 165674.1 | 833.9 | 4248.1 | 0 | 8374.7 | 74791.1 | 0 | 926.4 | 15446 | 175920 | 0 | 2517.4 | 3315.4 | 37050.7 | 88396.1 | 6591.4 | 8216.3 | 0 | 108692.6 | 40156.3 | 452.9 | 11002.5 | 6374.2 | 1956.7 | 8258.9
3403 | 142 | Day142 | 18 | Hour18 | 5 | Spring | 2117 | #N/A | Spring | 565299.1 | 2024-05-22 18:00 | 561221.7 | 0 | 0 | 4077.4 | 565299.1 | 539529.2 | 439800.5 | 0.0386 | 0.0622 | 0.51 | 0.5 | 293.5 | 18.9 | 2.67 | 24.8 | 1069 | 0.2 | 294.8 | 56.7 | 351.5 | 311.5 | 20 | 2.83 | 26.5 | 1136.5 | 0.22 | 312.8 | 60.4 | 373.3 | 292 | 16.2 | 2.28 | 25.7 | 1117.7 | 0.18 | 293.1 | 59.1 | 352.1 | 707.8 | 19.4 | 2.6 | 81.9 | 3218.2 | 0.52 | 709 | 177.9 | 886.9 | 35.54 | 0 | 0.25 | 35.8 | 37.9 | 0 | 0.27 | 38.17 | 565299.1 | 125498.6 | 2816.4 | 4257.5 | 0 | 8001.8 | 73485.4 | 0 | 834.5 | 11458.2 | 183997.9 | 0 | 11210.9 | 3315.4 | 41235.2 | 88396.1 | 10727.6 | 12356.2 | 0 | 69498.5 | 43119.5 | 587.9 | 9130 | 7574.6 | 2700.6 | 8258.9
3404 | 142 | Day142 | 19 | Hour19 | 5 | Spring | 2117 | #N/A | Spring | 550025.9 | 2024-05-22 19:00 | 546588.3 | 0 | 0 | 3437.6 | 550025.9 | 525792 | 457776.5 | 0.038 | 0.0606 | 0.47 | 0.47 | 318.2 | 20.8 | 2.95 | 26.6 | 1140.5 | 0.22 | 319.6 | 60.7 | 380.3 | 336.3 | 21.9 | 3.11 | 28.3 | 1208.6 | 0.24 | 337.8 | 64.4 | 402.2 | 397.9 | 19.1 | 2.73 | 38.8 | 1543.8 | 0.3 | 399.2 | 84.9 | 484.1 | 724.2 | 13.8 | 1.4 | 85.6 | 3770.5 | 0.32 | 725 | 198 | 923 | 33.27 | 0 | 0.26 | 33.53 | 35.42 | 0 | 0.27 | 35.7 | 550025.9 | 92249.4 | 3646.9 | 4257.5 | 0 | 8374.7 | 78772.5 | 0 | 590.9 | 7004.2 | 185648.2 | 0 | 11715.1 | 3315.4 | 50437.1 | 88396.1 | 12789.2 | 10423.7 | 0 | 36474.5 | 47442.3 | 737.5 | 6707.6 | 2646.6 | 1937.1 | 8258.9
3405 | 142 | Day142 | 20 | Hour20 | 5 | Spring | 2117 | #N/A | Spring | 538126.8 | 2024-05-22 20:00 | 534098 | 0 | 0 | 4028.7 | 538126.7 | 514068.7 | 464146 | 0.0375 | 0.0591 | 0.48 | 0.47 | 316.2 | 21.2 | 3.01 | 25.9 | 1121.4 | 0.22 | 317.6 | 59.4 | 377 | 333.8 | 22.3 | 3.17 | 27.5 | 1187.3 | 0.23 | 335.3 | 63 | 398.3 | 406.6 | 20.7 | 2.93 | 38 | 1578.2 | 0.28 | 408.1 | 85.2 | 493.2 | 701.4 | 17.4 | 2.53 | 85.6 | 3037.7 | 0.66 | 702.6 | 176.3 | 878.9 | 31.91 | 0 | 0.26 | 32.17 | 33.92 | 0 | 0.28 | 34.2 | 538126.8 | 73980.7 | 6688.7 | 4257.5 | 0 | 8374.7 | 79836.2 | 0 | 154.2 | 4373.7 | 186512.5 | 0 | 4595.5 | 3315.4 | 60302.8 | 88396.1 | 11128.3 | 10738.3 | 0 | 8488.2 | 60165 | 799.6 | 2192 | 627.2 | 3900.3 | 8258.9
3406 | 142 | Day142 | 21 | Hour21 | 5 | Spring | 2117 | #N/A | Spring | 515965.6 | 2024-05-22 21:00 | 511745.8 | 0 | 0 | 4219.8 | 515965.6 | 493005 | 444885.3 | 0.0366 | 0.0567 | 0.47 | 0.46 | 317.7 | 21.3 | 3 | 26 | 1142.8 | 0.21 | 319.2 | 60.1 | 379.3 | 331.8 | 22.2 | 3.13 | 27.2 | 1195.5 | 0.22 | 333.3 | 62.9 | 396.3 | 405.6 | 23.6 | 3.31 | 34.4 | 1546 | 0.24 | 407.2 | 80.5 | 487.7 | 575 | 15.7 | 2.49 | 71.1 | 2272.2 | 0.66 | 576.2 | 139 | 715.2 | 31.07 | 0 | 0.27 | 31.34 | 32.95 | 0 | 0.28 | 33.23 | 515965.6 | 71080.3 | 5838.9 | 4257.5 | 0 | 8374.7 | 77152.2 | 0 | 0 | 57.8 | 185274.2 | 0 | 5162.8 | 3315.4 | 54782 | 88396.1 | 8083.9 | 4247.5 | 0 | 25.1 | 70479.5 | 517.8 | 620.6 | 2566 | 4407.4 | 7396.4
3407 | 142 | Day142 | 22 | Hour22 | 5 | Spring | 2117 | #N/A | Spring | 479307.9 | 2024-05-22 22:00 | 474643.9 | 0 | 0 | 4664 | 479307.9 | 457882.1 | 399602.8 | 0.0353 | 0.0528 | 0.51 | 0.51 | 278.7 | 18.1 | 2.54 | 23.5 | 1033.6 | 0.18 | 279.9 | 54.3 | 334.2 | 290.5 | 18.9 | 2.64 | 24.5 | 1079.3 | 0.19 | 291.8 | 56.7 | 348.5 | 462.4 | 31.7 | 4.42 | 34 | 1682.4 | 0.22 | 464.6 | 84.2 | 548.7 | 1016.2 | 109.5 | 15.87 | 38.3 | 2442.1 | 0.51 | 1023.8 | 111.2 | 1135 | 27.77 | 0 | 0.27 | 28.04 | 29.32 | 0 | 0.29 | 29.61 | 479307.9 | 79705.1 | 4566.4 | 4247.1 | 0 | 8374.7 | 61089 | 0 | 0 | 0 | 167834.7 | 0 | 1545 | 3315.4 | 52158.9 | 88396.1 | 3924.3 | 4151.1 | 0 | 0 | 79163.3 | 541.8 | 7.4 | 2440.6 | 3690.8 | 6615.9
3408 | 142 | Day142 | 23 | Hour23 | 5 | Spring | 2117 | #N/A | Spring | 443510.2 | 2024-05-22 23:00 | 438774.9 | 0 | 0 | 4735.2 | 443510.1 | 423766 | 361688.9 | 0.0342 | 0.0491 | 0.55 | 0.55 | 240.4 | 14.2 | 1.97 | 22 | 937.9 | 0.17 | 241.4 | 50 | 291.4 | 250.6 | 14.7 | 2.04 | 23 | 979.1 | 0.17 | 251.6 | 52.2 | 303.9 | 458.2 | 31.4 | 4.39 | 33.5 | 1667.5 | 0.22 | 460.4 | 83.3 | 543.7 | 986.2 | 112.9 | 16.43 | 31.1 | 2159.3 | 0.5 | 994.1 | 95.6 | 1089.7 | 25.7 | 0 | 0.27 | 25.97 | 27.03 | 0 | 0.29 | 27.32 | 443510.2 | 81821.2 | 3987.6 | 4197.2 | 0 | 8009.4 | 42254.5 | 0 | 0 | 0 | 151680.6 | 0 | 1396.6 | 3315.4 | 50951.5 | 88396.1 | 3352.9 | 4147 | 0 | 0 | 81046.1 | 775.2 | 0 | 1397 | 3421.2 | 4945
3409 | 143 | Day143 | 0 | Hour0 | 5 | Spring | 12 | 580030.1 | Spring | 413048.3 | 2024-05-23 | 407838 | 110 | 0 | 5100.3 | 413048.3 | 394280.5 | 332104.6 | 0.0332 | 0.0457 | 0.57 | 0.57 | 231 | 13.8 | 1.92 | 21.3 | 895.1 | 0.17 | 232 | 48 | 280 | 240.1 | 14.3 | 1.98 | 22.2 | 931.4 | 0.17 | 241 | 50 | 291 | 447.2 | 25.8 | 3.52 | 37.2 | 1784.5 | 0.21 | 448.9 | 90.4 | 539.4 | 548.5 | 32.4 | 4.45 | 44.7 | 2168.3 | 0.25 | 550.7 | 109.4 | 660.1 | 24.56 | 0 | 0.27 | 24.83 | 25.75 | 0 | 0.29 | 26.03 | 413048.3 | 80943.6 | 359.6 | 4192.8 | 0 | 5716.5 | 38375.3 | 0 | 0 | 0 | 133081.2 | 0 | 1332.9 | 3315.4 | 50093.7 | 88396.1 | 3274.3 | 3966.9 | 0 | 0 | 79864.4 | 1079.2 | 0 | 1148 | 628.7 | 4670.5
3410 | 143 | Day143 | 1 | Hour1 | 5 | Spring | 2117 | #N/A | Spring | 395299 | 2024-05-23 01:00 | 384189.2 | 1520.9 | 4539 | 5050 | 395299.1 | 371722.3 | 314192.8 | 0.0324 | 0.0429 | 0.59 | 0.58 | 222.3 | 13.1 | 1.82 | 20.8 | 865.2 | 0.16 | 223.2 | 46.7 | 269.9 | 231.3 | 13.6 | 1.88 | 21.7 | 901.9 | 0.17 | 232.2 | 48.6 | 280.8 | 444.2 | 26.2 | 3.59 | 36.4 | 1752.6 | 0.21 | 446 | 88.7 | 534.7 | 727.6 | 64.2 | 9.17 | 40.1 | 2205 | 0.35 | 732 | 105.9 | 837.9 | 23.69 | 0 | 0.28 | 23.97 | 24.74 | 0 | 0.28 | 25.02 | 395299 | 81106.3 | 140.5 | 4192.8 | 0 | 4846.7 | 34725.8 | 0 | 0 | 0 | 123785.4 | 0 | 1332.9 | 3315.4 | 46822.1 | 88396.1 | 3274.3 | 3360.8 | 0 | 0 | 79744.7 | 1361.6 | 0 | 0 | 0 | 4196.1
3411 | 143 | Day143 | 2 | Hour2 | 5 | Spring | 2117 | #N/A | Spring | 384662.8 | 2024-05-23 02:00 | 368422.6 | 2373.6 | 8805.5 | 5061.1 | 384662.8 | 356656.9 | 304055.8 | 0.0319 | 0.0409 | 0.59 | 0.58 | 221.6 | 12.9 | 1.79 | 21 | 866.6 | 0.16 | 222.5 | 46.8 | 269.3 | 230.2 | 13.4 | 1.86 | 21.8 | 900.7 | 0.17 | 231.1 | 48.6 | 279.7 | 468 | 29.9 | 4.15 | 36.3 | 1772.8 | 0.22 | 470 | 89.1 | 559.1 | 626.7 | 48.1 | 6.78 | 41.5 | 2129.6 | 0.3 | 630 | 105 | 734.9 | 23.09 | 0 | 0.29 | 23.38 | 24.03 | 0 | 0.28 | 24.32 | 384662.8 | 80607 | 32.3 | 4188.3 | 0 | 4760.4 | 33117.3 | 0 | 0 | 0 | 121310.9 | 0 | 1332.9 | 3315.4 | 42895 | 88338.8 | 3274.3 | 1490.2 | 0 | 0 | 79263.7 | 1343.4 | 0 | 0 | 0 | 4401.7
3412 | 143 | Day143 | 3 | Hour3 | 5 | Spring | 2117 | #N/A | Spring | 378556.9 | 2024-05-23 03:00 | 361328.5 | 3621.6 | 8544.8 | 5062 | 378556.9 | 349878.6 | 296845.9 | 0.0317 | 0.04 | 0.58 | 0.58 | 223.8 | 13.1 | 1.82 | 21.1 | 872.9 | 0.17 | 224.7 | 47.2 | 271.9 | 232.6 | 13.6 | 1.89 | 21.9 | 907.1 | 0.17 | 233.5 | 49 | 282.4 | 474.8 | 31 | 4.3 | 36.2 | 1779.1 | 0.23 | 476.9 | 89.3 | 566.2 | 654.6 | 57 | 8.13 | 36.8 | 2007.9 | 0.31 | 658.5 | 96.7 | 755.3 | 22.04 | 0 | 0.29 | 22.33 | 22.92 | 0 | 0.28 | 23.19 | 378556.9 | 81711 | 0 | 4188.3 | 0 | 4760.4 | 33192 | 0 | 0 | 0 | 119909.7 | 0 | 1332.9 | 3315.4 | 39475.8 | 87397.2 | 3274.3 | 0 | 0 | 0 | 80325.4 | 1385.6 | 0 | 0 | 0 | 4400
3413 | 143 | Day143 | 4 | Hour4 | 5 | Spring | 2117 | #N/A | Spring | 377415.8 | 2024-05-23 04:00 | 365532.4 | 1678.8 | 5142.1 | 5062.4 | 377415.7 | 353932.5 | 298986.9 | 0.0317 | 0.0403 | 0.57 | 0.57 | 230.2 | 13.3 | 1.85 | 21.8 | 903.9 | 0.17 | 231.1 | 48.8 | 279.9 | 239 | 13.8 | 1.91 | 22.6 | 939.4 | 0.18 | 239.9 | 50.7 | 290.6 | 457.7 | 27.7 | 3.82 | 36.9 | 1782 | 0.22 | 459.5 | 90 | 549.6 | 665.8 | 57.6 | 8.2 | 37.9 | 2057 | 0.32 | 669.8 | 99.2 | 769 | 22.15 | 0 | 0.27 | 22.42 | 23.08 | 0 | 0.27 | 23.36 | 377415.8 | 78428.9 | 0 | 4188.3 | 0 | 4760.4 | 33375.1 | 0 | 0 | 29.7 | 124980.2 | 0 | 1332.9 | 3315.4 | 36328.4 | 87397.2 | 3274.3 | 34.7 | 0 | 149.7 | 76847.6 | 1401.9 | 0 | 0 | 0 | 4562
3414 | 143 | Day143 | 5 | Hour5 | 5 | Spring | 2117 | #N/A | Spring | 387651.3 | 2024-05-23 05:00 | 381768.1 | 540.6 | 509.2 | 4833.5 | 387651.3 | 369512.9 | 300464.4 | 0.0321 | 0.042 | 0.57 | 0.57 | 228.4 | 13.3 | 1.84 | 21.6 | 895.6 | 0.17 | 229.3 | 48.3 | 277.6 | 236.7 | 13.7 | 1.9 | 22.4 | 929.2 | 0.17 | 237.6 | 50.1 | 287.7 | 394.6 | 23.9 | 3.29 | 31.8 | 1536.8 | 0.19 | 396.3 | 77.7 | 473.9 | 592.9 | 44.6 | 6.27 | 40.5 | 2045.2 | 0.3 | 596 | 101.5 | 697.5 | 22.74 | 0 | 0.26 | 23 | 23.76 | 0 | 0.27 | 24.03 | 387651.3 | 87186.9 | 1.9 | 4188.3 | 0 | 4760.4 | 34173.9 | 0 | 0 | 134.2 | 127026.3 | 0 | 1332.9 | 3315.4 | 34666.8 | 87689.6 | 3274.3 | 34.7 | 0 | 7908.2 | 77645.1 | 1499.4 | 161.6 | 0 | 395.4 | 4812
3415 | 143 | Day143 | 6 | Hour6 | 5 | Spring | 2117 | #N/A | Spring | 414060.7 | 2024-05-23 06:00 | 406108.3 | 345.7 | 2465.2 | 5141.5 | 414060.7 | 392803.7 | 303154.2 | 0.0328 | 0.0447 | 0.59 | 0.59 | 216.5 | 12.5 | 1.73 | 20.4 | 850.6 | 0.16 | 217.3 | 45.8 | 263.2 | 224.4 | 13 | 1.79 | 21.2 | 882.6 | 0.16 | 225.3 | 47.6 | 272.8 | 187.5 | 9.1 | 1.22 | 17.1 | 798 | 0.09 | 188.1 | 40.9 | 229 | 562.9 | 37.9 | 5.28 | 42 | 2079 | 0.27 | 565.4 | 104 | 669.4 | 22.88 | 0 | 0.26 | 23.14 | 23.98 | 0 | 0.28 | 24.26 | 414060.7 | 110906.5 | 0.2 | 4188.3 | 0 | 4760.4 | 34430.1 | 0 | 0 | 2616.8 | 129321.5 | 0 | 1332.9 | 3315.4 | 34807.2 | 87689.2 | 3274.3 | 34.7 | 0 | 31243.8 | 75461.8 | 1584.1 | 992.7 | 0 | 383.6 | 6933.4
3416 | 143 | Day143 | 7 | Hour7 | 5 | Spring | 2117 | #N/A | Spring | 437908.5 | 2024-05-23 07:00 | 431027.6 | 713.3 | 843.3 | 5324.4 | 437908.5 | 416577.9 | 301281.9 | 0.0335 | 0.0474 | 0.62 | 0.62 | 201.6 | 11.9 | 1.65 | 18.9 | 784.6 | 0.15 | 202.4 | 42.3 | 244.7 | 209.1 | 12.3 | 1.71 | 19.6 | 813.7 | 0.15 | 209.9 | 43.9 | 253.8 | 121.9 | 5 | 0.65 | 12 | 548.3 | 0.06 | 122.3 | 28.3 | 150.6 | 596.4 | 46.9 | 6.63 | 38.7 | 1990.1 | 0.3 | 599.6 | 98.1 | 697.7 | 22.48 | 0 | 0.27 | 22.75 | 23.62 | 0 | 0.29 | 23.9 | 437908.5 | 136626.6 | 27.1 | 4188.3 | 0 | 7015.4 | 34891.1 | 0 | 42.2 | 6073.1 | 124936.5 | 0 | 1332.9 | 3315.4 | 33727.3 | 88360.6 | 3274.3 | 213 | 0 | 67651.3 | 61242.9 | 1617.1 | 2707.5 | 0 | 0 | 7669.8
3417 | 143 | Day143 | 8 | Hour8 | 5 | Spring | 2117 | #N/A | Spring | 460481.4 | 2024-05-23 08:00 | 453854.9 | 1818.3 | 4.1 | 4804.1 | 460481.4 | 438298.9 | 295688.1 | 0.0343 | 0.0499 | 0.64 | 0.64 | 198.6 | 12.2 | 1.71 | 18 | 756.5 | 0.14 | 199.4 | 40.6 | 240 | 205.9 | 12.7 | 1.77 | 18.7 | 784.3 | 0.15 | 206.8 | 42.1 | 248.8 | 80.4 | 2.9 | 0.37 | 8.3 | 373.8 | 0.04 | 80.6 | 19.5 | 100 | 800.4 | 82.5 | 11.91 | 34.3 | 2053.6 | 0.41 | 806.1 | 95.6 | 901.7 | 22.81 | 0 | 0.27 | 23.08 | 24.08 | 0 | 0.29 | 24.37 | 460481.4 | 164793.3 | 27.9 | 4179.9 | 0 | 8324.6 | 38654.9 | 0 | 475.8 | 8654.6 | 122897.3 | 0 | 1332.9 | 3315.4 | 26356.6 | 87111.2 | 3274.3 | 213 | 0 | 110021.1 | 44099.8 | 1542.1 | 5580.7 | 151.3 | 549.8 | 7883.8
3418 | 143 | Day143 | 9 | Hour9 | 5 | Spring | 2117 | #N/A | Spring | 491745 | 2024-05-23 09:00 | 476162.7 | 5753.3 | 4151.1 | 5677.9 | 491745 | 459469.8 | 294730.7 | 0.0351 | 0.0523 | 0.65 | 0.65 | 190.3 | 11.8 | 1.64 | 17.2 | 724.5 | 0.14 | 191.1 | 38.8 | 229.9 | 200.1 | 12.4 | 1.72 | 18 | 761.1 | 0.14 | 200.9 | 40.8 | 241.7 | 76.9 | 2.4 | 0.29 | 8.3 | 369.5 | 0.04 | 77 | 19.3 | 96.3 | 748.1 | 80.3 | 11.63 | 28.3 | 1815.9 | 0.37 | 753.7 | 82.6 | 836.3 | 19.72 | 0 | 0.13 | 19.85 | 21.22 | 0 | 0.16 | 21.38 | 491745 | 197014.3 | 28.3 | 4132 | 0 | 7825 | 39667.9 | 0 | 800 | 15761.9 | 125950.7 | 0 | 1332.9 | 3315.4 | 22599.7 | 86391.6 | 3274.3 | 213 | 0 | 131444.1 | 47702.7 | 1305.6 | 10924.3 | 337 | 21.9 | 8045.8
3419 | 143 | Day143 | 10 | Hour10 | 5 | Spring | 2117 | #N/A | Spring | 513000.5 | 2024-05-23 10:00 | 497718 | 5198 | 4277 | 5807.5 | 513000.5 | 479870.7 | 305760.6 | 0.0359 | 0.0547 | 0.64 | 0.64 | 196.8 | 12.3 | 1.71 | 17.5 | 745.5 | 0.14 | 197.6 | 39.7 | 237.3 | 207.2 | 13 | 1.81 | 18.4 | 784.8 | 0.14 | 208.1 | 41.8 | 249.9 | 75.7 | 2 | 0.24 | 8.4 | 373.5 | 0.04 | 75.8 | 19.6 | 95.4 | 409.2 | 22.3 | 3.02 | 35.7 | 1679.6 | 0.2 | 410.6 | 85.8 | 496.4 | 19.44 | 0 | 0.12 | 19.56 | 20.97 | 0 | 0.15 | 21.12 | 513000.5 | 207239.9 | 0 | 4128.7 | 0 | 6869 | 43541.4 | 0 | 936.3 | 16612.8 | 134712.5 | 0 | 1337.7 | 3315.4 | 22412.5 | 86129.9 | 3313.3 | 0 | 0 | 136765.2 | 51865.5 | 1060 | 13936.1 | 257.8 | 0 | 7934.7
3420 | 143 | Day143 | 11 | Hour11 | 5 | Spring | 2117 | #N/A | Spring | 529768.3 | 2024-05-23 11:00 | 515572.1 | 4407.8 | 4147 | 5641.4 | 529768.3 | 496718 | 317020 | 0.0366 | 0.0567 | 0.63 | 0.63 | 203.7 | 12.9 | 1.8 | 17.8 | 766.5 | 0.14 | 204.5 | 40.6 | 245.2 | 214.5 | 13.6 | 1.9 | 18.7 | 807 | 0.15 | 215.4 | 42.8 | 258.2 | 75.1 | 2.1 | 0.25 | 8.3 | 367.1 | 0.04 | 75.2 | 19.2 | 94.5 | 476 | 32.8 | 4.57 | 34.8 | 1736.2 | 0.23 | 478.2 | 86.6 | 564.8 | 20.1 | 0 | 0.12 | 20.21 | 21.7 | 0 | 0.14 | 21.84 | 529768.3 | 212748.3 | 76.4 | 4121.1 | 0 | 6869 | 47598.9 | 0 | 971.4 | 17803.6 | 141682.8 | 0 | 1337.7 | 3315.4 | 23204 | 85501.3 | 3313.3 | 0 | 0 | 138130.1 | 55082.7 | 760.4 | 14794.3 | 0 | 172.5 | 8045.8
3421 | 143 | Day143 | 12 | Hour12 | 5 | Spring | 2117 | #N/A | Spring | 544378.2 | 2024-05-23 12:00 | 530882.8 | 3777 | 4147 | 5571.4 | 544378.2 | 511125.2 | 328912.6 | 0.0372 | 0.0585 | 0.62 | 0.62 | 209.1 | 13.3 | 1.85 | 18.1 | 786.9 | 0.14 | 210 | 41.6 | 251.6 | 220.1 | 14 | 1.95 | 19.1 | 828 | 0.15 | 221.1 | 43.8 | 264.8 | 72.4 | 2.1 | 0.25 | 8 | 353.6 | 0.03 | 72.5 | 18.5 | 91 | 420.3 | 23.2 | 3.15 | 36 | 1714.1 | 0.2 | 421.8 | 87.1 | 508.9 | 20.49 | 0 | 0.11 | 20.61 | 22.13 | 0 | 0.14 | 22.27 | 544378.2 | 215465.6 | 94.3 | 4121.1 | 0 | 6869 | 50388.2 | 0 | 983.1 | 18535.5 | 149180.7 | 0 | 1332.9 | 3315.4 | 24732.7 | 85564.8 | 3313.3 | 0 | 0 | 137635.2 | 57800.3 | 511.5 | 15824.3 | 25.6 | 55.4 | 8254.3
3422 | 143 | Day143 | 13 | Hour13 | 5 | Spring | 2117 | #N/A | Spring | 558193.4 | 2024-05-23 13:00 | 545846.1 | 2657.8 | 4147 | 5542.4 | 558193.4 | 525166.4 | 342339.8 | 0.0379 | 0.0603 | 0.61 | 0.61 | 219.4 | 14.4 | 2.01 | 18.5 | 812.7 | 0.15 | 220.4 | 42.8 | 263.1 | 230.6 | 15.1 | 2.11 | 19.5 | 854.3 | 0.15 | 231.6 | 44.9 | 276.6 | 71.4 | 2 | 0.23 | 7.9 | 351.4 | 0.03 | 71.5 | 18.4 | 89.9 | 681.1 | 41.3 | 6.87 | 70.5 | 1608.1 | 1.11 | 684.2 | 118.7 | 802.9 | 22.69 | 0 | 0.26 | 22.95 | 24.38 | 0 | 0.27 | 24.65 | 558193.4 | 215853.6 | 222.2 | 4170 | 0 | 6869 | 56810.7 | 0 | 973.7 | 18885.1 | 153827.5 | 0 | 1332.9 | 3315.4 | 25085.1 | 87393.5 | 3313.3 | 0 | 0 | 134838.4 | 60786.2 | 370.1 | 15605.4 | 963.2 | 517.9 | 8045.8
3423 | 143 | Day143 | 14 | Hour14 | 5 | Spring | 2117 | #N/A | Spring | 566793.2 | 2024-05-23 14:00 | 556213.4 | 803.9 | 4147 | 5629 | 566793.3 | 534863.6 | 351482.4 | 0.0384 | 0.0615 | 0.61 | 0.6 | 226.1 | 14.9 | 2.09 | 18.9 | 833.3 | 0.15 | 227.1 | 43.8 | 270.9 | 237.2 | 15.6 | 2.19 | 19.9 | 874.3 | 0.16 | 238.2 | 45.9 | 284.2 | 73.2 | 2 | 0.24 | 8 | 361.3 | 0.03 | 73.3 | 18.8 | 92.1 | 683.9 | 55.1 | 7.95 | 44.5 | 2108.2 | 0.42 | 687.7 | 107.4 | 795.1 | 23.15 | 0 | 0.26 | 23.4 | 24.85 | 0 | 0.27 | 25.12 | 566793.2 | 215310.8 | 373.9 | 4170 | 0 | 6869 | 59904.1 | 0 | 972.9 | 18873.3 | 158659.5 | 0 | 1332.9 | 3315.4 | 25652.1 | 87485.6 | 3684.6 | 35.4 | 0 | 131892.2 | 63308.1 | 264.4 | 15098.6 | 1036.8 | 700.5 | 8045.8
3424 | 143 | Day143 | 15 | Hour15 | 5 | Spring | 2117 | #N/A | Spring | 574499 | 2024-05-23 15:00 | 564401.9 | 204.3 | 4257.7 | 5635.2 | 574499.1 | 542514.7 | 358580.7 | 0.0388 | 0.0626 | 0.6 | 0.6 | 231 | 15.2 | 2.14 | 19.3 | 849.2 | 0.15 | 232 | 44.6 | 276.6 | 242.2 | 16 | 2.24 | 20.2 | 890.7 | 0.16 | 243.3 | 46.8 | 290.1 | 78.4 | 2.4 | 0.28 | 8.5 | 381.5 | 0.03 | 78.5 | 19.8 | 98.4 | 860.5 | 89.6 | 12.96 | 35.5 | 2166.3 | 0.43 | 866.7 | 100.1 | 966.8 | 24.73 | 0 | 0.25 | 24.99 | 26.52 | 0 | 0.27 | 26.79 | 574499 | 215918.4 | 110 | 4180.3 | 0 | 6869 | 62029.9 | 0 | 977.4 | 18064.9 | 162764.2 | 0 | 1591.4 | 3315.4 | 25916.6 | 87497.3 | 4149 | 157.7 | 0 | 128151.6 | 68326.9 | 397.6 | 14842.2 | 4602.1 | 1455.7 | 8045.8
3425 | 143 | Day143 | 16 | Hour16 | 5 | Spring | 2117 | #N/A | Spring | 580030.1 | 2024-05-23 16:00 | 570108.2 | 276.5 | 3955.8 | 5689.6 | 580030.1 | 547843.2 | 367447.2 | 0.039 | 0.0632 | 0.59 | 0.59 | 236.6 | 15.7 | 2.21 | 19.6 | 864.7 | 0.16 | 237.7 | 45.4 | 283.1 | 248.3 | 16.5 | 2.31 | 20.6 | 908.2 | 0.16 | 249.5 | 47.7 | 297.2 | 88.7 | 3.1 | 0.39 | 9.2 | 416 | 0.04 | 88.9 | 21.7 | 110.5 | 724.9 | 55.3 | 7.95 | 50 | 2326.8 | 0.45 | 728.7 | 119.5 | 848.2 | 25.52 | 0 | 0.25 | 25.78 | 27.36 | 0 | 0.27 | 27.63 | 580030.1 | 212583 | 845.1 | 4231.2 | 0 | 6869 | 64741 | 0 | 963.1 | 17996.1 | 165399.8 | 0 | 1869.4 | 3315.4 | 26751.3 | 87771.4 | 4671 | 982.6 | 0 | 121393.4 | 71684.3 | 546.1 | 13669.3 | 5517.6 | 1331.8 | 8254.3
3426 | 143 | Day143 | 17 | Hour17 | 5 | Spring | 2117 | #N/A | Spring | 576999.2 | 2024-05-23 17:00 | 568965.2 | 62 | 2590.4 | 5381.5 | 576999.3 | 546770.8 | 380398.6 | 0.039 | 0.0631 | 0.58 | 0.58 | 243.7 | 16.4 | 2.31 | 20 | 882.8 | 0.16 | 244.9 | 46.3 | 291.2 | 257.5 | 17.3 | 2.43 | 21.2 | 935.4 | 0.17 | 258.7 | 49.1 | 307.8 | 126.7 | 6.1 | 0.82 | 11.7 | 536.7 | 0.06 | 127.1 | 27.7 | 154.8 | 485.3 | 17.7 | 2.26 | 49.7 | 2253.4 | 0.23 | 486.4 | 116.9 | 603.3 | 26.1 | 0 | 0.26 | 26.35 | 27.94 | 0 | 0.27 | 28.21 | 576999.2 | 196600.6 | 2065.8 | 4231.2 | 0 | 7176.4 | 67528.5 | 0 | 952.6 | 16860.9 | 165751.6 | 0 | 1898.6 | 3315.4 | 30154.2 | 87850.4 | 4934.4 | 5492.1 | 0 | 104006.6 | 74344.9 | 435.6 | 11287.3 | 5615.6 | 2034.4 | 8095.3
3427 | 143 | Day143 | 18 | Hour18 | 5 | Spring | 2117 | #N/A | Spring | 565067 | 2024-05-23 18:00 | 559613.1 | 0 | 0 | 5453.8 | 565067 | 538004.9 | 400549.6 | 0.0386 | 0.0621 | 0.56 | 0.55 | 264 | 18.1 | 2.55 | 21.4 | 940.8 | 0.18 | 265.3 | 49.4 | 314.7 | 279.6 | 19.1 | 2.69 | 22.8 | 999.3 | 0.19 | 280.9 | 52.6 | 333.5 | 241.2 | 12.7 | 1.77 | 21.9 | 947.8 | 0.15 | 242.1 | 50.2 | 292.3 | 551.4 | 19.7 | 2.81 | 60.5 | 2296 | 0.45 | 552.8 | 129.1 | 681.9 | 42.65 | 0 | 0.25 | 42.9 | 45.48 | 0 | 0.27 | 45.76 | 565067 | 164517.3 | 3023.8 | 4232.7 | 0 | 8343.5 | 72956.2 | 0 | 864.6 | 12305.9 | 168282.1 | 0 | 2249.4 | 3315.4 | 33907.2 | 88061 | 6672.1 | 9506.2 | 0 | 72676.4 | 78218.6 | 451.9 | 9615.5 | 7496.2 | 2367.3 | 8045.8
3428 | 143 | Day143 | 19 | Hour19 | 5 | Spring | 2117 | #N/A | Spring | 549943.1 | 2024-05-23 19:00 | 544986.5 | 0 | 0 | 4956.6 | 549943.1 | 524276.5 | 413022.1 | 0.038 | 0.0605 | 0.53 | 0.53 | 279.5 | 19 | 2.69 | 22.7 | 992.8 | 0.19 | 280.8 | 52.4 | 333.2 | 294.6 | 20 | 2.82 | 24.1 | 1050 | 0.2 | 296 | 55.5 | 351.4 | 338.9 | 19 | 2.67 | 29.7 | 1295.9 | 0.21 | 340.2 | 68.4 | 408.6 | 985.7 | 92.3 | 13.26 | 49.7 | 2807.6 | 0.48 | 992.1 | 133.5 | 1125.6 | 30.54 | 0 | 0.26 | 30.79 | 32.53 | 0 | 0.27 | 32.8 | 549943.1 | 136921 | 3874.1 | 4242.1 | 0 | 8374.7 | 74354.1 | 0 | 626 | 7385.9 | 171530.2 | 0 | 2886.7 | 3315.4 | 41603.5 | 88396.1 | 8093.8 | 6351.4 | 0 | 38635.9 | 89619.2 | 654 | 7234.9 | 4466 | 1394.5 | 8258.9
3429 | 143 | Day143 | 20 | Hour20 | 5 | Spring | 2117 | #N/A | Spring | 539764 | 2024-05-23 20:00 | 533676.7 | 0 | 0 | 6087.3 | 539764 | 513663 | 419524 | 0.0375 | 0.0591 | 0.54 | 0.53 | 269.9 | 18 | 2.54 | 22.3 | 978.3 | 0.18 | 271.1 | 51.5 | 322.6 | 284.6 | 18.9 | 2.66 | 23.6 | 1034.8 | 0.19 | 285.9 | 54.5 | 340.4 | 368.3 | 22.4 | 3.14 | 30.3 | 1378.2 | 0.21 | 369.8 | 71.5 | 441.3 | 769.3 | 56.8 | 8.33 | 56.9 | 2372 | 0.59 | 773.3 | 127.8 | 901.1 | 28.09 | 0 | 0.26 | 28.35 | 29.88 | 0 | 0.28 | 30.16 | 539764 | 120240 | 2505.2 | 4242.1 | 0 | 8374.7 | 68937.1 | 0 | 181.6 | 4818.6 | 172351.7 | 0 | 2086.4 | 3315.4 | 53661.6 | 88325.2 | 5962.7 | 9761.9 | 0 | 9812.7 | 104668.6 | 758.5 | 2312.6 | 1148.7 | 2146.2 | 8118.5
3430 | 143 | Day143 | 21 | Hour21 | 5 | Spring | 2117 | #N/A | Spring | 520002.8 | 2024-05-23 21:00 | 513774.1 | 0 | 0 | 6228.6 | 520002.7 | 494905.6 | 410342.6 | 0.0367 | 0.057 | 0.53 | 0.52 | 274.2 | 18.4 | 2.58 | 22.4 | 1000.1 | 0.18 | 275.4 | 52.3 | 327.7 | 286.8 | 19.2 | 2.69 | 23.6 | 1048.5 | 0.18 | 288.1 | 54.9 | 343 | 387.8 | 24.5 | 3.43 | 30.9 | 1438.9 | 0.21 | 389.4 | 73.8 | 463.2 | 543.8 | 29 | 4.04 | 48.5 | 2147.4 | 0.32 | 545.7 | 112.6 | 658.4 | 27.6 | 0 | 0.27 | 27.87 | 29.29 | 0 | 0.28 | 29.58 | 520002.8 | 109660.2 | 5199.7 | 4246.6 | 0 | 8374.7 | 68207.2 | 0 | 0 | 72.3 | 169097.9 | 0 | 3568 | 3315.4 | 51527.6 | 88061 | 3967.9 | 4776.5 | 0 | 100.8 | 108942.8 | 544.3 | 699.4 | 887 | 3934.2 | 8258.9
3431 | 143 | Day143 | 22 | Hour22 | 5 | Spring | 2117 | #N/A | Spring | 483585.5 | 2024-05-23 22:00 | 477675.1 | 0 | 0 | 5910.4 | 483585.5 | 460747.4 | 375612.6 | 0.0354 | 0.0531 | 0.56 | 0.55 | 248.2 | 16 | 2.23 | 21.2 | 927.5 | 0.16 | 249.3 | 48.9 | 298.2 | 259.4 | 16.7 | 2.33 | 22.2 | 970.9 | 0.17 | 260.5 | 51.2 | 311.7 | 438.6 | 30.7 | 4.3 | 31.7 | 1571.2 | 0.21 | 440.7 | 78.6 | 519.3 | 895.7 | 94.9 | 13.74 | 35.3 | 2202.2 | 0.45 | 902.3 | 101 | 1003.3 | 25.63 | 0 | 0.27 | 25.9 | 27.1 | 0 | 0.29 | 27.39 | 483585.5 | 107972.9 | 4414.5 | 4216.8 | 0 | 7757.5 | 54230.5 | 0 | 0 | 0 | 154229.1 | 0 | 1791.2 | 3315.4 | 50485.7 | 87850.4 | 3173.9 | 4147.5 | 0 | 0 | 107504.4 | 468.4 | 9.6 | 2275.1 | 3993 | 7910.2
3432 | 143 | Day143 | 23 | Hour23 | 5 | Spring | 2117 | #N/A | Spring | 448072.9 | 2024-05-23 23:00 | 441775.6 | 10.2 | 366.6 | 5920.5 | 448072.9 | 426620.6 | 344183.3 | 0.0343 | 0.0494 | 0.59 | 0.59 | 222.4 | 13.7 | 1.9 | 20 | 851.4 | 0.16 | 223.3 | 45.4 | 268.7 | 232.3 | 14.2 | 1.98 | 20.9 | 891 | 0.16 | 233.3 | 47.5 | 280.8 | 440.8 | 28.6 | 3.98 | 33.8 | 1648 | 0.21 | 442.7 | 83 | 525.7 | 759.8 | 72.1 | 10.37 | 37.5 | 2131.1 | 0.38 | 764.8 | 101.1 | 865.9 | 23.56 | 0 | 0.27 | 23.83 | 24.85 | 0 | 0.29 | 25.14 | 448072.9 | 103889.6 | 4031.5 | 4121.3 | 0 | 7418.6 | 41922.9 | 0 | 0 | 0 | 137515.4 | 0 | 1058.3 | 3315.4 | 50335.3 | 87397.2 | 2920.3 | 4147 | 0 | 0 | 103581 | 308.6 | 0 | 1296.2 | 3451.4 | 6771.8
3433 | 144 | Day144 | 0 | Hour0 | 5 | Spring | 6 | 597362.4 | Spring | 417968.8 | 2024-05-24 | 411430 | 119.7 | 501.3 | 5917.8 | 417968.8 | 397712.1 | 317456 | 0.0333 | 0.0461 | 0.62 | 0.62 | 210.7 | 13.4 | 1.87 | 18.8 | 793 | 0.15 | 211.6 | 42.5 | 254.1 | 219.5 | 13.9 | 1.94 | 19.7 | 828.3 | 0.16 | 220.4 | 44.4 | 264.8 | 393.9 | 20.5 | 2.77 | 35 | 1631.3 | 0.19 | 395.3 | 83.6 | 478.9 | 556.8 | 41.2 | 5.81 | 38.1 | 1927.1 | 0.27 | 559.6 | 95.6 | 655.2 | 22.09 | 0 | 0.27 | 22.36 | 23.2 | 0 | 0.29 | 23.49 | 417968.8 | 100512.8 | 2588.2 | 4121.3 | 0 | 7418.6 | 38782.9 | 0 | 0 | 0 | 117020.9 | 0 | 471.3 | 3315.4 | 49480.7 | 87397.2 | 2712.5 | 4147 | 0 | 0 | 100231.7 | 281.1 | 0 | 1358.5 | 761.9 | 5046.7
3434 | 144 | Day144 | 1 | Hour1 | 5 | Spring | 2117 | #N/A | Spring | 398923.6 | 2024-05-24 01:00 | 387567.1 | 625.9 | 4785.3 | 5945.3 | 398923.6 | 374954.6 | 300723.1 | 0.0325 | 0.0432 | 0.63 | 0.62 | 205.8 | 13 | 1.82 | 18.5 | 776.1 | 0.15 | 206.6 | 41.7 | 248.3 | 214.5 | 13.5 | 1.89 | 19.3 | 810.3 | 0.16 | 215.4 | 43.5 | 258.9 | 392.5 | 20.7 | 2.81 | 34.6 | 1614.2 | 0.19 | 393.9 | 82.7 | 476.6 | 556.2 | 47 | 6.7 | 32.7 | 1739.7 | 0.27 | 559.4 | 84.6 | 644 | 19.69 | 0 | 0.27 | 19.96 | 20.58 | 0 | 0.28 | 20.87 | 398923.6 | 98200.5 | 987 | 4047.6 | 0 | 5658.6 | 35939.9 | 0 | 0 | 0 | 109504.1 | 0 | 471.3 | 3315.4 | 49020.4 | 86034.9 | 2586.7 | 3157.1 | 0 | 0 | 97875.8 | 324.7 | 0 | 0 | 27.1 | 4960.4
3435 | 144 | Day144 | 2 | Hour2 | 5 | Spring | 2117 | #N/A | Spring | 386254.4 | 2024-05-24 02:00 | 371544.3 | 1976.7 | 7057.7 | 5675.7 | 386254.4 | 359652.2 | 291214.4 | 0.032 | 0.0412 | 0.62 | 0.62 | 208.7 | 13.2 | 1.84 | 18.8 | 786.9 | 0.16 | 209.6 | 42.3 | 251.9 | 216.5 | 13.7 | 1.91 | 19.5 | 816.9 | 0.16 | 217.5 | 43.9 | 261.4 | 392.4 | 20.7 | 2.81 | 34.7 | 1612.4 | 0.19 | 393.7 | 82.8 | 476.5 | 418.4 | 23.6 | 3.22 | 35.1 | 1688.9 | 0.19 | 420 | 85.5 | 505.5 | 19.51 | 0 | 0.27 | 19.78 | 20.3 | 0 | 0.28 | 20.58 | 386254.4 | 95040 | 32.2 | 4047.6 | 0 | 5146.1 | 35335.8 | 0 | 0 | 0 | 107398.4 | 0 | 451.8 | 3315.4 | 45424.8 | 86034.9 | 2545.7 | 1481.6 | 0 | 0 | 94656.1 | 383.9 | 0 | 0 | 6.8 | 4773.4
3436 | 144 | Day144 | 3 | Hour3 | 5 | Spring | 2117 | #N/A | Spring | 379777.1 | 2024-05-24 03:00 | 364798.8 | 2919.3 | 6541 | 5518 | 379777.1 | 353214.7 | 286212.3 | 0.0318 | 0.0403 | 0.62 | 0.62 | 209.8 | 13.2 | 1.84 | 19.1 | 793.9 | 0.16 | 210.7 | 42.8 | 253.5 | 218 | 13.7 | 1.91 | 19.8 | 824.8 | 0.16 | 218.9 | 44.4 | 263.3 | 398.1 | 21.7 | 2.95 | 34.4 | 1617.3 | 0.19 | 399.5 | 82.7 | 482.2 | 497.1 | 37.3 | 5.25 | 33.4 | 1715.9 | 0.23 | 499.7 | 84.6 | 584.3 | 19.47 | 0 | 0.28 | 19.75 | 20.24 | 0 | 0.28 | 20.52 | 379777.1 | 93564.8 | 0 | 4047.6 | 0 | 5051 | 34565.8 | 0 | 0 | 1.9 | 107154.7 | 0 | 417.5 | 3315.4 | 42814.6 | 86034.9 | 2545.7 | 265.1 | 0 | 3.4 | 93268.2 | 291.3 | 0 | 0 | 6.8 | 4718.5
3437 | 144 | Day144 | 4 | Hour4 | 5 | Spring | 2117 | #N/A | Spring | 381965.7 | 2024-05-24 04:00 | 369303.8 | 3200.5 | 3886.1 | 5575.3 | 381965.7 | 357558.3 | 286962 | 0.0318 | 0.0407 | 0.61 | 0.61 | 212.3 | 13.3 | 1.85 | 19.3 | 806.3 | 0.16 | 213.2 | 43.4 | 256.6 | 220.3 | 13.8 | 1.92 | 20 | 836.6 | 0.16 | 221.2 | 45 | 266.2 | 402 | 22.3 | 3.05 | 34.4 | 1618 | 0.2 | 403.5 | 82.7 | 486.2 | 635.7 | 60.4 | 8.67 | 31.2 | 1791.3 | 0.31 | 639.9 | 84.7 | 724.6 | 19.56 | 0 | 0.28 | 19.83 | 20.38 | 0 | 0.27 | 20.65 | 381965.7 | 95003.7 | 0 | 4043.1 | 0 | 5051.2 | 34874.3 | 0 | 0 | 164.6 | 110273.7 | 0 | 407.6 | 3315.4 | 40415.9 | 86034.9 | 2545.7 | 0 | 0 | 736.2 | 93961.8 | 141.2 | 7.4 | 0 | 0 | 4374.1
3438 | 144 | Day144 | 5 | Hour5 | 5 | Spring | 2117 | #N/A | Spring | 392623.2 | 2024-05-24 05:00 | 384980.4 | 1401.3 | 784.3 | 5457.2 | 392623.2 | 372596.9 | 286099.5 | 0.0322 | 0.0424 | 0.62 | 0.62 | 207.7 | 13 | 1.82 | 18.8 | 787.3 | 0.15 | 208.6 | 42.3 | 251 | 215.2 | 13.5 | 1.88 | 19.5 | 816.2 | 0.16 | 216.1 | 43.9 | 260 | 356.3 | 19.8 | 2.71 | 30.5 | 1432.7 | 0.18 | 357.6 | 73.3 | 430.9 | 383.5 | 17 | 2.24 | 36.4 | 1695.3 | 0.17 | 384.7 | 87 | 471.6 | 19.5 | 0 | 0.26 | 19.76 | 20.39 | 0 | 0.27 | 20.66 | 392623.2 | 106523.7 | 0 | 4043.1 | 0 | 4984.1 | 35283.8 | 0 | 0 | 347.3 | 110418.5 | 0 | 407.6 | 3315.4 | 39066.3 | 86034.9 | 2545.7 | 0 | 0 | 9296.1 | 96760.3 | 120 | 804.4 | 0 | 0 | 4836.1
3439 | 144 | Day144 | 6 | Hour6 | 5 | Spring | 2117 | #N/A | Spring | 422820.6 | 2024-05-24 06:00 | 408618.5 | 1200.1 | 7059.1 | 5942.8 | 422820.5 | 395207.7 | 284162.9 | 0.0328 | 0.0449 | 0.66 | 0.65 | 190.7 | 12.1 | 1.69 | 17.2 | 718.3 | 0.14 | 191.5 | 38.6 | 230.1 | 198.3 | 12.6 | 1.76 | 17.8 | 746.6 | 0.15 | 199.2 | 40.1 | 239.3 | 167.2 | 6.6 | 0.86 | 16.9 | 751.8 | 0.09 | 167.6 | 39.4 | 207 | 460.8 | 30.4 | 4.22 | 34.8 | 1722.5 | 0.21 | 462.9 | 86.1 | 549.1 | 19.41 | 0 | 0.26 | 19.67 | 20.27 | 0 | 0.28 | 20.55 | 422820.6 | 138657.6 | 598.6 | 4043.1 | 0 | 5766.5 | 35421.5 | 0 | 0 | 4888 | 107331 | 0 | 407.6 | 3315.4 | 38698.4 | 86034.9 | 2545.7 | 0 | 0 | 34021.2 | 99618.9 | 129.5 | 2335.8 | 0 | 358.1 | 6960.3
3440 | 144 | Day144 | 7 | Hour7 | 5 | Spring | 2117 | #N/A | Spring | 448102.2 | 2024-05-24 07:00 | 434266.3 | 1998.2 | 5923.3 | 5914.4 | 448102.2 | 419669.4 | 287361.7 | 0.0336 | 0.0477 | 0.67 | 0.67 | 181.9 | 11.4 | 1.59 | 16.5 | 688.6 | 0.13 | 182.7 | 37 | 219.7 | 188.9 | 11.9 | 1.65 | 17.1 | 715.3 | 0.14 | 189.7 | 38.5 | 228.2 | 115.2 | 3.5 | 0.43 | 12.4 | 553.6 | 0.05 | 115.4 | 29 | 144.3 | 398 | 15.8 | 2.02 | 39.5 | 1820 | 0.18 | 399.1 | 93.8 | 492.9 | 20.52 | 0 | 0.27 | 20.79 | 21.59 | 0 | 0.29 | 21.88 | 448102.2 | 160740.5 | 0.4 | 4111.4 | 0 | 7338 | 35396.3 | 0 | 63.4 | 7083.3 | 109880.2 | 0 | 407.6 | 3315.4 | 37667.7 | 86698.8 | 2545.7 | 0 | 0 | 66812.9 | 86607.8 | 173.1 | 4696.8 | 0 | 0 | 7991.4
3441 | 144 | Day144 | 8 | Hour8 | 5 | Spring | 2117 | #N/A | Spring | 470461 | 2024-05-24 08:00 | 458595.1 | 2020.3 | 4478.9 | 5366.6 | 470461 | 442807.2 | 276651.9 | 0.0344 | 0.0504 | 0.68 | 0.68 | 177.6 | 11.3 | 1.58 | 15.9 | 667.3 | 0.13 | 178.4 | 35.8 | 214.2 | 185.1 | 11.8 | 1.65 | 16.5 | 694.7 | 0.14 | 185.9 | 37.3 | 223.2 | 79.2 | 2.3 | 0.28 | 8.7 | 383.5 | 0.04 | 79.3 | 20.2 | 99.5 | 368.9 | 7 | 0.7 | 43.6 | 1928.8 | 0.16 | 369.3 | 101.1 | 470.4 | 20.18 | 0 | 0.27 | 20.45 | 21.32 | 0 | 0.29 | 21.61 | 470461 | 193809.1 | 0 | 4102 | 0 | 7518.8 | 37112.3 | 0 | 554.6 | 10426.3 | 110823 | 0 | 407.6 | 3315.4 | 24128.1 | 86698.8 | 2545.7 | 0 | 0 | 102123.8 | 80533.6 | 170.8 | 6679.2 | 52.3 | 59.6 | 8254.3
3442 | 144 | Day144 | 9 | Hour9 | 5 | Spring | 2117 | #N/A | Spring | 498657.6 | 2024-05-24 09:00 | 483264.4 | 5117.6 | 4517.7 | 5757.9 | 498657.6 | 466202.1 | 276199.8 | 0.0353 | 0.0531 | 0.69 | 0.68 | 172.3 | 10.9 | 1.53 | 15.3 | 648.5 | 0.12 | 173 | 34.7 | 207.7 | 181.5 | 11.5 | 1.61 | 16.2 | 683.1 | 0.13 | 182.3 | 36.5 | 218.8 | 70.3 | 2 | 0.25 | 7.8 | 339.9 | 0.04 | 70.5 | 17.9 | 88.4 | 284.9 | 5.4 | 0.54 | 33.7 | 1489.5 | 0.12 | 285.2 | 78.1 | 363.2 | 16.98 | 0 | 0.13 | 17.11 | 18.3 | 0 | 0.16 | 18.47 | 498657.6 | 222457.8 | 154.4 | 3800.3 | 0 | 7391.9 | 37971.8 | 0 | 879 | 17755.5 | 114718.6 | 0 | 407.6 | 3315.4 | 21199.6 | 84694.3 | 2545.7 | 0 | 0 | 124350.6 | 79325.4 | 147.4 | 12373.4 | 589.4 | 0 | 8254.3
3443 | 144 | Day144 | 10 | Hour10 | 5 | Spring | 2117 | #N/A | Spring | 522029.3 | 2024-05-24 10:00 | 506873.2 | 4813.6 | 4437.2 | 5905.3 | 522029.3 | 488525.6 | 288017.1 | 0.0362 | 0.0557 | 0.68 | 0.67 | 177.7 | 11.4 | 1.59 | 15.6 | 666.5 | 0.13 | 178.5 | 35.5 | 213.9 | 187.4 | 12 | 1.68 | 16.4 | 702.9 | 0.13 | 188.2 | 37.4 | 225.6 | 65.8 | 1.9 | 0.24 | 7.3 | 314.2 | 0.03 | 65.9 | 16.6 | 82.6 | 648.1 | 67.5 | 9.75 | 27.1 | 1641.6 | 0.33 | 652.8 | 76.1 | 728.9 | 18.84 | 0 | 0.13 | 18.97 | 20.34 | 0 | 0.15 | 20.5 | 522029.3 | 234012.2 | 116.9 | 3875 | 0 | 6879.6 | 41551.4 | 0 | 971.5 | 19339.1 | 123107.3 | 0 | 407.6 | 3315.4 | 20976.3 | 85241.8 | 2545.7 | 0 | 0 | 133360.7 | 80131.3 | 209.6 | 15451.8 | 676.6 | 3.9 | 8045.8
3444 | 144 | Day144 | 11 | Hour11 | 5 | Spring | 2117 | #N/A | Spring | 540205.6 | 2024-05-24 11:00 | 526395 | 3959.7 | 4364.1 | 5486.8 | 540205.6 | 506924.6 | 302772.8 | 0.037 | 0.0579 | 0.67 | 0.66 | 188.2 | 12.4 | 1.73 | 16.1 | 696.1 | 0.13 | 189 | 36.8 | 225.8 | 198.5 | 13.1 | 1.83 | 16.9 | 734.1 | 0.14 | 199.3 | 38.8 | 238.2 | 65.7 | 1.7 | 0.21 | 7.4 | 318.7 | 0.04 | 65.8 | 16.9 | 82.7 | 358 | 11.4 | 1.39 | 38.1 | 1724.6 | 0.16 | 358.7 | 89.5 | 448.2 | 20.1 | 0 | 0.12 | 20.22 | 21.71 | 0 | 0.15 | 21.86 | 540205.6 | 237432.7 | 417.8 | 3875 | 0 | 6869 | 47403.8 | 0 | 992.4 | 19764 | 130204.5 | 0 | 407.6 | 3315.4 | 21677.4 | 86056.5 | 2545.7 | 0 | 0 | 134590.6 | 81792.7 | 292.9 | 17172.9 | 404.6 | 0 | 8177.5
3445 | 144 | Day144 | 12 | Hour12 | 5 | Spring | 2117 | #N/A | Spring | 557067.6 | 2024-05-24 12:00 | 543499.1 | 3827.5 | 4364.1 | 5376.8 | 557067.5 | 523001.1 | 317610.5 | 0.0377 | 0.0599 | 0.65 | 0.65 | 196.6 | 13 | 1.82 | 16.6 | 725.2 | 0.13 | 197.5 | 38.2 | 235.7 | 207.3 | 13.8 | 1.92 | 17.5 | 764.4 | 0.14 | 208.2 | 40.3 | 248.5 | 66.5 | 1.8 | 0.22 | 7.5 | 320.5 | 0.04 | 66.6 | 17 | 83.6 | 778.5 | 83.2 | 12.04 | 29.8 | 1901.8 | 0.38 | 784.3 | 86.6 | 870.9 | 20.78 | 0 | 0.12 | 20.9 | 22.47 | 0 | 0.14 | 22.62 | 557067.6 | 239457.1 | 168 | 3875 | 0 | 7825 | 51639.2 | 0 | 990.6 | 19780.3 | 138716.6 | 0 | 407.6 | 3315.4 | 23061.4 | 86056.5 | 2545.7 | 0 | 0 | 138791.2 | 79572.6 | 322.3 | 17491.4 | 725.8 | 0 | 8254.3
3446 | 144 | Day144 | 13 | Hour13 | 5 | Spring | 2117 | #N/A | Spring | 572740.8 | 2024-05-24 13:00 | 560351 | 2804.7 | 4324.6 | 5260.6 | 572740.8 | 538798.2 | 330934 | 0.0385 | 0.0618 | 0.64 | 0.64 | 206.7 | 14.1 | 1.98 | 16.9 | 750.3 | 0.14 | 207.6 | 39.3 | 246.9 | 217.4 | 14.8 | 2.08 | 17.8 | 789.5 | 0.14 | 218.5 | 41.4 | 259.8 | 65.4 | 2 | 0.25 | 7.1 | 309.8 | 0.03 | 65.5 | 16.4 | 81.9 | 354.1 | 9.2 | 1.05 | 39.6 | 1773.2 | 0.16 | 354.7 | 92.5 | 447.2 | 21.69 | 0 | 0.26 | 21.95 | 23.43 | 0 | 0.27 | 23.7 | 572740.8 | 241806.8 | 54.4 | 3923.9 | 0 | 7825 | 58247.7 | 0 | 987.3 | 20969.3 | 143726.4 | 0 | 407.6 | 3315.4 | 24831.3 | 86056.5 | 2545.7 | 0 | 0 | 138305.5 | 81190.8 | 354 | 16428.5 | 1007.1 | 346.9 | 8254.3
3447 | 144 | Day144 | 14 | Hour14 | 5 | Spring | 2117 | #N/A | Spring | 582900.4 | 2024-05-24 14:00 | 572680.2 | 602.6 | 4147 | 5470.7 | 582900.4 | 550321.4 | 342901 | 0.039 | 0.0633 | 0.63 | 0.63 | 216.1 | 14.8 | 2.08 | 17.5 | 781.6 | 0.14 | 217.1 | 40.9 | 257.9 | 226.6 | 15.5 | 2.18 | 18.4 | 820.1 | 0.15 | 227.7 | 42.9 | 270.6 | 58.4 | 1.6 | 0.19 | 6.5 | 286 | 0.03 | 58.5 | 15 | 73.6 | 813.7 | 86.4 | 12.59 | 32.6 | 1932.5 | 0.45 | 819.7 | 90.3 | 910 | 22.41 | 0 | 0.12 | 22.53 | 24.15 | 0 | 0.13 | 24.28 | 582900.4 | 239999.4 | 110 | 3923.9 | 0 | 7825 | 62064.5 | 0 | 985 | 20643.9 | 150977 | 0 | 436.8 | 3315.4 | 25234.2 | 86056.5 | 2957.1 | 0.5 | 0 | 133800.4 | 84154.4 | 415.7 | 16717.5 | 1406 | 363.6 | 8254.3
3448 | 144 | Day144 | 15 | Hour15 | 5 | Spring | 2117 | #N/A | Spring | 591912.1 | 2024-05-24 15:00 | 581957.8 | 123.6 | 4360 | 5470.7 | 591912.1 | 558980.6 | 354227.8 | 0.0395 | 0.0644 | 0.62 | 0.62 | 222.4 | 15.2 | 2.13 | 18.1 | 804.7 | 0.14 | 223.4 | 42.1 | 265.5 | 233.3 | 15.9 | 2.23 | 19 | 844.5 | 0.15 | 234.4 | 44.2 | 278.6 | 59.7 | 1.4 | 0.16 | 6.8 | 301.4 | 0.03 | 59.8 | 15.8 | 75.6 | 626.8 | 49.8 | 7.28 | 44 | 1869.1 | 0.48 | 630.3 | 99.8 | 730.1 | 22.79 | 0 | 0.25 | 23.04 | 24.57 | 0 | 0.27 | 24.84 | 591912.1 | 237684.3 | 273.3 | 3934.2 | 0 | 7825 | 64428 | 0 | 972.3 | 19789.8 | 157405.3 | 0 | 651.1 | 3315.4 | 26818 | 86056.5 | 3516.7 | 4.1 | 0 | 129679.4 | 86598.4 | 644.3 | 15987.6 | 4726 | 987.3 | 8254.3
3449 | 144 | Day144 | 16 | Hour16 | 5 | Spring | 2117 | #N/A | Spring | 597362.4 | 2024-05-24 16:00 | 587394.8 | 348.5 | 4170.8 | 5448.2 | 597362.4 | 564053.8 | 367035.5 | 0.0397 | 0.0651 | 0.61 | 0.6 | 229.6 | 15.8 | 2.23 | 18.4 | 823.6 | 0.15 | 230.7 | 43 | 273.7 | 242.3 | 16.7 | 2.34 | 19.5 | 870.9 | 0.16 | 243.4 | 45.5 | 289 | 74.8 | 2.2 | 0.27 | 8.2 | 359.1 | 0.04 | 75 | 18.9 | 93.9 | 605.4 | 47.4 | 6.95 | 41.9 | 1800.7 | 0.45 | 608.7 | 95.7 | 704.4 | 23.13 | 0 | 0.11 | 23.25 | 24.96 | 0 | 0.13 | 25.1 | 597362.4 | 230326.9 | 303.6 | 3941.8 | 0 | 7825 | 68155.2 | 0 | 968.4 | 20016.5 | 159939.1 | 0 | 860.8 | 3315.4 | 29018.6 | 86056.5 | 3902.1 | 3717.3 | 0 | 121061 | 87479.1 | 801.9 | 14909.9 | 5080.3 | 1702.4 | 8254.3
3450 | 144 | Day144 | 17 | Hour17 | 5 | Spring | 2117 | #N/A | Spring | 595657.6 | 2024-05-24 17:00 | 585741.2 | 166.3 | 4360 | 5390 | 595657.6 | 562514.5 | 385973.7 | 0.0396 | 0.0648 | 0.59 | 0.58 | 244.5 | 17.2 | 2.43 | 19.3 | 862.9 | 0.16 | 245.7 | 45.1 | 290.7 | 259.4 | 18.1 | 2.56 | 20.6 | 918.8 | 0.17 | 260.6 | 48.1 | 308.7 | 107.8 | 4 | 0.52 | 11.2 | 486 | 0.06 | 108.1 | 25.7 | 133.8 | 806.3 | 86.6 | 12.64 | 33.3 | 1871.5 | 0.5 | 812.3 | 89.2 | 901.5 | 24.66 | 0 | 0.25 | 24.92 | 26.55 | 0 | 0.27 | 26.82 | 595657.6 | 209683.8 | 2857 | 4204.2 | 0 | 7825 | 74031 | 0 | 944 | 17428.4 | 162338.4 | 0 | 1181.9 | 3315.4 | 32071.4 | 86767.1 | 5125.8 | 6256.5 | 0 | 100545.1 | 90155.4 | 610.9 | 12191.2 | 4571 | 2900.5 | 8254.3
3451 | 144 | Day144 | 18 | Hour18 | 5 | Spring | 2117 | #N/A | Spring | 580567.3 | 2024-05-24 18:00 | 574702 | 104 | 0 | 5761.2 | 580567.3 | 552200.6 | 405241.9 | 0.0391 | 0.0636 | 0.57 | 0.56 | 266.8 | 19.3 | 2.73 | 20.6 | 924.4 | 0.17 | 268.1 | 48.2 | 316.2 | 283.6 | 20.3 | 2.88 | 22.1 | 986.9 | 0.19 | 285 | 51.5 | 336.5 | 237.8 | 12.3 | 1.71 | 21.5 | 952.3 | 0.14 | 238.6 | 50 | 288.5 | 844.8 | 88.5 | 12.89 | 37 | 2039.7 | 0.52 | 851 | 98 | 948.9 | 29.34 | 1.01 | 0.25 | 30.6 | 31.35 | 1.09 | 0.27 | 32.71 | 580567.3 | 175325.5 | 3503.7 | 4243.6 | 0 | 7825 | 81338.5 | 0 | 851.8 | 12053 | 163808.4 | 0 | 1563.8 | 3315.4 | 34211.3 | 88081.1 | 5713.4 | 11637.5 | 0 | 67257 | 94849.2 | 314.5 | 9791 | 9378.2 | 3476.8 | 8258.9
3452 | 144 | Day144 | 19 | Hour19 | 5 | Spring | 2117 | #N/A | Spring | 563053.8 | 2024-05-24 19:00 | 557791.2 | 0 | 0 | 5262.6 | 563053.8 | 536375.1 | 413946.1 | 0.0384 | 0.0616 | 0.55 | 0.54 | 277.5 | 19.9 | 2.82 | 21.5 | 962 | 0.18 | 278.8 | 50.2 | 329.1 | 292.8 | 20.9 | 2.96 | 22.9 | 1019.7 | 0.19 | 294.2 | 53.3 | 347.5 | 337.9 | 19.8 | 2.76 | 28.4 | 1298.2 | 0.19 | 339.3 | 67.1 | 406.4 | 968.4 | 104.1 | 15.09 | 36.7 | 2333.7 | 0.48 | 975.6 | 106.4 | 1082 | 29.47 | 0 | 0.25 | 29.72 | 31.41 | 0 | 0.27 | 31.68 | 563053.8 | 149107.7 | 2721.1 | 4253 | 0 | 8374.7 | 81332.9 | 0 | 610.9 | 7298.6 | 164908.5 | 0 | 2359.3 | 3315.4 | 43624.9 | 88396.1 | 6439.5 | 8220.6 | 0 | 37148.1 | 103713 | 337.1 | 7291.3 | 1775.6 | 703 | 8078.4
3453 | 144 | Day144 | 20 | Hour20 | 5 | Spring | 2117 | #N/A | Spring | 550084.4 | 2024-05-24 20:00 | 544319.8 | 0 | 0 | 5764.7 | 550084.4 | 523745.1 | 428706.3 | 0.0378 | 0.06 | 0.54 | 0.53 | 282.5 | 20.1 | 2.84 | 22.1 | 986 | 0.19 | 283.9 | 51.5 | 335.4 | 296.8 | 21 | 2.97 | 23.3 | 1039.6 | 0.2 | 298.3 | 54.4 | 352.6 | 364.7 | 20.9 | 2.92 | 31.2 | 1399.4 | 0.21 | 366.1 | 73 | 439.1 | 613.4 | 27 | 3.99 | 63.6 | 2323.4 | 0.56 | 615.3 | 133 | 748.3 | 29.93 | 0 | 0.26 | 30.19 | 31.86 | 0 | 0.27 | 32.14 | 550084.4 | 121378.1 | 4744.5 | 4253 | 0 | 8374.7 | 79959 | 0 | 167.2 | 5079.1 | 167213.8 | 0 | 2184.3 | 3315.4 | 57002.1 | 88396.1 | 6196.9 | 7066.5 | 0 | 8810.2 | 107045.1 | 276.5 | 2275.3 | 1164.7 | 2002.7 | 7679.9
3454 | 144 | Day144 | 21 | Hour21 | 5 | Spring | 2117 | #N/A | Spring | 529581 | 2024-05-24 21:00 | 523776 | 0 | 0 | 5805.1 | 529581.1 | 504401.6 | 421674.3 | 0.037 | 0.0578 | 0.52 | 0.52 | 290.4 | 20.6 | 2.9 | 22.7 | 1020.3 | 0.19 | 291.8 | 53.2 | 345 | 303.5 | 21.4 | 3.02 | 23.8 | 1068.3 | 0.2 | 304.9 | 55.7 | 360.6 | 398.2 | 23.4 | 3.29 | 33.5 | 1507.6 | 0.23 | 399.8 | 78.5 | 478.3 | 866.4 | 77.6 | 11.11 | 47 | 2576.5 | 0.43 | 871.8 | 123.9 | 995.6 | 30.77 | 0 | 0.26 | 31.03 | 32.66 | 0 | 0.28 | 32.95 | 529581 | 107906.8 | 5136.1 | 4257.5 | 0 | 8374.7 | 78644.4 | 0 | 0 | 75.2 | 167146.8 | 0 | 3246.7 | 3315.4 | 53113.9 | 88396.1 | 5335.1 | 4707.5 | 0 | 79.3 | 107413.8 | 338.5 | 707.9 | 1506.6 | 3233.8 | 8258.9
3455 | 144 | Day144 | 22 | Hour22 | 5 | Spring | 2117 | #N/A | Spring | 493715.4 | 2024-05-24 22:00 | 487897.8 | 0 | 0 | 5817.7 | 493715.5 | 470500.8 | 386039.8 | 0.0357 | 0.054 | 0.55 | 0.55 | 260.5 | 17.8 | 2.5 | 21.2 | 938.7 | 0.17 | 261.7 | 49.3 | 310.9 | 272 | 18.5 | 2.61 | 22.3 | 982.1 | 0.18 | 273.3 | 51.6 | 324.8 | 435.2 | 27.5 | 3.84 | 34.3 | 1633 | 0.22 | 437.1 | 83 | 520.1 | 906.8 | 89 | 13.09 | 45.2 | 2215.3 | 0.62 | 913.1 | 111.4 | 1024.4 | 26.78 | 0 | 0.27 | 27.04 | 28.32 | 0 | 0.28 | 28.6 | 493715.4 | 107675.7 | 4923.6 | 4247.1 | 0 | 8374.7 | 62739.7 | 0 | 0 | 0 | 152794 | 0 | 1001.1 | 3315.4 | 52235 | 88396.1 | 3919.3 | 4093.8 | 0 | 0.2 | 107327.3 | 348.2 | 9.7 | 1610.8 | 3620.2 | 8050.4
3456 | 144 | Day144 | 23 | Hour23 | 5 | Spring | 2117 | #N/A | Spring | 457949.2 | 2024-05-24 23:00 | 452146.1 | 110 | 0 | 5693.1 | 457949.2 | 436563 | 352214.3 | 0.0345 | 0.0502 | 0.59 | 0.58 | 233.8 | 15.5 | 2.16 | 19.9 | 861.5 | 0.16 | 234.9 | 45.6 | 280.5 | 244 | 16.1 | 2.25 | 20.8 | 900.8 | 0.17 | 245.1 | 47.7 | 292.8 | 450.4 | 28 | 3.89 | 36 | 1706.1 | 0.23 | 452.3 | 86.9 | 539.2 | 704.1 | 56.5 | 8.01 | 44.2 | 2301.9 | 0.34 | 708 | 112.8 | 820.9 | 24.75 | 0 | 0.27 | 25.02 | 26.07 | 0 | 0.28 | 26.36 | 457949.2 | 105734.9 | 4333.5 | 4125.3 | 0 | 8374.7 | 49732.5 | 0 | 0 | 0 | 135722.6 | 0 | 471.3 | 3315.4 | 50928.5 | 88396.1 | 3034.1 | 3780.3 | 0 | 0 | 105458.3 | 276.6 | 0 | 2814.3 | 2263.2 | 7184.5
3457 | 145 | Day145 | 0 | Hour0 | 5 | Spring | 3 | 615803.4 | Spring | 429099.8 | 2024-05-25 | 421235.7 | 8.2 | 2023 | 5833 | 429099.8 | 407136.7 | 324749.3 | 0.0335 | 0.0468 | 0.61 | 0.6 | 226.6 | 15.3 | 2.14 | 19.2 | 825.3 | 0.16 | 227.6 | 43.8 | 271.4 | 235.7 | 15.9 | 2.23 | 20 | 859.7 | 0.17 | 236.8 | 45.7 | 282.4 | 396.3 | 20 | 2.72 | 36 | 1640.2 | 0.21 | 397.7 | 85 | 482.6 | 709.6 | 59.3 | 8.43 | 42.5 | 2246.8 | 0.35 | 713.7 | 109.5 | 823.2 | 23.04 | 0 | 0.27 | 23.3 | 24.18 | 0 | 0.28 | 24.46 | 429099.8 | 104350.6 | 577.6 | 4125.3 | 0 | 6789.4 | 46406.2 | 0 | 0 | 0 | 118948.6 | 0 | 471.3 | 3315.4 | 49906.2 | 88165.8 | 2813.8 | 3229.6 | 0 | 0 | 104035.2 | 315.3 | 0 | 0 | 3110.7 | 6275.4
3458 | 145 | Day145 | 1 | Hour1 | 5 | Spring | 2117 | #N/A | Spring | 412887.7 | 2024-05-25 01:00 | 397233.4 | 148.1 | 9646.2 | 5860 | 412887.7 | 384252.6 | 309405.4 | 0.0327 | 0.0441 | 0.61 | 0.61 | 220.9 | 14.7 | 2.06 | 19 | 810.7 | 0.16 | 221.9 | 43.2 | 265.1 | 229 | 15.2 | 2.13 | 19.7 | 841 | 0.16 | 230 | 44.8 | 274.8 | 416.4 | 22.3 | 3.07 | 36.9 | 1671.9 | 0.23 | 417.9 | 86.8 | 504.8 | 439.5 | 23.5 | 3.18 | 38.1 | 1815 | 0.2 | 441.1 | 92.2 | 533.3 | 20.66 | 0 | 0.26 | 20.92 | 21.54 | 0 | 0.28 | 21.82 | 412887.7 | 103482.3 | 143.9 | 4115.9 | 0 | 5291.8 | 42690.7 | 0 | 0 | 0 | 113658.4 | 0 | 412.4 | 3315.4 | 48776.4 | 86698.8 | 2738.1 | 1563.6 | 0 | 0 | 103121.9 | 360.4 | 0 | 0 | 60.8 | 5737.6
3459 | 145 | Day145 | 2 | Hour2 | 5 | Spring | 2117 | #N/A | Spring | 401911.2 | 2024-05-25 02:00 | 381171.6 | 3423.3 | 11603 | 5713.3 | 401911.2 | 368911.4 | 299597.5 | 0.0322 | 0.0421 | 0.61 | 0.61 | 220.4 | 14.6 | 2.05 | 19.1 | 810.5 | 0.16 | 221.4 | 43.3 | 264.7 | 228.6 | 15.1 | 2.12 | 19.8 | 840.4 | 0.16 | 229.6 | 44.8 | 274.5 | 410.9 | 23.1 | 3.18 | 35.3 | 1623.6 | 0.22 | 412.4 | 83.7 | 496.1 | 408.9 | 19.2 | 2.54 | 37.9 | 1774.6 | 0.19 | 410.1 | 90.8 | 501 | 20.4 | 0 | 0.27 | 20.66 | 21.22 | 0 | 0.28 | 21.5 | 401911.2 | 102313.7 | 5.2 | 4115.9 | 0 | 4760.4 | 41227.3 | 0 | 0 | 0 | 110794.8 | 0 | 407.6 | 3315.4 | 44303.4 | 86698.8 | 2738.1 | 1230.5 | 0 | 0 | 101940.1 | 373.6 | 0 | 0 | 7.8 | 5981.8
3460 | 145 | Day145 | 3 | Hour3 | 5 | Spring | 2117 | #N/A | Spring | 396672.4 | 2024-05-25 03:00 | 374180 | 4795 | 11985.4 | 5712 | 396672.4 | 362234.8 | 295334.1 | 0.0319 | 0.0412 | 0.61 | 0.61 | 222.5 | 14.7 | 2.06 | 19.3 | 818.6 | 0.16 | 223.5 | 43.7 | 267.2 | 231.1 | 15.3 | 2.14 | 20 | 849.8 | 0.17 | 232.1 | 45.4 | 277.5 | 417.8 | 23.2 | 3.2 | 36 | 1660.1 | 0.22 | 419.3 | 85.6 | 504.9 | 379.3 | 13.1 | 1.64 | 39.4 | 1794 | 0.17 | 380.2 | 92.9 | 473 | 20.32 | 0 | 0.27 | 20.59 | 21.14 | 0 | 0.27 | 21.41 | 396672.4 | 101338.3 | 0 | 4115.9 | 0 | 4760.4 | 40994.9 | 0 | 0 | 2.1 | 110560.3 | 0 | 407.6 | 3315.4 | 41330.2 | 86698.8 | 2738.1 | 412.4 | 0 | 4.1 | 100968.2 | 364 | 0 | 0 | 0 | 5256
3461 | 145 | Day145 | 4 | Hour4 | 5 | Spring | 2117 | #N/A | Spring | 398407.4 | 2024-05-25 04:00 | 378320 | 3144.7 | 11283.1 | 5659.6 | 398407.4 | 366217 | 297017.7 | 0.032 | 0.0416 | 0.6 | 0.6 | 226.1 | 14.9 | 2.08 | 19.7 | 835.3 | 0.16 | 227.1 | 44.6 | 271.7 | 234.4 | 15.4 | 2.16 | 20.3 | 865.5 | 0.17 | 235.4 | 46.2 | 281.6 | 418.8 | 23.7 | 3.27 | 35.7 | 1651.9 | 0.22 | 420.4 | 85 | 505.4 | 408.8 | 16.2 | 2.08 | 40.6 | 1868 | 0.18 | 409.8 | 96.3 | 506.1 | 20.57 | 0 | 0.26 | 20.83 | 21.43 | 0 | 0.27 | 21.69 | 398407.4 | 101389.7 | 0 | 4111.4 | 0 | 4760.4 | 41454.5 | 0 | 0 | 120.4 | 114295.8 | 0 | 407.6 | 3315.4 | 39235.5 | 86698.8 | 2738.1 | 0 | 0 | 614.2 | 100245.1 | 410 | 8.5 | 0 | 0 | 5438.5
3462 | 145 | Day145 | 5 | Hour5 | 5 | Spring | 2117 | #N/A | Spring | 409572.6 | 2024-05-25 05:00 | 394714.7 | 1081.5 | 8404 | 5372.5 | 409572.6 | 381917.2 | 299055 | 0.0324 | 0.0434 | 0.61 | 0.61 | 223.9 | 14.8 | 2.08 | 19.3 | 823.6 | 0.16 | 224.9 | 43.9 | 268.8 | 232 | 15.4 | 2.15 | 20 | 853 | 0.17 | 233 | 45.4 | 278.4 | 334 | 17.6 | 2.41 | 29.8 | 1352 | 0.18 | 335.1 | 70.2 | 405.3 | 472.2 | 28.9 | 3.98 | 37.7 | 1836.6 | 0.22 | 474.2 | 92.5 | 566.6 | 20.63 | 0 | 0.25 | 20.89 | 21.5 | 0 | 0.27 | 21.77 | 409572.6 | 110517.6 | 763.8 | 4111.4 | 0 | 4760.4 | 42759.9 | 0 | 0 | 344.1 | 115129 | 0 | 407.6 | 3315.4 | 38370.5 | 86698.8 | 2738.1 | 0 | 0 | 10646.9 | 98680.7 | 845.9 | 567.9 | 0 | 0 | 6616.8
3463 | 145 | Day145 | 6 | Hour6 | 5 | Spring | 2117 | #N/A | Spring | 435793 | 2024-05-25 06:00 | 419685.7 | 920.4 | 9986.5 | 5200.3 | 435792.9 | 405763.3 | 300349 | 0.0332 | 0.0462 | 0.64 | 0.63 | 209.1 | 14.1 | 1.97 | 17.9 | 762.3 | 0.15 | 210 | 40.6 | 250.7 | 218.2 | 14.7 | 2.07 | 18.6 | 794.1 | 0.16 | 219.2 | 42.3 | 261.5 | 189 | 7.5 | 1 | 19.1 | 835.2 | 0.1 | 189.5 | 44 | 233.6 | 838.3 | 87.6 | 12.66 | 34 | 2111.6 | 0.41 | 844.4 | 97 | 941.4 | 20.59 | 0 | 0.25 | 20.84 | 21.5 | 0 | 0.27 | 21.77 | 435793 | 135444 | 1543.9 | 4111.4 | 0 | 5716.5 | 43384.9 | 0 | 0 | 5085.7 | 111566.7 | 0 | 407.6 | 3315.4 | 39503.3 | 88061 | 2738.1 | 0 | 0 | 37407.8 | 92154 | 796.5 | 2417.4 | 0 | 124.9 | 7658.4
3464 | 145 | Day145 | 7 | Hour7 | 5 | Spring | 2117 | #N/A | Spring | 460660.4 | 2024-05-25 07:00 | 447658.8 | 2071.7 | 5911.2 | 5018.8 | 460660.5 | 432398.5 | 302076.3 | 0.0341 | 0.0493 | 0.65 | 0.65 | 201.9 | 13.6 | 1.91 | 17.2 | 736.2 | 0.14 | 202.9 | 39.2 | 242 | 210.8 | 14.2 | 2 | 17.9 | 766.8 | 0.15 | 211.8 | 40.8 | 252.5 | 133.1 | 5 | 0.66 | 13.7 | 600 | 0.07 | 133.4 | 31.6 | 165 | 339.8 | 7.1 | 0.74 | 39.5 | 1756.1 | 0.15 | 340.2 | 91.9 | 432.1 | 21.02 | 0 | 0.26 | 21.28 | 22.14 | 0 | 0.28 | 22.42 | 460660.4 | 158584.1 | 0 | 4116.1 | 0 | 6648.8 | 44360 | 0 | 62.8 | 7648.9 | 114023.6 | 0 | 407.6 | 3315.4 | 39432.7 | 87033.9 | 2738.1 | 0 | 0 | 72999.5 | 77314.1 | 558.8 | 4969.1 | 0 | 0 | 7888.4
3465 | 145 | Day145 | 8 | Hour8 | 5 | Spring | 2117 | #N/A | Spring | 482146.8 | 2024-05-25 08:00 | 474422.8 | 1920 | 1327.9 | 4476.1 | 482146.8 | 457809.2 | 293587.7 | 0.035 | 0.0522 | 0.66 | 0.66 | 194.2 | 13.2 | 1.85 | 16.4 | 704.6 | 0.14 | 195.1 | 37.5 | 232.6 | 201.9 | 13.7 | 1.93 | 17.1 | 732 | 0.14 | 202.8 | 38.9 | 241.8 | 86.1 | 3.2 | 0.42 | 9 | 385.4 | 0.05 | 86.3 | 20.5 | 106.8 | 548.4 | 40.4 | 5.67 | 37.6 | 1917.4 | 0.26 | 551.1 | 94.8 | 645.9 | 20.85 | 0 | 0.27 | 21.12 | 22.07 | 0 | 0.28 | 22.36 | 482146.8 | 188559.1 | 0 | 4106.7 | 0 | 8374.7 | 45181.8 | 0 | 532.8 | 10710.6 | 113361.5 | 0 | 407.6 | 3315.4 | 29067.9 | 87033.9 | 2738.1 | 0 | 0 | 111232.5 | 65477.5 | 605.8 | 7269.8 | 0 | 0 | 8258.9
3466 | 145 | Day145 | 9 | Hour9 | 5 | Spring | 2117 | #N/A | Spring | 514709.7 | 2024-05-25 09:00 | 500318.1 | 4809.3 | 3989.3 | 5592.9 | 514709.7 | 482318.4 | 299583.9 | 0.036 | 0.055 | 0.67 | 0.66 | 194 | 13.3 | 1.86 | 16.2 | 701.4 | 0.14 | 194.9 | 37.1 | 232 | 204.3 | 14 | 1.97 | 17 | 738.2 | 0.14 | 205.3 | 39.1 | 244.4 | 75.8 | 2.6 | 0.35 | 8.2 | 338.9 | 0.05 | 76 | 18.3 | 94.3 | 667.6 | 65.2 | 9.38 | 31.1 | 1824.1 | 0.32 | 672.1 | 85.6 | 757.6 | 20.7 | 0 | 0.27 | 20.97 | 22.08 | 0 | 0.28 | 22.36 | 514709.7 | 215125.8 | 0 | 4107.8 | 0 | 7825 | 48721.7 | 0 | 867.5 | 18014.2 | 120309.8 | 0 | 407.6 | 3315.4 | 25124.5 | 87033.9 | 2738.1 | 0 | 0 | 133991.7 | 61734.6 | 517.7 | 12870.9 | 332.7 | 50.8 | 8258.9
3467 | 145 | Day145 | 10 | Hour10 | 5 | Spring | 2117 | #N/A | Spring | 538679.8 | 2024-05-25 10:00 | 525414.4 | 4311.6 | 3502.8 | 5451 | 538679.8 | 506000.3 | 320890.1 | 0.0369 | 0.0578 | 0.64 | 0.64 | 208.6 | 14.6 | 2.05 | 16.9 | 745 | 0.14 | 209.5 | 39.1 | 248.7 | 219.7 | 15.4 | 2.16 | 17.8 | 783.9 | 0.15 | 220.7 | 41.2 | 261.9 | 75.9 | 2.2 | 0.29 | 8.5 | 351.4 | 0.05 | 76 | 19 | 95 | 867.2 | 82.5 | 11.86 | 42.6 | 2427.4 | 0.43 | 872.9 | 115.1 | 987.9 | 24.05 | 0 | 0.27 | 24.31 | 25.67 | 0 | 0.28 | 25.95 | 538679.8 | 217789.7 | 213.6 | 4184.4 | 0 | 7825 | 56650.3 | 0 | 959.5 | 19612.5 | 131488.4 | 0 | 471.3 | 3315.4 | 25531.8 | 88396.1 | 2813.8 | 0 | 0 | 139133.2 | 57583.8 | 500.6 | 15835.3 | 353 | 220.1 | 8258.9
3468 | 145 | Day145 | 11 | Hour11 | 5 | Spring | 2117 | #N/A | Spring | 557542 | 2024-05-25 11:00 | 546186 | 4053.6 | 2138.1 | 5164.3 | 557542 | 525530.4 | 340685.6 | 0.0378 | 0.0601 | 0.62 | 0.62 | 224.3 | 16 | 2.25 | 17.7 | 792 | 0.15 | 225.4 | 41.3 | 266.7 | 236 | 16.8 | 2.37 | 18.6 | 832.7 | 0.15 | 237.2 | 43.4 | 280.6 | 79.8 | 2.5 | 0.32 | 8.8 | 368.1 | 0.05 | 80 | 19.8 | 99.7 | 512.2 | 21.7 | 2.84 | 49.8 | 2284.7 | 0.24 | 513.6 | 117.9 | 631.5 | 25.37 | 0 | 0.26 | 25.63 | 27.13 | 0 | 0.28 | 27.41 | 557542 | 216856.4 | 201 | 4184.4 | 0 | 8119.6 | 64959.3 | 0 | 979.1 | 19885.4 | 141873.7 | 0 | 471.3 | 3315.4 | 26150.2 | 88396.1 | 2801.6 | 213 | 0 | 141256.2 | 54049.3 | 686.4 | 17200 | 383.1 | 325.4 | 8050.4
3469 | 145 | Day145 | 12 | Hour12 | 5 | Spring | 2117 | #N/A | Spring | 573795.5 | 2024-05-25 12:00 | 564489.8 | 2525.1 | 1553.2 | 5227.5 | 573795.5 | 542689.1 | 362319.2 | 0.0386 | 0.0622 | 0.6 | 0.6 | 242.2 | 17.5 | 2.47 | 18.7 | 847.4 | 0.15 | 243.4 | 44 | 287.4 | 254.1 | 18.4 | 2.6 | 19.6 | 888.4 | 0.16 | 255.4 | 46.1 | 301.4 | 78.3 | 2.3 | 0.29 | 8.6 | 369.4 | 0.04 | 78.4 | 19.7 | 98.1 | 518.7 | 24.1 | 3.19 | 48.3 | 2259 | 0.23 | 520.3 | 115.7 | 636 | 26.9 | 0 | 0.26 | 27.15 | 28.8 | 0 | 0.27 | 29.07 | 573795.5 | 211476.3 | 112.2 | 4233.2 | 0 | 8374.7 | 73866.8 | 0 | 976.3 | 17973.5 | 153100.8 | 0 | 410.5 | 3315.4 | 27313.5 | 88396.1 | 2982.8 | 213 | 0 | 139056.2 | 52493.4 | 976.9 | 17458.2 | 213 | 28 | 8258.9
3470 | 145 | Day145 | 13 | Hour13 | 5 | Spring | 2117 | #N/A | Spring | 589206.1 | 2024-05-25 13:00 | 581642.3 | 702.8 | 1553.2 | 5307.8 | 589206.1 | 558725.6 | 376449.7 | 0.0394 | 0.0642 | 0.59 | 0.58 | 248.9 | 17.7 | 2.5 | 19.4 | 876.9 | 0.16 | 250.1 | 45.5 | 295.7 | 260.5 | 18.6 | 2.62 | 20.3 | 917.3 | 0.17 | 261.7 | 47.6 | 309.4 | 73 | 2.1 | 0.26 | 8 | 353.8 | 0.04 | 73.2 | 18.5 | 91.7 | 924.2 | 91.8 | 13.41 | 43.9 | 2313 | 0.57 | 930.6 | 113 | 1043.6 | 27.36 | 0 | 0.25 | 27.62 | 29.31 | 0 | 0.26 | 29.58 | 589206.1 | 212756.4 | 50.1 | 4233.2 | 0 | 8374.7 | 76181.2 | 0 | 975.5 | 18422 | 163589.8 | 0 | 537.8 | 3315.4 | 27881.1 | 88396.1 | 3648.3 | 241.9 | 0 | 141068.9 | 51071.4 | 1218.7 | 15002.8 | 1925.3 | 392.3 | 8258.9
3471 | 145 | Day145 | 14 | Hour14 | 5 | Spring | 2117 | #N/A | Spring | 601373.2 | 2024-05-25 14:00 | 593900.9 | 775.9 | 1553.2 | 5143.2 | 601373.2 | 570147.2 | 387061 | 0.04 | 0.0657 | 0.58 | 0.58 | 251.8 | 17.9 | 2.53 | 19.6 | 886.4 | 0.16 | 253 | 46.1 | 299.1 | 264.1 | 18.8 | 2.65 | 20.5 | 928.9 | 0.17 | 265.4 | 48.3 | 313.6 | 73.3 | 2.3 | 0.28 | 7.9 | 352 | 0.03 | 73.4 | 18.4 | 91.8 | 692.7 | 53.8 | 7.6 | 45.1 | 2322.6 | 0.34 | 696.4 | 114.4 | 810.8 | 27.78 | 0 | 0.24 | 28.03 | 29.82 | 0 | 0.26 | 30.08 | 601373.2 | 214312.2 | 110 | 4233.2 | 0 | 8374.7 | 78321 | 0 | 975.1 | 20254.2 | 167529.6 | 0 | 1001.9 | 3315.4 | 31049.7 | 88396.1 | 4221.8 | 507.6 | 0 | 140082.4 | 51494.4 | 1506.1 | 14724 | 2434.8 | 2108.8 | 7888.4
3472 | 145 | Day145 | 15 | Hour15 | 5 | Spring | 2117 | #N/A | Spring | 609599.8 | 2024-05-25 15:00 | 602385 | 526.1 | 1553.2 | 5135.5 | 609599.8 | 578035.2 | 395784 | 0.0404 | 0.0668 | 0.58 | 0.58 | 255.6 | 18.1 | 2.56 | 20 | 896.5 | 0.17 | 256.9 | 46.7 | 303.6 | 269.1 | 19.1 | 2.7 | 21 | 943 | 0.17 | 270.4 | 49.2 | 319.6 | 78.1 | 2.8 | 0.35 | 8 | 366.3 | 0.04 | 78.3 | 19 | 97.3 | 843.4 | 74.3 | 10.72 | 48 | 2458.9 | 0.48 | 848.5 | 121.4 | 969.9 | 28.39 | 0 | 0.24 | 28.63 | 30.51 | 0 | 0.26 | 30.77 | 609599.8 | 213815.8 | 110 | 4243.6 | 0 | 8374.7 | 80061.9 | 0 | 980.4 | 20972.8 | 170088.5 | 0 | 1360.9 | 3315.4 | 32133.5 | 88396.1 | 5520.2 | 2179.2 | 0 | 138018.3 | 52163.7 | 1680.6 | 15415.8 | 5140.7 | 1382.5 | 8258.9
3473 | 145 | Day145 | 16 | Hour16 | 5 | Spring | 2117 | #N/A | Spring | 615803.4 | 2024-05-25 16:00 | 607408 | 1819.6 | 1553.2 | 5022.6 | 615803.4 | 582714.7 | 410372.3 | 0.0406 | 0.0674 | 0.57 | 0.56 | 263.5 | 18.8 | 2.66 | 20.5 | 920.2 | 0.17 | 264.8 | 47.9 | 312.7 | 278.9 | 19.9 | 2.81 | 21.7 | 974.4 | 0.18 | 280.3 | 50.8 | 331.1 | 93.2 | 3.4 | 0.44 | 9.6 | 429 | 0.05 | 93.5 | 22.4 | 115.8 | 460.2 | 8.8 | 0.91 | 54.4 | 2389.8 | 0.21 | 460.7 | 125.6 | 586.4 | 28.98 | 0 | 0.24 | 29.22 | 31.19 | 0 | 0.26 | 31.44 | 615803.4 | 205431.1 | 565.7 | 4243.6 | 0 | 8374.7 | 83764.8 | 0 | 977.6 | 19851.2 | 173501.1 | 0 | 2217.2 | 3315.4 | 34529.6 | 88396.1 | 6055.8 | 5408.2 | 0 | 128711.6 | 54090.9 | 1799.7 | 15357.4 | 4130.9 | 1179.6 | 8258.9
3474 | 145 | Day145 | 17 | Hour17 | 5 | Spring | 2117 | #N/A | Spring | 610709.5 | 2024-05-25 17:00 | 603405.2 | 909.4 | 1553.2 | 4841.7 | 610709.5 | 578999.3 | 426251 | 0.0404 | 0.0669 | 0.55 | 0.54 | 278.4 | 19.8 | 2.8 | 21.7 | 970.5 | 0.18 | 279.7 | 50.6 | 330.3 | 295 | 20.9 | 2.96 | 23.1 | 1030.2 | 0.19 | 296.4 | 53.8 | 350.2 | 130.4 | 6 | 0.81 | 12.4 | 552.4 | 0.07 | 130.8 | 28.9 | 159.7 | 958 | 97.9 | 14.23 | 42 | 2395.2 | 0.53 | 964.8 | 113.5 | 1078.3 | 29.98 | 0 | 0.24 | 30.22 | 32.23 | 0 | 0.26 | 32.49 | 610709.5 | 184458.5 | 1132.2 | 4243.6 | 0 | 8374.7 | 87092.2 | 0 | 961 | 17665.8 | 177693.8 | 0 | 4017.8 | 3315.4 | 35745.6 | 88396.1 | 7330.4 | 8909.2 | 0 | 107125.1 | 56761.5 | 1945.1 | 11865.1 | 5963.9 | 1189.3 | 8050.4
3475 | 145 | Day145 | 18 | Hour18 | 5 | Spring | 2117 | #N/A | Spring | 594774.5 | 2024-05-25 18:00 | 590562 | 0 | 0 | 4212.4 | 594774.5 | 567035.4 | 446523.1 | 0.0398 | 0.0653 | 0.52 | 0.51 | 300.9 | 21.1 | 2.99 | 23.6 | 1052.1 | 0.2 | 302.3 | 55 | 357.3 | 319.5 | 22.4 | 3.17 | 25.2 | 1119.7 | 0.21 | 321 | 58.6 | 379.6 | 275.3 | 13.1 | 1.86 | 26.6 | 1089 | 0.2 | 276.2 | 59.2 | 335.4 | 696.3 | 22 | 2.7 | 74.3 | 3347.5 | 0.32 | 697.7 | 174.2 | 871.9 | 35.94 | 0 | 0.24 | 36.18 | 38.51 | 0 | 0.26 | 38.76 | 594774.5 | 148251.4 | 2203.7 | 4243.6 | 0 | 8374.7 | 90089.6 | 0 | 875.4 | 12154.5 | 178557.4 | 0 | 10613.7 | 3315.4 | 39809.6 | 88396.1 | 8550.5 | 12369 | 0 | 75088.6 | 58038.5 | 2094.4 | 9938.6 | 5810.4 | 2349.3 | 8258.9
3476 | 145 | Day145 | 19 | Hour19 | 5 | Spring | 2117 | #N/A | Spring | 576338.8 | 2024-05-25 19:00 | 572973 | 0 | 0 | 3365.8 | 576338.7 | 550611.5 | 464020.9 | 0.039 | 0.0633 | 0.49 | 0.48 | 320.9 | 22.4 | 3.18 | 25.4 | 1115 | 0.22 | 322.4 | 58.7 | 381.1 | 339.1 | 23.6 | 3.35 | 27 | 1182 | 0.23 | 340.7 | 62.3 | 403.1 | 384 | 18.6 | 2.65 | 37.1 | 1491.7 | 0.29 | 385.3 | 81.7 | 466.9 | 614.2 | 11.7 | 1.19 | 72.6 | 3196.6 | 0.28 | 614.9 | 167.9 | 782.8 | 33.97 | 0 | 0.24 | 34.21 | 36.29 | 0 | 0.26 | 36.55 | 576338.8 | 112317.9 | 4055.5 | 4253 | 0 | 8374.7 | 91447.6 | 0 | 628.8 | 7124.1 | 182670.9 | 0 | 10310.5 | 3315.4 | 49683.8 | 88396.1 | 11499 | 10014.3 | 0 | 38942.1 | 63374 | 2248.9 | 7272.3 | 4399.7 | 2602.5 | 7888.4
3477 | 145 | Day145 | 20 | Hour20 | 5 | Spring | 2117 | #N/A | Spring | 563310.8 | 2024-05-25 20:00 | 559845.2 | 0 | 0 | 3465.5 | 563310.7 | 538323.7 | 475744.1 | 0.0384 | 0.0618 | 0.48 | 0.47 | 324.3 | 22.8 | 3.25 | 25.5 | 1120.7 | 0.22 | 325.9 | 59 | 384.9 | 343.1 | 24.1 | 3.42 | 27.2 | 1189.1 | 0.23 | 344.8 | 62.7 | 407.4 | 396.4 | 20.7 | 2.94 | 36.7 | 1515.2 | 0.28 | 397.8 | 81.9 | 479.7 | 874.7 | 51.1 | 8.17 | 85.6 | 2435.4 | 1.14 | 878.5 | 158.5 | 1037 | 35.56 | 0 | 0.25 | 35.81 | 37.93 | 0 | 0.26 | 38.2 | 563310.8 | 87566.6 | 3539.4 | 4253 | 0 | 8374.7 | 91547.3 | 0 | 165.1 | 4719.5 | 185204.7 | 0 | 5363.1 | 3315.4 | 60887.7 | 88396.1 | 11374.9 | 13487.7 | 0 | 8886.2 | 71672.1 | 2123.8 | 2228.3 | 248.9 | 2461.5 | 8258.9
3478 | 145 | Day145 | 21 | Hour21 | 5 | Spring | 2117 | #N/A | Spring | 543258.5 | 2024-05-25 21:00 | 539578.2 | 0 | 0 | 3680.3 | 543258.5 | 519275.2 | 461596.3 | 0.0376 | 0.0596 | 0.47 | 0.47 | 324.3 | 22.6 | 3.2 | 25.7 | 1134.5 | 0.22 | 325.9 | 59.6 | 385.5 | 339.7 | 23.6 | 3.34 | 27 | 1189.8 | 0.23 | 341.3 | 62.6 | 403.9 | 393.2 | 23.7 | 3.34 | 32.7 | 1463.8 | 0.24 | 394.8 | 76.4 | 471.2 | 617.1 | 31.5 | 4.37 | 56.6 | 2470.5 | 0.37 | 619.2 | 130.3 | 749.5 | 31.33 | 0 | 0.25 | 31.58 | 33.32 | 0 | 0.27 | 33.59 | 543258.5 | 81662.2 | 5277.4 | 4257.5 | 0 | 8374.7 | 87166.5 | 0 | 0 | 52 | 184090 | 0 | 5723.8 | 3315.4 | 58757.7 | 88396.1 | 9900.7 | 6336.4 | 0 | 30.3 | 79601.7 | 1978.2 | 666.9 | 993.3 | 3817.9 | 8258.9
3479 | 145 | Day145 | 22 | Hour22 | 5 | Spring | 2117 | #N/A | Spring | 508219.2 | 2024-05-25 22:00 | 504137.4 | 0 | 0 | 4081.9 | 508219.2 | 485858.4 | 418881 | 0.0363 | 0.0557 | 0.5 | 0.5 | 301.1 | 21.1 | 2.99 | 23.8 | 1061.2 | 0.2 | 302.5 | 55.5 | 358 | 314 | 22 | 3.11 | 24.8 | 1108 | 0.21 | 315.5 | 57.9 | 373.4 | 433.5 | 28.4 | 3.98 | 33.4 | 1589.8 | 0.23 | 435.4 | 80.8 | 516.3 | 905.9 | 88.6 | 12.76 | 42.4 | 2461.3 | 0.45 | 912 | 115.8 | 1027.8 | 28.7 | 0 | 0.26 | 28.96 | 30.4 | 0 | 0.27 | 30.67 | 508219.2 | 89338.3 | 3636.2 | 4247.1 | 0 | 8374.7 | 77462.4 | 0 | 0 | 0 | 166502.3 | 0 | 3443.8 | 3315.4 | 53300.1 | 88396.1 | 5838.6 | 4364.1 | 0 | 0.1 | 87654.5 | 1683.6 | 5.1 | 830.3 | 3236.1 | 7220.1
3480 | 145 | Day145 | 23 | Hour23 | 5 | Spring | 2117 | #N/A | Spring | 472463.6 | 2024-05-25 23:00 | 468020.3 | 0 | 0 | 4443.3 | 472463.6 | 451653.4 | 379152.6 | 0.035 | 0.0519 | 0.54 | 0.54 | 265.9 | 17.8 | 2.5 | 22.1 | 967.5 | 0.18 | 267.2 | 51 | 318.1 | 277.1 | 18.5 | 2.6 | 23.1 | 1009.4 | 0.19 | 278.4 | 53.2 | 331.6 | 449.7 | 29 | 4.05 | 34.9 | 1674.4 | 0.23 | 451.7 | 84.9 | 536.5 | 419.1 | 8.2 | 0.86 | 49.3 | 2169.1 | 0.19 | 419.5 | 114 | 533.6 | 26.15 | 0 | 0.26 | 26.41 | 27.59 | 0 | 0.27 | 27.86 | 472463.6 | 93311 | 3531.8 | 4198.3 | 0 | 8374.7 | 59334.3 | 0 | 0 | 0 | 150419.7 | 0 | 1856.9 | 3315.4 | 51158 | 88396.1 | 4396.4 | 4170.9 | 0 | 0 | 91968.5 | 1342.5 | 0 | 641.8 | 3526.7 | 5942.6
3481 | 146 | Day146 | 0 | Hour0 | 5 | Spring | 2 | 626660.6 | Spring | 440731.6 | 2024-05-26 | 435707.5 | 110 | 4.1 | 4909.9 | 440731.5 | 420944.5 | 344087.8 | 0.0339 | 0.0483 | 0.58 | 0.58 | 241.2 | 15.7 | 2.2 | 20.9 | 891.3 | 0.17 | 242.2 | 47.5 | 289.7 | 251 | 16.3 | 2.28 | 21.8 | 928.9 | 0.18 | 252.1 | 49.5 | 301.6 | 455.5 | 29.1 | 4.06 | 35.6 | 1702.8 | 0.23 | 457.5 | 86.4 | 543.9 | 476.7 | 21.7 | 2.87 | 44.8 | 2089 | 0.22 | 478.1 | 107.1 | 585.2 | 23.77 | 0 | 0.26 | 24.02 | 24.99 | 0 | 0.27 | 25.26 | 440731.6 | 96643.8 | 2023.4 | 4198.3 | 0 | 6147 | 47913.5 | 0 | 0 | 0 | 131848 | 0 | 1723.5 | 3315.4 | 50345.1 | 88396.1 | 4173.4 | 4003.9 | 0 | 0 | 95536.8 | 1107 | 0 | 255.9 | 791.7 | 5260.3
3482 | 146 | Day146 | 1 | Hour1 | 5 | Spring | 2117 | #N/A | Spring | 420227 | 2024-05-26 01:00 | 410158.4 | 696.1 | 4408.5 | 4964.1 | 420227.1 | 396609.5 | 323864.2 | 0.033 | 0.0454 | 0.6 | 0.6 | 229.7 | 14.9 | 2.09 | 20.1 | 848.3 | 0.17 | 230.7 | 45.5 | 276.2 | 239.4 | 15.5 | 2.17 | 21 | 884.3 | 0.17 | 240.5 | 47.4 | 287.8 | 440.8 | 26 | 3.6 | 36.5 | 1715.4 | 0.23 | 442.6 | 87.7 | 530.3 | 697.7 | 60.8 | 8.67 | 39.2 | 2139.6 | 0.33 | 701.9 | 103.1 | 805 | 22.23 | 0 | 0.25 | 22.48 | 23.28 | 0 | 0.27 | 23.55 | 420227 | 96362.9 | 2233.8 | 4198.3 | 0 | 5716.5 | 43368.9 | 0 | 0 | 0 | 118949 | 0 | 1672.5 | 3315.4 | 49676.5 | 88396.1 | 4173.4 | 2163.7 | 0 | 0 | 95380.4 | 982.5 | 0 | 0 | 272.9 | 4904.5
3483 | 146 | Day146 | 2 | Hour2 | 5 | Spring | 2117 | #N/A | Spring | 407502.8 | 2024-05-26 02:00 | 392204.8 | 3473.8 | 6981.7 | 4842.5 | 407502.8 | 379475.7 | 313926 | 0.0325 | 0.0433 | 0.59 | 0.59 | 233.6 | 15.2 | 2.13 | 20.4 | 860.3 | 0.17 | 234.6 | 46.1 | 280.7 | 243.3 | 15.8 | 2.23 | 21.2 | 894.9 | 0.18 | 244.3 | 47.9 | 292.3 | 429.9 | 24.8 | 3.43 | 36.3 | 1687.5 | 0.22 | 431.6 | 86.6 | 518.2 | 571.5 | 45.3 | 6.41 | 36.2 | 1895.6 | 0.27 | 574.6 | 92.8 | 667.4 | 20.62 | 0 | 0.26 | 20.89 | 21.52 | 0 | 0.27 | 21.79 | 407502.8 | 93576.8 | 859.7 | 4127.6 | 0 | 5597.8 | 43037.4 | 0 | 0 | 0 | 116371 | 0 | 1672.5 | 3315.4 | 46658.5 | 86698.8 | 4173.4 | 1413.9 | 0 | 0 | 92778.7 | 798.1 | 0 | 0 | 0 | 5033.7
3484 | 146 | Day146 | 3 | Hour3 | 5 | Spring | 2117 | #N/A | Spring | 400497 | 2024-05-26 03:00 | 384515.1 | 4013.7 | 7290.6 | 4677.5 | 400496.9 | 372133.4 | 310132.5 | 0.0322 | 0.0424 | 0.59 | 0.58 | 237.9 | 15.5 | 2.18 | 20.8 | 874.8 | 0.17 | 238.9 | 46.9 | 285.8 | 248 | 16.2 | 2.28 | 21.5 | 910 | 0.18 | 249.1 | 48.7 | 297.8 | 431.6 | 24.8 | 3.42 | 36.4 | 1696 | 0.22 | 433.3 | 87 | 520.3 | 461.9 | 24.2 | 3.26 | 40.5 | 1924.3 | 0.21 | 463.5 | 97.9 | 561.4 | 20.58 | 0 | 0.26 | 20.83 | 21.5 | 0 | 0.27 | 21.77 | 400497 | 90364.4 | 0 | 4127.6 | 0 | 5716.5 | 43229.8 | 0 | 0 | 1.6 | 116072.9 | 0 | 1672.5 | 3315.4 | 43998.1 | 86698.8 | 4173.4 | 1127.4 | 0 | 3.4 | 89714.1 | 645.4 | 0 | 0 | 0 | 5779.4
3485 | 146 | Day146 | 4 | Hour4 | 5 | Spring | 2117 | #N/A | Spring | 399345 | 2024-05-26 04:00 | 387266 | 3764.7 | 3675.3 | 4639 | 399345 | 374779 | 310290.8 | 0.0322 | 0.0426 | 0.58 | 0.58 | 240.9 | 15.7 | 2.2 | 21 | 887.7 | 0.18 | 241.9 | 47.5 | 289.5 | 251.2 | 16.4 | 2.3 | 21.9 | 924.3 | 0.18 | 252.4 | 49.5 | 301.8 | 449.7 | 27.5 | 3.82 | 36.5 | 1714.8 | 0.23 | 451.5 | 87.6 | 539.2 | 436.1 | 23.1 | 3.12 | 38 | 1808.4 | 0.2 | 437.6 | 91.9 | 529.5 | 20.67 | 0 | 0.27 | 20.94 | 21.65 | 0 | 0.26 | 21.91 | 399345 | 89054.2 | 6.5 | 4123.1 | 0 | 5716.5 | 43423.9 | 0 | 0 | 74.7 | 118002.2 | 0 | 1672.5 | 3315.4 | 42985.4 | 86698.8 | 4173.4 | 173 | 0 | 429.2 | 87970.6 | 579.8 | 6.3 | 0 | 0 | 5857.8
3486 | 146 | Day146 | 5 | Hour5 | 5 | Spring | 2117 | #N/A | Spring | 408334.6 | 2024-05-26 05:00 | 401639.8 | 1202.4 | 1060.6 | 4431.7 | 408334.6 | 388528.2 | 312611.9 | 0.0326 | 0.0442 | 0.58 | 0.58 | 239.8 | 15.7 | 2.2 | 20.8 | 881 | 0.17 | 240.8 | 47.1 | 288 | 249.1 | 16.3 | 2.29 | 21.6 | 915.2 | 0.18 | 250.2 | 48.9 | 299.1 | 385.2 | 23.3 | 3.24 | 31.6 | 1474.7 | 0.21 | 386.8 | 75.6 | 462.4 | 677.4 | 62.8 | 9 | 34.7 | 1958.9 | 0.33 | 681.7 | 93.1 | 774.8 | 20.88 | 0 | 0.25 | 21.13 | 21.86 | 0 | 0.26 | 22.12 | 408334.6 | 95722.7 | 849.3 | 4123.1 | 0 | 5716.5 | 44590 | 0 | 0 | 177.4 | 119264.2 | 0 | 1672.5 | 3315.4 | 41887.6 | 86698.8 | 4173.4 | 321 | 0 | 9866 | 85100.4 | 578.9 | 415.5 | 0 | 0 | 5602.3
3487 | 146 | Day146 | 6 | Hour6 | 5 | Spring | 2117 | #N/A | Spring | 434320.2 | 2024-05-26 06:00 | 425588 | 571.7 | 3545.4 | 4615.1 | 434320.2 | 411375.1 | 317024.1 | 0.0334 | 0.0469 | 0.61 | 0.6 | 228.1 | 15 | 2.1 | 19.7 | 836.6 | 0.17 | 229.1 | 44.7 | 273.8 | 237.6 | 15.6 | 2.19 | 20.5 | 871.2 | 0.17 | 238.7 | 46.5 | 285.2 | 208.3 | 9.1 | 1.23 | 20.3 | 895.2 | 0.11 | 208.9 | 47 | 255.9 | 811.4 | 77 | 11.05 | 39.9 | 2290 | 0.39 | 816.7 | 108.3 | 925 | 21.38 | 0 | 0.25 | 21.63 | 22.41 | 0 | 0.26 | 22.67 | 434320.2 | 117296.1 | 1587.1 | 4123.1 | 0 | 5716.5 | 45379.1 | 0 | 0 | 3275.8 | 120193.1 | 0 | 1672.5 | 3315.4 | 42412.3 | 88396.1 | 4173.4 | 55.5 | 0 | 34816.9 | 78641.3 | 562 | 1385.1 | 0 | 0 | 7531.5
3488 | 146 | Day146 | 7 | Hour7 | 5 | Spring | 2117 | #N/A | Spring | 460498.4 | 2024-05-26 07:00 | 454067.4 | 1581.2 | 4.1 | 4845.6 | 460498.4 | 438468.7 | 319769 | 0.0344 | 0.0501 | 0.62 | 0.62 | 222.2 | 14.8 | 2.09 | 18.9 | 807.5 | 0.16 | 223.3 | 43 | 266.3 | 231.1 | 15.4 | 2.17 | 19.6 | 839.1 | 0.17 | 232.1 | 44.7 | 276.8 | 127.6 | 4.7 | 0.62 | 13.3 | 572.5 | 0.07 | 127.9 | 30.4 | 158.3 | 524.4 | 40.7 | 5.74 | 34.6 | 1769.7 | 0.26 | 527.2 | 87.5 | 614.7 | 21.08 | 0 | 0.26 | 21.33 | 22.26 | 0 | 0.27 | 22.53 | 460498.4 | 140729.4 | 345.5 | 4123.1 | 0 | 7885.1 | 48067.3 | 0 | 55.5 | 6658.5 | 121292.6 | 0 | 1672.5 | 3315.4 | 41657.4 | 86853.1 | 4212.5 | 344.4 | 0 | 67052.5 | 66429.2 | 533.8 | 3138.8 | 0 | 0 | 8050.4
3489 | 146 | Day146 | 8 | Hour8 | 5 | Spring | 2117 | #N/A | Spring | 490311.4 | 2024-05-26 08:00 | 483954 | 2131.4 | 4.1 | 4221.8 | 490311.4 | 466807 | 319184.6 | 0.0354 | 0.0534 | 0.62 | 0.62 | 223.2 | 15.4 | 2.17 | 18.4 | 797.6 | 0.16 | 224.3 | 42.2 | 266.5 | 232.2 | 16 | 2.26 | 19.2 | 829 | 0.16 | 233.3 | 43.9 | 277.2 | 77.1 | 2.6 | 0.34 | 8.4 | 349 | 0.05 | 77.3 | 18.8 | 96.1 | 808.2 | 84.2 | 12.16 | 33 | 2043.6 | 0.4 | 814 | 94 | 908 | 22.61 | 0 | 0.26 | 22.86 | 23.98 | 0 | 0.27 | 24.26 | 490311.4 | 171126.8 | 9.7 | 4113.7 | 0 | 8374.7 | 53749.6 | 0 | 516.7 | 9669.3 | 124691.9 | 0 | 1672.5 | 3315.4 | 31797.6 | 87033.9 | 4212.5 | 213 | 0 | 104818.3 | 55485.4 | 637.1 | 5894 | 0 | 37.3 | 8258.9
3490 | 146 | Day146 | 9 | Hour9 | 5 | Spring | 2117 | #N/A | Spring | 523274.8 | 2024-05-26 09:00 | 512409 | 1714.8 | 4211.3 | 4939.8 | 523274.8 | 493692.6 | 322988.1 | 0.0365 | 0.0565 | 0.63 | 0.62 | 223 | 15.6 | 2.21 | 18 | 788.5 | 0.15 | 224.1 | 41.5 | 265.6 | 234.2 | 16.4 | 2.32 | 18.9 | 827.5 | 0.16 | 235.3 | 43.6 | 278.9 | 73.2 | 2.1 | 0.28 | 8.2 | 340 | 0.05 | 73.3 | 18.4 | 91.7 | 349.8 | 6.6 | 0.66 | 42.9 | 1832.8 | 0.19 | 350.1 | 97.6 | 447.7 | 20.88 | 0 | 0.26 | 21.14 | 22.36 | 0 | 0.27 | 22.63 | 523274.8 | 200286.8 | 0 | 4116.4 | 0 | 8001.8 | 58913 | 0 | 860.6 | 17669.1 | 129745.5 | 0 | 1672.5 | 3315.4 | 27256.4 | 85754.7 | 4212.5 | 0 | 0 | 130133.9 | 50920.1 | 703.1 | 11489.6 | 0 | 0 | 8258.9
3491 | 146 | Day146 | 10 | Hour10 | 5 | Spring | 2117 | #N/A | Spring | 552896 | 2024-05-26 10:00 | 539303.2 | 4229.7 | 4364.1 | 4998.9 | 552895.9 | 519010.9 | 342160.9 | 0.0376 | 0.0596 | 0.62 | 0.61 | 233.4 | 16.7 | 2.36 | 18.3 | 816.1 | 0.16 | 234.5 | 42.7 | 277.2 | 246.5 | 17.7 | 2.5 | 19.3 | 861.2 | 0.16 | 247.7 | 45 | 292.7 | 76.9 | 2.4 | 0.31 | 8.5 | 355.4 | 0.05 | 77 | 19.1 | 96.1 | 455.6 | 11.9 | 1.38 | 52.3 | 2278.7 | 0.24 | 456.3 | 120.3 | 576.6 | 22.75 | 0 | 0.26 | 23.01 | 24.52 | 0 | 0.27 | 24.79 | 552896 | 210735 | 74.4 | 4142.1 | 0 | 7997.6 | 67306.2 | 0 | 972.2 | 18818.1 | 139549.1 | 0 | 1726.6 | 3315.4 | 27062.1 | 86774.8 | 4212.5 | 0 | 0 | 138044.2 | 52202.6 | 698 | 15190.7 | 363.3 | 0 | 8258.9
3492 | 146 | Day146 | 11 | Hour11 | 5 | Spring | 2117 | #N/A | Spring | 574657.1 | 2024-05-26 11:00 | 561756.2 | 3526.6 | 4364.1 | 5010.1 | 574657.1 | 540065.5 | 360404.5 | 0.0386 | 0.0622 | 0.6 | 0.59 | 246.8 | 18.1 | 2.55 | 18.9 | 852.1 | 0.16 | 248 | 44.3 | 292.3 | 260.4 | 19.1 | 2.7 | 19.9 | 898.6 | 0.17 | 261.7 | 46.7 | 308.4 | 76.4 | 2.3 | 0.29 | 8.5 | 359.5 | 0.04 | 76.6 | 19.2 | 95.8 | 556.6 | 16.3 | 2.74 | 71.1 | 2031 | 0.77 | 557.8 | 131.8 | 689.7 | 24.16 | 0 | 0.25 | 24.41 | 26.08 | 0 | 0.27 | 26.34 | 574657.1 | 214252.6 | 254.3 | 4190.9 | 0 | 7912.4 | 76060 | 0 | 1002.3 | 19044.4 | 147991.5 | 0 | 1701.7 | 3315.4 | 27835.2 | 86706.5 | 4283 | 153.6 | 0 | 140568.1 | 52888.1 | 749.7 | 16301.4 | 2283.7 | 135.6 | 8258.9
3493 | 146 | Day146 | 12 | Hour12 | 5 | Spring | 2117 | #N/A | Spring | 592913.1 | 2024-05-26 12:00 | 580850.6 | 2589 | 4360 | 5113.5 | 592913.1 | 557907.8 | 375388.3 | 0.0395 | 0.0644 | 0.59 | 0.58 | 254.9 | 18.5 | 2.62 | 19.5 | 881.8 | 0.17 | 256.2 | 45.8 | 302.1 | 268.8 | 19.5 | 2.76 | 20.6 | 929.2 | 0.17 | 270.1 | 48.3 | 318.4 | 72.7 | 2.2 | 0.27 | 8 | 346.5 | 0.04 | 72.9 | 18.3 | 91.2 | 769 | 56.1 | 8.77 | 65 | 1913.7 | 0.96 | 773 | 122.3 | 895.4 | 25.07 | 0 | 0.25 | 25.31 | 27.09 | 0 | 0.26 | 27.35 | 592913.1 | 217524.8 | 182 | 4190.9 | 0 | 7893.6 | 80102.4 | 0 | 1003.2 | 19144.5 | 157896.4 | 0 | 1888.8 | 3315.4 | 27939.7 | 86706.5 | 5093.4 | 179.2 | 0 | 140007 | 56551.2 | 818.9 | 16647.7 | 6033.2 | 85.5 | 8254.3
3494 | 146 | Day146 | 13 | Hour13 | 5 | Spring | 2117 | #N/A | Spring | 607414.5 | 2024-05-26 13:00 | 596190.8 | 1824.2 | 4360 | 5039.5 | 607414.5 | 572202 | 387130.1 | 0.0402 | 0.0663 | 0.58 | 0.58 | 257 | 18.7 | 2.65 | 19.6 | 887.1 | 0.17 | 258.3 | 46.1 | 304.4 | 272 | 19.8 | 2.8 | 20.8 | 938.5 | 0.18 | 273.4 | 48.8 | 322.1 | 70.9 | 2.1 | 0.25 | 7.8 | 339.9 | 0.04 | 71 | 18 | 88.9 | 660.7 | 47.6 | 6.68 | 47.8 | 2335.4 | 0.35 | 663.9 | 117.5 | 781.4 | 25.4 | 0 | 0.24 | 25.65 | 27.48 | 0 | 0.26 | 27.74 | 607414.5 | 220284.4 | 216.2 | 4190.9 | 0 | 7825 | 82873.8 | 0 | 1002 | 19647.7 | 161646.2 | 0 | 2170.2 | 3315.4 | 30319 | 86932.8 | 5500.6 | 2140 | 0 | 138603.4 | 60198.8 | 832.6 | 15878.9 | 8729.4 | 196.8 | 8254.3
3495 | 146 | Day146 | 14 | Hour14 | 5 | Spring | 2117 | #N/A | Spring | 616843 | 2024-05-26 14:00 | 606407 | 1115.5 | 4360 | 4960.7 | 616843.1 | 581705.5 | 396802.2 | 0.0407 | 0.0675 | 0.58 | 0.58 | 258.1 | 18.7 | 2.65 | 19.7 | 890.7 | 0.17 | 259.4 | 46.3 | 305.7 | 274.5 | 19.9 | 2.82 | 21 | 948 | 0.18 | 275.9 | 49.3 | 325.2 | 74.2 | 2.7 | 0.34 | 7.6 | 345.2 | 0.03 | 74.4 | 17.9 | 92.3 | 370.5 | 7 | 0.7 | 45.2 | 1941 | 0.19 | 370.9 | 103.1 | 474 | 25.75 | 0 | 0.24 | 25.99 | 27.86 | 0 | 0.26 | 28.11 | 616843 | 220040.8 | 276.7 | 4190.9 | 0 | 7825 | 84170.5 | 0 | 999 | 19306.1 | 164628.8 | 0 | 2325.1 | 3315.4 | 30714.3 | 86834.1 | 5876.6 | 6644.8 | 0 | 133595.1 | 65260.5 | 880.1 | 15292 | 9040.5 | 890.3 | 8254.3
3496 | 146 | Day146 | 15 | Hour15 | 5 | Spring | 2117 | #N/A | Spring | 623644.1 | 2024-05-26 15:00 | 612843.8 | 1580 | 4360 | 4860.3 | 623644.1 | 587675.6 | 404308.4 | 0.0411 | 0.0683 | 0.58 | 0.57 | 261.8 | 19.1 | 2.7 | 19.9 | 900.6 | 0.17 | 263.1 | 46.8 | 309.9 | 279 | 20.3 | 2.88 | 21.3 | 960.1 | 0.18 | 280.4 | 49.9 | 330.3 | 81.5 | 2.9 | 0.37 | 8.5 | 377.3 | 0.04 | 81.6 | 19.7 | 101.4 | 527.1 | 30.8 | 4.25 | 44.9 | 2068.5 | 0.29 | 529.2 | 106.6 | 635.8 | 26.38 | 0 | 0.24 | 26.62 | 28.59 | 0 | 0.25 | 28.84 | 623644.1 | 219335.7 | 337.8 | 4201.3 | 0 | 7825 | 86685.9 | 0 | 991 | 19903 | 166823.7 | 0 | 2657.1 | 3315.4 | 32090 | 87319.2 | 6227 | 6826 | 0 | 127117.5 | 70434.6 | 889.6 | 14539.4 | 9012.3 | 2239.1 | 8254.3
3497 | 146 | Day146 | 16 | Hour16 | 5 | Spring | 2117 | #N/A | Spring | 626660.6 | 2024-05-26 16:00 | 614701.8 | 2742.3 | 4360 | 4856.6 | 626660.6 | 589404.8 | 415649.4 | 0.0411 | 0.0685 | 0.57 | 0.56 | 266 | 19.3 | 2.73 | 20.3 | 917.8 | 0.17 | 267.3 | 47.7 | 315 | 285.7 | 20.6 | 2.92 | 21.9 | 988.1 | 0.19 | 287.2 | 51.4 | 338.6 | 104.1 | 4.2 | 0.56 | 10.5 | 459.3 | 0.06 | 104.4 | 24.2 | 128.5 | 831.3 | 65.2 | 10.15 | 65.4 | 1960.3 | 1.01 | 836 | 124.1 | 960.2 | 27.74 | 0 | 0.24 | 27.98 | 30.09 | 0 | 0.25 | 30.34 | 626660.6 | 211011.2 | 957.2 | 4201.3 | 0 | 7825 | 87677.9 | 0 | 986.5 | 19274.8 | 169370.7 | 0 | 4146.4 | 3315.4 | 32488.9 | 86706.5 | 6572.4 | 12387.7 | 0 | 117281.3 | 72659.2 | 809.3 | 14611.6 | 9066.4 | 2147.1 | 8258.9
3498 | 146 | Day146 | 17 | Hour17 | 5 | Spring | 2117 | #N/A | Spring | 618263.1 | 2024-05-26 17:00 | 607003.6 | 2033.8 | 4360 | 4865.7 | 618263.1 | 582256.6 | 428628.4 | 0.0408 | 0.0676 | 0.55 | 0.54 | 279.8 | 19.8 | 2.81 | 21.8 | 974.4 | 0.18 | 281.2 | 50.9 | 332 | 300.7 | 21.3 | 3.01 | 23.5 | 1049.4 | 0.2 | 302.1 | 54.8 | 357 | 147.9 | 6.9 | 0.95 | 14 | 618.4 | 0.08 | 148.3 | 32.5 | 180.8 | 898 | 97.4 | 14.11 | 34.5 | 2152.5 | 0.47 | 904.8 | 98.8 | 1003.5 | 27.65 | 0 | 0.24 | 27.89 | 29.95 | 0 | 0.26 | 30.21 | 618263.1 | 189634.7 | 1503 | 4201.3 | 0 | 7825 | 88232.8 | 0 | 953.4 | 18925 | 170168.9 | 0 | 10471.6 | 3315.4 | 34659.7 | 86706.5 | 7895.7 | 13648.6 | 0 | 95367.5 | 73570.9 | 817.9 | 11461.5 | 8896.7 | 2416.1 | 8254.3
3499 | 146 | Day146 | 18 | Hour18 | 5 | Spring | 2117 | #N/A | Spring | 598404.2 | 2024-05-26 18:00 | 589194.4 | 0.4 | 4360 | 4849.3 | 598404.2 | 565682.9 | 444061.7 | 0.0399 | 0.0654 | 0.52 | 0.5 | 304 | 21.2 | 3 | 24 | 1068.3 | 0.2 | 305.5 | 55.8 | 361.3 | 325.9 | 22.6 | 3.2 | 25.9 | 1148.8 | 0.21 | 327.5 | 60.1 | 387.6 | 303.1 | 13.4 | 1.89 | 30.3 | 1227.8 | 0.22 | 304 | 66.9 | 370.9 | 564.4 | 19.4 | 2.43 | 60.5 | 2665.8 | 0.3 | 565.6 | 140 | 705.6 | 33.7 | 3.02 | 0.24 | 36.96 | 36.34 | 3.29 | 0.26 | 39.89 | 598404.2 | 154342.4 | 3221.2 | 4201.3 | 0 | 8001.8 | 90330.3 | 0 | 858.6 | 11820.8 | 172092.1 | 0 | 17721 | 3315.4 | 35200.5 | 87173.9 | 8895.3 | 13909 | 0 | 57905.9 | 82992.4 | 764.6 | 9978.4 | 8627 | 1985.7 | 8258.9
3500 | 146 | Day146 | 19 | Hour19 | 5 | Spring | 2117 | #N/A | Spring | 570676.9 | 2024-05-26 19:00 | 566671.9 | 0 | 0 | 4005 | 570676.8 | 544663.3 | 440436 | 0.0388 | 0.0627 | 0.51 | 0.5 | 307.8 | 21.7 | 3.08 | 24.1 | 1069.5 | 0.2 | 309.3 | 56 | 365.3 | 327 | 23 | 3.26 | 25.8 | 1139.5 | 0.22 | 328.5 | 59.8 | 388.4 | 412.3 | 17.3 | 2.46 | 42.5 | 1670.1 | 0.32 | 413.5 | 92.3 | 505.8 | 919.4 | 40.5 | 7.57 | 113.8 | 2077.8 | 1.83 | 922.7 | 176.3 | 1098.9 | 32.17 | 0 | 0.24 | 32.41 | 34.34 | 0 | 0.26 | 34.6 | 570676.9 | 130240.8 | 1653.7 | 4253 | 0 | 8001.8 | 88746.1 | 0 | 609.4 | 7161.7 | 172038.5 | 0 | 10827.2 | 3315.4 | 40027.7 | 88396.1 | 9380.3 | 13796.2 | 0 | 30249.4 | 91444.8 | 775.5 | 7267 | 6579 | 1311.4 | 8258.9
3501 | 146 | Day146 | 20 | Hour20 | 5 | Spring | 2117 | #N/A | Spring | 554908.2 | 2024-05-26 20:00 | 550058.9 | 0 | 0 | 4849.3 | 554908.2 | 529105.2 | 442987.3 | 0.0381 | 0.0608 | 0.51 | 0.5 | 302.3 | 21.8 | 3.09 | 23.3 | 1042.7 | 0.2 | 303.8 | 54.4 | 358.2 | 319.4 | 22.9 | 3.25 | 24.8 | 1104.8 | 0.21 | 321 | 57.7 | 378.8 | 407 | 20.3 | 2.9 | 38.7 | 1568.7 | 0.3 | 408.4 | 85.5 | 493.9 | 601.9 | 25.1 | 3.44 | 60.7 | 2550.4 | 0.38 | 603.6 | 136.8 | 740.4 | 31.33 | 0 | 0.25 | 31.58 | 33.39 | 0 | 0.27 | 33.65 | 554908.2 | 111920.9 | 1902.3 | 4253 | 0 | 8142 | 87553.9 | 0 | 163.6 | 5176.6 | 172295.4 | 0 | 3517.3 | 3315.4 | 56906.8 | 88396.1 | 7604.3 | 9100.8 | 0 | 7416.6 | 98369 | 795.1 | 2307.3 | 2034.1 | 757.5 | 8258.9
3502 | 146 | Day146 | 21 | Hour21 | 5 | Spring | 2117 | #N/A | Spring | 535143.8 | 2024-05-26 21:00 | 529742.5 | 0 | 0 | 5401.2 | 535143.7 | 510016.1 | 433818.4 | 0.0372 | 0.0585 | 0.51 | 0.51 | 297.1 | 21.2 | 3.01 | 23.1 | 1032.8 | 0.2 | 298.6 | 53.9 | 352.5 | 312.8 | 22.3 | 3.15 | 24.5 | 1090.8 | 0.21 | 314.3 | 57 | 371.3 | 378.8 | 21.9 | 3.09 | 32.5 | 1425.3 | 0.24 | 380.3 | 75.1 | 455.3 | 478.9 | 9.5 | 0.99 | 56.7 | 2477.5 | 0.23 | 479.5 | 130.6 | 610.1 | 30.39 | 0 | 0.26 | 30.65 | 32.3 | 0 | 0.27 | 32.57 | 535143.8 | 101325.4 | 4892.7 | 4257.5 | 0 | 8374.7 | 82358.6 | 0 | 0 | 20.6 | 168657.7 | 0 | 2567.5 | 3315.4 | 55949.2 | 88396.1 | 6521.5 | 8527.4 | 0 | 63.8 | 100496.9 | 744.1 | 732 | 178.6 | 2945.5 | 8258.9
3503 | 146 | Day146 | 22 | Hour22 | 5 | Spring | 2117 | #N/A | Spring | 501407.2 | 2024-05-26 22:00 | 495869 | 0 | 0 | 5538.2 | 501407.2 | 478077.4 | 402048 | 0.0359 | 0.0547 | 0.53 | 0.52 | 281.4 | 19.5 | 2.75 | 22.6 | 1001.4 | 0.19 | 282.8 | 52.5 | 335.3 | 293.7 | 20.3 | 2.86 | 23.7 | 1046.7 | 0.2 | 295 | 54.9 | 350 | 428.4 | 28.2 | 3.97 | 33.1 | 1549.7 | 0.24 | 430.3 | 79.4 | 509.7 | 646.4 | 51.3 | 7.27 | 41.1 | 2129.9 | 0.32 | 650 | 104.7 | 754.6 | 27.63 | 0 | 0.26 | 27.89 | 29.25 | 0 | 0.28 | 29.53 | 501407.2 | 99359.2 | 3592.5 | 4247.1 | 0 | 8374.7 | 70044.1 | 0 | 0 | 0 | 160266.9 | 0 | 2015.9 | 3315.4 | 52497.8 | 88396.1 | 5390.7 | 3906.8 | 0 | 0.2 | 98628.5 | 730.5 | 3.6 | 178.6 | 3828.6 | 7048.3
3504 | 146 | Day146 | 23 | Hour23 | 5 | Spring | 2117 | #N/A | Spring | 467386.4 | 2024-05-26 23:00 | 462066.8 | 0 | 0 | 5319.6 | 467386.3 | 446063.5 | 366915.4 | 0.0346 | 0.051 | 0.56 | 0.56 | 249.5 | 16.6 | 2.32 | 21 | 915.8 | 0.17 | 250.6 | 48.3 | 299 | 260.3 | 17.2 | 2.41 | 22 | 957.1 | 0.18 | 261.5 | 50.5 | 312 | 436.1 | 27.2 | 3.78 | 34.5 | 1662.1 | 0.21 | 438 | 84.1 | 522.1 | 871.2 | 91.3 | 13.21 | 35.2 | 2172.9 | 0.44 | 877.5 | 100.1 | 977.6 | 28.22 | 0 | 0.26 | 28.49 | 29.74 | 0 | 0.28 | 30.02 | 467386.4 | 100470.9 | 3920.1 | 4193.8 | 0 | 8374.7 | 54780.4 | 0 | 0 | 0 | 145798.9 | 0 | 500.5 | 3315.4 | 50531.7 | 88396.1 | 3468.1 | 3635.7 | 0 | 0 | 99743.2 | 727.8 | 0 | 580.5 | 4195.3 | 5433.2
3505 | 147 | Day147 | 0 | Hour0 | 5 | Spring | 8 | 588011.1 | Spring | 436708 | 2024-05-27 | 431064.8 | 110 | 0 | 5533.2 | 436707.9 | 416582 | 335851.2 | 0.0336 | 0.0476 | 0.6 | 0.6 | 218.1 | 13.6 | 1.9 | 19.6 | 827.6 | 0.16 | 219.1 | 44.3 | 263.3 | 227.5 | 14.1 | 1.97 | 20.5 | 864.6 | 0.16 | 228.5 | 46.3 | 274.8 | 446.2 | 28.1 | 3.9 | 35.1 | 1693.3 | 0.22 | 448.1 | 85.6 | 533.7 | 716.7 | 63.4 | 9.06 | 39.6 | 2156.3 | 0.35 | 721 | 103.9 | 825 | 24.09 | 0 | 0.27 | 24.36 | 25.31 | 0 | 0.28 | 25.59 | 436708 | 100856.7 | 3462.5 | 4192.8 | 0 | 8369.8 | 40767 | 0 | 0 | 0 | 129198 | 0 | 471.3 | 3315.4 | 50172.9 | 88396.1 | 3158.5 | 4347.1 | 0 | 0 | 100168.8 | 687.9 | 0 | 897.7 | 773 | 4775.1
3506 | 147 | Day147 | 1 | Hour1 | 5 | Spring | 2117 | #N/A | Spring | 411646.5 | 2024-05-27 01:00 | 404859.1 | 110 | 998.1 | 5679.3 | 411646.5 | 391586.2 | 312128.7 | 0.0328 | 0.0447 | 0.62 | 0.62 | 210.9 | 13.3 | 1.86 | 19 | 794.1 | 0.16 | 211.8 | 42.7 | 254.5 | 219.5 | 13.8 | 1.93 | 19.8 | 828.2 | 0.16 | 220.5 | 44.5 | 265 | 428.7 | 24.5 | 3.36 | 36 | 1704 | 0.21 | 430.4 | 86.9 | 517.3 | 474.9 | 22 | 2.92 | 44.4 | 2058.1 | 0.22 | 476.3 | 105.8 | 582.1 | 22.77 | 0 | 0.27 | 23.04 | 23.85 | 0 | 0.28 | 24.13 | 411646.5 | 99517.8 | 1552.9 | 4192.8 | 0 | 4823.7 | 37896 | 0 | 0 | 0 | 115127.1 | 0 | 471.3 | 3315.4 | 49249.3 | 88396.1 | 2996.8 | 4107.3 | 0 | 0 | 98823.4 | 694.4 | 0 | 275.4 | 179.7 | 4566.6
3507 | 147 | Day147 | 2 | Hour2 | 5 | Spring | 2117 | #N/A | Spring | 398202.7 | 2024-05-27 02:00 | 385625.8 | 110 | 6809.3 | 5657.6 | 398202.7 | 373199 | 302525.5 | 0.0322 | 0.0425 | 0.62 | 0.62 | 209.9 | 13.3 | 1.86 | 18.9 | 789.5 | 0.16 | 210.8 | 42.5 | 253.3 | 218.1 | 13.8 | 1.92 | 19.7 | 822.1 | 0.16 | 219 | 44.3 | 263.3 | 449.7 | 26.9 | 3.71 | 36.7 | 1749.6 | 0.22 | 451.5 | 88.9 | 540.4 | 462.5 | 21.3 | 2.82 | 43.4 | 2010.1 | 0.22 | 463.9 | 103.4 | 567.3 | 22.34 | 0 | 0.26 | 22.6 | 23.31 | 0 | 0.28 | 23.59 | 398202.7 | 95677.2 | 349.2 | 4190.9 | 0 | 4760.4 | 36551.6 | 0 | 0 | 0 | 110400.9 | 0 | 471.3 | 3315.4 | 47119 | 88396.1 | 2900.7 | 4070.1 | 0 | 0 | 95038.9 | 638.3 | 0 | 0 | 108.7 | 4775.1
3508 | 147 | Day147 | 3 | Hour3 | 5 | Spring | 2117 | #N/A | Spring | 389124.6 | 2024-05-27 03:00 | 373844 | 158.2 | 9291.1 | 5831.3 | 389124.6 | 361917.5 | 291496.7 | 0.0319 | 0.0412 | 0.63 | 0.63 | 209 | 13.5 | 1.88 | 18.7 | 778.6 | 0.16 | 209.9 | 41.9 | 251.8 | 216.3 | 13.9 | 1.94 | 19.3 | 807.6 | 0.16 | 217.2 | 43.5 | 260.7 | 433.5 | 24.7 | 3.4 | 36.6 | 1722.7 | 0.22 | 435.1 | 88 | 523.1 | 340.5 | 11.2 | 1.4 | 37.7 | 1621.2 | 0.2 | 341.2 | 86.1 | 427.3 | 20.58 | 0 | 0.26 | 20.84 | 21.4 | 0 | 0.28 | 21.68 | 389124.6 | 97628 | 23.5 | 4114.9 | 0 | 4760.4 | 36454.8 | 0 | 0 | 0.5 | 104517.9 | 0 | 471.3 | 3315.4 | 45372.4 | 86687 | 2841.4 | 2937.6 | 0 | 1.2 | 96944.5 | 681.7 | 0 | 0 | 0 | 4566.6
3509 | 147 | Day147 | 4 | Hour4 | 5 | Spring | 2117 | #N/A | Spring | 385970 | 2024-05-27 04:00 | 367941.9 | 203 | 11888.5 | 5936.6 | 385970 | 356262 | 287963.7 | 0.0317 | 0.0405 | 0.63 | 0.63 | 209.9 | 13.6 | 1.9 | 18.7 | 782.2 | 0.16 | 210.8 | 42.1 | 252.9 | 217.9 | 14 | 1.96 | 19.4 | 813.2 | 0.16 | 218.9 | 43.7 | 262.6 | 428.7 | 24.6 | 3.38 | 36.2 | 1698.3 | 0.22 | 430.4 | 86.8 | 517.2 | 341.1 | 11.2 | 1.39 | 37.9 | 1626.2 | 0.2 | 341.8 | 86.4 | 428.2 | 20.57 | 0 | 0.27 | 20.84 | 21.34 | 0 | 0.28 | 21.62 | 385970 | 98006.2 | 705.7 | 4110.4 | 0 | 4760.4 | 36444.9 | 0 | 0 | 155.2 | 104122.9 | 0 | 471.3 | 3315.4 | 41331.8 | 86269.6 | 2691 | 3740.2 | 0 | 760.4 | 96336 | 754.6 | 2.1 | 0 | 0 | 4566.6
3510 | 147 | Day147 | 5 | Hour5 | 5 | Spring | 2117 | #N/A | Spring | 389272.6 | 2024-05-27 05:00 | 368197 | 599.8 | 14803.7 | 5672 | 389272.6 | 356510.6 | 280966.6 | 0.0317 | 0.0405 | 0.64 | 0.64 | 203 | 13.3 | 1.87 | 17.9 | 749.4 | 0.15 | 203.9 | 40.3 | 244.2 | 211 | 13.9 | 1.94 | 18.6 | 778.4 | 0.16 | 211.9 | 41.8 | 253.8 | 339.5 | 19 | 2.61 | 29.1 | 1356.5 | 0.17 | 340.8 | 69.5 | 410.3 | 363.6 | 12.5 | 1.55 | 37.8 | 1722.8 | 0.16 | 364.4 | 89.2 | 453.6 | 18.72 | 0 | 0.27 | 18.99 | 19.37 | 0 | 0.27 | 19.64 | 389272.6 | 108306 | 261.4 | 4107.5 | 0 | 4760.4 | 36444.9 | 0 | 0 | 325.6 | 99178.2 | 0 | 363.8 | 3315.4 | 40471 | 86034.9 | 2570.2 | 3458.7 | 0 | 11878.5 | 95322.8 | 779.1 | 799 | 0 | 0 | 4775.1
3511 | 147 | Day147 | 6 | Hour6 | 5 | Spring | 2117 | #N/A | Spring | 399891.6 | 2024-05-27 06:00 | 375553.8 | 4190.4 | 14679.3 | 5468.1 | 399891.7 | 363566.1 | 268598.2 | 0.0319 | 0.0413 | 0.68 | 0.68 | 187.1 | 12.8 | 1.8 | 16.2 | 674.2 | 0.14 | 187.9 | 36.3 | 224.3 | 195.5 | 13.4 | 1.89 | 16.8 | 702 | 0.15 | 196.4 | 37.8 | 234.2 | 162.2 | 7.5 | 1.01 | 15.7 | 694 | 0.09 | 162.7 | 36.4 | 199 | 87 | 3.5 | 0.45 | 14.8 | 412.1 | 0.18 | 87.2 | 27.2 | 114.4 | 10.28 | 0 | 0.28 | 10.57 | 10.77 | 0 | 0.27 | 11.04 | 399891.6 | 131293.4 | 1005.7 | 4107.5 | 0 | 4760.4 | 36477.8 | 0 | 0 | 5029 | 87695.3 | 0 | 363.8 | 3315.4 | 39948.1 | 85185.9 | 2570.2 | 3168 | 0 | 36649.1 | 88786 | 829.3 | 2457.5 | 0 | 0 | 4566.6
3512 | 147 | Day147 | 7 | Hour7 | 5 | Spring | 2117 | #N/A | Spring | 422157 | 2024-05-27 07:00 | 396494.5 | 5604.6 | 14679.3 | 5378.6 | 422157 | 383602.2 | 265781 | 0.0325 | 0.0437 | 0.69 | 0.69 | 179.2 | 12.1 | 1.71 | 15.6 | 649.4 | 0.14 | 180 | 35 | 215 | 186.9 | 12.7 | 1.79 | 16.1 | 674.3 | 0.14 | 187.8 | 36.3 | 224.1 | 125.6 | 5.5 | 0.72 | 12.1 | 550.7 | 0.06 | 125.9 | 28.6 | 154.5 | 386.2 | 20.4 | 2.75 | 33.8 | 1605.3 | 0.18 | 387.5 | 81.6 | 469.2 | 15.58 | 0 | 0.29 | 15.87 | 16.21 | 0 | 0.27 | 16.49 | 422157 | 156376 | 567.5 | 4112 | 0 | 4760.4 | 36416.3 | 0 | 72.8 | 9169.4 | 90199.4 | 0 | 363.8 | 3315.4 | 37518.9 | 85696 | 2570.2 | 261 | 0 | 68747.2 | 77556.3 | 830.4 | 4646 | 0 | 358.1 | 5854.2
3513 | 147 | Day147 | 8 | Hour8 | 5 | Spring | 2117 | #N/A | Spring | 452498.1 | 2024-05-27 08:00 | 429015.2 | 3328 | 15152.3 | 5002.7 | 452498.1 | 414605.8 | 263576.2 | 0.0336 | 0.0474 | 0.69 | 0.69 | 177.7 | 11.9 | 1.67 | 15.5 | 649.7 | 0.13 | 178.5 | 34.9 | 213.4 | 185.7 | 12.5 | 1.76 | 16.1 | 676.1 | 0.14 | 186.5 | 36.3 | 222.8 | 89 | 3.9 | 0.52 | 8.6 | 387.6 | 0.05 | 89.2 | 20.2 | 109.4 | 562.2 | 49.3 | 7.04 | 31.9 | 1715.1 | 0.28 | 565.6 | 83.1 | 648.7 | 18.42 | 0 | 0.28 | 18.7 | 19.24 | 0 | 0.27 | 19.51 | 452498.1 | 188921.9 | 0.4 | 4102.6 | 0 | 5412.8 | 38083.4 | 0 | 556.3 | 12174.3 | 98353.2 | 0 | 363.8 | 3315.4 | 24384 | 86990.3 | 2570.2 | 0 | 0 | 106248.2 | 69027 | 916.1 | 8548.5 | 0 | 117.7 | 5871.3
3514 | 147 | Day147 | 9 | Hour9 | 5 | Spring | 2117 | #N/A | Spring | 481229.6 | 2024-05-27 09:00 | 462740 | 3243 | 9514.8 | 5731.8 | 481229.7 | 446618.6 | 262934.8 | 0.0348 | 0.0514 | 0.69 | 0.68 | 176.8 | 11.6 | 1.63 | 15.4 | 652.3 | 0.13 | 177.6 | 34.9 | 212.5 | 186.8 | 12.3 | 1.73 | 16.2 | 687.9 | 0.14 | 187.7 | 36.7 | 224.4 | 84 | 3.7 | 0.49 | 8.1 | 364.5 | 0.04 | 84.2 | 19 | 103.2 | 522.4 | 45.5 | 6.48 | 29.4 | 1603.6 | 0.25 | 525.5 | 77.3 | 602.7 | 17.06 | 0 | 0.14 | 17.2 | 18.24 | 0 | 0.16 | 18.4 | 481229.6 | 218294.8 | 0 | 3798 | 0 | 5166.8 | 39492.7 | 0 | 885.7 | 19757.1 | 107221 | 0 | 363.8 | 3315.4 | 16312.5 | 84694.3 | 2570.2 | 0 | 0 | 126953.9 | 69624.4 | 1073.8 | 13798.9 | 0 | 39.9 | 7222
3515 | 147 | Day147 | 10 | Hour10 | 5 | Spring | 2117 | #N/A | Spring | 509395.6 | 2024-05-27 10:00 | 495808.4 | 3668.7 | 4151.1 | 5767.3 | 509395.6 | 477890.6 | 285778.1 | 0.0361 | 0.0552 | 0.67 | 0.66 | 189.1 | 12.6 | 1.77 | 16.1 | 694.5 | 0.13 | 190 | 36.8 | 226.8 | 199.6 | 13.3 | 1.86 | 17 | 732.9 | 0.14 | 200.5 | 38.9 | 239.3 | 68.6 | 2.8 | 0.38 | 6.9 | 299.8 | 0.04 | 68.8 | 15.8 | 84.7 | 606.7 | 59.2 | 8.52 | 28.3 | 1658.9 | 0.29 | 610.8 | 77.8 | 688.6 | 19.71 | 0 | 0.13 | 19.84 | 21.28 | 0 | 0.16 | 21.44 | 509395.6 | 223617.5 | 167.2 | 3875 | 0 | 6993.8 | 45533 | 0 | 743.2 | 19530.2 | 120586.4 | 0 | 363.8 | 3315.4 | 16316.8 | 86056.5 | 2570.2 | 0 | 0 | 131715.6 | 70478.8 | 1149.6 | 17470.7 | 0 | 0 | 7915.7
3516 | 147 | Day147 | 11 | Hour11 | 5 | Spring | 2117 | #N/A | Spring | 537318.4 | 2024-05-27 11:00 | 523501.1 | 3645.4 | 4360 | 5811.8 | 537318.3 | 503981.8 | 308892.1 | 0.0373 | 0.0584 | 0.65 | 0.64 | 201.9 | 13.8 | 1.93 | 16.7 | 732.4 | 0.14 | 202.8 | 38.5 | 241.4 | 213.3 | 14.5 | 2.04 | 17.6 | 773.8 | 0.14 | 214.3 | 40.7 | 255 | 71.6 | 2.6 | 0.34 | 7.5 | 323.7 | 0.04 | 71.7 | 17.1 | 88.9 | 774.7 | 84.6 | 12.26 | 28.1 | 1836.6 | 0.38 | 780.6 | 82.9 | 863.5 | 20.89 | 0 | 0.13 | 21.02 | 22.62 | 0 | 0.16 | 22.78 | 537318.4 | 228426.2 | 110.8 | 3875 | 0 | 7825 | 53098.6 | 0 | 986.3 | 20063.2 | 132155.8 | 0 | 363.8 | 3315.4 | 19481.7 | 86056.5 | 2609.3 | 0 | 0 | 133945.4 | 72098.7 | 1332.6 | 17207.5 | 0 | 28.4 | 8254.3
3517 | 147 | Day147 | 12 | Hour12 | 5 | Spring | 2117 | #N/A | Spring | 556018.7 | 2024-05-27 12:00 | 544023 | 1809.9 | 4360 | 5825.9 | 556018.7 | 523247.8 | 324618.9 | 0.0382 | 0.0608 | 0.63 | 0.63 | 218.3 | 15.5 | 2.18 | 17.3 | 774.3 | 0.14 | 219.4 | 40.4 | 259.8 | 230.1 | 16.3 | 2.29 | 18.2 | 816 | 0.15 | 231.2 | 42.6 | 273.7 | 74.7 | 3 | 0.4 | 7.5 | 328.6 | 0.04 | 74.9 | 17.3 | 92.2 | 431.1 | 17 | 2.18 | 42.9 | 1974 | 0.19 | 432.2 | 101.8 | 534 | 22.27 | 0 | 0.13 | 22.4 | 24.09 | 0 | 0.16 | 24.24 | 556018.7 | 231399.8 | 68.1 | 3875 | 0 | 7825 | 62858.1 | 0 | 997 | 19258.8 | 139191.1 | 0 | 363.8 | 3315.4 | 18456.5 | 86056.5 | 2609.3 | 0 | 0 | 132840.6 | 76667.3 | 1636.1 | 17705.9 | 0 | 0 | 8007.1
3518 | 147 | Day147 | 13 | Hour13 | 5 | Spring | 2117 | #N/A | Spring | 570071.1 | 2024-05-27 13:00 | 558566.7 | 1225.7 | 4360 | 5918.7 | 570071.1 | 536864.7 | 337863.1 | 0.0388 | 0.0625 | 0.62 | 0.61 | 227.3 | 16.1 | 2.26 | 18 | 805.6 | 0.15 | 228.3 | 42 | 270.4 | 239.4 | 16.9 | 2.38 | 18.9 | 848.9 | 0.16 | 240.6 | 44.3 | 284.9 | 70.2 | 2.4 | 0.3 | 7.4 | 329.2 | 0.03 | 70.4 | 17.2 | 87.6 | 465.7 | 18 | 2.61 | 50.2 | 1871 | 0.4 | 466.9 | 106 | 573 | 23.03 | 0 | 0.13 | 23.16 | 24.93 | 0 | 0.15 | 25.08 | 570071.1 | 232208 | 249.3 | 3923.9 | 0 | 7825 | 66686.7 | 0 | 997.7 | 18619.4 | 147651.1 | 0 | 471.3 | 3315.4 | 18313.5 | 86056.5 | 3233.9 | 136.5 | 0 | 131418.6 | 79239.6 | 1932.8 | 16042 | 1299.5 | 289.6 | 8176.3
3519 | 147 | Day147 | 14 | Hour14 | 5 | Spring | 2117 | #N/A | Spring | 580687 | 2024-05-27 14:00 | 568701.6 | 1712.6 | 4360 | 5912.7 | 580686.9 | 546323.9 | 347709.2 | 0.0393 | 0.0638 | 0.61 | 0.6 | 233.6 | 16.5 | 2.32 | 18.4 | 826.9 | 0.15 | 234.8 | 43.1 | 277.9 | 246.5 | 17.4 | 2.45 | 19.5 | 872.4 | 0.16 | 247.6 | 45.5 | 293.1 | 70.1 | 2.4 | 0.31 | 7.3 | 329.6 | 0.03 | 70.3 | 17.1 | 87.4 | 818.7 | 87.9 | 12.75 | 31.2 | 1972.4 | 0.41 | 824.8 | 90.1 | 914.8 | 23.56 | 0 | 0.13 | 23.69 | 25.55 | 0 | 0.15 | 25.71 | 580687 | 232977.7 | 110 | 3923.9 | 0 | 7825 | 69514.6 | 0 | 990 | 18495.1 | 153637.6 | 0 | 471.3 | 3315.4 | 18831.5 | 86056.5 | 3869.9 | 153.6 | 0 | 125635.1 | 85772.3 | 2085.2 | 15119.3 | 4743.4 | 1262.8 | 8214.7
3520 | 147 | Day147 | 15 | Hour15 | 5 | Spring | 2117 | #N/A | Spring | 586507.8 | 2024-05-27 15:00 | 574831.8 | 1348.4 | 4360 | 5967.6 | 586507.7 | 552042.7 | 355167.6 | 0.0396 | 0.0645 | 0.6 | 0.59 | 241.5 | 17.2 | 2.43 | 18.9 | 847.6 | 0.16 | 242.7 | 44.2 | 286.9 | 254.8 | 18.1 | 2.56 | 19.9 | 894.1 | 0.17 | 256 | 46.6 | 302.6 | 77.5 | 2.7 | 0.34 | 8.1 | 365.6 | 0.04 | 77.7 | 19 | 96.7 | 373.7 | 7.8 | 0.84 | 43.6 | 1914.4 | 0.17 | 374.1 | 100.7 | 474.8 | 23.93 | 0 | 0.13 | 24.06 | 25.96 | 0 | 0.15 | 26.11 | 586507.8 | 231340.2 | 156.2 | 3934.2 | 0 | 7201.3 | 73206.6 | 0 | 986.3 | 18217.6 | 156470.5 | 0 | 646.3 | 3315.4 | 19264 | 86056.5 | 4633.1 | 283.5 | 0 | 123647.5 | 86164.5 | 2324.3 | 14586.3 | 7004.6 | 1526.3 | 8045.8
3521 | 147 | Day147 | 16 | Hour16 | 5 | Spring | 2117 | #N/A | Spring | 588011.1 | 2024-05-27 16:00 | 576180 | 1559.5 | 4360 | 5911.5 | 588011.1 | 553308.9 | 364745.1 | 0.0397 | 0.0647 | 0.59 | 0.59 | 246 | 17.6 | 2.49 | 19.1 | 858.5 | 0.16 | 247.2 | 44.8 | 292 | 261.7 | 18.7 | 2.64 | 20.4 | 914.6 | 0.17 | 263 | 47.7 | 310.7 | 99.3 | 4.1 | 0.53 | 9.8 | 444.2 | 0.05 | 99.6 | 23.1 | 122.7 | 908.3 | 98.2 | 14.24 | 34 | 2169.3 | 0.46 | 915.1 | 98.7 | 1013.8 | 24.24 | 0 | 0.12 | 24.36 | 26.3 | 0 | 0.15 | 26.45 | 588011.1 | 223266 | 258.3 | 3934.2 | 0 | 7381.6 | 75444.7 | 0 | 981.6 | 17290.1 | 157204.8 | 0 | 746.6 | 3315.4 | 19828.3 | 86056.5 | 4974.7 | 5599.9 | 0 | 110260.4 | 92359.2 | 2374.7 | 13789.8 | 6309.9 | 2456.9 | 8254.3
3522 | 147 | Day147 | 17 | Hour17 | 5 | Spring | 2117 | #N/A | Spring | 583119.4 | 2024-05-27 17:00 | 570711 | 2260.2 | 4360 | 5788.2 | 583119.5 | 548222.5 | 378179.4 | 0.0394 | 0.064 | 0.59 | 0.57 | 252.5 | 18.1 | 2.56 | 19.6 | 878.3 | 0.17 | 253.8 | 45.9 | 299.6 | 270.8 | 19.3 | 2.73 | 21.2 | 944.7 | 0.18 | 272.1 | 49.4 | 321.5 | 140.9 | 6.7 | 0.91 | 13.1 | 598.6 | 0.07 | 141.4 | 30.9 | 172.3 | 662.9 | 57.7 | 8.26 | 37.8 | 2004.1 | 0.34 | 666.9 | 97.6 | 764.4 | 24.69 | 0 | 0.12 | 24.81 | 26.8 | 0 | 0.15 | 26.95 | 583119.4 | 204940.1 | 1675.1 | 3941.8 | 0 | 7099 | 76593.3 | 0 | 976.8 | 14809.1 | 158386.5 | 0 | 912 | 3315.4 | 24677.8 | 86056.5 | 5791 | 9730.8 | 0 | 93597 | 93344.8 | 2212.3 | 10795.8 | 7374.4 | 2288.6 | 8254.3
3523 | 147 | Day147 | 18 | Hour18 | 5 | Spring | 2117 | #N/A | Spring | 570072 | 2024-05-27 18:00 | 559070.9 | 1141.5 | 4147 | 5712.7 | 570072 | 537373.7 | 396217.6 | 0.0388 | 0.0625 | 0.56 | 0.54 | 271.5 | 19.3 | 2.73 | 21.2 | 947.5 | 0.18 | 272.8 | 49.4 | 322.2 | 292 | 20.7 | 2.92 | 22.9 | 1022.9 | 0.19 | 293.4 | 53.5 | 346.9 | 279.3 | 13.1 | 1.86 | 27.4 | 1099.9 | 0.21 | 280.2 | 60.2 | 340.4 | 683.1 | 30.9 | 4.49 | 69.2 | 2628.7 | 0.57 | 685.3 | 147.7 | 833 | 40.96 | 0 | 0.12 | 41.08 | 44.28 | 0 | 0.14 | 44.43 | 570072 | 173854.4 | 2607.3 | 3941.8 | 0 | 7825 | 79741.8 | 0 | 898.6 | 10752.2 | 159765.4 | 0 | 5959.5 | 3315.4 | 27595.3 | 86056.5 | 6210 | 13199.5 | 0 | 62027.9 | 98019.2 | 2156.5 | 8223.6 | 6753.1 | 1794.3 | 8045.8
3524 | 147 | Day147 | 19 | Hour19 | 5 | Spring | 2117 | #N/A | Spring | 549460.6 | 2024-05-27 19:00 | 543864 | 0 | 178.6 | 5418.1 | 549460.6 | 523169.6 | 395358.2 | 0.038 | 0.0605 | 0.55 | 0.54 | 273.1 | 19.5 | 2.77 | 21.4 | 947.6 | 0.18 | 274.5 | 49.6 | 324.1 | 289.5 | 20.6 | 2.92 | 22.8 | 1007.9 | 0.2 | 290.9 | 52.9 | 343.8 | 375.8 | 19.3 | 2.75 | 35 | 1443.2 | 0.27 | 377.1 | 78.1 | 455.3 | 962.5 | 99.3 | 14.47 | 41.5 | 2355.1 | 0.55 | 969.4 | 111.9 | 1081.3 | 29.5 | 0 | 0.24 | 29.75 | 31.47 | 0 | 0.26 | 31.73 | 549460.6 | 154102.4 | 2256.1 | 4243.6 | 0 | 7670.5 | 77595.8 | 0 | 676.3 | 5289.3 | 159998.6 | 0 | 1234.4 | 3315.4 | 33001 | 88396.1 | 6732.1 | 10914.5 | 0 | 35729.2 | 110334 | 2073.5 | 6411.4 | 4680.9 | 719.2 | 8258.9
3525 | 147 | Day147 | 20 | Hour20 | 5 | Spring | 2117 | #N/A | Spring | 536139.9 | 2024-05-27 20:00 | 530502.7 | 0 | 0 | 5637.2 | 536139.9 | 510649 | 407231.4 | 0.0374 | 0.0589 | 0.55 | 0.54 | 274.7 | 19.4 | 2.74 | 21.7 | 962.3 | 0.18 | 276 | 50.4 | 326.5 | 290.5 | 20.4 | 2.88 | 23.2 | 1022 | 0.2 | 291.9 | 53.7 | 345.6 | 383 | 22.8 | 3.22 | 32.1 | 1435.1 | 0.23 | 384.6 | 74.9 | 459.5 | 547.5 | 22.8 | 3.29 | 57.2 | 2177.6 | 0.45 | 549.1 | 122.2 | 671.3 | 30.1 | 0 | 0.25 | 30.35 | 32.03 | 0 | 0.27 | 32.29 | 536139.9 | 128908.5 | 2856.2 | 4253 | 0 | 8032.9 | 74969.5 | 0 | 196.8 | 3457.4 | 161485.3 | 0 | 1176.1 | 3315.4 | 47862.6 | 88396.1 | 6264.7 | 8619.4 | 0 | 9647.8 | 113237.6 | 2368.9 | 1565.1 | 1343.4 | 1352.7 | 8214.4
3526 | 147 | Day147 | 21 | Hour21 | 5 | Spring | 2117 | #N/A | Spring | 519169 | 2024-05-27 21:00 | 513188 | 0 | 0 | 5981 | 519168.9 | 494374.5 | 404410.5 | 0.0367 | 0.0568 | 0.54 | 0.54 | 273.7 | 19.1 | 2.7 | 21.9 | 968.9 | 0.18 | 275.1 | 50.8 | 325.8 | 287.5 | 20 | 2.82 | 23.1 | 1020.6 | 0.19 | 288.9 | 53.6 | 342.4 | 368.7 | 22.2 | 3.1 | 30.2 | 1403.9 | 0.2 | 370.2 | 72.1 | 442.3 | 764.6 | 68.5 | 9.83 | 41.7 | 2252.5 | 0.39 | 769.4 | 108.9 | 878.3 | 28.92 | 0 | 0.26 | 29.18 | 30.7 | 0 | 0.28 | 30.98 | 519169 | 114758.4 | 4425.3 | 4257.5 | 0 | 7775.7 | 71280.9 | 0 | 0 | 0.7 | 160505.6 | 0 | 1125.2 | 3315.4 | 51548.4 | 88396.1 | 5480.9 | 6299.3 | 0 | 57.5 | 112364.8 | 2335.4 | 416.7 | 171.3 | 4482.9 | 7343.1
3527 | 147 | Day147 | 22 | Hour22 | 5 | Spring | 2117 | #N/A | Spring | 489653.3 | 2024-05-27 22:00 | 483956.8 | 0 | 0 | 5696.5 | 489653.3 | 466795.8 | 381188 | 0.0355 | 0.0534 | 0.55 | 0.55 | 257 | 17.2 | 2.42 | 21.3 | 936.3 | 0.17 | 258.1 | 49.3 | 307.4 | 268.5 | 17.9 | 2.52 | 22.3 | 979.6 | 0.18 | 269.7 | 51.6 | 321.3 | 448.2 | 31.2 | 4.4 | 32.9 | 1581.9 | 0.24 | 450.3 | 80.1 | 530.4 | 599.1 | 35.4 | 4.87 | 49.1 | 2354.5 | 0.29 | 601.4 | 119.3 | 720.8 | 27.16 | 0 | 0.26 | 27.43 | 28.73 | 0 | 0.28 | 29.01 | 489653.3 | 108465.3 | 4162.1 | 4247.1 | 0 | 8374.7 | 59986.2 | 0 | 0 | 0 | 153031.4 | 0 | 1257.6 | 3315.4 | 50348.8 | 88396.1 | 4039.1 | 4029.3 | 0 | 0 | 106356.7 | 2108.6 | 0.1 | 178.6 | 3634 | 7014.8
3528 | 147 | Day147 | 23 | Hour23 | 5 | Spring | 2117 | #N/A | Spring | 458292.2 | 2024-05-27 23:00 | 452767.4 | 0 | 0 | 5524.8 | 458292.2 | 437238.8 | 352571.5 | 0.0343 | 0.0499 | 0.59 | 0.58 | 230.4 | 14.8 | 2.07 | 20 | 863.3 | 0.16 | 231.4 | 45.7 | 277.1 | 240.8 | 15.4 | 2.15 | 20.9 | 903.7 | 0.16 | 241.8 | 47.9 | 289.7 | 448.4 | 28.9 | 4.03 | 34.8 | 1672.2 | 0.23 | 450.4 | 84.7 | 535.1 | 488.5 | 18.6 | 2.38 | 49.4 | 2244 | 0.23 | 489.7 | 116.3 | 606 | 25.53 | 0 | 0.27 | 25.79 | 26.89 | 0 | 0.28 | 27.17 | 458292.2 | 105720.6 | 4888.1 | 4188.5 | 0 | 8374.7 | 47597 | 0 | 0 | 0 | 137809.6 | 0 | 1430 | 3315.4 | 49678.6 | 88396.1 | 2742.4 | 4151.1 | 0 | 0 | 103985 | 1735.7 | 0 | 1517 | 3997.6 | 6152.3
3529 | 148 | Day148 | 0 | Hour0 | 5 | Spring | 13 | 579732.4 | Spring | 429246.1 | 2024-05-28 | 422906.1 | 110 | 542.4 | 5687.6 | 429246.1 | 408819.8 | 322762.6 | 0.0333 | 0.0466 | 0.62 | 0.62 | 207.1 | 12.9 | 1.8 | 18.7 | 788 | 0.15 | 207.9 | 42.2 | 250.1 | 215.9 | 13.4 | 1.87 | 19.5 | 823.5 | 0.16 | 216.8 | 44.1 | 260.9 | 451.5 | 29.9 | 4.17 | 34.3 | 1662 | 0.23 | 453.5 | 83.9 | 537.4 | 788.1 | 76.8 | 11.06 | 37.1 | 2146.5 | 0.39 | 793.4 | 101.2 | 894.6 | 22.65 | 0 | 0.27 | 22.92 | 23.79 | 0 | 0.29 | 24.07 | 429246.1 | 106483.5 | 3248.8 | 4180.8 | 0 | 7308.9 | 38189.3 | 0 | 0 | 0 | 121899.7 | 0 | 453.5 | 3315.4 | 49474.3 | 88061 | 2542.4 | 4088.4 | 0 | 0 | 104876.1 | 1607.4 | 0 | 1244.9 | 2659 | 6570.4
3530 | 148 | Day148 | 1 | Hour1 | 5 | Spring | 2117 | #N/A | Spring | 403916 | 2024-05-28 01:00 | 397338.2 | 120.2 | 571.3 | 5886.2 | 403916 | 384411.3 | 299264.1 | 0.0325 | 0.0438 | 0.64 | 0.63 | 202 | 12.9 | 1.81 | 18.1 | 757.8 | 0.15 | 202.9 | 40.7 | 243.6 | 210.1 | 13.4 | 1.87 | 18.9 | 790.4 | 0.16 | 211 | 42.5 | 253.5 | 413.1 | 24.5 | 3.39 | 34 | 1606.2 | 0.21 | 414.7 | 82 | 496.7 | 368.2 | 10.5 | 1.26 | 40.4 | 1799.4 | 0.17 | 368.9 | 94.1 | 463 | 20.78 | 0 | 0.27 | 21.05 | 21.78 | 0 | 0.29 | 22.07 | 403916 | 104651.8 | 1129.4 | 4108.3 | 0 | 6412.6 | 36413.6 | 0 | 0 | 0 | 107273.7 | 0 | 453.5 | 3315.4 | 47046.9 | 87397.2 | 2384.3 | 3329.3 | 0 | 0 | 103275.4 | 1376.5 | 0 | 1169 | 895.1 | 5753.8
3531 | 148 | Day148 | 2 | Hour2 | 5 | Spring | 2117 | #N/A | Spring | 388796.8 | 2024-05-28 02:00 | 378860.8 | 115.1 | 4156.6 | 5664.3 | 388796.8 | 366730.1 | 286664.3 | 0.032 | 0.0417 | 0.64 | 0.63 | 204.2 | 13.3 | 1.86 | 18.1 | 760.2 | 0.15 | 205.1 | 40.8 | 246 | 212.5 | 13.8 | 1.93 | 18.9 | 792.2 | 0.16 | 213.4 | 42.5 | 256 | 391.2 | 22.2 | 3.06 | 33.4 | 1546.4 | 0.2 | 392.7 | 79.5 | 472.2 | 356.2 | 12.6 | 1.59 | 36.9 | 1664.1 | 0.17 | 357 | 86.6 | 443.5 | 18.89 | 0 | 0.27 | 19.16 | 19.72 | 0 | 0.28 | 20.01 | 388796.8 | 102132.5 | 100 | 4032.7 | 0 | 5115.6 | 36206.4 | 0 | 0 | 0 | 102153.1 | 0 | 453.5 | 3315.4 | 44810.8 | 86034.9 | 2294.3 | 2147.5 | 0 | 0 | 101219.6 | 913 | 0 | 3 | 223.3 | 5058.8
3532 | 148 | Day148 | 3 | Hour3 | 5 | Spring | 2117 | #N/A | Spring | 380534.9 | 2024-05-28 03:00 | 367034.2 | 356 | 7548.2 | 5596.4 | 380534.9 | 355393.2 | 282030.1 | 0.0317 | 0.0404 | 0.63 | 0.63 | 206.8 | 13.5 | 1.89 | 18.3 | 767.5 | 0.15 | 207.7 | 41.2 | 248.9 | 214.5 | 14 | 1.96 | 19 | 797.3 | 0.16 | 215.4 | 42.8 | 258.2 | 378.5 | 21 | 2.88 | 32.9 | 1511.7 | 0.2 | 379.9 | 78 | 457.9 | 321.5 | 11.6 | 1.47 | 33.8 | 1496.5 | 0.17 | 322.3 | 78.4 | 400.7 | 18.07 | 0 | 0.27 | 18.33 | 18.78 | 0 | 0.28 | 19.06 | 380534.9 | 98504.8 | 70.4 | 4030.5 | 0 | 4760.4 | 36206.4 | 0 | 0 | 1.3 | 100407.6 | 0 | 453.5 | 3315.4 | 42193.1 | 85813.2 | 2238.2 | 2541.3 | 0 | 3.3 | 97681.6 | 818.6 | 0 | 0 | 0 | 5261.4
3533 | 148 | Day148 | 4 | Hour4 | 5 | Spring | 2117 | #N/A | Spring | 376508 | 2024-05-28 04:00 | 360111.4 | 216.1 | 10671.9 | 5508.5 | 376508 | 348750.9 | 279243 | 0.0315 | 0.0396 | 0.63 | 0.63 | 208.5 | 13.7 | 1.91 | 18.4 | 773.4 | 0.15 | 209.4 | 41.5 | 250.9 | 216 | 14.1 | 1.98 | 19.1 | 802.2 | 0.16 | 217 | 43 | 260 | 356.9 | 19.9 | 2.74 | 31 | 1421.6 | 0.19 | 358.3 | 73.4 | 431.7 | 328.4 | 10.9 | 1.36 | 35.3 | 1556.8 | 0.17 | 329.1 | 81.7 | 410.8 | 18.1 | 0 | 0.26 | 18.36 | 18.74 | 0 | 0.28 | 19.02 | 376508 | 97265 | 378.4 | 4026 | 0 | 4760.4 | 36206.4 | 0 | 0 | 102.6 | 100003.9 | 0 | 453.5 | 3315.4 | 39102.6 | 85705.7 | 2184.6 | 3106 | 0 | 585.8 | 95915.2 | 661.4 | 5.6 | 0 | 0 | 4642.7
3534 | 148 | Day148 | 5 | Hour5 | 5 | Spring | 2117 | #N/A | Spring | 379377 | 2024-05-28 05:00 | 358755.1 | 453.9 | 14679.3 | 5488.5 | 379376.9 | 347450.9 | 272651.2 | 0.0315 | 0.0394 | 0.65 | 0.65 | 201.4 | 13.5 | 1.89 | 17.6 | 739.1 | 0.15 | 202.3 | 39.7 | 242 | 208.7 | 13.9 | 1.95 | 18.2 | 765.4 | 0.16 | 209.6 | 41.1 | 250.7 | 282.3 | 14.5 | 1.98 | 25.6 | 1160 | 0.15 | 283.2 | 60.2 | 343.5 | 306.6 | 10 | 1.23 | 33 | 1470 | 0.15 | 307.2 | 76.8 | 384.1 | 17.75 | 0 | 0.27 | 18.02 | 18.29 | 0 | 0.28 | 18.57 | 379377 | 106725.7 | 92.6 | 4026 | 0 | 4760.4 | 36206.4 | 0 | 0 | 322.3 | 94439.8 | 0 | 407.6 | 3315.4 | 39144.1 | 85436.3 | 2152 | 2670.6 | 0 | 10992.9 | 94915.6 | 494.9 | 467.4 | 0 | 0 | 4211.3
3535 | 148 | Day148 | 6 | Hour6 | 5 | Spring | 2117 | #N/A | Spring | 387839.2 | 2024-05-28 06:00 | 363970.8 | 4056.8 | 14892.3 | 4919.2 | 387839.1 | 352453.1 | 255256.3 | 0.0316 | 0.04 | 0.68 | 0.68 | 187.6 | 13 | 1.83 | 16 | 673.4 | 0.14 | 188.5 | 36.1 | 224.6 | 195.4 | 13.6 | 1.91 | 16.5 | 699.3 | 0.14 | 196.3 | 37.4 | 233.7 | 134 | 6.5 | 0.88 | 12.8 | 558.7 | 0.08 | 134.5 | 29.5 | 164 | 100.8 | 6.1 | 0.83 | 13.7 | 408.8 | 0.17 | 101.2 | 25.9 | 127.1 | 9.25 | 0 | 0.29 | 9.54 | 9.67 | 0 | 0.28 | 9.95 | 387839.2 | 132582.9 | 1146.7 | 4026 | 0 | 4760.4 | 36177.7 | 0 | 0 | 5195.8 | 84634.8 | 0 | 413.6 | 3315.4 | 37724.3 | 78369.1 | 2152 | 2536.1 | 0 | 36298.9 | 90598.8 | 489.4 | 2324.9 | 0 | 7.8 | 4775.1
3536 | 148 | Day148 | 7 | Hour7 | 5 | Spring | 2117 | #N/A | Spring | 409230.2 | 2024-05-28 07:00 | 384420.1 | 5127.6 | 14679.3 | 5003.2 | 409230.3 | 372031.6 | 255057.2 | 0.0322 | 0.0424 | 0.7 | 0.7 | 177.8 | 12.3 | 1.73 | 15.2 | 638.3 | 0.13 | 178.6 | 34.3 | 212.9 | 185 | 12.9 | 1.81 | 15.7 | 661.2 | 0.14 | 185.9 | 35.5 | 221.3 | 99.4 | 4.5 | 0.62 | 9.5 | 421.1 | 0.06 | 99.7 | 22.1 | 121.8 | 100.4 | 6.3 | 0.87 | 13.2 | 399.6 | 0.17 | 100.9 | 25.2 | 126 | 8.87 | 0 | 0.28 | 9.15 | 9.28 | 0 | 0.27 | 9.55 | 409230.2 | 154173 | 387.8 | 4029.3 | 0 | 4760.4 | 36177.7 | 0 | 80.3 | 8349.4 | 84634.8 | 0 | 403.9 | 3315.4 | 36410 | 82785.9 | 2152 | 0 | 0 | 66518 | 78711.3 | 514.1 | 5044.3 | 0 | 5.5 | 4289.6
3537 | 148 | Day148 | 8 | Hour8 | 5 | Spring | 2117 | #N/A | Spring | 443374.4 | 2024-05-28 08:00 | 416750 | 2859.2 | 19039.3 | 4725.9 | 443374.4 | 402891.6 | 253428.7 | 0.0333 | 0.0462 | 0.7 | 0.7 | 173.3 | 11.6 | 1.63 | 15.1 | 635 | 0.13 | 174.1 | 34.1 | 208.2 | 181.3 | 12.2 | 1.71 | 15.7 | 661.3 | 0.13 | 182.1 | 35.4 | 217.5 | 71.8 | 3.4 | 0.46 | 6.7 | 302.9 | 0.04 | 72 | 15.7 | 87.8 | 304.6 | 13.7 | 1.8 | 30.3 | 1346.1 | 0.17 | 305.5 | 70.5 | 376 | 16.64 | 0 | 0.27 | 16.91 | 17.36 | 0 | 0.26 | 17.63 | 443374.4 | 189945.7 | 0 | 3995.2 | 0 | 4210.8 | 36572.8 | 0 | 573.1 | 11529.3 | 94754.9 | 0 | 389.9 | 3315.4 | 23948.6 | 84089.1 | 2152 | 0 | 0 | 101787.2 | 75535.1 | 521.1 | 7960 | 0 | 0 | 5710.5
3538 | 148 | Day148 | 9 | Hour9 | 5 | Spring | 2117 | #N/A | Spring | 472147.1 | 2024-05-28 09:00 | 449812.8 | 5931 | 10735.6 | 5667.6 | 472147.1 | 434319.2 | 251959.3 | 0.0344 | 0.0501 | 0.69 | 0.69 | 174.2 | 11.6 | 1.62 | 15.1 | 641.2 | 0.13 | 175 | 34.2 | 209.2 | 184.6 | 12.3 | 1.73 | 15.9 | 678 | 0.13 | 185.4 | 36.2 | 221.6 | 65.7 | 3.1 | 0.43 | 6.3 | 269 | 0.04 | 65.9 | 14.3 | 80.3 | 303.5 | 5.7 | 0.57 | 35.9 | 1587 | 0.13 | 303.8 | 83.2 | 387 | 15.91 | 0 | 0.12 | 16.03 | 17.09 | 0 | 0.15 | 17.24 | 472147.1 | 220187.8 | 0 | 3736.4 | 0 | 4210.8 | 38791.1 | 0 | 902.1 | 19870.3 | 103325.5 | 0 | 389.9 | 3315.4 | 12007.8 | 84030.4 | 2152 | 0 | 0 | 123056.9 | 75793.3 | 565.2 | 13892 | 0 | 0 | 5753.5
3539 | 148 | Day148 | 10 | Hour10 | 5 | Spring | 2117 | #N/A | Spring | 496679.1 | 2024-05-28 10:00 | 481402.4 | 5002.2 | 4472.6 | 5801.9 | 496679.1 | 464241.2 | 269590.9 | 0.0356 | 0.0537 | 0.68 | 0.67 | 181.1 | 12.1 | 1.69 | 15.5 | 667.1 | 0.13 | 182 | 35.4 | 217.4 | 191.7 | 12.8 | 1.79 | 16.4 | 705.8 | 0.14 | 192.5 | 37.5 | 230 | 67.4 | 2.7 | 0.36 | 6.9 | 293.5 | 0.04 | 67.6 | 15.7 | 83.3 | 580.5 | 53.4 | 7.64 | 31 | 1694.2 | 0.3 | 584.2 | 81.5 | 665.7 | 17.98 | 0 | 0.12 | 18.1 | 19.47 | 0 | 0.15 | 19.62 | 496679.1 | 227088.2 | 94.3 | 3817 | 0 | 6084.7 | 42572 | 0 | 991.8 | 20612.8 | 113498.6 | 0 | 389.9 | 3315.4 | 12416.7 | 85250.2 | 2152 | 0 | 0 | 129097 | 75880.8 | 505.7 | 17587.7 | 0 | 0 | 6081.7
3540 | 148 | Day148 | 11 | Hour11 | 5 | Spring | 2117 | #N/A | Spring | 524204.1 | 2024-05-28 11:00 | 510060.9 | 3698.9 | 4364.1 | 6080.1 | 524204.1 | 491307 | 292090.2 | 0.0368 | 0.0569 | 0.66 | 0.65 | 195.6 | 13.3 | 1.87 | 16.2 | 711.8 | 0.13 | 196.5 | 37.5 | 234 | 206.8 | 14.1 | 1.97 | 17.2 | 752.6 | 0.14 | 207.8 | 39.6 | 247.4 | 64.2 | 2.2 | 0.28 | 6.9 | 291.6 | 0.04 | 64.4 | 15.6 | 80 | 341.7 | 10 | 1.19 | 37.5 | 1675.5 | 0.16 | 342.4 | 87.5 | 429.8 | 20 | 0 | 0.12 | 20.12 | 21.65 | 0 | 0.15 | 21.79 | 524204.1 | 232113.8 | 0 | 3860.5 | 0 | 6860.4 | 50177 | 0 | 1004.6 | 20980.1 | 126082.9 | 0 | 389.9 | 3315.4 | 13727.3 | 85524.7 | 2152 | 0 | 0 | 135488.4 | 74087.6 | 553.1 | 18339.7 | 0 | 0 | 7379.4
3541 | 148 | Day148 | 12 | Hour12 | 5 | Spring | 2117 | #N/A | Spring | 545822.8 | 2024-05-28 12:00 | 532417 | 3235.9 | 4147 | 6023 | 545822.8 | 512344.2 | 313017.9 | 0.0377 | 0.0595 | 0.64 | 0.63 | 213.6 | 15.1 | 2.12 | 17 | 761.1 | 0.14 | 214.6 | 39.7 | 254.4 | 225.7 | 15.9 | 2.24 | 18 | 804.1 | 0.15 | 226.8 | 42 | 268.8 | 72 | 3.1 | 0.42 | 7.1 | 309.2 | 0.04 | 72.2 | 16.3 | 88.5 | 475.6 | 16.9 | 2.76 | 56.8 | 1667.6 | 0.62 | 476.8 | 106.7 | 583.5 | 21.48 | 0 | 0.12 | 21.6 | 23.28 | 0 | 0.15 | 23.42 | 545822.8 | 232805 | 0 | 3860.5 | 0 | 6869 | 60075.8 | 0 | 997.9 | 20896.7 | 135662.9 | 0 | 389.9 | 3315.4 | 14869.7 | 85752.2 | 2222.5 | 0 | 0 | 132866.4 | 77460.8 | 583.2 | 18650.9 | 0 | 85.8 | 7208.8
3542 | 148 | Day148 | 13 | Hour13 | 5 | Spring | 2117 | #N/A | Spring | 559986.2 | 2024-05-28 13:00 | 548330 | 1129.5 | 4360 | 6166.7 | 559986.3 | 527277.5 | 325221.7 | 0.0384 | 0.0613 | 0.62 | 0.62 | 221.8 | 15.5 | 2.18 | 17.7 | 791.8 | 0.14 | 222.8 | 41.3 | 264.1 | 233.8 | 16.4 | 2.3 | 18.7 | 834.8 | 0.15 | 234.9 | 43.6 | 278.5 | 69.7 | 2.7 | 0.35 | 7.1 | 312.7 | 0.04 | 69.8 | 16.4 | 86.2 | 354.4 | 9 | 1.03 | 40.1 | 1779.4 | 0.16 | 354.9 | 93.1 | 448.1 | 22.27 | 0 | 0.12 | 22.4 | 24.1 | 0 | 0.14 | 24.25 | 559986.2 | 234764.5 | 110 | 3909.3 | 0 | 6869 | 63200.8 | 0 | 991.4 | 22079.7 | 144769.4 | 0 | 389.9 | 3315.4 | 13913.9 | 85922 | 2808.1 | 13.9 | 0 | 129980.3 | 80875.7 | 837.4 | 17366.1 | 118 | 487 | 7675.3
3543 | 148 | Day148 | 14 | Hour14 | 5 | Spring | 2117 | #N/A | Spring | 569362.4 | 2024-05-28 14:00 | 558638 | 452.1 | 4147 | 6125.3 | 569362.3 | 536941.3 | 333756.8 | 0.0388 | 0.0625 | 0.61 | 0.61 | 227.8 | 16 | 2.25 | 18.1 | 811.2 | 0.15 | 228.9 | 42.3 | 271.2 | 239.9 | 16.8 | 2.37 | 19 | 854.2 | 0.16 | 241 | 44.5 | 285.5 | 68.3 | 2.5 | 0.32 | 7 | 315.5 | 0.03 | 68.5 | 16.4 | 84.9 | 473.5 | 25.7 | 3.48 | 40.7 | 1944.1 | 0.22 | 475.2 | 98.7 | 573.9 | 23.17 | 0 | 0.12 | 23.3 | 25.05 | 0 | 0.14 | 25.19 | 569362.4 | 235605.5 | 110.4 | 3923.9 | 0 | 6869 | 66117.4 | 0 | 989.3 | 22181.9 | 149731.6 | 0 | 389.9 | 3315.4 | 13991.2 | 86056.5 | 3094 | 157.7 | 0 | 131867.1 | 79388.2 | 1179 | 17411.7 | 1577.7 | 896.9 | 8254.3
3544 | 148 | Day148 | 15 | Hour15 | 5 | Spring | 2117 | #N/A | Spring | 575680.4 | 2024-05-28 15:00 | 564966 | 314 | 4355.2 | 6045.1 | 575680.4 | 542863.8 | 345270.6 | 0.0391 | 0.0632 | 0.61 | 0.6 | 234.5 | 16.6 | 2.33 | 18.5 | 831.1 | 0.15 | 235.6 | 43.3 | 278.9 | 246.9 | 17.4 | 2.45 | 19.5 | 875.3 | 0.16 | 248.1 | 45.6 | 293.7 | 73.3 | 2.6 | 0.33 | 7.6 | 340.6 | 0.04 | 73.5 | 17.8 | 91.2 | 447.2 | 22.7 | 3.05 | 39.9 | 1886.7 | 0.2 | 448.7 | 96.2 | 544.9 | 23.62 | 0 | 0.12 | 23.74 | 25.55 | 0 | 0.14 | 25.69 | 575680.4 | 230409.8 | 188.8 | 3934.2 | 0 | 7714.1 | 69210.2 | 0 | 985.9 | 21173.3 | 153622.3 | 0 | 417 | 3315.4 | 17221 | 86056.5 | 3433.4 | 157.7 | 0 | 128040.1 | 78812 | 1398.4 | 16831.2 | 3826.1 | 2029.9 | 7961.1
3545 | 148 | Day148 | 16 | Hour16 | 5 | Spring | 2117 | #N/A | Spring | 579732.4 | 2024-05-28 16:00 | 568383.5 | 1292.2 | 4147 | 5909.7 | 579732.4 | 546071.9 | 359284 | 0.0392 | 0.0636 | 0.6 | 0.59 | 241.5 | 17.1 | 2.41 | 19 | 851.8 | 0.16 | 242.6 | 44.4 | 287 | 256.2 | 18.1 | 2.56 | 20.1 | 903.9 | 0.17 | 257.4 | 47.1 | 304.5 | 97.9 | 4 | 0.54 | 9.7 | 430.4 | 0.05 | 98.2 | 22.6 | 120.7 | 446.3 | 16.5 | 2.27 | 47.5 | 1915.9 | 0.31 | 447.4 | 104.7 | 552.1 | 24.03 | 0 | 0.12 | 24.15 | 26.03 | 0 | 0.14 | 26.17 | 579732.4 | 220448.4 | 475.3 | 3934.2 | 0 | 7825 | 72013.4 | 0 | 981.6 | 19980.5 | 156857.8 | 0 | 657.7 | 3315.4 | 20544.6 | 86056.5 | 4099.1 | 3504.9 | 0 | 119039.7 | 78971.1 | 1475.6 | 15719.7 | 2306 | 2057.6 | 8045.8
3546 | 148 | Day148 | 17 | Hour17 | 5 | Spring | 2117 | #N/A | Spring | 574964.2 | 2024-05-28 17:00 | 563758 | 1115.4 | 4360 | 5730.8 | 574964.3 | 541756.7 | 373602.2 | 0.039 | 0.063 | 0.58 | 0.57 | 251.9 | 18 | 2.54 | 19.6 | 880.9 | 0.16 | 253.2 | 45.9 | 299.1 | 269.3 | 19.2 | 2.71 | 21.1 | 943.9 | 0.18 | 270.6 | 49.3 | 319.9 | 133.7 | 6 | 0.82 | 13 | 560.8 | 0.08 | 134.1 | 29.8 | 163.8 | 559.2 | 39.6 | 5.64 | 40.9 | 1920 | 0.32 | 562 | 98.2 | 660.1 | 24.52 | 0 | 0.12 | 24.64 | 26.54 | 0 | 0.14 | 26.69 | 574964.2 | 201362 | 1783.2 | 3934.2 | 0 | 7825 | 75357.4 | 0 | 959.9 | 18048.7 | 158492.3 | 0 | 686.1 | 3315.4 | 23538.2 | 86056.5 | 4858.1 | 7755.8 | 0 | 95890.4 | 84700.6 | 1762.5 | 11941.3 | 3393.7 | 2250.9 | 7883.8
3547 | 148 | Day148 | 18 | Hour18 | 5 | Spring | 2117 | #N/A | Spring | 562959.6 | 2024-05-28 18:00 | 553457.2 | 0 | 4147 | 5355.4 | 562959.6 | 532145.4 | 393988.9 | 0.0385 | 0.0617 | 0.55 | 0.54 | 276.4 | 20.3 | 2.88 | 20.9 | 947.4 | 0.18 | 277.8 | 49.1 | 327 | 295.9 | 21.6 | 3.06 | 22.6 | 1018.7 | 0.19 | 297.4 | 53 | 350.3 | 248.8 | 11.6 | 1.64 | 24.3 | 989.5 | 0.18 | 249.6 | 53.9 | 303.4 | 753 | 72.9 | 10.58 | 36.8 | 1995.9 | 0.42 | 758.1 | 96.4 | 854.5 | 33.05 | 0 | 0.24 | 33.29 | 35.62 | 0 | 0.25 | 35.87 | 562959.6 | 168970.7 | 4368.7 | 3934.2 | 0 | 7825 | 84064.3 | 0 | 888.2 | 12027.9 | 161300.8 | 0 | 559 | 3315.4 | 26586.5 | 86056.5 | 5292.6 | 10685.9 | 0 | 68141.8 | 85882.7 | 2030.1 | 9795.2 | 2221.5 | 1894.8 | 7883.8
3548 | 148 | Day148 | 19 | Hour19 | 5 | Spring | 2117 | #N/A | Spring | 545432.8 | 2024-05-28 19:00 | 539344.7 | 0 | 1553.2 | 4535 | 545432.8 | 518946.7 | 398234.6 | 0.0378 | 0.0599 | 0.54 | 0.53 | 280 | 20.2 | 2.86 | 21.6 | 967.9 | 0.18 | 281.4 | 50.5 | 331.9 | 296.8 | 21.3 | 3.02 | 23.1 | 1030.5 | 0.2 | 298.3 | 53.9 | 352.2 | 373.5 | 23.3 | 3.3 | 30.5 | 1355.2 | 0.23 | 375.1 | 71 | 446.1 | 405 | 8.8 | 1.06 | 49.6 | 1980.9 | 0.28 | 405.5 | 108.7 | 514.2 | 27.81 | 0 | 0.24 | 28.05 | 29.68 | 0 | 0.26 | 29.93 | 545432.8 | 147198.2 | 2664.6 | 4242 | 0 | 7825 | 80169.6 | 0 | 671.5 | 7562.3 | 161355.4 | 0 | 1105.9 | 3315.4 | 33856.1 | 88245.4 | 6134.9 | 9320.3 | 0 | 40685.6 | 96076.2 | 2202.6 | 7117.9 | 763.9 | 597.3 | 8258.9
3549 | 148 | Day148 | 20 | Hour20 | 5 | Spring | 2117 | #N/A | Spring | 532932.3 | 2024-05-28 20:00 | 527383 | 0 | 0 | 5549.3 | 532932.3 | 507731.3 | 409153.2 | 0.0373 | 0.0585 | 0.54 | 0.53 | 281.5 | 20.1 | 2.84 | 22 | 981.5 | 0.19 | 282.9 | 51.3 | 334.2 | 295.4 | 21 | 2.97 | 23.2 | 1032.6 | 0.2 | 296.9 | 54 | 350.9 | 382.2 | 24.5 | 3.46 | 30.3 | 1388.1 | 0.22 | 383.9 | 71.8 | 455.7 | 709.8 | 44.2 | 6.21 | 57.5 | 2633.9 | 0.41 | 712.8 | 136.1 | 848.9 | 29.14 | 0 | 0.25 | 29.39 | 30.99 | 0 | 0.26 | 31.25 | 532932.3 | 123779.1 | 2050.6 | 4253 | 0 | 8374.7 | 77447.3 | 0 | 205.7 | 5412.2 | 162700.7 | 0 | 999 | 3315.4 | 50146.2 | 88396.1 | 5909.6 | 5560.5 | 0 | 10443.1 | 105545.8 | 2172.4 | 2307.9 | 786.2 | 724.4 | 8200.8
3550 | 148 | Day148 | 21 | Hour21 | 5 | Spring | 2117 | #N/A | Spring | 517599.3 | 2024-05-28 21:00 | 511748 | 0 | 0 | 5851.3 | 517599.3 | 493027 | 408582.4 | 0.0366 | 0.0566 | 0.53 | 0.53 | 280.8 | 19.8 | 2.8 | 22.2 | 987.3 | 0.19 | 282.1 | 51.6 | 333.8 | 293.7 | 20.7 | 2.92 | 23.3 | 1034.7 | 0.19 | 295.1 | 54.1 | 349.3 | 407 | 25.9 | 3.65 | 32.3 | 1496.1 | 0.23 | 408.7 | 76.9 | 485.6 | 1002.6 | 103.7 | 15.08 | 42.6 | 2471.1 | 0.55 | 1009.8 | 116.4 | 1126.2 | 29.55 | 0 | 0.26 | 29.81 | 31.35 | 0 | 0.27 | 31.62 | 517599.3 | 109016.9 | 5386.8 | 4257.5 | 0 | 8374.7 | 74110 | 0 | 0 | 82 | 161579.6 | 0 | 909.6 | 3315.4 | 52838.4 | 88396.1 | 5360.9 | 4053.3 | 0 | 102.5 | 106541.4 | 2291 | 751 | 659 | 2673.7 | 8050.4
3551 | 148 | Day148 | 22 | Hour22 | 5 | Spring | 2117 | #N/A | Spring | 489786 | 2024-05-28 22:00 | 484227.4 | 0 | 0 | 5558.6 | 489786 | 467047.3 | 383850.5 | 0.0355 | 0.0535 | 0.55 | 0.55 | 262.4 | 18.1 | 2.55 | 21.3 | 938.9 | 0.18 | 263.7 | 49.3 | 313 | 274 | 18.9 | 2.66 | 22.3 | 981.7 | 0.18 | 275.3 | 51.6 | 326.9 | 451.5 | 30.4 | 4.29 | 34.1 | 1621.2 | 0.24 | 453.6 | 82.5 | 536.1 | 1077.5 | 114.8 | 16.63 | 41.8 | 2628 | 0.54 | 1085.5 | 120.3 | 1205.7 | 27.18 | 0 | 0.26 | 27.44 | 28.74 | 0 | 0.28 | 29.01 | 489786 | 105935.5 | 3921.6 | 4247.1 | 0 | 8374.7 | 63651.4 | 0 | 0 | 0 | 150459.1 | 0 | 500.5 | 3315.4 | 52500.7 | 88396.1 | 4173.5 | 4310.2 | 0 | 0 | 103438.2 | 2497.2 | 9 | 1518.5 | 2085.4 | 8258.9
3552 | 148 | Day148 | 23 | Hour23 | 5 | Spring | 2117 | #N/A | Spring | 459691.2 | 2024-05-28 23:00 | 454135.3 | 0 | 0 | 5555.9 | 459691.2 | 438530.2 | 356150.9 | 0.0344 | 0.0501 | 0.58 | 0.58 | 238.6 | 15.9 | 2.23 | 20.2 | 871.4 | 0.17 | 239.6 | 46.2 | 285.9 | 249.1 | 16.5 | 2.32 | 21.1 | 911.1 | 0.17 | 250.2 | 48.3 | 298.5 | 440.8 | 26.6 | 3.7 | 36 | 1684.1 | 0.23 | 442.6 | 86.3 | 528.8 | 576.3 | 31.4 | 4.27 | 49.6 | 2348.3 | 0.27 | 578.4 | 119.7 | 698.1 | 25.8 | 0 | 0.27 | 26.07 | 27.18 | 0 | 0.28 | 27.46 | 459691.2 | 103540.4 | 3831.9 | 4172.8 | 0 | 8374.7 | 51277.6 | 0 | 0 | 0 | 135987.6 | 0 | 500.5 | 3315.4 | 51978 | 88396.1 | 3956.2 | 4360 | 0 | 0 | 100830 | 2710.4 | 0 | 1360.4 | 3686.7 | 8181.3
3553 | 149 | Day149 | 0 | Hour0 | 5 | Spring | 5 | 613110.7 | Spring | 429973.8 | 2024-05-29 | 424321.8 | 119.7 | 4.1 | 5528.1 | 429973.7 | 410161.7 | 330785.2 | 0.0334 | 0.0468 | 0.61 | 0.61 | 223.8 | 14.9 | 2.09 | 19.2 | 816.5 | 0.16 | 224.8 | 43.6 | 268.4 | 233.4 | 15.5 | 2.18 | 20.1 | 853.1 | 0.17 | 234.5 | 45.6 | 280 | 424.8 | 23.9 | 3.3 | 36.4 | 1673.9 | 0.23 | 426.4 | 86.3 | 512.7 | 568.8 | 19.9 | 3.73 | 73.2 | 1584.6 | 1.03 | 570.4 | 120.7 | 691.1 | 22.64 | 0 | 0.27 | 22.91 | 23.78 | 0 | 0.29 | 24.06 | 429973.8 | 99188.5 | 3089.4 | 4172.8 | 0 | 8265 | 44855.7 | 0 | 0 | 0 | 118342.6 | 0 | 500.5 | 3315.4 | 52369.8 | 88061 | 3679.6 | 4133.5 | 0 | 0 | 96431.5 | 2757.1 | 0 | 1129.3 | 3089.2 | 7318.8
3554 | 149 | Day149 | 1 | Hour1 | 5 | Spring | 2117 | #N/A | Spring | 410178.3 | 2024-05-29 01:00 | 399542 | 110 | 4991.5 | 5534.7 | 410178.3 | 386513.3 | 315229 | 0.0326 | 0.044 | 0.61 | 0.61 | 226.7 | 15.3 | 2.15 | 19.4 | 821.9 | 0.17 | 227.8 | 43.9 | 271.7 | 236.2 | 15.8 | 2.23 | 20.2 | 857.5 | 0.17 | 237.2 | 45.8 | 283 | 422.2 | 23.3 | 3.22 | 36.7 | 1672.8 | 0.23 | 423.8 | 86.7 | 510.4 | 704.3 | 68.2 | 9.82 | 34.8 | 1934.5 | 0.38 | 709 | 92.6 | 801.6 | 21.3 | 0 | 0.27 | 21.57 | 22.28 | 0 | 0.29 | 22.56 | 410178.3 | 94949.3 | 1386.7 | 4172.8 | 0 | 5833 | 44108 | 0 | 0 | 0 | 112167.6 | 0 | 500.5 | 3315.4 | 49902.3 | 86900.3 | 3534.1 | 3408.2 | 0 | 0 | 92423.4 | 2525.9 | 0 | 0 | 1982.9 | 6506.3
3555 | 149 | Day149 | 2 | Hour2 | 5 | Spring | 2117 | #N/A | Spring | 394655.4 | 2024-05-29 02:00 | 381998.4 | 311.7 | 7133.9 | 5211.5 | 394655.4 | 369733 | 301602.8 | 0.0321 | 0.0421 | 0.61 | 0.61 | 227.7 | 15.6 | 2.2 | 19.3 | 817.3 | 0.17 | 228.7 | 43.7 | 272.4 | 236.7 | 16.1 | 2.27 | 20.1 | 851.1 | 0.17 | 237.8 | 45.5 | 283.3 | 402.2 | 19.9 | 2.73 | 37.1 | 1659.1 | 0.22 | 403.5 | 86.6 | 490.2 | 865.9 | 93.1 | 13.5 | 32.9 | 2084.8 | 0.43 | 872.3 | 95.1 | 967.4 | 20.03 | 0 | 0.27 | 20.3 | 20.9 | 0 | 0.29 | 21.18 | 394655.4 | 93052.6 | 130.9 | 4113.7 | 0 | 5716.5 | 43580.1 | 0 | 0 | 0 | 105390.6 | 0 | 500.5 | 3315.4 | 45331.1 | 86698.8 | 3436.5 | 3388.7 | 0 | 0 | 90537.3 | 2515.4 | 0 | 0 | 438.2 | 6478.7
3556 | 149 | Day149 | 3 | Hour3 | 5 | Spring | 2117 | #N/A | Spring | 385909.1 | 2024-05-29 03:00 | 371638.6 | 617.3 | 8482.2 | 5171 | 385909.1 | 359810 | 292862.1 | 0.0318 | 0.0409 | 0.62 | 0.62 | 223.8 | 15.2 | 2.15 | 19.1 | 806 | 0.17 | 224.9 | 43.2 | 268.1 | 232.2 | 15.8 | 2.22 | 19.9 | 837.2 | 0.17 | 233.3 | 44.9 | 278.1 | 400.2 | 20.4 | 2.8 | 36.4 | 1633.5 | 0.22 | 401.6 | 85.2 | 486.7 | 376 | 10.2 | 1.21 | 41.8 | 1854.4 | 0.17 | 376.6 | 97.1 | 473.7 | 19.55 | 0 | 0.26 | 19.82 | 20.37 | 0 | 0.28 | 20.65 | 385909.1 | 93047.1 | 0 | 4113.7 | 0 | 5716.5 | 41507.4 | 0 | 0 | 0.1 | 101912.5 | 0 | 500.5 | 3315.4 | 43807.6 | 86698.8 | 3379.9 | 1909.8 | 0 | 0.2 | 90363.3 | 2683.5 | 0 | 0 | 725.1 | 6570.7
3557 | 149 | Day149 | 4 | Hour4 | 5 | Spring | 2117 | #N/A | Spring | 383780.6 | 2024-05-29 04:00 | 367252.4 | 474.6 | 10834.3 | 5219.4 | 383780.7 | 355607 | 290506 | 0.0317 | 0.0404 | 0.62 | 0.62 | 223.8 | 15.2 | 2.14 | 19.2 | 806.2 | 0.17 | 224.8 | 43.2 | 268.1 | 231.8 | 15.7 | 2.21 | 19.9 | 836.8 | 0.17 | 232.9 | 44.9 | 277.8 | 400.1 | 20.3 | 2.79 | 36.5 | 1635.1 | 0.22 | 401.5 | 85.3 | 486.7 | 477.2 | 28 | 3.85 | 39.3 | 1879.9 | 0.23 | 479.1 | 95.4 | 574.5 | 19.55 | 0 | 0.26 | 19.82 | 20.32 | 0 | 0.28 | 20.61 | 383780.6 | 93274.7 | 0 | 4109.2 | 0 | 5716.5 | 41205.2 | 0 | 0 | 113 | 101461 | 0 | 500.5 | 3315.4 | 41539.1 | 86698.8 | 3382.1 | 2578.2 | 0 | 473.9 | 90046.9 | 2640.9 | 0.2 | 0 | 137.6 | 6527.9
3558 | 149 | Day149 | 5 | Hour5 | 5 | Spring | 2117 | #N/A | Spring | 389966.5 | 2024-05-29 05:00 | 368285.5 | 1699 | 14844.2 | 5137.8 | 389966.5 | 356599 | 288194 | 0.0317 | 0.0405 | 0.63 | 0.63 | 217.1 | 14.8 | 2.09 | 18.6 | 781 | 0.16 | 218.1 | 41.9 | 260 | 225.4 | 15.4 | 2.17 | 19.2 | 810.1 | 0.17 | 226.5 | 43.4 | 269.9 | 334.2 | 17.1 | 2.35 | 30.6 | 1355.6 | 0.19 | 335.3 | 71 | 406.3 | 355.9 | 9.7 | 1.13 | 39.4 | 1767.7 | 0.16 | 356.5 | 92.1 | 448.6 | 19.3 | 0 | 0.28 | 19.58 | 19.98 | 0 | 0.28 | 20.26 | 389966.5 | 101772.5 | 185.8 | 4109.2 | 0 | 5716.5 | 40903.1 | 0 | 0 | 378.1 | 99590.9 | 0 | 441.7 | 3315.4 | 41959.8 | 86698.8 | 3209.4 | 2063.4 | 0 | 10573 | 88391.9 | 2429.6 | 586 | 0 | 79.2 | 5818.4
3559 | 149 | Day149 | 6 | Hour6 | 5 | Spring | 2117 | #N/A | Spring | 399308.4 | 2024-05-29 06:00 | 375314.9 | 4573.5 | 14892.3 | 4527.7 | 399308.4 | 363332.9 | 275327.2 | 0.0319 | 0.0413 | 0.67 | 0.67 | 200.5 | 14.2 | 2.01 | 16.8 | 703.2 | 0.15 | 201.5 | 37.8 | 239.3 | 209.7 | 15 | 2.12 | 17.4 | 732.3 | 0.16 | 210.7 | 39.3 | 250 | 170.5 | 7.8 | 1.07 | 16.8 | 705.7 | 0.11 | 171 | 37.9 | 208.8 | 66.6 | 1.3 | 0.13 | 14.2 | 364.1 | 0.17 | 66.7 | 25.1 | 91.8 | 10.6 | 0 | 0.29 | 10.9 | 11.08 | 0 | 0.28 | 11.36 | 399308.4 | 123981.2 | 210.2 | 4109.2 | 0 | 5300.4 | 40795.5 | 0 | 0 | 6292.9 | 87406 | 0 | 436.9 | 3315.4 | 41959.7 | 86376.6 | 3209.4 | 2207.7 | 0 | 35073.1 | 80369.7 | 2245.4 | 2610.2 | 0 | 81.3 | 6138.4
3560 | 149 | Day149 | 7 | Hour7 | 5 | Spring | 2117 | #N/A | Spring | 422162.3 | 2024-05-29 07:00 | 396653.6 | 5709.2 | 14892.3 | 4907.1 | 422162.3 | 383736.2 | 280212.6 | 0.0326 | 0.0438 | 0.67 | 0.66 | 198.3 | 13.7 | 1.94 | 16.8 | 707.5 | 0.15 | 199.3 | 38 | 237.2 | 207.2 | 14.4 | 2.04 | 17.4 | 735.4 | 0.15 | 208.1 | 39.4 | 247.5 | 127 | 5.6 | 0.76 | 12.6 | 532.5 | 0.08 | 127.4 | 28.5 | 155.9 | 377.3 | 11.6 | 1.41 | 40.5 | 1829.9 | 0.17 | 378 | 95.1 | 473 | 19.14 | 0 | 0.29 | 19.43 | 19.96 | 0 | 0.28 | 20.24 | 422162.3 | 141949.7 | 358.4 | 4109.2 | 0 | 5716.5 | 41205.2 | 0 | 82.1 | 10460.3 | 96135.6 | 0 | 436.9 | 3315.4 | 38988.8 | 86698.8 | 3209.4 | 38.4 | 0 | 71069.1 | 58521.6 | 1816.5 | 6155.1 | 0 | 40.4 | 7259.9
3561 | 149 | Day149 | 8 | Hour8 | 5 | Spring | 2117 | #N/A | Spring | 450129.2 | 2024-05-29 08:00 | 430882.4 | 1750.6 | 13069.1 | 4427.1 | 450129.2 | 416357.7 | 276790.6 | 0.0337 | 0.0478 | 0.66 | 0.66 | 198.6 | 13.6 | 1.92 | 16.8 | 712.4 | 0.15 | 199.5 | 38.1 | 237.6 | 208.5 | 14.4 | 2.03 | 17.5 | 744.8 | 0.15 | 209.5 | 39.7 | 249.2 | 91.8 | 4.1 | 0.57 | 9.1 | 376.5 | 0.06 | 92.1 | 20.4 | 112.5 | 746.4 | 73 | 10.51 | 34.7 | 2036 | 0.36 | 751.4 | 95.5 | 846.9 | 19.82 | 0 | 0.27 | 20.1 | 20.84 | 0 | 0.28 | 21.11 | 450129.2 | 173338.6 | 0 | 4096.5 | 0 | 5716.5 | 43619.3 | 0 | 559.5 | 13636.6 | 104708 | 0 | 436.9 | 3315.4 | 24654.6 | 87033.9 | 3209.4 | 0 | 0 | 116316.8 | 41341.8 | 1483.9 | 9919.6 | 0 | 0 | 6567.8
3562 | 149 | Day149 | 9 | Hour9 | 5 | Spring | 2117 | #N/A | Spring | 482182.3 | 2024-05-29 09:00 | 468272.6 | 4450.4 | 4151.1 | 5308.2 | 482182.3 | 451840.5 | 282590 | 0.0351 | 0.0521 | 0.66 | 0.65 | 200.9 | 13.7 | 1.93 | 16.8 | 724.6 | 0.14 | 201.9 | 38.5 | 240.3 | 212 | 14.5 | 2.04 | 17.8 | 764.3 | 0.15 | 213 | 40.6 | 253.6 | 84.3 | 3.8 | 0.54 | 8.3 | 340.6 | 0.06 | 84.5 | 18.5 | 103.1 | 681.1 | 68.6 | 9.89 | 30.7 | 1798.7 | 0.35 | 685.9 | 84.4 | 770.3 | 19.28 | 0 | 0.13 | 19.42 | 20.78 | 0 | 0.16 | 20.94 | 482182.3 | 199592.3 | 139.3 | 3994.7 | 0 | 5276.6 | 46931.7 | 0 | 864 | 21041.6 | 115618 | 0 | 436.9 | 3315.4 | 18503.2 | 85164.9 | 3209.4 | 0 | 0 | 138142 | 38378 | 1166.8 | 15764.1 | 0 | 0 | 7730.2
3563 | 149 | Day149 | 10 | Hour10 | 5 | Spring | 2117 | #N/A | Spring | 518044.8 | 2024-05-29 10:00 | 503462.6 | 4862.9 | 4151.1 | 5568.2 | 518044.9 | 485110.4 | 311464.4 | 0.0364 | 0.0561 | 0.63 | 0.62 | 217.8 | 15.3 | 2.16 | 17.6 | 773.3 | 0.15 | 218.9 | 40.6 | 259.5 | 230.4 | 16.2 | 2.28 | 18.6 | 817.5 | 0.16 | 231.5 | 43 | 274.4 | 78.3 | 2.5 | 0.33 | 8.8 | 347.6 | 0.06 | 78.4 | 19.1 | 97.6 | 537.8 | 36 | 5 | 40.1 | 1993.5 | 0.25 | 540.2 | 99.6 | 639.8 | 21.5 | 0 | 0.14 | 21.64 | 23.27 | 0 | 0.16 | 23.43 | 518044.8 | 206580.4 | 17.6 | 3994.7 | 0 | 7548 | 57210.1 | 0 | 967.2 | 21747.1 | 130014.6 | 0 | 436.9 | 3315.4 | 19287.1 | 86391.6 | 3248.5 | 0 | 0 | 144583.9 | 38210.3 | 1072 | 18514.7 | 0 | 0 | 8254.3
3564 | 149 | Day149 | 11 | Hour11 | 5 | Spring | 2117 | #N/A | Spring | 546550.5 | 2024-05-29 11:00 | 532906.4 | 4271.9 | 4147 | 5225.2 | 546550.5 | 512854.2 | 339979.1 | 0.0376 | 0.0594 | 0.61 | 0.6 | 236.4 | 17 | 2.4 | 18.4 | 828.1 | 0.15 | 237.6 | 43.1 | 280.7 | 249.8 | 18 | 2.54 | 19.5 | 874.8 | 0.16 | 251 | 45.6 | 296.6 | 82.7 | 2.9 | 0.39 | 8.9 | 367.4 | 0.05 | 82.9 | 19.8 | 102.7 | 587 | 45.7 | 6.45 | 38 | 1973.6 | 0.28 | 590.1 | 96.8 | 687 | 22.85 | 0 | 0.14 | 22.99 | 24.76 | 0 | 0.16 | 24.93 | 546550.5 | 206571.4 | 178.1 | 3994.7 | 0 | 7825 | 67807.8 | 0 | 996.9 | 21770.5 | 143548.4 | 0 | 436.9 | 3315.4 | 23232.6 | 86391.6 | 3248.5 | 0 | 0 | 145556.1 | 37137.7 | 1110.3 | 19264.4 | 243.1 | 1.6 | 8254.3
3565 | 149 | Day149 | 12 | Hour12 | 5 | Spring | 2117 | #N/A | Spring | 569149.1 | 2024-05-29 12:00 | 555910.4 | 3772.4 | 4147 | 5319.4 | 569149.1 | 534454.8 | 363648.9 | 0.0386 | 0.062 | 0.59 | 0.58 | 249.9 | 18.1 | 2.56 | 19.2 | 870.2 | 0.16 | 251.1 | 45.2 | 296.3 | 263.8 | 19.1 | 2.7 | 20.3 | 918.7 | 0.17 | 265.2 | 47.7 | 312.8 | 83.9 | 2.6 | 0.33 | 9.3 | 391.1 | 0.05 | 84.1 | 20.9 | 105 | 860.2 | 93.3 | 13.53 | 32 | 2043.8 | 0.43 | 866.7 | 93 | 959.6 | 24.16 | 0 | 0.14 | 24.3 | 26.21 | 0 | 0.16 | 26.38 | 569149.1 | 205500.2 | 50.1 | 4043.6 | 0 | 7825 | 75299 | 0 | 1001 | 21654.1 | 154513.2 | 0 | 500.5 | 3315.4 | 28012.4 | 86391.6 | 3698 | 0 | 0 | 144302.9 | 37337.6 | 1204.7 | 19347.3 | 967.8 | 91.9 | 8254.3
3566 | 149 | Day149 | 13 | Hour13 | 5 | Spring | 2117 | #N/A | Spring | 583070 | 2024-05-29 13:00 | 572789.2 | 815.5 | 4147 | 5318.4 | 583070 | 550268.4 | 374424.1 | 0.0393 | 0.0638 | 0.58 | 0.58 | 253.9 | 18.3 | 2.58 | 19.6 | 887.4 | 0.16 | 255.1 | 46.1 | 301.2 | 266.9 | 19.2 | 2.71 | 20.6 | 932.9 | 0.17 | 268.2 | 48.4 | 316.7 | 87.3 | 2.9 | 0.36 | 9.3 | 409.6 | 0.04 | 87.5 | 21.5 | 109.1 | 768.9 | 40.1 | 6.92 | 85.1 | 1871.4 | 1.3 | 772 | 141.3 | 913.2 | 24.74 | 0 | 0.14 | 24.89 | 26.76 | 0 | 0.16 | 26.92 | 583070 | 208646 | 112.2 | 4043.6 | 0 | 7825 | 77348.2 | 0 | 998.3 | 22113.6 | 161548 | 0 | 500.5 | 3315.4 | 29112.5 | 86391.6 | 4185.2 | 41.9 | 0 | 143748.4 | 40343.2 | 1442.5 | 17978.4 | 5096.8 | 682.7 | 8254.6
3567 | 149 | Day149 | 14 | Hour14 | 5 | Spring | 2117 | #N/A | Spring | 594376 | 2024-05-29 14:00 | 584757.5 | 166.3 | 4147 | 5305.3 | 594376 | 561445.5 | 383095.3 | 0.0399 | 0.0652 | 0.58 | 0.57 | 259.3 | 18.8 | 2.66 | 19.8 | 899.3 | 0.17 | 260.6 | 46.6 | 307.3 | 272.4 | 19.8 | 2.8 | 20.8 | 945 | 0.17 | 273.8 | 49 | 322.8 | 90.9 | 3.1 | 0.38 | 9.5 | 431.8 | 0.04 | 91.1 | 22.4 | 113.5 | 710.8 | 25.8 | 4.91 | 92.1 | 1851.1 | 1.36 | 712.9 | 147.6 | 860.5 | 24.77 | 0 | 0.14 | 24.91 | 26.8 | 0 | 0.16 | 26.97 | 594376 | 211280.7 | 0 | 4043.6 | 0 | 6995.3 | 81498.5 | 0 | 994.5 | 21923.3 | 164436.4 | 0 | 559 | 3315.4 | 30844.8 | 86391.6 | 4644.2 | 366.6 | 0 | 141219.3 | 45224.2 | 1919.3 | 17625.8 | 4147.9 | 1361.5 | 8045.8
3568 | 149 | Day149 | 15 | Hour15 | 5 | Spring | 2117 | #N/A | Spring | 605303.4 | 2024-05-29 15:00 | 595541.6 | 427.1 | 4147 | 5187.7 | 605303.4 | 571508 | 392009.4 | 0.0403 | 0.0665 | 0.57 | 0.57 | 264.5 | 19.3 | 2.73 | 20.1 | 910.6 | 0.17 | 265.8 | 47.3 | 313.1 | 278.8 | 20.3 | 2.88 | 21.2 | 959.8 | 0.18 | 280.2 | 49.9 | 330.1 | 99.5 | 3.4 | 0.43 | 10.4 | 467.6 | 0.05 | 99.7 | 24.3 | 124 | 736.6 | 66.2 | 9.49 | 39.8 | 2178.6 | 0.36 | 741.2 | 104.8 | 846 | 25.01 | 0 | 0.14 | 25.16 | 27.11 | 0 | 0.17 | 27.28 | 605303.4 | 213294 | 110 | 4053.9 | 0 | 6869 | 84866 | 0 | 994.9 | 21863.8 | 166747.4 | 0 | 1080.2 | 3315.4 | 32095.7 | 85727.7 | 5849.2 | 1295 | 0 | 137987.3 | 50258.8 | 2189.2 | 16707.2 | 7250.6 | 845.3 | 8254.3
3569 | 149 | Day149 | 16 | Hour16 | 5 | Spring | 2117 | #N/A | Spring | 613110.7 | 2024-05-29 16:00 | 602205.2 | 1932.3 | 4147 | 4826.1 | 613110.7 | 577711.8 | 407225.2 | 0.0407 | 0.0673 | 0.57 | 0.56 | 270.2 | 19.8 | 2.82 | 20.4 | 922.9 | 0.18 | 271.6 | 48 | 319.6 | 288.5 | 21.1 | 3 | 21.9 | 986.6 | 0.19 | 289.9 | 51.3 | 341.2 | 121.4 | 5.2 | 0.7 | 12 | 520.3 | 0.07 | 121.8 | 27.5 | 149.3 | 753.6 | 56.5 | 8.44 | 56.3 | 2168.4 | 0.66 | 757.6 | 121.1 | 878.6 | 25.65 | 0 | 0.14 | 25.79 | 27.88 | 0 | 0.17 | 28.05 | 613110.7 | 205885.5 | 120.7 | 4118.6 | 0 | 6869 | 88455.2 | 0 | 989.9 | 21092.1 | 168099.3 | 0 | 1522.7 | 3315.4 | 33297.5 | 85727.7 | 6789 | 8910 | 0 | 128552.4 | 52921.9 | 2329.2 | 16186 | 8228.2 | 409.3 | 8254.3
3570 | 149 | Day149 | 17 | Hour17 | 5 | Spring | 2117 | #N/A | Spring | 612502.2 | 2024-05-29 17:00 | 603454 | 104 | 4147 | 4797.3 | 612502.2 | 578891.8 | 426356 | 0.0407 | 0.0674 | 0.55 | 0.54 | 285.7 | 20.9 | 2.97 | 21.6 | 971.6 | 0.19 | 287.1 | 50.6 | 337.7 | 305.9 | 22.3 | 3.17 | 23.3 | 1043.9 | 0.2 | 307.4 | 54.5 | 361.9 | 161.9 | 7.7 | 1.06 | 15.4 | 664.8 | 0.1 | 162.4 | 35.2 | 197.6 | 997.2 | 102.7 | 15.02 | 44.1 | 2383.3 | 0.61 | 1004.4 | 115.3 | 1119.7 | 26.83 | 0 | 0.26 | 27.09 | 29.08 | 0 | 0.28 | 29.36 | 612502.2 | 186146.2 | 1029.5 | 4120.3 | 0 | 6920.5 | 92632.1 | 0 | 971.5 | 19206.4 | 173886.4 | 0 | 2238.8 | 3315.4 | 33832.9 | 85727.7 | 8510.7 | 14141.7 | 0 | 109367.9 | 54097.1 | 2503.3 | 12558.4 | 9227.3 | 1506.6 | 8258.9
3571 | 149 | Day149 | 18 | Hour18 | 5 | Spring | 2117 | #N/A | Spring | 600572.4 | 2024-05-29 18:00 | 595549.8 | 0 | 34.7 | 4988 | 600572.4 | 571566.7 | 451230.6 | 0.0403 | 0.0663 | 0.51 | 0.5 | 312.9 | 22.5 | 3.2 | 24.1 | 1069.2 | 0.21 | 314.5 | 56 | 370.5 | 333.5 | 23.8 | 3.39 | 25.9 | 1144.2 | 0.23 | 335.2 | 60.1 | 395.2 | 308.1 | 13.1 | 1.83 | 31.2 | 1275.6 | 0.21 | 309 | 69.2 | 378.3 | 691.7 | 22.5 | 3.09 | 77 | 3026.3 | 0.51 | 693.2 | 167.3 | 860.5 | 51.5 | 0 | 0.26 | 51.76 | 55.35 | 0 | 0.28 | 55.63 | 600572.4 | 149341.9 | 3477.5 | 4242 | 0 | 8246.6 | 96430.2 | 0 | 910.7 | 12779.3 | 178457.6 | 0 | 8750.2 | 3315.4 | 34013.3 | 88195.9 | 11213.6 | 14888.2 | 0 | 78289.9 | 54752.7 | 2609.1 | 10189.1 | 10883.5 | 4353.7 | 8258.9
3572 | 149 | Day149 | 19 | Hour19 | 5 | Spring | 2117 | #N/A | Spring | 585377 | 2024-05-29 19:00 | 580912 | 0 | 0 | 4465.1 | 585377.1 | 557956.2 | 471374.6 | 0.0395 | 0.0645 | 0.48 | 0.47 | 332.6 | 24.1 | 3.44 | 25.4 | 1126.1 | 0.23 | 334.2 | 59.1 | 393.3 | 352.5 | 25.4 | 3.62 | 27.2 | 1198.3 | 0.24 | 354.2 | 63 | 417.2 | 386 | 16.9 | 2.36 | 38.5 | 1584.6 | 0.26 | 387.1 | 85.8 | 472.9 | 992.8 | 37.8 | 7.4 | 129.8 | 2306.8 | 2.05 | 995.9 | 199.1 | 1195.1 | 35.58 | 0 | 0.26 | 35.84 | 38.09 | 0 | 0.28 | 38.37 | 585377 | 114002.5 | 3049.5 | 4243.6 | 0 | 8374.7 | 100795.2 | 0 | 713 | 7944 | 179520.4 | 0 | 9549.1 | 3315.4 | 48684.6 | 88396.1 | 12398.9 | 13047.1 | 0 | 43656.4 | 59029.5 | 2659.6 | 7369.9 | 6363.3 | 2928.9 | 8258.9
3573 | 149 | Day149 | 20 | Hour20 | 5 | Spring | 2117 | #N/A | Spring | 572430.8 | 2024-05-29 20:00 | 567380.9 | 0 | 0 | 5049.9 | 572430.8 | 545304.7 | 484970 | 0.0389 | 0.0629 | 0.48 | 0.47 | 329.1 | 23.9 | 3.4 | 25.2 | 1115.2 | 0.22 | 330.7 | 58.5 | 389.2 | 349.8 | 25.2 | 3.59 | 27 | 1191.3 | 0.24 | 351.5 | 62.6 | 414.1 | 427.5 | 21 | 2.98 | 40.7 | 1674.7 | 0.3 | 429 | 90.7 | 519.7 | 858.8 | 58.6 | 8.65 | 68.8 | 2713.4 | 0.71 | 862.9 | 149.8 | 1012.7 | 32.07 | 0 | 0.27 | 32.34 | 34.27 | 0 | 0.29 | 34.56 | 572430.8 | 87460.8 | 6583.4 | 4253 | 0 | 8374.7 | 97970.1 | 0 | 232.1 | 5557.6 | 182418.1 | 0 | 4314.8 | 3315.4 | 61242.3 | 88396.1 | 11578.4 | 16523.7 | 0 | 11210.4 | 67655.3 | 2805.3 | 2415.8 | 2113.7 | 1983.2 | 8095.1
3574 | 149 | Day149 | 21 | Hour21 | 5 | Spring | 2117 | #N/A | Spring | 553002.7 | 2024-05-29 21:00 | 548022.5 | 0 | 0 | 4980.2 | 553002.7 | 527127.7 | 477662.5 | 0.0381 | 0.0608 | 0.46 | 0.45 | 340.5 | 24.7 | 3.51 | 26 | 1160.5 | 0.23 | 342.2 | 60.6 | 402.9 | 357.9 | 25.8 | 3.68 | 27.5 | 1222.9 | 0.24 | 359.7 | 64 | 423.6 | 404.2 | 23.7 | 3.33 | 34.2 | 1528.3 | 0.24 | 405.8 | 79.8 | 485.7 | 1014.9 | 78.5 | 12.22 | 79.2 | 2422.8 | 1.19 | 1020.6 | 151.7 | 1172.3 | 31.65 | 0 | 0.28 | 31.93 | 33.71 | 0 | 0.3 | 34.01 | 553002.7 | 75340.2 | 5758.8 | 4257.5 | 0 | 8374.7 | 98076.6 | 0 | 0 | 36.2 | 185849.6 | 0 | 3892.2 | 3315.4 | 60398 | 88396.1 | 10375.2 | 8968.5 | 0 | 69.2 | 72498.8 | 2736 | 774 | 0 | 846.2 | 8258.9
3575 | 149 | Day149 | 22 | Hour22 | 5 | Spring | 2117 | #N/A | Spring | 516303.8 | 2024-05-29 22:00 | 511318 | 0 | 0 | 4985.8 | 516303.8 | 492599.8 | 439377 | 0.0366 | 0.0567 | 0.47 | 0.47 | 325.9 | 23.4 | 3.32 | 25.1 | 1127.5 | 0.21 | 327.5 | 58.8 | 386.3 | 340 | 24.4 | 3.45 | 26.3 | 1178.1 | 0.22 | 341.7 | 61.5 | 403.2 | 444.2 | 29 | 4.1 | 34.6 | 1603.5 | 0.25 | 446.2 | 82.4 | 528.6 | 578.4 | 34.8 | 4.79 | 46.9 | 2252.9 | 0.28 | 580.7 | 114.1 | 694.8 | 28.95 | 0 | 0.28 | 29.23 | 30.71 | 0 | 0.3 | 31.01 | 516303.8 | 76926.7 | 4648.9 | 4247.1 | 0 | 8374.7 | 87082.7 | 0 | 0 | 0.1 | 175347.4 | 0 | 2345.6 | 3315.4 | 53924.5 | 88396.1 | 7334.6 | 4360 | 0 | 0.2 | 74082.8 | 2843.7 | 6.1 | 0 | 513.3 | 7159.5
3576 | 149 | Day149 | 23 | Hour23 | 5 | Spring | 2117 | #N/A | Spring | 478332 | 2024-05-29 23:00 | 473583.4 | 0 | 0 | 4748.7 | 478332.1 | 456947.1 | 400386.7 | 0.0351 | 0.0524 | 0.51 | 0.5 | 291.3 | 19.9 | 2.81 | 23.6 | 1043.8 | 0.19 | 292.7 | 54.8 | 347.5 | 303.8 | 20.8 | 2.92 | 24.7 | 1089.8 | 0.2 | 305.2 | 57.2 | 362.4 | 474.7 | 31.7 | 4.45 | 36 | 1722.4 | 0.25 | 476.9 | 87.4 | 564.3 | 452.8 | 10.8 | 1.22 | 51.6 | 2281.1 | 0.21 | 453.5 | 119.6 | 573.1 | 26.55 | 0 | 0.29 | 26.84 | 28.03 | 0 | 0.31 | 28.34 | 478332 | 77945.4 | 4488.9 | 4197.2 | 0 | 8374.7 | 67619.2 | 0 | 0 | 0 | 161717.5 | 0 | 1048 | 3315.4 | 51883 | 88396.1 | 5199.7 | 4147 | 0 | 0 | 75204.7 | 2740.7 | 0 | 419.8 | 1387.6 | 5730.8
3577 | 150 | Day150 | 0 | Hour0 | 5 | Spring | 1 | 645692.3 | Spring | 447340.4 | 2024-05-30 | 441365.5 | 110 | 858.4 | 5006.5 | 447340.4 | 426365.1 | 365106.1 | 0.034 | 0.0488 | 0.54 | 0.54 | 265.6 | 17.4 | 2.44 | 22.6 | 976.1 | 0.18 | 266.8 | 51.8 | 318.6 | 276.3 | 18 | 2.53 | 23.6 | 1016.2 | 0.19 | 277.5 | 53.9 | 331.5 | 471.3 | 30.7 | 4.3 | 36.4 | 1735.5 | 0.25 | 473.4 | 88.2 | 561.6 | 835.2 | 80.8 | 11.64 | 39.8 | 2293.1 | 0.41 | 840.8 | 108.3 | 949 | 24.98 | 0 | 0.29 | 25.27 | 26.27 | 0 | 0.31 | 26.58 | 447340.4 | 82234.3 | 278 | 4197.2 | 0 | 8203.3 | 53762.7 | 0 | 0 | 0 | 146936.6 | 0 | 1048 | 3315.4 | 50690.5 | 88396.1 | 4870 | 3408.2 | 0 | 0 | 79503.7 | 2730.6 | 0 | 0 | 2960.3 | 5507.7
3578 | 150 | Day150 | 1 | Hour1 | 5 | Spring | 2117 | #N/A | Spring | 427190.4 | 2024-05-30 01:00 | 416023.1 | 368.1 | 5266.7 | 5532.6 | 427190.5 | 402233.6 | 340502.4 | 0.0331 | 0.046 | 0.56 | 0.56 | 252.9 | 16.6 | 2.34 | 21.7 | 925.4 | 0.18 | 254.1 | 49.3 | 303.4 | 263.2 | 17.3 | 2.43 | 22.5 | 962.6 | 0.19 | 264.4 | 51.3 | 315.7 | 440.4 | 25.1 | 3.47 | 37.4 | 1731.8 | 0.23 | 442.1 | 89.1 | 531.2 | 820 | 78.4 | 11.28 | 40 | 2281.7 | 0.41 | 825.4 | 108.1 | 933.4 | 23.23 | 0 | 0.29 | 23.53 | 24.36 | 0 | 0.31 | 24.66 | 427190.4 | 86688.1 | 101.6 | 4197.2 | 0 | 6003.4 | 49183.4 | 0 | 0 | 0 | 131433.6 | 0 | 1048 | 3315.4 | 50587.3 | 88396.1 | 4683.2 | 1553.2 | 0 | 0 | 83882.6 | 2805.5 | 0 | 0 | 1422.3 | 4644.2
3579 | 150 | Day150 | 2 | Hour2 | 5 | Spring | 2117 | #N/A | Spring | 417584.8 | 2024-05-30 02:00 | 399427.5 | 1717.2 | 10780 | 5660.2 | 417584.8 | 386394.6 | 328241.2 | 0.0326 | 0.0441 | 0.56 | 0.56 | 254.1 | 16.8 | 2.36 | 21.7 | 927 | 0.18 | 255.2 | 49.4 | 304.6 | 264.2 | 17.5 | 2.46 | 22.5 | 961.8 | 0.19 | 265.4 | 51.2 | 316.6 | 414.6 | 23.2 | 3.2 | 35.7 | 1640.1 | 0.22 | 416.2 | 84.6 | 500.8 | 804 | 85.4 | 12.37 | 31.5 | 1967.8 | 0.4 | 809.9 | 90.2 | 900.2 | 20.15 | 0 | 0.29 | 20.44 | 21.03 | 0 | 0.31 | 21.33 | 417584.8 | 89343.6 | 0 | 4115.7 | 0 | 4760.4 | 48650.8 | 0 | 0 | 0 | 127956.2 | 0 | 1048 | 3315.4 | 47815.7 | 86034.9 | 4544.1 | 0 | 0 | 0 | 86422.4 | 2921.2 | 0 | 0 | 0 | 4566.6
3580 | 150 | Day150 | 3 | Hour3 | 5 | Spring | 2117 | #N/A | Spring | 412273 | 2024-05-30 03:00 | 391396.9 | 3002 | 12359 | 5515.1 | 412273 | 378723.4 | 324179.2 | 0.0324 | 0.0431 | 0.56 | 0.56 | 256.8 | 17 | 2.39 | 21.9 | 936.1 | 0.18 | 257.9 | 49.8 | 307.7 | 266.7 | 17.7 | 2.49 | 22.6 | 969.7 | 0.19 | 267.9 | 51.6 | 319.5 | 414.5 | 23.2 | 3.21 | 35.6 | 1636.2 | 0.22 | 416.1 | 84.4 | 500.5 | 574.7 | 48.3 | 6.86 | 34 | 1820.2 | 0.27 | 578 | 88.3 | 666.2 | 20.13 | 0 | 0.29 | 20.43 | 20.98 | 0 | 0.3 | 21.29 | 412273 | 88093.8 | 0 | 4115.7 | 0 | 4760.4 | 48650.8 | 0 | 0 | 0.1 | 127465.4 | 0 | 1017.1 | 3315.4 | 44312.3 | 86034.9 | 4507.1 | 0 | 0 | 0.1 | 85248.7 | 2844.9 | 0 | 0 | 0 | 4775.1
3581 | 150 | Day150 | 4 | Hour4 | 5 | Spring | 2117 | #N/A | Spring | 412030.2 | 2024-05-30 04:00 | 395158.5 | 2738.2 | 8760.7 | 5372.7 | 412030.2 | 382319.9 | 323324.8 | 0.0325 | 0.0436 | 0.56 | 0.55 | 257.8 | 17.1 | 2.4 | 22 | 940.6 | 0.18 | 259 | 50.1 | 309.1 | 268.8 | 17.8 | 2.51 | 22.8 | 978.2 | 0.19 | 270 | 52 | 322 | 415.7 | 23.1 | 3.19 | 35.8 | 1648.4 | 0.22 | 417.3 | 85 | 502.3 | 570.8 | 47 | 6.67 | 34.5 | 1836.6 | 0.27 | 574.1 | 89.3 | 663.4 | 20.1 | 0 | 0.29 | 20.4 | 21.02 | 0 | 0.3 | 21.31 | 412030.2 | 88705.4 | 0 | 4111.2 | 0 | 4760.4 | 48771.3 | 0 | 0 | 124.9 | 128291.4 | 0 | 984.3 | 3315.4 | 42548.7 | 86034.9 | 4507.1 | 0 | 0 | 576.2 | 85080.2 | 2924.1 | 0.2 | 0 | 358.1 | 4977.7
3582 | 150 | Day150 | 5 | Hour5 | 5 | Spring | 2117 | #N/A | Spring | 425393.8 | 2024-05-30 05:00 | 411193.4 | 3440 | 5559.8 | 5200.5 | 425393.8 | 397621.9 | 323270.2 | 0.033 | 0.0454 | 0.57 | 0.57 | 250.3 | 16.5 | 2.32 | 21.4 | 914.1 | 0.18 | 251.5 | 48.7 | 300.1 | 261.1 | 17.3 | 2.44 | 22.2 | 951 | 0.18 | 262.3 | 50.6 | 312.9 | 361.6 | 21 | 2.92 | 30.5 | 1402.3 | 0.2 | 363.1 | 72.3 | 435.4 | 605.5 | 50.8 | 7.21 | 35.9 | 1920.7 | 0.29 | 609 | 93.2 | 702.2 | 20.86 | 0 | 0.31 | 21.17 | 21.79 | 0 | 0.29 | 22.08 | 425393.8 | 102123.5 | 192.2 | 4111.2 | 0 | 4760.4 | 48771.3 | 0 | 0 | 451.5 | 128982.2 | 0 | 984.3 | 3315.4 | 41276 | 86370 | 4507.1 | 0 | 0 | 12619.4 | 86075.6 | 2977 | 712.7 | 0 | 124.2 | 5736.9
3583 | 150 | Day150 | 6 | Hour6 | 5 | Spring | 2117 | #N/A | Spring | 452540.6 | 2024-05-30 06:00 | 437042.6 | 3334.9 | 6910.5 | 5252.7 | 452540.6 | 422225.5 | 328368.8 | 0.0339 | 0.0484 | 0.59 | 0.59 | 236.7 | 15.6 | 2.2 | 20.2 | 864.9 | 0.17 | 237.8 | 46.1 | 283.8 | 247.7 | 16.4 | 2.31 | 21.1 | 902.4 | 0.18 | 248.8 | 48 | 296.8 | 232 | 11.7 | 1.61 | 21.3 | 944.2 | 0.13 | 232.8 | 49.4 | 282.2 | 606.7 | 46.2 | 6.5 | 40.2 | 2072.8 | 0.29 | 609.8 | 102 | 711.8 | 21.99 | 0 | 0.31 | 22.3 | 23.06 | 0 | 0.3 | 23.36 | 452540.6 | 124171.8 | 1098.6 | 4111.2 | 0 | 4698 | 49005.4 | 0 | 0 | 5986.8 | 129904.9 | 0 | 984.3 | 3315.4 | 43011.7 | 87732.2 | 4507.1 | 0 | 0 | 36160.9 | 79217.9 | 2806.3 | 3214.7 | 0 | 1332.7 | 6307.9
3584 | 150 | Day150 | 7 | Hour7 | 5 | Spring | 2117 | #N/A | Spring | 478000.8 | 2024-05-30 07:00 | 468761.6 | 1270.5 | 2366.8 | 5601.9 | 478000.8 | 452321.9 | 329739.3 | 0.0351 | 0.0521 | 0.6 | 0.6 | 233.1 | 15.7 | 2.21 | 19.5 | 843.1 | 0.16 | 234.2 | 44.7 | 278.9 | 242.7 | 16.4 | 2.3 | 20.3 | 877.1 | 0.17 | 243.8 | 46.5 | 290.3 | 157.2 | 5.9 | 0.79 | 16.3 | 697.5 | 0.09 | 157.6 | 37.1 | 194.8 | 445.7 | 21.4 | 2.84 | 42 | 1921.9 | 0.23 | 447.1 | 99.3 | 546.4 | 22.29 | 0 | 0.29 | 22.58 | 23.58 | 0 | 0.31 | 23.89 | 478000.8 | 148261.5 | 13.1 | 4112.2 | 0 | 6192 | 52487.4 | 0 | 94.5 | 10056.8 | 131838 | 0 | 984.3 | 3315.4 | 39749.9 | 86539.8 | 4507.1 | 0 | 0 | 74298.5 | 61419.2 | 2392.6 | 5918.5 | 0 | 0 | 8101.8
3585 | 150 | Day150 | 8 | Hour8 | 5 | Spring | 2117 | #N/A | Spring | 507527.7 | 2024-05-30 08:00 | 499753 | 2252.1 | 483.6 | 5038.9 | 507527.7 | 481641.2 | 327443.8 | 0.0362 | 0.0555 | 0.61 | 0.6 | 233.6 | 16 | 2.26 | 19.2 | 836.5 | 0.16 | 234.7 | 44.2 | 278.8 | 243.4 | 16.7 | 2.35 | 20 | 871.7 | 0.17 | 244.5 | 46 | 290.5 | 118.1 | 4 | 0.53 | 12.7 | 531.3 | 0.07 | 118.3 | 28.5 | 146.9 | 548.5 | 37.6 | 5.24 | 41.2 | 2008.2 | 0.28 | 551 | 101.1 | 652.1 | 22.51 | 0 | 0.29 | 22.8 | 23.93 | 0 | 0.31 | 24.24 | 507527.7 | 180083.9 | 0 | 4101.2 | 0 | 6599.7 | 57427.2 | 0 | 592.1 | 12452.3 | 137045.2 | 0 | 984.3 | 3315.4 | 26881.5 | 86542.9 | 4546.2 | 0 | 0 | 114377.7 | 50443.4 | 2218.3 | 9484.9 | 0 | 0 | 8201.7
3586 | 150 | Day150 | 9 | Hour9 | 5 | Spring | 2117 | #N/A | Spring | 542973 | 2024-05-30 09:00 | 528544.6 | 4768.8 | 4148.8 | 5510.9 | 542973.1 | 508794 | 340235.7 | 0.0374 | 0.0587 | 0.6 | 0.6 | 236.3 | 16.5 | 2.32 | 19 | 839 | 0.16 | 237.4 | 44 | 281.5 | 249.3 | 17.4 | 2.45 | 20 | 884.3 | 0.17 | 250.4 | 46.4 | 296.8 | 100.2 | 3.1 | 0.41 | 11.1 | 458.5 | 0.06 | 100.4 | 24.8 | 125.2 | 344.3 | 6.5 | 0.65 | 40.7 | 1800.3 | 0.15 | 344.7 | 94.4 | 439 | 20.91 | 0 | 0.17 | 21.08 | 22.67 | 0 | 0.2 | 22.88 | 542973 | 202737.4 | 50.1 | 4168.3 | 0 | 7051.5 | 63847.1 | 0 | 895.8 | 19568.6 | 145455.9 | 0 | 984.3 | 3315.4 | 25089.1 | 85727.7 | 4546.2 | 0 | 0 | 134704.2 | 45272.7 | 2296.1 | 14657.5 | 215.7 | 0 | 8258.9
3587 | 150 | Day150 | 10 | Hour10 | 5 | Spring | 2117 | #N/A | Spring | 570084.9 | 2024-05-30 10:00 | 555497.4 | 4708.3 | 4147 | 5732.2 | 570084.9 | 534127.6 | 362199.8 | 0.0385 | 0.0617 | 0.59 | 0.59 | 247 | 17.6 | 2.48 | 19.4 | 867.6 | 0.16 | 248.2 | 45.3 | 293.5 | 260.7 | 18.5 | 2.62 | 20.4 | 915.2 | 0.17 | 261.9 | 47.8 | 309.7 | 94.2 | 2.9 | 0.38 | 10.4 | 432.8 | 0.06 | 94.4 | 23.3 | 117.7 | 363.6 | 10.1 | 1.19 | 41.8 | 1801.3 | 0.2 | 364.2 | 95.5 | 459.7 | 23.71 | 0 | 0.3 | 24.01 | 25.62 | 0 | 0.32 | 25.94 | 570084.9 | 207885.1 | 0 | 4170.4 | 0 | 7825 | 72295.7 | 0 | 981.6 | 20898.8 | 155075.9 | 0 | 984.3 | 3315.4 | 26103.2 | 87883.6 | 4546.2 | 0 | 0 | 142100.7 | 41432.3 | 2471.8 | 17236.8 | 2896.5 | 329.4 | 8050.4
3588 | 150 | Day150 | 11 | Hour11 | 5 | Spring | 2117 | #N/A | Spring | 591362.2 | 2024-05-30 11:00 | 578116.6 | 3965 | 3581 | 5699.7 | 591362.3 | 555309.4 | 382233.8 | 0.0394 | 0.0642 | 0.58 | 0.57 | 258 | 18.5 | 2.62 | 20 | 900.6 | 0.17 | 259.2 | 46.8 | 306.1 | 271.9 | 19.5 | 2.76 | 21 | 948.8 | 0.18 | 273.3 | 49.4 | 322.6 | 89.1 | 2.6 | 0.33 | 10 | 416.9 | 0.05 | 89.2 | 22.4 | 111.7 | 427.3 | 8.5 | 0.87 | 50.1 | 2220.6 | 0.19 | 427.7 | 116.3 | 544.1 | 26.88 | 0 | 0.3 | 27.18 | 28.94 | 0 | 0.32 | 29.26 | 591362.2 | 209128.4 | 0 | 4231.7 | 0 | 8001.8 | 79221.7 | 0 | 997.3 | 21270.9 | 164925.3 | 0 | 989.1 | 3315.4 | 28273.5 | 88396.1 | 4879.2 | 0 | 0 | 144693.8 | 39530.9 | 2635.5 | 18530.2 | 5460.5 | 243.2 | 8258.9
3589 | 150 | Day150 | 12 | Hour12 | 5 | Spring | 2117 | #N/A | Spring | 608986.4 | 2024-05-30 12:00 | 597408.6 | 2802.7 | 3229.7 | 5545.4 | 608986.4 | 573326.8 | 398185.6 | 0.0403 | 0.0664 | 0.57 | 0.57 | 262.7 | 18.8 | 2.66 | 20.3 | 917.5 | 0.17 | 263.9 | 47.7 | 311.6 | 276.4 | 19.8 | 2.8 | 21.4 | 965.1 | 0.18 | 277.8 | 50.2 | 328 | 88.6 | 2.6 | 0.33 | 9.8 | 419.1 | 0.05 | 88.7 | 22.3 | 111 | 869.5 | 85.5 | 12.33 | 40.3 | 2341.7 | 0.43 | 875.5 | 110.2 | 985.6 | 27.67 | 0 | 0.3 | 27.97 | 29.81 | 0 | 0.32 | 30.13 | 608986.4 | 210800.8 | 220.5 | 4231.7 | 0 | 7829.6 | 82583.6 | 0 | 995.7 | 21609.5 | 172172.9 | 0 | 1048 | 3315.4 | 32925.4 | 88396.1 | 5366.1 | 96.2 | 0 | 145672.6 | 39405.9 | 3117.1 | 18895 | 8919.8 | 635.6 | 7888.4
3590 | 150 | Day150 | 13 | Hour13 | 5 | Spring | 2117 | #N/A | Spring | 621812.6 | 2024-05-30 13:00 | 612553.1 | 553.7 | 3216.9 | 5488.9 | 621812.6 | 587435.9 | 409493.4 | 0.041 | 0.0682 | 0.56 | 0.56 | 270.1 | 19.4 | 2.75 | 20.8 | 935.4 | 0.18 | 271.4 | 48.7 | 320.1 | 283.5 | 20.4 | 2.89 | 21.8 | 981.9 | 0.18 | 284.9 | 51.1 | 336 | 101.4 | 3.3 | 0.42 | 11 | 469.5 | 0.06 | 101.6 | 25 | 126.6 | 896.9 | 81.3 | 11.67 | 48 | 2618 | 0.46 | 902.5 | 126.2 | 1028.7 | 28.14 | 0 | 0.29 | 28.43 | 30.33 | 0 | 0.31 | 30.64 | 621812.6 | 212319.2 | 11 | 4231.7 | 0 | 7907.5 | 87189.8 | 0 | 994.1 | 21963.8 | 174933.5 | 0 | 2341.3 | 3315.4 | 34278.4 | 88396.1 | 6703.5 | 185.2 | 0 | 144710.4 | 40844.2 | 3806.7 | 17859.7 | 10109.2 | 722 | 8254.3
3591 | 150 | Day150 | 14 | Hour14 | 5 | Spring | 2117 | #N/A | Spring | 631049.4 | 2024-05-30 14:00 | 623818 | 74.9 | 1834.5 | 5322.1 | 631049.4 | 597901.1 | 417047.6 | 0.0415 | 0.0695 | 0.56 | 0.56 | 274.1 | 19.7 | 2.79 | 21.1 | 946.5 | 0.18 | 275.5 | 49.4 | 324.9 | 287.6 | 20.6 | 2.93 | 22.2 | 993.2 | 0.19 | 289 | 51.8 | 340.8 | 110.8 | 3.9 | 0.51 | 11.7 | 501.8 | 0.06 | 111.1 | 26.7 | 137.7 | 914.6 | 44.7 | 7.71 | 103.3 | 2368.9 | 1.5 | 918 | 174.3 | 1092.3 | 28.41 | 0 | 0.28 | 28.69 | 30.63 | 0 | 0.31 | 30.94 | 631049.4 | 214001.8 | 110 | 4239.2 | 0 | 8001.8 | 89320.3 | 0 | 992.9 | 21952 | 177396.9 | 0 | 3170.4 | 3315.4 | 34074.3 | 88396.1 | 8031.4 | 991.8 | 0 | 143601.2 | 43409.9 | 4045.7 | 17417.8 | 9550.3 | 1266.8 | 8254.6
3592 | 150 | Day150 | 15 | Hour15 | 5 | Spring | 2117 | #N/A | Spring | 640978 | 2024-05-30 15:00 | 633455.6 | 798.8 | 1553.2 | 5170.4 | 640978 | 606842.3 | 430466.1 | 0.042 | 0.0706 | 0.55 | 0.55 | 281.8 | 20.3 | 2.89 | 21.6 | 964.7 | 0.19 | 283.2 | 50.4 | 333.6 | 296.8 | 21.4 | 3.04 | 22.8 | 1016.4 | 0.2 | 298.3 | 53.1 | 351.4 | 120.4 | 4.8 | 0.64 | 12.3 | 525.8 | 0.07 | 120.8 | 28 | 148.8 | 1002.5 | 98.7 | 14.42 | 48.4 | 2530.6 | 0.62 | 1009.3 | 124 | 1133.4 | 28.96 | 0 | 0.28 | 29.24 | 31.27 | 0 | 0.3 | 31.58 | 640978 | 210512 | 110.1 | 4242 | 0 | 8001.8 | 93643.9 | 0 | 992.4 | 21231.6 | 180258.7 | 0 | 3724.5 | 3315.4 | 36536.9 | 88396.1 | 9620.5 | 2616.2 | 0 | 138640.3 | 45224.7 | 4422.9 | 16748.3 | 9568.9 | 1930.4 | 8254.3
3593 | 150 | Day150 | 16 | Hour16 | 5 | Spring | 2117 | #N/A | Spring | 645692.3 | 2024-05-30 16:00 | 638237.1 | 975.6 | 1279.5 | 5200.1 | 645692.3 | 611271.9 | 444265.3 | 0.0422 | 0.0712 | 0.55 | 0.54 | 286.7 | 20.8 | 2.96 | 21.9 | 976.8 | 0.19 | 288.1 | 51.1 | 339.2 | 303.6 | 22 | 3.12 | 23.3 | 1036.5 | 0.2 | 305.2 | 54.3 | 359.4 | 120.8 | 4.8 | 0.65 | 12.2 | 529.8 | 0.07 | 121.1 | 28 | 149.2 | 722.7 | 50.9 | 7.16 | 52 | 2562.8 | 0.36 | 726.2 | 128.5 | 854.7 | 29.39 | 0 | 0.28 | 29.67 | 31.75 | 0 | 0.3 | 32.06 | 645692.3 | 201427 | 142.5 | 4242 | 0 | 8001.8 | 96427.8 | 0 | 989.5 | 19766.3 | 182257.1 | 0 | 3803.6 | 3315.4 | 38305.1 | 88396.1 | 10334.6 | 9039.2 | 0 | 130471.9 | 45744.6 | 4454.7 | 15818 | 9665.1 | 1642.8 | 8254.3
3594 | 150 | Day150 | 17 | Hour17 | 5 | Spring | 2117 | #N/A | Spring | 640338.4 | 2024-05-30 17:00 | 635085.3 | 0 | 0 | 5253.1 | 640338.4 | 608360.2 | 460720.2 | 0.0421 | 0.0708 | 0.53 | 0.52 | 302.2 | 21.8 | 3.11 | 23.2 | 1029.5 | 0.2 | 303.7 | 53.9 | 357.6 | 320.9 | 23.1 | 3.28 | 24.8 | 1096.6 | 0.22 | 322.5 | 57.5 | 380 | 149.9 | 5.9 | 0.8 | 15.4 | 645.3 | 0.1 | 150.3 | 34.7 | 185 | 976.6 | 97.7 | 14.28 | 45.7 | 2425.9 | 0.59 | 983.4 | 118.1 | 1101.5 | 30.59 | 0 | 0.28 | 30.87 | 32.98 | 0 | 0.3 | 33.28 | 640338.4 | 179618.2 | 1292 | 4246.5 | 0 | 8001.8 | 99883.4 | 0 | 976.7 | 17365.5 | 184639.7 | 0 | 7520.1 | 3315.4 | 38276.4 | 88396.1 | 11604.6 | 13544.1 | 0 | 111194.3 | 45676 | 4405.6 | 12037.9 | 12088.4 | 1247.2 | 8258.9
3595 | 150 | Day150 | 18 | Hour18 | 5 | Spring | 2117 | #N/A | Spring | 627973 | 2024-05-30 18:00 | 622848.2 | 29.6 | 259.2 | 4835.9 | 627972.9 | 597033.4 | 484120.9 | 0.0414 | 0.0693 | 0.49 | 0.48 | 324.2 | 23 | 3.28 | 25.2 | 1111.7 | 0.22 | 325.8 | 58.4 | 384.2 | 345.5 | 24.4 | 3.47 | 27 | 1189.6 | 0.23 | 347.2 | 62.6 | 409.7 | 279.4 | 11.2 | 1.58 | 29.1 | 1158.5 | 0.21 | 280.2 | 63.7 | 343.9 | 916.8 | 33.9 | 6.54 | 119.2 | 2284.1 | 1.81 | 919.6 | 187.8 | 1107.4 | 46.83 | 0 | 0.28 | 47.11 | 50.41 | 0 | 0.3 | 50.71 | 627973 | 143852 | 4008.5 | 4248.1 | 0 | 7983.8 | 102392.8 | 0 | 904 | 12650.6 | 187431.3 | 0 | 14231.1 | 3315.4 | 44025.4 | 88396.1 | 13221.6 | 14866.7 | 0 | 80183.1 | 45655.8 | 4458.5 | 9811.5 | 9744.2 | 2341.6 | 8108.1
3596 | 150 | Day150 | 19 | Hour19 | 5 | Spring | 2117 | #N/A | Spring | 607121.8 | 2024-05-30 19:00 | 602717.3 | 0 | 0 | 4404.5 | 607121.8 | 578327.6 | 499154.8 | 0.0405 | 0.0669 | 0.47 | 0.46 | 342.5 | 24.4 | 3.48 | 26.6 | 1168 | 0.23 | 344.2 | 61.4 | 405.6 | 363.5 | 25.7 | 3.67 | 28.4 | 1245 | 0.25 | 365.3 | 65.6 | 430.9 | 430.4 | 17.9 | 2.55 | 44.7 | 1735.1 | 0.34 | 431.7 | 96.5 | 528.2 | 592 | 11.3 | 1.16 | 70 | 3074.8 | 0.27 | 592.7 | 161.7 | 754.4 | 32.96 | 0 | 0.28 | 33.24 | 35.37 | 0 | 0.3 | 35.67 | 607121.8 | 107967 | 4189.9 | 4248.1 | 0 | 8374.7 | 104708.5 | 0 | 701.4 | 7862 | 187926.3 | 0 | 14324 | 3315.4 | 56216.4 | 88396.1 | 14360.4 | 13095.1 | 0 | 44038.4 | 50967.4 | 4397.8 | 7334.6 | 6601 | 2791.5 | 8258.9
3597 | 150 | Day150 | 20 | Hour20 | 5 | Spring | 2117 | #N/A | Spring | 587916.4 | 2024-05-30 20:00 | 582971 | 0 | 0 | 4945.3 | 587916.4 | 559898.9 | 496776.4 | 0.0396 | 0.0646 | 0.47 | 0.46 | 342.2 | 24.8 | 3.54 | 26.1 | 1156.9 | 0.23 | 344 | 60.7 | 404.6 | 361 | 26 | 3.71 | 27.8 | 1225.6 | 0.25 | 362.8 | 64.4 | 427.2 | 398.4 | 19.2 | 2.74 | 38.6 | 1550.6 | 0.3 | 399.7 | 84.9 | 484.6 | 903 | 36.1 | 7.21 | 119.2 | 1845.1 | 2.01 | 906.1 | 174.7 | 1080.8 | 31.49 | 0 | 0.28 | 31.78 | 33.69 | 0 | 0.31 | 34 | 587916.4 | 91140 | 5380 | 4257.5 | 0 | 8374.7 | 104261.2 | 0 | 222.6 | 5715.6 | 189921.8 | 0 | 6352.8 | 3315.4 | 61165 | 88396.1 | 12901.6 | 12450.3 | 0 | 11136 | 69856.2 | 4209.6 | 2414.8 | 1539.9 | 1708.3 | 8258.9
3598 | 150 | Day150 | 21 | Hour21 | 5 | Spring | 2117 | #N/A | Spring | 561759.8 | 2024-05-30 21:00 | 556346.5 | 0 | 0 | 5413.3 | 561759.8 | 534957.6 | 477377.7 | 0.0384 | 0.0617 | 0.46 | 0.45 | 341.8 | 24.6 | 3.5 | 26.1 | 1171.1 | 0.22 | 343.5 | 61.1 | 404.6 | 357.6 | 25.7 | 3.65 | 27.5 | 1228 | 0.24 | 359.4 | 64.1 | 423.5 | 405.7 | 23.2 | 3.28 | 35.1 | 1531.8 | 0.25 | 407.3 | 80.8 | 488.1 | 782.6 | 64.5 | 9.27 | 48.6 | 2418.6 | 0.44 | 787 | 120.8 | 907.8 | 30.76 | 0 | 0.29 | 31.05 | 32.8 | 0 | 0.31 | 33.11 | 561759.8 | 84382.1 | 5726.3 | 4250 | 0 | 8374.7 | 99295.4 | 0 | 0 | 60.3 | 188152.6 | 0 | 6613.2 | 3315.4 | 58064.8 | 88396.1 | 9991.1 | 5198.1 | 0 | 132.6 | 80116.4 | 4072.8 | 797 | 799.3 | 3600.8 | 8258.9
3599 | 150 | Day150 | 22 | Hour22 | 5 | Spring | 2117 | #N/A | Spring | 520853.2 | 2024-05-30 22:00 | 515734.4 | 0 | 0 | 5118.8 | 520853.2 | 496766.3 | 433148.3 | 0.0368 | 0.0571 | 0.49 | 0.48 | 313 | 22.1 | 3.13 | 24.5 | 1095.9 | 0.2 | 314.5 | 57.2 | 371.7 | 326.4 | 23 | 3.26 | 25.6 | 1144.9 | 0.21 | 328 | 59.8 | 387.8 | 461.9 | 30.4 | 4.27 | 35.5 | 1682.2 | 0.25 | 464 | 85.7 | 549.6 | 866.4 | 79.7 | 11.43 | 45.1 | 2509.2 | 0.43 | 871.9 | 120 | 991.9 | 28.34 | 0 | 0.29 | 28.63 | 30.07 | 0 | 0.31 | 30.38 | 520853.2 | 87704.9 | 4502.4 | 4247.1 | 0 | 8374.7 | 82758.2 | 0 | 0 | 0.1 | 174944 | 0 | 2585.6 | 3315.4 | 53573.9 | 88396.1 | 6559 | 3891.9 | 0 | 0.6 | 83332.9 | 4371.3 | 10.3 | 158.8 | 3585.2 | 8258.9
3600 | 150 | Day150 | 23 | Hour23 | 5 | Spring | 2117 | #N/A | Spring | 482274.9 | 2024-05-30 23:00 | 477107.2 | 110 | 0 | 5057.7 | 482274.9 | 460258.8 | 392576.8 | 0.0353 | 0.0529 | 0.53 | 0.52 | 275.3 | 18.3 | 2.57 | 22.8 | 1005.5 | 0.18 | 276.5 | 52.9 | 329.4 | 286.5 | 19 | 2.67 | 23.9 | 1048.6 | 0.19 | 287.8 | 55.2 | 343 | 447.2 | 27.6 | 3.84 | 35.9 | 1697.1 | 0.23 | 449.1 | 86.6 | 535.6 | 835.9 | 82.6 | 11.92 | 38.3 | 2238.8 | 0.42 | 841.6 | 105.1 | 946.7 | 26.51 | 0 | 0.29 | 26.8 | 28 | 0 | 0.31 | 28.31 | 482274.9 | 89698.1 | 3933.8 | 4197.2 | 0 | 8374.7 | 61884.8 | 0 | 0 | 0 | 160953 | 0 | 1296.5 | 3315.4 | 52445 | 88396.1 | 4367.8 | 3412.4 | 0 | 0 | 85791.4 | 3906.7 | 0.1 | 0 | 3245.5 | 6783.5
3601 | 151 | Day151 | 0 | Hour0 | 5 | Spring | 4 | 615181.2 | Spring | 453450.6 | 2024-05-31 | 444118.2 | 198.8 | 3821.9 | 5311.7 | 453450.6 | 428954.3 | 364947.5 | 0.0341 | 0.0492 | 0.54 | 0.54 | 260.1 | 16.8 | 2.35 | 22.3 | 966.4 | 0.18 | 261.2 | 51.2 | 312.4 | 270.9 | 17.5 | 2.44 | 23.3 | 1007.2 | 0.18 | 272.1 | 53.3 | 325.4 | 470 | 29 | 4.03 | 37.8 | 1784.7 | 0.24 | 472 | 91 | 563 | 1117.4 | 127.5 | 18.53 | 35.5 | 2474.9 | 0.55 | 1126.3 | 109.4 | 1235.7 | 24.83 | 0 | 0.29 | 25.12 | 26.12 | 0 | 0.31 | 26.43 | 453450.6 | 88503.1 | 271.1 | 4192.8 | 0 | 7045.6 | 52439.7 | 0 | 0 | 0 | 149457.4 | 0 | 1237.6 | 3315.4 | 50805 | 88396.1 | 4119.2 | 3667.5 | 0 | 0 | 84720.9 | 3782.1 | 0 | 0 | 1533.4 | 5298.7
3602 | 151 | Day151 | 1 | Hour1 | 5 | Spring | 2117 | #N/A | Spring | 431301.8 | 2024-05-31 01:00 | 416906.4 | 1497.2 | 7357.2 | 5541 | 431301.8 | 403065.5 | 344787.1 | 0.0332 | 0.0461 | 0.55 | 0.55 | 256.9 | 16.8 | 2.36 | 22 | 946.1 | 0.18 | 258 | 50.2 | 308.3 | 266.2 | 17.4 | 2.44 | 22.8 | 981.6 | 0.18 | 267.3 | 52.1 | 319.5 | 434.1 | 24.7 | 3.42 | 36.9 | 1705.8 | 0.23 | 435.7 | 87.8 | 523.5 | 549.1 | 32.1 | 4.39 | 45.2 | 2184.1 | 0.25 | 551.3 | 110.3 | 661.6 | 23.76 | 0 | 0.29 | 24.05 | 24.89 | 0 | 0.31 | 25.2 | 431301.8 | 86514.6 | 98.1 | 4192.8 | 0 | 4760.4 | 50140.7 | 0 | 0 | 0 | 137167.5 | 0 | 1232.8 | 3315.4 | 49941.1 | 88396.1 | 4119.2 | 1422.9 | 0 | 0 | 82834.5 | 3680.1 | 0 | 0 | 103.3 | 6072.4
3603 | 151 | Day151 | 2 | Hour2 | 5 | Spring | 2117 | #N/A | Spring | 420254.5 | 2024-05-31 02:00 | 399016.1 | 3967.8 | 11538.7 | 5731.9 | 420254.5 | 386003.7 | 335450.9 | 0.0326 | 0.044 | 0.56 | 0.55 | 256.7 | 16.9 | 2.37 | 22 | 943 | 0.18 | 257.8 | 50.1 | 308 | 265.7 | 17.5 | 2.45 | 22.7 | 975.3 | 0.19 | 266.9 | 51.8 | 318.7 | 415.3 | 22.9 | 3.15 | 36 | 1654 | 0.22 | 416.8 | 85.3 | 502.2 | 640.4 | 49 | 6.91 | 42.1 | 2178.3 | 0.3 | 643.7 | 107.1 | 750.9 | 22.86 | 0 | 0.3 | 23.16 | 23.81 | 0 | 0.31 | 24.12 | 420254.5 | 84803.6 | 0 | 4192.8 | 0 | 5530.9 | 49022.3 | 0 | 0 | 0 | 132638.5 | 0 | 1232.8 | 3315.4 | 47002.8 | 88396.1 | 4119.2 | 0 | 0 | 0 | 81345.3 | 3458.3 | 0 | 0 | 0 | 5096.1
3604 | 151 | Day151 | 3 | Hour3 | 5 | Spring | 2117 | #N/A | Spring | 411739.1 | 2024-05-31 03:00 | 389967.5 | 3689.8 | 12472.5 | 5609.3 | 411739.1 | 377366.3 | 331096.9 | 0.0323 | 0.0429 | 0.55 | 0.55 | 262.6 | 17.4 | 2.45 | 22.3 | 958.3 | 0.18 | 263.8 | 50.9 | 314.7 | 272 | 18.1 | 2.54 | 23 | 991.5 | 0.19 | 273.2 | 52.6 | 325.9 | 416.1 | 21.7 | 2.98 | 37.1 | 1693.8 | 0.22 | 417.5 | 87.7 | 505.2 | 382.5 | 7.5 | 0.77 | 44.9 | 1990 | 0.17 | 383 | 104.2 | 487.2 | 22.87 | 0 | 0.3 | 23.17 | 23.8 | 0 | 0.3 | 24.1 | 411739.1 | 80642.2 | 0 | 4192.8 | 0 | 5224.5 | 49975.5 | 0 | 0 | 0 | 130602.1 | 0 | 1232.8 | 3315.4 | 44038.5 | 88396.1 | 4119.2 | 0 | 0 | 0 | 78003.3 | 2638.8 | 0 | 0 | 12.2 | 5782.3
3605 | 151 | Day151 | 4 | Hour4 | 5 | Spring | 2117 | #N/A | Spring | 410122.7 | 2024-05-31 04:00 | 392357.9 | 3007.2 | 9223 | 5534.7 | 410122.7 | 379661.4 | 330646.8 | 0.0324 | 0.0432 | 0.54 | 0.54 | 265.6 | 17.6 | 2.47 | 22.6 | 970.9 | 0.19 | 266.8 | 51.6 | 318.4 | 276.2 | 18.3 | 2.57 | 23.4 | 1008.9 | 0.19 | 277.5 | 53.5 | 331 | 424.6 | 22.9 | 3.15 | 37.2 | 1704.9 | 0.22 | 426.1 | 88.1 | 514.2 | 659.6 | 61.3 | 8.79 | 34.8 | 1904.4 | 0.35 | 663.9 | 91.6 | 755.5 | 22.08 | 0 | 0.29 | 22.37 | 23.04 | 0 | 0.3 | 23.34 | 410122.7 | 79475.9 | 0 | 4192.8 | 0 | 5381.2 | 50178 | 0 | 0 | 17.7 | 132185 | 0 | 1232.8 | 3315.4 | 41728.2 | 88314.3 | 4119.2 | 0 | 0 | 185.9 | 77038.7 | 2233.6 | 0 | 0 | 0 | 6915.9
3606 | 151 | Day151 | 5 | Hour5 | 5 | Spring | 2117 | #N/A | Spring | 416837.4 | 2024-05-31 05:00 | 405849.4 | 1288.1 | 4178 | 5521.9 | 416837.4 | 392552 | 332734.3 | 0.0328 | 0.0447 | 0.54 | 0.54 | 264 | 17.5 | 2.46 | 22.4 | 965.5 | 0.18 | 265.2 | 51.3 | 316.5 | 274.2 | 18.2 | 2.55 | 23.3 | 1002.5 | 0.19 | 275.4 | 53.2 | 328.6 | 378.2 | 20.6 | 2.84 | 33 | 1509.6 | 0.2 | 379.6 | 78 | 457.6 | 454.5 | 19.4 | 2.53 | 43.9 | 2033.3 | 0.2 | 455.8 | 104.5 | 560.3 | 23.1 | 0 | 0.28 | 23.38 | 24.19 | 0 | 0.29 | 24.49 | 416837.4 | 84103.1 | 0 | 4192.8 | 0 | 6274.3 | 50706 | 0 | 0 | 130.2 | 133775.3 | 0 | 1232.8 | 3315.4 | 40722.5 | 88396.1 | 4119.2 | 0 | 0 | 5619.8 | 76552 | 1801.1 | 132.5 | 0 | 0 | 7172
3607 | 151 | Day151 | 6 | Hour6 | 5 | Spring | 2117 | #N/A | Spring | 437966.5 | 2024-05-31 06:00 | 428534.2 | 227.5 | 3723.1 | 5481.8 | 437966.5 | 414171.3 | 338155.7 | 0.0335 | 0.0473 | 0.56 | 0.55 | 258.4 | 17.2 | 2.42 | 21.8 | 941.4 | 0.18 | 259.6 | 49.9 | 309.4 | 268.3 | 17.9 | 2.51 | 22.6 | 977.6 | 0.19 | 269.5 | 51.8 | 321.3 | 177.1 | 6.4 | 0.85 | 18.7 | 792.7 | 0.11 | 177.5 | 42.3 | 219.8 | 705.5 | 62.6 | 8.94 | 38.6 | 2127.3 | 0.34 | 709.8 | 102.1 | 811.9 | 22.89 | 0 | 0.28 | 23.16 | 24.03 | 0 | 0.3 | 24.33 | 437966.5 | 99810.8 | 263.9 | 4192.8 | 0 | 6967.1 | 52702.3 | 0 | 0 | 2801.1 | 136518 | 0 | 1232.8 | 3315.4 | 40783.2 | 88061 | 4119.2 | 0 | 0 | 25947.1 | 69501.8 | 1560.7 | 1052.2 | 0 | 7.9 | 8254.3
3608 | 151 | Day151 | 7 | Hour7 | 5 | Spring | 2117 | #N/A | Spring | 463064 | 2024-05-31 07:00 | 455039.5 | 1135.1 | 1570.6 | 5318.8 | 463064 | 439367.8 | 345914.6 | 0.0344 | 0.0503 | 0.57 | 0.56 | 255.9 | 17.4 | 2.45 | 21.1 | 922.3 | 0.17 | 257.1 | 48.7 | 305.8 | 265.9 | 18.1 | 2.55 | 22 | 958.2 | 0.18 | 267.2 | 50.6 | 317.8 | 115.7 | 3.5 | 0.45 | 12.9 | 537.3 | 0.07 | 115.9 | 28.9 | 144.9 | 910.8 | 92.9 | 13.4 | 39 | 2366.5 | 0.44 | 917.2 | 109.6 | 1026.8 | 24.05 | 0 | 0.28 | 24.34 | 25.38 | 0 | 0.3 | 25.69 | 463064 | 117149.4 | 0 | 4193.8 | 0 | 8193.5 | 56865.2 | 0 | 63.4 | 5959.2 | 139069.2 | 0 | 1272.8 | 3315.4 | 40450.4 | 88396.1 | 4158.3 | 0 | 0 | 61226.4 | 48980 | 920.5 | 2963.2 | 0 | 0 | 7679.9
3609 | 151 | Day151 | 8 | Hour8 | 5 | Spring | 2117 | #N/A | Spring | 487435.6 | 2024-05-31 08:00 | 481264.7 | 926 | 525.7 | 4719.2 | 487435.5 | 464236.4 | 341295.4 | 0.0354 | 0.0532 | 0.57 | 0.57 | 258.4 | 18.2 | 2.57 | 20.7 | 913.3 | 0.17 | 259.6 | 47.9 | 307.6 | 268.5 | 18.9 | 2.66 | 21.5 | 949.4 | 0.18 | 269.7 | 49.8 | 319.6 | 97.1 | 3 | 0.39 | 10.8 | 445.6 | 0.06 | 97.3 | 24.1 | 121.4 | 958.1 | 98 | 14.14 | 40.7 | 2479.9 | 0.47 | 964.9 | 114.7 | 1079.6 | 24.32 | 0 | 0.29 | 24.6 | 25.75 | 0 | 0.3 | 26.05 | 487435.6 | 146140.2 | 8.2 | 4182.8 | 0 | 8197.9 | 63469.7 | 0 | 440.5 | 9138.5 | 140603.4 | 0 | 1237.6 | 3315.4 | 27725.8 | 88396.1 | 4158.3 | 0 | 0 | 100132.1 | 35876.2 | 552.9 | 5652.7 | 0 | 0 | 8180.9
3610 | 151 | Day151 | 9 | Hour9 | 5 | Spring | 2117 | #N/A | Spring | 519440.6 | 2024-05-31 09:00 | 505463.7 | 4549.5 | 4151.1 | 5276.3 | 519440.6 | 487121.7 | 346636.6 | 0.0363 | 0.0558 | 0.58 | 0.57 | 254.6 | 18 | 2.54 | 20.1 | 897.2 | 0.17 | 255.8 | 46.9 | 302.8 | 268.1 | 19 | 2.68 | 21.2 | 944 | 0.18 | 269.4 | 49.4 | 318.8 | 88.9 | 2.4 | 0.31 | 10.2 | 416.8 | 0.06 | 89.1 | 22.6 | 111.7 | 322 | 6.1 | 0.61 | 38 | 1683.8 | 0.14 | 322.4 | 88.3 | 410.6 | 21.44 | 0 | 0.15 | 21.59 | 23.16 | 0 | 0.18 | 23.34 | 519440.6 | 172804.1 | 193.9 | 4181.2 | 0 | 7825 | 67276.2 | 0 | 684.6 | 16095.6 | 146596.6 | 0 | 1285.6 | 3315.4 | 25412.8 | 86391.6 | 4158.3 | 0 | 0 | 120693.6 | 34936.7 | 393.4 | 11515.3 | 47.8 | 350.4 | 8258.9
3611 | 151 | Day151 | 10 | Hour10 | 5 | Spring | 2117 | #N/A | Spring | 544097 | 2024-05-31 10:00 | 529800.5 | 4653.5 | 4364.1 | 5278.8 | 544097 | 510067.6 | 358840.4 | 0.0372 | 0.0585 | 0.58 | 0.57 | 258 | 18.6 | 2.62 | 20 | 900.9 | 0.17 | 259.2 | 46.9 | 306.2 | 272 | 19.6 | 2.77 | 21.1 | 949 | 0.18 | 273.3 | 49.4 | 322.7 | 89.5 | 2.4 | 0.31 | 10.3 | 420.3 | 0.06 | 89.7 | 22.8 | 112.5 | 410.3 | 17 | 2.2 | 41.7 | 1856.8 | 0.22 | 411.4 | 97.1 | 508.5 | 23.2 | 0 | 0.28 | 23.48 | 24.99 | 0 | 0.3 | 25.29 | 544097 | 185256.6 | 0 | 4181.2 | 0 | 7825 | 73045.6 | 0 | 753.2 | 18043.9 | 152065.2 | 0 | 1232.8 | 3315.4 | 25857.6 | 87159.3 | 4158.3 | 0 | 0 | 131029.5 | 35155.3 | 274.7 | 14081.1 | 31.4 | 53.9 | 8258.9
3612 | 151 | Day151 | 11 | Hour11 | 5 | Spring | 2117 | #N/A | Spring | 562612.6 | 2024-05-31 11:00 | 549455.1 | 4133.7 | 3887.8 | 5136 | 562612.6 | 528526.5 | 374153.6 | 0.0381 | 0.0608 | 0.57 | 0.56 | 266.1 | 19.5 | 2.75 | 20.3 | 920.6 | 0.17 | 267.5 | 47.8 | 315.2 | 280.2 | 20.5 | 2.9 | 21.3 | 968.8 | 0.18 | 281.6 | 50.3 | 331.9 | 83.4 | 2.2 | 0.28 | 9.5 | 392.8 | 0.05 | 83.5 | 21.3 | 104.8 | 757.3 | 65.8 | 9.38 | 42.7 | 2328.3 | 0.36 | 761.8 | 112.2 | 874 | 26.06 | 0 | 0.28 | 26.34 | 27.94 | 0 | 0.3 | 28.23 | 562612.6 | 188459 | 94.3 | 4230 | 0 | 8084.2 | 79873.2 | 0 | 761.5 | 18949.4 | 157887.1 | 0 | 1237.6 | 3315.4 | 26877.4 | 88396.1 | 4158.3 | 0 | 0 | 134447.9 | 34190.2 | 110 | 15858.2 | 341.3 | 0 | 8258.9
3613 | 151 | Day151 | 12 | Hour12 | 5 | Spring | 2117 | #N/A | Spring | 578225.5 | 2024-05-31 12:00 | 566992.8 | 2474.7 | 3883.1 | 4874.9 | 578225.5 | 544949.1 | 389225.8 | 0.0389 | 0.0628 | 0.56 | 0.56 | 271.7 | 19.9 | 2.82 | 20.6 | 936.6 | 0.17 | 273 | 48.5 | 321.5 | 285.4 | 20.9 | 2.96 | 21.6 | 983.7 | 0.18 | 286.8 | 51 | 337.8 | 76.7 | 2 | 0.25 | 8.8 | 368.1 | 0.05 | 76.8 | 19.8 | 96.6 | 851.9 | 31.7 | 6.12 | 110.9 | 2097 | 1.7 | 854.5 | 173.9 | 1028.4 | 26.81 | 0 | 0.27 | 27.08 | 28.76 | 0 | 0.29 | 29.05 | 578225.5 | 188999.7 | 155.9 | 4230 | 0 | 7997.2 | 83946.4 | 0 | 755.5 | 18911.4 | 164058 | 0 | 1232.8 | 3315.4 | 31314.4 | 88396.1 | 4579.4 | 0 | 0 | 135371.1 | 33881.5 | 80.1 | 16677.3 | 810.6 | 109.8 | 8050.4
3614 | 151 | Day151 | 13 | Hour13 | 5 | Spring | 2117 | #N/A | Spring | 591109.6 | 2024-05-31 13:00 | 582371.2 | 704.9 | 3251.9 | 4781.5 | 591109.6 | 559319 | 400693.1 | 0.0396 | 0.0646 | 0.56 | 0.55 | 274.6 | 20.1 | 2.84 | 20.8 | 947.9 | 0.17 | 276 | 49.1 | 325.1 | 287.8 | 21 | 2.98 | 21.8 | 993 | 0.18 | 289.2 | 51.4 | 340.6 | 77.6 | 2.3 | 0.28 | 8.6 | 369.6 | 0.04 | 77.7 | 19.6 | 97.4 | 868.9 | 85.7 | 12.33 | 39.8 | 2349.6 | 0.42 | 874.8 | 109.9 | 984.7 | 27.26 | 0 | 0.27 | 27.53 | 29.25 | 0 | 0.29 | 29.54 | 591109.6 | 190416.5 | 94.3 | 4230 | 0 | 7997.2 | 86385.8 | 0 | 752.4 | 19636 | 169944.6 | 0 | 1232.8 | 3315.4 | 34182.4 | 88396.1 | 4914.4 | 0 | 0 | 135490.2 | 34378.8 | 159.1 | 15776.6 | 1550.3 | 21.3 | 8258.9
3615 | 151 | Day151 | 14 | Hour14 | 5 | Spring | 2117 | #N/A | Spring | 602368 | 2024-05-31 14:00 | 593903.4 | 787.8 | 3116.2 | 4560.6 | 602368 | 570070.1 | 411667.6 | 0.0401 | 0.066 | 0.55 | 0.55 | 280.7 | 20.7 | 2.93 | 21 | 962.4 | 0.18 | 282.2 | 49.7 | 331.9 | 294.3 | 21.7 | 3.08 | 22 | 1008.8 | 0.19 | 295.8 | 52.1 | 348 | 76.9 | 2.5 | 0.33 | 8.2 | 356.1 | 0.04 | 77 | 18.9 | 95.9 | 650 | 18.7 | 3.08 | 81 | 2430.9 | 0.83 | 651.3 | 153.7 | 805 | 27.68 | 0 | 0.27 | 27.95 | 29.76 | 0 | 0.28 | 30.04 | 602368 | 190700.4 | 22.2 | 4230 | 0 | 8202.4 | 91156.3 | 0 | 750.5 | 20013.8 | 173270.8 | 0 | 1329.5 | 3315.4 | 36439.5 | 88396.1 | 5131.8 | 173.4 | 0 | 134355 | 35318.6 | 262.4 | 15599.3 | 3053.7 | 786.7 | 8258.9
3616 | 151 | Day151 | 15 | Hour15 | 5 | Spring | 2117 | #N/A | Spring | 609260.4 | 2024-05-31 15:00 | 602509 | 581.1 | 1772.3 | 4398.1 | 609260.4 | 578086.1 | 419610.1 | 0.0405 | 0.067 | 0.54 | 0.54 | 286.5 | 21.2 | 3 | 21.4 | 978.5 | 0.18 | 287.9 | 50.6 | 338.5 | 300 | 22.2 | 3.15 | 22.4 | 1024.7 | 0.19 | 301.5 | 53 | 354.5 | 83.4 | 2.9 | 0.37 | 8.9 | 381.1 | 0.05 | 83.6 | 20.2 | 103.8 | 989.6 | 102.2 | 14.77 | 41.4 | 2517.4 | 0.49 | 996.7 | 116.5 | 1113.2 | 28.34 | 0 | 0.26 | 28.61 | 30.47 | 0 | 0.28 | 30.75 | 609260.4 | 189650.3 | 276.7 | 4240.4 | 0 | 8370.1 | 94282.2 | 0 | 749.3 | 19572.2 | 176426.4 | 0 | 1504.6 | 3315.4 | 36615.9 | 88396.1 | 5769.8 | 412.5 | 0 | 130609.4 | 38155.7 | 563.8 | 15218.8 | 4334 | 1502.6 | 8258.9
3617 | 151 | Day151 | 16 | Hour16 | 5 | Spring | 2117 | #N/A | Spring | 615181.2 | 2024-05-31 16:00 | 608447.4 | 1276.6 | 1374.4 | 4082.8 | 615181.3 | 583624.6 | 430775.1 | 0.0408 | 0.0677 | 0.54 | 0.53 | 291 | 21.6 | 3.06 | 21.7 | 989.8 | 0.19 | 292.4 | 51.2 | 343.7 | 306.1 | 22.7 | 3.21 | 22.9 | 1042.6 | 0.2 | 307.7 | 54 | 361.7 | 95.8 | 3.5 | 0.45 | 9.9 | 438.9 | 0.05 | 96.1 | 23 | 119.1 | 891.3 | 88.5 | 12.84 | 41.5 | 2305.1 | 0.49 | 897.4 | 110.3 | 1007.7 | 28.79 | 0 | 0.26 | 29.05 | 30.98 | 0 | 0.28 | 31.26 | 615181.2 | 184406.2 | 219.1 | 4242 | 0 | 8374.7 | 96735.8 | 0 | 746.8 | 19420.4 | 178628.2 | 0 | 1728.6 | 3315.4 | 38575.3 | 88396.1 | 6568.9 | 3990.9 | 0 | 121281.1 | 41831.3 | 1126.7 | 14411.2 | 3350.4 | 2127.9 | 7679.9
3618 | 151 | Day151 | 17 | Hour17 | 5 | Spring | 2117 | #N/A | Spring | 611420.9 | 2024-05-31 17:00 | 606309.4 | 957.3 | 35.7 | 4118.4 | 611420.9 | 581657.6 | 444785.6 | 0.0406 | 0.0673 | 0.53 | 0.52 | 301.5 | 22.4 | 3.19 | 22.4 | 1021 | 0.19 | 303 | 52.8 | 355.9 | 318.1 | 23.6 | 3.35 | 23.8 | 1081.1 | 0.2 | 319.7 | 56 | 375.8 | 129.1 | 5.1 | 0.7 | 13.4 | 549.7 | 0.09 | 129.5 | 29.8 | 159.3 | 992.1 | 100.4 | 14.58 | 44.3 | 2514.4 | 0.55 | 999.1 | 119.4 | 1118.5 | 30.04 | 0 | 0.26 | 30.3 | 32.27 | 0 | 0.28 | 32.56 | 611420.9 | 166635.3 | 1630.3 | 4242 | 0 | 8240 | 100047.3 | 0 | 733.4 | 18670.5 | 180470.6 | 0 | 2468 | 3315.4 | 40332.7 | 88396.1 | 7193.9 | 8449.2 | 0 | 102105.8 | 43484.5 | 1641 | 11509.3 | 6690.4 | 2071.9 | 8258.9
3619 | 151 | Day151 | 18 | Hour18 | 5 | Spring | 2117 | #N/A | Spring | 598405.6 | 2024-05-31 18:00 | 593744 | 250.5 | 0 | 4411.2 | 598405.7 | 569955.9 | 465298.3 | 0.0401 | 0.0659 | 0.5 | 0.49 | 318.4 | 23.6 | 3.35 | 23.7 | 1081.5 | 0.2 | 320 | 56 | 376 | 338.3 | 24.9 | 3.53 | 25.4 | 1154.5 | 0.22 | 340 | 59.9 | 399.8 | 264.1 | 10.8 | 1.53 | 27.5 | 1080.2 | 0.2 | 264.8 | 59.7 | 324.5 | 815.8 | 31.7 | 5.15 | 94.3 | 2783.1 | 1.05 | 818.2 | 177.5 | 995.7 | 36.92 | 10.61 | 0.26 | 47.79 | 39.58 | 11.49 | 0.28 | 51.35 | 598405.6 | 133107.4 | 3668.4 | 4243.6 | 0 | 8001.8 | 102519.8 | 0 | 681.6 | 12336.5 | 180790.1 | 0 | 7043.1 | 3315.4 | 45796.8 | 88396.1 | 7646 | 13877.1 | 0 | 68370.2 | 50061.9 | 1657.3 | 9768.8 | 5338.1 | 2312.9 | 8050.4
3620 | 151 | Day151 | 19 | Hour19 | 5 | Spring | 2117 | #N/A | Spring | 578754.2 | 2024-05-31 19:00 | 574256 | 0 | 0 | 4498.3 | 578754.2 | 551756.3 | 468459.9 | 0.0392 | 0.0636 | 0.49 | 0.48 | 323.3 | 24.1 | 3.42 | 24 | 1091.5 | 0.21 | 325 | 56.6 | 381.5 | 341.5 | 25.3 | 3.59 | 25.5 | 1157.3 | 0.22 | 343.2 | 60.1 | 403.3 | 380.5 | 16.7 | 2.37 | 38.4 | 1530.3 | 0.28 | 381.7 | 84 | 465.7 | 1034.5 | 109.2 | 15.9 | 42 | 2479 | 0.57 | 1042.1 | 116 | 1158.1 | 31.49 | 1.69 | 0.26 | 33.44 | 33.65 | 1.82 | 0.28 | 35.75 | 578754.2 | 110294.4 | 2714.2 | 4243.6 | 0 | 8374.7 | 101367.9 | 0 | 529.4 | 7551.3 | 180742.1 | 0 | 3303.9 | 3315.4 | 56993.6 | 88396.1 | 8073.8 | 10934.4 | 0 | 41561.1 | 59004.4 | 1648.2 | 7121.4 | 3124 | 1345.1 | 7781.2
3621 | 151 | Day151 | 20 | Hour20 | 5 | Spring | 2117 | #N/A | Spring | 561250.6 | 2024-05-31 20:00 | 556893.8 | 0 | 0 | 4356.8 | 561250.6 | 535504.4 | 473164.6 | 0.0384 | 0.0616 | 0.46 | 0.46 | 341.2 | 25.5 | 3.62 | 25.2 | 1150.9 | 0.22 | 343 | 59.5 | 402.5 | 357.6 | 26.6 | 3.78 | 26.5 | 1210.2 | 0.23 | 359.5 | 62.6 | 422.1 | 380.9 | 20.6 | 2.91 | 34.2 | 1463.3 | 0.25 | 382.3 | 77.8 | 460.2 | 1090.7 | 99.8 | 15.26 | 68.4 | 2331 | 1.14 | 1097.9 | 138.2 | 1236 | 31.92 | 0 | 0.27 | 32.19 | 34.03 | 0 | 0.29 | 34.32 | 561250.6 | 88086 | 1907.3 | 4257.5 | 0 | 8374.7 | 104488.7 | 0 | 173.2 | 5533.4 | 186279.6 | 0 | 2368.2 | 3315.4 | 59926.9 | 88396.1 | 7725.9 | 6124.3 | 0 | 10701.8 | 70139.6 | 1537.9 | 2320.4 | 854.2 | 778.2 | 7888.4
3622 | 151 | Day151 | 21 | Hour21 | 5 | Spring | 2117 | #N/A | Spring | 540099.6 | 2024-05-31 21:00 | 535062 | 0 | 0 | 5037.6 | 540099.6 | 514999.9 | 463186.2 | 0.0375 | 0.0592 | 0.46 | 0.45 | 342.1 | 25.4 | 3.6 | 25.4 | 1162 | 0.22 | 343.8 | 60.1 | 403.9 | 356.7 | 26.4 | 3.75 | 26.6 | 1214 | 0.23 | 358.5 | 62.8 | 421.3 | 407.8 | 23.4 | 3.29 | 35.2 | 1545.9 | 0.25 | 409.4 | 81.3 | 490.7 | 672.5 | 49.5 | 6.97 | 46.2 | 2335.5 | 0.33 | 675.9 | 115.9 | 791.8 | 31.64 | 0 | 0.28 | 31.91 | 33.63 | 0 | 0.3 | 33.93 | 540099.6 | 76913.4 | 4691.7 | 4257.5 | 0 | 8374.7 | 100058.7 | 0 | 0 | 78 | 183653.3 | 0 | 2303.5 | 3315.4 | 57661.4 | 88396.1 | 6902.1 | 3571.8 | 0 | 160.1 | 75262 | 1413.2 | 771.9 | 1767.7 | 3813.3 | 8258.9
3623 | 151 | Day151 | 22 | Hour22 | 5 | Spring | 2117 | #N/A | Spring | 502558 | 2024-05-31 22:00 | 497911.8 | 0 | 0 | 4646.2 | 502558 | 479959.2 | 427477.6 | 0.0361 | 0.0551 | 0.47 | 0.47 | 321.7 | 23.4 | 3.31 | 24.4 | 1116.4 | 0.2 | 323.3 | 57.7 | 381 | 334.8 | 24.3 | 3.43 | 25.5 | 1164 | 0.21 | 336.5 | 60.2 | 396.7 | 427.7 | 25.9 | 3.63 | 35.3 | 1607.2 | 0.24 | 429.5 | 83.2 | 512.7 | 962.2 | 100.3 | 14.51 | 39.4 | 2417 | 0.48 | 969.1 | 111.5 | 1080.7 | 28.76 | 0 | 0.28 | 29.04 | 30.44 | 0 | 0.3 | 30.74 | 502558 | 75080.3 | 4112.7 | 4247.1 | 0 | 8374.7 | 85811.7 | 0 | 0 | 0 | 173221.3 | 0 | 705 | 3315.4 | 52121.9 | 88396.1 | 4298.5 | 2873.2 | 0 | 0 | 73747.2 | 1333.1 | 12.1 | 341.8 | 3158.8 | 8258.9
3624 | 151 | Day151 | 23 | Hour23 | 5 | Spring | 2117 | #N/A | Spring | 465102.7 | 2024-05-31 23:00 | 460586.6 | 0 | 0 | 4516.1 | 465102.7 | 444575.5 | 391311 | 0.0348 | 0.0511 | 0.5 | 0.5 | 296 | 20.9 | 2.95 | 23.3 | 1049 | 0.19 | 297.4 | 54.6 | 352.1 | 307.6 | 21.7 | 3.06 | 24.3 | 1091.6 | 0.2 | 309.1 | 56.9 | 366 | 429.8 | 23.4 | 3.24 | 37.7 | 1705 | 0.24 | 431.4 | 88.6 | 519.9 | 426.4 | 8.2 | 0.84 | 50.4 | 2212.5 | 0.2 | 426.9 | 116.4 | 543.3 | 27.14 | 0 | 0.28 | 27.42 | 28.61 | 0 | 0.3 | 28.91 | 465102.7 | 73791.7 | 2178.9 | 4198.3 | 0 | 8374.7 | 70213.6 | 0 | 0 | 0 | 157098.1 | 0 | 471.3 | 3315.4 | 51046.2 | 88396.1 | 3385.4 | 2633 | 0 | 0 | 72561.3 | 1230.4 | 0 | 597.6 | 1996.8 | 8178.2
3625 | 152 | Day152 | 0 | Hour0 | 5 | Spring | 7 | 589521.8 | Spring | 432441.2 | 2024-06-01 | 428219.6 | 0 | 0 | 4221.6 | 432441.2 | 413792 | 363762.2 | 0.0337 | 0.0476 | 0.52 | 0.52 | 287.7 | 20.7 | 2.92 | 22.5 | 1009.4 | 0.19 | 289.1 | 52.6 | 341.8 | 299.2 | 21.5 | 3.03 | 23.5 | 1051.6 | 0.2 | 300.6 | 54.9 | 355.5 | 462.9 | 28.9 | 4.05 | 37.2 | 1719.9 | 0.26 | 464.9 | 88.6 | 553.4 | 830.1 | 82 | 11.81 | 38.1 | 2228.7 | 0.41 | 835.8 | 104.6 | 940.4 | 26.93 | 0 | 0.28 | 27.22 | 28.29 | 0 | 0.3 | 28.59 | 432441.2 | 68679 | 4038.7 | 4198.3 | 0 | 8374.7 | 65026.9 | 0 | 0 | 0 | 138564.9 | 0 | 471.3 | 3315.4 | 45242.8 | 88396.1 | 2803 | 3330.2 | 0 | 0 | 67589.6 | 1089.4 | 0 | 446.1 | 3365.6 | 8315.2
3626 | 152 | Day152 | 1 | Hour1 | 5 | Spring | 2117 | #N/A | Spring | 408212.6 | 2024-06-01 01:00 | 402262 | 593.6 | 1386.6 | 3970.5 | 408212.7 | 389060.4 | 343788.5 | 0.0328 | 0.0446 | 0.52 | 0.52 | 286.2 | 20.4 | 2.88 | 22.7 | 1009.9 | 0.19 | 287.6 | 52.9 | 340.5 | 297.6 | 21.2 | 2.99 | 23.6 | 1050.7 | 0.2 | 299 | 55 | 354 | 452 | 26.4 | 3.68 | 38 | 1737 | 0.25 | 453.8 | 89.9 | 543.6 | 1028.4 | 111.6 | 16.19 | 38 | 2444.6 | 0.51 | 1036.1 | 111 | 1147.1 | 25.76 | 0 | 0.28 | 26.04 | 26.97 | 0 | 0.3 | 27.27 | 408212.6 | 64424.2 | 1055.8 | 4198.3 | 0 | 8374.7 | 60187.8 | 0 | 0 | 0 | 131939.4 | 0 | 471.3 | 3315.4 | 41695.5 | 88396.1 | 2729.6 | 1424.6 | 0 | 0 | 63400.7 | 1023.5 | 0 | 0 | 211.2 | 8315.2
3627 | 152 | Day152 | 2 | Hour2 | 5 | Spring | 2117 | #N/A | Spring | 393788.1 | 2024-06-01 02:00 | 384703.7 | 1050.2 | 4453.4 | 3580.8 | 393788.1 | 372296.9 | 335764.4 | 0.0322 | 0.0425 | 0.51 | 0.51 | 295 | 21.2 | 2.98 | 23.3 | 1037.6 | 0.2 | 296.4 | 54.3 | 350.7 | 306.6 | 22 | 3.1 | 24.2 | 1078.3 | 0.2 | 308.1 | 56.4 | 364.5 | 446.7 | 24.9 | 3.46 | 38.7 | 1748.2 | 0.25 | 448.4 | 90.9 | 539.3 | 1020.2 | 110.8 | 16.07 | 37.7 | 2423.2 | 0.51 | 1027.9 | 110 | 1137.9 | 25.7 | 0 | 0.28 | 25.98 | 26.86 | 0 | 0.3 | 27.15 | 393788.1 | 58023.7 | 409.4 | 4198.3 | 0 | 8374.7 | 60302.8 | 0 | 0 | 0 | 129929.9 | 0 | 471.3 | 3315.4 | 37529.8 | 88396.1 | 2700.9 | 135.8 | 0 | 0 | 57112.1 | 911.6 | 0 | 0 | 102.8 | 8315.2
3628 | 152 | Day152 | 3 | Hour3 | 5 | Spring | 2117 | #N/A | Spring | 389477.5 | 2024-06-01 03:00 | 377301.1 | 2240.4 | 6185.6 | 3750.3 | 389477.5 | 365228.1 | 331845.2 | 0.032 | 0.0416 | 0.51 | 0.5 | 297.3 | 21.3 | 3.01 | 23.5 | 1045.1 | 0.2 | 298.7 | 54.7 | 353.4 | 309.3 | 22.2 | 3.13 | 24.4 | 1086.7 | 0.21 | 310.8 | 56.8 | 367.6 | 452.9 | 24.8 | 3.44 | 39.6 | 1784.3 | 0.26 | 454.6 | 92.9 | 547.4 | 893.9 | 96.1 | 13.93 | 33.9 | 2154 | 0.45 | 900.6 | 98.2 | 998.8 | 25.54 | 0 | 0.28 | 25.82 | 26.66 | 0 | 0.29 | 26.96 | 389477.5 | 57632.3 | 427.4 | 4198.3 | 0 | 8374.7 | 60152.3 | 0 | 0 | 1.7 | 129364 | 0 | 471.3 | 3315.4 | 34396.5 | 88396.1 | 2689.5 | 59.8 | 0 | 3.6 | 56871.3 | 755.7 | 0 | 0 | 0 | 8315.2
3629 | 152 | Day152 | 4 | Hour4 | 5 | Spring | 2117 | #N/A | Spring | 388799 | 2024-06-01 04:00 | 379611.2 | 633.3 | 5117.9 | 3436.6 | 388799 | 367452.1 | 329955.9 | 0.032 | 0.0418 | 0.5 | 0.5 | 299.1 | 21.4 | 3.01 | 23.7 | 1055.6 | 0.2 | 300.5 | 55.2 | 355.8 | 309.7 | 22.1 | 3.11 | 24.6 | 1093.6 | 0.21 | 311.2 | 57.2 | 368.4 | 462.1 | 26.6 | 3.71 | 39.2 | 1784.9 | 0.26 | 463.9 | 92.5 | 556.4 | 953.4 | 98.5 | 14.23 | 39.8 | 2425.5 | 0.47 | 960.2 | 112.2 | 1072.5 | 25.78 | 0 | 0.27 | 26.05 | 26.9 | 0 | 0.29 | 27.18 | 388799 | 58843.1 | 806.9 | 4198.3 | 0 | 8374.7 | 59973.2 | 0 | 0 | 219.8 | 131377.5 | 0 | 471.3 | 3315.4 | 30255.4 | 88396.1 | 2615.5 | 171.5 | 0 | 1134.2 | 57003.2 | 486 | 5 | 0 | 0 | 8315.2
3630 | 152 | Day152 | 5 | Hour5 | 5 | Spring | 2117 | #N/A | Spring | 404100.9 | 2024-06-01 05:00 | 393377.5 | 1750.1 | 5550.8 | 3422.5 | 404100.9 | 380631.7 | 330088.3 | 0.0324 | 0.0433 | 0.52 | 0.51 | 287.5 | 20.5 | 2.88 | 22.8 | 1018 | 0.19 | 288.8 | 53.2 | 342.1 | 299.6 | 21.4 | 3.01 | 23.7 | 1059.6 | 0.2 | 301 | 55.4 | 356.4 | 382 | 21 | 2.93 | 33.4 | 1496.6 | 0.22 | 383.4 | 78.1 | 461.5 | 990.3 | 103.7 | 14.99 | 39.9 | 2486.7 | 0.48 | 997.5 | 114.1 | 1111.6 | 25.84 | 0 | 0.28 | 26.12 | 27 | 0 | 0.28 | 27.28 | 404100.9 | 74012.6 | 1473.2 | 4198.3 | 0 | 8374.7 | 59699.2 | 0 | 0 | 626.3 | 132580.9 | 0 | 363.8 | 3315.4 | 29170.2 | 88396.1 | 2374.3 | 142.1 | 0 | 14238.1 | 58716.4 | 431.8 | 881.2 | 0 | 0 | 8315.2
3631 | 152 | Day152 | 6 | Hour6 | 5 | Spring | 2117 | #N/A | Spring | 432922 | 2024-06-01 06:00 | 416019.6 | 3968.9 | 9460.7 | 3472.7 | 432921.9 | 402255.5 | 329566.3 | 0.0331 | 0.0458 | 0.55 | 0.55 | 268.1 | 19.2 | 2.7 | 21.2 | 946.2 | 0.18 | 269.4 | 49.5 | 318.8 | 282.4 | 20.3 | 2.86 | 22.2 | 993.3 | 0.19 | 283.7 | 51.8 | 335.6 | 212.6 | 9.7 | 1.34 | 20.7 | 873.7 | 0.14 | 213.2 | 46.8 | 260 | 787.2 | 77.7 | 11.18 | 36 | 2127.3 | 0.38 | 792.5 | 99.5 | 892.1 | 25.76 | 0 | 0.3 | 26.06 | 26.98 | 0 | 0.28 | 27.27 | 432922 | 103355.6 | 1539.6 | 4198.3 | 0 | 8374.7 | 60046.5 | 0 | 0 | 7110.1 | 130948.3 | 0 | 363.8 | 3315.4 | 29547 | 88396.1 | 2374.3 | 462.2 | 0 | 38834.4 | 57044.4 | 366.7 | 3915.7 | 0 | 107.7 | 8315.2
3632 | 152 | Day152 | 7 | Hour7 | 5 | Spring | 2117 | #N/A | Spring | 458661.3 | 2024-06-01 07:00 | 443341.4 | 3315.8 | 7992.1 | 4012 | 458661.3 | 428273.6 | 321164.3 | 0.034 | 0.0489 | 0.59 | 0.58 | 249.9 | 18.2 | 2.57 | 19.5 | 871.7 | 0.17 | 251.1 | 45.5 | 296.7 | 261.5 | 19.1 | 2.7 | 20.3 | 909.9 | 0.17 | 262.9 | 47.5 | 310.3 | 152.9 | 6.1 | 0.84 | 15.7 | 650.8 | 0.1 | 153.3 | 35.2 | 188.5 | 614 | 45 | 6.32 | 42.2 | 2151.7 | 0.29 | 617.1 | 106.4 | 723.5 | 25.23 | 0 | 0.29 | 25.52 | 26.51 | 0 | 0.29 | 26.8 | 458661.3 | 137497.1 | 915.8 | 4195.5 | 0 | 8374.7 | 60786.7 | 0 | 81.7 | 9952.3 | 125591 | 0 | 363.8 | 3315.4 | 26755.8 | 88396.1 | 2374.3 | 95.2 | 0 | 76439.5 | 50714.8 | 308.7 | 6554.1 | 0 | 319.8 | 8315.2
3633 | 152 | Day152 | 8 | Hour8 | 5 | Spring | 2117 | #N/A | Spring | 479141.3 | 2024-06-01 08:00 | 469332.8 | 2580.5 | 3019.8 | 4208.1 | 479141.3 | 452950.4 | 305290 | 0.0349 | 0.0518 | 0.62 | 0.62 | 225.6 | 16.2 | 2.28 | 17.9 | 794.1 | 0.15 | 226.7 | 41.7 | 268.4 | 235.4 | 16.9 | 2.39 | 18.7 | 827.4 | 0.16 | 236.6 | 43.4 | 280 | 108.5 | 4.7 | 0.67 | 10.9 | 441.2 | 0.08 | 108.8 | 24.1 | 132.9 | 881.7 | 89.5 | 12.91 | 38.1 | 2302.7 | 0.43 | 887.9 | 106.8 | 994.7 | 23.85 | 0 | 0.28 | 24.13 | 25.22 | 0 | 0.3 | 25.52 | 479141.3 | 173851.3 | 0 | 4175.2 | 0 | 8374.7 | 56243.1 | 0 | 540.8 | 12267.7 | 120879.7 | 0 | 363.8 | 3315.4 | 21502.7 | 88061 | 2374.3 | 0 | 0 | 114085 | 46639.5 | 318.3 | 9251.9 | 0 | 533.2 | 8315.2
3634 | 152 | Day152 | 9 | Hour9 | 5 | Spring | 2117 | #N/A | Spring | 509800.1 | 2024-06-01 09:00 | 494318 | 5996.4 | 4364.1 | 5121.7 | 509800.1 | 476599.5 | 312969.5 | 0.0358 | 0.0546 | 0.62 | 0.62 | 225.5 | 16.3 | 2.29 | 17.7 | 791.7 | 0.15 | 226.6 | 41.3 | 267.9 | 237.5 | 17.2 | 2.42 | 18.6 | 832.9 | 0.16 | 238.7 | 43.5 | 282.1 | 99.1 | 3.6 | 0.5 | 10.6 | 425.6 | 0.07 | 99.3 | 23.3 | 122.6 | 820 | 91 | 13.2 | 28.4 | 1896.9 | 0.4 | 826.3 | 85 | 911.4 | 20.29 | 0 | 0.14 | 20.43 | 21.92 | 0 | 0.17 | 22.09 | 509800.1 | 196830.6 | 0 | 4175.2 | 0 | 8374.7 | 60300.8 | 0 | 853.1 | 19133.2 | 128166 | 0 | 363.8 | 3315.4 | 19842.8 | 86056.5 | 2374.3 | 0 | 0 | 127788.8 | 48696.3 | 359.3 | 14264 | 0 | 0 | 8315.2
3635 | 152 | Day152 | 10 | Hour10 | 5 | Spring | 2117 | #N/A | Spring | 532927.4 | 2024-06-01 10:00 | 517885.7 | 5410.8 | 4364.1 | 5266.8 | 532927.4 | 498830.6 | 329555.6 | 0.0368 | 0.0572 | 0.61 | 0.61 | 238.2 | 17.7 | 2.5 | 18.1 | 818.4 | 0.16 | 239.4 | 42.5 | 282 | 251 | 18.7 | 2.64 | 19 | 861.5 | 0.16 | 252.3 | 44.8 | 297 | 93.6 | 2.8 | 0.37 | 10.6 | 424.8 | 0.06 | 93.7 | 23.3 | 117 | 334.9 | 7.4 | 0.8 | 38.5 | 1715.7 | 0.15 | 335.4 | 89.7 | 425.1 | 21.16 | 0 | 0.13 | 21.29 | 22.9 | 0 | 0.16 | 23.06 | 532927.4 | 203371.8 | 0 | 4175.2 | 0 | 8374.7 | 69283.7 | 0 | 950.1 | 19757.4 | 133511.7 | 0 | 363.8 | 3315.4 | 21481.3 | 86056.5 | 2993.3 | 0 | 0 | 131852.1 | 50462.7 | 349.4 | 16889.5 | 0 | 0 | 8315.2
3636 | 152 | Day152 | 11 | Hour11 | 5 | Spring | 2117 | #N/A | Spring | 550754.3 | 2024-06-01 11:00 | 536823.9 | 4052.2 | 4364.1 | 5514.1 | 550754.3 | 516630.5 | 346700.7 | 0.0376 | 0.0595 | 0.6 | 0.59 | 247.7 | 18.4 | 2.6 | 18.7 | 848.5 | 0.16 | 248.9 | 44.1 | 293 | 260.7 | 19.4 | 2.74 | 19.7 | 892.8 | 0.17 | 262 | 46.4 | 308.4 | 81.2 | 2.3 | 0.31 | 9.2 | 371.4 | 0.06 | 81.4 | 20.3 | 101.7 | 455.6 | 9.8 | 1.05 | 54.3 | 2346.8 | 0.24 | 456.1 | 124.3 | 580.4 | 23.17 | 0 | 0.28 | 23.45 | 24.96 | 0 | 0.29 | 25.25 | 550754.3 | 204053.6 | 139.3 | 4175.2 | 0 | 8374.7 | 74461.9 | 0 | 972.8 | 20328.8 | 142221.4 | 0 | 560.1 | 3315.4 | 22358.3 | 87343.1 | 3751.4 | 0 | 0 | 135196.3 | 47230 | 325.7 | 17606.5 | 0 | 0 | 8315.2
3637 | 152 | Day152 | 12 | Hour12 | 5 | Spring | 2117 | #N/A | Spring | 564235 | 2024-06-01 12:00 | 551984.6 | 3576.5 | 3057.2 | 5616.8 | 564235.1 | 530844.6 | 359130.5 | 0.0383 | 0.0612 | 0.59 | 0.58 | 257.3 | 19.4 | 2.74 | 19.1 | 873.6 | 0.17 | 258.7 | 45.2 | 303.8 | 270.4 | 20.4 | 2.89 | 20.1 | 917.6 | 0.17 | 271.8 | 47.5 | 319.2 | 79 | 2.5 | 0.33 | 8.9 | 355.1 | 0.06 | 79.2 | 19.5 | 98.6 | 809.1 | 80.1 | 11.53 | 36.8 | 2178.9 | 0.39 | 814.7 | 101.8 | 916.5 | 26.76 | 0 | 0.27 | 27.04 | 28.63 | 0 | 0.29 | 28.92 | 564235 | 205104.6 | 44 | 4224 | 0 | 8374.7 | 80872.6 | 0 | 970.1 | 20811.4 | 147389.1 | 0 | 571.9 | 3315.4 | 22526.3 | 88061 | 3751.4 | 0 | 0 | 137976.1 | 45066.2 | 280.8 | 18000.2 | 0 | 0 | 8315.2
3638 | 152 | Day152 | 13 | Hour13 | 5 | Spring | 2117 | #N/A | Spring | 574048.5 | 2024-06-01 13:00 | 564441.7 | 2478.2 | 1644.6 | 5484 | 574048.5 | 542518.7 | 371631.5 | 0.0388 | 0.0627 | 0.58 | 0.57 | 266.5 | 20.2 | 2.86 | 19.6 | 902 | 0.17 | 267.9 | 46.5 | 314.4 | 279.2 | 21.1 | 2.99 | 20.5 | 945 | 0.18 | 280.6 | 48.7 | 329.4 | 86.8 | 3.2 | 0.44 | 9.3 | 376.3 | 0.06 | 87 | 20.5 | 107.5 | 917 | 93.2 | 13.45 | 39.4 | 2390.2 | 0.45 | 923.4 | 110.8 | 1034.2 | 27.72 | 0 | 0.27 | 27.99 | 29.68 | 0 | 0.29 | 29.97 | 574048.5 | 202417 | 110 | 4224 | 0 | 8374.7 | 85892.9 | 0 | 963.7 | 20195.1 | 153504.6 | 0 | 620.5 | 3315.4 | 23776.9 | 88061 | 3751.4 | 0 | 0 | 136538.8 | 44412.7 | 306.6 | 17270.9 | 1344.8 | 859.3 | 8315.2
3639 | 152 | Day152 | 14 | Hour14 | 5 | Spring | 2117 | #N/A | Spring | 579524.7 | 2024-06-01 14:00 | 572282.8 | 135.3 | 1587.6 | 5518.9 | 579524.7 | 549852.9 | 380523.9 | 0.0392 | 0.0636 | 0.57 | 0.56 | 273.8 | 20.8 | 2.95 | 20 | 923.4 | 0.17 | 275.3 | 47.6 | 322.8 | 285.9 | 21.7 | 3.08 | 20.9 | 964.6 | 0.18 | 287.4 | 49.7 | 337.1 | 99.8 | 3.6 | 0.49 | 10.5 | 442 | 0.06 | 100 | 23.7 | 123.7 | 977.4 | 99.2 | 14.32 | 42.4 | 2539.7 | 0.49 | 984.3 | 118.3 | 1102.5 | 28.19 | 0 | 0.27 | 28.45 | 30.17 | 0 | 0.29 | 30.46 | 579524.7 | 199000.7 | 110 | 4226.9 | 0 | 8374.7 | 89509.3 | 0 | 957.6 | 20545.4 | 157396.5 | 0 | 679.4 | 3315.4 | 24843.8 | 88061 | 4006.9 | 0 | 0 | 134865.4 | 42275.4 | 356.9 | 16303.6 | 4741.8 | 2223 | 8315.2
3640 | 152 | Day152 | 15 | Hour15 | 5 | Spring | 2117 | #N/A | Spring | 582580.3 | 2024-06-01 15:00 | 576683.2 | 0 | 247.7 | 5649.3 | 582580.3 | 553968.9 | 389557.2 | 0.0394 | 0.0641 | 0.56 | 0.55 | 280.8 | 21.3 | 3.03 | 20.5 | 946.5 | 0.18 | 282.3 | 48.7 | 331 | 292.5 | 22.2 | 3.15 | 21.4 | 986.8 | 0.18 | 294.1 | 50.8 | 344.9 | 123.3 | 4.7 | 0.61 | 12.6 | 558.3 | 0.06 | 123.6 | 29.3 | 152.9 | 965.6 | 97.7 | 14.1 | 42.2 | 2518.6 | 0.48 | 972.4 | 117.4 | 1089.8 | 29.31 | 0 | 0.27 | 29.58 | 31.37 | 0 | 0.29 | 31.66 | 582580.3 | 193023.1 | 110 | 4257.5 | 0 | 8374.7 | 92258.1 | 0 | 961.5 | 20479.3 | 162055.3 | 0 | 679.4 | 3315.4 | 25878.6 | 88396.1 | 4232 | 0 | 0 | 130621.9 | 40491.4 | 468.9 | 16122 | 8470.6 | 2434.5 | 8315.2
3641 | 152 | Day152 | 16 | Hour16 | 5 | Spring | 2117 | #N/A | Spring | 585564 | 2024-06-01 16:00 | 579963 | 0 | 0 | 5601.1 | 585564.1 | 557032.6 | 400890.9 | 0.0395 | 0.0645 | 0.55 | 0.54 | 288.6 | 22.1 | 3.13 | 20.9 | 966.9 | 0.18 | 290.1 | 49.7 | 339.8 | 300.8 | 23 | 3.26 | 21.8 | 1009.3 | 0.19 | 302.4 | 51.9 | 354.3 | 184.2 | 9.2 | 1.27 | 16.9 | 749.4 | 0.11 | 184.9 | 39.3 | 224.2 | 1031.1 | 113.9 | 16.53 | 36.4 | 2387.1 | 0.52 | 1039 | 107.7 | 1146.7 | 29.75 | 0 | 0.27 | 30.03 | 31.84 | 0 | 0.29 | 32.13 | 585564 | 184673.2 | 125.9 | 4257.5 | 0 | 8374.7 | 96043.8 | 0 | 953.8 | 20081.5 | 164639.8 | 0 | 679.4 | 3315.4 | 28549.6 | 88396.1 | 4602.1 | 1906.5 | 0 | 123459.8 | 39732.5 | 445.7 | 16090.7 | 6070.8 | 1790.3 | 8315.2
3642 | 152 | Day152 | 17 | Hour17 | 5 | Spring | 2117 | #N/A | Spring | 589521.8 | 2024-06-01 17:00 | 584715.1 | 0 | 0 | 4806.7 | 589521.8 | 561494.2 | 426581.6 | 0.0397 | 0.0649 | 0.53 | 0.52 | 305 | 23.6 | 3.35 | 21.8 | 1010.5 | 0.19 | 306.6 | 52 | 358.5 | 321 | 24.7 | 3.51 | 23.1 | 1068.1 | 0.2 | 322.7 | 55 | 377.8 | 225.3 | 11.7 | 1.62 | 20.5 | 895.5 | 0.14 | 226.1 | 47.2 | 273.3 | 1058.4 | 104.2 | 15.46 | 54.1 | 2455.6 | 0.81 | 1065.8 | 127.5 | 1193.3 | 31.2 | 0 | 0.27 | 31.47 | 33.39 | 0 | 0.29 | 33.69 | 589521.8 | 162940.2 | 2533.1 | 4257.5 | 0 | 8374.7 | 102904.3 | 0 | 934.7 | 16800 | 168752.4 | 0 | 1189.4 | 3315.4 | 33113.3 | 88396.1 | 5926.4 | 7819.1 | 0 | 103896.3 | 40869.8 | 439.4 | 12283.1 | 6868.3 | 1317.9 | 8315.2
3643 | 152 | Day152 | 18 | Hour18 | 5 | Spring | 2117 | #N/A | Spring | 573382.9 | 2024-06-01 18:00 | 568055.4 | 0 | 0 | 5327.5 | 573382.9 | 545876.6 | 444248.9 | 0.039 | 0.0632 | 0.5 | 0.49 | 319.7 | 24.3 | 3.45 | 23.3 | 1071.7 | 0.2 | 321.4 | 55.2 | 376.6 | 338.7 | 25.5 | 3.63 | 24.9 | 1139.9 | 0.22 | 340.4 | 58.9 | 399.3 | 306.7 | 15.2 | 2.14 | 28.9 | 1215 | 0.2 | 307.8 | 65.1 | 372.9 | 754.3 | 28 | 4.15 | 83.5 | 2978.8 | 0.71 | 756.2 | 172.4 | 928.7 | 37.11 | 0 | 0.27 | 37.38 | 39.61 | 0 | 0.29 | 39.91 | 573382.9 | 129133.9 | 2071.4 | 4257.5 | 0 | 8374.7 | 102352.9 | 0 | 857.9 | 11066.6 | 174145.4 | 0 | 3519.2 | 3315.4 | 39141.9 | 88396.1 | 6430.9 | 12243.4 | 0 | 72266.6 | 44444.8 | 497.9 | 10069.5 | 6557.5 | 1309.1 | 8315.2
3644 | 152 | Day152 | 19 | Hour19 | 5 | Spring | 2117 | #N/A | Spring | 557506.3 | 2024-06-01 19:00 | 553579.6 | 0 | 0 | 3926.7 | 557506.3 | 532294.9 | 462005.6 | 0.0384 | 0.0616 | 0.47 | 0.46 | 344.1 | 26.1 | 3.72 | 25 | 1144.2 | 0.22 | 345.9 | 59.2 | 405.1 | 362.2 | 27.4 | 3.9 | 26.5 | 1208.8 | 0.23 | 364.1 | 62.6 | 426.7 | 343.5 | 17.6 | 2.49 | 31.9 | 1335.7 | 0.23 | 344.7 | 71.7 | 416.4 | 852.4 | 77.3 | 11.08 | 45.3 | 2502.3 | 0.42 | 857.7 | 120 | 977.7 | 32.94 | 0 | 0.27 | 33.21 | 35.11 | 0 | 0.29 | 35.4 | 557506.3 | 95500.7 | 2425.7 | 4257.5 | 0 | 8374.7 | 106890.2 | 0 | 669.8 | 6907.6 | 178052 | 0 | 3638.3 | 3315.4 | 48897.1 | 88396.1 | 8491 | 9267.6 | 0 | 40421.1 | 46904.8 | 597.5 | 7261.1 | 3101.4 | 1367.5 | 8315.2
3645 | 152 | Day152 | 20 | Hour20 | 5 | Spring | 2117 | #N/A | Spring | 544953.5 | 2024-06-01 20:00 | 540579.8 | 0 | 0 | 4373.7 | 544953.5 | 520105.2 | 472401.4 | 0.0379 | 0.0601 | 0.45 | 0.44 | 349.4 | 26.1 | 3.72 | 25.7 | 1177.4 | 0.22 | 351.2 | 60.9 | 412 | 367.9 | 27.4 | 3.89 | 27.3 | 1244.8 | 0.24 | 369.8 | 64.5 | 434.3 | 366.4 | 20 | 2.84 | 32.9 | 1387.9 | 0.25 | 367.8 | 74.4 | 442.1 | 832.4 | 70.5 | 10.04 | 48.9 | 2603.8 | 0.41 | 837.3 | 126.6 | 963.9 | 32.79 | 0 | 0.27 | 33.07 | 34.9 | 0 | 0.29 | 35.19 | 544953.5 | 72552.1 | 7516.4 | 4257.5 | 0 | 8374.7 | 104158 | 0 | 215.6 | 2975.8 | 184542.2 | 0 | 2891.8 | 3315.4 | 52611.9 | 88396.1 | 7723 | 8614.4 | 0 | 10882.3 | 57743.6 | 734.9 | 2236.5 | 2759.5 | 3350.3 | 8315.2
3646 | 152 | Day152 | 21 | Hour21 | 5 | Spring | 2117 | #N/A | Spring | 527189.6 | 2024-06-01 21:00 | 521814.1 | 0 | 0 | 5375.5 | 527189.6 | 502466.1 | 458213.6 | 0.0371 | 0.0579 | 0.45 | 0.44 | 347.3 | 25.5 | 3.61 | 26.1 | 1189.2 | 0.22 | 349 | 61.6 | 410.6 | 362.9 | 26.5 | 3.76 | 27.3 | 1245.6 | 0.23 | 364.7 | 64.5 | 429.2 | 399.7 | 21.4 | 3.02 | 36.1 | 1543.3 | 0.26 | 401.1 | 82.1 | 483.3 | 498.7 | 15.6 | 1.91 | 53.5 | 2396.9 | 0.23 | 499.7 | 125 | 624.7 | 32.15 | 0 | 0.28 | 32.44 | 34.14 | 0 | 0.3 | 34.44 | 527189.6 | 68976 | 5794.4 | 4257.5 | 0 | 8374.7 | 97851.4 | 0 | 0 | 51.5 | 182373.6 | 0 | 5131.8 | 3315.4 | 50315.5 | 88396.1 | 6775.9 | 5627.3 | 0 | 130 | 67922 | 872.6 | 733.1 | 3321.7 | 4830.9 | 8315.2
3647 | 152 | Day152 | 22 | Hour22 | 5 | Spring | 2117 | #N/A | Spring | 493604.6 | 2024-06-01 22:00 | 487511.4 | 0 | 0 | 6093.3 | 493604.7 | 470056.2 | 418318.2 | 0.0358 | 0.0542 | 0.48 | 0.48 | 315.2 | 22.7 | 3.2 | 24.3 | 1099.9 | 0.2 | 316.8 | 57.1 | 373.9 | 328.5 | 23.6 | 3.33 | 25.4 | 1148.3 | 0.21 | 330.1 | 59.7 | 389.8 | 452.5 | 28.5 | 3.96 | 35.7 | 1710.1 | 0.23 | 454.4 | 86.7 | 541.2 | 433.9 | 8.3 | 0.85 | 51.3 | 2249.6 | 0.2 | 434.4 | 118.4 | 552.8 | 30.63 | 0 | 0.28 | 30.91 | 32.4 | 0 | 0.3 | 32.7 | 493604.6 | 75286.5 | 4195.6 | 4247.1 | 0 | 8374.7 | 81338 | 0 | 0 | 0 | 169004.8 | 0 | 1371.4 | 3315.4 | 49180.4 | 88396.1 | 4757 | 4137.6 | 0 | 0.1 | 74252.5 | 1033.8 | 10.3 | 3321.7 | 2971 | 8315.2
3648 | 152 | Day152 | 23 | Hour23 | 5 | Spring | 2117 | #N/A | Spring | 445661.4 | 2024-06-01 23:00 | 439226.8 | 10.9 | 366.6 | 6057.2 | 445661.4 | 423970 | 377090.9 | 0.0347 | 0.0502 | 0.51 | 0.51 | 292.7 | 20.9 | 2.95 | 23 | 1029 | 0.19 | 294.2 | 53.7 | 347.9 | 304.9 | 21.7 | 3.06 | 24 | 1074.1 | 0.2 | 306.4 | 56.1 | 362.5 | 457.7 | 28.8 | 4 | 36.2 | 1728 | 0.23 | 459.7 | 87.8 | 547.5 | 894.7 | 69.1 | 9.76 | 58.6 | 3011.7 | 0.43 | 899.4 | 148.4 | 1047.9 | 28.7 | 0 | 0.29 | 28.99 | 30.29 | 0 | 0.31 | 30.59 | 445661.4 | 68570.5 | 3929.7 | 4247.1 | 0 | 8374.7 | 67552.3 | 0 | 0 | 0 | 146123.1 | 0 | 471.3 | 3315.4 | 47568.3 | 88061 | 3584.2 | 3863.6 | 0 | 0 | 67363.5 | 1207 | 0 | 3274.6 | 2303 | 8315.2
3649 | 153 | Day153 | 0 | Hour0 | 6 | Summer | 90 | 547223.4 | Summer | 427327.7 | 2024-06-02 | 421316 | 9.7 | 217.1 | 5784.8 | 427327.7 | 407135.7 | 350900.5 | 0.0337 | 0.0472 | 0.54 | 0.54 | 273 | 19.2 | 2.71 | 21.9 | 971.3 | 0.18 | 274.3 | 50.9 | 325.2 | 283.3 | 19.9 | 2.8 | 22.8 | 1009.6 | 0.19 | 284.7 | 52.9 | 337.6 | 450.6 | 27.4 | 3.79 | 36.4 | 1733.2 | 0.23 | 452.5 | 88.2 | 540.6 | 978.7 | 58.4 | 9.82 | 100.3 | 2252.3 | 1.58 | 983.1 | 167.9 | 1151 | 27.02 | 0 | 0.28 | 27.3 | 28.4 | 0 | 0.3 | 28.7 | 427327.7 | 76427.2 | 717.3 | 4198.3 | 0 | 8374.7 | 59328.3 | 0 | 0 | 0 | 134696 | 0 | 471.3 | 3315.4 | 46497.5 | 88396.1 | 2707.6 | 2198 | 0 | 0 | 75215.9 | 1211.3 | 0 | 2915.2 | 506.7 | 8315.2
3650 | 153 | Day153 | 1 | Hour1 | 6 | Summer | 2117 | #N/A | Summer | 403319 | 2024-06-02 01:00 | 396249 | 1497.3 | 217.1 | 5355.5 | 403318.9 | 383261 | 327531.9 | 0.0328 | 0.0442 | 0.55 | 0.55 | 259.4 | 17.7 | 2.49 | 21.5 | 940.5 | 0.18 | 260.6 | 49.6 | 310.2 | 268.8 | 18.3 | 2.57 | 22.4 | 975.1 | 0.18 | 270 | 51.5 | 321.5 | 457.3 | 29.6 | 4.12 | 35.3 | 1716.8 | 0.22 | 459.3 | 86.5 | 545.9 | 604.6 | 46.1 | 6.5 | 41.1 | 2054.3 | 0.32 | 607.8 | 102.5 | 710.2 | 24.85 | 0 | 0.28 | 25.13 | 26.08 | 0 | 0.29 | 26.38 | 403319 | 75787 | 0 | 4198.3 | 0 | 8374.7 | 50922.2 | 0 | 0 | 0 | 126701.6 | 0 | 471.3 | 3315.4 | 43511.4 | 87386.8 | 2542.2 | 108.2 | 0 | 0 | 74597.3 | 1189.7 | 0 | 1374.6 | 470.3 | 8315.2
3651 | 153 | Day153 | 2 | Hour2 | 6 | Summer | 2117 | #N/A | Summer | 387243.8 | 2024-06-02 02:00 | 379308.2 | 2621.7 | 217.1 | 5096.7 | 387243.7 | 367096.6 | 314225.1 | 0.0322 | 0.0421 | 0.55 | 0.55 | 259.5 | 17.7 | 2.49 | 21.6 | 941.3 | 0.18 | 260.8 | 49.7 | 310.5 | 268.6 | 18.3 | 2.57 | 22.4 | 973.9 | 0.19 | 269.8 | 51.5 | 321.3 | 439.6 | 26.6 | 3.66 | 35.7 | 1710.2 | 0.21 | 441.4 | 86.7 | 528.1 | 1104.9 | 126.3 | 18.37 | 35.9 | 2429.3 | 0.58 | 1113.6 | 108.5 | 1222.1 | 24.5 | 0 | 0.27 | 24.78 | 25.64 | 0 | 0.29 | 25.93 | 387243.8 | 73018.7 | 0 | 4198.3 | 0 | 8374.7 | 48887.7 | 0 | 0 | 0 | 121738.8 | 0 | 471.3 | 3315.4 | 37351.1 | 87451.6 | 2436.2 | 0 | 0 | 0 | 71808.4 | 1210.3 | 0 | 0 | 0 | 8315.2
3652 | 153 | Day153 | 3 | Hour3 | 6 | Summer | 2117 | #N/A | Summer | 380295 | 2024-06-02 03:00 | 371763.2 | 3868.6 | 4.1 | 4659 | 380295 | 359891 | 310121.7 | 0.0319 | 0.0411 | 0.55 | 0.55 | 262.8 | 17.9 | 2.52 | 21.9 | 954 | 0.18 | 264 | 50.4 | 314.4 | 271.9 | 18.6 | 2.61 | 22.7 | 985.8 | 0.19 | 273.1 | 52.1 | 325.2 | 451.2 | 27.6 | 3.81 | 36.3 | 1745.1 | 0.22 | 453.1 | 88.4 | 541.4 | 826.8 | 85.9 | 12.42 | 34.9 | 2088.6 | 0.43 | 832.8 | 97.3 | 930.1 | 24.41 | 0 | 0.27 | 24.68 | 25.52 | 0 | 0.29 | 25.81 | 380295 | 70173.2 | 0 | 4198.3 | 0 | 8374.7 | 48566.5 | 0 | 0 | 6.6 | 121363.3 | 0 | 471.3 | 3315.4 | 33872.7 | 87600.5 | 2359.1 | 0 | 0 | 14 | 68821.6 | 1330.9 | 0 | 0 | 0 | 8315.2
3653 | 153 | Day153 | 4 | Hour4 | 6 | Summer | 2117 | #N/A | Summer | 380816.1 | 2024-06-02 04:00 | 374031.2 | 2146.7 | 4.1 | 4634 | 380816.1 | 362082 | 311841.7 | 0.0319 | 0.0413 | 0.53 | 0.53 | 270.3 | 18.6 | 2.6 | 22.4 | 978.8 | 0.18 | 271.5 | 51.6 | 323.1 | 279.7 | 19.2 | 2.7 | 23.1 | 1012.5 | 0.19 | 281 | 53.4 | 334.4 | 471.2 | 30.3 | 4.21 | 36.5 | 1775 | 0.23 | 473.2 | 89.5 | 562.7 | 966.2 | 107 | 15.54 | 34.6 | 2232.3 | 0.5 | 973.7 | 101.3 | 1075 | 24.91 | 0 | 0.27 | 25.18 | 26.02 | 0 | 0.28 | 26.3 | 380816.1 | 68974.4 | 0 | 4198.3 | 0 | 8374.7 | 50601.4 | 0 | 0 | 235.6 | 124252.8 | 0 | 471.3 | 3315.4 | 30757.9 | 87739.6 | 2130.3 | 0 | 0 | 1211.8 | 66140.9 | 1386.1 | 21 | 0 | 0 | 8315.2
3654 | 153 | Day153 | 5 | Hour5 | 6 | Summer | 2117 | #N/A | Summer | 392850 | 2024-06-02 05:00 | 387411.8 | 1229.2 | 4.1 | 4204.7 | 392850 | 374908.5 | 319143.1 | 0.0323 | 0.0427 | 0.53 | 0.53 | 277.3 | 19.5 | 2.74 | 22.4 | 990.5 | 0.19 | 278.6 | 51.9 | 330.6 | 287.3 | 20.2 | 2.84 | 23.2 | 1026.7 | 0.19 | 288.7 | 53.9 | 342.6 | 435.8 | 27 | 3.74 | 34.6 | 1667.4 | 0.21 | 437.6 | 84.4 | 522 | 896.3 | 71.5 | 10.96 | 66.3 | 2205.3 | 0.96 | 901.4 | 132.3 | 1033.7 | 26.32 | 0 | 0.28 | 26.6 | 27.5 | 0 | 0.28 | 27.78 | 392850 | 73706.9 | 438.1 | 4195.5 | 0 | 8374.7 | 55561.2 | 0 | 0 | 631 | 127303.2 | 0 | 363.8 | 3315.4 | 29129.6 | 88396.1 | 2065.6 | 0 | 0 | 8489.7 | 63137.4 | 1448.7 | 886.2 | 0 | 177.9 | 8315.2
3655 | 153 | Day153 | 6 | Hour6 | 6 | Summer | 2117 | #N/A | Summer | 415541.4 | 2024-06-02 06:00 | 408333.9 | 1939.3 | 1298.9 | 3969.3 | 415541.4 | 394914.1 | 326819.7 | 0.0329 | 0.045 | 0.54 | 0.53 | 272.2 | 19.2 | 2.7 | 21.8 | 969.9 | 0.18 | 273.5 | 50.8 | 324.3 | 284.1 | 20.1 | 2.82 | 22.8 | 1012.9 | 0.19 | 285.5 | 53 | 338.5 | 290.3 | 16 | 2.19 | 24.9 | 1174.2 | 0.14 | 291.4 | 59.9 | 351.3 | 1076 | 114.6 | 16.58 | 41.6 | 2642.2 | 0.53 | 1084 | 120.5 | 1204.5 | 26.49 | 0 | 0.29 | 26.78 | 27.75 | 0 | 0.28 | 28.03 | 415541.4 | 88721.7 | 1539.2 | 4195.5 | 0 | 8374.7 | 57985.3 | 0 | 0 | 6070.5 | 131500.5 | 0 | 363.8 | 3315.4 | 29083.6 | 88396.1 | 2065.6 | 0 | 0 | 23304.1 | 57986.3 | 1360.8 | 3753.9 | 0 | 0 | 8315.2
3656 | 153 | Day153 | 7 | Hour7 | 6 | Summer | 2117 | #N/A | Summer | 436171.8 | 2024-06-02 07:00 | 431719.6 | 981.8 | 4.1 | 3466.3 | 436171.8 | 417217.5 | 330780 | 0.0336 | 0.0476 | 0.54 | 0.54 | 275.2 | 20.1 | 2.83 | 21.4 | 961.5 | 0.18 | 276.6 | 50.1 | 326.6 | 285.7 | 20.8 | 2.93 | 22.2 | 998.8 | 0.19 | 287.1 | 52 | 339.1 | 174.6 | 6.3 | 0.81 | 18 | 807.5 | 0.08 | 175 | 42.1 | 217.1 | 854.6 | 33.3 | 6.38 | 109.9 | 2051.5 | 1.7 | 857.3 | 171.5 | 1028.9 | 26.88 | 0 | 0.29 | 27.17 | 28.24 | 0 | 0.29 | 28.53 | 436171.8 | 105391.8 | 776 | 4195.5 | 0 | 8374.7 | 64215 | 0 | 72 | 8567.2 | 132328.6 | 0 | 363.8 | 3315.4 | 26710.2 | 88396.1 | 2104.6 | 0 | 0 | 55283.1 | 40057.5 | 1411.9 | 6072.5 | 0 | 118.9 | 8315.2
3657 | 153 | Day153 | 8 | Hour8 | 6 | Summer | 2117 | #N/A | Summer | 459833.1 | 2024-06-02 08:00 | 454120.6 | 1693.2 | 4.1 | 4015.2 | 459833.1 | 438529.3 | 320379.6 | 0.0343 | 0.05 | 0.58 | 0.57 | 255.8 | 18.6 | 2.62 | 19.9 | 894.2 | 0.17 | 257.1 | 46.6 | 303.7 | 265.8 | 19.3 | 2.72 | 20.7 | 928.6 | 0.18 | 267.1 | 48.4 | 315.6 | 106.6 | 2.9 | 0.34 | 11.9 | 527.4 | 0.05 | 106.7 | 27.6 | 134.3 | 879.1 | 76.6 | 11.76 | 59.1 | 1956.6 | 0.94 | 884.6 | 117.7 | 1002.2 | 25.05 | 0 | 0.28 | 25.33 | 26.5 | 0 | 0.3 | 26.8 | 459833.1 | 139453.5 | 0 | 4193.8 | 0 | 8374.7 | 62682.8 | 0 | 500.4 | 11220 | 129577.8 | 0 | 363.8 | 3315.4 | 22438.7 | 87033.9 | 2398.6 | 0 | 0 | 93503.8 | 32712.4 | 1516.8 | 8124.4 | 0 | 20.2 | 8315.2
3658 | 153 | Day153 | 9 | Hour9 | 6 | Summer | 2117 | #N/A | Summer | 488373.4 | 2024-06-02 09:00 | 473643.5 | 5830.5 | 4151.1 | 4748.3 | 488373.4 | 457058.7 | 320996.8 | 0.035 | 0.0522 | 0.6 | 0.59 | 244.4 | 17.8 | 2.51 | 19 | 851 | 0.16 | 245.6 | 44.4 | 290 | 257.1 | 18.8 | 2.65 | 19.9 | 893.5 | 0.17 | 258.3 | 46.6 | 304.9 | 89.3 | 2 | 0.22 | 10.3 | 456.6 | 0.04 | 89.4 | 23.9 | 113.3 | 830.8 | 95.7 | 13.92 | 28.1 | 1817.7 | 0.47 | 837.5 | 82.4 | 919.9 | 22.26 | 0 | 0.28 | 22.55 | 23.87 | 0 | 0.3 | 24.17 | 488373.4 | 167376.6 | 0 | 4184.4 | 0 | 8374.7 | 63761.2 | 0 | 807.5 | 17567 | 130210.2 | 0 | 363.8 | 3315.4 | 22490.1 | 85506.6 | 2790.3 | 0 | 0 | 113614.7 | 33574.5 | 1812.9 | 13279.4 | 0 | 715.5 | 8315.2
3659 | 153 | Day153 | 10 | Hour10 | 6 | Summer | 2117 | #N/A | Summer | 506227.8 | 2024-06-02 10:00 | 492374.6 | 4600 | 4151.1 | 5102.1 | 506227.8 | 474790.1 | 331962.5 | 0.0357 | 0.0542 | 0.6 | 0.59 | 246 | 18 | 2.54 | 19.1 | 853.4 | 0.16 | 247.3 | 44.5 | 291.8 | 258.7 | 18.9 | 2.67 | 20 | 896.4 | 0.17 | 260 | 46.8 | 306.8 | 82.7 | 2 | 0.22 | 9.4 | 418.8 | 0.04 | 82.8 | 21.9 | 104.7 | 345.7 | 6.5 | 0.65 | 42.6 | 1811.8 | 0.19 | 346 | 96.6 | 442.6 | 23.42 | 0 | 0.28 | 23.7 | 25.1 | 0 | 0.3 | 25.4 | 506227.8 | 174265.3 | 0 | 4233.2 | 0 | 8374.7 | 66819.4 | 0 | 913.8 | 17779.1 | 134460.2 | 0 | 363.8 | 3315.4 | 23077.6 | 88051.8 | 3266.3 | 0 | 0 | 119232.4 | 34159.9 | 2180.2 | 15424.7 | 187.1 | 71.8 | 8315.2
3660 | 153 | Day153 | 11 | Hour11 | 6 | Summer | 2117 | #N/A | Summer | 520477 | 2024-06-02 11:00 | 507714.4 | 4090.2 | 3408.2 | 5264.2 | 520477.1 | 489267.1 | 340089.9 | 0.0363 | 0.056 | 0.59 | 0.59 | 247.4 | 18 | 2.54 | 19.2 | 860.8 | 0.16 | 248.7 | 44.9 | 293.6 | 260 | 18.9 | 2.67 | 20.1 | 903.4 | 0.17 | 261.3 | 47.1 | 308.4 | 73.2 | 1.7 | 0.18 | 8.4 | 373.4 | 0.03 | 73.3 | 19.5 | 92.8 | 545.6 | 31.1 | 4.25 | 45.6 | 2193.1 | 0.25 | 547.7 | 111 | 658.7 | 26.79 | 0 | 0.28 | 27.07 | 28.48 | 0 | 0.3 | 28.78 | 520477 | 180387.1 | 0 | 4233.2 | 0 | 8374.7 | 68577.5 | 0 | 948.1 | 18291 | 140055.5 | 0 | 560.1 | 3315.4 | 23134.8 | 88396.1 | 3442.6 | 0 | 0 | 122942.3 | 35670.1 | 2535.6 | 15419.5 | 641.3 | 1.4 | 8315.2
3661 | 153 | Day153 | 12 | Hour12 | 6 | Summer | 2117 | #N/A | Summer | 532083.8 | 2024-06-02 12:00 | 520022.6 | 3690.4 | 3408.2 | 4962.6 | 532083.8 | 500853.3 | 346469.3 | 0.0369 | 0.0574 | 0.59 | 0.59 | 247.7 | 18 | 2.54 | 19.1 | 861 | 0.16 | 248.9 | 44.8 | 293.8 | 260.2 | 19 | 2.68 | 20.1 | 903.2 | 0.17 | 261.5 | 47 | 308.5 | 72.1 | 1.6 | 0.18 | 8.3 | 367.7 | 0.03 | 72.2 | 19.2 | 91.4 | 539.3 | 28.5 | 3.85 | 47.1 | 2240.1 | 0.25 | 541.2 | 113.9 | 655.2 | 27.29 | 0 | 0.28 | 27.57 | 29.02 | 0 | 0.3 | 29.32 | 532083.8 | 185614.6 | 76.4 | 4236.1 | 0 | 8374.7 | 70366.8 | 0 | 942.6 | 19432.3 | 142935.5 | 0 | 560.1 | 3315.4 | 24765.6 | 88396.1 | 3442.6 | 0 | 0 | 124807.3 | 37547.8 | 2884.5 | 15805.5 | 512.9 | 88.2 | 8315.2
3662 | 153 | Day153 | 13 | Hour13 | 6 | Summer | 2117 | #N/A | Summer | 540177 | 2024-06-02 13:00 | 530716.6 | 2714.4 | 1553.2 | 5192.9 | 540177.1 | 510887.7 | 354621.5 | 0.0374 | 0.0588 | 0.58 | 0.58 | 252.1 | 18.3 | 2.58 | 19.5 | 877.8 | 0.16 | 253.3 | 45.7 | 299 | 263.6 | 19.2 | 2.7 | 20.3 | 917.6 | 0.17 | 265 | 47.7 | 312.7 | 71.8 | 1.7 | 0.19 | 8.2 | 364.8 | 0.03 | 71.9 | 19.1 | 91 | 950.3 | 97.6 | 14.11 | 40.2 | 2431.7 | 0.47 | 957.1 | 112.8 | 1069.8 | 27.75 | 0 | 0.28 | 28.02 | 29.54 | 0 | 0.29 | 29.83 | 540177 | 185555.5 | 0 | 4236.1 | 0 | 8374.7 | 72473 | 0 | 946.3 | 19139.4 | 147979.4 | 0 | 679.4 | 3315.4 | 25722.5 | 88396.1 | 3445 | 0 | 0 | 124126.9 | 38172.6 | 3170.4 | 16095.7 | 587.5 | 373.9 | 8315.2
3663 | 153 | Day153 | 14 | Hour14 | 6 | Summer | 2117 | #N/A | Summer | 544266.8 | 2024-06-02 14:00 | 536800.5 | 432 | 1553.2 | 5481.1 | 544266.8 | 516562.1 | 366508.8 | 0.0377 | 0.0596 | 0.57 | 0.57 | 261.8 | 19 | 2.69 | 20.1 | 911.2 | 0.17 | 263.1 | 47.3 | 310.4 | 273.1 | 19.8 | 2.8 | 21 | 950.9 | 0.18 | 274.4 | 49.4 | 323.8 | 94.4 | 2.6 | 0.31 | 10.5 | 460.3 | 0.05 | 94.5 | 24.3 | 118.8 | 930.9 | 96 | 13.86 | 38.9 | 2385.3 | 0.45 | 937.6 | 110.1 | 1047.6 | 28.37 | 0 | 0.27 | 28.64 | 30.21 | 0 | 0.29 | 30.49 | 544266.8 | 177758 | 265.4 | 4236.1 | 0 | 8374.7 | 76002.2 | 0 | 949.7 | 17412.7 | 154294.9 | 0 | 648.6 | 3315.4 | 26479.9 | 88396.1 | 3444.4 | 1051.3 | 0 | 115012.6 | 41052.3 | 3330.7 | 15520.9 | 321.2 | 1125.8 | 8315.2
3664 | 153 | Day153 | 15 | Hour15 | 6 | Summer | 2117 | #N/A | Summer | 546247.2 | 2024-06-02 15:00 | 540242.9 | 258.6 | 317.3 | 5428.5 | 546247.2 | 519745.4 | 373344.9 | 0.0379 | 0.0602 | 0.56 | 0.56 | 267.2 | 19.4 | 2.73 | 20.5 | 931 | 0.17 | 268.5 | 48.3 | 316.8 | 279.1 | 20.2 | 2.85 | 21.5 | 973.6 | 0.18 | 280.5 | 50.6 | 331 | 108.5 | 3.2 | 0.4 | 11.9 | 517.5 | 0.06 | 108.7 | 27.3 | 136 | 958.3 | 99.7 | 14.43 | 39.3 | 2412.1 | 0.48 | 965.2 | 111.3 | 1076.5 | 28.68 | 0 | 0.22 | 28.9 | 30.56 | 0 | 0.24 | 30.79 | 546247.2 | 172902.4 | 11.3 | 4248.1 | 0 | 8374.7 | 77510.4 | 0 | 939.6 | 16257.3 | 158086.3 | 0 | 679.4 | 3315.4 | 26489.5 | 88396.1 | 3710 | 2523.6 | 0 | 111587.6 | 40728.3 | 3389.6 | 13910.9 | 3454.5 | 2616.9 | 8315.2
3665 | 153 | Day153 | 16 | Hour16 | 6 | Summer | 2117 | #N/A | Summer | 547223.4 | 2024-06-02 16:00 | 541854.9 | 0 | 0 | 5368.5 | 547223.4 | 521208.1 | 379536.3 | 0.0381 | 0.0606 | 0.56 | 0.55 | 269.9 | 19.6 | 2.76 | 20.7 | 939.1 | 0.17 | 271.2 | 48.8 | 320 | 282.8 | 20.4 | 2.88 | 21.8 | 985.9 | 0.18 | 284.2 | 51.2 | 335.4 | 118.9 | 3.6 | 0.46 | 13 | 562.2 | 0.06 | 119.1 | 29.8 | 148.9 | 1053.8 | 114.8 | 16.69 | 39 | 2460.3 | 0.55 | 1061.8 | 112.4 | 1174.2 | 28.87 | 0 | 0.27 | 29.13 | 30.75 | 0 | 0.29 | 31.03 | 547223.4 | 167687.1 | 545.9 | 4257.5 | 0 | 8374.7 | 78302.1 | 0 | 936.3 | 16646.4 | 159112.1 | 0 | 679.4 | 3315.4 | 27672.2 | 88396.1 | 4100.3 | 4780.7 | 0 | 102941.7 | 43781.1 | 3381.6 | 13067.1 | 1405 | 2245.9 | 8315.2
3666 | 153 | Day153 | 17 | Hour17 | 6 | Summer | 2117 | #N/A | Summer | 543394.4 | 2024-06-02 17:00 | 538224.8 | 260.6 | 0 | 4909 | 543394.4 | 517750.8 | 391686 | 0.038 | 0.0603 | 0.55 | 0.54 | 275.3 | 20 | 2.83 | 21.1 | 954.9 | 0.18 | 276.6 | 49.6 | 326.2 | 290.5 | 21 | 2.97 | 22.4 | 1011.1 | 0.19 | 292 | 52.6 | 344.5 | 157.1 | 6.2 | 0.81 | 15.9 | 701.3 | 0.08 | 157.5 | 36.8 | 194.3 | 1087.2 | 124.6 | 18.13 | 34.2 | 2375.3 | 0.55 | 1095.9 | 105.2 | 1201 | 29.28 | 0 | 0.27 | 29.55 | 31.19 | 0 | 0.29 | 31.48 | 543394.4 | 151708.4 | 1604.7 | 4257.5 | 0 | 8374.7 | 79555.3 | 0 | 271.9 | 14217.7 | 159842.8 | 0 | 708.6 | 3315.4 | 32696.3 | 88396.1 | 4332.9 | 8601.7 | 0 | 88681.1 | 45020 | 3517.6 | 11415 | 1247.7 | 1212.1 | 8315.2
3667 | 153 | Day153 | 18 | Hour18 | 6 | Summer | 2117 | #N/A | Summer | 532323.3 | 2024-06-02 18:00 | 527828.1 | 0 | 0 | 4495.2 | 532323.3 | 507939.3 | 402528.7 | 0.0377 | 0.0593 | 0.53 | 0.52 | 290.5 | 21.3 | 3.01 | 22.1 | 1003 | 0.19 | 292 | 52 | 344 | 307.5 | 22.4 | 3.17 | 23.5 | 1065.2 | 0.2 | 309.1 | 55.3 | 364.4 | 217.8 | 9.1 | 1.24 | 21.9 | 929.4 | 0.13 | 218.4 | 49.6 | 268 | 973 | 104.9 | 15.21 | 36.6 | 2335.4 | 0.49 | 980.3 | 106.4 | 1086.7 | 48.24 | 0 | 0.27 | 48.51 | 51.25 | 0 | 0.29 | 51.53 | 532323.3 | 129794.6 | 3136.3 | 4257.5 | 0 | 8374.7 | 82814.8 | 0 | 239.2 | 11263.1 | 161907.8 | 0 | 1618.7 | 3315.4 | 34321.7 | 88396.1 | 4634.2 | 9751.5 | 0 | 67455.1 | 47163.1 | 3674.1 | 9582.7 | 2150.3 | 845.1 | 8315.2
3668 | 153 | Day153 | 19 | Hour19 | 6 | Summer | 2117 | #N/A | Summer | 518034.4 | 2024-06-02 19:00 | 514465 | 0 | 0 | 3569.4 | 518034.5 | 495347.7 | 417079.6 | 0.0371 | 0.0578 | 0.5 | 0.49 | 307.8 | 22.3 | 3.16 | 23.7 | 1061.2 | 0.2 | 309.3 | 55.3 | 364.7 | 324.6 | 23.4 | 3.32 | 25.1 | 1121.7 | 0.21 | 326.2 | 58.6 | 384.8 | 316.4 | 14.1 | 1.98 | 31.4 | 1285 | 0.22 | 317.4 | 69.8 | 387.2 | 1022.7 | 40.1 | 7.95 | 134.5 | 2204.2 | 2.21 | 1026 | 200.8 | 1226.8 | 32.21 | 0 | 0.27 | 32.48 | 34.19 | 0 | 0.29 | 34.48 | 518034.4 | 100954.9 | 1864.8 | 4257.5 | 0 | 8374.7 | 83747.3 | 0 | 169.7 | 7171.6 | 164961.2 | 0 | 2841.9 | 3315.4 | 43553.9 | 88396.1 | 6560.8 | 9205.9 | 0 | 39090.9 | 50795 | 3727.6 | 7464.1 | 815.5 | 1112.7 | 8315.2
3669 | 153 | Day153 | 20 | Hour20 | 6 | Summer | 2117 | #N/A | Summer | 508002.9 | 2024-06-02 20:00 | 504035.6 | 0 | 0 | 3967.3 | 508002.9 | 485555.3 | 433940.1 | 0.0367 | 0.0565 | 0.48 | 0.47 | 319.5 | 23 | 3.26 | 24.6 | 1106.8 | 0.21 | 321.1 | 57.7 | 378.8 | 336.8 | 24.1 | 3.42 | 26.1 | 1170 | 0.22 | 338.4 | 61.1 | 399.5 | 343.2 | 16.5 | 2.32 | 32.9 | 1368.6 | 0.23 | 344.3 | 73.7 | 418 | 696.6 | 37.7 | 5.12 | 60.2 | 2852.3 | 0.33 | 699.1 | 145.3 | 844.4 | 31.37 | 0 | 0.28 | 31.65 | 33.26 | 0 | 0.29 | 33.55 | 508002.9 | 74062.8 | 4246.3 | 4257.5 | 0 | 8374.7 | 84451.2 | 0 | 47 | 3118 | 169999.9 | 0 | 2816.1 | 3315.4 | 51146.9 | 88396.1 | 6560.8 | 10375.2 | 0 | 9911.3 | 57184.5 | 3802 | 2321.5 | 2116.1 | 4034.1 | 8315.2
3670 | 153 | Day153 | 21 | Hour21 | 6 | Summer | 2117 | #N/A | Summer | 492182 | 2024-06-02 21:00 | 487964 | 0 | 0 | 4218 | 492182 | 470411.1 | 424147.4 | 0.036 | 0.0546 | 0.48 | 0.47 | 319.2 | 22.8 | 3.22 | 24.7 | 1116.9 | 0.2 | 320.8 | 58 | 378.8 | 335.1 | 23.9 | 3.37 | 26 | 1175.1 | 0.22 | 336.7 | 61.1 | 397.8 | 358.7 | 17.9 | 2.44 | 32.7 | 1489.3 | 0.19 | 359.9 | 77.1 | 437 | 866.2 | 60 | 9.04 | 70.4 | 2560.6 | 0.82 | 870.4 | 146.9 | 1017.3 | 32.3 | 0 | 0.23 | 32.53 | 34.18 | 0 | 0.25 | 34.42 | 492182 | 68034.6 | 5565.2 | 4257.5 | 0 | 8374.7 | 81452.3 | 0 | 0 | 39 | 167394.9 | 0 | 4086.1 | 3315.4 | 49185.8 | 88396.1 | 4943.8 | 7175.7 | 0 | 126 | 64004 | 3865.5 | 771.3 | 4046.7 | 3607.2 | 8315.2
3671 | 153 | Day153 | 22 | Hour22 | 6 | Summer | 2117 | #N/A | Summer | 464943.6 | 2024-06-02 22:00 | 460206.9 | 0 | 0 | 4736.8 | 464943.7 | 444093.9 | 395171.6 | 0.035 | 0.0516 | 0.49 | 0.49 | 307.2 | 22.3 | 3.15 | 23.6 | 1067.5 | 0.2 | 308.7 | 55.5 | 364.2 | 320 | 23.2 | 3.28 | 24.7 | 1113.2 | 0.21 | 321.6 | 57.9 | 379.4 | 408.1 | 24 | 3.32 | 33.7 | 1596 | 0.2 | 409.8 | 81.3 | 491 | 520.3 | 9.9 | 1.01 | 61.6 | 2703.9 | 0.24 | 520.9 | 142.2 | 663.1 | 29.71 | 0 | 0.28 | 29.99 | 31.34 | 0 | 0.3 | 31.63 | 464943.6 | 69772.1 | 2948 | 4247.1 | 0 | 8374.7 | 75752.1 | 0 | 0 | 0.1 | 155016.9 | 0 | 159.1 | 3315.4 | 49073.2 | 88396.1 | 3996.9 | 3891.9 | 0 | 0.3 | 65903.7 | 3868 | 10.8 | 2315 | 3622.6 | 8315.2
3672 | 153 | Day153 | 23 | Hour23 | 6 | Summer | 2117 | #N/A | Summer | 435790.3 | 2024-06-02 23:00 | 431225.6 | 0 | 0 | 4564.8 | 435790.3 | 416502.4 | 364949 | 0.0341 | 0.0486 | 0.53 | 0.52 | 281 | 19.9 | 2.81 | 22.3 | 996.4 | 0.18 | 282.3 | 52 | 334.3 | 292.3 | 20.7 | 2.92 | 23.2 | 1037.8 | 0.19 | 293.8 | 54.2 | 347.9 | 445.1 | 28.2 | 3.93 | 35.2 | 1664.6 | 0.23 | 447 | 84.8 | 531.8 | 751.3 | 71 | 10.2 | 37.4 | 2117.9 | 0.37 | 756.1 | 100.6 | 856.8 | 28.58 | 0 | 0.28 | 28.86 | 30.06 | 0 | 0.3 | 30.35 | 435790.3 | 70841.3 | 2222.1 | 4198.3 | 0 | 8374.7 | 63074.5 | 0 | 0 | 0 | 141037.3 | 0 | 159.1 | 3315.4 | 47770.4 | 88396.1 | 2513.3 | 3887.8 | 0 | 0 | 67925 | 2916.3 | 0 | 1818.5 | 4017.7 | 8315.2
3673 | 154 | Day154 | 0 | Hour0 | 6 | Summer | 92 | 524535.3 | Summer | 409301.4 | 2024-06-03 | 404595.5 | 0 | 0 | 4705.9 | 409301.4 | 391113 | 334964 | 0.0333 | 0.0457 | 0.57 | 0.56 | 252.8 | 17.6 | 2.47 | 20.7 | 907.5 | 0.17 | 254 | 47.8 | 301.8 | 263 | 18.3 | 2.57 | 21.6 | 945.2 | 0.18 | 264.2 | 49.8 | 314 | 452.4 | 30.3 | 4.22 | 33.8 | 1670.9 | 0.21 | 454.4 | 83.7 | 538.1 | 792 | 57.2 | 8.03 | 55.4 | 2791.2 | 0.38 | 795.9 | 138.7 | 934.5 | 27.05 | 0 | 0.28 | 27.33 | 28.36 | 0 | 0.3 | 28.66 | 409301.4 | 74337.4 | 2551.3 | 4198.3 | 0 | 8374.7 | 51666.4 | 0 | 0 | 0 | 123748.5 | 0 | 159.1 | 3315.4 | 46079.7 | 88396.1 | 2327.4 | 4147 | 0 | 0 | 72094.4 | 2242.9 | 0 | 1376.2 | 116.1 | 8315.2
3674 | 154 | Day154 | 1 | Hour1 | 6 | Summer | 2117 | #N/A | Summer | 386901.4 | 2024-06-03 01:00 | 381897 | 110 | 418.5 | 4476 | 386901.4 | 369459.2 | 309367.4 | 0.0326 | 0.043 | 0.59 | 0.59 | 241.2 | 17.1 | 2.41 | 19.8 | 855.6 | 0.17 | 242.4 | 45.3 | 287.7 | 250.8 | 17.7 | 2.5 | 20.6 | 890.6 | 0.18 | 252 | 47.2 | 299.2 | 434.1 | 25.2 | 3.46 | 35.9 | 1724.2 | 0.2 | 435.8 | 87.3 | 523.1 | 751.3 | 68.4 | 9.79 | 39.6 | 2212 | 0.36 | 756 | 105.6 | 861.6 | 25.19 | 0 | 0.28 | 25.47 | 26.33 | 0 | 0.3 | 26.63 | 386901.4 | 77534 | 1309.1 | 4197.2 | 0 | 8374.7 | 47679.4 | 0 | 0 | 0 | 108044 | 0 | 95.5 | 3315.4 | 41759.4 | 88396.1 | 2317.7 | 3878.7 | 0 | 0 | 75415.6 | 2118.5 | 0 | 471.9 | 35.7 | 8315.2
3675 | 154 | Day154 | 2 | Hour2 | 6 | Summer | 2117 | #N/A | Summer | 374695.2 | 2024-06-03 02:00 | 365618.7 | 179.2 | 4675.9 | 4221.4 | 374695.1 | 353910.2 | 295372.2 | 0.032 | 0.0409 | 0.6 | 0.6 | 238.5 | 17 | 2.39 | 19.6 | 842.4 | 0.17 | 239.6 | 44.7 | 284.3 | 247.8 | 17.6 | 2.48 | 20.4 | 877.6 | 0.18 | 249 | 46.6 | 295.6 | 416.7 | 22.7 | 3.08 | 36 | 1704.5 | 0.2 | 418.2 | 86.9 | 505.1 | 675.5 | 60.5 | 8.65 | 37.4 | 2021.3 | 0.35 | 679.7 | 97.7 | 777.4 | 23.7 | 0 | 0.28 | 23.99 | 24.73 | 0 | 0.29 | 25.02 | 374695.2 | 79322.9 | 951 | 4197.2 | 0 | 8374.7 | 46005.6 | 0 | 0 | 0 | 102027.1 | 0 | 95.5 | 3315.4 | 36733.5 | 88191.7 | 2317.7 | 3162.9 | 0 | 0 | 77037.5 | 2285.4 | 0 | 0 | 7.8 | 8315.2
3676 | 154 | Day154 | 3 | Hour3 | 6 | Summer | 2117 | #N/A | Summer | 368935.9 | 2024-06-03 03:00 | 355310.6 | 200.6 | 9315.6 | 4109.1 | 368935.9 | 344053.9 | 289551.9 | 0.0317 | 0.0395 | 0.59 | 0.59 | 242 | 17.2 | 2.43 | 19.8 | 854.8 | 0.17 | 243.2 | 45.3 | 288.5 | 252 | 17.9 | 2.52 | 20.7 | 892.1 | 0.18 | 253.2 | 47.3 | 300.5 | 412.7 | 22.4 | 3.04 | 35.7 | 1689.2 | 0.2 | 414.2 | 86.1 | 500.3 | 856.9 | 88.3 | 12.75 | 35.8 | 2197.9 | 0.42 | 863 | 101.5 | 964.5 | 22.87 | 0 | 0.29 | 23.16 | 23.8 | 0 | 0.29 | 24.09 | 368935.9 | 79384 | 845.6 | 4123.5 | 0 | 8374.7 | 45981.4 | 0 | 0 | 0 | 101940.1 | 0 | 95.5 | 3315.4 | 33683.1 | 87033.9 | 2317.7 | 1841 | 0 | 0.2 | 77099.2 | 2284.5 | 0 | 0 | 0 | 8315.2
3677 | 154 | Day154 | 4 | Hour4 | 6 | Summer | 2117 | #N/A | Summer | 365231.6 | 2024-06-03 04:00 | 350934.5 | 405.8 | 9640.8 | 4250.5 | 365231.6 | 339878.4 | 286351.3 | 0.0315 | 0.0389 | 0.59 | 0.58 | 244.3 | 17.4 | 2.45 | 20 | 862.9 | 0.18 | 245.5 | 45.8 | 291.2 | 254.3 | 18 | 2.54 | 20.8 | 899.9 | 0.18 | 255.5 | 47.7 | 303.2 | 407.6 | 21.7 | 2.93 | 35.7 | 1682.8 | 0.19 | 409.1 | 85.9 | 495 | 936 | 101.3 | 14.67 | 34.8 | 2247.3 | 0.46 | 943.1 | 101.9 | 1044.9 | 22.83 | 0 | 0.29 | 23.11 | 23.75 | 0 | 0.29 | 24.04 | 365231.6 | 78880.4 | 79.3 | 4123.5 | 0 | 8374.7 | 45939.4 | 0 | 0 | 45.9 | 101892.1 | 0 | 95.5 | 3315.4 | 31207.2 | 87033.9 | 2317.7 | 1972.5 | 0 | 198.1 | 76443.1 | 2193.2 | 0.1 | 0 | 0 | 8315.2
3678 | 154 | Day154 | 5 | Hour5 | 6 | Summer | 2117 | #N/A | Summer | 371736.1 | 2024-06-03 05:00 | 352320.3 | 893.3 | 14679.3 | 3843.2 | 371736.1 | 341231.1 | 282410.5 | 0.0315 | 0.0389 | 0.6 | 0.6 | 236.3 | 16.9 | 2.38 | 19.4 | 833 | 0.17 | 237.4 | 44.2 | 281.6 | 247.3 | 17.6 | 2.49 | 20.2 | 872.1 | 0.18 | 248.5 | 46.2 | 294.7 | 289.1 | 14 | 1.88 | 26.6 | 1233.2 | 0.14 | 290 | 63.4 | 353.4 | 689.4 | 62.7 | 8.98 | 36.3 | 2030.4 | 0.33 | 693.7 | 96.9 | 790.7 | 22.5 | 0 | 0.28 | 22.79 | 23.41 | 0 | 0.29 | 23.7 | 371736.1 | 89325.7 | 559.3 | 4123.5 | 0 | 8374.7 | 45368.9 | 0 | 0 | 303.2 | 99826.4 | 0 | 95.5 | 3315.4 | 29393.9 | 87033.9 | 2317.7 | 2001.2 | 0 | 10561.9 | 76265.2 | 2195.4 | 222.7 | 0 | 0 | 8315.2
3679 | 154 | Day154 | 6 | Hour6 | 6 | Summer | 2117 | #N/A | Summer | 382006.2 | 2024-06-03 06:00 | 358920.5 | 4910.4 | 14892.3 | 3283.1 | 382006.3 | 347582.9 | 266862.5 | 0.0316 | 0.0396 | 0.65 | 0.64 | 211.8 | 15.4 | 2.17 | 17.3 | 738 | 0.16 | 212.8 | 39.4 | 252.2 | 223.9 | 16.3 | 2.31 | 18.1 | 777.3 | 0.16 | 225 | 41.3 | 266.3 | 127 | 3.6 | 0.43 | 14 | 622.9 | 0.06 | 127.2 | 32.6 | 159.8 | 485.3 | 24.3 | 3.25 | 43.6 | 2058 | 0.22 | 486.9 | 105 | 591.9 | 20.41 | 0 | 0.3 | 20.71 | 21.29 | 0 | 0.29 | 21.57 | 382006.2 | 115143.7 | 298.6 | 4123.5 | 0 | 8374.7 | 42656.3 | 0 | 0 | 5003 | 88364.2 | 0 | 95.5 | 3315.4 | 28645.4 | 87033.9 | 2317.7 | 1637.4 | 0 | 35862.3 | 71847.3 | 2431.1 | 1943.8 | 0 | 0 | 8315.2
3680 | 154 | Day154 | 7 | Hour7 | 6 | Summer | 2117 | #N/A | Summer | 399358.3 | 2024-06-03 07:00 | 375846.3 | 5690.2 | 14679.3 | 3142.5 | 399358.3 | 363829.2 | 266738.5 | 0.032 | 0.0414 | 0.66 | 0.65 | 208.3 | 15.1 | 2.14 | 17 | 726.5 | 0.15 | 209.4 | 38.7 | 248.1 | 219.9 | 16 | 2.27 | 17.8 | 764.1 | 0.16 | 221 | 40.6 | 261.6 | 107.7 | 2.7 | 0.31 | 12.2 | 539.3 | 0.05 | 107.9 | 28.2 | 136.1 | 510.2 | 30 | 4.11 | 41.8 | 2022 | 0.23 | 512.2 | 102.1 | 614.3 | 21.02 | 0 | 0.3 | 21.32 | 21.99 | 0 | 0.29 | 22.28 | 399358.3 | 132619.8 | 964.4 | 4123.5 | 0 | 8374.7 | 43909.4 | 0 | 26.1 | 8223.8 | 91325.4 | 0 | 95.5 | 3315.4 | 25278.5 | 87033.9 | 2317.7 | 0 | 0 | 68991.9 | 52925.8 | 2452.1 | 4691.1 | 0 | 2.7 | 8315.2
3681 | 154 | Day154 | 8 | Hour8 | 6 | Summer | 2117 | #N/A | Summer | 419463.5 | 2024-06-03 08:00 | 399638.4 | 2259.8 | 14432.5 | 3132.8 | 419463.5 | 386595.7 | 258262.6 | 0.0326 | 0.0441 | 0.68 | 0.68 | 187 | 13 | 1.83 | 15.9 | 668.9 | 0.14 | 187.9 | 35.8 | 223.7 | 196.9 | 13.8 | 1.94 | 16.6 | 701.6 | 0.15 | 197.9 | 37.5 | 235.4 | 70.5 | 2.5 | 0.32 | 7.3 | 329.6 | 0.03 | 70.6 | 17.1 | 87.7 | 906.2 | 99.8 | 14.48 | 32 | 2118.4 | 0.45 | 913.1 | 95.3 | 1008.4 | 21.37 | 0 | 0.29 | 21.66 | 22.31 | 0 | 0.29 | 22.6 | 419463.5 | 161200.9 | 0 | 4123.5 | 0 | 8374.7 | 39232.4 | 0 | 138.6 | 10970.5 | 92179.8 | 0 | 100.2 | 3315.4 | 21584.9 | 87033.9 | 2317.7 | 0 | 0 | 106900.2 | 40742.6 | 2449.1 | 7131.3 | 0 | 0 | 8315.2
3682 | 154 | Day154 | 9 | Hour9 | 6 | Summer | 2117 | #N/A | Summer | 445154.4 | 2024-06-03 09:00 | 424258.7 | 4720.6 | 12320.3 | 3854.8 | 445154.5 | 410077.3 | 253453.3 | 0.0334 | 0.0469 | 0.7 | 0.69 | 174.5 | 12.1 | 1.7 | 14.9 | 627.2 | 0.13 | 175.4 | 33.6 | 209 | 185.3 | 12.9 | 1.81 | 15.7 | 663.6 | 0.14 | 186.2 | 35.5 | 221.7 | 54.5 | 1.6 | 0.19 | 6 | 266.6 | 0.03 | 54.6 | 13.9 | 68.5 | 283.2 | 5.3 | 0.53 | 33.5 | 1481 | 0.12 | 283.5 | 77.6 | 361.2 | 16.83 | 0 | 0.13 | 16.96 | 17.89 | 0 | 0.15 | 18.04 | 445154.4 | 191701.1 | 227.2 | 4106.4 | 0 | 8374.7 | 38420.9 | 0 | 220.7 | 18402.5 | 92380.9 | 0 | 129.9 | 3315.4 | 19150.8 | 85029.4 | 2317.7 | 0 | 0 | 128598.4 | 42131.6 | 2347.9 | 12736.4 | 0 | 0 | 8315.2
3683 | 154 | Day154 | 10 | Hour10 | 6 | Summer | 2117 | #N/A | Summer | 462082.2 | 2024-06-03 10:00 | 446851 | 4862.7 | 6300 | 4068.6 | 462082.2 | 431554 | 261466.5 | 0.0342 | 0.0495 | 0.69 | 0.69 | 177 | 12.2 | 1.71 | 15.1 | 638.5 | 0.13 | 177.8 | 34.1 | 212 | 186.7 | 12.8 | 1.81 | 15.9 | 673.1 | 0.14 | 187.6 | 36 | 223.6 | 55.9 | 1.6 | 0.19 | 6.2 | 273.1 | 0.03 | 56 | 14.3 | 70.4 | 647.1 | 61.8 | 8.88 | 31.4 | 1812.7 | 0.31 | 651.4 | 85.5 | 737 | 18.95 | 0 | 0.12 | 19.08 | 20.33 | 0 | 0.15 | 20.48 | 462082.2 | 200615.6 | 124.8 | 4180.1 | 0 | 8374.7 | 40162.1 | 0 | 273.4 | 18803.3 | 98596.6 | 0 | 129.9 | 3315.4 | 17873.6 | 86391.6 | 2317.7 | 0 | 0 | 138282.4 | 41001.8 | 2254.7 | 15645.2 | 0 | 188.5 | 8315.2
3684 | 154 | Day154 | 11 | Hour11 | 6 | Summer | 2117 | #N/A | Summer | 479048.2 | 2024-06-03 11:00 | 466473.7 | 4373.5 | 4147 | 4054 | 479048.2 | 450142.2 | 277014.4 | 0.035 | 0.0519 | 0.68 | 0.67 | 183.7 | 12.4 | 1.74 | 15.7 | 669.7 | 0.13 | 184.5 | 35.7 | 220.2 | 192.9 | 13.1 | 1.83 | 16.4 | 702.8 | 0.14 | 193.8 | 37.4 | 231.2 | 53.4 | 1.4 | 0.17 | 6 | 262.1 | 0.03 | 53.4 | 13.8 | 67.2 | 715.6 | 68.6 | 9.85 | 34.6 | 1997.7 | 0.35 | 720.3 | 94.2 | 814.5 | 20.15 | 0 | 0.12 | 20.28 | 21.64 | 0 | 0.15 | 21.79 | 479048.2 | 202033.8 | 112.2 | 4181.2 | 0 | 8374.7 | 42305 | 0 | 280.3 | 18864.2 | 109021.4 | 0 | 95.5 | 3315.4 | 20899.7 | 86391.6 | 2317.7 | 0 | 0 | 141073.3 | 39711.3 | 2104.7 | 16071.3 | 1914.4 | 0 | 8315.2
3685 | 154 | Day154 | 12 | Hour12 | 6 | Summer | 2117 | #N/A | Summer | 492895.9 | 2024-06-03 12:00 | 481962 | 2929.7 | 3805.8 | 4198.4 | 492895.9 | 464757.3 | 290992.3 | 0.0357 | 0.0538 | 0.67 | 0.66 | 191 | 12.8 | 1.8 | 16.3 | 699.8 | 0.13 | 191.9 | 37.2 | 229 | 200.2 | 13.4 | 1.88 | 17 | 733.2 | 0.14 | 201.1 | 38.9 | 240 | 45.8 | 1.3 | 0.15 | 5.1 | 223.7 | 0.02 | 45.9 | 11.8 | 57.7 | 563.2 | 27.1 | 3.6 | 51.6 | 2423.9 | 0.26 | 565 | 123.9 | 688.9 | 24.57 | 0 | 0.27 | 24.85 | 26.06 | 0 | 0.28 | 26.34 | 492895.9 | 201903.6 | 0 | 4181.2 | 0 | 8374.7 | 44891.1 | 0 | 276.7 | 18697.2 | 117760.3 | 0 | 95.5 | 3315.4 | 21660.4 | 88396.1 | 2317.7 | 0 | 0 | 143529.1 | 37519.1 | 1881.5 | 16145.9 | 1966.6 | 77.2 | 8315.2
3686 | 154 | Day154 | 13 | Hour13 | 6 | Summer | 2117 | #N/A | Summer | 501070 | 2024-06-03 13:00 | 493398.9 | 94.3 | 3408.2 | 4168.5 | 501070 | 475509.6 | 297419.7 | 0.0362 | 0.0553 | 0.66 | 0.66 | 194.3 | 13 | 1.81 | 16.6 | 714.9 | 0.14 | 195.2 | 37.9 | 233.1 | 203 | 13.5 | 1.9 | 17.3 | 746.5 | 0.14 | 203.9 | 39.6 | 243.5 | 43.9 | 1.3 | 0.16 | 4.8 | 211.2 | 0.02 | 44 | 11.1 | 55.1 | 441.1 | 8.3 | 0.83 | 52.1 | 2306.5 | 0.19 | 441.6 | 120.9 | 562.5 | 25.14 | 0 | 0.27 | 25.41 | 26.68 | 0 | 0.28 | 26.96 | 501070 | 203650.2 | 139.3 | 4181.2 | 0 | 8374.7 | 46096 | 0 | 275.5 | 18900.7 | 122554.5 | 0 | 95.5 | 3315.4 | 21949.5 | 88396.1 | 2317.7 | 0 | 0 | 142210.2 | 40521.3 | 1742.5 | 15504.3 | 903.6 | 21.3 | 8315.2
3687 | 154 | Day154 | 14 | Hour14 | 6 | Summer | 2117 | #N/A | Summer | 510191.7 | 2024-06-03 14:00 | 502264.1 | 227.4 | 3408.2 | 4292 | 510191.7 | 483825.5 | 303268.6 | 0.0367 | 0.0565 | 0.65 | 0.65 | 197.6 | 13.2 | 1.85 | 16.7 | 725.8 | 0.14 | 198.5 | 38.4 | 236.9 | 206.5 | 13.8 | 1.94 | 17.5 | 758.5 | 0.14 | 207.5 | 40.1 | 247.6 | 45.5 | 1.3 | 0.15 | 5.1 | 221.6 | 0.02 | 45.6 | 11.7 | 57.3 | 647.2 | 46.3 | 6.49 | 45.5 | 2304.2 | 0.3 | 650.3 | 114.3 | 764.6 | 25.6 | 0 | 0.26 | 25.86 | 27.2 | 0 | 0.27 | 27.47 | 510191.7 | 206923.1 | 81.2 | 4181.2 | 0 | 8374.7 | 47949.6 | 0 | 285.4 | 19088.7 | 126086.8 | 0 | 95.5 | 3315.4 | 22461.9 | 88396.1 | 2326.2 | 0 | 0 | 142600 | 43376.4 | 1572.5 | 15140 | 418.3 | 571.9 | 8315.2
3688 | 154 | Day154 | 15 | Hour15 | 6 | Summer | 2117 | #N/A | Summer | 518386 | 2024-06-03 15:00 | 509560 | 996.8 | 3452.7 | 4376.5 | 518386 | 490661.3 | 309317.1 | 0.0371 | 0.0575 | 0.65 | 0.65 | 204.7 | 14 | 1.96 | 17 | 740.5 | 0.14 | 205.6 | 39.2 | 244.8 | 214.4 | 14.6 | 2.05 | 17.8 | 775.3 | 0.15 | 215.4 | 41 | 256.4 | 46.8 | 1.1 | 0.13 | 5.3 | 236.5 | 0.02 | 46.8 | 12.4 | 59.2 | 956.9 | 99.8 | 14.42 | 38.9 | 2415.9 | 0.47 | 963.8 | 111 | 1074.8 | 25.63 | 0 | 0.26 | 25.89 | 27.28 | 0 | 0.27 | 27.55 | 518386 | 209069 | 156 | 4181.2 | 0 | 8374.7 | 51604.1 | 0 | 289.4 | 18785.3 | 127381 | 0 | 319.5 | 3315.4 | 22462.4 | 88396.1 | 3126.8 | 0 | 0 | 140734.7 | 47581.8 | 1677.7 | 14721 | 350.5 | 988.6 | 8315.2
3689 | 154 | Day154 | 16 | Hour16 | 6 | Summer | 2117 | #N/A | Summer | 524535.3 | 2024-06-03 16:00 | 514208.6 | 1988.2 | 3887.8 | 4450.8 | 524535.3 | 495024.8 | 318973.4 | 0.0373 | 0.0581 | 0.63 | 0.63 | 216.9 | 15.1 | 2.13 | 17.7 | 772 | 0.15 | 217.9 | 40.7 | 258.6 | 227.5 | 15.8 | 2.23 | 18.6 | 809.8 | 0.16 | 228.5 | 42.7 | 271.3 | 46.9 | 1 | 0.11 | 5.4 | 241.2 | 0.02 | 47 | 12.6 | 59.6 | 681.3 | 47.2 | 6.7 | 50.6 | 2376.1 | 0.39 | 684.5 | 121.5 | 806.1 | 26.09 | 0 | 0.26 | 26.35 | 27.8 | 0 | 0.27 | 28.07 | 524535.3 | 205561.9 | 196.9 | 4184.4 | 0 | 8374.7 | 56743.5 | 0 | 301.4 | 19692.2 | 130714.8 | 0 | 587.6 | 3315.4 | 22484.7 | 88396.1 | 3975.2 | 0 | 0 | 133718.3 | 49868.5 | 1981.6 | 14496.4 | 697.6 | 450.2 | 8315.2
3690 | 154 | Day154 | 17 | Hour17 | 6 | Summer | 2117 | #N/A | Summer | 522933 | 2024-06-03 17:00 | 513152.2 | 1429.8 | 3887.8 | 4463.2 | 522933 | 494033 | 339136.8 | 0.0372 | 0.058 | 0.59 | 0.59 | 240.5 | 16.7 | 2.36 | 19.4 | 855.8 | 0.16 | 241.7 | 45 | 286.6 | 252.2 | 17.6 | 2.47 | 20.4 | 897.5 | 0.17 | 253.4 | 47.1 | 300.5 | 78.4 | 1.9 | 0.22 | 8.9 | 389.6 | 0.04 | 78.5 | 20.6 | 99.1 | 1000.5 | 104.9 | 15.27 | 41.5 | 2411.1 | 0.56 | 1007.8 | 113.5 | 1121.4 | 26.47 | 0 | 0.26 | 26.72 | 28.19 | 0 | 0.27 | 28.46 | 522933 | 183796.2 | 289.7 | 4233.2 | 0 | 8374.7 | 62863.4 | 0 | 903.7 | 16831.1 | 144199.3 | 0 | 657.3 | 3315.4 | 22514.4 | 88396.1 | 4197.4 | 95.9 | 0 | 111457.4 | 52622.9 | 1981.1 | 12299.2 | 1176.6 | 1004.4 | 8315.2
3691 | 154 | Day154 | 18 | Hour18 | 6 | Summer | 2117 | #N/A | Summer | 513493.6 | 2024-06-03 18:00 | 506393.8 | 0 | 2173.6 | 4926.2 | 513493.6 | 487690.9 | 366659.3 | 0.0369 | 0.0571 | 0.55 | 0.54 | 276.3 | 20.1 | 2.85 | 21.3 | 953.9 | 0.18 | 277.6 | 49.7 | 327.4 | 291.2 | 21.2 | 2.99 | 22.5 | 1007.7 | 0.19 | 292.7 | 52.6 | 345.3 | 175.9 | 7.7 | 1.04 | 17.1 | 756.7 | 0.1 | 176.4 | 39.7 | 216.1 | 919.7 | 96.1 | 13.91 | 37.4 | 2299.8 | 0.46 | 926.4 | 106 | 1032.4 | 28.36 | 0 | 0.26 | 28.61 | 30.11 | 0 | 0.27 | 30.38 | 513493.6 | 146834.3 | 2843.4 | 4245.5 | 0 | 8374.7 | 75528.5 | 0 | 863.7 | 11972.5 | 149476 | 0 | 1143.3 | 3315.4 | 23301.3 | 88396.1 | 4825.7 | 5209.3 | 0 | 75220.5 | 56779.1 | 1998.5 | 10252 | 1078.4 | 1269.4 | 8315.2
3692 | 154 | Day154 | 19 | Hour19 | 6 | Summer | 2117 | #N/A | Summer | 500224.3 | 2024-06-03 19:00 | 496881.9 | 0 | 0 | 3342.4 | 500224.3 | 478759.6 | 385616 | 0.0365 | 0.0559 | 0.52 | 0.51 | 296.4 | 21.8 | 3.09 | 22.6 | 1012.4 | 0.2 | 297.9 | 52.9 | 350.8 | 314 | 23 | 3.26 | 24.1 | 1074.8 | 0.21 | 315.6 | 56.2 | 371.8 | 312.9 | 16.5 | 2.32 | 28.5 | 1216.6 | 0.2 | 314.1 | 64.8 | 378.9 | 668.9 | 39.3 | 5.77 | 59.3 | 2312.4 | 0.55 | 671.6 | 128.3 | 799.9 | 33.3 | 0 | 0.26 | 33.55 | 35.27 | 0 | 0.27 | 35.54 | 500224.3 | 114608.3 | 2958.2 | 4247.1 | 0 | 8374.7 | 79681.8 | 0 | 667.3 | 7504.6 | 150923.7 | 0 | 1978.2 | 3315.4 | 29408 | 88396.1 | 6145.7 | 10187 | 0 | 40558.6 | 63838.4 | 2039.5 | 7868.4 | 898.6 | 994.8 | 8315.2
3693 | 154 | Day154 | 20 | Hour20 | 6 | Summer | 2117 | #N/A | Summer | 491786.3 | 2024-06-03 20:00 | 487991.8 | 0 | 0 | 3794.5 | 491786.3 | 470415.4 | 403908.3 | 0.036 | 0.0547 | 0.5 | 0.49 | 313.5 | 23.1 | 3.28 | 23.8 | 1068.6 | 0.21 | 315.1 | 55.7 | 370.7 | 329.3 | 24.2 | 3.43 | 25.1 | 1126.4 | 0.22 | 331 | 58.8 | 389.8 | 346.3 | 18.9 | 2.63 | 30.4 | 1360.2 | 0.2 | 347.6 | 71 | 418.6 | 1032.8 | 95.9 | 14.43 | 60.8 | 2368 | 0.93 | 1039.6 | 131.6 | 1171.2 | 30.99 | 0 | 0.26 | 31.24 | 32.79 | 0 | 0.27 | 33.06 | 491786.3 | 87878 | 5129.3 | 4247.1 | 0 | 8374.7 | 83034.4 | 0 | 207.3 | 3359.6 | 156393 | 0 | 1978.2 | 3315.4 | 40145.2 | 88396.1 | 6163.5 | 6731.2 | 0 | 10951 | 71497.3 | 1862.8 | 2394.3 | 1201.8 | 1416.1 | 8315.2
3694 | 154 | Day154 | 21 | Hour21 | 6 | Summer | 2117 | #N/A | Summer | 480348.7 | 2024-06-03 21:00 | 475453 | 0 | 0 | 4895.7 | 480348.7 | 458588.5 | 400704.8 | 0.0355 | 0.0531 | 0.5 | 0.5 | 306.4 | 22.3 | 3.15 | 23.6 | 1059.6 | 0.2 | 308 | 55.2 | 363.2 | 319.8 | 23.1 | 3.27 | 24.7 | 1108.1 | 0.21 | 321.3 | 57.8 | 379.1 | 392.5 | 23.7 | 3.3 | 32.1 | 1500.1 | 0.21 | 394.1 | 76.8 | 470.9 | 1111 | 121.1 | 17.56 | 41 | 2626.8 | 0.56 | 1119.4 | 119.4 | 1238.8 | 30.33 | 0 | 0.27 | 30.6 | 32.04 | 0 | 0.28 | 32.32 | 480348.7 | 79643.9 | 5219.8 | 4247.1 | 0 | 8374.7 | 77951.6 | 0 | 0 | 69.9 | 156023.7 | 0 | 1441.4 | 3315.4 | 47277 | 88396.1 | 5090.7 | 3367.3 | 0 | 128.8 | 77962.9 | 1482.3 | 819.9 | 1221.9 | 4462.7 | 8315.2
3695 | 154 | Day154 | 22 | Hour22 | 6 | Summer | 2117 | #N/A | Summer | 455433.6 | 2024-06-03 22:00 | 450535.8 | 0 | 0 | 4897.7 | 455433.6 | 434933.9 | 376840 | 0.0346 | 0.0505 | 0.52 | 0.52 | 290.6 | 21 | 2.96 | 22.6 | 1013.1 | 0.19 | 292.1 | 52.9 | 345 | 302.8 | 21.8 | 3.08 | 23.7 | 1057.3 | 0.2 | 304.3 | 55.2 | 359.5 | 418.8 | 26.8 | 3.73 | 32.6 | 1569.2 | 0.21 | 420.6 | 79.5 | 500.1 | 1164.1 | 131.9 | 19.18 | 38 | 2592.9 | 0.59 | 1173.2 | 115.4 | 1288.7 | 29 | 0 | 0.27 | 29.27 | 30.55 | 0 | 0.29 | 30.84 | 455433.6 | 78593.6 | 3887.4 | 4247.1 | 0 | 8374.7 | 69554.7 | 0 | 0 | 0.1 | 144963.4 | 0 | 422.1 | 3315.4 | 46051.7 | 88396.1 | 3980.3 | 3647.1 | 0 | 0.9 | 77383 | 1209.6 | 15.2 | 1083.9 | 3780.1 | 8315.2
3696 | 154 | Day154 | 23 | Hour23 | 6 | Summer | 2117 | #N/A | Summer | 427941.8 | 2024-06-03 23:00 | 423095.5 | 0 | 0 | 4846.3 | 427941.9 | 408792.3 | 350655.4 | 0.0338 | 0.0476 | 0.55 | 0.54 | 264.8 | 18.4 | 2.59 | 21.5 | 949.8 | 0.18 | 266.1 | 49.9 | 315.9 | 275.4 | 19.1 | 2.68 | 22.4 | 989.7 | 0.18 | 276.7 | 52 | 328.7 | 433.4 | 28.3 | 3.95 | 33.1 | 1612.6 | 0.21 | 435.3 | 81.2 | 516.6 | 863.4 | 83.7 | 12.05 | 41 | 2366.5 | 0.43 | 869.2 | 111.7 | 980.8 | 27.68 | 0 | 0.27 | 27.95 | 29.07 | 0 | 0.29 | 29.36 | 427941.8 | 77286.4 | 3517.7 | 4230.3 | 0 | 8374.7 | 56718.9 | 0 | 0 | 0 | 134333.5 | 0 | 159.1 | 3315.4 | 45288.8 | 88396.1 | 2592 | 3729 | 0 | 0 | 76431.7 | 854.7 | 0.1 | 634.5 | 3692.9 | 8315.2
3697 | 155 | Day155 | 0 | Hour0 | 6 | Summer | 91 | 540992.2 | Summer | 403033.8 | 2024-06-04 | 396289.5 | 110 | 1832.8 | 4801.5 | 403033.8 | 383201.6 | 324918.7 | 0.033 | 0.0447 | 0.57 | 0.57 | 248.3 | 17.1 | 2.4 | 20.6 | 896.9 | 0.17 | 249.4 | 47.4 | 296.9 | 258.8 | 17.8 | 2.49 | 21.5 | 936.2 | 0.18 | 260.1 | 49.5 | 309.5 | 449.9 | 28.2 | 3.9 | 35.3 | 1726.5 | 0.21 | 451.8 | 86.8 | 538.5 | 1020.8 | 110.4 | 16.01 | 38.1 | 2440 | 0.51 | 1028.5 | 111 | 1139.5 | 26.05 | 0 | 0.27 | 26.33 | 27.29 | 0 | 0.29 | 27.57 | 403033.8 | 78115.2 | 1442.3 | 4180.4 | 0 | 8374.7 | 49160.7 | 0 | 0 | 0 | 120794.5 | 0 | 159.1 | 3315.4 | 43041 | 88396.1 | 2408.6 | 3645.8 | 0 | 0 | 77283.6 | 831.5 | 0 | 1015.8 | 1392 | 8315.2
3698 | 155 | Day155 | 1 | Hour1 | 6 | Summer | 2117 | #N/A | Summer | 381797.8 | 2024-06-04 01:00 | 373782.2 | 110 | 3504.6 | 4401 | 381797.8 | 361689.3 | 306706.4 | 0.0323 | 0.0421 | 0.58 | 0.58 | 243.9 | 16.9 | 2.38 | 20.3 | 877.2 | 0.17 | 245.1 | 46.5 | 291.6 | 254 | 17.6 | 2.47 | 21.1 | 913.8 | 0.18 | 255.2 | 48.4 | 303.6 | 447.2 | 26.8 | 3.68 | 36.2 | 1756.2 | 0.21 | 449 | 88.6 | 537.6 | 1076.1 | 121.5 | 17.66 | 35.5 | 2411.2 | 0.54 | 1084.6 | 107.5 | 1192.1 | 25.24 | 0 | 0.27 | 25.51 | 26.36 | 0 | 0.29 | 26.64 | 381797.8 | 75091.4 | 30 | 4180.4 | 0 | 8374.7 | 46243.6 | 0 | 0 | 0 | 110719 | 0 | 159.1 | 3315.4 | 39840.7 | 88396.1 | 2247.8 | 3199.6 | 0 | 0 | 73974.6 | 1116.7 | 0 | 0 | 686.9 | 8315.2
3699 | 155 | Day155 | 2 | Hour2 | 6 | Summer | 2117 | #N/A | Summer | 371435.9 | 2024-06-04 02:00 | 358266.5 | 110 | 8510.9 | 4548.5 | 371435.9 | 346842.7 | 293661.8 | 0.0319 | 0.0401 | 0.59 | 0.59 | 240.4 | 16.9 | 2.37 | 19.9 | 858.2 | 0.17 | 241.5 | 45.6 | 287.1 | 250.7 | 17.5 | 2.47 | 20.8 | 896.6 | 0.18 | 251.9 | 47.6 | 299.5 | 425.1 | 23.8 | 3.25 | 35.9 | 1720.5 | 0.2 | 426.7 | 87.2 | 513.9 | 563.9 | 36.6 | 5.09 | 43.2 | 2112.8 | 0.27 | 566.4 | 106.2 | 672.6 | 24.06 | 0 | 0.27 | 24.34 | 25.08 | 0 | 0.29 | 25.37 | 371435.9 | 77774.1 | 1084.8 | 4180.4 | 0 | 8374.7 | 45086.4 | 0 | 0 | 0 | 103949.7 | 0 | 159.1 | 3315.4 | 34543.2 | 88396.1 | 2143.2 | 2428.7 | 0 | 0 | 76694.4 | 1079.7 | 0 | 0 | 533.2 | 8315.2
3700 | 155 | Day155 | 3 | Hour3 | 6 | Summer | 2117 | #N/A | Summer | 363699.2 | 2024-06-04 03:00 | 347816.4 | 110 | 11260.2 | 4512.6 | 363699.2 | 336837.4 | 286096.1 | 0.0316 | 0.0388 | 0.59 | 0.59 | 241.3 | 17 | 2.4 | 20 | 858.4 | 0.17 | 242.4 | 45.6 | 288 | 251.9 | 17.8 | 2.5 | 20.8 | 896.4 | 0.18 | 253.1 | 47.5 | 300.6 | 419.3 | 23.1 | 3.13 | 35.9 | 1711.3 | 0.2 | 420.8 | 87 | 507.8 | 664 | 51.6 | 7.3 | 43.1 | 2222.2 | 0.32 | 667.6 | 109.4 | 777 | 23.82 | 0 | 0.28 | 24.1 | 24.79 | 0 | 0.28 | 25.08 | 363699.2 | 77603.2 | 706 | 4176.2 | 0 | 8374.7 | 44698.3 | 0 | 0 | 6.6 | 100981.1 | 0 | 159.1 | 3315.4 | 31801.4 | 88396.1 | 2072.3 | 1415.4 | 0 | 14.7 | 76392.6 | 1189.3 | 0 | 0 | 17.2 | 8315.2
3701 | 155 | Day155 | 4 | Hour4 | 6 | Summer | 2117 | #N/A | Summer | 359423.2 | 2024-06-04 04:00 | 341890.6 | 110 | 12750.9 | 4671.7 | 359423.2 | 331161.6 | 281170.8 | 0.0314 | 0.038 | 0.59 | 0.59 | 239.6 | 16.9 | 2.37 | 19.9 | 854.8 | 0.17 | 240.7 | 45.4 | 286.2 | 250.4 | 17.6 | 2.48 | 20.7 | 893.4 | 0.18 | 251.6 | 47.4 | 299 | 438.6 | 25.7 | 3.51 | 36.2 | 1741.8 | 0.2 | 440.3 | 88.1 | 528.4 | 684.1 | 57.7 | 8.21 | 40.2 | 2159 | 0.33 | 688.1 | 104.6 | 792.7 | 23.61 | 0 | 0.28 | 23.89 | 24.56 | 0 | 0.28 | 24.85 | 359423.2 | 78252.4 | 1063.1 | 4176.2 | 0 | 8374.7 | 43662.8 | 0 | 0 | 202 | 99929.8 | 0 | 67 | 3315.4 | 29765.3 | 88396.1 | 1933.3 | 486.9 | 0 | 1138.1 | 75468.1 | 1444.3 | 21.3 | 0 | 0 | 8315.2
3702 | 155 | Day155 | 5 | Hour5 | 6 | Summer | 2117 | #N/A | Summer | 359306.4 | 2024-06-04 05:00 | 340330.1 | 251.9 | 14892.3 | 3832 | 359306.4 | 329678.1 | 267394.8 | 0.0313 | 0.0377 | 0.63 | 0.62 | 225.6 | 16.3 | 2.31 | 18.5 | 790.1 | 0.17 | 226.7 | 42.1 | 268.8 | 236.8 | 17.1 | 2.42 | 19.3 | 829.6 | 0.17 | 238 | 44.1 | 282.1 | 299.8 | 14.3 | 1.9 | 27.7 | 1292.6 | 0.14 | 300.8 | 66.3 | 367 | 852.1 | 92.5 | 13.41 | 31.3 | 2035 | 0.42 | 858.6 | 92.1 | 950.6 | 20.54 | 0 | 0.28 | 20.81 | 21.42 | 0 | 0.28 | 21.7 | 359306.4 | 91911.6 | 112.5 | 4176.2 | 0 | 8374.7 | 42696.3 | 0 | 0 | 596.8 | 89122.1 | 0 | 0 | 3315.4 | 29268 | 88396.1 | 1933.3 | 0 | 0 | 17094.7 | 72567.3 | 1652.8 | 869.9 | 0 | 0 | 8315.2
3703 | 155 | Day155 | 6 | Hour6 | 6 | Summer | 2117 | #N/A | Summer | 367195.8 | 2024-06-04 06:00 | 344311.4 | 4360.3 | 14892.3 | 3631.8 | 367195.8 | 333520.8 | 243598.4 | 0.0313 | 0.0381 | 0.65 | 0.64 | 216.9 | 15.9 | 2.25 | 17.2 | 751.7 | 0.15 | 218 | 39.6 | 257.6 | 228.7 | 16.8 | 2.38 | 18 | 790.5 | 0.16 | 229.8 | 41.6 | 271.4 | 151.9 | 5.7 | 0.72 | 15.4 | 704.5 | 0.07 | 152.2 | 36.4 | 188.7 | 150.7 | 12 | 1.7 | 16.5 | 515.6 | 0.23 | 151.5 | 31.9 | 183.5 | 11.94 | 0 | 0.3 | 12.24 | 12.64 | 0 | 0.28 | 12.92 | 367195.8 | 123597.4 | 25.9 | 4176.2 | 0 | 8374.7 | 42696.3 | 0 | 0 | 6821.6 | 85329.4 | 0 | 0 | 3315.4 | 28773.5 | 68973.6 | 1933.3 | 0 | 0 | 47342.1 | 68020.4 | 1413.3 | 3857 | 0 | 0 | 8315.2
3704 | 155 | Day155 | 7 | Hour7 | 6 | Summer | 2117 | #N/A | Summer | 384961.4 | 2024-06-04 07:00 | 360724.6 | 5841.4 | 14892.3 | 3503.1 | 384961.4 | 349304.2 | 240288.7 | 0.0317 | 0.0399 | 0.67 | 0.66 | 203.9 | 15 | 2.11 | 16.2 | 706.8 | 0.14 | 204.9 | 37.3 | 242.3 | 215.7 | 15.9 | 2.25 | 17 | 744.6 | 0.15 | 216.8 | 39.2 | 256.1 | 124.9 | 5 | 0.65 | 12.4 | 568.6 | 0.06 | 125.2 | 29.3 | 154.6 | 177.4 | 17.5 | 2.52 | 14.3 | 494.2 | 0.23 | 178.6 | 29.1 | 207.7 | 10.85 | 0 | 0.29 | 11.14 | 11.5 | 0 | 0.27 | 11.77 | 384961.4 | 144672.7 | 1105 | 4176.2 | 0 | 8374.7 | 42059.4 | 0 | 88.2 | 10537.8 | 84091.8 | 0 | 0 | 3315.4 | 24091.2 | 71141.5 | 1933.3 | 0 | 0 | 80336.5 | 52355 | 1355.2 | 6300.3 | 0 | 0 | 8315.2
3705 | 155 | Day155 | 8 | Hour8 | 6 | Summer | 2117 | #N/A | Summer | 412215.3 | 2024-06-04 08:00 | 385840 | 3947.6 | 18780.1 | 3647.7 | 412215.3 | 373374.6 | 243970.3 | 0.0323 | 0.0427 | 0.71 | 0.7 | 171.7 | 12 | 1.69 | 14.8 | 614.6 | 0.13 | 172.5 | 33.1 | 205.6 | 181.5 | 12.7 | 1.79 | 15.5 | 647.4 | 0.14 | 182.3 | 34.8 | 217.1 | 71.3 | 3.1 | 0.4 | 7 | 318.4 | 0.03 | 71.5 | 16.5 | 87.9 | 387.6 | 7.3 | 0.73 | 45.8 | 2026.8 | 0.17 | 388 | 106.2 | 494.3 | 15.98 | 0 | 0.28 | 16.26 | 16.64 | 0 | 0.27 | 16.91 | 412215.3 | 168245 | 0 | 4159.1 | 0 | 8374.7 | 35460.8 | 0 | 532.3 | 12514.9 | 82108.1 | 0 | 0 | 3315.4 | 21585 | 87033.9 | 1933.3 | 0 | 0 | 115415.3 | 38481.3 | 1301.2 | 9358.9 | 0 | 0 | 8315.2
3706 | 155 | Day155 | 9 | Hour9 | 6 | Summer | 2117 | #N/A | Summer | 439148.8 | 2024-06-04 09:00 | 411830.9 | 5808.2 | 17090.9 | 4418.8 | 439148.8 | 398192.4 | 244527.8 | 0.0331 | 0.0457 | 0.71 | 0.7 | 172.4 | 11.9 | 1.67 | 14.7 | 621.5 | 0.13 | 173.2 | 33.3 | 206.5 | 183.1 | 12.7 | 1.78 | 15.6 | 658.3 | 0.14 | 184 | 35.2 | 219.2 | 56.2 | 2.2 | 0.29 | 5.6 | 256.4 | 0.03 | 56.3 | 13.2 | 69.6 | 330.5 | 9.3 | 1.09 | 36.3 | 1631.5 | 0.15 | 331.1 | 84.9 | 416 | 15.38 | 0 | 0.13 | 15.51 | 16.32 | 0 | 0.15 | 16.47 | 439148.8 | 194621 | 0 | 4176 | 0 | 8374.7 | 37470.2 | 0 | 838.8 | 19601.2 | 89944.5 | 0 | 0 | 3315.4 | 14284.2 | 85029.4 | 1933.3 | 0 | 0 | 134030.1 | 38981.2 | 1169.6 | 14189.5 | 0 | 0 | 8315.2
3707 | 155 | Day155 | 10 | Hour10 | 6 | Summer | 2117 | #N/A | Summer | 460386.4 | 2024-06-04 10:00 | 437529.9 | 4679.1 | 13452.5 | 4725 | 460386.5 | 422649.2 | 257889.2 | 0.034 | 0.0487 | 0.69 | 0.69 | 178.4 | 12.3 | 1.72 | 15.1 | 645.3 | 0.13 | 179.3 | 34.4 | 213.7 | 190 | 13.1 | 1.85 | 16 | 684.9 | 0.14 | 190.9 | 36.4 | 227.4 | 58.8 | 2.1 | 0.26 | 6.1 | 275.9 | 0.03 | 59 | 14.3 | 73.3 | 564.2 | 49.2 | 7.02 | 31.7 | 1729 | 0.27 | 567.6 | 83.3 | 650.9 | 18.75 | 0 | 0.12 | 18.87 | 20.02 | 0 | 0.15 | 20.17 | 460386.4 | 202497.3 | 233.6 | 4180.1 | 0 | 8374.7 | 40494.2 | 0 | 945 | 19906.5 | 98858.5 | 0 | 0 | 3315.4 | 14107.8 | 86391.6 | 1933.3 | 0 | 0 | 141427.6 | 38804.8 | 1413.3 | 16742.3 | 0 | 73.9 | 8315.2
3708 | 155 | Day155 | 11 | Hour11 | 6 | Summer | 2117 | #N/A | Summer | 478445.6 | 2024-06-04 11:00 | 462141.8 | 4262.3 | 7393.2 | 4648.3 | 478445.5 | 445994 | 271704.4 | 0.0349 | 0.0516 | 0.68 | 0.68 | 183.7 | 12.6 | 1.77 | 15.5 | 665.1 | 0.13 | 184.5 | 35.3 | 219.9 | 194.1 | 13.4 | 1.87 | 16.3 | 702.2 | 0.14 | 195 | 37.3 | 232.3 | 53.8 | 1.7 | 0.21 | 5.7 | 258.7 | 0.02 | 53.9 | 13.5 | 67.3 | 627.9 | 59.2 | 8.5 | 31.2 | 1783.5 | 0.3 | 632 | 84.4 | 716.5 | 19.38 | 0 | 0.11 | 19.49 | 20.81 | 0 | 0.14 | 20.95 | 478445.6 | 206741.1 | 0 | 4181.2 | 0 | 8374.7 | 43279.6 | 0 | 976.5 | 20103.7 | 106642.9 | 0 | 0 | 3315.4 | 17585.7 | 86391.6 | 1933.3 | 0 | 0 | 144855.8 | 38934.4 | 1870.8 | 17197 | 0 | 0 | 8315.2
3709 | 155 | Day155 | 12 | Hour12 | 6 | Summer | 2117 | #N/A | Summer | 496457.3 | 2024-06-04 12:00 | 484119.5 | 3606.1 | 4155.7 | 4576 | 496457.3 | 466764.5 | 290675 | 0.0358 | 0.0542 | 0.67 | 0.66 | 194.5 | 13.4 | 1.89 | 16.2 | 701.2 | 0.14 | 195.5 | 37.1 | 232.6 | 204.4 | 14.1 | 1.98 | 17 | 736.5 | 0.14 | 205.4 | 39 | 244.4 | 43.4 | 1.4 | 0.17 | 4.7 | 209.1 | 0.02 | 43.4 | 10.9 | 54.3 | 564.3 | 46.1 | 6.54 | 36.2 | 1832.3 | 0.31 | 567.4 | 90.9 | 658.3 | 22.26 | 0 | 0.25 | 22.52 | 23.84 | 0 | 0.26 | 24.1 | 496457.3 | 205782.2 | 139.3 | 4181.2 | 0 | 8374.7 | 47852.8 | 0 | 980.6 | 19733.8 | 115895.2 | 0 | 0 | 3315.4 | 21660.2 | 86884.1 | 2372.2 | 0 | 0 | 143656 | 39125.5 | 2286.4 | 17409 | 0 | 27.7 | 8315.2
3710 | 155 | Day155 | 13 | Hour13 | 6 | Summer | 2117 | #N/A | Summer | 512390.6 | 2024-06-04 13:00 | 501970.8 | 2493.4 | 3408.2 | 4518.1 | 512390.6 | 483574.3 | 307109.6 | 0.0366 | 0.0564 | 0.65 | 0.64 | 207.2 | 14.3 | 2.02 | 17.1 | 742.5 | 0.14 | 208.2 | 39.2 | 247.4 | 217.5 | 15.1 | 2.12 | 17.9 | 778.9 | 0.15 | 218.5 | 41.2 | 259.6 | 43.7 | 1.3 | 0.15 | 4.8 | 214.4 | 0.02 | 43.8 | 11.2 | 55 | 910.5 | 88.9 | 13.15 | 46.8 | 2165.8 | 0.67 | 916.7 | 111.5 | 1028.3 | 25.52 | 0 | 0.25 | 25.77 | 27.14 | 0 | 0.26 | 27.4 | 512390.6 | 205281 | 68.1 | 4181.2 | 0 | 8374.7 | 52627.1 | 0 | 976.8 | 19928.3 | 125145 | 0 | 0 | 3315.4 | 21810 | 88396.1 | 3192 | 0 | 0 | 141801.7 | 40097 | 2477.2 | 16273.1 | 0 | 313.9 | 8315.2
3711 | 155 | Day155 | 14 | Hour14 | 6 | Summer | 2117 | #N/A | Summer | 523461 | 2024-06-04 14:00 | 515193 | 94.3 | 3408.2 | 4765.4 | 523461 | 495994.3 | 318837 | 0.0373 | 0.0581 | 0.63 | 0.63 | 217.8 | 15.2 | 2.14 | 17.7 | 774.8 | 0.15 | 218.8 | 40.8 | 259.7 | 227.8 | 15.9 | 2.24 | 18.5 | 810.3 | 0.16 | 228.9 | 42.7 | 271.6 | 46.4 | 1.3 | 0.16 | 5.1 | 227.5 | 0.02 | 46.5 | 11.8 | 58.4 | 584.7 | 36.4 | 5.03 | 46.3 | 2241.6 | 0.28 | 587.2 | 113.1 | 700.3 | 26.08 | 0 | 0.24 | 26.33 | 27.76 | 0 | 0.26 | 28.02 | 523461 | 204624 | 0 | 4181.2 | 0 | 8374.7 | 57185.9 | 0 | 973.1 | 20099.9 | 130592.3 | 0 | 667.5 | 3315.4 | 22490 | 88396.1 | 3633.9 | 0 | 0 | 136663.2 | 44228.3 | 2659.5 | 15955.1 | 0 | 743.5 | 8315.2
3712 | 155 | Day155 | 15 | Hour15 | 6 | Summer | 2117 | #N/A | Summer | 532313.8 | 2024-06-04 15:00 | 525915.2 | 0 | 1714.8 | 4683.9 | 532313.8 | 506065.5 | 332923.5 | 0.0377 | 0.0594 | 0.61 | 0.61 | 234.3 | 16.8 | 2.38 | 18.4 | 819.7 | 0.16 | 235.5 | 42.9 | 278.4 | 244.5 | 17.6 | 2.48 | 19.2 | 855.4 | 0.16 | 245.7 | 44.7 | 290.5 | 64.3 | 2 | 0.27 | 7.1 | 292 | 0.04 | 64.4 | 15.8 | 80.2 | 461.1 | 13.4 | 1.61 | 50.4 | 2249.1 | 0.21 | 461.9 | 117.4 | 579.4 | 27.03 | 0 | 0.24 | 27.27 | 28.79 | 0 | 0.25 | 29.04 | 532313.8 | 199390.3 | 243.6 | 4196.6 | 0 | 8374.7 | 65150.4 | 0 | 965.4 | 18781 | 136224.2 | 0 | 917.7 | 3315.4 | 22514.6 | 88396.1 | 3590.1 | 0 | 0 | 133214.2 | 43856.7 | 2573 | 15513.6 | 0 | 455.8 | 8315.2
3713 | 155 | Day155 | 16 | Hour16 | 6 | Summer | 2117 | #N/A | Summer | 540428 | 2024-06-04 16:00 | 533505.4 | 260.6 | 1973.8 | 4688.3 | 540428.1 | 513221.3 | 349757.8 | 0.038 | 0.0601 | 0.59 | 0.59 | 250.7 | 18.1 | 2.56 | 19.4 | 874.2 | 0.16 | 252 | 45.5 | 297.5 | 262 | 18.9 | 2.68 | 20.3 | 913.6 | 0.17 | 263.3 | 47.6 | 310.8 | 81.5 | 2.8 | 0.39 | 8.9 | 349.1 | 0.06 | 81.7 | 19.4 | 101.1 | 447.4 | 12.3 | 1.46 | 49.5 | 2203.6 | 0.21 | 448.2 | 115.2 | 563.4 | 27.71 | 0 | 0.24 | 27.94 | 29.55 | 0 | 0.25 | 29.8 | 540428 | 190670.3 | 110 | 4248.3 | 0 | 8374.7 | 71653.5 | 0 | 957.4 | 18365.5 | 146441.1 | 0 | 942.3 | 3315.4 | 22677.5 | 88396.1 | 3598.8 | 0 | 0 | 124066.2 | 44845.4 | 2435.8 | 14684.8 | 1334.4 | 842.5 | 8315.2
3714 | 155 | Day155 | 17 | Hour17 | 6 | Summer | 2117 | #N/A | Summer | 540992.2 | 2024-06-04 17:00 | 534528.6 | 0 | 1580.4 | 4883.2 | 540992.2 | 514222.4 | 372066.3 | 0.038 | 0.0601 | 0.55 | 0.55 | 278.2 | 20.3 | 2.87 | 21.3 | 962 | 0.18 | 279.6 | 50 | 329.6 | 290.5 | 21.2 | 2.99 | 22.2 | 1004.7 | 0.19 | 291.9 | 52.2 | 344.1 | 119.7 | 4.3 | 0.59 | 12.9 | 513.7 | 0.09 | 120 | 28.3 | 148.2 | 939.1 | 97.9 | 14.16 | 38.4 | 2359.7 | 0.47 | 945.9 | 108.8 | 1054.7 | 28.51 | 0 | 0.24 | 28.75 | 30.39 | 0 | 0.25 | 30.64 | 540992.2 | 168925.9 | 301.7 | 4248.3 | 0 | 8374.7 | 80150 | 0 | 929.9 | 14893.1 | 158704.9 | 0 | 1117.6 | 3315.4 | 22793.5 | 88396.1 | 4664 | 0 | 0 | 99710.9 | 50554.6 | 2837.5 | 11811.9 | 4329 | 1440.8 | 8315.2
3715 | 155 | Day155 | 18 | Hour18 | 6 | Summer | 2117 | #N/A | Summer | 536595 | 2024-06-04 18:00 | 530036.4 | 108.3 | 1374.6 | 5075.6 | 536595 | 510045.6 | 398671.5 | 0.0377 | 0.0594 | 0.52 | 0.52 | 297.4 | 22 | 3.12 | 22.3 | 1017.1 | 0.19 | 298.9 | 52.6 | 351.5 | 313.5 | 23.2 | 3.28 | 23.6 | 1074.3 | 0.2 | 315.1 | 55.7 | 370.8 | 242.6 | 11.3 | 1.59 | 23.6 | 977.2 | 0.16 | 243.4 | 52.7 | 296.1 | 1097.4 | 124.1 | 18.04 | 36.1 | 2452.8 | 0.55 | 1106.1 | 109.3 | 1215.4 | 47.06 | 0.02 | 0.24 | 47.31 | 50.13 | 0.02 | 0.25 | 50.4 | 536595 | 137923.4 | 2876.3 | 4250 | 0 | 8374.7 | 86985.9 | 0 | 853.4 | 10833.8 | 163429.8 | 0 | 1117.6 | 3315.4 | 29281 | 88396.1 | 4820.7 | 5824 | 0 | 63914.2 | 59254.8 | 3067.2 | 9572.6 | 7005.8 | 3007.7 | 8315.2
3716 | 155 | Day155 | 19 | Hour19 | 6 | Summer | 2117 | #N/A | Summer | 526927.2 | 2024-06-04 19:00 | 522806.2 | 0 | 0 | 4121 | 526927.3 | 503297.4 | 411896 | 0.0373 | 0.0584 | 0.5 | 0.5 | 313.1 | 23.5 | 3.33 | 23.1 | 1061.7 | 0.2 | 314.7 | 54.8 | 369.5 | 328.9 | 24.6 | 3.49 | 24.4 | 1118.1 | 0.21 | 330.6 | 57.8 | 388.4 | 324.4 | 16.6 | 2.32 | 29.7 | 1291.7 | 0.2 | 325.6 | 68.3 | 393.8 | 473.2 | 13 | 1.56 | 52.5 | 2318.2 | 0.23 | 474 | 121.6 | 595.6 | 32.52 | 0 | 0.24 | 32.76 | 34.54 | 0 | 0.25 | 34.8 | 526927.2 | 115031.3 | 4007.4 | 4250 | 0 | 8374.7 | 91656.1 | 0 | 649.3 | 6973.5 | 165183 | 0 | 1117.6 | 3315.4 | 36093.7 | 88396.1 | 4820.7 | 4681.3 | 0 | 36612.2 | 67922.3 | 2873.9 | 7337.5 | 2191.6 | 2917.1 | 8315.2
3717 | 155 | Day155 | 20 | Hour20 | 6 | Summer | 2117 | #N/A | Summer | 519969.6 | 2024-06-04 20:00 | 515245.5 | 0 | 0 | 4724.1 | 519969.6 | 496223.2 | 425375.2 | 0.0369 | 0.0574 | 0.48 | 0.48 | 323.2 | 24.1 | 3.42 | 23.9 | 1100.5 | 0.2 | 324.9 | 56.8 | 381.7 | 337.7 | 25.1 | 3.56 | 25.1 | 1152.5 | 0.21 | 339.5 | 59.5 | 399 | 352.2 | 16.7 | 2.3 | 33.4 | 1450 | 0.21 | 353.3 | 76.7 | 430 | 983.7 | 104.4 | 15.12 | 38.5 | 2413.2 | 0.49 | 991 | 110.6 | 1101.5 | 31.19 | 0 | 0.24 | 31.43 | 33.1 | 0 | 0.26 | 33.36 | 519969.6 | 94594.4 | 4436.2 | 4250 | 0 | 8374.7 | 92669 | 0 | 207 | 3138.3 | 170611.3 | 0 | 963.7 | 3315.4 | 45550.9 | 88396.1 | 4809.8 | 1998 | 0 | 10335.2 | 78455.7 | 2458.2 | 2267.4 | 392 | 1634.5 | 8315.2
3718 | 155 | Day155 | 21 | Hour21 | 6 | Summer | 2117 | #N/A | Summer | 506630.2 | 2024-06-04 21:00 | 501401.4 | 0 | 0 | 5228.8 | 506630.2 | 483192.6 | 423562.5 | 0.0363 | 0.0557 | 0.48 | 0.48 | 318.3 | 23.3 | 3.29 | 24.1 | 1100.3 | 0.2 | 319.9 | 57 | 376.8 | 332.1 | 24.2 | 3.42 | 25.2 | 1150.3 | 0.21 | 333.8 | 59.6 | 393.3 | 409.6 | 22 | 3.05 | 36.2 | 1625.7 | 0.23 | 411.1 | 84.7 | 495.8 | 930.1 | 96.3 | 13.93 | 38.6 | 2356.7 | 0.46 | 936.8 | 109 | 1045.8 | 30.28 | 0 | 0.25 | 30.53 | 32.07 | 0 | 0.27 | 32.34 | 506630.2 | 83067.8 | 5097.8 | 4250 | 0 | 8374.7 | 86287.7 | 0 | 0 | 43.4 | 168368 | 0 | 2529.7 | 3315.4 | 48178.6 | 88396.1 | 4617.5 | 4147 | 0 | 40.3 | 80988.4 | 1995.6 | 779.8 | 2295.1 | 2841.6 | 8315.2
3719 | 155 | Day155 | 22 | Hour22 | 6 | Summer | 2117 | #N/A | Summer | 477365 | 2024-06-04 22:00 | 472488.8 | 0 | 0 | 4876.2 | 477365.1 | 455824.4 | 397290.3 | 0.0353 | 0.0526 | 0.5 | 0.5 | 301.7 | 21.7 | 3.07 | 23.4 | 1052 | 0.2 | 303.2 | 54.8 | 357.9 | 314.1 | 22.6 | 3.19 | 24.4 | 1096.9 | 0.2 | 315.6 | 57.1 | 372.8 | 449.9 | 26.1 | 3.64 | 38 | 1732.7 | 0.25 | 451.7 | 89.7 | 541.4 | 436.9 | 8.7 | 0.92 | 51.3 | 2255.9 | 0.2 | 437.4 | 118.6 | 556 | 28.89 | 0 | 0.25 | 29.15 | 30.51 | 0 | 0.27 | 30.78 | 477365 | 80074.8 | 3438.3 | 4250 | 0 | 8374.7 | 75678.2 | 0 | 0 | 0.1 | 155280.3 | 0 | 1863.7 | 3315.4 | 48127.8 | 88396.1 | 4418.8 | 4147 | 0 | 0.6 | 77984.3 | 2089.8 | 11.6 | 3352.2 | 3192.8 | 8315.2
3720 | 155 | Day155 | 23 | Hour23 | 6 | Summer | 2117 | #N/A | Summer | 445468.3 | 2024-06-04 23:00 | 441293.5 | 0 | 0 | 4174.8 | 445468.3 | 426183.3 | 371841.9 | 0.0342 | 0.0493 | 0.52 | 0.52 | 283.6 | 20.1 | 2.84 | 22.4 | 1003.4 | 0.19 | 285 | 52.4 | 337.4 | 295.2 | 20.9 | 2.95 | 23.4 | 1045.7 | 0.19 | 296.6 | 54.6 | 351.2 | 458.3 | 26.3 | 3.67 | 39.2 | 1761.1 | 0.27 | 460.1 | 91.8 | 551.9 | 730.8 | 27.7 | 4.97 | 90.3 | 2108.4 | 1.22 | 733 | 153.5 | 886.5 | 27.82 | 0 | 0.26 | 28.08 | 29.27 | 0 | 0.27 | 29.54 | 445468.3 | 73626.4 | 3400.7 | 4198.3 | 0 | 8374.7 | 65261.9 | 0 | 0 | 0 | 141974.2 | 0 | 1731.7 | 3315.4 | 48060.7 | 88396.1 | 2981.1 | 4147 | 0 | 0 | 71585.5 | 2040.9 | 0 | 1374.6 | 3825.3 | 8315.2
3721 | 156 | Day156 | 0 | Hour0 | 6 | Summer | 81 | 593664.1 | Summer | 416161.2 | 2024-06-05 | 411952.3 | 233.3 | 0 | 3975.6 | 416161.2 | 398223.7 | 347425.4 | 0.0333 | 0.0461 | 0.54 | 0.54 | 268.2 | 18.7 | 2.63 | 21.8 | 959.1 | 0.18 | 269.4 | 50.4 | 319.8 | 279 | 19.4 | 2.73 | 22.7 | 999.1 | 0.19 | 280.3 | 52.5 | 332.8 | 466.8 | 27.5 | 3.84 | 39 | 1788 | 0.26 | 468.6 | 92.3 | 561 | 1062.5 | 115.5 | 16.75 | 39.1 | 2522.4 | 0.53 | 1070.5 | 114.4 | 1184.9 | 26.18 | 0 | 0.26 | 26.44 | 27.46 | 0 | 0.27 | 27.73 | 416161.2 | 68735.8 | 2993.7 | 4198.3 | 0 | 8374.7 | 56094.6 | 0 | 0 | 0 | 130360.9 | 0 | 734.2 | 3315.4 | 46041.4 | 88396.1 | 2769 | 4147 | 0 | 0 | 66600 | 2135.8 | 0 | 0 | 2857 | 8315.2
3722 | 156 | Day156 | 1 | Hour1 | 6 | Summer | 2117 | #N/A | Summer | 399256 | 2024-06-05 01:00 | 389554 | 2550.6 | 2983.6 | 4167.8 | 399255.9 | 376856.4 | 331648.2 | 0.0326 | 0.0435 | 0.55 | 0.55 | 266.7 | 18.7 | 2.63 | 21.7 | 951 | 0.18 | 268 | 50.1 | 318.1 | 277.4 | 19.5 | 2.74 | 22.5 | 988.7 | 0.19 | 278.7 | 52 | 330.8 | 446.1 | 23.3 | 3.21 | 40 | 1796.5 | 0.25 | 447.7 | 93.6 | 541.4 | 990.7 | 102.8 | 14.86 | 40.7 | 2516 | 0.48 | 997.8 | 115.8 | 1113.7 | 25.3 | 0 | 0.25 | 25.56 | 26.47 | 0 | 0.27 | 26.74 | 399256 | 67607.7 | 573.8 | 4198.3 | 0 | 8374.7 | 53904 | 0 | 0 | 0 | 123126.5 | 0 | 721.1 | 3315.4 | 43156.8 | 88396.1 | 2651.7 | 3229.7 | 0 | 0 | 65407.2 | 2200.5 | 0 | 0 | 130.9 | 8315.2
3723 | 156 | Day156 | 2 | Hour2 | 6 | Summer | 2117 | #N/A | Summer | 387033.5 | 2024-06-05 02:00 | 374765.4 | 3479.3 | 4847.8 | 3941 | 387033.5 | 362729.7 | 325905.9 | 0.0321 | 0.0417 | 0.53 | 0.53 | 276.3 | 19.4 | 2.73 | 22.5 | 985.6 | 0.19 | 277.6 | 51.9 | 329.5 | 288.4 | 20.3 | 2.85 | 23.3 | 1027 | 0.2 | 289.8 | 54 | 343.8 | 435.8 | 21.6 | 2.96 | 40.2 | 1791.2 | 0.24 | 437.2 | 93.6 | 530.8 | 659.1 | 49 | 6.89 | 44.7 | 2288.5 | 0.31 | 662.5 | 113 | 775.4 | 25.69 | 0 | 0.27 | 25.97 | 26.8 | 0 | 0.27 | 27.07 | 387033.5 | 61127.6 | 0 | 4198.3 | 0 | 8374.7 | 54092.1 | 0 | 0 | 0 | 123757 | 0 | 670.6 | 3315.4 | 38495.9 | 88396.1 | 2651.7 | 1954.1 | 0 | 0 | 58312.2 | 2815.5 | 0 | 0 | 541.3 | 8315.2
3724 | 156 | Day156 | 3 | Hour3 | 6 | Summer | 2117 | #N/A | Summer | 378052.8 | 2024-06-05 03:00 | 368453.8 | 2640.7 | 3477.8 | 3480.5 | 378052.8 | 356706.6 | 320647.2 | 0.0319 | 0.0408 | 0.52 | 0.52 | 283.5 | 19.9 | 2.8 | 23 | 1009.4 | 0.19 | 284.8 | 53.1 | 337.9 | 295.5 | 20.8 | 2.93 | 23.9 | 1051.2 | 0.2 | 297 | 55.3 | 352.2 | 445.4 | 23.3 | 3.22 | 39.9 | 1791 | 0.25 | 446.9 | 93.4 | 540.3 | 966.3 | 99.6 | 14.38 | 40.4 | 2476.9 | 0.47 | 973.2 | 114.3 | 1087.5 | 25.53 | 0 | 0.28 | 25.81 | 26.61 | 0 | 0.27 | 26.87 | 378052.8 | 57405.6 | 0 | 4198.3 | 0 | 8374.7 | 54421.2 | 0 | 0 | 6.7 | 123573.6 | 0 | 670.6 | 3315.4 | 35011 | 88396.1 | 2651.7 | 34.7 | 0 | 14.8 | 55332.4 | 2051.7 | 0 | 0 | 46.6 | 8315.2
3725 | 156 | Day156 | 4 | Hour4 | 6 | Summer | 2117 | #N/A | Summer | 378203.3 | 2024-06-05 04:00 | 372766.5 | 1706.2 | 254.1 | 3476.5 | 378203.3 | 360861.4 | 323631.5 | 0.0319 | 0.0412 | 0.51 | 0.51 | 290.8 | 20.5 | 2.88 | 23.5 | 1034.7 | 0.2 | 292.2 | 54.4 | 346.5 | 301.4 | 21.2 | 2.99 | 24.3 | 1072.1 | 0.2 | 302.8 | 56.3 | 359.2 | 462.5 | 25.1 | 3.48 | 40.6 | 1833.5 | 0.26 | 464.2 | 95.3 | 559.5 | 551.1 | 20.3 | 2.57 | 56.1 | 2568.3 | 0.25 | 552.4 | 132.7 | 685.1 | 25.87 | 0 | 0.26 | 26.13 | 26.98 | 0 | 0.26 | 27.24 | 378203.3 | 54571.8 | 0 | 4198.3 | 0 | 8374.7 | 55982.2 | 0 | 0 | 60.9 | 126751.8 | 0 | 670.6 | 3315.4 | 33290.7 | 88396.1 | 2651.7 | 0 | 0 | 333.7 | 52179.8 | 1997.4 | 22.1 | 0 | 0 | 8315.2
3726 | 156 | Day156 | 5 | Hour5 | 6 | Summer | 2117 | #N/A | Summer | 391203.4 | 2024-06-05 05:00 | 387951.5 | 82.3 | 125 | 3044.6 | 391203.4 | 375419.4 | 335520 | 0.0323 | 0.0428 | 0.49 | 0.49 | 301.1 | 21.4 | 3.02 | 23.9 | 1064.9 | 0.2 | 302.5 | 55.7 | 358.3 | 311.3 | 22.1 | 3.12 | 24.8 | 1101.6 | 0.21 | 312.9 | 57.6 | 370.5 | 406.7 | 22 | 3.05 | 35.9 | 1609.1 | 0.23 | 408.2 | 83.9 | 492.1 | 950.2 | 84.6 | 12.78 | 59.8 | 2244.6 | 0.89 | 956.3 | 126.9 | 1083.2 | 26.53 | 0 | 0.25 | 26.78 | 27.72 | 0 | 0.26 | 27.98 | 391203.4 | 55683.5 | 68.1 | 4198.3 | 0 | 8374.7 | 60902.8 | 0 | 0 | 228.3 | 133562.4 | 0 | 670.6 | 3315.4 | 33379.8 | 88396.1 | 2651.7 | 0 | 0 | 8453.8 | 44753.4 | 2248 | 244.4 | 0 | 0 | 8315.2
3727 | 156 | Day156 | 6 | Hour6 | 6 | Summer | 2117 | #N/A | Summer | 416925 | 2024-06-05 06:00 | 411699.6 | 717.8 | 1339 | 3168.5 | 416925 | 398127.1 | 338871.3 | 0.033 | 0.0454 | 0.52 | 0.52 | 287.9 | 20.7 | 2.93 | 22.6 | 1010.2 | 0.19 | 289.3 | 52.7 | 342.1 | 299 | 21.6 | 3.04 | 23.4 | 1048.8 | 0.2 | 300.5 | 54.7 | 355.2 | 218.5 | 6.9 | 0.9 | 24.1 | 998.1 | 0.14 | 218.9 | 53.8 | 272.8 | 987 | 105.3 | 15.24 | 38 | 2416.6 | 0.48 | 994.3 | 110.1 | 1104.4 | 26.57 | 0 | 0.26 | 26.82 | 27.82 | 0 | 0.27 | 28.09 | 416925 | 78053.7 | 967.5 | 4198.3 | 0 | 8374.7 | 63088.7 | 0 | 0 | 3143.7 | 133146.6 | 0 | 670.6 | 3315.4 | 34052.4 | 88396.1 | 2651.7 | 9.3 | 0 | 31800.1 | 40688 | 2421.8 | 1450.7 | 16.5 | 35.3 | 8315.2
3728 | 156 | Day156 | 7 | Hour7 | 6 | Summer | 2117 | #N/A | Summer | 444153.8 | 2024-06-05 07:00 | 440143.6 | 709.1 | 0 | 3301.1 | 444153.7 | 425238.7 | 340791.9 | 0.0339 | 0.0485 | 0.55 | 0.54 | 278.6 | 20.6 | 2.91 | 21.3 | 961 | 0.18 | 280 | 50 | 330 | 288.8 | 21.4 | 3.02 | 22.1 | 996 | 0.19 | 290.3 | 51.8 | 342.1 | 158.4 | 4.5 | 0.6 | 18 | 725.8 | 0.11 | 158.7 | 39.7 | 198.4 | 848.5 | 41.4 | 7.26 | 97.3 | 2097.3 | 1.47 | 851.7 | 160.2 | 1011.9 | 26.64 | 0 | 0.26 | 26.9 | 28 | 0 | 0.27 | 28.28 | 444153.8 | 103361.8 | 319.7 | 4198.3 | 0 | 8374.7 | 67362.4 | 0 | 91.1 | 5695.6 | 131231.2 | 0 | 670.6 | 3315.4 | 34232.8 | 88396.1 | 2690.8 | 0 | 0 | 66506.5 | 28715.6 | 2353.1 | 2931.3 | 0 | 508.1 | 8315.2
3729 | 156 | Day156 | 8 | Hour8 | 6 | Summer | 2117 | #N/A | Summer | 473209.1 | 2024-06-05 08:00 | 468137.6 | 1447.3 | 0 | 3624.2 | 473209.1 | 451829.9 | 331407.7 | 0.0348 | 0.0516 | 0.58 | 0.58 | 261.3 | 19.6 | 2.77 | 19.8 | 893.9 | 0.17 | 262.7 | 46.5 | 309.1 | 271.6 | 20.4 | 2.88 | 20.5 | 928.2 | 0.18 | 273 | 48.2 | 321.2 | 122.9 | 3.3 | 0.43 | 14.2 | 569.6 | 0.08 | 123.2 | 31.2 | 154.4 | 943.4 | 53.5 | 9.13 | 100.5 | 2170.3 | 1.59 | 947.5 | 165.6 | 1113.1 | 25.96 | 0 | 0.26 | 26.22 | 27.43 | 0 | 0.27 | 27.7 | 473209.1 | 141801.4 | 53.1 | 4198.3 | 0 | 8374.7 | 68600.7 | 0 | 541.9 | 8682.2 | 128099.1 | 0 | 670.6 | 3315.4 | 27008.9 | 88396.1 | 2690.8 | 0 | 0 | 109076.1 | 21328.5 | 2172.6 | 5276 | 1181.7 | 0 | 8315.2
3730 | 156 | Day156 | 9 | Hour9 | 6 | Summer | 2117 | #N/A | Summer | 503402.3 | 2024-06-05 09:00 | 493102.2 | 4248 | 1553.2 | 4499 | 503402.3 | 475464.2 | 332073.2 | 0.0358 | 0.0544 | 0.59 | 0.59 | 252.6 | 18.9 | 2.68 | 19.1 | 861.3 | 0.17 | 253.8 | 44.8 | 298.7 | 265.1 | 19.9 | 2.81 | 20 | 902.9 | 0.18 | 266.4 | 47 | 313.4 | 108.5 | 2.8 | 0.35 | 12.4 | 518 | 0.07 | 108.7 | 27.9 | 136.6 | 610.2 | 40.9 | 5.69 | 45.4 | 2259.8 | 0.28 | 613 | 112.8 | 725.8 | 26.24 | 0 | 0.26 | 26.51 | 27.83 | 0 | 0.27 | 28.1 | 503402.3 | 171329.1 | 0 | 4198.3 | 0 | 8374.7 | 70444 | 0 | 850.7 | 15836.1 | 130781.3 | 0 | 670.6 | 3315.4 | 22516.4 | 88396.1 | 3376.4 | 0 | 0 | 130582.9 | 21856.6 | 2202.9 | 10775.9 | 214.7 | 1018.3 | 8315.2
3731 | 156 | Day156 | 10 | Hour10 | 6 | Summer | 2117 | #N/A | Summer | 528336.3 | 2024-06-05 10:00 | 516801.8 | 4804.3 | 2105.2 | 4625 | 528336.3 | 497827 | 345478.8 | 0.0367 | 0.0571 | 0.59 | 0.58 | 255.5 | 18.9 | 2.68 | 19.4 | 874.4 | 0.17 | 256.7 | 45.5 | 302.3 | 268.8 | 20 | 2.83 | 20.4 | 919.2 | 0.18 | 270.2 | 47.8 | 318 | 104.5 | 3 | 0.37 | 11.7 | 498.2 | 0.06 | 104.7 | 26.5 | 131.2 | 405.9 | 7.9 | 0.81 | 47.7 | 2114.1 | 0.18 | 406.4 | 110.8 | 517.2 | 26.75 | 0 | 0.26 | 27.01 | 28.48 | 0 | 0.27 | 28.75 | 528336.3 | 182857.6 | 0 | 4198.3 | 0 | 8374.7 | 73733 | 0 | 949 | 17315.2 | 139894 | 0 | 866.9 | 3315.4 | 22671.7 | 88396.1 | 4028.7 | 0 | 0 | 136655 | 25615.2 | 2323.2 | 13615.5 | 624.4 | 673.1 | 8315.2
3732 | 156 | Day156 | 11 | Hour11 | 6 | Summer | 2117 | #N/A | Summer | 546561 | 2024-06-05 11:00 | 536595 | 3986.9 | 1382.9 | 4596.2 | 546561.1 | 516431.3 | 360779.3 | 0.0376 | 0.0594 | 0.58 | 0.57 | 262.1 | 19.4 | 2.75 | 19.8 | 899.1 | 0.17 | 263.5 | 46.7 | 310.1 | 275.5 | 20.4 | 2.89 | 20.8 | 943.8 | 0.18 | 276.9 | 49 | 325.8 | 90.8 | 2.4 | 0.29 | 10.2 | 444.6 | 0.04 | 90.9 | 23.4 | 114.3 | 737.3 | 62.8 | 8.94 | 42.7 | 2306.9 | 0.35 | 741.6 | 111.6 | 853.2 | 27.62 | 0 | 0.25 | 27.87 | 29.45 | 0 | 0.26 | 29.71 | 546561 | 185781.8 | 0 | 4247.1 | 0 | 8374.7 | 78182 | 0 | 977.5 | 17751.3 | 149088 | 0 | 883.5 | 3315.4 | 24263.6 | 88396.1 | 4028.7 | 0 | 0 | 138789.9 | 25539.4 | 2723.7 | 15139 | 748.8 | 0 | 8315.2
3733 | 156 | Day156 | 12 | Hour12 | 6 | Summer | 2117 | #N/A | Summer | 562371.6 | 2024-06-05 12:00 | 553446 | 3229.4 | 1374.6 | 4321.6 | 562371.6 | 532219.8 | 374116 | 0.0383 | 0.0614 | 0.57 | 0.56 | 269.4 | 20.1 | 2.85 | 20.1 | 919.3 | 0.17 | 270.7 | 47.6 | 318.3 | 282.7 | 21.1 | 2.99 | 21.1 | 964.2 | 0.18 | 284.2 | 49.9 | 334.1 | 90.1 | 2.8 | 0.36 | 9.9 | 420.7 | 0.05 | 90.3 | 22.4 | 112.7 | 788.9 | 69.1 | 9.88 | 44.1 | 2395.7 | 0.39 | 793.7 | 115.6 | 909.3 | 28.58 | 0 | 0.24 | 28.83 | 30.53 | 0 | 0.26 | 30.79 | 562371.6 | 188255.6 | 139.3 | 4247.1 | 0 | 8374.7 | 83419.3 | 0 | 979.3 | 18194.2 | 154789.1 | 0 | 942.3 | 3315.4 | 26344.4 | 88396.1 | 4148.2 | 0 | 0 | 139128.9 | 26555.9 | 3397.2 | 15419.3 | 1342.6 | 37.3 | 8315.2
3734 | 156 | Day156 | 13 | Hour13 | 6 | Summer | 2117 | #N/A | Summer | 576194 | 2024-06-05 13:00 | 568066.4 | 2808.4 | 1374.6 | 3944.6 | 576194.1 | 545875.5 | 388721.4 | 0.0391 | 0.0632 | 0.56 | 0.55 | 277.6 | 20.8 | 2.95 | 20.6 | 944.3 | 0.18 | 279 | 48.7 | 327.8 | 291.3 | 21.8 | 3.1 | 21.6 | 990.4 | 0.18 | 292.8 | 51.1 | 343.9 | 87.1 | 3 | 0.38 | 9.2 | 403.6 | 0.05 | 87.2 | 21.3 | 108.5 | 560.1 | 30 | 4.05 | 48.5 | 2313.5 | 0.26 | 562.1 | 117.6 | 679.6 | 29.27 | 0 | 0.24 | 29.51 | 31.33 | 0 | 0.25 | 31.58 | 576194 | 187472.6 | 191.3 | 4247.1 | 0 | 8374.7 | 88593.5 | 0 | 977.9 | 17077.6 | 161489.9 | 0 | 917.3 | 3315.4 | 28855.7 | 88396.1 | 4340.3 | 0 | 0 | 137822.9 | 28144.1 | 3450.2 | 15332.6 | 3428.4 | 747.8 | 8315.2
3735 | 156 | Day156 | 14 | Hour14 | 6 | Summer | 2117 | #N/A | Summer | 584199.6 | 2024-06-05 14:00 | 578694 | 159.7 | 1374.6 | 3971.4 | 584199.6 | 555773 | 399507.4 | 0.0396 | 0.0646 | 0.55 | 0.54 | 283.9 | 21.1 | 2.99 | 21.2 | 970.9 | 0.18 | 285.4 | 50.1 | 335.5 | 296.9 | 22.1 | 3.12 | 22.1 | 1015.1 | 0.19 | 298.4 | 52.4 | 350.9 | 89.2 | 3.2 | 0.41 | 9.3 | 407.8 | 0.05 | 89.4 | 21.5 | 110.9 | 525.4 | 25.5 | 3.48 | 49.4 | 2176.6 | 0.3 | 527.1 | 114.3 | 641.4 | 30.14 | 0 | 0.23 | 30.37 | 32.28 | 0 | 0.25 | 32.52 | 584199.6 | 184692.2 | 110 | 4247.1 | 0 | 8374.7 | 90732.5 | 0 | 976.6 | 17079.8 | 169048.7 | 0 | 1264.6 | 3315.4 | 29287.1 | 88396.1 | 4731.1 | 0 | 0 | 133031.1 | 30490.7 | 3114 | 13883.4 | 7834.5 | 1276.3 | 8315.2
3736 | 156 | Day156 | 15 | Hour15 | 6 | Summer | 2117 | #N/A | Summer | 591363.8 | 2024-06-05 15:00 | 585712.4 | 313.1 | 1374.6 | 3963.6 | 591363.8 | 562293.1 | 410581 | 0.04 | 0.0655 | 0.53 | 0.53 | 291 | 21.4 | 3.04 | 21.9 | 995.4 | 0.19 | 292.5 | 51.6 | 344 | 304.4 | 22.4 | 3.18 | 22.9 | 1041.2 | 0.19 | 306 | 54 | 359.9 | 92.1 | 3.8 | 0.5 | 9.1 | 413 | 0.04 | 92.4 | 21.4 | 113.8 | 795.2 | 55.6 | 7.92 | 58.8 | 2737.6 | 0.47 | 799 | 140.5 | 939.6 | 30.6 | 0 | 0.23 | 30.83 | 32.79 | 0 | 0.24 | 33.04 | 591363.8 | 180782.8 | 249.4 | 4257.5 | 0 | 8374.7 | 93000.9 | 0 | 983.1 | 15802.5 | 173783.5 | 0 | 2309.6 | 3315.4 | 30704.7 | 88396.1 | 6185.1 | 4 | 0 | 126489.7 | 34719.8 | 2787.6 | 13230 | 8055.6 | 1467.6 | 8315.2
3737 | 156 | Day156 | 16 | Hour16 | 6 | Summer | 2117 | #N/A | Summer | 593664.1 | 2024-06-05 16:00 | 589521.4 | 166.3 | 34.7 | 3941.8 | 593664.1 | 565843.7 | 422646.6 | 0.0401 | 0.0659 | 0.53 | 0.52 | 295 | 21.7 | 3.08 | 22.2 | 1008.5 | 0.19 | 296.5 | 52.3 | 348.7 | 310.3 | 22.8 | 3.23 | 23.4 | 1062.5 | 0.2 | 311.9 | 55.1 | 367 | 112 | 4.9 | 0.65 | 10.8 | 490.5 | 0.05 | 112.4 | 25.4 | 137.8 | 534.7 | 20.1 | 2.57 | 54.2 | 2466 | 0.25 | 536 | 127.7 | 663.7 | 31.69 | 0 | 0.23 | 31.91 | 33.97 | 0 | 0.24 | 34.21 | 593664.1 | 171017.6 | 951.6 | 4257.5 | 0 | 8374.7 | 94570.3 | 0 | 977.6 | 13724.6 | 175700.1 | 0 | 2861.3 | 3315.4 | 32745.6 | 88396.1 | 6514.5 | 4959.5 | 0 | 115376.9 | 38367.7 | 2570.8 | 12507.9 | 9101.4 | 1351.1 | 8315.2
3738 | 156 | Day156 | 17 | Hour17 | 6 | Summer | 2117 | #N/A | Summer | 591356.3 | 2024-06-05 17:00 | 587079.7 | 144.8 | 34.7 | 4097.2 | 591356.3 | 563574.1 | 434994.4 | 0.04 | 0.0656 | 0.51 | 0.51 | 304.7 | 22 | 3.12 | 23.2 | 1049.5 | 0.2 | 306.2 | 54.6 | 360.8 | 321.8 | 23.2 | 3.29 | 24.6 | 1110.3 | 0.21 | 323.4 | 57.8 | 381.2 | 149.6 | 7.4 | 1 | 13.7 | 625.4 | 0.08 | 150.1 | 32.3 | 182.4 | 865 | 38.6 | 6.72 | 100.9 | 2368.7 | 1.41 | 867.9 | 171.9 | 1039.8 | 32.18 | 0 | 0.23 | 32.41 | 34.48 | 0 | 0.24 | 34.73 | 591356.3 | 156361.9 | 1950.8 | 4257.5 | 0 | 8374.7 | 94873.7 | 0 | 959.8 | 12214.6 | 178052.2 | 0 | 7047.8 | 3315.4 | 33103.8 | 88396.1 | 7647.3 | 7975 | 0 | 97732.2 | 42708.9 | 2746.4 | 8666.8 | 6881.5 | 1380.6 | 8315.2
3739 | 156 | Day156 | 18 | Hour18 | 6 | Summer | 2117 | #N/A | Summer | 579980.1 | 2024-06-05 18:00 | 576326.4 | 0 | 0 | 3653.7 | 579980.1 | 553528.2 | 453039.6 | 0.0395 | 0.0644 | 0.48 | 0.48 | 325.4 | 23.3 | 3.31 | 25 | 1123.2 | 0.21 | 327 | 58.5 | 385.6 | 344 | 24.6 | 3.49 | 26.5 | 1189.2 | 0.22 | 345.7 | 62 | 407.7 | 263.2 | 12.1 | 1.75 | 26.3 | 1018.1 | 0.21 | 264 | 56.7 | 320.7 | 729.8 | 24.8 | 3.09 | 76.4 | 3455.7 | 0.33 | 731.4 | 179.4 | 910.8 | 52.47 | 13.22 | 0.23 | 65.92 | 56.12 | 14.29 | 0.24 | 70.65 | 579980.1 | 126940.5 | 2083.3 | 4257.5 | 0 | 8374.7 | 97695.2 | 0 | 884.2 | 9864 | 180545.4 | 0 | 11557 | 3315.4 | 37541.3 | 88396.1 | 9084.2 | 10189.4 | 0 | 68561.8 | 44780.1 | 2850.5 | 7720.4 | 8618.7 | 2857.6 | 8315.2
3740 | 156 | Day156 | 19 | Hour19 | 6 | Summer | 2117 | #N/A | Summer | 562812.6 | 2024-06-05 19:00 | 559962.5 | 0 | 0 | 2850 | 562812.5 | 538229.2 | 462355.5 | 0.0388 | 0.0625 | 0.46 | 0.45 | 343.9 | 24.8 | 3.52 | 26.3 | 1177.7 | 0.23 | 345.6 | 61.5 | 407.1 | 363.8 | 26.2 | 3.72 | 27.9 | 1247.4 | 0.24 | 365.6 | 65.2 | 430.7 | 379.2 | 15.9 | 2.34 | 40 | 1466.4 | 0.34 | 380.3 | 83.7 | 464.1 | 761.4 | 41.9 | 6.44 | 73.6 | 2443.5 | 0.82 | 764.4 | 146.7 | 911.1 | 35.82 | 5.95 | 0.23 | 42.01 | 38.22 | 6.41 | 0.25 | 44.88 | 562812.6 | 100457 | 2535.6 | 4257.5 | 0 | 8374.7 | 100647 | 0 | 691.3 | 7300.7 | 181695 | 0 | 11591.8 | 3315.4 | 40207.7 | 88396.1 | 10424.3 | 10910.3 | 0 | 38418.3 | 51163.8 | 2882.9 | 6501.2 | 7065.2 | 2849.5 | 8315.2
3741 | 156 | Day156 | 20 | Hour20 | 6 | Summer | 2117 | #N/A | Summer | 548692 | 2024-06-05 20:00 | 545579.1 | 0 | 0 | 3112.8 | 548692 | 524780.5 | 471333.8 | 0.0381 | 0.0607 | 0.45 | 0.45 | 346.3 | 25.4 | 3.61 | 26.1 | 1176.3 | 0.23 | 348 | 61.2 | 409.2 | 365.3 | 26.7 | 3.8 | 27.7 | 1244 | 0.24 | 367.1 | 64.8 | 431.9 | 381.3 | 16.5 | 2.37 | 39.2 | 1506.2 | 0.31 | 382.4 | 84.2 | 466.6 | 1110 | 62 | 10.78 | 121 | 2428 | 1.97 | 1114.7 | 193.9 | 1308.7 | 34.34 | 0 | 0.24 | 34.57 | 36.57 | 0 | 0.25 | 36.82 | 548692 | 77358.1 | 4482.5 | 4257.5 | 0 | 8374.7 | 101331.5 | 0 | 227.9 | 3341.8 | 183625.7 | 0 | 5641.3 | 3315.4 | 52457.1 | 88396.1 | 9269 | 10183 | 0 | 10721.9 | 60182.1 | 2884.5 | 2399.5 | 846 | 1331.3 | 8315.2
3742 | 156 | Day156 | 21 | Hour21 | 6 | Summer | 2117 | #N/A | Summer | 529099.6 | 2024-06-05 21:00 | 525469.8 | 0 | 0 | 3629.9 | 529099.6 | 505890.7 | 460220.7 | 0.0373 | 0.0584 | 0.44 | 0.44 | 352.8 | 26.1 | 3.71 | 26.3 | 1197.8 | 0.23 | 354.6 | 62.1 | 416.7 | 369.1 | 27.2 | 3.86 | 27.6 | 1255.3 | 0.24 | 370.9 | 65.1 | 436.1 | 352 | 15.4 | 2.14 | 35 | 1458.8 | 0.23 | 353 | 78.5 | 431.5 | 1002.3 | 44.2 | 8.34 | 124.8 | 2195.3 | 2.04 | 1005.9 | 190.8 | 1196.7 | 34.73 | 0 | 0.24 | 34.97 | 36.88 | 0 | 0.26 | 37.13 | 529099.6 | 68878.9 | 6529.4 | 4257.5 | 0 | 8374.7 | 100979.9 | 0 | 0 | 43.2 | 182227.4 | 0 | 4215.7 | 3315.4 | 49672.7 | 88396.1 | 7816.8 | 4435 | 0 | 37.4 | 66010.8 | 2787.5 | 825 | 1395.2 | 3728.5 | 8315.2
3743 | 156 | Day156 | 22 | Hour22 | 6 | Summer | 2117 | #N/A | Summer | 494851.2 | 2024-06-05 22:00 | 490863.6 | 0 | 0 | 3987.6 | 494851.2 | 473220.6 | 425337.9 | 0.0359 | 0.0546 | 0.47 | 0.46 | 330.6 | 24.1 | 3.41 | 25.2 | 1138.7 | 0.21 | 332.2 | 59.2 | 391.4 | 344.5 | 25 | 3.55 | 26.3 | 1188.1 | 0.22 | 346.2 | 61.8 | 408 | 444.3 | 27.3 | 3.79 | 35.7 | 1697 | 0.22 | 446.1 | 86.3 | 532.5 | 671 | 49.3 | 6.93 | 46.2 | 2338.4 | 0.32 | 674.4 | 116 | 790.4 | 29.74 | 0 | 0.24 | 29.99 | 31.46 | 0 | 0.26 | 31.72 | 494851.2 | 69513.3 | 4191.6 | 4247.1 | 0 | 8374.7 | 87036.9 | 0 | 0 | 0 | 168734.4 | 0 | 2414.1 | 3315.4 | 48382.3 | 88396.1 | 6096.3 | 4148.9 | 0 | 0 | 67001.4 | 2511.8 | 10.8 | 1198.4 | 3514.9 | 8315.2
3744 | 156 | Day156 | 23 | Hour23 | 6 | Summer | 2117 | #N/A | Summer | 459546.3 | 2024-06-05 23:00 | 455511 | 0 | 0 | 4035.2 | 459546.3 | 439698.1 | 391821.3 | 0.0347 | 0.0508 | 0.5 | 0.49 | 306.2 | 21.8 | 3.09 | 24.1 | 1069.3 | 0.2 | 307.7 | 56 | 363.7 | 318.9 | 22.7 | 3.21 | 25.1 | 1115 | 0.21 | 320.5 | 58.4 | 378.8 | 471.6 | 30.5 | 4.25 | 36.5 | 1756.8 | 0.24 | 473.6 | 88.9 | 562.5 | 779.1 | 75.1 | 10.8 | 37.4 | 2152.2 | 0.38 | 784.3 | 101.7 | 886 | 28.31 | 0 | 0.25 | 28.56 | 29.83 | 0 | 0.26 | 30.09 | 459546.3 | 67725.1 | 4087.1 | 4198.3 | 0 | 8374.7 | 72483.5 | 0 | 0 | 0 | 151404.7 | 0 | 2206 | 3315.4 | 47801 | 88396.1 | 5407.5 | 4147 | 0 | 0 | 65695.5 | 2029.6 | 0 | 1374.6 | 4146.3 | 8315.2
3745 | 157 | Day157 | 0 | Hour0 | 6 | Summer | 86 | 574676.6 | Summer | 427946.6 | 2024-06-06 | 424020.2 | 0 | 0 | 3926.4 | 427946.6 | 409749.5 | 363178.8 | 0.0337 | 0.0473 | 0.52 | 0.51 | 286.6 | 19.8 | 2.79 | 23.3 | 1022.4 | 0.19 | 287.9 | 53.8 | 341.7 | 297.6 | 20.5 | 2.89 | 24.3 | 1063.5 | 0.2 | 299 | 56 | 355 | 494.9 | 34.1 | 4.79 | 36.4 | 1771.4 | 0.25 | 497.2 | 89.3 | 586.5 | 611.7 | 38.5 | 5.32 | 48 | 2335.7 | 0.29 | 614.3 | 117.7 | 732 | 27.02 | 0 | 0.25 | 27.26 | 28.36 | 0 | 0.26 | 28.62 | 427946.6 | 64767.8 | 1576.1 | 4198.3 | 0 | 8374.7 | 60704.3 | 0 | 0 | 0 | 139799.2 | 0 | 2086.4 | 3315.4 | 46745.2 | 88396.1 | 4304.7 | 3678.5 | 0 | 0 | 62999 | 1768.8 | 0 | 1374.6 | 1956.3 | 8315.2
3746 | 157 | Day157 | 1 | Hour1 | 6 | Summer | 2117 | #N/A | Summer | 406975.3 | 2024-06-06 01:00 | 399736.8 | 2135.8 | 1230.5 | 3872.1 | 406975.3 | 386605.8 | 342667.2 | 0.0328 | 0.0445 | 0.53 | 0.52 | 280.3 | 19.3 | 2.73 | 23 | 1000.7 | 0.19 | 281.7 | 52.9 | 334.6 | 291.7 | 20.1 | 2.84 | 24 | 1041.6 | 0.2 | 293.1 | 55.1 | 348.1 | 485.3 | 31.5 | 4.38 | 37.2 | 1816.9 | 0.23 | 487.4 | 91.4 | 578.9 | 869.8 | 90.7 | 13.11 | 35.4 | 2196.1 | 0.43 | 876.1 | 100.9 | 977.1 | 25.71 | 0 | 0.26 | 25.96 | 26.92 | 0 | 0.26 | 27.18 | 406975.3 | 64308.1 | 257.4 | 4198.3 | 0 | 8374.7 | 56076.8 | 0 | 0 | 0 | 130197.1 | 0 | 2049.7 | 3315.4 | 42565.7 | 88396.1 | 4284.7 | 2951.2 | 0 | 0 | 62293.1 | 2015 | 0 | 0 | 145.6 | 8315.2
3747 | 157 | Day157 | 2 | Hour2 | 6 | Summer | 2117 | #N/A | Summer | 395418.7 | 2024-06-06 02:00 | 383926.3 | 4042.1 | 3613 | 3837.3 | 395418.7 | 371512.3 | 334436.8 | 0.0323 | 0.0426 | 0.52 | 0.52 | 284.8 | 19.7 | 2.78 | 23.4 | 1015.5 | 0.2 | 286.2 | 53.7 | 339.9 | 296.7 | 20.6 | 2.9 | 24.3 | 1055.5 | 0.21 | 298.1 | 55.8 | 353.9 | 489.2 | 31.1 | 4.32 | 38.1 | 1851.5 | 0.24 | 491.3 | 93.3 | 584.6 | 697.1 | 49.2 | 6.89 | 49.6 | 2502.1 | 0.33 | 700.4 | 124.3 | 824.7 | 25.36 | 0 | 0.26 | 25.63 | 26.51 | 0 | 0.26 | 26.77 | 395418.7 | 60981.9 | 24.4 | 4198.3 | 0 | 8374.7 | 55449.4 | 0 | 0 | 0 | 128126.5 | 0 | 2022.7 | 3315.4 | 39197.1 | 88396.1 | 4284.7 | 1047.6 | 0 | 0 | 58965.4 | 2016.5 | 0 | 0 | 3.9 | 8315.2
3748 | 157 | Day157 | 3 | Hour3 | 6 | Summer | 2117 | #N/A | Summer | 387058.2 | 2024-06-06 03:00 | 376817.2 | 2515.7 | 4012.6 | 3712.8 | 387058.3 | 364726 | 331612.9 | 0.0321 | 0.0417 | 0.51 | 0.5 | 291.9 | 20.1 | 2.83 | 24.1 | 1043.2 | 0.2 | 293.3 | 55.2 | 348.5 | 304.4 | 21 | 2.96 | 25 | 1086.3 | 0.21 | 305.9 | 57.4 | 363.3 | 493.6 | 31.8 | 4.41 | 38.1 | 1856.8 | 0.24 | 495.8 | 93.5 | 589.3 | 675.1 | 43.8 | 6.07 | 51.6 | 2546.8 | 0.31 | 678.1 | 127.6 | 805.7 | 25.67 | 0 | 0.28 | 25.94 | 26.78 | 0 | 0.26 | 27.03 | 387058.2 | 55445.4 | 0 | 4198.3 | 0 | 8374.7 | 55375.6 | 0 | 0 | 0.1 | 129333.8 | 0 | 2022.7 | 3315.4 | 35286.7 | 88396.1 | 4284.7 | 1024.8 | 0 | 0.5 | 53348.6 | 2096.2 | 0 | 0 | 0 | 8315.2
3749 | 157 | Day157 | 4 | Hour4 | 6 | Summer | 2117 | #N/A | Summer | 385844.2 | 2024-06-06 04:00 | 379132.1 | 1653.1 | 1620.9 | 3438 | 385844.1 | 366958.1 | 334022.8 | 0.0321 | 0.0419 | 0.49 | 0.49 | 300.9 | 20.7 | 2.92 | 24.7 | 1076.7 | 0.21 | 302.4 | 56.9 | 359.2 | 312.9 | 21.5 | 3.03 | 25.7 | 1119 | 0.22 | 314.3 | 59.1 | 373.4 | 504 | 33.8 | 4.72 | 37.7 | 1852.6 | 0.24 | 506.3 | 92.9 | 599.2 | 1114.5 | 123.2 | 17.87 | 39 | 2593.3 | 0.55 | 1123.1 | 116.4 | 1239.5 | 26.28 | 0 | 0.27 | 26.54 | 27.43 | 0 | 0.25 | 27.68 | 385844.2 | 51821.4 | 42.6 | 4198.3 | 0 | 8374.7 | 56866.1 | 0 | 0 | 108.6 | 133366.9 | 0 | 2022.7 | 3315.4 | 33155.2 | 88396.1 | 4284.7 | 0 | 0 | 651.6 | 48825.1 | 2236.1 | 0.3 | 0 | 0 | 8315.2
3750 | 157 | Day157 | 5 | Hour5 | 6 | Summer | 2117 | #N/A | Summer | 398332.6 | 2024-06-06 05:00 | 392554.2 | 895.9 | 1161.5 | 3720.9 | 398332.6 | 379814.5 | 339547.5 | 0.0325 | 0.0434 | 0.49 | 0.49 | 302.1 | 21 | 2.96 | 24.5 | 1074.5 | 0.21 | 303.5 | 56.6 | 360.1 | 313.6 | 21.8 | 3.07 | 25.5 | 1115.4 | 0.21 | 315.1 | 58.8 | 373.9 | 440.9 | 29.5 | 4.12 | 33.2 | 1617.4 | 0.22 | 442.9 | 81.4 | 524.4 | 1089.2 | 120.4 | 17.47 | 38.1 | 2532.7 | 0.54 | 1097.6 | 113.7 | 1211.3 | 26.59 | 0 | 0.24 | 26.84 | 27.8 | 0 | 0.25 | 28.05 | 398332.6 | 58785.1 | 594.2 | 4198.3 | 0 | 8374.7 | 59923.2 | 0 | 0 | 417 | 136265 | 0 | 2022.7 | 3315.4 | 32138.5 | 88396.1 | 4284.7 | 34.7 | 0 | 8969.7 | 47197.7 | 2200.8 | 479.6 | 0 | 0 | 8315.2
3751 | 157 | Day157 | 6 | Hour6 | 6 | Summer | 2117 | #N/A | Summer | 420099.2 | 2024-06-06 06:00 | 413772.8 | 1889.2 | 1298.1 | 3139.1 | 420099.1 | 400100.4 | 344971.4 | 0.033 | 0.0456 | 0.51 | 0.5 | 293.9 | 20.6 | 2.9 | 23.7 | 1041.7 | 0.2 | 295.3 | 54.8 | 350.1 | 306.2 | 21.4 | 3.02 | 24.6 | 1085 | 0.21 | 307.7 | 57 | 364.7 | 196.5 | 7.7 | 0.99 | 19.8 | 890.2 | 0.1 | 197 | 46.3 | 243.3 | 1110.1 | 123.4 | 17.91 | 38.2 | 2560.4 | 0.55 | 1118.7 | 114.7 | 1233.3 | 26.68 | 0 | 0.25 | 26.94 | 27.96 | 0 | 0.26 | 28.22 | 420099.2 | 75127.8 | 1549.9 | 4198.3 | 0 | 8374.7 | 62003.6 | 0 | 0 | 4551 | 138400.5 | 0 | 2022.7 | 3315.4 | 32390.9 | 88396.1 | 4284.7 | 34.7 | 0 | 28148 | 40152.2 | 2276.6 | 2617.7 | 0 | 0 | 8315.2
3752 | 157 | Day157 | 7 | Hour7 | 6 | Summer | 2117 | #N/A | Summer | 443163 | 2024-06-06 07:00 | 439125.4 | 874.7 | 4.1 | 3158.7 | 443163 | 424268.2 | 339907.8 | 0.0338 | 0.0484 | 0.54 | 0.54 | 282.6 | 20.4 | 2.88 | 22.2 | 983.1 | 0.19 | 284 | 51.5 | 335.6 | 292.8 | 21.1 | 2.99 | 23 | 1018.3 | 0.2 | 294.3 | 53.4 | 347.7 | 124.6 | 3.5 | 0.42 | 13.8 | 605.2 | 0.06 | 124.8 | 31.9 | 156.7 | 793.1 | 48.4 | 7.69 | 75.2 | 2183 | 1 | 796.6 | 140.5 | 937.1 | 26.31 | 0 | 0.26 | 26.56 | 27.65 | 0 | 0.27 | 27.92 | 443163 | 103255.2 | 53.7 | 4198.3 | 0 | 8374.7 | 65515.4 | 0 | 99.9 | 7476.9 | 133857.2 | 0 | 2022.7 | 3315.4 | 29889.5 | 88396.1 | 4284.7 | 0 | 0 | 62139.4 | 31397.2 | 2141.8 | 4553.6 | 0 | 0 | 8315.2
3753 | 157 | Day157 | 8 | Hour8 | 6 | Summer | 2117 | #N/A | Summer | 469150.4 | 2024-06-06 08:00 | 464288.6 | 1484.7 | 4.1 | 3372.9 | 469150.4 | 448174.7 | 330305 | 0.0347 | 0.0512 | 0.56 | 0.56 | 268.6 | 19.7 | 2.79 | 20.8 | 923.8 | 0.18 | 269.9 | 48.3 | 318.3 | 278.9 | 20.5 | 2.9 | 21.5 | 958.9 | 0.19 | 280.3 | 50.2 | 330.5 | 86 | 2.4 | 0.29 | 9.7 | 416.3 | 0.05 | 86.1 | 22.1 | 108.2 | 910.5 | 42.4 | 7.97 | 111.9 | 1880.4 | 1.88 | 913.9 | 168.5 | 1082.4 | 24.3 | 0 | 0.25 | 24.56 | 25.72 | 0 | 0.27 | 25.98 | 469150.4 | 138845.4 | 2.3 | 4198.3 | 0 | 8374.7 | 67645.3 | 0 | 584.9 | 9321.7 | 130102.5 | 0 | 2022.7 | 3315.4 | 23286.1 | 87033.9 | 4323.7 | 0 | 0 | 102760.9 | 24199.6 | 1978.3 | 6823.6 | 0 | 0 | 8315.2
3754 | 157 | Day157 | 9 | Hour9 | 6 | Summer | 2117 | #N/A | Summer | 501781.1 | 2024-06-06 09:00 | 488089.5 | 5546.6 | 4151.1 | 3993.9 | 501781.1 | 470707 | 331816.3 | 0.0356 | 0.0539 | 0.59 | 0.58 | 254.3 | 18.5 | 2.63 | 19.7 | 875.4 | 0.17 | 255.6 | 45.9 | 301.4 | 268.1 | 19.6 | 2.78 | 20.8 | 922.3 | 0.18 | 269.4 | 48.3 | 317.7 | 75.1 | 2.1 | 0.25 | 8.3 | 369.3 | 0.03 | 75.2 | 19.3 | 94.5 | 659.3 | 25 | 4.68 | 83.9 | 1719.8 | 1.23 | 661.3 | 135.5 | 796.8 | 21.55 | 0 | 0.12 | 21.66 | 23.21 | 0 | 0.14 | 23.35 | 501781.1 | 169964.8 | 0 | 4138.6 | 0 | 8374.7 | 68005.2 | 0 | 911.1 | 17476.8 | 132319.1 | 0 | 2022.7 | 3315.4 | 22486.5 | 86391.6 | 4762.6 | 0 | 0 | 126245.1 | 23466.7 | 1865 | 11893.6 | 0.2 | 0 | 8315.2
3755 | 157 | Day157 | 10 | Hour10 | 6 | Summer | 2117 | #N/A | Summer | 524363.2 | 2024-06-06 10:00 | 511525.8 | 4563.7 | 4151.1 | 4122.5 | 524363.2 | 492816.3 | 347357 | 0.0366 | 0.0566 | 0.58 | 0.57 | 262.3 | 19.1 | 2.71 | 20.2 | 900.3 | 0.18 | 263.6 | 47.1 | 310.7 | 276.9 | 20.2 | 2.87 | 21.3 | 950 | 0.19 | 278.2 | 49.7 | 327.9 | 75.6 | 2.1 | 0.25 | 8.3 | 372.2 | 0.03 | 75.8 | 19.4 | 95.2 | 346 | 6.8 | 0.7 | 42.5 | 1794 | 0.2 | 346.4 | 96 | 442.4 | 22.59 | 0 | 0.25 | 22.84 | 24.37 | 0 | 0.26 | 24.63 | 524363.2 | 177006.2 | 44.3 | 4138.6 | 0 | 8374.7 | 73197.2 | 0 | 1001.1 | 17124.6 | 141430.5 | 0 | 2261.4 | 3315.4 | 22516.4 | 86391.6 | 5686.9 | 0 | 0 | 131095.3 | 25893.8 | 1891.4 | 15194 | 457.2 | 0 | 8315.2
3756 | 157 | Day157 | 11 | Hour11 | 6 | Summer | 2117 | #N/A | Summer | 540014.6 | 2024-06-06 11:00 | 529724.8 | 2106.1 | 4147 | 4036.7 | 540014.6 | 509913.6 | 360142.2 | 0.0374 | 0.0588 | 0.56 | 0.56 | 267.5 | 19.3 | 2.74 | 20.7 | 924.6 | 0.18 | 268.8 | 48.3 | 317.1 | 281.3 | 20.3 | 2.88 | 21.8 | 972.1 | 0.19 | 282.7 | 50.8 | 333.5 | 71.5 | 2.1 | 0.25 | 7.8 | 347.7 | 0.03 | 71.7 | 18.2 | 89.9 | 508.7 | 31.4 | 4.33 | 42.2 | 1962.9 | 0.28 | 510.8 | 100.8 | 611.6 | 23.47 | 0 | 0.25 | 23.72 | 25.27 | 0 | 0.26 | 25.53 | 540014.6 | 179872.4 | 139.3 | 4187.4 | 0 | 8374.7 | 75991.9 | 0 | 1016.1 | 17852.8 | 151211.5 | 0 | 2294.5 | 3315.4 | 22516.6 | 86391.6 | 5719.4 | 0 | 0 | 132054.9 | 27203.5 | 1745 | 14982.6 | 489.4 | 30.9 | 8315.2
3757 | 157 | Day157 | 12 | Hour12 | 6 | Summer | 2117 | #N/A | Summer | 552447.9 | 2024-06-06 12:00 | 543197 | 1007.8 | 4147 | 4096.2 | 552447.9 | 522530.2 | 368676.3 | 0.038 | 0.0605 | 0.56 | 0.56 | 271.7 | 19.7 | 2.8 | 20.9 | 936.5 | 0.18 | 273.1 | 48.8 | 321.9 | 285.3 | 20.7 | 2.94 | 21.9 | 983.2 | 0.19 | 286.7 | 51.2 | 337.9 | 74.2 | 2.3 | 0.29 | 8.1 | 352 | 0.04 | 74.3 | 18.6 | 92.9 | 887.7 | 98.8 | 14.36 | 32.3 | 2035.6 | 0.49 | 894.6 | 93.1 | 987.6 | 23.95 | 0 | 0.24 | 24.2 | 25.78 | 0 | 0.26 | 26.03 | 552447.9 | 183771.6 | 0.1 | 4187.4 | 0 | 8374.7 | 79456.3 | 0 | 1016.2 | 17875.1 | 155804.4 | 0 | 2294.5 | 3315.4 | 23122.8 | 86391.6 | 5729 | 0 | 0 | 134612.4 | 28540.1 | 1727.9 | 15531.3 | 1793.1 | 170.6 | 8315.2
3758 | 157 | Day157 | 13 | Hour13 | 6 | Summer | 2117 | #N/A | Summer | 562404.2 | 2024-06-06 13:00 | 553289.4 | 928.7 | 4147 | 4039 | 562404.2 | 531949.5 | 375068.1 | 0.0386 | 0.0618 | 0.56 | 0.55 | 273.7 | 19.8 | 2.81 | 21 | 945.1 | 0.18 | 275 | 49.2 | 324.2 | 287.4 | 20.8 | 2.95 | 22 | 992.6 | 0.19 | 288.9 | 51.7 | 340.6 | 78.6 | 2.9 | 0.37 | 8.2 | 358.7 | 0.04 | 78.8 | 18.9 | 97.6 | 807.4 | 89.1 | 12.93 | 30.3 | 1877.3 | 0.44 | 813.6 | 86.3 | 899.9 | 24.3 | 0 | 0.24 | 24.54 | 26.17 | 0 | 0.25 | 26.42 | 562404.2 | 187336 | 159.8 | 4187.4 | 0 | 8374.7 | 81293.8 | 0 | 1016 | 19105.1 | 159894.4 | 0 | 2294.5 | 3315.4 | 23399.1 | 86391.6 | 5757.4 | 0 | 0 | 133691.8 | 31836.2 | 1686.9 | 15167.4 | 2748.9 | 1120.5 | 8315.2
3759 | 157 | Day157 | 14 | Hour14 | 6 | Summer | 2117 | #N/A | Summer | 568052.5 | 2024-06-06 14:00 | 558630.9 | 1218.7 | 4147 | 4056 | 568052.5 | 536903.7 | 383665.8 | 0.0389 | 0.0626 | 0.55 | 0.54 | 282.3 | 20.7 | 2.93 | 21.4 | 969.1 | 0.18 | 283.7 | 50.3 | 334 | 296.7 | 21.7 | 3.08 | 22.5 | 1018.6 | 0.19 | 298.2 | 52.9 | 351.1 | 77.8 | 2.8 | 0.35 | 8.1 | 359.7 | 0.04 | 78 | 18.8 | 96.8 | 365.7 | 7 | 0.71 | 44.8 | 1912.2 | 0.2 | 366.1 | 101.8 | 467.9 | 24.69 | 0 | 0.24 | 24.93 | 26.62 | 0 | 0.25 | 26.87 | 568052.5 | 184386.7 | 191.2 | 4187.4 | 0 | 8374.7 | 85932.4 | 0 | 1015.6 | 18106.2 | 163836.2 | 0 | 2235.6 | 3315.4 | 23333.7 | 86391.6 | 5867.5 | 0 | 0 | 128610.1 | 35053.9 | 1600.9 | 15693.3 | 5874.7 | 1623.4 | 8315.2
3760 | 157 | Day157 | 15 | Hour15 | 6 | Summer | 2117 | #N/A | Summer | 573067.7 | 2024-06-06 15:00 | 561806.8 | 2931.6 | 4147 | 4182.3 | 573067.7 | 539841 | 389635.1 | 0.0391 | 0.0631 | 0.54 | 0.53 | 288.3 | 21.4 | 3.03 | 21.6 | 982.4 | 0.18 | 289.7 | 50.9 | 340.6 | 303.9 | 22.5 | 3.19 | 22.7 | 1035.6 | 0.19 | 305.4 | 53.6 | 359.1 | 81.5 | 3 | 0.38 | 8.4 | 373.3 | 0.04 | 81.7 | 19.6 | 101.3 | 707.2 | 68.3 | 9.84 | 35.5 | 1948.9 | 0.39 | 711.9 | 93.7 | 805.6 | 25.28 | 0 | 0.24 | 25.52 | 27.35 | 0 | 0.25 | 27.6 | 573067.7 | 183432.6 | 157.8 | 4197.8 | 0 | 8374.7 | 90119.9 | 0 | 1009.2 | 17920 | 165257.1 | 0 | 2294.5 | 3315.4 | 23620.9 | 86391.6 | 5870.6 | 34.7 | 0 | 122000.8 | 41017.7 | 1484.9 | 14404.5 | 5017.7 | 1605.4 | 8315.2
3761 | 157 | Day157 | 16 | Hour16 | 6 | Summer | 2117 | #N/A | Summer | 574676.6 | 2024-06-06 16:00 | 563743.8 | 2576.9 | 4147 | 4209 | 574676.6 | 541646.8 | 396470.4 | 0.0392 | 0.0633 | 0.53 | 0.53 | 294.3 | 21.8 | 3.09 | 22 | 1000.2 | 0.19 | 295.8 | 51.9 | 347.7 | 310.5 | 23 | 3.26 | 23.2 | 1055.4 | 0.2 | 312.1 | 54.7 | 366.8 | 90.1 | 3.2 | 0.41 | 9.4 | 414.8 | 0.05 | 90.3 | 21.8 | 112.1 | 484.6 | 18.1 | 2.65 | 55 | 1939.3 | 0.48 | 485.8 | 112.9 | 598.7 | 26.1 | 0 | 0.24 | 26.34 | 28.23 | 0 | 0.25 | 28.48 | 574676.6 | 178206.2 | 143.6 | 4197.8 | 0 | 8374.7 | 92046.3 | 0 | 1004.6 | 17465.8 | 168138.3 | 0 | 2294.5 | 3315.4 | 24081.7 | 86391.6 | 6659.7 | 826.7 | 0 | 114822.3 | 43509.2 | 1404.4 | 14354.9 | 3065.3 | 946.7 | 8315.2
3762 | 157 | Day157 | 17 | Hour17 | 6 | Summer | 2117 | #N/A | Summer | 569232 | 2024-06-06 17:00 | 559890.6 | 1106.3 | 4147 | 4088.1 | 569231.9 | 538054.1 | 405146.8 | 0.039 | 0.0629 | 0.52 | 0.52 | 298.6 | 22.1 | 3.13 | 22.4 | 1015.8 | 0.19 | 300.1 | 52.7 | 352.8 | 315.9 | 23.3 | 3.31 | 23.7 | 1075.8 | 0.2 | 317.5 | 55.9 | 373.3 | 106.2 | 4.1 | 0.55 | 10.8 | 474.5 | 0.06 | 106.5 | 24.9 | 131.5 | 735.4 | 61 | 9.03 | 49.4 | 2033.3 | 0.6 | 739.7 | 110.2 | 849.9 | 26.44 | 0 | 0.24 | 26.68 | 28.5 | 0 | 0.25 | 28.76 | 569232 | 164085.1 | 920.3 | 4197.8 | 0 | 8374.7 | 92098 | 0 | 992.3 | 15870 | 169453.7 | 0 | 2294.5 | 3315.4 | 27551.7 | 86391.6 | 6857.8 | 3691.3 | 0 | 101601.3 | 44555.4 | 1066.2 | 12010.1 | 3223.9 | 2061.8 | 8315.2
3763 | 157 | Day157 | 18 | Hour18 | 6 | Summer | 2117 | #N/A | Summer | 555893.8 | 2024-06-06 18:00 | 549865 | 0 | 2281.9 | 3746.9 | 555893.8 | 528673.9 | 417987.8 | 0.0385 | 0.0617 | 0.51 | 0.5 | 310.3 | 22.7 | 3.23 | 23.5 | 1058.5 | 0.2 | 311.8 | 55.1 | 366.9 | 328.1 | 24 | 3.41 | 25 | 1121 | 0.22 | 329.7 | 58.4 | 388.1 | 195.5 | 9.3 | 1.32 | 18.9 | 771.8 | 0.14 | 196.1 | 41.9 | 238 | 705.9 | 30.7 | 4.19 | 69.7 | 2986.4 | 0.43 | 707.9 | 158.8 | 866.7 | 46.01 | 0 | 0.24 | 46.25 | 49.16 | 0 | 0.25 | 49.42 | 555893.8 | 137906 | 2062.8 | 4243.6 | 0 | 8374.7 | 92244.4 | 0 | 924.7 | 12476 | 170886 | 0 | 3881.8 | 3315.4 | 29330.5 | 88396.1 | 7717.6 | 7534.7 | 0 | 74227.8 | 49376.5 | 901 | 10541.4 | 3525.6 | 1786.3 | 8315.2
3764 | 157 | Day157 | 19 | Hour19 | 6 | Summer | 2117 | #N/A | Summer | 538982.1 | 2024-06-06 19:00 | 536173.8 | 0 | 0 | 2808.3 | 538982.1 | 515864.7 | 431663.1 | 0.0379 | 0.0599 | 0.47 | 0.46 | 336.1 | 24.7 | 3.52 | 25.4 | 1134.3 | 0.22 | 337.8 | 59.2 | 397 | 354.1 | 26 | 3.7 | 26.9 | 1198.3 | 0.24 | 355.9 | 62.7 | 418.5 | 345.5 | 15.6 | 2.27 | 35.1 | 1326.8 | 0.29 | 346.6 | 74.7 | 421.3 | 1125.3 | 58.1 | 10.44 | 130 | 2391 | 2.15 | 1129.8 | 201.9 | 1331.7 | 33.78 | 0 | 0.24 | 34.01 | 35.94 | 0 | 0.25 | 36.19 | 538982.1 | 107319 | 3825.1 | 4257.5 | 0 | 8374.7 | 97051.8 | 0 | 728.6 | 8016.4 | 172213.6 | 0 | 5439 | 3315.4 | 31371.9 | 88396.1 | 9757.5 | 7660.6 | 0 | 42694.9 | 55077.7 | 801.4 | 8287.6 | 554.2 | 2430.1 | 8315.2
3765 | 157 | Day157 | 20 | Hour20 | 6 | Summer | 2117 | #N/A | Summer | 529570.2 | 2024-06-06 20:00 | 525447.2 | 0 | 0 | 4123 | 529570.2 | 505829.2 | 444743.7 | 0.0373 | 0.0585 | 0.45 | 0.45 | 348.4 | 25.8 | 3.67 | 26.1 | 1176.5 | 0.23 | 350.2 | 61.2 | 411.4 | 364.8 | 26.9 | 3.82 | 27.5 | 1235.4 | 0.24 | 366.7 | 64.3 | 431 | 351.1 | 17.1 | 2.46 | 34.1 | 1343.1 | 0.27 | 352.2 | 74.2 | 426.5 | 920 | 52.3 | 8.49 | 92.6 | 2507 | 1.27 | 923.8 | 167.7 | 1091.5 | 32.21 | 0 | 0.24 | 32.46 | 34.23 | 0 | 0.26 | 34.49 | 529570.2 | 84826.6 | 4620.5 | 4257.5 | 0 | 8374.7 | 99575 | 0 | 242.7 | 3740 | 177595.4 | 0 | 4193.4 | 3315.4 | 41621.9 | 88396.1 | 9023.7 | 3770 | 0 | 12373.5 | 67814.1 | 656.3 | 2584.1 | 745.8 | 1513.7 | 8315.2
3766 | 157 | Day157 | 21 | Hour21 | 6 | Summer | 2117 | #N/A | Summer | 513665.8 | 2024-06-06 21:00 | 508399.2 | 0 | 0 | 5266.6 | 513665.8 | 489774.4 | 439810 | 0.0366 | 0.0566 | 0.46 | 0.45 | 341.7 | 24.9 | 3.54 | 26 | 1164.5 | 0.23 | 343.4 | 60.8 | 404.2 | 356.6 | 25.9 | 3.68 | 27.3 | 1217.8 | 0.24 | 358.4 | 63.6 | 422 | 425.1 | 24.2 | 3.45 | 37.4 | 1574.4 | 0.29 | 426.8 | 84.4 | 511.2 | 1014.7 | 111.7 | 16.21 | 36.1 | 2363.6 | 0.51 | 1022.4 | 106.7 | 1129.1 | 31.23 | 0 | 0.25 | 31.48 | 33.11 | 0 | 0.26 | 33.38 | 513665.8 | 73855.8 | 5315.8 | 4253 | 0 | 8374.7 | 92837.9 | 0 | 0 | 108.9 | 173814.1 | 0 | 4019.8 | 3315.4 | 47134.3 | 88396.1 | 8789.6 | 3559.3 | 0 | 207.9 | 73029.7 | 509.4 | 914.3 | 0 | 3665 | 8315.2
3767 | 157 | Day157 | 22 | Hour22 | 6 | Summer | 2117 | #N/A | Summer | 482152.2 | 2024-06-06 22:00 | 476910.6 | 0 | 0 | 5241.6 | 482152.2 | 459997.6 | 405548 | 0.0355 | 0.0532 | 0.49 | 0.48 | 314.6 | 22.7 | 3.21 | 24.3 | 1089.1 | 0.21 | 316.2 | 56.9 | 373 | 327.9 | 23.6 | 3.34 | 25.5 | 1137.2 | 0.22 | 329.5 | 59.4 | 388.9 | 469.8 | 30.9 | 4.32 | 35.9 | 1729.5 | 0.24 | 471.9 | 87.5 | 559.4 | 1073.2 | 116.3 | 16.86 | 39.8 | 2559.1 | 0.54 | 1081.3 | 116.3 | 1197.5 | 29.14 | 0 | 0.25 | 29.39 | 30.78 | 0 | 0.27 | 31.05 | 482152.2 | 76604.2 | 4309.1 | 4242.6 | 0 | 8374.7 | 79576.1 | 0 | 0 | 0 | 159118.3 | 0 | 2119.4 | 3315.4 | 46375.7 | 88396.1 | 6049 | 3671.6 | 0 | 0.1 | 76148.7 | 455.4 | 23.6 | 842.4 | 3618 | 8315.2
3768 | 157 | Day157 | 23 | Hour23 | 6 | Summer | 2117 | #N/A | Summer | 449101 | 2024-06-06 23:00 | 443906 | 24.4 | 0 | 5170.5 | 449101 | 428662.3 | 370361.3 | 0.0343 | 0.0496 | 0.53 | 0.52 | 277.6 | 19.1 | 2.69 | 22.5 | 1000.5 | 0.18 | 278.9 | 52.4 | 331.3 | 289 | 19.8 | 2.78 | 23.5 | 1043.8 | 0.19 | 290.4 | 54.7 | 345.1 | 485.8 | 32.4 | 4.54 | 36.8 | 1767.9 | 0.25 | 488 | 89.6 | 577.6 | 1035.1 | 79.9 | 12.7 | 84.2 | 2230.4 | 1.39 | 1041 | 151.1 | 1192.1 | 27.59 | 0 | 0.25 | 27.85 | 29.04 | 0 | 0.27 | 29.31 | 449101 | 78739.6 | 3941.4 | 4192.8 | 0 | 8374.7 | 61778.9 | 0 | 0 | 0 | 146898.9 | 0 | 880.3 | 3315.4 | 46211.2 | 88396.1 | 3056.5 | 3315.1 | 0 | 0 | 78316.6 | 423 | 0 | 1374.6 | 3964.6 | 8315.2
3769 | 158 | Day158 | 0 | Hour0 | 6 | Summer | 88 | 567717.2 | Summer | 420492.6 | 2024-06-07 | 414495.8 | 178.4 | 814.3 | 5004 | 420492.5 | 400654.2 | 344385 | 0.0334 | 0.0464 | 0.55 | 0.54 | 263.1 | 17.8 | 2.49 | 21.9 | 959.4 | 0.18 | 264.3 | 50.6 | 314.9 | 273.2 | 18.3 | 2.57 | 22.9 | 999.3 | 0.19 | 274.4 | 52.7 | 327.1 | 464.2 | 29.7 | 4.13 | 36 | 1751.2 | 0.22 | 466.2 | 88.3 | 554.5 | 488.2 | 23.1 | 3.08 | 45.5 | 2103 | 0.24 | 489.7 | 108.3 | 598 | 25.47 | 0 | 0.25 | 25.73 | 26.74 | 0 | 0.27 | 27.01 | 420492.6 | 76107.5 | 2818.8 | 4164.1 | 0 | 8374.7 | 52917 | 0 | 0 | 0 | 134168 | 0 | 880.3 | 3315.4 | 44158 | 87765.6 | 2857.8 | 2965.2 | 0 | 0 | 75744.2 | 363.3 | 0 | 1133.1 | 2611.4 | 8315.2
3770 | 158 | Day158 | 1 | Hour1 | 6 | Summer | 2117 | #N/A | Summer | 403648.6 | 2024-06-07 01:00 | 391602.4 | 787.7 | 6215.6 | 5042.9 | 403648.6 | 378822.2 | 330609.4 | 0.0326 | 0.0437 | 0.54 | 0.54 | 265.5 | 18 | 2.53 | 22.1 | 965.3 | 0.18 | 266.7 | 50.9 | 317.7 | 276 | 18.7 | 2.62 | 23 | 1004.8 | 0.19 | 277.3 | 53 | 330.3 | 455.2 | 26.9 | 3.71 | 37.3 | 1784.2 | 0.22 | 457 | 90.5 | 547.5 | 588 | 41.3 | 5.78 | 42.2 | 2108.1 | 0.28 | 590.8 | 105.1 | 695.9 | 24.82 | 0 | 0.25 | 25.07 | 25.97 | 0 | 0.26 | 26.24 | 403648.6 | 73039.2 | 418 | 4164.1 | 0 | 8373.7 | 51684.2 | 0 | 0 | 0 | 129107.5 | 0 | 880.3 | 3315.4 | 40640.1 | 87732.2 | 2740.6 | 1553.2 | 0 | 0 | 72694.2 | 345 | 0 | 0 | 277.5 | 8315.2
3771 | 158 | Day158 | 2 | Hour2 | 6 | Summer | 2117 | #N/A | Summer | 391613.7 | 2024-06-07 02:00 | 376035.3 | 1271.2 | 9279.5 | 5027.6 | 391613.7 | 363949.9 | 321470.1 | 0.0321 | 0.0418 | 0.54 | 0.54 | 266.6 | 18 | 2.52 | 22.4 | 973.2 | 0.18 | 267.8 | 51.4 | 319.3 | 276.9 | 18.6 | 2.61 | 23.2 | 1011.1 | 0.19 | 278.2 | 53.4 | 331.6 | 458.7 | 27 | 3.71 | 37.8 | 1805.7 | 0.22 | 460.5 | 91.6 | 552.2 | 880.9 | 91.2 | 13.18 | 36.6 | 2234.8 | 0.44 | 887.2 | 103.3 | 990.5 | 24.54 | 0 | 0.25 | 24.78 | 25.6 | 0 | 0.26 | 25.86 | 391613.7 | 70143.6 | 138.8 | 4164.1 | 0 | 8373.7 | 49900.6 | 0 | 0 | 0 | 126987.6 | 0 | 880.3 | 3315.4 | 37294 | 87732.2 | 2679.2 | 4.1 | 0 | 0 | 69837.8 | 305.8 | 0 | 0 | 0 | 8315.2
3772 | 158 | Day158 | 3 | Hour3 | 6 | Summer | 2117 | #N/A | Summer | 385988.2 | 2024-06-07 03:00 | 369723.5 | 2006.4 | 9577.4 | 4681 | 385988.3 | 357921.8 | 317765.3 | 0.0319 | 0.041 | 0.53 | 0.53 | 270.2 | 18.2 | 2.56 | 22.7 | 985.9 | 0.19 | 271.4 | 52.1 | 323.5 | 280.9 | 18.9 | 2.65 | 23.5 | 1024.8 | 0.19 | 282.2 | 54.1 | 336.3 | 466.7 | 27.8 | 3.83 | 38.2 | 1822.1 | 0.23 | 468.6 | 92.5 | 561.1 | 516.1 | 29.5 | 4.04 | 43.2 | 2062.5 | 0.24 | 518.1 | 104.7 | 622.8 | 24.5 | 0 | 0.25 | 24.74 | 25.53 | 0 | 0.26 | 25.79 | 385988.2 | 68223 | 72.4 | 4164.1 | 0 | 8373.7 | 49873.4 | 0 | 0 | 2.1 | 126881.8 | 0 | 880.3 | 3315.4 | 32677.4 | 87732.2 | 2660.4 | 1134.1 | 0 | 7.9 | 67915.4 | 297.6 | 0 | 0 | 0 | 8315.2
3773 | 158 | Day158 | 4 | Hour4 | 6 | Summer | 2117 | #N/A | Summer | 385663.8 | 2024-06-07 04:00 | 373340.5 | 1074.6 | 6316.3 | 4932.4 | 385663.7 | 361407 | 320218.8 | 0.032 | 0.0413 | 0.52 | 0.52 | 275.9 | 18.6 | 2.61 | 23.1 | 1007.8 | 0.19 | 277.2 | 53.2 | 330.4 | 286.8 | 19.3 | 2.71 | 24 | 1048.2 | 0.19 | 288.1 | 55.3 | 343.4 | 461 | 26.8 | 3.68 | 38.2 | 1823.9 | 0.22 | 462.8 | 92.6 | 555.4 | 560.8 | 35.1 | 4.86 | 44.1 | 2144.3 | 0.27 | 563.2 | 108.1 | 671.3 | 24.63 | 0 | 0.25 | 24.88 | 25.69 | 0 | 0.26 | 25.95 | 385663.8 | 65445 | 0 | 4164.1 | 0 | 8373.7 | 50876.5 | 0 | 0 | 174.9 | 129916.4 | 0 | 880.3 | 3315.4 | 32059 | 87732.2 | 2592.5 | 308.5 | 0 | 926.1 | 64025.4 | 318.5 | 7 | 0 | 0 | 8315.2
3774 | 158 | Day158 | 5 | Hour5 | 6 | Summer | 2117 | #N/A | Summer | 394792 | 2024-06-07 05:00 | 386524.5 | 2397.8 | 1377.2 | 4492.5 | 394792.1 | 374047.1 | 323220.9 | 0.0323 | 0.0427 | 0.52 | 0.52 | 276.2 | 18.7 | 2.61 | 23 | 1008.6 | 0.19 | 277.5 | 53.1 | 330.6 | 287.1 | 19.4 | 2.72 | 23.9 | 1047.8 | 0.19 | 288.4 | 55.2 | 343.6 | 375.9 | 20.5 | 2.79 | 32.4 | 1529.3 | 0.18 | 377.2 | 78 | 455.3 | 561.3 | 37.5 | 5.22 | 41.9 | 2081.2 | 0.26 | 563.8 | 103.9 | 667.8 | 25.08 | 0 | 0.26 | 25.34 | 26.21 | 0 | 0.26 | 26.46 | 394792 | 71571.1 | 8.7 | 4164.1 | 0 | 8373.7 | 52242.4 | 0 | 0 | 542.1 | 133059.6 | 0 | 772.8 | 3315.4 | 31016.1 | 87732.2 | 2535 | 0.8 | 0 | 9557.9 | 61126 | 345.1 | 751 | 0 | 0 | 8315.2
3775 | 158 | Day158 | 6 | Hour6 | 6 | Summer | 2117 | #N/A | Summer | 416173.4 | 2024-06-07 06:00 | 407102.7 | 3224.9 | 1476.2 | 4369.6 | 416173.4 | 393739.5 | 329444.4 | 0.0328 | 0.0449 | 0.54 | 0.53 | 270.3 | 18.5 | 2.59 | 22.3 | 980.3 | 0.18 | 271.6 | 51.5 | 323.1 | 281.6 | 19.3 | 2.7 | 23.2 | 1020.5 | 0.19 | 282.9 | 53.6 | 336.5 | 188.3 | 7.1 | 0.92 | 19.1 | 859.8 | 0.09 | 188.7 | 44.8 | 233.5 | 530.6 | 28.4 | 3.84 | 46 | 2191 | 0.24 | 532.5 | 111.3 | 643.8 | 26.18 | 0 | 0.27 | 26.45 | 27.41 | 0 | 0.26 | 27.67 | 416173.4 | 86729 | 551.6 | 4168.6 | 0 | 8374.7 | 54927.9 | 0 | 0 | 5471.8 | 134654.2 | 0 | 772.8 | 3315.4 | 31748 | 88396.1 | 2535 | 0 | 0 | 27593 | 53305.7 | 358.5 | 3373.3 | 0 | 0 | 8315.2
3776 | 158 | Day158 | 7 | Hour7 | 6 | Summer | 2117 | #N/A | Summer | 437291.7 | 2024-06-07 07:00 | 432169.7 | 630.3 | 772.4 | 3719.3 | 437291.7 | 417658.6 | 329775.7 | 0.0336 | 0.0476 | 0.55 | 0.55 | 264.4 | 18.5 | 2.6 | 21.3 | 944.9 | 0.18 | 265.7 | 49.5 | 315.2 | 274.2 | 19.2 | 2.7 | 22.1 | 980.1 | 0.18 | 275.5 | 51.4 | 326.9 | 119 | 3.9 | 0.48 | 12.7 | 562.1 | 0.06 | 119.2 | 29.5 | 148.7 | 973 | 101.9 | 14.74 | 39.1 | 2441.5 | 0.48 | 980.1 | 112 | 1092.1 | 26.16 | 0 | 0.26 | 26.43 | 27.47 | 0 | 0.28 | 27.74 | 437291.7 | 107516 | 0 | 4198.3 | 0 | 8374.7 | 58498.5 | 0 | 105.1 | 9316.4 | 134072.3 | 0 | 772.8 | 3315.4 | 29612.6 | 88396.1 | 2535 | 0 | 0 | 63606 | 34113.8 | 374.6 | 5280.2 | 0 | 0 | 8315.2
3777 | 158 | Day158 | 8 | Hour8 | 6 | Summer | 2117 | #N/A | Summer | 462832.2 | 2024-06-07 08:00 | 456872.2 | 1468.1 | 801.1 | 3690.8 | 462832.2 | 441149.9 | 318155.6 | 0.0344 | 0.0503 | 0.59 | 0.59 | 244.4 | 17.2 | 2.42 | 19.7 | 871.5 | 0.16 | 245.6 | 45.7 | 291.3 | 254 | 17.9 | 2.51 | 20.5 | 905.1 | 0.17 | 255.2 | 47.5 | 302.7 | 84 | 2.4 | 0.3 | 9.3 | 403.7 | 0.04 | 84.2 | 21.3 | 105.5 | 1111.7 | 123.8 | 17.96 | 38.1 | 2558.6 | 0.55 | 1120.3 | 114.5 | 1234.8 | 25.44 | 0 | 0.26 | 25.7 | 26.83 | 0 | 0.28 | 27.1 | 462832.2 | 144676.6 | 0 | 4196.6 | 0 | 8374.7 | 57605 | 0 | 598.4 | 11457.7 | 130496.5 | 0 | 772.8 | 3315.4 | 22463.4 | 88396.1 | 2535 | 0 | 0 | 106275.6 | 25943.1 | 401.8 | 8532.4 | 0 | 0 | 8315.2
3778 | 158 | Day158 | 9 | Hour9 | 6 | Summer | 2117 | #N/A | Summer | 494428.9 | 2024-06-07 09:00 | 479971.4 | 6251.9 | 4147 | 4058.6 | 494428.9 | 463040.9 | 321293.4 | 0.0353 | 0.0529 | 0.6 | 0.59 | 238.6 | 16.9 | 2.38 | 19 | 846.5 | 0.16 | 239.7 | 44.2 | 284 | 251.5 | 17.9 | 2.51 | 20 | 891.5 | 0.17 | 252.7 | 46.6 | 299.3 | 76.8 | 2.1 | 0.26 | 8.6 | 373.1 | 0.04 | 76.9 | 19.7 | 96.6 | 402.2 | 14.3 | 1.91 | 42.9 | 1782 | 0.26 | 403.1 | 96.1 | 499.2 | 21.49 | 0 | 0.12 | 21.61 | 23.14 | 0 | 0.15 | 23.29 | 494428.9 | 173135.4 | 0 | 4181.2 | 0 | 8374.7 | 60860.9 | 0 | 904.8 | 19556.4 | 134183.2 | 0 | 772.8 | 3315.4 | 20678.6 | 86391.6 | 2535 | 0 | 0 | 127561.6 | 24743.3 | 369.4 | 13320.8 | 0 | 0 | 8315.2
3779 | 158 | Day158 | 10 | Hour10 | 6 | Summer | 2117 | #N/A | Summer | 514589 | 2024-06-07 10:00 | 501511 | 4715.8 | 4147 | 4215.3 | 514589 | 483389.9 | 335509.3 | 0.0361 | 0.0554 | 0.59 | 0.58 | 247.4 | 17.7 | 2.49 | 19.4 | 870.5 | 0.16 | 248.6 | 45.4 | 294 | 260.8 | 18.6 | 2.63 | 20.5 | 917.6 | 0.17 | 262.1 | 47.9 | 310 | 72.3 | 2 | 0.23 | 8 | 357.9 | 0.03 | 72.5 | 18.7 | 91.2 | 400.6 | 15.3 | 1.95 | 40.3 | 1850.5 | 0.18 | 401.6 | 95.5 | 497.1 | 22.11 | 0 | 0.12 | 22.23 | 23.86 | 0 | 0.14 | 24 | 514589 | 179079.7 | 188.7 | 4181.2 | 0 | 8374.7 | 66166.3 | 0 | 990.1 | 18620.5 | 141831.6 | 0 | 772.8 | 3315.4 | 20939.1 | 86391.6 | 3347.9 | 0 | 0 | 134314.5 | 24815.9 | 338.7 | 16985.9 | 0 | 20.2 | 8315.2
3780 | 158 | Day158 | 11 | Hour11 | 6 | Summer | 2117 | #N/A | Summer | 531510.5 | 2024-06-07 11:00 | 519180.6 | 4096 | 4147 | 4087 | 531510.5 | 500016.6 | 348101.3 | 0.0369 | 0.0575 | 0.58 | 0.58 | 256.6 | 18.7 | 2.65 | 19.7 | 888.4 | 0.17 | 257.9 | 46.2 | 304.1 | 270.4 | 19.7 | 2.79 | 20.8 | 935.6 | 0.18 | 271.7 | 48.7 | 320.4 | 71.1 | 1.8 | 0.2 | 8 | 357.3 | 0.03 | 71.2 | 18.7 | 89.9 | 841.6 | 91.5 | 13.27 | 32.5 | 2009.5 | 0.45 | 847.9 | 92.5 | 940.4 | 24.01 | 0 | 0.26 | 24.27 | 25.8 | 0 | 0.27 | 26.07 | 531510.5 | 183409.2 | 192.7 | 4181.2 | 0 | 8374.7 | 72927.6 | 0 | 995.7 | 20282.8 | 144865 | 0 | 969.1 | 3315.4 | 22516.2 | 86847.4 | 3912.1 | 0 | 0 | 136928.2 | 24863.2 | 339.3 | 16139.8 | 75 | 1 | 8315.2
3781 | 158 | Day158 | 12 | Hour12 | 6 | Summer | 2117 | #N/A | Summer | 544738.4 | 2024-06-07 12:00 | 533293.3 | 3935.9 | 3445.1 | 4064.2 | 544738.5 | 513258.5 | 359998.3 | 0.0376 | 0.0593 | 0.57 | 0.57 | 262.8 | 19.2 | 2.71 | 20.1 | 909.9 | 0.17 | 264.1 | 47.3 | 311.4 | 276.7 | 20.2 | 2.86 | 21.1 | 957.6 | 0.18 | 278.1 | 49.7 | 327.9 | 69.8 | 2.1 | 0.25 | 7.5 | 339.4 | 0.03 | 69.9 | 17.7 | 87.6 | 471.8 | 19.4 | 2.51 | 46.2 | 2135.4 | 0.21 | 473.1 | 109.9 | 583 | 26.77 | 0 | 0.26 | 27.03 | 28.59 | 0 | 0.27 | 28.86 | 544738.4 | 184740.2 | 0 | 4181.2 | 0 | 8374.7 | 76806.6 | 0 | 988.2 | 19707.4 | 151515 | 0 | 981 | 3315.4 | 22516.3 | 88396.1 | 3912.1 | 0 | 0 | 138102.9 | 25539.5 | 402.1 | 17542.5 | 257.9 | 268.7 | 8315.2
3782 | 158 | Day158 | 13 | Hour13 | 6 | Summer | 2117 | #N/A | Summer | 554508.4 | 2024-06-07 13:00 | 544921.1 | 2117.4 | 3408.2 | 4061.6 | 554508.5 | 524137.8 | 372121.5 | 0.0381 | 0.0607 | 0.56 | 0.55 | 273.2 | 20.2 | 2.86 | 20.6 | 939.4 | 0.17 | 274.6 | 48.6 | 323.2 | 287 | 21.2 | 3 | 21.6 | 986.3 | 0.18 | 288.5 | 51 | 339.5 | 63.8 | 1.7 | 0.2 | 7.2 | 312.5 | 0.03 | 63.9 | 16.5 | 80.4 | 1032.3 | 114.1 | 16.55 | 36.2 | 2403.2 | 0.51 | 1040.3 | 107.9 | 1148.2 | 27.93 | 0 | 0.25 | 28.18 | 29.83 | 0 | 0.26 | 30.1 | 554508.4 | 182386.9 | 336.3 | 4230 | 0 | 8374.7 | 82733 | 0 | 984.4 | 19522.7 | 157003.8 | 0 | 1094.2 | 3315.4 | 22723.9 | 88396.1 | 3912.1 | 2 | 0 | 134181.4 | 27181.1 | 517.3 | 16466.8 | 1742 | 761.6 | 8315.2
3783 | 158 | Day158 | 14 | Hour14 | 6 | Summer | 2117 | #N/A | Summer | 561163.4 | 2024-06-07 14:00 | 552659.6 | 780.5 | 3408.2 | 4315 | 561163.5 | 531365.8 | 381642.7 | 0.0385 | 0.0617 | 0.55 | 0.55 | 279.6 | 20.7 | 2.93 | 21 | 959.3 | 0.18 | 281 | 49.6 | 330.6 | 293.3 | 21.7 | 3.07 | 22 | 1006.3 | 0.19 | 294.8 | 52 | 346.8 | 64.6 | 1.6 | 0.19 | 7.3 | 318.9 | 0.03 | 64.7 | 16.9 | 81.6 | 1031.8 | 113.7 | 16.5 | 36.4 | 2410.7 | 0.51 | 1039.7 | 108.4 | 1148.1 | 28.53 | 0 | 0.25 | 28.78 | 30.5 | 0 | 0.26 | 30.76 | 561163.4 | 179520.8 | 443.7 | 4230 | 0 | 8374.7 | 85633.2 | 0 | 981.4 | 19829.1 | 161364.4 | 0 | 1321.8 | 3315.4 | 24271.9 | 88396.1 | 4287.4 | 4.1 | 0 | 128054 | 30135.4 | 520.8 | 15657.7 | 2267.3 | 1710.6 | 8315.2
3784 | 158 | Day158 | 15 | Hour15 | 6 | Summer | 2117 | #N/A | Summer | 564844.8 | 2024-06-07 15:00 | 556810.6 | 276 | 3408.2 | 4349.9 | 564844.8 | 535264.5 | 387017.1 | 0.0387 | 0.0622 | 0.54 | 0.54 | 284 | 21.1 | 2.99 | 21.2 | 971.6 | 0.18 | 285.5 | 50.2 | 335.7 | 297.8 | 22.1 | 3.13 | 22.2 | 1019 | 0.19 | 299.3 | 52.6 | 352 | 67.6 | 1.9 | 0.24 | 7.5 | 326.6 | 0.03 | 67.7 | 17.2 | 84.9 | 942.6 | 97.5 | 14.09 | 39 | 2403.9 | 0.46 | 949.4 | 110.8 | 1060.2 | 28.77 | 0 | 0.25 | 29.02 | 30.78 | 0 | 0.26 | 31.04 | 564844.8 | 177827.7 | 568.2 | 4240.4 | 0 | 8374.7 | 88140.2 | 0 | 984.4 | 19449.7 | 163703.6 | 0 | 1310.2 | 3315.4 | 24652.4 | 88396.1 | 4287.4 | 28.4 | 0 | 124335.5 | 32599.7 | 458.4 | 15430.4 | 1947.5 | 1910.5 | 8315.2
3785 | 158 | Day158 | 16 | Hour16 | 6 | Summer | 2117 | #N/A | Summer | 567717.2 | 2024-06-07 16:00 | 559451 | 500.4 | 3408.2 | 4357.5 | 567717.2 | 537775.5 | 396212.8 | 0.0387 | 0.0623 | 0.53 | 0.53 | 293.9 | 22 | 3.11 | 21.7 | 1000.9 | 0.18 | 295.4 | 51.6 | 347.1 | 308.2 | 23 | 3.26 | 22.8 | 1049.5 | 0.19 | 309.8 | 54.1 | 363.9 | 79.2 | 2.3 | 0.29 | 8.7 | 380.8 | 0.04 | 79.4 | 20 | 99.4 | 962.1 | 95.9 | 13.84 | 43.3 | 2555.8 | 0.48 | 968.8 | 119.6 | 1088.3 | 29.34 | 0 | 0.25 | 29.59 | 31.38 | 0 | 0.26 | 31.65 | 567717.2 | 171504.4 | 283.3 | 4243.6 | 0 | 8374.7 | 92478.2 | 0 | 977.5 | 18064.9 | 168093.4 | 0 | 1284.4 | 3315.4 | 25103.7 | 88396.1 | 4563.4 | 76.6 | 0 | 115766.8 | 36306.9 | 388.3 | 15131 | 3259.4 | 716.5 | 8315.2
3786 | 158 | Day158 | 17 | Hour17 | 6 | Summer | 2117 | #N/A | Summer | 562924.1 | 2024-06-07 17:00 | 556581.6 | 0 | 2008.2 | 4334.3 | 562924.1 | 535123.5 | 402635.5 | 0.0385 | 0.0619 | 0.52 | 0.52 | 299.6 | 22.4 | 3.18 | 22.2 | 1017.6 | 0.19 | 301.1 | 52.5 | 353.6 | 314.1 | 23.5 | 3.33 | 23.3 | 1068.5 | 0.2 | 315.8 | 55.2 | 370.9 | 93.9 | 3.2 | 0.42 | 10.1 | 426.9 | 0.06 | 94.1 | 22.8 | 116.9 | 815.5 | 71.6 | 10.22 | 45.6 | 2473.2 | 0.4 | 820.4 | 119.4 | 939.8 | 29.5 | 0 | 0.25 | 29.75 | 31.5 | 0 | 0.27 | 31.76 | 562924.1 | 160288.6 | 437.9 | 4243.6 | 0 | 8374.7 | 93410.3 | 0 | 959.8 | 16399 | 168930.9 | 0 | 1176.1 | 3315.4 | 26702.9 | 88396.1 | 5092.9 | 2554.7 | 0 | 103973.2 | 38557.8 | 398.9 | 11809.5 | 1942.5 | 1283.9 | 8315.2
3787 | 158 | Day158 | 18 | Hour18 | 6 | Summer | 2117 | #N/A | Summer | 551095 | 2024-06-07 18:00 | 546786.4 | 216.7 | 0 | 4091.9 | 551095.1 | 525949.8 | 420208 | 0.0381 | 0.0607 | 0.51 | 0.5 | 310.1 | 23.4 | 3.32 | 22.7 | 1047.1 | 0.2 | 311.7 | 53.9 | 365.6 | 330.4 | 24.8 | 3.52 | 24.4 | 1120.3 | 0.21 | 332.1 | 57.8 | 390 | 209.3 | 10.9 | 1.55 | 19.2 | 806.9 | 0.14 | 210.1 | 43.3 | 253.4 | 678.7 | 47.2 | 6.6 | 49.2 | 2448.3 | 0.33 | 682 | 122.2 | 804.2 | 35.67 | 0 | 0.25 | 35.91 | 38.01 | 0 | 0.26 | 38.27 | 551095 | 130887.1 | 3918.2 | 4257.5 | 0 | 8374.7 | 96019.4 | 0 | 897 | 12032 | 167985.9 | 0 | 1313.7 | 3315.4 | 29190.1 | 88396.1 | 4913.8 | 12523.1 | 0 | 73683.5 | 43857 | 417.5 | 10345.2 | 3093.6 | 2185.2 | 8315.2
3788 | 158 | Day158 | 19 | Hour19 | 6 | Summer | 2117 | #N/A | Summer | 534897.6 | 2024-06-07 19:00 | 531632.4 | 0 | 0 | 3265.2 | 534897.6 | 511732.7 | 429365.4 | 0.0374 | 0.0589 | 0.47 | 0.47 | 335.1 | 25.4 | 3.61 | 24.4 | 1124.4 | 0.21 | 336.8 | 57.9 | 394.8 | 352.8 | 26.7 | 3.78 | 25.9 | 1187.8 | 0.22 | 354.6 | 61.3 | 415.9 | 336 | 16.2 | 2.28 | 32.2 | 1333.9 | 0.23 | 337.1 | 72 | 409.1 | 908.8 | 42.7 | 7.63 | 106.9 | 2200.9 | 1.64 | 912.1 | 173 | 1085.1 | 31.54 | 0 | 0.25 | 31.79 | 33.51 | 0 | 0.27 | 33.78 | 534897.6 | 105532.2 | 3467.8 | 4257.5 | 0 | 8374.7 | 100867.2 | 0 | 718.5 | 7909.3 | 172214.8 | 0 | 2156.5 | 3315.4 | 32946.9 | 88396.1 | 5920.4 | 7448.1 | 0 | 44084.7 | 52381.4 | 438.4 | 7909.8 | 2800.8 | 2100.4 | 8315.2
3789 | 158 | Day158 | 20 | Hour20 | 6 | Summer | 2117 | #N/A | Summer | 523550.2 | 2024-06-07 20:00 | 519354.3 | 0 | 0 | 4195.9 | 523550.2 | 500198.9 | 444962.9 | 0.0369 | 0.0575 | 0.45 | 0.45 | 346.5 | 26 | 3.7 | 25.5 | 1168.7 | 0.22 | 348.3 | 60.4 | 408.7 | 362.6 | 27.1 | 3.85 | 26.8 | 1226.4 | 0.23 | 364.5 | 63.4 | 427.9 | 357.3 | 18.9 | 2.67 | 32.7 | 1374.7 | 0.24 | 358.6 | 73.7 | 432.3 | 575.3 | 23.3 | 3.35 | 60.7 | 2305.9 | 0.48 | 576.9 | 129.6 | 706.4 | 31.95 | 0 | 0.25 | 32.2 | 33.91 | 0 | 0.27 | 34.18 | 523550.2 | 78587.3 | 2836.6 | 4257.5 | 0 | 8374.7 | 100404.1 | 0 | 248.6 | 3685.7 | 175876 | 0 | 2812.6 | 3315.4 | 47568.1 | 88396.1 | 6658.6 | 4463.2 | 0 | 12798.8 | 61385.8 | 468.4 | 2516.6 | 1490.6 | 2053.6 | 8315.2
3790 | 158 | Day158 | 21 | Hour21 | 6 | Summer | 2117 | #N/A | Summer | 508395.4 | 2024-06-07 21:00 | 503109.8 | 0 | 0 | 5285.5 | 508395.3 | 484877.7 | 439743.6 | 0.0362 | 0.0557 | 0.45 | 0.45 | 342.1 | 25.3 | 3.59 | 25.5 | 1167.2 | 0.22 | 343.8 | 60.4 | 404.2 | 356.7 | 26.3 | 3.73 | 26.7 | 1219.8 | 0.23 | 358.5 | 63.1 | 421.6 | 410 | 23.7 | 3.3 | 34.8 | 1577.7 | 0.23 | 411.6 | 81.9 | 493.5 | 1013.3 | 111 | 16.11 | 36.5 | 2376.1 | 0.51 | 1021.1 | 107.5 | 1128.5 | 30.85 | 0 | 0.26 | 31.11 | 32.67 | 0 | 0.28 | 32.95 | 508395.4 | 68651.8 | 5545.1 | 4253 | 0 | 8374.7 | 94727.6 | 0 | 0 | 123.9 | 175232.1 | 0 | 2156.5 | 3315.4 | 48315.3 | 88396.1 | 5899 | 3528.9 | 0 | 245.7 | 67796 | 486.2 | 894 | 2490.1 | 3381.8 | 8315.2
3791 | 158 | Day158 | 22 | Hour22 | 6 | Summer | 2117 | #N/A | Summer | 477461.8 | 2024-06-07 22:00 | 472092.8 | 0 | 0 | 5369.1 | 477461.8 | 455503.3 | 404696.5 | 0.0351 | 0.0523 | 0.49 | 0.48 | 312.6 | 22.7 | 3.21 | 24 | 1085.2 | 0.2 | 314.2 | 56.4 | 370.6 | 325.3 | 23.5 | 3.33 | 25.1 | 1131.7 | 0.21 | 326.9 | 58.8 | 385.8 | 453.3 | 29.5 | 4.13 | 35 | 1670.8 | 0.24 | 455.3 | 84.9 | 540.2 | 943.5 | 97.6 | 14.12 | 39.2 | 2393.3 | 0.47 | 950.3 | 110.7 | 1060.9 | 28.99 | 0 | 0.26 | 29.25 | 30.6 | 0 | 0.28 | 30.88 | 477461.8 | 72765.3 | 4142.2 | 4242.6 | 0 | 8374.7 | 79338.2 | 0 | 0 | 0.2 | 160214.6 | 0 | 471.3 | 3315.4 | 48029.2 | 88396.1 | 4448.4 | 3723.8 | 0 | 1.2 | 72346.2 | 417.7 | 25.3 | 1553.2 | 3432.7 | 8315.2
3792 | 158 | Day158 | 23 | Hour23 | 6 | Summer | 2117 | #N/A | Summer | 444490.3 | 2024-06-07 23:00 | 439350 | 37.4 | 0 | 5102.9 | 444490.3 | 424374.7 | 373544.4 | 0.0341 | 0.0489 | 0.52 | 0.52 | 282.4 | 19.6 | 2.76 | 22.7 | 1012.8 | 0.19 | 283.8 | 53 | 336.8 | 293.8 | 20.3 | 2.86 | 23.7 | 1055.9 | 0.19 | 295.2 | 55.3 | 350.5 | 461.2 | 28.5 | 3.98 | 37.1 | 1739.8 | 0.24 | 463.1 | 89 | 552.2 | 1036.1 | 111.6 | 16.18 | 39 | 2490 | 0.52 | 1043.8 | 113.4 | 1157.2 | 27.43 | 0 | 0.26 | 27.7 | 28.85 | 0 | 0.28 | 29.13 | 444490.3 | 70946 | 4088 | 4193.8 | 0 | 8374.7 | 62697.2 | 0 | 0 | 0 | 147476.6 | 0 | 471.3 | 3315.4 | 47943.8 | 88396.1 | 2960.2 | 3627.1 | 0 | 0 | 70548.4 | 397.6 | 0.1 | 1449 | 3353.1 | 8315.2
3793 | 159 | Day159 | 0 | Hour0 | 6 | Summer | 85 | 576094.8 | Summer | 416028.9 | 2024-06-08 | 410674.5 | 175 | 0 | 5179.3 | 416028.9 | 397038.9 | 346494.9 | 0.0332 | 0.0458 | 0.54 | 0.54 | 266.5 | 18.1 | 2.53 | 22.1 | 969.8 | 0.18 | 267.7 | 51.1 | 318.8 | 276.9 | 18.7 | 2.63 | 23 | 1009.4 | 0.19 | 278.2 | 53.2 | 331.4 | 448.7 | 27.1 | 3.76 | 36.5 | 1725 | 0.23 | 450.5 | 88 | 538.4 | 930.5 | 99 | 14.35 | 36.2 | 2274.4 | 0.46 | 937.4 | 104.1 | 1041.5 | 25.15 | 0 | 0.26 | 25.41 | 26.38 | 0 | 0.28 | 26.65 | 416028.9 | 69534 | 2777.9 | 4189.5 | 0 | 8373.7 | 53419.8 | 0 | 0 | 0 | 134979.6 | 0 | 471.3 | 3315.4 | 46299 | 87732.2 | 2738 | 2198.4 | 0 | 0 | 69125.7 | 408.3 | 0 | 1482.2 | 2695.3 | 8315.2
3794 | 159 | Day159 | 1 | Hour1 | 6 | Summer | 2117 | #N/A | Summer | 397684.9 | 2024-06-08 01:00 | 388248 | 621.9 | 3649.5 | 5165.4 | 397684.9 | 375636.9 | 331878.6 | 0.0325 | 0.0432 | 0.54 | 0.54 | 268.8 | 18.6 | 2.61 | 22.1 | 967.6 | 0.18 | 270.1 | 51 | 321.1 | 279.4 | 19.3 | 2.71 | 22.9 | 1005.8 | 0.19 | 280.7 | 53 | 333.6 | 427.2 | 22.9 | 3.13 | 37.5 | 1730.5 | 0.22 | 428.8 | 89.1 | 517.9 | 556.4 | 37.6 | 5.25 | 41.3 | 2038.9 | 0.27 | 559 | 102.1 | 661.1 | 24.66 | 0 | 0.26 | 24.92 | 25.79 | 0 | 0.28 | 26.07 | 397684.9 | 65806.3 | 338.2 | 4189.5 | 0 | 8373.7 | 52876.1 | 0 | 0 | 0 | 126353 | 0 | 471.3 | 3315.4 | 44235.6 | 87732.2 | 2618.8 | 1374.6 | 0 | 0 | 65447.4 | 358.9 | 0 | 785.5 | 696.1 | 8315.2
3795 | 159 | Day159 | 2 | Hour2 | 6 | Summer | 2117 | #N/A | Summer | 384609.7 | 2024-06-08 02:00 | 372698.5 | 1502.2 | 5484.2 | 4924.8 | 384609.7 | 360772.6 | 324268.2 | 0.032 | 0.0413 | 0.53 | 0.53 | 273.9 | 19 | 2.68 | 22.4 | 982.6 | 0.19 | 275.2 | 51.8 | 327 | 284.4 | 19.8 | 2.78 | 23.3 | 1020.3 | 0.19 | 285.7 | 53.7 | 339.4 | 433.9 | 22.6 | 3.09 | 38.6 | 1776.3 | 0.22 | 435.4 | 91.6 | 527 | 741.6 | 74.3 | 10.71 | 33.1 | 1958.7 | 0.37 | 746.7 | 91.6 | 838.3 | 24.4 | 0 | 0.26 | 24.66 | 25.47 | 0 | 0.27 | 25.74 | 384609.7 | 60341.5 | 0 | 4189.5 | 0 | 8373.7 | 52553.7 | 0 | 0 | 0 | 123276.2 | 0 | 471.3 | 3315.4 | 40465.4 | 87732.2 | 2550.7 | 1339.9 | 0 | 0 | 59992.1 | 349.4 | 0 | 0 | 0 | 8315.2
3796 | 159 | Day159 | 3 | Hour3 | 6 | Summer | 2117 | #N/A | Summer | 379259.5 | 2024-06-08 03:00 | 366368.4 | 2071.1 | 6053.7 | 4766.3 | 379259.5 | 354723.4 | 321318.6 | 0.0318 | 0.0405 | 0.53 | 0.53 | 277.9 | 19.3 | 2.71 | 22.8 | 997.2 | 0.19 | 279.2 | 52.5 | 331.8 | 288.4 | 20 | 2.82 | 23.6 | 1034.7 | 0.2 | 289.8 | 54.5 | 344.3 | 430 | 21.8 | 2.96 | 38.9 | 1780.4 | 0.22 | 431.5 | 92 | 523.5 | 795.9 | 78.1 | 11.25 | 37 | 2154.1 | 0.39 | 801.3 | 101.3 | 902.6 | 24.38 | 0 | 0.25 | 24.63 | 25.42 | 0 | 0.27 | 25.69 | 379259.5 | 57940.9 | 0 | 4189.5 | 0 | 8373.7 | 52553.7 | 0 | 0 | 0.7 | 123475.5 | 0 | 471.3 | 3315.4 | 38300.5 | 87732.2 | 2522.4 | 384.3 | 0 | 1.6 | 57595.8 | 342.9 | 0 | 0 | 0 | 8315.2
3797 | 159 | Day159 | 4 | Hour4 | 6 | Summer | 2117 | #N/A | Summer | 380205.4 | 2024-06-08 04:00 | 370250.6 | 412.1 | 4778.2 | 4764.4 | 380205.4 | 358461.5 | 323088.7 | 0.0318 | 0.0408 | 0.52 | 0.52 | 280.3 | 19.3 | 2.72 | 23.1 | 1011 | 0.19 | 281.7 | 53.3 | 334.9 | 290.6 | 20 | 2.81 | 23.9 | 1048.3 | 0.2 | 291.9 | 55.2 | 347.1 | 446.1 | 24.3 | 3.33 | 38.8 | 1796.8 | 0.23 | 447.7 | 92.4 | 540.1 | 882.3 | 90.6 | 13.1 | 37.3 | 2260.4 | 0.44 | 888.6 | 104.8 | 993.4 | 25.21 | 0 | 0.25 | 25.46 | 26.3 | 0 | 0.27 | 26.56 | 380205.4 | 57116.7 | 0 | 4194 | 0 | 8374.7 | 52607.9 | 0 | 0 | 118.3 | 126629.2 | 0 | 471.3 | 3315.4 | 36607 | 88396.1 | 2493 | 0 | 0 | 820.1 | 55884 | 294.3 | 2 | 0 | 0 | 8315.2
3798 | 159 | Day159 | 5 | Hour5 | 6 | Summer | 2117 | #N/A | Summer | 393669.8 | 2024-06-08 05:00 | 383659.2 | 1454.2 | 4244.1 | 4312.3 | 393669.8 | 371319.1 | 324759.7 | 0.0322 | 0.0423 | 0.53 | 0.53 | 273.6 | 18.8 | 2.64 | 22.5 | 989.7 | 0.19 | 274.9 | 52.1 | 327 | 285 | 19.6 | 2.75 | 23.4 | 1029.3 | 0.19 | 286.3 | 54.1 | 340.4 | 313.5 | 14.9 | 2.01 | 29.3 | 1323.1 | 0.16 | 314.5 | 68.8 | 383.2 | 530 | 31.7 | 4.35 | 42.9 | 2083.2 | 0.24 | 532.1 | 105 | 637.2 | 25.34 | 0 | 0.26 | 25.61 | 26.46 | 0 | 0.26 | 26.73 | 393669.8 | 68910.1 | 0 | 4194 | 0 | 8374.7 | 52937.6 | 0 | 0 | 534.3 | 129192.9 | 0 | 312.2 | 3315.4 | 35662.5 | 88396.1 | 2374.3 | 0 | 0 | 14698.6 | 53428.4 | 248.7 | 543.1 | 0 | 0 | 8315.2
3799 | 159 | Day159 | 6 | Hour6 | 6 | Summer | 2117 | #N/A | Summer | 420608.4 | 2024-06-08 06:00 | 405004 | 3487.8 | 8570.7 | 3546.1 | 420608.4 | 391742 | 328338.6 | 0.0327 | 0.0446 | 0.55 | 0.55 | 262.1 | 18.1 | 2.54 | 21.5 | 946.1 | 0.18 | 263.4 | 49.7 | 313.1 | 275.3 | 19.1 | 2.68 | 22.4 | 990.2 | 0.18 | 276.6 | 52 | 328.5 | 169 | 6.4 | 0.85 | 17.4 | 753.2 | 0.1 | 169.4 | 39.9 | 209.3 | 584.5 | 31.3 | 4.23 | 50.7 | 2414.8 | 0.27 | 586.6 | 122.7 | 709.3 | 25.3 | 0 | 0.29 | 25.58 | 26.48 | 0 | 0.27 | 26.75 | 420608.4 | 92269.8 | 0 | 4194 | 0 | 8374.7 | 54507.7 | 0 | 0 | 7012 | 131397 | 0 | 312.2 | 3315.4 | 35450 | 88396.1 | 2374.3 | 17.1 | 0 | 37634.6 | 47380.1 | 243 | 3332.7 | 0 | 0 | 8315.2
3800 | 159 | Day159 | 7 | Hour7 | 6 | Summer | 2117 | #N/A | Summer | 439240.4 | 2024-06-08 07:00 | 431285 | 3282.4 | 1476.9 | 3196.2 | 439240.5 | 416816.5 | 328554.2 | 0.0335 | 0.0475 | 0.56 | 0.56 | 260.1 | 18.4 | 2.59 | 20.8 | 923.9 | 0.17 | 261.4 | 48.4 | 309.7 | 271.1 | 19.2 | 2.71 | 21.6 | 961.5 | 0.18 | 272.4 | 50.3 | 322.7 | 127.1 | 3.8 | 0.49 | 14 | 594.8 | 0.07 | 127.4 | 31.8 | 159.1 | 757.4 | 58.1 | 8.19 | 49.8 | 2573.7 | 0.36 | 761.3 | 126.5 | 887.9 | 25.69 | 0 | 0.29 | 25.98 | 26.98 | 0 | 0.28 | 27.26 | 439240.4 | 110686.3 | 0 | 4198.3 | 0 | 8374.7 | 58644.7 | 0 | 98.9 | 10570 | 131017.4 | 0 | 312.2 | 3315.4 | 31921 | 88396.1 | 2374.3 | 0 | 0 | 69827.4 | 29968.6 | 221.4 | 6410.5 | 0 | 0 | 8315.2
3801 | 159 | Day159 | 8 | Hour8 | 6 | Summer | 2117 | #N/A | Summer | 460790.6 | 2024-06-08 08:00 | 456320.4 | 1085.6 | 0 | 3384.6 | 460790.6 | 440627.3 | 317329.1 | 0.0344 | 0.0502 | 0.59 | 0.59 | 245.9 | 17.5 | 2.47 | 19.6 | 869.6 | 0.16 | 247.1 | 45.5 | 292.6 | 255.2 | 18.2 | 2.56 | 20.3 | 902.4 | 0.17 | 256.5 | 47.2 | 303.7 | 94.1 | 2.8 | 0.37 | 10.4 | 437.5 | 0.06 | 94.3 | 23.5 | 117.8 | 984.4 | 107.1 | 15.53 | 36 | 2342.8 | 0.48 | 991.8 | 105.9 | 1097.7 | 25.55 | 0 | 0.27 | 25.82 | 26.94 | 0 | 0.28 | 27.23 | 460790.6 | 143461.5 | 0 | 4198.3 | 0 | 8374.7 | 58802 | 0 | 561.8 | 12650.4 | 128378.4 | 0 | 312.2 | 3315.4 | 23177.7 | 88396.1 | 2374.3 | 0 | 0 | 106011.4 | 24071.4 | 166.5 | 9377.7 | 0 | 0 | 8315.2
3802 | 159 | Day159 | 9 | Hour9 | 6 | Summer | 2117 | #N/A | Summer | 492310 | 2024-06-08 09:00 | 479809.4 | 4842.1 | 3408.2 | 4250.3 | 492310.1 | 462903.4 | 323999.2 | 0.0352 | 0.0528 | 0.6 | 0.59 | 238.5 | 16.9 | 2.38 | 19 | 847.3 | 0.16 | 239.7 | 44.3 | 284 | 251.2 | 17.8 | 2.51 | 20 | 891.1 | 0.17 | 252.4 | 46.6 | 299 | 81.7 | 2.5 | 0.32 | 9 | 377.1 | 0.05 | 81.8 | 20.3 | 102.1 | 932.4 | 76.3 | 11.71 | 67.3 | 2228 | 1 | 937.9 | 134 | 1071.8 | 25.53 | 0 | 0.27 | 25.8 | 27.06 | 0 | 0.28 | 27.34 | 492310 | 168310.9 | 81.2 | 4198.3 | 0 | 8374.7 | 60422.2 | 0 | 854.5 | 19656.3 | 134732.7 | 0 | 312.2 | 3315.4 | 21792 | 88396.1 | 2374.3 | 0 | 0 | 124440.9 | 23212.8 | 146.5 | 14393.8 | 27.1 | 0 | 8315.2
3803 | 159 | Day159 | 10 | Hour10 | 6 | Summer | 2117 | #N/A | Summer | 515154.8 | 2024-06-08 10:00 | 503510.7 | 4488.2 | 2706 | 4450 | 515154.9 | 485326.3 | 343129.2 | 0.0361 | 0.0554 | 0.58 | 0.57 | 257.4 | 19 | 2.68 | 19.6 | 888 | 0.17 | 258.6 | 46.2 | 304.8 | 270.8 | 20 | 2.82 | 20.6 | 933.4 | 0.18 | 272.1 | 48.5 | 320.6 | 74.7 | 2.3 | 0.3 | 8.1 | 350.6 | 0.04 | 74.8 | 18.6 | 93.4 | 777.9 | 56.5 | 8.62 | 62.1 | 2122.5 | 0.8 | 781.9 | 125.6 | 907.5 | 26.66 | 0 | 0.27 | 26.93 | 28.33 | 0 | 0.28 | 28.62 | 515154.8 | 172025.7 | 0 | 4198.3 | 0 | 8374.7 | 71994.8 | 0 | 949.1 | 19347 | 140788.9 | 0 | 312.2 | 3315.4 | 22490.6 | 88396.1 | 3258.1 | 0 | 0 | 127622.3 | 23906.5 | 200.8 | 16893.7 | 202 | 62.9 | 8315.2
3804 | 159 | Day159 | 11 | Hour11 | 6 | Summer | 2117 | #N/A | Summer | 532050.6 | 2024-06-08 11:00 | 521923.2 | 4036 | 1553.2 | 4538.2 | 532050.6 | 502696.4 | 356581.4 | 0.0368 | 0.0575 | 0.57 | 0.56 | 264.8 | 19.5 | 2.76 | 20.1 | 912.9 | 0.17 | 266.2 | 47.4 | 313.5 | 278 | 20.5 | 2.9 | 21.1 | 957.6 | 0.18 | 279.4 | 49.7 | 329.1 | 75.7 | 2.4 | 0.3 | 8.2 | 356.4 | 0.04 | 75.9 | 18.8 | 94.7 | 424.2 | 9.9 | 1.09 | 48.4 | 2158.8 | 0.19 | 424.8 | 112.8 | 537.6 | 27.18 | 0 | 0.27 | 27.45 | 28.94 | 0 | 0.28 | 29.22 | 532050.6 | 175469.2 | 166.3 | 4198.3 | 0 | 8374.7 | 76319.2 | 0 | 978.7 | 20098.7 | 149035.5 | 0 | 508.5 | 3315.4 | 22516.1 | 88396.1 | 3751.4 | 0 | 0 | 129075.2 | 25062.5 | 254.1 | 16855.6 | 249.1 | 1 | 8315.2
3805 | 159 | Day159 | 12 | Hour12 | 6 | Summer | 2117 | #N/A | Summer | 546194.3 | 2024-06-08 12:00 | 537494.9 | 2544.6 | 1374.6 | 4780.2 | 546194.3 | 517355 | 369175.1 | 0.0375 | 0.0592 | 0.56 | 0.56 | 270.7 | 19.9 | 2.81 | 20.5 | 934.4 | 0.17 | 272 | 48.4 | 320.4 | 283.5 | 20.9 | 2.95 | 21.5 | 978.2 | 0.18 | 284.9 | 50.7 | 335.6 | 70.1 | 2.3 | 0.28 | 7.5 | 329.4 | 0.04 | 70.3 | 17.4 | 87.6 | 612.7 | 40 | 5.54 | 46.6 | 2303.6 | 0.28 | 615.4 | 115.3 | 730.7 | 27.86 | 0 | 0.26 | 28.12 | 29.68 | 0 | 0.28 | 29.96 | 546194.3 | 177019.2 | 0 | 4247.1 | 0 | 8374.7 | 79916 | 0 | 978.5 | 19560.8 | 156739.7 | 0 | 520.3 | 3315.4 | 23914.3 | 88396.1 | 3751.4 | 0 | 0 | 129902.9 | 26242.2 | 334.8 | 17499.2 | 972 | 170.4 | 8315.2
3806 | 159 | Day159 | 13 | Hour13 | 6 | Summer | 2117 | #N/A | Summer | 557338 | 2024-06-08 13:00 | 550299.2 | 889.2 | 1374.6 | 4775 | 557338.1 | 529389.9 | 379173.5 | 0.038 | 0.0606 | 0.55 | 0.55 | 277.2 | 20.5 | 2.9 | 20.8 | 953.1 | 0.18 | 278.6 | 49.2 | 327.8 | 289.7 | 21.4 | 3.03 | 21.7 | 996.2 | 0.18 | 291.2 | 51.5 | 342.7 | 74.6 | 2.3 | 0.3 | 8.1 | 349.3 | 0.04 | 74.7 | 18.5 | 93.3 | 1064 | 119.6 | 17.36 | 35.5 | 2414.2 | 0.53 | 1072.3 | 107.6 | 1179.9 | 28.47 | 0 | 0.26 | 28.73 | 30.37 | 0 | 0.27 | 30.65 | 557338 | 178164.6 | 110.9 | 4247.1 | 0 | 8374.7 | 84180.5 | 0 | 977.7 | 19380.2 | 161789.6 | 0 | 520.3 | 3315.4 | 24412.4 | 88396.1 | 3751.4 | 75 | 0 | 128686.6 | 28575.2 | 545 | 16287.8 | 2660.1 | 655.9 | 8315.2
3807 | 159 | Day159 | 14 | Hour14 | 6 | Summer | 2117 | #N/A | Summer | 565274.2 | 2024-06-08 14:00 | 558422 | 635 | 1374.6 | 4842.6 | 565274.3 | 537014.2 | 386092.5 | 0.0383 | 0.0615 | 0.55 | 0.54 | 282.5 | 21.1 | 2.99 | 20.9 | 964.7 | 0.18 | 284 | 49.7 | 333.7 | 295.2 | 22.1 | 3.12 | 21.9 | 1008.1 | 0.19 | 296.7 | 52 | 348.7 | 78.2 | 2.5 | 0.32 | 8.4 | 368.2 | 0.04 | 78.3 | 19.4 | 97.7 | 795 | 69.3 | 9.88 | 44.7 | 2437.2 | 0.38 | 799.8 | 117.4 | 917.2 | 28.87 | 0 | 0.26 | 29.13 | 30.81 | 0 | 0.27 | 31.09 | 565274.2 | 179181.7 | 110 | 4247.1 | 0 | 8374.7 | 88368.5 | 0 | 973.3 | 18866.5 | 163951.4 | 0 | 520.3 | 3315.4 | 24921.3 | 88396.1 | 3751.4 | 136.3 | 0 | 126940.4 | 31698.1 | 703.3 | 15570.2 | 6358.3 | 1655.1 | 8315.2
3808 | 159 | Day159 | 15 | Hour15 | 6 | Summer | 2117 | #N/A | Summer | 571630.9 | 2024-06-08 15:00 | 564572.9 | 1024 | 1374.6 | 4659.3 | 571630.9 | 542779.1 | 395721.5 | 0.0386 | 0.0622 | 0.54 | 0.53 | 288 | 21.6 | 3.06 | 21.2 | 981.2 | 0.18 | 289.5 | 50.5 | 340 | 302.5 | 22.7 | 3.21 | 22.3 | 1030.8 | 0.19 | 304.1 | 53.1 | 357.1 | 90.3 | 3.6 | 0.47 | 9.1 | 403.7 | 0.05 | 90.6 | 21.2 | 111.7 | 1046.1 | 108.8 | 15.72 | 42.8 | 2650 | 0.51 | 1053.6 | 121.9 | 1175.6 | 29.58 | 0 | 0.26 | 29.84 | 31.61 | 0 | 0.27 | 31.88 | 571630.9 | 175909.4 | 259.9 | 4257.5 | 0 | 8374.7 | 91571.2 | 0 | 970.6 | 18770.6 | 167786.6 | 0 | 520.3 | 3315.4 | 25277.2 | 88396.1 | 3751.4 | 2211.1 | 0 | 120419.4 | 35020.3 | 728.5 | 14898.9 | 9708.9 | 2373.6 | 8315.2
3809 | 159 | Day159 | 16 | Hour16 | 6 | Summer | 2117 | #N/A | Summer | 576094.8 | 2024-06-08 16:00 | 568404.8 | 1741.2 | 1374.6 | 4574.3 | 576094.8 | 546372.8 | 403144.7 | 0.0388 | 0.0626 | 0.54 | 0.53 | 289.8 | 21.8 | 3.09 | 21.3 | 985.3 | 0.18 | 291.3 | 50.7 | 342 | 306.1 | 23 | 3.25 | 22.6 | 1042.3 | 0.19 | 307.7 | 53.7 | 361.4 | 100.3 | 3.9 | 0.52 | 10.2 | 444.1 | 0.06 | 100.5 | 23.4 | 124 | 974.4 | 83.1 | 12.43 | 63.3 | 2517.9 | 0.84 | 980.3 | 138.6 | 1118.8 | 29.93 | 0 | 0.26 | 30.19 | 32 | 0 | 0.28 | 32.28 | 576094.8 | 172950.1 | 215.3 | 4257.5 | 0 | 8374.7 | 92949.6 | 0 | 962.8 | 18362.3 | 168888.8 | 0 | 679.4 | 3315.4 | 25464.3 | 88396.1 | 4031.3 | 6572.2 | 0 | 114842 | 37842.3 | 940.6 | 15009.3 | 8354.7 | 931 | 8315.2
3810 | 159 | Day159 | 17 | Hour17 | 6 | Summer | 2117 | #N/A | Summer | 571443.8 | 2024-06-08 17:00 | 565227.6 | 249.1 | 1374.6 | 4592.5 | 571443.8 | 543399.3 | 412110 | 0.0386 | 0.0623 | 0.53 | 0.52 | 295.7 | 22.1 | 3.14 | 21.8 | 1005.7 | 0.19 | 297.2 | 51.9 | 349 | 312.2 | 23.3 | 3.3 | 23.2 | 1064.4 | 0.2 | 313.8 | 54.9 | 368.8 | 127.3 | 5.4 | 0.72 | 12.6 | 553 | 0.07 | 127.7 | 29.1 | 156.8 | 971.5 | 102.4 | 14.83 | 38.7 | 2403.5 | 0.49 | 978.6 | 110.5 | 1089.1 | 30.71 | 0 | 0.26 | 30.97 | 32.81 | 0 | 0.28 | 33.08 | 571443.8 | 159333.8 | 1002.5 | 4257.5 | 0 | 8374.7 | 93344.2 | 0 | 945.9 | 16727.4 | 171020.7 | 0 | 712.7 | 3315.4 | 28846 | 88396.1 | 4699.7 | 8140.4 | 0 | 102524.4 | 38121.2 | 1014.9 | 11990.3 | 8805.1 | 1515.8 | 8315.2
3811 | 159 | Day159 | 18 | Hour18 | 6 | Summer | 2117 | #N/A | Summer | 558084.2 | 2024-06-08 18:00 | 553848.3 | 23.2 | 0 | 4212.7 | 558084.2 | 532713 | 427216.2 | 0.0382 | 0.061 | 0.5 | 0.49 | 310.3 | 22.8 | 3.23 | 23.4 | 1062.3 | 0.2 | 311.9 | 55.1 | 367 | 329.3 | 24.1 | 3.41 | 25 | 1131 | 0.21 | 331 | 58.7 | 389.7 | 227.5 | 11 | 1.53 | 21.7 | 911.9 | 0.15 | 228.2 | 48.9 | 277.2 | 789.8 | 48.2 | 6.64 | 63.3 | 3062.5 | 0.37 | 793 | 154.7 | 947.7 | 48.75 | 0 | 0.26 | 49.01 | 51.98 | 0 | 0.28 | 52.25 | 558084.2 | 130868 | 2942.6 | 4257.5 | 0 | 8374.7 | 93019.3 | 0 | 877.3 | 11522.5 | 174007.1 | 0 | 3524.4 | 3315.4 | 31141 | 88396.1 | 6353.7 | 11884.4 | 0 | 75207.8 | 42235.3 | 1025 | 10435.2 | 5839 | 1404.9 | 8315.2
3812 | 159 | Day159 | 19 | Hour19 | 6 | Summer | 2117 | #N/A | Summer | 542176.1 | 2024-06-08 19:00 | 539320.7 | 0 | 0 | 2855.4 | 542176.1 | 519055.2 | 443358.8 | 0.0376 | 0.0595 | 0.47 | 0.46 | 335.8 | 25.1 | 3.56 | 24.8 | 1137.1 | 0.21 | 337.5 | 58.7 | 396.2 | 356.3 | 26.5 | 3.76 | 26.5 | 1210 | 0.23 | 358.1 | 62.6 | 420.7 | 337.1 | 14.6 | 2.01 | 33.7 | 1405.9 | 0.22 | 338.1 | 75.6 | 413.7 | 592 | 21.7 | 3.17 | 65.3 | 2385.8 | 0.53 | 593.5 | 136.5 | 730 | 32.83 | 0 | 0.26 | 33.08 | 34.9 | 0 | 0.27 | 35.17 | 542176.1 | 98817.3 | 3383.7 | 4257.5 | 0 | 8374.7 | 100117.4 | 0 | 701.4 | 7602 | 177608.7 | 0 | 3451.5 | 3315.4 | 35716 | 88396.1 | 6402.3 | 12335.5 | 0 | 43514.8 | 46010.3 | 988.8 | 7680 | 6251.8 | 678.1 | 8315.2
3813 | 159 | Day159 | 20 | Hour20 | 6 | Summer | 2117 | #N/A | Summer | 531345.4 | 2024-06-08 20:00 | 527345 | 0 | 0 | 4000.4 | 531345.4 | 507787.3 | 458709.2 | 0.0371 | 0.0581 | 0.46 | 0.45 | 340.9 | 25.7 | 3.64 | 24.9 | 1155.2 | 0.21 | 342.7 | 59.4 | 402.1 | 361.1 | 27.1 | 3.84 | 26.6 | 1227.3 | 0.23 | 363 | 63.2 | 426.2 | 357.1 | 16.2 | 2.25 | 35 | 1464.4 | 0.23 | 358.2 | 78.7 | 436.8 | 712.1 | 56.8 | 8.06 | 44.9 | 2335.1 | 0.35 | 716 | 114.6 | 830.6 | 31.98 | 0 | 0.26 | 32.24 | 33.96 | 0 | 0.28 | 34.24 | 531345.4 | 72636.2 | 3466.1 | 4257.5 | 0 | 8374.7 | 100870.2 | 0 | 243.1 | 3567.6 | 180555.4 | 0 | 1088.4 | 3315.4 | 51219 | 88396.1 | 5043.7 | 12122.8 | 0 | 12094.5 | 55698 | 1033 | 2463.6 | 2464.2 | 1766.8 | 8315.2
3814 | 159 | Day159 | 21 | Hour21 | 6 | Summer | 2117 | #N/A | Summer | 516514.8 | 2024-06-08 21:00 | 511575 | 0 | 0 | 4939.7 | 516514.8 | 492913.9 | 451588.7 | 0.0365 | 0.0564 | 0.45 | 0.44 | 344.4 | 25.6 | 3.62 | 25.5 | 1177.7 | 0.21 | 346.2 | 60.7 | 406.9 | 361.4 | 26.7 | 3.78 | 26.9 | 1239.1 | 0.23 | 363.3 | 63.9 | 427.2 | 357 | 19.5 | 2.69 | 31.2 | 1415.6 | 0.2 | 358.3 | 73.5 | 431.8 | 573 | 11.1 | 1.14 | 67.6 | 2973.5 | 0.26 | 573.7 | 156.3 | 730 | 31.31 | 0 | 0.27 | 31.58 | 33.19 | 0 | 0.28 | 33.48 | 516514.8 | 64926 | 6126.1 | 4257.5 | 0 | 8374.7 | 97288.1 | 0 | 0 | 107 | 178830.1 | 0 | 3217.5 | 3315.4 | 49816.4 | 88396.1 | 5038.1 | 6928.7 | 0 | 192.4 | 63726.5 | 900.2 | 881.1 | 3083.6 | 4399.7 | 8315.2
3815 | 159 | Day159 | 22 | Hour22 | 6 | Summer | 2117 | #N/A | Summer | 484332.6 | 2024-06-08 22:00 | 479162 | 0 | 0 | 5170.7 | 484332.7 | 462231.4 | 418008.2 | 0.0353 | 0.053 | 0.47 | 0.46 | 327.9 | 24 | 3.39 | 24.9 | 1131.3 | 0.21 | 329.6 | 58.6 | 388.2 | 341.7 | 24.9 | 3.52 | 26 | 1180.8 | 0.22 | 343.4 | 61.2 | 404.6 | 454.5 | 29.8 | 4.16 | 34.7 | 1683.8 | 0.23 | 456.5 | 85 | 541.5 | 472.9 | 17.5 | 2.24 | 48.2 | 2186.3 | 0.22 | 474 | 113.4 | 587.4 | 29.52 | 0 | 0.27 | 29.79 | 31.18 | 0 | 0.28 | 31.47 | 484332.6 | 66324.5 | 4738.5 | 4247.1 | 0 | 8374.7 | 85280.6 | 0 | 0 | 0 | 165659.2 | 0 | 1747.4 | 3315.4 | 48163.3 | 88396.1 | 4913.9 | 3171.9 | 0 | 0 | 65442.7 | 881.8 | 24.8 | 3422.2 | 4131.6 | 8315.2
3816 | 159 | Day159 | 23 | Hour23 | 6 | Summer | 2117 | #N/A | Summer | 450270.2 | 2024-06-08 23:00 | 445439.5 | 0 | 0 | 4830.7 | 450270.2 | 430176 | 383075.8 | 0.0343 | 0.0495 | 0.5 | 0.5 | 295.3 | 20.8 | 2.92 | 23.5 | 1050.1 | 0.19 | 296.7 | 54.8 | 351.5 | 307.3 | 21.5 | 3.03 | 24.5 | 1094.6 | 0.2 | 308.7 | 57.2 | 365.9 | 477.6 | 30.6 | 4.28 | 37.3 | 1776.6 | 0.25 | 479.6 | 90.3 | 570 | 886.4 | 85.5 | 12.3 | 42.5 | 2445 | 0.44 | 892.3 | 115.5 | 1007.8 | 27.94 | 0 | 0.27 | 28.21 | 29.4 | 0 | 0.28 | 29.69 | 450270.2 | 67194.4 | 4238.3 | 4198.3 | 0 | 8374.7 | 67433.7 | 0 | 0 | 0 | 152094.8 | 0 | 880.3 | 3315.4 | 47878.7 | 88396.1 | 3387 | 2878.4 | 0 | 0 | 66281 | 913.4 | 0 | 2598.4 | 3831.2 | 8315.2
3817 | 160 | Day160 | 0 | Hour0 | 6 | Summer | 79 | 598127 | Summer | 420332 | 2024-06-09 | 415385.1 | 110 | 0 | 4836.8 | 420331.9 | 401534.1 | 354670.1 | 0.0333 | 0.0463 | 0.53 | 0.53 | 273.4 | 18.7 | 2.62 | 22.5 | 989.3 | 0.18 | 274.7 | 52.1 | 326.8 | 284.1 | 19.3 | 2.71 | 23.5 | 1030.4 | 0.19 | 285.5 | 54.3 | 339.7 | 475.7 | 31 | 4.32 | 36.4 | 1774.9 | 0.23 | 477.8 | 89.3 | 567.1 | 1058.1 | 119.6 | 17.38 | 34.8 | 2367.5 | 0.53 | 1066.4 | 105.5 | 1171.9 | 26.11 | 0 | 0.27 | 26.38 | 27.38 | 0 | 0.28 | 27.67 | 420332 | 65661.8 | 2776.1 | 4198.3 | 0 | 8374.7 | 55829.4 | 0 | 0 | 0 | 137264.8 | 0 | 880.3 | 3315.4 | 46888.8 | 88396.1 | 3142.5 | 3603.8 | 0 | 0 | 64681.5 | 980.3 | 0 | 1678.8 | 2352.3 | 8315.2
3818 | 160 | Day160 | 1 | Hour1 | 6 | Summer | 2117 | #N/A | Summer | 399483.9 | 2024-06-09 01:00 | 391570.5 | 364.3 | 2915.8 | 4633.3 | 399483.9 | 378813 | 336387.2 | 0.0326 | 0.0435 | 0.54 | 0.53 | 272.5 | 18.7 | 2.63 | 22.5 | 981.8 | 0.19 | 273.8 | 51.8 | 325.6 | 283.6 | 19.5 | 2.73 | 23.4 | 1022.7 | 0.19 | 284.9 | 53.9 | 338.8 | 441.8 | 24.6 | 3.36 | 37.6 | 1781.6 | 0.21 | 443.5 | 90.8 | 534.3 | 560.2 | 35.5 | 4.91 | 43.7 | 2129 | 0.27 | 562.6 | 107.3 | 669.8 | 25.27 | 0 | 0.27 | 25.53 | 26.42 | 0 | 0.28 | 26.71 | 399483.9 | 63096.6 | 307.5 | 4198.3 | 0 | 8374.7 | 53400.4 | 0 | 0 | 0 | 128156.1 | 0 | 880.3 | 3315.4 | 43129.7 | 88396.1 | 2999.3 | 3229.4 | 0 | 0 | 61982.3 | 1114.3 | 0 | 1483.8 | 651.6 | 8315.2
3819 | 160 | Day160 | 2 | Hour2 | 6 | Summer | 2117 | #N/A | Summer | 387967.4 | 2024-06-09 02:00 | 375818 | 975.1 | 6626.9 | 4547.3 | 387967.4 | 363758.7 | 327898.4 | 0.0321 | 0.0417 | 0.53 | 0.53 | 276 | 19 | 2.67 | 22.8 | 993.4 | 0.19 | 277.3 | 52.4 | 329.7 | 287.3 | 19.8 | 2.78 | 23.6 | 1033.1 | 0.2 | 288.6 | 54.5 | 343.1 | 439.8 | 23.4 | 3.18 | 38.5 | 1806.7 | 0.21 | 441.4 | 92.4 | 533.8 | 635.3 | 35.3 | 4.82 | 54 | 2570.6 | 0.3 | 637.7 | 130.7 | 768.4 | 24.92 | 0 | 0.26 | 25.19 | 26.01 | 0 | 0.28 | 26.29 | 387967.4 | 60069 | 0 | 4198.3 | 0 | 8374.7 | 52662.6 | 0 | 0 | 0 | 125675.1 | 0 | 880.3 | 3315.4 | 40935.5 | 88396.1 | 2915.6 | 544.7 | 0 | 0 | 59254.3 | 814.7 | 0 | 0 | 0 | 8315.2
3820 | 160 | Day160 | 3 | Hour3 | 6 | Summer | 2117 | #N/A | Summer | 381406 | 2024-06-09 03:00 | 368121.2 | 947 | 7963.5 | 4374.3 | 381405.9 | 356402 | 324936.6 | 0.0318 | 0.0407 | 0.52 | 0.52 | 281.7 | 19.4 | 2.72 | 23.3 | 1016 | 0.19 | 283 | 53.6 | 336.6 | 293.6 | 20.2 | 2.84 | 24.2 | 1057.6 | 0.2 | 294.9 | 55.7 | 350.7 | 438.6 | 23.4 | 3.17 | 38.3 | 1800.1 | 0.21 | 440.2 | 92 | 532.2 | 718.9 | 63.3 | 9.05 | 40 | 2173 | 0.35 | 723.3 | 104.8 | 828.1 | 24.92 | 0 | 0.27 | 25.19 | 25.98 | 0 | 0.28 | 26.26 | 381406 | 56469.4 | 0 | 4198.3 | 0 | 8374.7 | 52653.4 | 0 | 0 | 13.2 | 126751.1 | 0 | 880.3 | 3315.4 | 37488.3 | 88396.1 | 2870.3 | 8.5 | 0 | 27.9 | 55816.8 | 611.5 | 0 | 0 | 0 | 8315.2
3821 | 160 | Day160 | 4 | Hour4 | 6 | Summer | 2117 | #N/A | Summer | 380724.8 | 2024-06-09 04:00 | 370160.9 | 434.3 | 6219.8 | 3909.8 | 380724.7 | 358375.4 | 324383.3 | 0.0318 | 0.0408 | 0.51 | 0.51 | 283.4 | 19.3 | 2.72 | 23.5 | 1027.7 | 0.19 | 284.8 | 54.2 | 338.9 | 295.6 | 20.2 | 2.83 | 24.4 | 1071.1 | 0.2 | 297 | 56.4 | 353.4 | 447.7 | 25 | 3.42 | 38.1 | 1801 | 0.22 | 449.4 | 91.8 | 541.2 | 664.8 | 55.9 | 7.95 | 39.2 | 2103.5 | 0.32 | 668.7 | 102 | 770.7 | 24.97 | 0 | 0.27 | 25.24 | 26.03 | 0 | 0.27 | 26.3 | 380724.8 | 56341.4 | 0 | 4198.3 | 0 | 8374.7 | 52451 | 0 | 0 | 239.3 | 129083.6 | 0 | 846.3 | 3315.4 | 33969 | 88396.1 | 2641.1 | 1107.8 | 0 | 1454.4 | 54050.5 | 597.2 | 42.2 | 0 | 0 | 8315.2
3822 | 160 | Day160 | 5 | Hour5 | 6 | Summer | 2117 | #N/A | Summer | 395966.4 | 2024-06-09 05:00 | 382425.1 | 2972.4 | 6796.8 | 3772.1 | 395966.3 | 370142.1 | 326328.6 | 0.0321 | 0.0421 | 0.53 | 0.52 | 276.6 | 18.9 | 2.65 | 22.9 | 1001.9 | 0.19 | 277.8 | 52.8 | 330.6 | 289.8 | 19.9 | 2.8 | 23.8 | 1046.8 | 0.2 | 291.2 | 55.1 | 346.3 | 304.4 | 15.3 | 2.06 | 27.5 | 1275.3 | 0.15 | 305.4 | 65.6 | 371 | 807.9 | 78.1 | 11.23 | 38.4 | 2233.9 | 0.39 | 813.3 | 105.1 | 918.4 | 25.1 | 0 | 0.29 | 25.39 | 26.21 | 0 | 0.27 | 26.47 | 395966.4 | 69637.8 | 0 | 4198.3 | 0 | 8374.7 | 53333.7 | 0 | 0 | 614 | 131034.3 | 0 | 728.4 | 3315.4 | 34130.8 | 88396.1 | 2641.1 | 175.7 | 0 | 15823.6 | 52667.7 | 532.4 | 992.1 | 0 | 0 | 8315.2
3823 | 160 | Day160 | 6 | Hour6 | 6 | Summer | 2117 | #N/A | Summer | 420791.2 | 2024-06-09 06:00 | 403260.6 | 3556 | 10452.8 | 3521.8 | 420791.2 | 390078.4 | 325081 | 0.0327 | 0.0444 | 0.56 | 0.55 | 260.8 | 18 | 2.54 | 21.3 | 937.8 | 0.18 | 262 | 49.3 | 311.3 | 275 | 19.1 | 2.69 | 22.3 | 985.4 | 0.18 | 276.3 | 51.7 | 328.1 | 175.1 | 6.5 | 0.84 | 17.9 | 800.4 | 0.09 | 175.5 | 41.8 | 217.3 | 643.9 | 50.4 | 7.12 | 41.3 | 2154.7 | 0.3 | 647.3 | 105.6 | 753 | 24.83 | 0 | 0.29 | 25.12 | 26 | 0 | 0.27 | 26.27 | 420791.2 | 95710.2 | 0 | 4198.3 | 0 | 8374.7 | 54389.8 | 0 | 0 | 7157 | 128664.8 | 0 | 728.4 | 3315.4 | 34372.3 | 88396.1 | 2641.1 | 0 | 0 | 40880.9 | 47247.3 | 425.1 | 3915.9 | 0 | 0 | 8315.2
3824 | 160 | Day160 | 7 | Hour7 | 6 | Summer | 2117 | #N/A | Summer | 444394.2 | 2024-06-09 07:00 | 432417.6 | 1984.8 | 6635.8 | 3356 | 444394.2 | 417889.9 | 323626.5 | 0.0336 | 0.0476 | 0.58 | 0.58 | 248.6 | 17.4 | 2.44 | 20.2 | 888.8 | 0.17 | 249.8 | 46.7 | 296.5 | 260.4 | 18.3 | 2.57 | 21 | 928.5 | 0.18 | 261.7 | 48.8 | 310.4 | 122 | 4.4 | 0.57 | 12.6 | 559.1 | 0.06 | 122.3 | 29.3 | 151.5 | 815 | 78.1 | 11.21 | 39.4 | 2276.9 | 0.39 | 820.4 | 107.4 | 927.8 | 25.24 | 0 | 0.29 | 25.52 | 26.5 | 0 | 0.28 | 26.78 | 444394.2 | 120767.7 | 0 | 4198.3 | 0 | 8374.7 | 55592.1 | 0 | 99.5 | 10196.4 | 128014.8 | 0 | 728.4 | 3315.4 | 32365.4 | 88396.1 | 2641.1 | 0 | 0 | 76368.8 | 33712 | 391 | 6408.9 | 0 | 0 | 8315.2
3825 | 160 | Day160 | 8 | Hour8 | 6 | Summer | 2117 | #N/A | Summer | 465708.2 | 2024-06-09 08:00 | 460148.9 | 1305.3 | 846.6 | 3407.3 | 465708.2 | 444253.7 | 309470 | 0.0345 | 0.0507 | 0.61 | 0.61 | 230.4 | 16.1 | 2.27 | 18.7 | 822.1 | 0.16 | 231.5 | 43.3 | 274.7 | 239.2 | 16.8 | 2.36 | 19.4 | 853.1 | 0.16 | 240.3 | 44.9 | 285.2 | 83.6 | 2.9 | 0.37 | 8.8 | 386.8 | 0.04 | 83.8 | 20.4 | 104.1 | 577.3 | 38.9 | 5.41 | 42.8 | 2133.5 | 0.27 | 580 | 106.5 | 686.5 | 24.72 | 0 | 0.27 | 24.99 | 26.07 | 0 | 0.29 | 26.36 | 465708.2 | 156238.2 | 0 | 4196.6 | 0 | 8374.7 | 54226.5 | 0 | 557.1 | 13218.8 | 123691.5 | 0 | 728.4 | 3315.4 | 23899.6 | 88396.1 | 2641.1 | 0 | 0 | 114945.9 | 27160.2 | 356.3 | 9386.3 | 0 | 0 | 8315.2
3826 | 160 | Day160 | 9 | Hour9 | 6 | Summer | 2117 | #N/A | Summer | 499985.8 | 2024-06-09 09:00 | 486122.6 | 5888.2 | 3412.4 | 4562.7 | 499985.8 | 468880 | 313019.5 | 0.0355 | 0.0535 | 0.63 | 0.62 | 222.4 | 15.7 | 2.21 | 17.9 | 790.1 | 0.15 | 223.5 | 41.5 | 265 | 234.1 | 16.6 | 2.33 | 18.8 | 830.6 | 0.16 | 235.2 | 43.6 | 278.8 | 78 | 2.5 | 0.31 | 8.4 | 368.2 | 0.04 | 78.2 | 19.4 | 97.6 | 551.1 | 33.3 | 4.57 | 44.4 | 2157.3 | 0.25 | 553.4 | 108.7 | 662.1 | 24.43 | 0 | 0.27 | 24.71 | 25.94 | 0 | 0.28 | 26.22 | 499985.8 | 186966.3 | 0 | 4196.6 | 0 | 8374.7 | 56852.6 | 0 | 854.4 | 20719.6 | 126840.7 | 0 | 728.4 | 3315.4 | 21673.9 | 88396.1 | 2641.1 | 0 | 0 | 135779 | 29320.5 | 292.8 | 15049.6 | 75.1 | 1 | 8315.2
3827 | 160 | Day160 | 10 | Hour10 | 6 | Summer | 2117 | #N/A | Summer | 524815.5 | 2024-06-09 10:00 | 511533 | 5122.5 | 3412.4 | 4747.6 | 524815.5 | 492909.9 | 327161 | 0.0364 | 0.0563 | 0.62 | 0.61 | 227.6 | 16.2 | 2.28 | 18.1 | 805.8 | 0.15 | 228.7 | 42.1 | 270.9 | 239.7 | 17.1 | 2.4 | 19 | 848 | 0.16 | 240.9 | 44.3 | 285.2 | 75.7 | 2.3 | 0.29 | 8.3 | 360.2 | 0.04 | 75.8 | 19 | 94.8 | 768.2 | 67.5 | 9.63 | 42.7 | 2337.9 | 0.37 | 772.8 | 112.4 | 885.2 | 25.04 | 0 | 0.27 | 25.31 | 26.66 | 0 | 0.28 | 26.94 | 524815.5 | 197654.5 | 0 | 4196.6 | 0 | 8374.7 | 61764.4 | 0 | 949.3 | 21470.9 | 135253.4 | 0 | 728.4 | 3315.4 | 22490.8 | 88396.1 | 2641.1 | 0 | 0 | 142442 | 32537.2 | 255.2 | 17936.9 | 22.1 | 0 | 8315.2
3828 | 160 | Day160 | 11 | Hour11 | 6 | Summer | 2117 | #N/A | Summer | 544217.9 | 2024-06-09 11:00 | 532952.4 | 3041.6 | 3408.2 | 4815.5 | 544217.8 | 513105.1 | 346008.8 | 0.0372 | 0.0586 | 0.6 | 0.59 | 246.4 | 18 | 2.55 | 18.9 | 851.6 | 0.16 | 247.6 | 44.3 | 292 | 259.1 | 19 | 2.68 | 19.9 | 894.9 | 0.17 | 260.4 | 46.6 | 307 | 73.6 | 2.4 | 0.3 | 7.8 | 348.2 | 0.04 | 73.8 | 18.2 | 92 | 832.8 | 33.6 | 6.22 | 103.9 | 2125.3 | 1.55 | 835.5 | 167.7 | 1003.2 | 26.54 | 0 | 0.27 | 26.81 | 28.3 | 0 | 0.28 | 28.58 | 544217.9 | 198209 | 0 | 4196.6 | 0 | 8374.7 | 72163.9 | 0 | 976.8 | 21037.5 | 142548.4 | 0 | 728.4 | 3315.4 | 22513.9 | 88396.1 | 3771.4 | 0 | 0 | 142220.1 | 33724 | 250.6 | 18506.4 | 139.2 | 0 | 8315.2
3829 | 160 | Day160 | 12 | Hour12 | 6 | Summer | 2117 | #N/A | Summer | 559591.9 | 2024-06-09 12:00 | 550192.6 | 1389.3 | 3137.5 | 4872.5 | 559591.8 | 529318.8 | 361924.3 | 0.0379 | 0.0605 | 0.58 | 0.58 | 257.6 | 18.9 | 2.67 | 19.6 | 889.3 | 0.17 | 258.9 | 46.2 | 305.1 | 270.1 | 19.8 | 2.8 | 20.6 | 932.2 | 0.17 | 271.5 | 48.4 | 319.9 | 72.1 | 2.4 | 0.3 | 7.6 | 341.2 | 0.03 | 72.3 | 17.8 | 90.1 | 544.4 | 27.9 | 3.75 | 48.3 | 2288.3 | 0.25 | 546.3 | 116.6 | 662.8 | 27.17 | 0 | 0.26 | 27.44 | 29.01 | 0 | 0.28 | 29.29 | 559591.9 | 197667.5 | 189.3 | 4196.6 | 0 | 8374.7 | 77610.3 | 0 | 981.4 | 20914.9 | 152370.6 | 0 | 936.5 | 3315.4 | 22516.5 | 88396.1 | 4018.2 | 0 | 0 | 141103.6 | 34214.6 | 453.1 | 18234.1 | 1065.2 | 1269.4 | 8315.2
3830 | 160 | Day160 | 13 | Hour13 | 6 | Summer | 2117 | #N/A | Summer | 573780 | 2024-06-09 13:00 | 565600 | 890 | 2315.5 | 4974.5 | 573780.1 | 543778.3 | 373197.9 | 0.0386 | 0.0622 | 0.57 | 0.57 | 262.1 | 19.2 | 2.72 | 19.9 | 905.5 | 0.17 | 263.4 | 46.9 | 310.3 | 274.5 | 20.1 | 2.85 | 20.8 | 948.5 | 0.18 | 275.9 | 49.1 | 325.1 | 67.3 | 2.3 | 0.28 | 7.1 | 316 | 0.03 | 67.4 | 16.5 | 84 | 871.7 | 86 | 12.39 | 39.9 | 2354.9 | 0.42 | 877.7 | 110.2 | 987.8 | 27.8 | 0 | 0.26 | 28.06 | 29.73 | 0 | 0.28 | 30 | 573780 | 200582.1 | 110.6 | 4245.5 | 0 | 8374.7 | 80840.1 | 0 | 979.7 | 21051.6 | 158933.7 | 0 | 1043.4 | 3315.4 | 23766.7 | 88396.1 | 4018.2 | 153.6 | 0 | 141288.1 | 36422.6 | 840.2 | 17355.5 | 4626.3 | 1847.5 | 8315.2
3831 | 160 | Day160 | 14 | Hour14 | 6 | Summer | 2117 | #N/A | Summer | 584186.2 | 2024-06-09 14:00 | 576400.3 | 1230.3 | 1553.2 | 5002.3 | 584186.2 | 553888.3 | 381121.1 | 0.0391 | 0.0634 | 0.57 | 0.56 | 268.4 | 19.8 | 2.81 | 20.2 | 920.2 | 0.17 | 269.7 | 47.6 | 317.4 | 281 | 20.8 | 2.94 | 21.1 | 963.7 | 0.18 | 282.5 | 49.9 | 332.4 | 74.6 | 2.7 | 0.34 | 7.7 | 346.4 | 0.04 | 74.8 | 18 | 92.8 | 449 | 10.3 | 1.15 | 51.5 | 2274.9 | 0.21 | 449.6 | 119.4 | 569 | 28.26 | 0 | 0.26 | 28.51 | 30.24 | 0 | 0.27 | 30.52 | 584186.2 | 203065 | 110 | 4245.5 | 0 | 8374.7 | 85132.7 | 0 | 977 | 21283 | 161878.7 | 0 | 1088.4 | 3315.4 | 23789.3 | 88396.1 | 4586.3 | 203.9 | 0 | 138951.6 | 40618.8 | 1234.6 | 16836 | 7644.5 | 1160.6 | 8315.2
3832 | 160 | Day160 | 15 | Hour15 | 6 | Summer | 2117 | #N/A | Summer | 592243.5 | 2024-06-09 15:00 | 584270.2 | 911.8 | 2205.2 | 4856.2 | 592243.5 | 561240.5 | 390824.4 | 0.0394 | 0.0643 | 0.56 | 0.56 | 274.6 | 20.5 | 2.9 | 20.4 | 936.4 | 0.17 | 276 | 48.3 | 324.3 | 289.1 | 21.6 | 3.06 | 21.5 | 985.9 | 0.18 | 290.6 | 50.9 | 341.5 | 84.1 | 3.3 | 0.43 | 8.4 | 379.8 | 0.04 | 84.3 | 19.8 | 104.1 | 817.2 | 74.7 | 10.71 | 43.1 | 2382.4 | 0.41 | 822.3 | 114.2 | 936.5 | 28.75 | 0 | 0.26 | 29.01 | 30.81 | 0 | 0.27 | 31.08 | 592243.5 | 201419.1 | 117 | 4255.8 | 0 | 8374.7 | 89572.8 | 0 | 967 | 19435 | 165059.9 | 0 | 1088.4 | 3315.4 | 23422.3 | 88396.1 | 4480.3 | 2741.6 | 0 | 135188.8 | 44051.8 | 1776.4 | 16500.7 | 7521.5 | 790.2 | 8315.2
3833 | 160 | Day160 | 16 | Hour16 | 6 | Summer | 2117 | #N/A | Summer | 598127 | 2024-06-09 16:00 | 588575 | 1358.9 | 3408.2 | 4784.8 | 598127 | 565258.4 | 398811.8 | 0.0396 | 0.0648 | 0.56 | 0.55 | 276.4 | 20.6 | 2.92 | 20.5 | 942.7 | 0.17 | 277.8 | 48.7 | 326.4 | 293.1 | 21.9 | 3.09 | 21.8 | 999.7 | 0.19 | 294.6 | 51.6 | 346.2 | 97 | 3.9 | 0.51 | 9.7 | 431.6 | 0.05 | 97.3 | 22.6 | 119.9 | 508.9 | 22.8 | 3.02 | 48.3 | 2228.7 | 0.24 | 510.4 | 114.8 | 625.2 | 29.1 | 0 | 0.26 | 29.36 | 31.22 | 0 | 0.27 | 31.49 | 598127 | 199315.2 | 187.6 | 4255.8 | 0 | 8374.7 | 90839.4 | 0 | 961.2 | 21302.5 | 167934.4 | 0 | 1088.4 | 3315.4 | 24045.5 | 88396.1 | 4657.6 | 5716.8 | 0 | 127919.6 | 47020.4 | 2111.4 | 15169.2 | 7525.1 | 2257.7 | 8315.2
3834 | 160 | Day160 | 17 | Hour17 | 6 | Summer | 2117 | #N/A | Summer | 593298 | 2024-06-09 17:00 | 584752.4 | 2313.4 | 1553.2 | 4678.9 | 593297.9 | 561677.3 | 412847.1 | 0.0395 | 0.0644 | 0.54 | 0.53 | 286.3 | 21.3 | 3.02 | 21.3 | 973.2 | 0.18 | 287.8 | 50.4 | 338.2 | 305 | 22.7 | 3.21 | 22.8 | 1038.2 | 0.2 | 306.5 | 53.8 | 360.3 | 117.1 | 5 | 0.65 | 11.4 | 519.8 | 0.06 | 117.4 | 26.9 | 144.3 | 650.6 | 40.9 | 5.66 | 51.1 | 2481.7 | 0.31 | 653.4 | 125.1 | 778.5 | 30.14 | 0 | 0.26 | 30.39 | 32.3 | 0 | 0.27 | 32.57 | 593298 | 180450.8 | 1471.2 | 4255.8 | 0 | 8374.7 | 92824.2 | 0 | 937.3 | 17358.6 | 170614.3 | 0 | 1346.9 | 3315.4 | 25974.6 | 88396.1 | 5915.4 | 10358.4 | 0 | 109636.5 | 49987.7 | 2530.7 | 13171.1 | 7406.7 | 1955.3 | 8315.2
3835 | 160 | Day160 | 18 | Hour18 | 6 | Summer | 2117 | #N/A | Summer | 575574.2 | 2024-06-09 18:00 | 571201.2 | 0 | 0 | 4372.9 | 575574.2 | 548983.6 | 426777.4 | 0.0389 | 0.063 | 0.52 | 0.51 | 304.1 | 22.4 | 3.17 | 22.9 | 1039.1 | 0.2 | 305.6 | 53.9 | 359.5 | 323.6 | 23.7 | 3.36 | 24.5 | 1109 | 0.21 | 325.2 | 57.6 | 382.8 | 218.7 | 10.3 | 1.44 | 21 | 883.4 | 0.14 | 219.4 | 47.4 | 266.8 | 841.2 | 49.5 | 6.79 | 69.1 | 3320.1 | 0.4 | 844.5 | 168.1 | 1012.6 | 36.9 | 0 | 0.25 | 37.16 | 39.4 | 0 | 0.27 | 39.67 | 575574.2 | 148796.7 | 2564.8 | 4255.8 | 0 | 8374.7 | 94227 | 0 | 867.8 | 12499.2 | 173163.9 | 0 | 4472.5 | 3315.4 | 28278.3 | 88396.1 | 6672.5 | 13056.4 | 0 | 77327.9 | 55307.9 | 2794 | 10721 | 6454.7 | 1593.4 | 8315.2
3836 | 160 | Day160 | 19 | Hour19 | 6 | Summer | 2117 | #N/A | Summer | 555249.1 | 2024-06-09 19:00 | 552039.9 | 0 | 0 | 3209.3 | 555249.1 | 531011 | 436508 | 0.0381 | 0.0609 | 0.49 | 0.48 | 324.4 | 24.2 | 3.44 | 24.1 | 1094.7 | 0.21 | 326 | 56.8 | 382.8 | 344.5 | 25.6 | 3.64 | 25.7 | 1165.7 | 0.22 | 346.3 | 60.5 | 406.8 | 361.4 | 17.3 | 2.45 | 34.9 | 1425.2 | 0.26 | 362.5 | 77.5 | 440 | 1004.8 | 56.7 | 9.95 | 110.2 | 2092.9 | 1.85 | 1009.2 | 173.1 | 1182.3 | 33.68 | 0 | 0.26 | 33.93 | 35.86 | 0 | 0.27 | 36.13 | 555249.1 | 118741.2 | 3122.9 | 4257.5 | 0 | 8374.7 | 98749.1 | 0 | 676.2 | 7894.5 | 173616.7 | 0 | 3815.3 | 3315.4 | 32592.6 | 88396.1 | 7690.7 | 12576.9 | 0 | 44010.2 | 63234.2 | 2926.1 | 8126.5 | 3714.1 | 1753.8 | 8315.2
3837 | 160 | Day160 | 20 | Hour20 | 6 | Summer | 2117 | #N/A | Summer | 539311.2 | 2024-06-09 20:00 | 534277.6 | 0 | 0 | 5033.7 | 539311.3 | 514313.1 | 442169.7 | 0.0374 | 0.0589 | 0.48 | 0.47 | 328.5 | 24.9 | 3.53 | 24 | 1102.4 | 0.21 | 330.2 | 56.9 | 387.1 | 347.3 | 26.2 | 3.72 | 25.6 | 1169.5 | 0.22 | 349.1 | 60.5 | 409.6 | 351.1 | 17.5 | 2.48 | 33.1 | 1369.7 | 0.24 | 352.3 | 74 | 426.3 | 955.9 | 54.2 | 9.25 | 101.7 | 2206.1 | 1.6 | 960 | 167.9 | 1127.9 | 31.14 | 0 | 0.26 | 31.4 | 33.1 | 0 | 0.28 | 33.37 | 539311.2 | 97141.6 | 2927.3 | 4257.5 | 0 | 8374.7 | 99435.1 | 0 | 231.1 | 3777.5 | 170569.9 | 0 | 2248.3 | 3315.4 | 47110.2 | 88396.1 | 6237.6 | 9297.6 | 0 | 12182 | 78720.1 | 2230.9 | 2554.5 | 36.9 | 1565.1 | 8315.2
3838 | 160 | Day160 | 21 | Hour21 | 6 | Summer | 2117 | #N/A | Summer | 521869.1 | 2024-06-09 21:00 | 516106 | 0 | 0 | 5763.1 | 521869.1 | 497181.2 | 428686.4 | 0.0367 | 0.0569 | 0.49 | 0.48 | 318.1 | 23.8 | 3.37 | 23.6 | 1081.2 | 0.2 | 319.8 | 55.9 | 375.6 | 333.9 | 24.8 | 3.52 | 24.9 | 1138.1 | 0.21 | 335.6 | 58.9 | 394.4 | 379.5 | 22.3 | 3.11 | 31.8 | 1452 | 0.21 | 381 | 75.1 | 456.1 | 847.4 | 33.7 | 6.24 | 106.2 | 2180.7 | 1.57 | 850.1 | 171.6 | 1021.7 | 30.37 | 0 | 0.27 | 30.63 | 32.21 | 0 | 0.28 | 32.5 | 521869.1 | 93182.7 | 4833.6 | 4257.5 | 0 | 8374.7 | 91899.2 | 0 | 0 | 189.3 | 166815.9 | 0 | 1597.5 | 3315.4 | 47911.8 | 88396.1 | 5187.1 | 6097.5 | 0 | 136.4 | 90584 | 2273.1 | 931.6 | 983.8 | 3917.5 | 8315.2
3839 | 160 | Day160 | 22 | Hour22 | 6 | Summer | 2117 | #N/A | Summer | 490925.9 | 2024-06-09 22:00 | 485061.5 | 0 | 0 | 5864.4 | 490925.9 | 467813.6 | 391696.9 | 0.0356 | 0.0537 | 0.52 | 0.52 | 290.2 | 21 | 2.97 | 22.4 | 1007.9 | 0.19 | 291.7 | 52.5 | 344.2 | 302.3 | 21.8 | 3.08 | 23.4 | 1051.5 | 0.2 | 303.7 | 54.8 | 358.6 | 438.1 | 28.4 | 3.97 | 34 | 1619.5 | 0.23 | 440 | 82.3 | 522.3 | 1017.3 | 106 | 15.34 | 41.6 | 2555.5 | 0.51 | 1024.7 | 117.9 | 1142.6 | 28.62 | 0 | 0.27 | 28.89 | 30.26 | 0 | 0.29 | 30.54 | 490925.9 | 99228.9 | 1794.8 | 4247.1 | 0 | 8374.7 | 75613.5 | 0 | 0 | 0.2 | 153816.3 | 0 | 471.3 | 3315.4 | 47698.2 | 88396.1 | 4563.5 | 3406 | 0 | 1.3 | 96769.1 | 2458.3 | 48.4 | 1326.9 | 3287.9 | 8315.2
3840 | 160 | Day160 | 23 | Hour23 | 6 | Summer | 2117 | #N/A | Summer | 457513.4 | 2024-06-09 23:00 | 451528.6 | 0 | 76 | 5908.8 | 457513.3 | 435977.1 | 354398.3 | 0.0344 | 0.0501 | 0.57 | 0.56 | 251.6 | 17.3 | 2.43 | 20.6 | 905.8 | 0.17 | 252.8 | 47.7 | 300.5 | 261.9 | 18 | 2.52 | 21.5 | 944.5 | 0.18 | 263.1 | 49.7 | 312.9 | 474.8 | 31.2 | 4.39 | 36.5 | 1732.5 | 0.25 | 477 | 88.2 | 565.2 | 956.1 | 100.3 | 14.52 | 38.5 | 2380.9 | 0.48 | 963 | 109.6 | 1072.6 | 26.83 | 0 | 0.27 | 27.11 | 28.27 | 0 | 0.29 | 28.56 | 457513.4 | 103115.1 | 1150.2 | 4136.7 | 0 | 8374.7 | 56784.3 | 0 | 0 | 0 | 137317 | 0 | 471.3 | 3315.4 | 47711.2 | 88396.1 | 3204.9 | 3536.5 | 0 | 0 | 100251 | 2864.1 | 0.1 | 1269.4 | 3148.3 | 8315.2
3841 | 161 | Day161 | 0 | Hour0 | 6 | Summer | 83 | 582396.4 | Summer | 427127.4 | 2024-06-10 | 421262.8 | 110 | 153.6 | 5601.1 | 427127.5 | 407157.5 | 323434.3 | 0.0335 | 0.0469 | 0.6 | 0.6 | 232.7 | 15.9 | 2.24 | 19.4 | 838.8 | 0.16 | 233.8 | 44.5 | 278.2 | 242.3 | 16.5 | 2.33 | 20.3 | 875.6 | 0.17 | 243.4 | 46.4 | 289.9 | 452 | 29.7 | 4.16 | 34.7 | 1663.6 | 0.23 | 454.1 | 84.3 | 538.4 | 422.1 | 12.1 | 1.44 | 46.3 | 2064.5 | 0.2 | 422.9 | 107.9 | 530.8 | 23.84 | 0 | 0.27 | 24.11 | 25.06 | 0 | 0.29 | 25.35 | 427127.4 | 103693.2 | 3068.8 | 4121.3 | 0 | 8373.7 | 48681.1 | 0 | 0 | 0 | 118723.9 | 0 | 471.3 | 3315.4 | 42696.5 | 87397.2 | 2961 | 3624.2 | 0 | 0 | 100762.6 | 2930.6 | 0 | 1384.9 | 1519.1 | 8315.2
3842 | 161 | Day161 | 1 | Hour1 | 6 | Summer | 2117 | #N/A | Summer | 406784.4 | 2024-06-10 01:00 | 396000.4 | 110 | 5272.9 | 5401.2 | 406784.4 | 383052.2 | 305474.6 | 0.0327 | 0.044 | 0.61 | 0.61 | 230.9 | 16.3 | 2.3 | 19 | 817.6 | 0.17 | 232 | 43.4 | 275.4 | 240.5 | 16.9 | 2.38 | 19.8 | 853.7 | 0.17 | 241.7 | 45.3 | 286.9 | 424.9 | 24.4 | 3.37 | 35.8 | 1670.6 | 0.22 | 426.5 | 85.7 | 512.2 | 509.3 | 34.1 | 4.74 | 38 | 1888.1 | 0.24 | 511.7 | 94.3 | 605.9 | 22.57 | 0 | 0.27 | 22.84 | 23.64 | 0 | 0.29 | 23.93 | 406784.4 | 101309.8 | 3026.9 | 4121.3 | 0 | 8373.7 | 47922.1 | 0 | 0 | 0 | 106726 | 0 | 412.4 | 3315.4 | 37750.8 | 87397.2 | 2807.1 | 3621.7 | 0 | 0 | 98006.1 | 3303.7 | 0 | 690.5 | 145.6 | 8315.2
3843 | 161 | Day161 | 2 | Hour2 | 6 | Summer | 2117 | #N/A | Summer | 392062.6 | 2024-06-10 02:00 | 377678.2 | 114.4 | 8942.7 | 5327.2 | 392062.6 | 365536 | 292880.3 | 0.0321 | 0.0419 | 0.61 | 0.61 | 230.1 | 16.3 | 2.3 | 19 | 813.2 | 0.17 | 231.2 | 43.2 | 274.4 | 239.9 | 16.9 | 2.39 | 19.8 | 848.7 | 0.17 | 241.1 | 45.1 | 286.2 | 415.5 | 23.4 | 3.23 | 35.5 | 1644.8 | 0.22 | 417.1 | 84.6 | 501.7 | 528.7 | 37.2 | 5.19 | 37.8 | 1903.4 | 0.25 | 531.2 | 94.6 | 625.8 | 22.16 | 0 | 0.27 | 22.43 | 23.13 | 0 | 0.29 | 23.42 | 392062.6 | 99182.3 | 1943.1 | 4119.4 | 0 | 8373.7 | 46111.8 | 0 | 0 | 0 | 101674.4 | 0 | 407.6 | 3315.4 | 34263.2 | 87397.2 | 2807.1 | 2467.4 | 0 | 0 | 96163.5 | 3018.8 | 0 | 0 | 0 | 8315.2
3844 | 161 | Day161 | 3 | Hour3 | 6 | Summer | 2117 | #N/A | Summer | 384835.9 | 2024-06-10 03:00 | 366305.1 | 175.7 | 13140.3 | 5214.9 | 384835.9 | 354652.1 | 285793.6 | 0.0318 | 0.0405 | 0.61 | 0.61 | 231.6 | 16.4 | 2.32 | 19.1 | 817.5 | 0.17 | 232.8 | 43.5 | 276.2 | 240.6 | 17 | 2.4 | 19.8 | 849.7 | 0.17 | 241.8 | 45.2 | 287 | 416.9 | 24.7 | 3.42 | 34.6 | 1610.5 | 0.22 | 418.6 | 82.7 | 501.2 | 503.8 | 36.5 | 5.12 | 35.9 | 1780.3 | 0.26 | 506.2 | 89 | 595.2 | 21.09 | 0 | 0.26 | 21.36 | 21.93 | 0 | 0.28 | 22.22 | 384835.9 | 99042.2 | 776.3 | 4107.8 | 0 | 8373.7 | 45697.8 | 0 | 0 | 6 | 100042.1 | 0 | 407.6 | 3315.4 | 30432.4 | 86727.8 | 2807.1 | 3105.7 | 0 | 11.3 | 96014.4 | 3010.5 | 0 | 0 | 0 | 8315.2
3845 | 161 | Day161 | 4 | Hour4 | 6 | Summer | 2117 | #N/A | Summer | 380598.1 | 2024-06-10 04:00 | 361809.7 | 220.8 | 13517.6 | 5050 | 380598.1 | 350350.2 | 281133.1 | 0.0317 | 0.04 | 0.61 | 0.61 | 231.8 | 16.5 | 2.33 | 19.1 | 816.3 | 0.17 | 232.9 | 43.4 | 276.4 | 240.7 | 17.1 | 2.41 | 19.8 | 847.9 | 0.17 | 241.9 | 45.1 | 287 | 416.8 | 24.6 | 3.41 | 34.7 | 1614.4 | 0.22 | 418.4 | 82.8 | 501.3 | 433.1 | 24.8 | 3.38 | 37 | 1740.6 | 0.22 | 434.8 | 88.9 | 523.7 | 20.78 | 0 | 0.26 | 21.04 | 21.59 | 0 | 0.28 | 21.88 | 380598.1 | 99465 | 891.9 | 4107.8 | 0 | 8373.7 | 45395.6 | 0 | 0 | 207.4 | 98361.6 | 0 | 407.6 | 3315.4 | 28655 | 86579 | 2807.1 | 2238.5 | 0 | 871.4 | 95425.4 | 2960.8 | 18.1 | 0 | 0 | 8315.2
3846 | 161 | Day161 | 5 | Hour5 | 6 | Summer | 2117 | #N/A | Summer | 383932.2 | 2024-06-10 05:00 | 362086.4 | 2082.3 | 14679.3 | 5084.2 | 383932.2 | 350630 | 273452 | 0.0316 | 0.0399 | 0.64 | 0.63 | 222.9 | 16.2 | 2.29 | 18.1 | 773.5 | 0.16 | 224 | 41.2 | 265.2 | 233.3 | 17 | 2.41 | 18.8 | 807.4 | 0.17 | 234.5 | 42.9 | 277.4 | 317.4 | 16.6 | 2.27 | 28.5 | 1291.6 | 0.17 | 318.5 | 67 | 385.5 | 420.4 | 24 | 3.27 | 36 | 1692.3 | 0.21 | 422 | 86.5 | 508.5 | 19.11 | 0 | 0.22 | 19.33 | 19.87 | 0 | 0.21 | 20.08 | 383932.2 | 110480.2 | 161.9 | 4107.8 | 0 | 8373.7 | 45395.6 | 0 | 0 | 521.3 | 91173.2 | 0 | 407.6 | 3315.4 | 28939.4 | 87154.9 | 2807.1 | 1615.4 | 0 | 13118.8 | 94315.4 | 2524.7 | 843.7 | 0 | 0 | 8315.2
3847 | 161 | Day161 | 6 | Hour6 | 6 | Summer | 2117 | #N/A | Summer | 393389.8 | 2024-06-10 06:00 | 369499.7 | 4864.1 | 14679.3 | 4346.6 | 393389.7 | 357753 | 261899.8 | 0.0318 | 0.0407 | 0.66 | 0.65 | 213.1 | 15.7 | 2.23 | 17 | 731.4 | 0.16 | 214.2 | 38.8 | 253 | 224.1 | 16.6 | 2.35 | 17.8 | 767 | 0.16 | 225.2 | 40.7 | 265.9 | 161.3 | 7 | 0.94 | 16.4 | 696.7 | 0.1 | 161.7 | 37.2 | 198.9 | 193.6 | 19.6 | 2.83 | 14.8 | 522.8 | 0.24 | 194.9 | 30.5 | 225.4 | 11.63 | 0 | 0.24 | 11.87 | 12.3 | 0 | 0.22 | 12.51 | 393389.8 | 131490 | 1153.9 | 4107.8 | 0 | 8373.7 | 45367 | 0 | 0 | 4669.7 | 86591 | 0 | 407.6 | 3315.4 | 26260.1 | 80715.4 | 2807.1 | 2800.7 | 0 | 36670.7 | 88061.1 | 2088.6 | 3048.7 | 0 | 0 | 8315.2
3848 | 161 | Day161 | 7 | Hour7 | 6 | Summer | 2117 | #N/A | Summer | 415756.4 | 2024-06-10 07:00 | 390845.4 | 5578.7 | 14679.3 | 4653 | 415756.4 | 378207.9 | 263701.4 | 0.0323 | 0.043 | 0.67 | 0.67 | 201.2 | 14.8 | 2.1 | 16.2 | 691.4 | 0.15 | 202.2 | 36.8 | 239.1 | 211.4 | 15.7 | 2.22 | 16.9 | 723.1 | 0.16 | 212.5 | 38.5 | 250.9 | 119 | 5 | 0.67 | 11.8 | 520.5 | 0.06 | 119.3 | 27.3 | 146.6 | 459.1 | 29.8 | 4.13 | 35.5 | 1731.5 | 0.22 | 461.1 | 87.1 | 548.3 | 17.32 | 0 | 0.29 | 17.61 | 18.13 | 0 | 0.28 | 18.41 | 415756.4 | 152054.9 | 400.4 | 4161.6 | 0 | 8374.7 | 45196.3 | 0 | 99.1 | 8182.3 | 86747.7 | 0 | 407.6 | 3315.4 | 24533.9 | 86234.9 | 2807.1 | 1521.8 | 0 | 73805.8 | 68270.8 | 1696.8 | 4446.4 | 0 | 498.5 | 8315.2
3849 | 161 | Day161 | 8 | Hour8 | 6 | Summer | 2117 | #N/A | Summer | 443124.8 | 2024-06-10 08:00 | 421850.6 | 1620.3 | 15140 | 4513.9 | 443124.7 | 407821.8 | 257220.5 | 0.0333 | 0.0465 | 0.7 | 0.7 | 178.6 | 12.4 | 1.75 | 15.2 | 636.3 | 0.14 | 179.5 | 34.2 | 213.6 | 187.3 | 13.1 | 1.85 | 15.8 | 665 | 0.14 | 188.2 | 35.7 | 223.9 | 81.8 | 3.8 | 0.52 | 7.9 | 340.9 | 0.05 | 82.1 | 18.1 | 100.2 | 328.9 | 6.2 | 0.62 | 38.8 | 1719.5 | 0.14 | 329.2 | 90.1 | 419.3 | 19.67 | 0 | 0.27 | 19.94 | 20.62 | 0 | 0.28 | 20.9 | 443124.8 | 185904.2 | 9.7 | 4171.6 | 0 | 8374.7 | 39662.8 | 0 | 558.8 | 12179.8 | 90491.3 | 0 | 414.8 | 3315.4 | 21274.2 | 86698.8 | 2807.1 | 0 | 0 | 114753.9 | 57250.6 | 1161.1 | 7484.9 | 0 | 0.6 | 8315.2
3850 | 161 | Day161 | 9 | Hour9 | 6 | Summer | 2117 | #N/A | Summer | 472621.4 | 2024-06-10 09:00 | 454965.4 | 4776.9 | 7756 | 5123 | 472621.4 | 439325.7 | 255693.2 | 0.0344 | 0.0502 | 0.7 | 0.7 | 175 | 12.2 | 1.72 | 14.7 | 623.6 | 0.13 | 175.8 | 33.3 | 209.2 | 185.2 | 12.9 | 1.82 | 15.5 | 659.9 | 0.14 | 186.1 | 35.2 | 221.4 | 67.1 | 3 | 0.41 | 6.7 | 279.5 | 0.04 | 67.3 | 15 | 82.3 | 560.3 | 53.9 | 7.76 | 28 | 1547.8 | 0.3 | 564.1 | 74.2 | 638.2 | 17.61 | 0 | 0.12 | 17.73 | 18.87 | 0 | 0.15 | 19.02 | 472621.4 | 216928.1 | 9.8 | 3862.3 | 0 | 8374.7 | 41457.6 | 0 | 865.4 | 18770.9 | 94798.9 | 0 | 471.3 | 3315.4 | 15591.7 | 84975.6 | 2835.9 | 0 | 0 | 134945.4 | 61507.3 | 839.1 | 13859.7 | 0 | 19.6 | 8315.2
3851 | 161 | Day161 | 10 | Hour10 | 6 | Summer | 2117 | #N/A | Summer | 500033.8 | 2024-06-10 10:00 | 485949.2 | 4553.2 | 4151.1 | 5380.3 | 500033.9 | 468688.7 | 273232.2 | 0.0355 | 0.0536 | 0.69 | 0.68 | 182.3 | 12.5 | 1.76 | 15.3 | 655.8 | 0.13 | 183.2 | 34.9 | 218 | 192.6 | 13.2 | 1.86 | 16.2 | 693.9 | 0.14 | 193.5 | 36.9 | 230.4 | 73.4 | 2.9 | 0.39 | 7.6 | 317.3 | 0.05 | 73.6 | 17 | 90.6 | 495.6 | 35.7 | 5.01 | 34.8 | 1745 | 0.24 | 498 | 86.9 | 584.9 | 19.67 | 0 | 0.12 | 19.78 | 21.2 | 0 | 0.15 | 21.35 | 500033.8 | 226801.7 | 221.2 | 3875 | 0 | 8374.7 | 45000.7 | 0 | 956.4 | 20099.7 | 107978.1 | 0 | 471.3 | 3315.4 | 15107.8 | 86056.5 | 2831.5 | 0 | 0 | 138322.8 | 66792.9 | 629.8 | 15977.8 | 0 | 365.1 | 8315.2
3852 | 161 | Day161 | 11 | Hour11 | 6 | Summer | 2117 | #N/A | Summer | 526222.2 | 2024-06-10 11:00 | 512681.6 | 4214.7 | 4147 | 5179 | 526222.3 | 493935.8 | 299435.1 | 0.0366 | 0.0566 | 0.66 | 0.65 | 202.8 | 14.4 | 2.03 | 16.3 | 717.3 | 0.14 | 203.8 | 37.7 | 241.5 | 214.3 | 15.2 | 2.14 | 17.2 | 758.7 | 0.15 | 215.3 | 39.9 | 255.2 | 70.7 | 2.3 | 0.3 | 7.7 | 319.4 | 0.05 | 70.9 | 17.3 | 88.1 | 564.3 | 27.6 | 3.7 | 51.4 | 2400.4 | 0.27 | 566.2 | 123 | 689.2 | 21.23 | 0 | 0.11 | 21.35 | 22.92 | 0 | 0.14 | 23.06 | 526222.2 | 226787.1 | 288.6 | 3875 | 0 | 8374.7 | 55158.5 | 0 | 984.2 | 19047.6 | 121176.2 | 0 | 471.3 | 3315.4 | 17887.4 | 86056.5 | 2831.5 | 0 | 0 | 137613.4 | 68570.1 | 571.8 | 17137.4 | 0 | 0 | 8315.2
3853 | 161 | Day161 | 12 | Hour12 | 6 | Summer | 2117 | #N/A | Summer | 545541.2 | 2024-06-10 12:00 | 533392.6 | 2551.6 | 4360 | 5237.1 | 545541.3 | 513440.1 | 316543.3 | 0.0374 | 0.0589 | 0.64 | 0.64 | 216.1 | 15.5 | 2.19 | 17.1 | 753.9 | 0.15 | 217.2 | 39.6 | 256.7 | 227.7 | 16.3 | 2.31 | 18 | 795 | 0.15 | 228.8 | 41.7 | 270.5 | 71.5 | 2.6 | 0.34 | 7.5 | 321.1 | 0.04 | 71.6 | 17 | 88.7 | 431.8 | 23.4 | 3.18 | 37.4 | 1762.9 | 0.21 | 433.4 | 89.9 | 523.3 | 21.92 | 0 | 0.11 | 22.03 | 23.65 | 0 | 0.13 | 23.78 | 545541.2 | 228998 | 357.8 | 3875 | 0 | 8374.7 | 61914.8 | 0 | 987.5 | 19201.2 | 129092.5 | 0 | 471.3 | 3315.4 | 19064.9 | 86056.5 | 4020.3 | 0 | 0 | 136405.4 | 71780.7 | 623.1 | 16549.4 | 0 | 15.7 | 8315.2
3854 | 161 | Day161 | 13 | Hour13 | 6 | Summer | 2117 | #N/A | Summer | 559445 | 2024-06-10 13:00 | 549164.6 | 623.9 | 4360 | 5296.5 | 559445.1 | 528249.5 | 325297.9 | 0.0381 | 0.0608 | 0.63 | 0.63 | 222 | 16 | 2.27 | 17.4 | 771.6 | 0.15 | 223.1 | 40.4 | 263.5 | 233.1 | 16.8 | 2.38 | 18.3 | 810.9 | 0.16 | 234.3 | 42.5 | 276.7 | 72.4 | 2.4 | 0.31 | 7.8 | 335.2 | 0.04 | 72.6 | 17.8 | 90.3 | 659 | 61.4 | 8.81 | 33.6 | 1884.2 | 0.33 | 663.2 | 89.9 | 753.1 | 22.37 | 0 | 0.11 | 22.48 | 24.08 | 0 | 0.13 | 24.21 | 559445 | 234147.2 | 28.5 | 3875 | 0 | 8374.7 | 65677 | 0 | 987.6 | 20400.5 | 133928.8 | 0 | 667.5 | 3315.4 | 19101.1 | 86056.5 | 4271.4 | 1.9 | 0 | 138065.7 | 73848.1 | 845.2 | 16082 | 0 | 72.3 | 8315.2
3855 | 161 | Day161 | 14 | Hour14 | 6 | Summer | 2117 | #N/A | Summer | 570182.2 | 2024-06-10 14:00 | 558938.6 | 1519.5 | 4360 | 5364 | 570182.2 | 537401.7 | 336959.7 | 0.0385 | 0.0619 | 0.62 | 0.62 | 229 | 16.5 | 2.33 | 17.8 | 797.2 | 0.15 | 230.1 | 41.6 | 271.7 | 240.9 | 17.3 | 2.45 | 18.8 | 839.3 | 0.16 | 242.1 | 43.8 | 285.9 | 71.6 | 2.3 | 0.29 | 7.7 | 335.9 | 0.04 | 71.7 | 17.8 | 89.5 | 740.6 | 81.2 | 11.78 | 26.9 | 1744 | 0.37 | 746.3 | 78.9 | 825.2 | 22.54 | 0 | 0.11 | 22.65 | 24.31 | 0 | 0.12 | 24.43 | 570182.2 | 233222.5 | 179.4 | 3923.9 | 0 | 8374.7 | 68952.7 | 0 | 986.1 | 20693 | 141115.1 | 0 | 615.7 | 3315.4 | 20075.1 | 86007.2 | 4242.7 | 157.7 | 0 | 135859.2 | 74497.6 | 1186.7 | 16626.3 | 3087.7 | 678 | 8315.2
3856 | 161 | Day161 | 15 | Hour15 | 6 | Summer | 2117 | #N/A | Summer | 577094.8 | 2024-06-10 15:00 | 566874.4 | 586.1 | 4360 | 5274.4 | 577094.8 | 544818.1 | 347716.8 | 0.0389 | 0.0629 | 0.61 | 0.6 | 240.6 | 17.6 | 2.48 | 18.4 | 831.6 | 0.16 | 241.8 | 43.3 | 285 | 252.8 | 18.4 | 2.61 | 19.4 | 874.9 | 0.16 | 254.1 | 45.5 | 299.6 | 76.7 | 2.5 | 0.33 | 8.2 | 355.1 | 0.04 | 76.8 | 18.8 | 95.6 | 731.3 | 74.2 | 10.7 | 32 | 1912.7 | 0.37 | 736.4 | 89.1 | 825.5 | 23.14 | 0 | 0.11 | 23.25 | 24.95 | 0 | 0.12 | 25.07 | 577094.8 | 229378 | 276.7 | 3931.4 | 0 | 8374.7 | 74565.6 | 0 | 986.7 | 19781.4 | 147029.6 | 0 | 645 | 3315.4 | 19345.9 | 85832.1 | 4242.7 | 157.7 | 0 | 129732.2 | 77405 | 1472.7 | 16301.8 | 7372.1 | 1163.7 | 8315.2
3857 | 161 | Day161 | 16 | Hour16 | 6 | Summer | 2117 | #N/A | Summer | 582396.4 | 2024-06-10 16:00 | 571023.2 | 1893.4 | 4360 | 5119.9 | 582396.5 | 548686.8 | 358308.2 | 0.0391 | 0.0634 | 0.6 | 0.59 | 245.4 | 18 | 2.54 | 18.7 | 847 | 0.16 | 246.7 | 44 | 290.6 | 261.4 | 19.1 | 2.7 | 20 | 903.2 | 0.17 | 262.7 | 46.9 | 309.6 | 93.1 | 3.2 | 0.41 | 9.9 | 427.2 | 0.05 | 93.3 | 22.6 | 115.9 | 749.2 | 76.7 | 11.07 | 32.1 | 1936.9 | 0.37 | 754.5 | 89.9 | 844.4 | 23.64 | 0 | 0.11 | 23.74 | 25.55 | 0 | 0.12 | 25.68 | 582396.4 | 224088.3 | 344.6 | 3934.2 | 0 | 8374.7 | 77131.8 | 0 | 980.1 | 20102 | 150316.2 | 0 | 878.7 | 3315.4 | 19207.4 | 85908.5 | 4242.7 | 4653.9 | 0 | 121186.7 | 80110.8 | 1708.5 | 15794.9 | 7347.5 | 1448.9 | 8315.2
3858 | 161 | Day161 | 17 | Hour17 | 6 | Summer | 2117 | #N/A | Summer | 578770.8 | 2024-06-10 17:00 | 568472.5 | 812.1 | 4360 | 5126.2 | 578770.8 | 546291.3 | 369780.2 | 0.039 | 0.0631 | 0.59 | 0.58 | 250.9 | 18.4 | 2.6 | 19.1 | 864.6 | 0.16 | 252.2 | 44.9 | 297.1 | 269.9 | 19.7 | 2.79 | 20.7 | 932.4 | 0.18 | 271.3 | 48.5 | 319.8 | 128.3 | 5.3 | 0.72 | 12.9 | 553 | 0.08 | 128.6 | 29.4 | 158 | 824.6 | 92.8 | 13.5 | 28.1 | 1854 | 0.43 | 831 | 83.5 | 914.5 | 24.33 | 0 | 0.11 | 24.44 | 26.25 | 0 | 0.12 | 26.37 | 578770.8 | 208990.6 | 546.2 | 3941.8 | 0 | 8374.7 | 78264.4 | 0 | 967.9 | 17980.2 | 151913.4 | 0 | 1030 | 3315.4 | 19980.6 | 86056.5 | 4731 | 11626.2 | 0 | 105556.7 | 82562.5 | 1923.2 | 12999.5 | 7715 | 2118.9 | 8315.2
3859 | 161 | Day161 | 18 | Hour18 | 6 | Summer | 2117 | #N/A | Summer | 569724.4 | 2024-06-10 18:00 | 560495.5 | 0 | 4147 | 5082 | 569724.4 | 538828.3 | 391826.2 | 0.0387 | 0.0622 | 0.57 | 0.56 | 270.7 | 20.4 | 2.9 | 20.1 | 910.8 | 0.18 | 272.1 | 47.3 | 319.4 | 291.6 | 21.8 | 3.1 | 21.8 | 985.3 | 0.19 | 293.1 | 51.2 | 344.3 | 238.6 | 12.3 | 1.73 | 21.9 | 934 | 0.16 | 239.4 | 49.8 | 289.3 | 814.9 | 75.7 | 10.9 | 42.3 | 2300.9 | 0.43 | 820.2 | 111 | 931.1 | 39.51 | 0 | 0.23 | 39.74 | 42.43 | 0 | 0.25 | 42.68 | 569724.4 | 177898.3 | 3884.8 | 4204.2 | 0 | 8374.7 | 86050.6 | 0 | 900.5 | 12485 | 149788.4 | 0 | 1961.6 | 3315.4 | 28692.9 | 86759.3 | 5849.1 | 12945 | 0 | 76959 | 85448.8 | 2105 | 11049.3 | 8025.6 | 2156.4 | 8315.2
3860 | 161 | Day161 | 19 | Hour19 | 6 | Summer | 2117 | #N/A | Summer | 553519.4 | 2024-06-10 19:00 | 549192.4 | 0 | 0 | 4327 | 553519.4 | 528253.2 | 403135.3 | 0.0381 | 0.0608 | 0.54 | 0.53 | 297.3 | 22.6 | 3.21 | 21.9 | 991.8 | 0.19 | 298.8 | 51.5 | 350.3 | 316 | 23.9 | 3.4 | 23.4 | 1057.7 | 0.21 | 317.6 | 55 | 372.6 | 339.8 | 17.3 | 2.46 | 31.9 | 1312.1 | 0.24 | 341 | 71 | 412 | 890.3 | 42.6 | 5.84 | 83.9 | 3676.8 | 0.52 | 893.2 | 193.6 | 1086.8 | 49.92 | 0 | 0.24 | 50.16 | 53.17 | 0 | 0.25 | 53.42 | 553519.4 | 150384.1 | 2803.4 | 4257.5 | 0 | 8374.7 | 92434.4 | 0 | 721.2 | 8215.7 | 154709.1 | 0 | 2801.1 | 3315.4 | 27133.8 | 88396.1 | 6805.5 | 12104.2 | 0 | 45090 | 94421.3 | 1935.9 | 8272.6 | 2869 | 1950.6 | 8315.2
3861 | 161 | Day161 | 20 | Hour20 | 6 | Summer | 2117 | #N/A | Summer | 539319.5 | 2024-06-10 20:00 | 534385 | 0 | 0 | 4934.4 | 539319.5 | 514367 | 409028.3 | 0.0375 | 0.0591 | 0.53 | 0.52 | 295.9 | 22.1 | 3.13 | 22.1 | 1003.5 | 0.19 | 297.4 | 52 | 349.4 | 313 | 23.2 | 3.3 | 23.5 | 1065.9 | 0.2 | 314.6 | 55.4 | 370 | 359.1 | 19.7 | 2.77 | 31.9 | 1379.6 | 0.23 | 360.4 | 73 | 433.4 | 1089.8 | 120.8 | 17.55 | 38 | 2509.8 | 0.55 | 1098.2 | 112.9 | 1211.1 | 30.62 | 0 | 0.19 | 30.81 | 32.55 | 0 | 0.2 | 32.75 | 539319.5 | 130291.2 | 2236.8 | 4257.5 | 0 | 8374.7 | 87853.8 | 0 | 250.4 | 4014.7 | 159641.9 | 0 | 1855.6 | 3315.4 | 35431.7 | 88396.1 | 5622.3 | 12042.4 | 0 | 13236.1 | 110778.8 | 2011.3 | 2651 | 870.7 | 2264.8 | 8315.2
3862 | 161 | Day161 | 21 | Hour21 | 6 | Summer | 2117 | #N/A | Summer | 525079.6 | 2024-06-10 21:00 | 518762 | 0 | 0 | 6317.6 | 525079.6 | 499656.9 | 407215.4 | 0.0368 | 0.0573 | 0.53 | 0.52 | 289.4 | 21.2 | 3.01 | 22 | 994.8 | 0.19 | 290.8 | 51.7 | 342.5 | 304.1 | 22.2 | 3.14 | 23.2 | 1049 | 0.2 | 305.6 | 54.5 | 360.2 | 373.2 | 21.4 | 2.99 | 32 | 1433.2 | 0.22 | 374.6 | 74.7 | 449.4 | 759.5 | 60.5 | 8.57 | 48.1 | 2497 | 0.37 | 763.6 | 122.6 | 886.2 | 29.73 | 0 | 0.25 | 29.98 | 31.55 | 0 | 0.27 | 31.82 | 525079.6 | 117864.1 | 5389.5 | 4257.5 | 0 | 8374.7 | 81890.1 | 0 | 0 | 221.4 | 157077.5 | 0 | 2273.1 | 3315.4 | 45996.6 | 88396.1 | 4934.4 | 5310.6 | 0 | 266.9 | 115538.9 | 1836.9 | 986.9 | 2736.1 | 4106.4 | 8315.2
3863 | 161 | Day161 | 22 | Hour22 | 6 | Summer | 2117 | #N/A | Summer | 497769.6 | 2024-06-10 22:00 | 491224.4 | 0 | 0 | 6545.2 | 497769.6 | 473652.9 | 378968.4 | 0.0358 | 0.0543 | 0.55 | 0.55 | 274.9 | 20.1 | 2.84 | 21.2 | 948.8 | 0.18 | 276.3 | 49.5 | 325.8 | 286.9 | 20.9 | 2.95 | 22.2 | 991.7 | 0.19 | 288.3 | 51.8 | 340.1 | 413 | 25.1 | 3.51 | 33.8 | 1559.2 | 0.23 | 414.7 | 80.3 | 495 | 639.4 | 44.7 | 6.27 | 46.2 | 2289.6 | 0.31 | 642.4 | 114.5 | 756.9 | 27.89 | 0 | 0.26 | 28.14 | 29.51 | 0 | 0.27 | 29.78 | 497769.6 | 118801.2 | 3178.2 | 4250 | 0 | 8374.7 | 73257.9 | 0 | 0 | 0 | 145476.9 | 0 | 646.3 | 3315.4 | 44802.9 | 88061 | 4556.2 | 3048.8 | 0 | 0.2 | 116907.5 | 1893.4 | 56.7 | 2465.8 | 2223 | 8315.2
3864 | 161 | Day161 | 23 | Hour23 | 6 | Summer | 2117 | #N/A | Summer | 465101.8 | 2024-06-10 23:00 | 459059.5 | 0 | 0 | 6042.3 | 465101.8 | 443165.4 | 347368.8 | 0.0346 | 0.0508 | 0.58 | 0.58 | 247.9 | 17.6 | 2.48 | 19.8 | 876.4 | 0.17 | 249.1 | 46 | 295.1 | 258.3 | 18.2 | 2.57 | 20.7 | 915 | 0.17 | 259.5 | 48 | 307.6 | 461.4 | 30.3 | 4.28 | 35.8 | 1663 | 0.26 | 463.4 | 85.4 | 548.9 | 874 | 91.4 | 13.22 | 35.5 | 2186.7 | 0.44 | 880.4 | 100.8 | 981.2 | 25.4 | 0 | 0.26 | 25.66 | 26.79 | 0 | 0.28 | 27.06 | 465101.8 | 117733 | 2562.9 | 4127.2 | 0 | 8373.7 | 59259.4 | 0 | 0 | 0 | 131655.3 | 0 | 471.3 | 3315.4 | 43884.8 | 87397.2 | 3161.4 | 3160.2 | 0 | 0 | 115793.7 | 1939.4 | 0 | 1809.6 | 3269.2 | 8315.2
3865 | 162 | Day162 | 0 | Hour0 | 6 | Summer | 82 | 590084.8 | Summer | 435561.7 | 2024-06-11 | 429197 | 120.2 | 157.7 | 6086.8 | 435561.7 | 414759.2 | 321042.6 | 0.0336 | 0.0476 | 0.61 | 0.61 | 229.7 | 16.1 | 2.27 | 18.8 | 817.5 | 0.16 | 230.8 | 43.2 | 274.1 | 239.4 | 16.7 | 2.35 | 19.7 | 853.3 | 0.17 | 240.5 | 45.2 | 285.7 | 433 | 26.5 | 3.69 | 35.1 | 1644.4 | 0.23 | 434.8 | 84.2 | 519 | 534.6 | 33.9 | 4.69 | 41.8 | 2030.3 | 0.26 | 536.9 | 102.3 | 639.2 | 23.22 | 0 | 0.27 | 23.49 | 24.42 | 0 | 0.28 | 24.7 | 435561.7 | 114519.2 | 1466.7 | 4118.5 | 0 | 8373.7 | 50466.2 | 0 | 0 | 0 | 116448.5 | 0 | 471.3 | 3315.4 | 41856.6 | 87397.2 | 2981.6 | 4147 | 0 | 0 | 112784.2 | 1735 | 0 | 1031.4 | 2614.8 | 8315.2
3866 | 162 | Day162 | 1 | Hour1 | 6 | Summer | 2117 | #N/A | Summer | 411941.2 | 2024-06-11 01:00 | 403978.3 | 110.8 | 1975.6 | 5876.6 | 411941.2 | 390711.3 | 299947.7 | 0.0328 | 0.0447 | 0.63 | 0.62 | 225.4 | 16.3 | 2.3 | 18.2 | 787.2 | 0.16 | 226.6 | 41.7 | 268.3 | 234.2 | 16.8 | 2.38 | 19 | 819.9 | 0.17 | 235.4 | 43.5 | 278.9 | 410.1 | 22.2 | 3.06 | 36 | 1638.9 | 0.22 | 411.6 | 84.9 | 496.5 | 843.3 | 89.1 | 12.91 | 33.4 | 2079 | 0.42 | 849.4 | 95.5 | 944.9 | 22.28 | 0 | 0.26 | 22.55 | 23.36 | 0 | 0.28 | 23.64 | 411941.2 | 111993.5 | 1274.2 | 4118.5 | 0 | 8373.7 | 48742 | 0 | 0 | 0 | 102190.6 | 0 | 471.3 | 3315.4 | 37700 | 87397.2 | 2815.3 | 3549.6 | 0 | 0 | 110282.7 | 1710.8 | 0 | 0 | 2388.2 | 8315.2
3867 | 162 | Day162 | 2 | Hour2 | 6 | Summer | 2117 | #N/A | Summer | 395324.3 | 2024-06-11 02:00 | 384840.8 | 119.9 | 4654.9 | 5708.7 | 395324.3 | 372425.9 | 286463.8 | 0.0323 | 0.0425 | 0.63 | 0.63 | 224.8 | 16.4 | 2.32 | 18.1 | 779.3 | 0.16 | 225.9 | 41.3 | 267.3 | 234.4 | 17.1 | 2.41 | 18.8 | 813.2 | 0.17 | 235.5 | 43.1 | 278.6 | 390.8 | 20 | 2.74 | 35.6 | 1596.9 | 0.22 | 392.1 | 83.2 | 475.4 | 460.5 | 31.8 | 4.45 | 33.6 | 1664.7 | 0.22 | 462.7 | 83.3 | 545.9 | 19.78 | 0 | 0.26 | 20.04 | 20.65 | 0 | 0.28 | 20.93 | 395324.3 | 108860.5 | 494.9 | 4030.1 | 0 | 8373.7 | 47311.2 | 0 | 0 | 0 | 95608.3 | 0 | 471.3 | 3315.4 | 35057.7 | 86034.9 | 2712.1 | 3054.3 | 0 | 0 | 107180.4 | 1680.1 | 0 | 0 | 475.8 | 8315.2
3868 | 162 | Day162 | 3 | Hour3 | 6 | Summer | 2117 | #N/A | Summer | 384768.6 | 2024-06-11 03:00 | 372429.9 | 277.5 | 6487.9 | 5573.2 | 384768.6 | 360547.9 | 278815.8 | 0.0319 | 0.0411 | 0.63 | 0.63 | 227.4 | 16.8 | 2.37 | 18.1 | 782.3 | 0.17 | 228.5 | 41.5 | 270 | 237 | 17.5 | 2.47 | 18.9 | 816.5 | 0.17 | 238.2 | 43.3 | 281.5 | 383.5 | 19.6 | 2.69 | 35 | 1564.2 | 0.21 | 384.8 | 81.6 | 466.5 | 487.2 | 34.7 | 4.86 | 34.6 | 1728.9 | 0.24 | 489.5 | 86.2 | 575.7 | 19.31 | 0 | 0.26 | 19.57 | 20.12 | 0 | 0.28 | 20.4 | 384768.6 | 105952.7 | 431.9 | 4027.8 | 0 | 8373.7 | 47308 | 0 | 0 | 12.2 | 91949.1 | 0 | 471.3 | 3315.4 | 30760.2 | 86034.9 | 2654.6 | 3488.9 | 0 | 26.5 | 104244.8 | 1669.2 | 0 | 0 | 0 | 8315.2
3869 | 162 | Day162 | 4 | Hour4 | 6 | Summer | 2117 | #N/A | Summer | 378940.2 | 2024-06-11 04:00 | 364766.2 | 439.5 | 8456.7 | 5277.8 | 378940.2 | 353204 | 273710.9 | 0.0317 | 0.0402 | 0.63 | 0.63 | 227.8 | 16.9 | 2.39 | 18.2 | 782.9 | 0.17 | 229 | 41.5 | 270.5 | 236.8 | 17.5 | 2.48 | 18.9 | 814.7 | 0.17 | 238 | 43.2 | 281.2 | 389.1 | 20.5 | 2.82 | 34.8 | 1566.9 | 0.22 | 390.5 | 81.5 | 472 | 433 | 30.2 | 4.23 | 32 | 1556.7 | 0.23 | 435.1 | 78.4 | 513.5 | 18.31 | 0 | 0.26 | 18.57 | 19.05 | 0 | 0.28 | 19.33 | 378940.2 | 105229.3 | 745.9 | 4027.8 | 0 | 8373.7 | 46953.4 | 0 | 0 | 183.5 | 90289.4 | 0 | 471.3 | 3315.4 | 28985 | 85948 | 2484.9 | 2116 | 0 | 1051 | 102360.4 | 1634.3 | 38.5 | 0 | 0 | 8315.2
3870 | 162 | Day162 | 5 | Hour5 | 6 | Summer | 2117 | #N/A | Summer | 385019.6 | 2024-06-11 05:00 | 363226.5 | 1898.7 | 14892.3 | 5002.1 | 385019.6 | 351733.7 | 268015.1 | 0.0316 | 0.04 | 0.64 | 0.64 | 219.8 | 16.4 | 2.32 | 17.4 | 752.3 | 0.16 | 220.9 | 39.9 | 260.8 | 229.2 | 17.1 | 2.42 | 18.1 | 783.5 | 0.17 | 230.4 | 41.5 | 271.8 | 291 | 12.8 | 1.73 | 28.5 | 1242 | 0.17 | 291.9 | 65.5 | 357.4 | 384.5 | 22.7 | 3.1 | 32.1 | 1524.7 | 0.19 | 386.1 | 77.6 | 463.6 | 17.48 | 0 | 0.22 | 17.7 | 18.13 | 0 | 0.21 | 18.34 | 385019.6 | 117004.6 | 1253.8 | 4027.8 | 0 | 8373.7 | 46527 | 0 | 0 | 514.8 | 87592.9 | 0 | 363.8 | 3315.4 | 27100.5 | 85182.5 | 2315.7 | 1961.9 | 0 | 13935 | 101017.3 | 1537.4 | 672.6 | 0 | 0 | 8315.2
3871 | 162 | Day162 | 6 | Hour6 | 6 | Summer | 2117 | #N/A | Summer | 392468.2 | 2024-06-11 06:00 | 367936.2 | 5248 | 14892.3 | 4391.6 | 392468.2 | 356253.1 | 251516.4 | 0.0318 | 0.0405 | 0.66 | 0.66 | 211.5 | 16 | 2.27 | 16.4 | 716.3 | 0.15 | 212.6 | 37.8 | 250.3 | 221.9 | 16.8 | 2.39 | 17.1 | 749.1 | 0.16 | 223 | 39.4 | 262.4 | 178.9 | 7.7 | 1.04 | 18.1 | 766.3 | 0.11 | 179.4 | 41 | 220.4 | 178.1 | 16.7 | 2.39 | 14.4 | 523.4 | 0.21 | 179.3 | 30.1 | 209.4 | 10.38 | 0 | 0.23 | 10.61 | 10.96 | 0 | 0.21 | 11.17 | 392468.2 | 140951.7 | 1776.5 | 4027.8 | 0 | 8373.7 | 46480.9 | 0 | 0 | 6320.4 | 83407.9 | 0 | 363.8 | 3315.4 | 25424.7 | 73951.3 | 2315.7 | 2078.7 | 0 | 39996 | 93238.6 | 1396.8 | 2819.7 | 0 | 0 | 8315.2
3872 | 162 | Day162 | 7 | Hour7 | 6 | Summer | 2117 | #N/A | Summer | 413208.6 | 2024-06-11 07:00 | 388267.5 | 5606.9 | 14892.3 | 4441.9 | 413208.7 | 375724.7 | 251326.1 | 0.0323 | 0.0428 | 0.69 | 0.68 | 194.8 | 14.7 | 2.08 | 15.4 | 662 | 0.14 | 195.8 | 35.1 | 230.9 | 204.1 | 15.4 | 2.19 | 16 | 690.8 | 0.15 | 205.1 | 36.6 | 241.7 | 144.3 | 6 | 0.8 | 14.5 | 629.2 | 0.08 | 144.7 | 33.3 | 177.9 | 169.9 | 17.6 | 2.55 | 12.8 | 445.9 | 0.22 | 171.1 | 26.2 | 197.3 | 10.14 | 0 | 0.23 | 10.38 | 10.72 | 0 | 0.21 | 10.93 | 413208.6 | 161882.6 | 1221.4 | 4031.2 | 0 | 8373.7 | 44778.2 | 0 | 104.4 | 9362.5 | 81557 | 0 | 363.8 | 3315.4 | 23094.4 | 81307.7 | 2315.7 | 967.5 | 0 | 71025.4 | 80171.8 | 1218.5 | 5838.3 | 0 | 7.8 | 8315.2
3873 | 162 | Day162 | 8 | Hour8 | 6 | Summer | 2117 | #N/A | Summer | 443287 | 2024-06-11 08:00 | 419238.2 | 1414.5 | 17844.6 | 4789.8 | 443287 | 405290.1 | 243303.3 | 0.0333 | 0.0464 | 0.72 | 0.71 | 172 | 12.5 | 1.76 | 14.1 | 598.9 | 0.13 | 172.8 | 32 | 204.8 | 180.8 | 13.2 | 1.86 | 14.7 | 628.1 | 0.13 | 181.7 | 33.5 | 215.2 | 102 | 4.5 | 0.63 | 10.1 | 421.6 | 0.07 | 102.3 | 22.7 | 125 | 460.9 | 40.9 | 5.85 | 25.2 | 1389 | 0.22 | 463.7 | 66.7 | 530.3 | 14.11 | 0 | 0.14 | 14.25 | 14.74 | 0 | 0.14 | 14.88 | 443287 | 199983.7 | 81.6 | 3719.8 | 0 | 8373.7 | 40411.5 | 0 | 582.1 | 12739.4 | 82389.8 | 0 | 363.8 | 3315.4 | 18301.4 | 84030.4 | 2315.7 | 0 | 0 | 108182.8 | 77631.4 | 848 | 8711.4 | 0 | 178 | 8315.2
3874 | 162 | Day162 | 9 | Hour9 | 6 | Summer | 2117 | #N/A | Summer | 469385 | 2024-06-11 09:00 | 451263.7 | 4959.5 | 7972.4 | 5189.4 | 469385 | 435741.7 | 245974.9 | 0.0344 | 0.05 | 0.71 | 0.7 | 173.6 | 12.5 | 1.76 | 14.2 | 609.4 | 0.13 | 174.5 | 32.4 | 206.9 | 184.2 | 13.2 | 1.86 | 15.1 | 646.6 | 0.13 | 185.1 | 34.4 | 219.5 | 108.2 | 4.5 | 0.63 | 11 | 453 | 0.07 | 108.5 | 24.5 | 133 | 424.4 | 33 | 4.66 | 27.4 | 1426.8 | 0.2 | 426.7 | 70 | 496.7 | 14.99 | 0 | 0.13 | 15.12 | 16.1 | 0 | 0.15 | 16.25 | 469385 | 223410 | 0 | 3736.4 | 0 | 8373.7 | 42624.9 | 0 | 894.3 | 20165 | 90554.1 | 0 | 363.8 | 3315.4 | 10660.5 | 84030.4 | 2315.7 | 0 | 0 | 126282.6 | 75529.4 | 538.7 | 14933.6 | 0 | 0 | 8315.2
3875 | 162 | Day162 | 10 | Hour10 | 6 | Summer | 2117 | #N/A | Summer | 497511.4 | 2024-06-11 10:00 | 482903.7 | 4721.6 | 4364.1 | 5522 | 497511.4 | 465715.7 | 263115.3 | 0.0356 | 0.0537 | 0.7 | 0.69 | 179.7 | 12.7 | 1.79 | 14.8 | 638.4 | 0.13 | 180.6 | 33.8 | 214.4 | 189.9 | 13.4 | 1.88 | 15.6 | 675.5 | 0.14 | 190.8 | 35.8 | 226.6 | 103.2 | 4.2 | 0.58 | 10.6 | 437.5 | 0.07 | 103.5 | 23.6 | 127.1 | 263.6 | 5 | 0.5 | 31.8 | 1380.2 | 0.13 | 263.9 | 73 | 336.9 | 17.9 | 0 | 0.13 | 18.03 | 19.36 | 0 | 0.16 | 19.51 | 497511.4 | 234396 | 0 | 3817 | 0 | 8373.7 | 45756.2 | 0 | 975.7 | 20988.3 | 103269.5 | 0 | 363.8 | 3315.4 | 10748.2 | 85155.8 | 2315.7 | 0 | 0 | 138517.6 | 73505 | 409.5 | 17504 | 0 | 30.1 | 8315.2
3876 | 162 | Day162 | 11 | Hour11 | 6 | Summer | 2117 | #N/A | Summer | 526012.4 | 2024-06-11 11:00 | 511651.8 | 4031.4 | 4360 | 5969.2 | 526012.4 | 492859.5 | 285899 | 0.0367 | 0.0569 | 0.67 | 0.66 | 196.2 | 14.1 | 1.99 | 15.6 | 688.7 | 0.13 | 197.1 | 36.1 | 233.3 | 207.3 | 14.9 | 2.1 | 16.5 | 728.9 | 0.14 | 208.4 | 38.3 | 246.6 | 88.3 | 2.8 | 0.37 | 9.8 | 396 | 0.06 | 88.5 | 21.6 | 110.1 | 612.9 | 23 | 4.32 | 78.4 | 1610 | 1.15 | 614.8 | 126.7 | 741.5 | 20.22 | 0 | 0.26 | 20.48 | 21.88 | 0 | 0.27 | 22.15 | 526012.4 | 240113.4 | 0 | 3847.7 | 0 | 8374.7 | 54513.6 | 0 | 988.1 | 21105.4 | 115745 | 0 | 363.8 | 3315.4 | 11974.6 | 85448.4 | 2315.7 | 0 | 0 | 143998 | 73634.3 | 387.7 | 18327.5 | 272.4 | 133.1 | 8315.2
3877 | 162 | Day162 | 12 | Hour12 | 6 | Summer | 2117 | #N/A | Summer | 547216.3 | 2024-06-11 12:00 | 533553.4 | 3606.1 | 4360 | 5696.8 | 547216.3 | 513448.8 | 307273.1 | 0.0377 | 0.0595 | 0.65 | 0.64 | 209.8 | 15.1 | 2.13 | 16.5 | 734.6 | 0.14 | 210.8 | 38.4 | 249.3 | 221.7 | 15.9 | 2.25 | 17.5 | 777 | 0.15 | 222.8 | 40.7 | 263.4 | 79.2 | 2.4 | 0.33 | 8.8 | 358.4 | 0.05 | 79.4 | 19.5 | 98.9 | 562.2 | 44.5 | 6.31 | 35.9 | 1851.6 | 0.28 | 565.2 | 91.1 | 656.3 | 22.1 | 0 | 0.13 | 22.23 | 23.93 | 0 | 0.16 | 24.08 | 547216.3 | 239943.2 | 0 | 3923.9 | 0 | 8374.7 | 60673.3 | 0 | 982 | 20763.3 | 127036.2 | 0 | 471.3 | 3315.4 | 14518.3 | 86056.5 | 2903.5 | 0 | 0 | 144556.9 | 73205.5 | 435.6 | 18545.7 | 655.4 | 1 | 8315.2
3878 | 162 | Day162 | 13 | Hour13 | 6 | Summer | 2117 | #N/A | Summer | 563712.7 | 2024-06-11 13:00 | 551085.9 | 3011.4 | 4147 | 5468.3 | 563712.7 | 529903.7 | 323988.3 | 0.0384 | 0.0615 | 0.64 | 0.63 | 220.2 | 16 | 2.27 | 17.1 | 763.7 | 0.15 | 221.3 | 39.9 | 261.2 | 232.3 | 16.9 | 2.39 | 18 | 806.3 | 0.15 | 233.5 | 42.1 | 275.5 | 78.2 | 2.5 | 0.32 | 8.6 | 356.1 | 0.05 | 78.3 | 19.2 | 97.6 | 418.8 | 13.4 | 1.65 | 44.7 | 2002.5 | 0.2 | 419.6 | 104.4 | 524.1 | 22.62 | 0 | 0.25 | 22.87 | 24.48 | 0 | 0.27 | 24.75 | 563712.7 | 239724.4 | 0 | 3923.9 | 0 | 8374.7 | 66625.6 | 0 | 979.6 | 21221.7 | 133377.7 | 0 | 471.3 | 3315.4 | 18326.9 | 86056.5 | 3516.3 | 0 | 0 | 145461 | 71564.6 | 497.4 | 17502.8 | 608.8 | 96.9 | 8315.2
3879 | 162 | Day162 | 14 | Hour14 | 6 | Summer | 2117 | #N/A | Summer | 572259 | 2024-06-11 14:00 | 562407.6 | 0 | 4147 | 5704.4 | 572258.9 | 540494.8 | 335537.2 | 0.039 | 0.0629 | 0.62 | 0.62 | 230.5 | 16.9 | 2.39 | 17.7 | 795.4 | 0.15 | 231.7 | 41.4 | 273.1 | 241.9 | 17.7 | 2.51 | 18.5 | 835.4 | 0.16 | 243.1 | 43.5 | 286.6 | 90.3 | 2.9 | 0.38 | 9.9 | 414.9 | 0.05 | 90.5 | 22.2 | 112.7 | 431.6 | 22.1 | 2.98 | 38.3 | 1813.6 | 0.2 | 433.1 | 92.4 | 525.5 | 23.42 | 0 | 0.13 | 23.55 | 25.25 | 0 | 0.15 | 25.4 | 572259 | 236721.8 | 0 | 3923.9 | 0 | 8374.7 | 71337.9 | 0 | 976.8 | 21333.5 | 139294.2 | 0 | 642.5 | 3315.4 | 18848.2 | 86056.5 | 3743.8 | 0 | 0 | 142115 | 71724.7 | 571.7 | 17274.3 | 891.1 | 398.7 | 8315.2
3880 | 162 | Day162 | 15 | Hour15 | 6 | Summer | 2117 | #N/A | Summer | 581657.7 | 2024-06-11 15:00 | 571658.6 | 166.3 | 4147 | 5685.8 | 581657.7 | 549144.3 | 353564.2 | 0.0394 | 0.0639 | 0.6 | 0.6 | 242.7 | 17.8 | 2.51 | 18.5 | 838.4 | 0.16 | 243.9 | 43.5 | 287.5 | 254.8 | 18.6 | 2.63 | 19.4 | 881 | 0.16 | 256.1 | 45.7 | 301.8 | 100.8 | 3.5 | 0.47 | 10.9 | 446.4 | 0.07 | 101 | 24.2 | 125.2 | 709.7 | 66.8 | 9.68 | 36.6 | 1928.9 | 0.41 | 714.3 | 94.2 | 808.5 | 24.48 | 0 | 0.13 | 24.61 | 26.42 | 0 | 0.15 | 26.57 | 581657.7 | 228093.4 | 33 | 3936.1 | 0 | 8374.7 | 76152.5 | 0 | 973.3 | 19780.6 | 148631.7 | 0 | 1117.6 | 3315.4 | 21675.4 | 86391.6 | 3936.2 | 0 | 0 | 136028.1 | 70607.1 | 704.4 | 16767.6 | 4778.3 | 1259.3 | 8315.2
3881 | 162 | Day162 | 16 | Hour16 | 6 | Summer | 2117 | #N/A | Summer | 588045.8 | 2024-06-11 16:00 | 578132.2 | 0 | 4147 | 5766.5 | 588045.8 | 555200.6 | 370886.5 | 0.0397 | 0.0647 | 0.58 | 0.58 | 261.7 | 19.6 | 2.78 | 19.4 | 888.7 | 0.17 | 263 | 45.9 | 309 | 274.7 | 20.6 | 2.91 | 20.4 | 934.1 | 0.18 | 276.1 | 48.3 | 324.4 | 116.5 | 4 | 0.52 | 12.3 | 533.2 | 0.06 | 116.8 | 28.3 | 145 | 922.8 | 102.6 | 14.9 | 32 | 2112.2 | 0.47 | 929.9 | 95.1 | 1025 | 25.39 | 0 | 0.13 | 25.52 | 27.4 | 0 | 0.15 | 27.56 | 588045.8 | 217159.3 | 172.1 | 3938.9 | 0 | 8374.7 | 85405.6 | 0 | 966.6 | 19694.2 | 154193.9 | 0 | 1361.1 | 3315.4 | 23062.7 | 86391.6 | 4510.1 | 160.3 | 0 | 124012.9 | 71511.8 | 973.8 | 15616.9 | 7878 | 1424.4 | 8315.2
3882 | 162 | Day162 | 17 | Hour17 | 6 | Summer | 2117 | #N/A | Summer | 590084.8 | 2024-06-11 17:00 | 580354 | 0 | 3788.1 | 5942.7 | 590084.8 | 557297.2 | 393797 | 0.0397 | 0.0649 | 0.57 | 0.56 | 275.8 | 20.9 | 2.97 | 20.2 | 925.7 | 0.18 | 277.3 | 47.9 | 325.1 | 291.5 | 22 | 3.13 | 21.5 | 981.2 | 0.19 | 293 | 50.8 | 343.8 | 187.3 | 9.8 | 1.34 | 16.7 | 764.9 | 0.1 | 188 | 39.5 | 227.5 | 857.6 | 78.8 | 11.29 | 44.8 | 2487.7 | 0.42 | 863 | 119 | 982 | 29.12 | 0 | 0.25 | 29.37 | 31.26 | 0 | 0.27 | 31.53 | 590084.8 | 196287.9 | 1429.7 | 4243.6 | 0 | 8374.7 | 91336.3 | 0 | 941.1 | 17098.7 | 157036.1 | 0 | 1727.8 | 3315.4 | 26995.2 | 88396.1 | 5570.4 | 5371.7 | 0 | 105445.9 | 71810.9 | 991.2 | 12467.9 | 8587.1 | 2511.6 | 8315.2
3883 | 162 | Day162 | 18 | Hour18 | 6 | Summer | 2117 | #N/A | Summer | 581664.2 | 2024-06-11 18:00 | 575867.4 | 0 | 0 | 5796.7 | 581664.2 | 553147.9 | 417252.5 | 0.0394 | 0.0642 | 0.54 | 0.53 | 296.3 | 22.6 | 3.21 | 21.6 | 990.4 | 0.19 | 297.9 | 51.1 | 349 | 315.5 | 23.9 | 3.4 | 23.2 | 1058.8 | 0.2 | 317.2 | 54.8 | 372 | 270.2 | 13.1 | 1.8 | 25.3 | 1114.9 | 0.15 | 271.1 | 58.5 | 329.6 | 696.6 | 43.6 | 6.03 | 54.9 | 2663.4 | 0.33 | 699.5 | 134.3 | 833.9 | 54.06 | 0 | 0.25 | 54.32 | 57.82 | 0 | 0.27 | 58.09 | 581664.2 | 164411.7 | 2511.9 | 4257.5 | 0 | 8374.7 | 96929 | 0 | 874.7 | 11684.7 | 163972.6 | 0 | 1670.4 | 3315.4 | 29205.6 | 88396.1 | 6148.2 | 12471 | 0 | 76712.6 | 73885.4 | 1254.2 | 10385.8 | 7394.6 | 2908.7 | 8315.2
3884 | 162 | Day162 | 19 | Hour19 | 6 | Summer | 2117 | #N/A | Summer | 570211.2 | 2024-06-11 19:00 | 566052.9 | 0 | 0 | 4158.3 | 570211.2 | 544024.7 | 437980 | 0.0389 | 0.0629 | 0.5 | 0.49 | 323 | 24.7 | 3.51 | 23.4 | 1073 | 0.21 | 324.7 | 55.4 | 380.1 | 342.5 | 26 | 3.7 | 25 | 1142.8 | 0.22 | 344.2 | 59.2 | 403.4 | 343.1 | 16.5 | 2.28 | 32.3 | 1402.7 | 0.21 | 344.2 | 74.2 | 418.4 | 643.7 | 25.4 | 3.62 | 68.2 | 2624.9 | 0.52 | 645.4 | 146.6 | 792 | 64.91 | 0 | 0.25 | 65.17 | 69.36 | 0 | 0.27 | 69.63 | 570211.2 | 132231.2 | 3827 | 4257.5 | 0 | 8374.7 | 103783.3 | 0 | 700.2 | 7825 | 170785.1 | 0 | 2907.4 | 3315.4 | 33131.4 | 88396.1 | 7541.1 | 11661.1 | 0 | 45188.3 | 77167.7 | 1350 | 7704.2 | 3940.6 | 1770.8 | 8315.2
3885 | 162 | Day162 | 20 | Hour20 | 6 | Summer | 2117 | #N/A | Summer | 559074.3 | 2024-06-11 20:00 | 554330.3 | 0 | 0 | 4744 | 559074.3 | 533075.1 | 452036 | 0.0383 | 0.0614 | 0.49 | 0.48 | 331.7 | 25.1 | 3.58 | 24.2 | 1104.8 | 0.21 | 333.5 | 57.2 | 390.7 | 348.6 | 26.3 | 3.75 | 25.6 | 1164.6 | 0.23 | 350.4 | 60.4 | 410.7 | 377.6 | 19.8 | 2.76 | 34 | 1498.9 | 0.22 | 378.9 | 78.7 | 457.7 | 878.8 | 73.5 | 10.87 | 57.2 | 2413.8 | 0.69 | 883.9 | 129.3 | 1013.2 | 40.98 | 0 | 0.13 | 41.12 | 43.77 | 0 | 0.14 | 43.91 | 559074.3 | 107038.3 | 3044.7 | 4257.5 | 0 | 8374.7 | 103453.2 | 0 | 252.2 | 3973.8 | 172954 | 0 | 3160.2 | 3315.4 | 49499 | 88396.1 | 8236 | 7345.1 | 0 | 13181.5 | 88084.8 | 1546 | 2489 | 1517.2 | 2751.9 | 8315.2
3886 | 162 | Day162 | 21 | Hour21 | 6 | Summer | 2117 | #N/A | Summer | 545244 | 2024-06-11 21:00 | 539788.8 | 0 | 0 | 5455.3 | 545244 | 519406.7 | 454292.8 | 0.0378 | 0.0598 | 0.47 | 0.47 | 335.9 | 25.3 | 3.59 | 24.7 | 1128.6 | 0.22 | 337.6 | 58.4 | 396 | 352.1 | 26.4 | 3.75 | 26 | 1186.6 | 0.23 | 353.9 | 61.4 | 415.4 | 405.5 | 22.2 | 3.09 | 35.5 | 1595.6 | 0.23 | 407 | 83.1 | 490.1 | 1017.1 | 52.8 | 9.44 | 116.6 | 2193.3 | 1.92 | 1021.2 | 182.5 | 1203.8 | 32.3 | 0 | 0.27 | 32.56 | 34.36 | 0 | 0.28 | 34.64 | 545244 | 90951.2 | 5381.4 | 4257.5 | 0 | 8374.7 | 101359.9 | 0 | 0 | 239.5 | 176403.4 | 0 | 2502.6 | 3315.4 | 50434.1 | 88396.1 | 7343.1 | 6524.7 | 0 | 292.7 | 88655.6 | 1763.4 | 963.7 | 3474.5 | 1406.1 | 8315.2
3887 | 162 | Day162 | 22 | Hour22 | 6 | Summer | 2117 | #N/A | Summer | 515869.4 | 2024-06-11 22:00 | 510105 | 0 | 0 | 5764.4 | 515869.4 | 491454.1 | 425164.9 | 0.0366 | 0.0565 | 0.49 | 0.49 | 316.6 | 23.4 | 3.32 | 23.8 | 1082.2 | 0.2 | 318.2 | 56.1 | 374.2 | 330.3 | 24.4 | 3.45 | 24.9 | 1131.1 | 0.21 | 332 | 58.6 | 390.6 | 456 | 28.5 | 3.98 | 36.3 | 1716.1 | 0.24 | 457.9 | 87.5 | 545.5 | 1052.9 | 117 | 16.99 | 36.5 | 2417.6 | 0.53 | 1061 | 108.7 | 1169.7 | 30.36 | 0 | 0.27 | 30.63 | 32.19 | 0 | 0.29 | 32.47 | 515869.4 | 90704.5 | 4982.6 | 4250 | 0 | 8374.7 | 88546.7 | 0 | 0 | 0.2 | 167252.4 | 0 | 1034.1 | 3315.4 | 49561.1 | 88396.1 | 5405.3 | 4046.6 | 0 | 1.3 | 88744.9 | 1958.1 | 57.3 | 3263.3 | 1664.5 | 8315.2
3888 | 162 | Day162 | 23 | Hour23 | 6 | Summer | 2117 | #N/A | Summer | 480851.4 | 2024-06-11 23:00 | 475289.8 | 0 | 0 | 5561.6 | 480851.4 | 458541 | 389433.9 | 0.0352 | 0.0527 | 0.53 | 0.52 | 287.3 | 20.8 | 2.94 | 22.2 | 1001.6 | 0.19 | 288.7 | 52.1 | 340.8 | 299.4 | 21.6 | 3.05 | 23.2 | 1046 | 0.19 | 300.9 | 54.4 | 355.3 | 494.2 | 32.8 | 4.63 | 37.9 | 1778.1 | 0.27 | 496.5 | 90.9 | 587.4 | 1167.8 | 128.1 | 18.58 | 42 | 2736.6 | 0.58 | 1176.7 | 123.7 | 1300.4 | 27.79 | 0 | 0.27 | 28.06 | 29.35 | 0 | 0.29 | 29.63 | 480851.4 | 91417.5 | 4210.7 | 4198.3 | 0 | 8374.7 | 72969.4 | 0 | 0 | 0 | 150512.4 | 0 | 563 | 3315.4 | 49398 | 88396.1 | 3616.9 | 3878.9 | 0 | 0 | 89303.5 | 2114 | 0.1 | 2214 | 2188.7 | 8315.2
3889 | 163 | Day163 | 0 | Hour0 | 6 | Summer | 66 | 636425 | Summer | 448939.5 | 2024-06-12 | 443379 | 110 | 0 | 5450.6 | 448939.5 | 428253.6 | 358713.3 | 0.0341 | 0.0491 | 0.55 | 0.55 | 267.9 | 19.1 | 2.69 | 21.3 | 944.1 | 0.18 | 269.2 | 49.5 | 318.6 | 278.7 | 19.8 | 2.79 | 22.2 | 984.2 | 0.19 | 280 | 51.6 | 331.6 | 475.7 | 29.5 | 4.11 | 38.1 | 1800.4 | 0.25 | 477.7 | 91.8 | 569.4 | 824.2 | 80.5 | 11.59 | 38.7 | 2242 | 0.41 | 829.7 | 105.6 | 935.3 | 26.03 | 0 | 0.27 | 26.3 | 27.39 | 0 | 0.28 | 27.67 | 448939.5 | 90226.2 | 3058.2 | 4198.3 | 0 | 8374.7 | 61817.4 | 0 | 0 | 0 | 135040.1 | 0 | 475.4 | 3315.4 | 46923.2 | 88396.1 | 3336.2 | 3778.2 | 0 | 0 | 88121.8 | 2104.4 | 0 | 889.2 | 2722.5 | 8315.2
3890 | 163 | Day163 | 1 | Hour1 | 6 | Summer | 2117 | #N/A | Summer | 427560.8 | 2024-06-12 01:00 | 418118.9 | 182 | 3962.4 | 5297.6 | 427560.8 | 404217 | 339190.8 | 0.0332 | 0.0463 | 0.56 | 0.56 | 266.7 | 19.1 | 2.7 | 21.2 | 935.2 | 0.18 | 268.1 | 49.1 | 317.1 | 277.6 | 19.9 | 2.81 | 22 | 974.2 | 0.19 | 278.9 | 51.1 | 330 | 456.8 | 26.1 | 3.61 | 38.6 | 1799.7 | 0.24 | 458.6 | 92.3 | 550.8 | 834.7 | 87.8 | 12.72 | 33.4 | 2070 | 0.42 | 840.8 | 95.2 | 935.9 | 25 | 0 | 0.27 | 25.27 | 26.21 | 0 | 0.28 | 26.5 | 427560.8 | 88370 | 331.7 | 4198.3 | 0 | 8374.7 | 59265.2 | 0 | 0 | 0 | 125861.8 | 0 | 475.4 | 3315.4 | 42340.3 | 88396.1 | 3179.6 | 3452.3 | 0 | 0 | 86533.9 | 1836.1 | 0 | 0 | 1436.7 | 8315.2
3891 | 163 | Day163 | 2 | Hour2 | 6 | Summer | 2117 | #N/A | Summer | 416733.8 | 2024-06-12 02:00 | 401183.3 | 1112.5 | 8938.9 | 5499.1 | 416733.8 | 388068.2 | 328876.1 | 0.0327 | 0.0443 | 0.56 | 0.56 | 267.3 | 19.2 | 2.7 | 21.3 | 937.9 | 0.18 | 268.6 | 49.3 | 317.8 | 277.5 | 19.9 | 2.81 | 22 | 973.6 | 0.19 | 278.9 | 51.1 | 330 | 453.1 | 25.4 | 3.51 | 38.9 | 1793.3 | 0.24 | 454.8 | 92.4 | 547.2 | 360.9 | 11.8 | 1.46 | 39.6 | 1721.1 | 0.2 | 361.7 | 91 | 452.6 | 23.27 | 0 | 0.26 | 23.53 | 24.32 | 0 | 0.28 | 24.6 | 416733.8 | 87857.7 | 0 | 4198.3 | 0 | 8374.7 | 57752.8 | 0 | 0 | 0 | 123085.4 | 0 | 475.4 | 3315.4 | 40414.1 | 87422 | 3089.7 | 748.4 | 0 | 0 | 86241.9 | 1615.8 | 0 | 0 | 0 | 8315.2
3892 | 163 | Day163 | 3 | Hour3 | 6 | Summer | 2117 | #N/A | Summer | 411391.8 | 2024-06-12 03:00 | 393999.4 | 2807.1 | 9087.4 | 5497.9 | 411391.8 | 381214.6 | 323787.7 | 0.0324 | 0.0434 | 0.55 | 0.55 | 269.2 | 19.3 | 2.72 | 21.4 | 945 | 0.18 | 270.5 | 49.6 | 320.2 | 279.9 | 20.1 | 2.83 | 22.2 | 981.2 | 0.19 | 281.3 | 51.5 | 332.7 | 457.4 | 25.9 | 3.58 | 39.1 | 1803.7 | 0.24 | 459.1 | 92.9 | 552.1 | 732 | 71.9 | 10.35 | 33.8 | 1987.4 | 0.36 | 737 | 93.1 | 830.1 | 22.18 | 0 | 0.26 | 22.44 | 23.19 | 0 | 0.28 | 23.47 | 411391.8 | 87604.1 | 0 | 4198.3 | 0 | 8374.7 | 57420.3 | 0 | 0 | 3.1 | 122533.1 | 0 | 466.6 | 3315.4 | 37726.1 | 86698.8 | 3054.4 | 0 | 0 | 7.3 | 85972.9 | 1620.7 | 0 | 0 | 0 | 8315.2
3893 | 163 | Day163 | 4 | Hour4 | 6 | Summer | 2117 | #N/A | Summer | 409710.5 | 2024-06-12 04:00 | 397362.5 | 2910.4 | 4193.1 | 5244.5 | 409710.5 | 384435.9 | 322651.5 | 0.0325 | 0.0438 | 0.55 | 0.55 | 270 | 19.2 | 2.71 | 21.6 | 951.3 | 0.18 | 271.3 | 50 | 321.3 | 281.4 | 20.1 | 2.83 | 22.4 | 990.3 | 0.19 | 282.8 | 52 | 334.8 | 469.1 | 28.2 | 3.91 | 38.6 | 1802.7 | 0.25 | 471 | 92.4 | 563.4 | 893.9 | 95.5 | 13.83 | 35.6 | 2186.4 | 0.47 | 900.5 | 100.9 | 1001.4 | 23.12 | 0 | 0.26 | 23.38 | 24.2 | 0 | 0.27 | 24.47 | 409710.5 | 87059 | 0 | 4198.3 | 0 | 8374.7 | 56941.3 | 0 | 0 | 133.9 | 123775.5 | 0 | 411.7 | 3315.4 | 35610.5 | 86969.7 | 3054.4 | 0 | 0 | 842.4 | 84424.9 | 1657.8 | 9.6 | 0 | 0 | 8315.2
3894 | 163 | Day163 | 5 | Hour5 | 6 | Summer | 2117 | #N/A | Summer | 421216.2 | 2024-06-12 05:00 | 412240.8 | 2238.9 | 1693.3 | 5043.2 | 421216.1 | 398640.7 | 327095 | 0.033 | 0.0455 | 0.55 | 0.55 | 267.7 | 19.1 | 2.69 | 21.4 | 942.5 | 0.18 | 269 | 49.5 | 318.5 | 278.6 | 19.9 | 2.8 | 22.2 | 980.6 | 0.19 | 280 | 51.5 | 331.4 | 432.7 | 26 | 3.62 | 35.5 | 1658.9 | 0.23 | 434.5 | 85 | 519.5 | 935.9 | 94.8 | 13.68 | 40.6 | 2451 | 0.46 | 942.5 | 113.8 | 1056.2 | 23.56 | 0 | 0.27 | 23.83 | 24.67 | 0 | 0.27 | 24.94 | 421216.2 | 94121.1 | 360.3 | 4198.3 | 0 | 8374.7 | 58167.5 | 0 | 0 | 457.3 | 126062.7 | 0 | 411.7 | 3315.4 | 34753.9 | 88396.1 | 3054.4 | 0 | 0 | 10166.1 | 82058 | 1439.7 | 541.3 | 0 | 319.1 | 8315.2
3895 | 163 | Day163 | 6 | Hour6 | 6 | Summer | 2117 | #N/A | Summer | 445821.9 | 2024-06-12 06:00 | 435537.8 | 3478.6 | 1693.3 | 5112.2 | 445821.9 | 420829.6 | 329796.6 | 0.0338 | 0.0481 | 0.58 | 0.57 | 258 | 18.7 | 2.64 | 20.3 | 898.7 | 0.17 | 259.3 | 47.1 | 306.3 | 269.4 | 19.6 | 2.76 | 21.1 | 937.4 | 0.18 | 270.7 | 49.1 | 319.8 | 288.5 | 13.2 | 1.78 | 27.5 | 1226.3 | 0.16 | 289.4 | 64.1 | 353.5 | 867.4 | 88.1 | 12.72 | 37.4 | 2263.1 | 0.42 | 873.5 | 104.9 | 978.5 | 23.83 | 0 | 0.28 | 24.1 | 25.03 | 0 | 0.27 | 25.3 | 445821.9 | 116025.3 | 1347.3 | 4198.3 | 0 | 8374.7 | 60754.5 | 0 | 0 | 5161 | 124803.4 | 0 | 411.7 | 3315.4 | 35140.8 | 88396.1 | 3054.4 | 0 | 0 | 32247 | 77476.2 | 1141.1 | 2899.8 | 0 | 0 | 8315.2
3896 | 163 | Day163 | 7 | Hour7 | 6 | Summer | 2117 | #N/A | Summer | 473891 | 2024-06-12 07:00 | 465826.1 | 2128.9 | 552.4 | 5383.6 | 473891 | 449595.9 | 332948.5 | 0.0348 | 0.0515 | 0.58 | 0.58 | 256.3 | 18.9 | 2.68 | 19.7 | 883.2 | 0.17 | 257.6 | 46 | 303.6 | 266.7 | 19.7 | 2.79 | 20.5 | 918.7 | 0.18 | 268.1 | 47.9 | 316 | 192.6 | 7.2 | 0.94 | 20 | 863.5 | 0.11 | 193.1 | 45.8 | 238.8 | 669.8 | 57 | 8.11 | 38.9 | 2098.4 | 0.32 | 673.8 | 101.5 | 775.3 | 23.84 | 0 | 0.27 | 24.11 | 25.23 | 0 | 0.28 | 25.51 | 473891 | 140942.5 | 26.5 | 4195.5 | 0 | 8374.7 | 65787.5 | 0 | 98.5 | 8067.7 | 128012.5 | 0 | 446.1 | 3315.4 | 32677.4 | 87033.9 | 3054.4 | 24.6 | 0 | 69464.6 | 62380 | 931.7 | 5172 | 0 | 0 | 8315.2
3897 | 163 | Day163 | 8 | Hour8 | 6 | Summer | 2117 | #N/A | Summer | 502531.2 | 2024-06-12 08:00 | 496009.8 | 1317.8 | 4.1 | 5199.4 | 502531.2 | 478169.7 | 329500.6 | 0.036 | 0.0549 | 0.6 | 0.6 | 248 | 18.4 | 2.6 | 18.9 | 852.9 | 0.16 | 249.2 | 44.4 | 293.6 | 258.1 | 19.1 | 2.7 | 19.7 | 887.8 | 0.17 | 259.4 | 46.2 | 305.6 | 146.6 | 4.8 | 0.62 | 15.9 | 673 | 0.09 | 146.9 | 36 | 182.9 | 801.5 | 79.7 | 11.48 | 36.8 | 2148.6 | 0.4 | 807 | 100.9 | 908 | 24.62 | 0 | 0.27 | 24.89 | 26.13 | 0 | 0.29 | 26.41 | 502531.2 | 173030.6 | 16.4 | 4184.4 | 0 | 8374.7 | 67956.4 | 0 | 551 | 10711.3 | 130791 | 0 | 411.7 | 3315.4 | 23631.6 | 87579.2 | 3093.4 | 146.3 | 0 | 108241.3 | 52649.2 | 877.8 | 7633 | 565.4 | 0 | 8315.2
3898 | 163 | Day163 | 9 | Hour9 | 6 | Summer | 2117 | #N/A | Summer | 539820.5 | 2024-06-12 09:00 | 524842.2 | 4812.3 | 4364.1 | 5801.8 | 539820.5 | 505369.5 | 339502 | 0.0371 | 0.0581 | 0.6 | 0.6 | 245.5 | 18.2 | 2.58 | 18.6 | 838.7 | 0.16 | 246.8 | 43.7 | 290.4 | 259.1 | 19.3 | 2.73 | 19.6 | 884.5 | 0.17 | 260.4 | 46.1 | 306.5 | 115.3 | 3.2 | 0.39 | 12.8 | 557.6 | 0.06 | 115.5 | 29.5 | 144.9 | 360.3 | 10.6 | 1.26 | 40.9 | 1768.7 | 0.2 | 361 | 93.7 | 454.6 | 22.91 | 0 | 0.27 | 23.18 | 24.67 | 0 | 0.28 | 24.96 | 539820.5 | 200318.6 | 0 | 4184.4 | 0 | 8374.7 | 72605.2 | 0 | 842.3 | 18208 | 136745.7 | 0 | 411.7 | 3315.4 | 22516.2 | 87233.7 | 4114.9 | 0 | 0 | 125881 | 54516.6 | 870.5 | 12924.4 | 1614.6 | 21.8 | 8315.2
3899 | 163 | Day163 | 10 | Hour10 | 6 | Summer | 2117 | #N/A | Summer | 566797.4 | 2024-06-12 10:00 | 552933 | 4465.3 | 3408.2 | 5990.9 | 566797.4 | 531778.5 | 357524 | 0.0383 | 0.0612 | 0.59 | 0.59 | 249.9 | 18.3 | 2.58 | 19.1 | 862.5 | 0.16 | 251.1 | 44.9 | 296 | 263.6 | 19.3 | 2.73 | 20.2 | 909.1 | 0.17 | 264.9 | 47.3 | 312.2 | 104.7 | 3.3 | 0.42 | 11.4 | 490.2 | 0.06 | 104.9 | 26 | 130.9 | 898 | 91.6 | 13.23 | 38.3 | 2330.4 | 0.44 | 904.4 | 107.9 | 1012.3 | 26.74 | 0 | 0.27 | 27.01 | 28.62 | 0 | 0.28 | 28.9 | 566797.4 | 209273.4 | 0.9 | 4233.2 | 0 | 8374.7 | 75836.9 | 0 | 933.5 | 19385.1 | 149672 | 0 | 608 | 3315.4 | 22655.3 | 88396.1 | 4431.4 | 0 | 0 | 133226.2 | 54858.6 | 869.9 | 15698.4 | 1922.3 | 376.4 | 8315.2
3900 | 163 | Day163 | 11 | Hour11 | 6 | Summer | 2117 | #N/A | Summer | 588064.3 | 2024-06-12 11:00 | 576544.7 | 4066.7 | 1553.2 | 5899.7 | 588064.3 | 553888.8 | 374336.2 | 0.0393 | 0.0639 | 0.58 | 0.58 | 259 | 19 | 2.68 | 19.7 | 893.9 | 0.17 | 260.3 | 46.4 | 306.7 | 272.5 | 20 | 2.83 | 20.7 | 939.9 | 0.17 | 273.9 | 48.7 | 322.6 | 106.6 | 3.4 | 0.44 | 11.6 | 492 | 0.06 | 106.8 | 26.3 | 133.1 | 898.3 | 92.3 | 13.33 | 37.7 | 2309.9 | 0.44 | 904.7 | 106.7 | 1011.3 | 27.98 | 0 | 0.27 | 28.24 | 29.99 | 0 | 0.28 | 30.27 | 588064.3 | 213728.1 | 1.1 | 4218.7 | 0 | 8374.7 | 81902.5 | 0 | 967 | 19481.5 | 160404.9 | 0 | 619.8 | 3315.4 | 22671.5 | 88396.1 | 4431.4 | 0 | 0 | 138244.6 | 54073.5 | 961.5 | 16725.9 | 2676.7 | 836.6 | 8315.2
3901 | 163 | Day163 | 12 | Hour12 | 6 | Summer | 2117 | #N/A | Summer | 606550.4 | 2024-06-12 12:00 | 596108.9 | 3544.4 | 1374.6 | 5522.6 | 606550.4 | 572157.5 | 390071.4 | 0.0402 | 0.0661 | 0.57 | 0.57 | 269.4 | 20.2 | 2.86 | 19.9 | 914.6 | 0.17 | 270.8 | 47.2 | 318 | 283.2 | 21.2 | 3.01 | 20.9 | 961.2 | 0.18 | 284.6 | 49.6 | 334.2 | 103.1 | 3.2 | 0.4 | 11.3 | 483.5 | 0.06 | 103.3 | 25.7 | 129.1 | 1043.8 | 113.9 | 16.59 | 39.2 | 2401.4 | 0.57 | 1051.7 | 110.9 | 1162.6 | 28.64 | 0 | 0.26 | 28.9 | 30.77 | 0 | 0.28 | 31.04 | 606550.4 | 216479 | 47.7 | 4218.7 | 0 | 8374.7 | 90417.6 | 0 | 972.3 | 20127.2 | 163607.8 | 0 | 1087.3 | 3315.4 | 25876.9 | 88344.8 | 4716.2 | 64.2 | 0 | 140703.8 | 53552.3 | 1123.5 | 16924.2 | 5664.9 | 606.7 | 8315.2
3902 | 163 | Day163 | 13 | Hour13 | 6 | Summer | 2117 | #N/A | Summer | 621007.6 | 2024-06-12 13:00 | 612701.8 | 2445.4 | 382 | 5478.5 | 621007.6 | 587614.5 | 403787.4 | 0.0409 | 0.0681 | 0.56 | 0.56 | 277.2 | 20.9 | 2.97 | 20.3 | 936.4 | 0.17 | 278.7 | 48.2 | 326.9 | 291.1 | 22 | 3.12 | 21.3 | 983.1 | 0.18 | 292.6 | 50.6 | 343.3 | 116.9 | 3.9 | 0.51 | 12.6 | 529.7 | 0.07 | 117.1 | 28.4 | 145.6 | 527.4 | 24.7 | 3.36 | 49.9 | 2212.5 | 0.29 | 529 | 115.9 | 644.9 | 29.02 | 0 | 0.26 | 29.28 | 31.22 | 0 | 0.28 | 31.5 | 621007.6 | 217220.2 | 110 | 4218.7 | 0 | 8373.7 | 96199.1 | 0 | 969.8 | 20553.6 | 168901.4 | 0 | 1623.2 | 3315.4 | 27785.1 | 87732.2 | 4992 | 536.4 | 0 | 140289.4 | 54144.5 | 1262.9 | 16701.7 | 7238.2 | 1229.5 | 8315.2
3903 | 163 | Day163 | 14 | Hour14 | 6 | Summer | 2117 | #N/A | Summer | 628628.2 | 2024-06-12 14:00 | 622830.8 | 165.1 | 18.1 | 5614.2 | 628628.2 | 597019.9 | 412475.7 | 0.0414 | 0.0693 | 0.56 | 0.56 | 279.5 | 21 | 2.99 | 20.5 | 944.3 | 0.18 | 280.9 | 48.7 | 329.6 | 293.2 | 22.1 | 3.13 | 21.5 | 990.9 | 0.18 | 294.7 | 51.1 | 345.8 | 135.5 | 5.1 | 0.69 | 14.1 | 593 | 0.08 | 135.9 | 31.8 | 167.7 | 954 | 100.5 | 14.53 | 37.9 | 2376.7 | 0.47 | 961 | 108.8 | 1069.8 | 29.23 | 0 | 0.26 | 29.49 | 31.46 | 0 | 0.28 | 31.74 | 628628.2 | 216152.6 | 110.9 | 4231.9 | 0 | 8373.7 | 97697.4 | 0 | 964.6 | 20516.2 | 172179.2 | 0 | 1817.4 | 3315.4 | 29690.2 | 87732.2 | 5546.5 | 1780.8 | 0 | 137832 | 55371.4 | 1468.4 | 16542.4 | 8277.7 | 1799.1 | 8315.2
3904 | 163 | Day163 | 15 | Hour15 | 6 | Summer | 2117 | #N/A | Summer | 634481.4 | 2024-06-12 15:00 | 629042 | 17.6 | 0 | 5421.9 | 634481.4 | 602787.2 | 424053.1 | 0.0417 | 0.07 | 0.55 | 0.55 | 284.7 | 21.4 | 3.03 | 20.9 | 960.9 | 0.18 | 286.2 | 49.6 | 335.8 | 299.6 | 22.5 | 3.19 | 22.1 | 1012.3 | 0.19 | 301.2 | 52.3 | 353.5 | 160.3 | 7 | 0.95 | 15.7 | 680.8 | 0.09 | 160.7 | 36 | 196.7 | 1012.2 | 94.9 | 14.11 | 56.6 | 2453.3 | 0.8 | 1018.9 | 129.9 | 1148.8 | 29.98 | 0 | 0.25 | 30.23 | 32.27 | 0 | 0.27 | 32.55 | 634481.4 | 210428.3 | 441.2 | 4241.3 | 0 | 8373.7 | 99888.6 | 0 | 963.8 | 19804 | 175728.1 | 0 | 2355.1 | 3315.4 | 30958.1 | 87732.2 | 6404 | 4615.3 | 0 | 132847.9 | 55175.8 | 1636.9 | 16056 | 10316.8 | 1305.3 | 8315.2
3905 | 163 | Day163 | 16 | Hour16 | 6 | Summer | 2117 | #N/A | Summer | 636425 | 2024-06-12 16:00 | 631449.2 | 3.4 | 0 | 4972.5 | 636425 | 605031 | 435534.9 | 0.0418 | 0.0702 | 0.55 | 0.54 | 287.7 | 21.5 | 3.06 | 21.2 | 969.3 | 0.18 | 289.2 | 50.2 | 339.4 | 305.5 | 22.8 | 3.24 | 22.7 | 1031.5 | 0.2 | 307 | 53.5 | 360.5 | 191.4 | 9 | 1.23 | 18.3 | 794.1 | 0.11 | 192 | 41.9 | 234 | 671.1 | 38.8 | 5.41 | 56.9 | 2582.1 | 0.38 | 673.7 | 133.9 | 807.6 | 30.59 | 0 | 0.25 | 30.85 | 32.94 | 0 | 0.27 | 33.21 | 636425 | 200890.1 | 1322.1 | 4241.3 | 0 | 8374.7 | 100634.6 | 0 | 956.5 | 19117.9 | 176087 | 0 | 3125.8 | 3315.4 | 32881 | 87732.2 | 7500.8 | 10319.9 | 0 | 122709.1 | 56232.2 | 1874.5 | 15514.3 | 8464.5 | 2219.5 | 8315.2
3906 | 163 | Day163 | 17 | Hour17 | 6 | Summer | 2117 | #N/A | Summer | 633772 | 2024-06-12 17:00 | 628619.8 | 311 | 0 | 4841.1 | 633771.9 | 602420.4 | 450591.2 | 0.0417 | 0.0699 | 0.54 | 0.53 | 297.4 | 22.1 | 3.14 | 22.2 | 1001.9 | 0.19 | 298.9 | 52.1 | 351 | 317.1 | 23.5 | 3.34 | 23.8 | 1071.5 | 0.21 | 318.8 | 55.8 | 374.5 | 231.2 | 11.4 | 1.58 | 21.6 | 934.1 | 0.14 | 231.9 | 49.5 | 281.5 | 578.1 | 32.8 | 4.47 | 48.7 | 2330.6 | 0.27 | 580.3 | 118.3 | 698.6 | 30.64 | 0 | 0.25 | 30.9 | 33 | 0 | 0.27 | 33.27 | 633772 | 183180.7 | 1782.2 | 4243 | 0 | 8374.7 | 102143.7 | 0 | 941.7 | 16904.1 | 177859 | 0 | 5285.3 | 3315.4 | 36389.7 | 88366.2 | 9173.6 | 13658.4 | 0 | 102908 | 60348.8 | 2078.1 | 12253.7 | 9440.3 | 1135.1 | 8315.2
3907 | 163 | Day163 | 18 | Hour18 | 6 | Summer | 2117 | #N/A | Summer | 621507 | 2024-06-12 18:00 | 616585.8 | 311 | 0 | 4610.2 | 621507 | 591242.5 | 470842.4 | 0.0411 | 0.0685 | 0.5 | 0.49 | 324.1 | 23.9 | 3.41 | 24.2 | 1091.1 | 0.21 | 325.7 | 56.8 | 382.5 | 344.6 | 25.4 | 3.62 | 25.9 | 1162.8 | 0.23 | 346.3 | 60.6 | 406.9 | 312.3 | 14.5 | 2.08 | 30.8 | 1221.9 | 0.24 | 313.3 | 67.3 | 380.6 | 733.7 | 25 | 3.42 | 80.3 | 3203.5 | 0.52 | 735.4 | 175.9 | 911.3 | 53.96 | 8.06 | 0.25 | 62.28 | 57.97 | 8.74 | 0.27 | 66.99 | 621507 | 150664.6 | 1640.4 | 4257.5 | 0 | 8374.7 | 107965.1 | 0 | 874.6 | 11507.3 | 181930.3 | 0 | 10540.2 | 3315.4 | 40410.6 | 88396.1 | 10758.4 | 13253.7 | 0 | 71323.3 | 64618.4 | 2341 | 10321.7 | 7664.6 | 1576.4 | 8315.2
3908 | 163 | Day163 | 19 | Hour19 | 6 | Summer | 2117 | #N/A | Summer | 603272.6 | 2024-06-12 19:00 | 599159.3 | 0 | 0 | 4113.2 | 603272.5 | 575020.9 | 479498.1 | 0.0403 | 0.0664 | 0.48 | 0.47 | 335.2 | 25 | 3.57 | 24.8 | 1121.5 | 0.22 | 337 | 58.3 | 395.2 | 355.3 | 26.4 | 3.77 | 26.4 | 1192 | 0.23 | 357.1 | 62 | 419.1 | 366.3 | 17.2 | 2.45 | 36 | 1436.3 | 0.28 | 367.5 | 78.9 | 446.4 | 1061.1 | 99.5 | 14.82 | 59.5 | 2549.2 | 0.85 | 1068.1 | 135.7 | 1203.9 | 34.21 | 1.31 | 0.25 | 35.77 | 36.66 | 1.41 | 0.27 | 38.35 | 603272.6 | 123774.5 | 2696 | 4257.5 | 0 | 8374.7 | 110033.2 | 0 | 707.5 | 7677 | 182441.8 | 0 | 8673.3 | 3315.4 | 49470.5 | 88396.1 | 10562.1 | 11277.5 | 0 | 43024.8 | 69906.2 | 2459 | 7599.4 | 4838.9 | 1345.8 | 8315.2
3909 | 163 | Day163 | 20 | Hour20 | 6 | Summer | 2117 | #N/A | Summer | 588061 | 2024-06-12 20:00 | 583773 | 0 | 0 | 4287.9 | 588061 | 560660.4 | 488654.4 | 0.0396 | 0.0647 | 0.47 | 0.46 | 339.2 | 25.4 | 3.62 | 25 | 1133.4 | 0.22 | 340.9 | 58.8 | 399.7 | 359.6 | 26.8 | 3.82 | 26.7 | 1206.4 | 0.24 | 361.4 | 62.7 | 424.1 | 373.6 | 18.6 | 2.64 | 35.6 | 1445.8 | 0.27 | 374.9 | 78.7 | 453.6 | 1088.4 | 66.8 | 11.42 | 112.3 | 2266.4 | 1.89 | 1093.5 | 180.3 | 1273.8 | 33.19 | 0 | 0.26 | 33.44 | 35.49 | 0 | 0.28 | 35.77 | 588061 | 99406.6 | 6325.8 | 4257.5 | 0 | 8374.7 | 109352.6 | 0 | 256.6 | 3723.6 | 186397.7 | 0 | 4050.9 | 3315.4 | 54806.8 | 88396.1 | 9883.9 | 13493 | 0 | 12933.9 | 80137.1 | 2355.4 | 2441.5 | 2483.4 | 2179.7 | 8315.2
3910 | 163 | Day163 | 21 | Hour21 | 6 | Summer | 2117 | #N/A | Summer | 567562.7 | 2024-06-12 21:00 | 562455.1 | 0 | 0 | 5107.6 | 567562.7 | 540683.3 | 478632.1 | 0.0387 | 0.0624 | 0.45 | 0.45 | 351.3 | 25.8 | 3.68 | 26.3 | 1190.5 | 0.23 | 353.1 | 61.8 | 414.9 | 367.6 | 26.9 | 3.83 | 27.6 | 1248.7 | 0.24 | 369.5 | 64.9 | 434.4 | 387.6 | 20.7 | 2.91 | 35 | 1505.2 | 0.25 | 389 | 79.9 | 468.9 | 847.8 | 41.8 | 7.07 | 94 | 2302.2 | 1.31 | 851 | 162.9 | 1013.9 | 32.18 | 0 | 0.26 | 32.44 | 34.33 | 0 | 0.28 | 34.61 | 567562.7 | 88930.6 | 5802.4 | 4250 | 0 | 8374.7 | 106489.7 | 0 | 0 | 176.5 | 188952.2 | 0 | 7362.3 | 3315.4 | 50338.5 | 88396.1 | 9725.8 | 5625 | 0 | 111.3 | 86106.4 | 2536.5 | 906.8 | 2930.9 | 5486.9 | 8315.2
3911 | 163 | Day163 | 22 | Hour22 | 6 | Summer | 2117 | #N/A | Summer | 532071.5 | 2024-06-12 22:00 | 526612.2 | 0 | 0 | 5459.3 | 532071.5 | 506976.7 | 440398.3 | 0.0373 | 0.0585 | 0.48 | 0.47 | 323.5 | 23.3 | 3.3 | 24.9 | 1119.5 | 0.21 | 325.1 | 58.3 | 383.4 | 337.5 | 24.2 | 3.43 | 26 | 1170.3 | 0.22 | 339.2 | 61 | 400.1 | 493.1 | 33.9 | 4.77 | 36.5 | 1763.1 | 0.26 | 495.4 | 89.1 | 584.5 | 630.6 | 34.2 | 4.65 | 54.4 | 2577.1 | 0.3 | 632.8 | 131.3 | 764.1 | 29.87 | 0 | 0.26 | 30.13 | 31.73 | 0 | 0.28 | 32.01 | 532071.5 | 91673.2 | 4648.1 | 4247.1 | 0 | 8374.7 | 89784.9 | 0 | 0 | 0 | 176584.7 | 0 | 4360.9 | 3315.4 | 49329.4 | 88396.1 | 7205.8 | 4151.1 | 0 | 0.2 | 89284.5 | 2388.4 | 43.3 | 3508.2 | 2918.3 | 8315.2
3912 | 163 | Day163 | 23 | Hour23 | 6 | Summer | 2117 | #N/A | Summer | 493372.6 | 2024-06-12 23:00 | 488130.8 | 0 | 0 | 5241.8 | 493372.6 | 470638.1 | 399119.9 | 0.0358 | 0.0543 | 0.52 | 0.51 | 290 | 20.5 | 2.89 | 22.8 | 1025.6 | 0.19 | 291.4 | 53.4 | 344.8 | 302.5 | 21.3 | 3 | 23.9 | 1071.8 | 0.2 | 303.9 | 55.9 | 359.8 | 483.1 | 33.2 | 4.67 | 35.7 | 1728.3 | 0.25 | 485.4 | 87.3 | 572.7 | 756.4 | 56.2 | 8.02 | 52.6 | 2526.6 | 0.43 | 760.3 | 128 | 888.3 | 28.46 | 0 | 0.26 | 28.72 | 30.1 | 0 | 0.28 | 30.38 | 493372.6 | 94252.6 | 4537.3 | 4197.2 | 0 | 8374.7 | 72892.7 | 0 | 0 | 0 | 160174.1 | 0 | 934.2 | 3315.4 | 48137.6 | 88396.1 | 4013.5 | 4147 | 0 | 0 | 91879.3 | 2373.3 | 0 | 2483.9 | 2634.7 | 8315.2
3913 | 164 | Day164 | 0 | Hour0 | 6 | Summer | 76 | 614753.9 | Summer | 459334.2 | 2024-06-13 | 453513.8 | 110 | 153.6 | 5556.9 | 459334.2 | 437833 | 364660.4 | 0.0346 | 0.0505 | 0.54 | 0.54 | 266.3 | 18 | 2.53 | 22 | 965.4 | 0.18 | 267.5 | 50.8 | 318.3 | 276.7 | 18.7 | 2.63 | 22.9 | 1004.7 | 0.19 | 278 | 52.9 | 330.8 | 481.7 | 33.3 | 4.66 | 35.1 | 1742.7 | 0.23 | 484 | 87.1 | 571.1 | 527.4 | 25 | 3.33 | 48.8 | 2270.5 | 0.25 | 529.1 | 116.5 | 645.6 | 26.25 | 0 | 0.26 | 26.52 | 27.66 | 0 | 0.28 | 27.94 | 459334.2 | 94673.8 | 249.8 | 4197.2 | 0 | 8374.7 | 58510.6 | 0 | 0 | 0 | 146055.5 | 0 | 934.2 | 3315.4 | 47189.3 | 88396.1 | 3722.2 | 3715.2 | 0 | 0 | 92250.5 | 2423.3 | 0 | 1499.7 | 1604.9 | 8315.2
3914 | 164 | Day164 | 1 | Hour1 | 6 | Summer | 2117 | #N/A | Summer | 438005.6 | 2024-06-13 01:00 | 425620 | 1375.7 | 5477.8 | 5532.1 | 438005.6 | 411336.1 | 343942.3 | 0.0336 | 0.0472 | 0.56 | 0.55 | 263.2 | 18.1 | 2.55 | 21.6 | 944.8 | 0.18 | 264.5 | 49.8 | 314.2 | 274.2 | 18.9 | 2.65 | 22.4 | 984.4 | 0.19 | 275.4 | 51.8 | 327.3 | 457.1 | 29.7 | 4.12 | 35.1 | 1712.4 | 0.22 | 459.1 | 86.2 | 545.3 | 574.9 | 40.5 | 5.67 | 41.9 | 2058.1 | 0.29 | 577.6 | 103.3 | 680.9 | 24.15 | 0 | 0.27 | 24.42 | 25.37 | 0 | 0.28 | 25.65 | 438005.6 | 94063.3 | 80.7 | 4192.8 | 0 | 8374.7 | 56407.3 | 0 | 0 | 0 | 133924.4 | 0 | 934.2 | 3315.4 | 44162.4 | 87588.4 | 3581.1 | 1380.9 | 0 | 0 | 91514.1 | 2549.2 | 0 | 0 | 67.2 | 8315.2
3915 | 164 | Day164 | 2 | Hour2 | 6 | Summer | 2117 | #N/A | Summer | 425269.1 | 2024-06-13 02:00 | 406802.8 | 1662.4 | 11270.7 | 5533.3 | 425269.1 | 393419.1 | 333969.3 | 0.0329 | 0.045 | 0.55 | 0.55 | 264.9 | 18.3 | 2.57 | 21.7 | 950.3 | 0.18 | 266.1 | 50.1 | 316.2 | 275.1 | 19 | 2.67 | 22.5 | 987 | 0.19 | 276.4 | 52 | 328.4 | 456.6 | 28.9 | 4.01 | 35.8 | 1733.6 | 0.22 | 458.5 | 87.5 | 546 | 577.9 | 41.2 | 5.77 | 41.7 | 2054.7 | 0.3 | 580.7 | 103 | 683.7 | 24.02 | 0 | 0.26 | 24.29 | 25.14 | 0 | 0.28 | 25.42 | 425269.1 | 91299.8 | 0 | 4192.8 | 0 | 8374.7 | 55149.4 | 0 | 0 | 0 | 130562.1 | 0 | 934.2 | 3315.4 | 40288.6 | 87649.5 | 3502.5 | 0 | 0 | 0 | 88808 | 2491.8 | 0 | 0 | 0 | 8315.2
3916 | 164 | Day164 | 3 | Hour3 | 6 | Summer | 2117 | #N/A | Summer | 418874.8 | 2024-06-13 03:00 | 397184.4 | 3844.6 | 12250.1 | 5595.8 | 418874.8 | 384251.3 | 326963.6 | 0.0326 | 0.0438 | 0.55 | 0.55 | 266 | 18.3 | 2.58 | 21.9 | 954.8 | 0.18 | 267.3 | 50.4 | 317.6 | 276.3 | 19.1 | 2.68 | 22.6 | 990.9 | 0.19 | 277.6 | 52.2 | 329.8 | 461.8 | 29.8 | 4.14 | 35.7 | 1735.7 | 0.22 | 463.8 | 87.5 | 551.3 | 527.8 | 35.3 | 4.91 | 39.3 | 1956.1 | 0.25 | 530.2 | 97.7 | 627.8 | 23.43 | 0 | 0.27 | 23.7 | 24.48 | 0 | 0.28 | 24.75 | 418874.8 | 91911.2 | 0 | 4192.8 | 0 | 8374.7 | 54513 | 0 | 0 | 1.5 | 129258.1 | 0 | 932.5 | 3315.4 | 35522.9 | 87397.2 | 3457.1 | 0 | 0 | 2.6 | 89349.3 | 2557.7 | 0 | 0 | 0 | 8315.2
3917 | 164 | Day164 | 4 | Hour4 | 6 | Summer | 2117 | #N/A | Summer | 416493.6 | 2024-06-13 04:00 | 398359.4 | 2729.7 | 10160.9 | 5243.6 | 416493.6 | 385387.5 | 324720.2 | 0.0326 | 0.0439 | 0.55 | 0.54 | 268.3 | 18.5 | 2.6 | 22.1 | 963.5 | 0.18 | 269.5 | 50.8 | 320.4 | 279 | 19.2 | 2.71 | 22.9 | 1000.5 | 0.19 | 280.3 | 52.7 | 333 | 473.8 | 30.9 | 4.3 | 36.2 | 1770 | 0.23 | 475.9 | 89 | 564.9 | 489.7 | 27.5 | 3.74 | 41.8 | 1983.6 | 0.24 | 491.5 | 100.9 | 592.5 | 23.73 | 0 | 0.26 | 23.99 | 24.81 | 0 | 0.27 | 25.09 | 416493.6 | 91773.4 | 0 | 4192.8 | 0 | 8374.7 | 54594.7 | 0 | 0 | 81.2 | 129978.5 | 0 | 892.3 | 3315.4 | 31943.6 | 87971.1 | 3457.1 | 0 | 0 | 411.4 | 88654.3 | 2626.5 | 4.3 | 0 | 0 | 8315.2
3918 | 164 | Day164 | 5 | Hour5 | 6 | Summer | 2117 | #N/A | Summer | 421304.4 | 2024-06-13 05:00 | 410826.4 | 1662.1 | 3541.2 | 5274.7 | 421304.5 | 397299.8 | 325373.3 | 0.0329 | 0.0453 | 0.55 | 0.55 | 266.8 | 18.4 | 2.59 | 21.9 | 957.1 | 0.18 | 268.1 | 50.5 | 318.6 | 276.9 | 19.1 | 2.69 | 22.7 | 993.3 | 0.19 | 278.2 | 52.4 | 330.6 | 418.8 | 27.1 | 3.77 | 32.2 | 1570.5 | 0.2 | 420.6 | 79.1 | 499.7 | 570.6 | 38.3 | 5.33 | 42.4 | 2110.8 | 0.27 | 573.2 | 105.4 | 678.6 | 24.83 | 0 | 0.26 | 25.1 | 26.01 | 0 | 0.27 | 26.28 | 421304.4 | 95931.2 | 0 | 4192.8 | 0 | 8374.7 | 55140.7 | 0 | 0 | 295.8 | 130419.2 | 0 | 870.6 | 3315.4 | 31206.6 | 88396.1 | 3457.1 | 0 | 0 | 7361.5 | 85535.7 | 2738.2 | 311 | 0 | 0 | 8315.2
3919 | 164 | Day164 | 6 | Hour6 | 6 | Summer | 2117 | #N/A | Summer | 440677.2 | 2024-06-13 06:00 | 433070.8 | 1183.5 | 1517 | 4905.9 | 440677.2 | 418497.9 | 336150.1 | 0.0336 | 0.0478 | 0.54 | 0.54 | 271.5 | 18.9 | 2.66 | 21.9 | 968.3 | 0.18 | 272.8 | 50.8 | 323.6 | 281.6 | 19.6 | 2.76 | 22.8 | 1004.4 | 0.19 | 283 | 52.7 | 335.7 | 273.3 | 15.4 | 2.11 | 23.1 | 1095.3 | 0.13 | 274.3 | 55.7 | 330.1 | 581.8 | 38.4 | 5.33 | 43.9 | 2173.7 | 0.27 | 584.4 | 108.7 | 693.1 | 25.55 | 0 | 0.26 | 25.82 | 26.83 | 0 | 0.28 | 27.11 | 440677.2 | 104527.1 | 0 | 4192.8 | 0 | 8374.7 | 59637.1 | 0 | 0 | 4046.3 | 136943.1 | 0 | 870.6 | 3315.4 | 30963.2 | 88396.1 | 3457.1 | 0 | 0 | 27520.3 | 70165.4 | 2795.1 | 1794.4 | 0 | 0 | 8315.2
3920 | 164 | Day164 | 7 | Hour7 | 6 | Summer | 2117 | #N/A | Summer | 465477.1 | 2024-06-13 07:00 | 459838.2 | 714.6 | 0 | 4924.3 | 465477.1 | 443940.8 | 347651.1 | 0.0346 | 0.0507 | 0.54 | 0.54 | 277.5 | 19.9 | 2.8 | 21.8 | 974.3 | 0.18 | 278.8 | 50.9 | 329.7 | 287.6 | 20.6 | 2.9 | 22.6 | 1009.8 | 0.19 | 289 | 52.7 | 341.7 | 145.9 | 5.5 | 0.72 | 14.8 | 666.4 | 0.07 | 146.3 | 34.7 | 181 | 998.5 | 104.4 | 15.09 | 40.4 | 2512.3 | 0.49 | 1005.7 | 115.4 | 1121.1 | 26.44 | 0 | 0.27 | 26.71 | 27.86 | 0 | 0.28 | 28.15 | 465477.1 | 117826 | 0 | 4193.8 | 0 | 8374.7 | 67010.4 | 0 | 89.7 | 6274.6 | 142177.8 | 0 | 870.6 | 3315.4 | 29855.2 | 88396.1 | 3457.1 | 0 | 0 | 59486.3 | 49135.9 | 2839.4 | 4099.6 | 0 | 533.2 | 8315.2
3921 | 164 | Day164 | 8 | Hour8 | 6 | Summer | 2117 | #N/A | Summer | 493195.8 | 2024-06-13 08:00 | 486669.8 | 730.2 | 936.9 | 4858.9 | 493195.8 | 469373.6 | 345168.5 | 0.0355 | 0.0537 | 0.56 | 0.56 | 267.1 | 19.3 | 2.72 | 20.8 | 933.9 | 0.18 | 268.5 | 48.7 | 317.1 | 277.9 | 20 | 2.83 | 21.6 | 971 | 0.18 | 279.2 | 50.6 | 329.8 | 97.6 | 2.7 | 0.33 | 10.8 | 474.8 | 0.05 | 97.8 | 25 | 122.8 | 812.3 | 34.3 | 6.23 | 99.3 | 2083.3 | 1.47 | 815.1 | 161.7 | 976.8 | 26.26 | 0 | 0.27 | 26.53 | 27.78 | 0 | 0.29 | 28.07 | 493195.8 | 148027.2 | 0 | 4242.6 | 0 | 8374.7 | 69150.3 | 0 | 511.5 | 8545.3 | 143193.6 | 0 | 870.6 | 3315.4 | 24129 | 88396.1 | 3496.2 | 0 | 0 | 97951.2 | 38095.4 | 2923.9 | 6117.3 | 1165.2 | 13.2 | 8315.2
3922 | 164 | Day164 | 9 | Hour9 | 6 | Summer | 2117 | #N/A | Summer | 526797.1 | 2024-06-13 09:00 | 512282.6 | 4873.1 | 4147 | 5494.5 | 526797.1 | 493577.8 | 352893.9 | 0.0365 | 0.0565 | 0.57 | 0.56 | 265.3 | 19.3 | 2.73 | 20.4 | 921.2 | 0.17 | 266.6 | 47.9 | 314.5 | 279.3 | 20.3 | 2.87 | 21.4 | 968.6 | 0.18 | 280.7 | 50.3 | 331 | 86 | 2.4 | 0.28 | 9.5 | 425.4 | 0.04 | 86.1 | 22.2 | 108.3 | 744.5 | 74.1 | 10.68 | 33.5 | 1991 | 0.36 | 749.7 | 92.9 | 842.5 | 22.62 | 0 | 0.13 | 22.75 | 24.44 | 0 | 0.16 | 24.6 | 526797.1 | 173903.2 | 0 | 4231.7 | 0 | 8374.7 | 74161.6 | 0 | 778.2 | 15915 | 149409.3 | 0 | 870.6 | 3315.4 | 22204 | 86391.6 | 3935 | 0 | 0 | 120019.5 | 34117.8 | 3072.7 | 11167 | 289.3 | 274.7 | 8315.2
3923 | 164 | Day164 | 10 | Hour10 | 6 | Summer | 2117 | #N/A | Summer | 552618.8 | 2024-06-13 10:00 | 537869.3 | 4858.9 | 4147 | 5743.7 | 552618.8 | 517677.9 | 369032.2 | 0.0375 | 0.0593 | 0.56 | 0.56 | 270.7 | 19.8 | 2.81 | 20.6 | 932.8 | 0.17 | 272.1 | 48.4 | 320.5 | 285.2 | 20.9 | 2.96 | 21.6 | 981.9 | 0.18 | 286.7 | 51 | 337.6 | 79.9 | 2.1 | 0.24 | 8.9 | 398.8 | 0.04 | 80.1 | 20.8 | 100.9 | 659.4 | 61.2 | 8.78 | 33.6 | 1903.3 | 0.32 | 663.7 | 90.5 | 754.1 | 23.21 | 0 | 0.13 | 23.33 | 25.13 | 0 | 0.15 | 25.28 | 552618.8 | 183586.6 | 139.3 | 4231.7 | 0 | 8374.7 | 80265.1 | 0 | 853.9 | 17225.1 | 156652.1 | 0 | 870.6 | 3315.4 | 24169.1 | 86391.6 | 4622.6 | 0 | 0 | 127348.4 | 34903.2 | 3256.1 | 13828.7 | 35 | 0 | 8315.2
3924 | 164 | Day164 | 11 | Hour11 | 6 | Summer | 2117 | #N/A | Summer | 571860.3 | 2024-06-13 11:00 | 557627.2 | 4168 | 4142.1 | 5923 | 571860.3 | 536219.4 | 382279.2 | 0.0384 | 0.0616 | 0.56 | 0.55 | 274.2 | 20.1 | 2.84 | 20.8 | 945.3 | 0.18 | 275.5 | 49 | 324.6 | 288.8 | 21.2 | 3 | 21.9 | 995.1 | 0.19 | 290.3 | 51.6 | 341.9 | 78 | 2.1 | 0.24 | 8.7 | 388.3 | 0.03 | 78.1 | 20.2 | 98.4 | 952.5 | 103.4 | 14.98 | 35.1 | 2276.4 | 0.47 | 959.6 | 103 | 1062.7 | 27.14 | 0 | 0.26 | 27.4 | 29.1 | 0 | 0.28 | 29.38 | 571860.3 | 189581.2 | 0 | 4231.7 | 0 | 8374.7 | 83837.4 | 0 | 882 | 17546.2 | 163698.8 | 0 | 1078.7 | 3315.4 | 24379.3 | 88396.1 | 4834.2 | 133 | 0 | 132313.1 | 35531.2 | 3308.6 | 15065.2 | 592.8 | 728.6 | 8315.2
3925 | 164 | Day164 | 12 | Hour12 | 6 | Summer | 2117 | #N/A | Summer | 585854.9 | 2024-06-13 12:00 | 574995.4 | 3707.3 | 1623.9 | 5528.3 | 585854.9 | 552475.2 | 394440 | 0.0392 | 0.0636 | 0.55 | 0.54 | 281.6 | 20.8 | 2.94 | 21.1 | 965.7 | 0.18 | 283 | 50 | 333 | 295.8 | 21.8 | 3.09 | 22.2 | 1014 | 0.19 | 297.3 | 52.4 | 349.7 | 73.6 | 2.1 | 0.25 | 8.1 | 360.3 | 0.03 | 73.7 | 18.8 | 92.5 | 440.8 | 11 | 1.27 | 49.8 | 2205.6 | 0.2 | 441.5 | 115.5 | 557 | 28.67 | 0 | 0.26 | 28.93 | 30.72 | 0 | 0.27 | 31 | 585854.9 | 191414.8 | 303.3 | 4231.7 | 0 | 8374.7 | 89366.3 | 0 | 885.7 | 17364.6 | 169308.5 | 0 | 1142.3 | 3315.4 | 24755.9 | 88396.1 | 5028.6 | 217.1 | 0 | 133677.5 | 36000.6 | 3486.5 | 15259.9 | 1803.6 | 185.1 | 8315.2
3926 | 164 | Day164 | 13 | Hour13 | 6 | Summer | 2117 | #N/A | Summer | 600107.8 | 2024-06-13 13:00 | 590951.9 | 2587.5 | 1374.6 | 5193.8 | 600107.7 | 567380.9 | 406367.2 | 0.0399 | 0.0654 | 0.54 | 0.54 | 289.6 | 21.8 | 3.09 | 21.3 | 980 | 0.18 | 291.1 | 50.6 | 341.7 | 304 | 22.8 | 3.24 | 22.4 | 1028.5 | 0.19 | 305.6 | 53.1 | 358.6 | 74.6 | 2.1 | 0.25 | 8.2 | 364.4 | 0.04 | 74.8 | 19.1 | 93.9 | 701 | 53.1 | 7.49 | 46.8 | 2390.5 | 0.34 | 704.6 | 118.2 | 822.7 | 29.66 | 0 | 0.25 | 29.91 | 31.83 | 0 | 0.27 | 32.1 | 600107.8 | 193740.6 | 597.6 | 4231.7 | 0 | 8374.7 | 96370.6 | 0 | 885.5 | 17629 | 171573.9 | 0 | 1265.5 | 3315.4 | 26265 | 88396.1 | 5580.3 | 396.3 | 0 | 132844.1 | 38776.3 | 3605.7 | 14525 | 2057.6 | 360.6 | 8315.2
3927 | 164 | Day164 | 14 | Hour14 | 6 | Summer | 2117 | #N/A | Summer | 607836.3 | 2024-06-13 14:00 | 600603 | 653.2 | 1374.6 | 5205.4 | 607836.3 | 576394.1 | 410999.1 | 0.0403 | 0.0665 | 0.54 | 0.54 | 289.2 | 21.7 | 3.08 | 21.3 | 978.5 | 0.18 | 290.7 | 50.5 | 341.2 | 303.2 | 22.8 | 3.23 | 22.3 | 1025.8 | 0.19 | 304.8 | 52.9 | 357.7 | 79.8 | 2.3 | 0.28 | 8.8 | 387 | 0.04 | 80 | 20.4 | 100.4 | 519.3 | 23.5 | 3.12 | 49 | 2267.4 | 0.24 | 520.8 | 116.7 | 637.5 | 29.94 | 0 | 0.25 | 30.19 | 32.14 | 0 | 0.27 | 32.4 | 607836.3 | 196837.2 | 430.8 | 4231.7 | 0 | 8374.7 | 97325.1 | 0 | 884.3 | 17685.7 | 173322.1 | 0 | 1346.9 | 3315.4 | 27175.3 | 88396.1 | 5697.7 | 1383.3 | 0 | 131563.2 | 42975 | 3728.9 | 14351.7 | 2069 | 1876.7 | 8315.2
3928 | 164 | Day164 | 15 | Hour15 | 6 | Summer | 2117 | #N/A | Summer | 613057.1 | 2024-06-13 15:00 | 606681.3 | 0 | 1205.6 | 5170.3 | 613057.1 | 582073 | 417985.3 | 0.0406 | 0.0672 | 0.54 | 0.54 | 290.4 | 21.8 | 3.09 | 21.4 | 983.7 | 0.18 | 291.9 | 50.7 | 342.7 | 305.5 | 22.9 | 3.25 | 22.5 | 1035.4 | 0.19 | 307.1 | 53.4 | 360.5 | 84.6 | 2.7 | 0.33 | 9.1 | 402.1 | 0.04 | 84.8 | 21.1 | 105.9 | 632.8 | 43.3 | 6.05 | 46.5 | 2302.9 | 0.3 | 635.8 | 115.2 | 751 | 30.08 | 0 | 0.25 | 30.33 | 32.29 | 0 | 0.27 | 32.56 | 613057.1 | 195071.9 | 418.1 | 4244.8 | 0 | 8374.7 | 98410.9 | 0 | 877.4 | 16385.9 | 175984.8 | 0 | 1346.9 | 3315.4 | 27509.1 | 88396.1 | 5675.4 | 4309.1 | 0 | 126864.4 | 47135.6 | 3808.6 | 13876.5 | 4420.1 | 1355.5 | 8315.2
3929 | 164 | Day164 | 16 | Hour16 | 6 | Summer | 2117 | #N/A | Summer | 614753.9 | 2024-06-13 16:00 | 609138.8 | 0 | 684.1 | 4931 | 614753.9 | 584385.9 | 424354 | 0.0406 | 0.0674 | 0.54 | 0.53 | 290.4 | 21.8 | 3.09 | 21.4 | 983.7 | 0.18 | 291.9 | 50.7 | 342.6 | 307.7 | 23 | 3.26 | 22.7 | 1044.1 | 0.19 | 309.3 | 53.9 | 363.2 | 102.2 | 4.3 | 0.57 | 10.2 | 442.6 | 0.06 | 102.4 | 23.4 | 125.8 | 739.8 | 60.2 | 8.54 | 45.7 | 2392.9 | 0.36 | 744 | 117.1 | 861 | 30.14 | 0 | 0.25 | 30.39 | 32.36 | 0 | 0.27 | 32.62 | 614753.9 | 190399.9 | 578 | 4255.8 | 0 | 8374.7 | 98321.6 | 0 | 874.6 | 16861.5 | 176650.1 | 0 | 1346.9 | 3315.4 | 28246.1 | 88396.1 | 5766.9 | 9102.3 | 0 | 118078.2 | 50719.3 | 3866.4 | 12959.3 | 6946.6 | 2210.8 | 8315.2
3930 | 164 | Day164 | 17 | Hour17 | 6 | Summer | 2117 | #N/A | Summer | 609279.8 | 2024-06-13 17:00 | 604631.7 | 50.5 | 0 | 4597.7 | 609279.8 | 580209.3 | 435303.1 | 0.0404 | 0.0668 | 0.53 | 0.52 | 299.9 | 22.6 | 3.21 | 21.9 | 1010 | 0.19 | 301.4 | 52.1 | 353.5 | 318.9 | 24 | 3.4 | 23.4 | 1076.7 | 0.2 | 320.5 | 55.6 | 376.1 | 130.1 | 5.7 | 0.77 | 12.6 | 559.8 | 0.07 | 130.5 | 29.3 | 159.8 | 1081.3 | 119.8 | 17.4 | 37.7 | 2493.1 | 0.54 | 1089.6 | 112.2 | 1201.8 | 31.23 | 0 | 0.25 | 31.48 | 33.5 | 0 | 0.27 | 33.77 | 609279.8 | 173976.7 | 1604.4 | 4255.8 | 0 | 8374.7 | 101566.5 | 0 | 854.1 | 14812.3 | 177619.4 | 0 | 1615.5 | 3315.4 | 30591.1 | 88396.1 | 6100.5 | 11863.7 | 0 | 100329.9 | 54036.9 | 3943.5 | 11423.9 | 6584.4 | 2158.2 | 8315.2
3931 | 164 | Day164 | 18 | Hour18 | 6 | Summer | 2117 | #N/A | Summer | 597385.4 | 2024-06-13 18:00 | 593234.2 | 218 | 0 | 3933.2 | 597385.4 | 569567 | 451871.1 | 0.0399 | 0.0655 | 0.5 | 0.49 | 321.1 | 24.2 | 3.43 | 23.4 | 1082.9 | 0.2 | 322.8 | 55.8 | 378.5 | 340.3 | 25.5 | 3.63 | 25 | 1149.9 | 0.21 | 342 | 59.3 | 401.3 | 240.9 | 10.5 | 1.49 | 24.4 | 969.3 | 0.18 | 241.6 | 53.3 | 294.9 | 821.9 | 39.3 | 5.24 | 75.7 | 3531.3 | 0.38 | 824.5 | 181 | 1005.5 | 37.66 | 1.94 | 0.25 | 39.85 | 40.32 | 2.09 | 0.27 | 42.68 | 597385.4 | 145514.3 | 2425.2 | 4257.5 | 0 | 8374.7 | 106217.7 | 0 | 796 | 11473.5 | 180655.5 | 0 | 5680.8 | 3315.4 | 34826.7 | 88396.1 | 6472.9 | 11248.6 | 0 | 69606 | 59566.8 | 4072 | 9825.1 | 4387.2 | 1735.8 | 8315.2
3932 | 164 | Day164 | 19 | Hour19 | 6 | Summer | 2117 | #N/A | Summer | 580061 | 2024-06-13 19:00 | 576564.4 | 0 | 0 | 3496.6 | 580060.9 | 553967 | 461243.5 | 0.0392 | 0.0637 | 0.48 | 0.47 | 332.9 | 25.3 | 3.59 | 24.1 | 1116.6 | 0.21 | 334.6 | 57.4 | 392 | 353.7 | 26.8 | 3.8 | 25.8 | 1189.3 | 0.22 | 355.5 | 61.3 | 416.8 | 373.1 | 18 | 2.55 | 35.9 | 1471.4 | 0.26 | 374.3 | 79.8 | 454.1 | 792 | 44.3 | 6.76 | 75.5 | 2562.9 | 0.82 | 795.2 | 152.1 | 947.2 | 35.54 | 0 | 0.26 | 35.8 | 37.97 | 0 | 0.27 | 38.24 | 580061 | 118817.4 | 2677.6 | 4257.5 | 0 | 8374.7 | 108037.9 | 0 | 634.9 | 7679.8 | 182058.6 | 0 | 4049.1 | 3315.4 | 40551.2 | 88396.1 | 6444.5 | 13081 | 0 | 40952.1 | 65462.8 | 4087.9 | 7663.1 | 3992.6 | 335.3 | 8315.2
3933 | 164 | Day164 | 20 | Hour20 | 6 | Summer | 2117 | #N/A | Summer | 564240.6 | 2024-06-13 20:00 | 560093.8 | 0 | 0 | 4146.9 | 564240.6 | 538531.9 | 468797.5 | 0.0385 | 0.0619 | 0.48 | 0.47 | 333.2 | 25.5 | 3.62 | 23.9 | 1115.6 | 0.21 | 334.9 | 57.2 | 392.1 | 353.1 | 26.9 | 3.82 | 25.5 | 1186.3 | 0.22 | 354.9 | 60.9 | 415.9 | 352.5 | 17.7 | 2.45 | 32.6 | 1419.8 | 0.21 | 353.7 | 75 | 428.7 | 702 | 42.3 | 5.83 | 56.7 | 2736.1 | 0.33 | 704.8 | 138.3 | 843.2 | 32.38 | 0 | 0.26 | 32.64 | 34.52 | 0 | 0.28 | 34.8 | 564240.6 | 95443.1 | 6106 | 4257.5 | 0 | 8374.7 | 106701.4 | 0 | 223.3 | 3798.6 | 181006.1 | 0 | 1157.3 | 3315.4 | 52732.2 | 88396.1 | 5103 | 11647.6 | 0 | 13124.8 | 74202.2 | 4094.1 | 2485.3 | 1012.7 | 2436.2 | 8315.2
3934 | 164 | Day164 | 21 | Hour21 | 6 | Summer | 2117 | #N/A | Summer | 543109.2 | 2024-06-13 21:00 | 538066.8 | 0 | 0 | 5042.4 | 543109.2 | 517844.7 | 457818.9 | 0.0376 | 0.0594 | 0.46 | 0.46 | 340.9 | 25.5 | 3.62 | 25 | 1159.2 | 0.21 | 342.6 | 59.6 | 402.2 | 356.3 | 26.6 | 3.77 | 26.2 | 1213.9 | 0.22 | 358.2 | 62.4 | 420.6 | 359.9 | 19.5 | 2.68 | 31.5 | 1442.7 | 0.19 | 361.2 | 74.5 | 435.7 | 556.2 | 14.9 | 2.34 | 68.6 | 2235.5 | 0.62 | 557.3 | 135.4 | 692.7 | 32.82 | 0 | 0.26 | 33.09 | 34.91 | 0 | 0.28 | 35.19 | 543109.2 | 85290.2 | 5778 | 4257.5 | 0 | 8374.7 | 102034.6 | 0 | 0 | 193.3 | 183040.4 | 0 | 3327.4 | 3315.4 | 49984 | 88396.1 | 5106.8 | 4204.1 | 0 | 264.5 | 80747.2 | 4085.2 | 938.5 | 2016.1 | 4544.4 | 8315.2
3935 | 164 | Day164 | 22 | Hour22 | 6 | Summer | 2117 | #N/A | Summer | 507896 | 2024-06-13 22:00 | 502364 | 0 | 0 | 5532 | 507896 | 484158.9 | 420502.7 | 0.0362 | 0.0556 | 0.49 | 0.49 | 315.6 | 23.3 | 3.3 | 23.7 | 1082.7 | 0.2 | 317.2 | 56 | 373.2 | 329 | 24.2 | 3.43 | 24.8 | 1130.4 | 0.21 | 330.6 | 58.5 | 389.2 | 450.9 | 29.3 | 4.08 | 34.6 | 1683.3 | 0.22 | 452.9 | 84.8 | 537.7 | 440.3 | 8.5 | 0.87 | 52 | 2284.8 | 0.2 | 440.8 | 120.2 | 561 | 29.57 | 0 | 0.27 | 29.83 | 31.32 | 0 | 0.28 | 31.6 | 507896 | 87393.4 | 4467.2 | 4247.1 | 0 | 8374.7 | 86891.9 | 0 | 0 | 0 | 165749.1 | 0 | 1323.8 | 3315.4 | 49121.1 | 88396.1 | 4735.3 | 3881 | 0 | 0.1 | 83483.8 | 3909.4 | 49.9 | 2099 | 3745.6 | 8315.2
3936 | 164 | Day164 | 23 | Hour23 | 6 | Summer | 2117 | #N/A | Summer | 470382.4 | 2024-06-13 23:00 | 464949.8 | 110 | 0 | 5322.7 | 470382.5 | 448695.3 | 384018.9 | 0.035 | 0.0517 | 0.52 | 0.52 | 286.4 | 20.5 | 2.89 | 22.3 | 1006.7 | 0.19 | 287.8 | 52.4 | 340.1 | 298.2 | 21.3 | 3 | 23.3 | 1050.2 | 0.19 | 299.6 | 54.7 | 354.3 | 480 | 32.2 | 4.51 | 36.2 | 1746.7 | 0.25 | 482.2 | 88.3 | 570.5 | 900.8 | 86.6 | 12.46 | 43.5 | 2494.5 | 0.44 | 906.8 | 117.9 | 1024.7 | 27.97 | 0 | 0.27 | 28.24 | 29.51 | 0 | 0.29 | 29.8 | 470382.4 | 86363.6 | 4214.6 | 4197.2 | 0 | 8374.7 | 70124.1 | 0 | 0 | 0 | 149699.4 | 0 | 734.2 | 3315.4 | 48110.6 | 88396.1 | 3183.1 | 3669.4 | 0 | 0 | 82684.3 | 3679.3 | 0 | 1553.2 | 3214.9 | 8315.2
3937 | 165 | Day165 | 0 | Hour0 | 6 | Summer | 75 | 618257.4 | Summer | 437702.2 | 2024-06-14 | 432340.6 | 110 | 26.6 | 5225 | 437702.2 | 417694 | 353358.9 | 0.0339 | 0.0482 | 0.55 | 0.55 | 270.4 | 19.1 | 2.69 | 21.6 | 958.6 | 0.18 | 271.7 | 50.2 | 321.9 | 280.5 | 19.7 | 2.78 | 22.5 | 996.6 | 0.19 | 281.8 | 52.3 | 334.1 | 471.1 | 30.8 | 4.29 | 35.9 | 1759.5 | 0.23 | 473.2 | 88.4 | 561.6 | 954 | 93.4 | 13.44 | 44.3 | 2601.7 | 0.46 | 960.4 | 122 | 1082.4 | 26.51 | 0 | 0.27 | 26.78 | 27.87 | 0 | 0.29 | 28.15 | 437702.2 | 84343.3 | 272.2 | 4197.2 | 0 | 8374.7 | 60147.6 | 0 | 0 | 0 | 134387.3 | 0 | 674.5 | 3315.4 | 47140.2 | 88396.1 | 3051.8 | 3401.8 | 0 | 0 | 80962.8 | 3380.5 | 0 | 1270.5 | 1904.8 | 8315.2
3938 | 165 | Day165 | 1 | Hour1 | 6 | Summer | 2117 | #N/A | Summer | 419952.6 | 2024-06-14 01:00 | 406328.8 | 213.4 | 8130.9 | 5279.4 | 419952.6 | 392927.7 | 333823.2 | 0.033 | 0.0451 | 0.56 | 0.56 | 263.7 | 18.7 | 2.64 | 21.2 | 931.8 | 0.18 | 264.9 | 49 | 313.9 | 274 | 19.4 | 2.73 | 22 | 969.1 | 0.19 | 275.3 | 50.9 | 326.3 | 442.2 | 25.6 | 3.51 | 36.7 | 1755.3 | 0.21 | 444 | 89.1 | 533 | 683.3 | 54.2 | 7.67 | 43.2 | 2264.1 | 0.32 | 687 | 110.8 | 797.8 | 25.19 | 0 | 0.26 | 25.45 | 26.39 | 0 | 0.28 | 26.67 | 419952.6 | 86129.3 | 101.6 | 4197.2 | 0 | 8374.7 | 56539.7 | 0 | 0 | 0 | 124433.2 | 0 | 670.6 | 3315.4 | 43368.2 | 88396.1 | 3051.8 | 1374.6 | 0 | 0 | 83070.4 | 3058.9 | 0 | 0 | 29.5 | 8315.2
3939 | 165 | Day165 | 2 | Hour2 | 6 | Summer | 2117 | #N/A | Summer | 412121.5 | 2024-06-14 02:00 | 389295.9 | 3100 | 14004.5 | 5721.1 | 412121.5 | 376677 | 322356.6 | 0.0324 | 0.0431 | 0.57 | 0.57 | 260.1 | 18.5 | 2.61 | 20.9 | 917.4 | 0.18 | 261.4 | 48.3 | 309.7 | 269.9 | 19.2 | 2.7 | 21.7 | 951.8 | 0.19 | 271.2 | 50.1 | 321.3 | 449 | 25.7 | 3.52 | 37.6 | 1789.3 | 0.22 | 450.7 | 91 | 541.7 | 427.6 | 12 | 1.41 | 47 | 2111.7 | 0.19 | 428.4 | 109.9 | 538.3 | 24.37 | 0 | 0.27 | 24.64 | 25.46 | 0 | 0.28 | 25.74 | 412121.5 | 89765 | 0 | 4197.2 | 0 | 8374.7 | 54873.4 | 0 | 0 | 0 | 119804 | 0 | 670.6 | 3315.4 | 39673.3 | 88396.1 | 3051.8 | 0 | 0 | 0 | 86884.4 | 2880.6 | 0 | 0 | 0 | 8315.2
3940 | 165 | Day165 | 3 | Hour3 | 6 | Summer | 2117 | #N/A | Summer | 405524.9 | 2024-06-14 03:00 | 380995.2 | 4319.9 | 14536.4 | 5673.4 | 405524.9 | 368755.6 | 316424 | 0.0321 | 0.042 | 0.56 | 0.56 | 262.9 | 18.7 | 2.64 | 21.2 | 926.9 | 0.18 | 264.2 | 48.8 | 313 | 273.5 | 19.4 | 2.74 | 22 | 964 | 0.19 | 274.8 | 50.7 | 325.6 | 434.2 | 24 | 3.27 | 37.2 | 1757.9 | 0.21 | 435.8 | 89.6 | 525.4 | 478.4 | 25.7 | 3.48 | 41.4 | 1973.1 | 0.22 | 480.1 | 100.2 | 580.3 | 24.25 | 0 | 0.29 | 24.54 | 25.29 | 0 | 0.28 | 25.57 | 405524.9 | 89100.9 | 0 | 4197.2 | 0 | 8374.7 | 54619.6 | 0 | 0 | 0.2 | 118916.8 | 0 | 670.6 | 3315.4 | 34881.7 | 88396.1 | 3051.8 | 0 | 0 | 0.2 | 86571.3 | 2529.2 | 0 | 0 | 19.8 | 8315.2
3941 | 165 | Day165 | 4 | Hour4 | 6 | Summer | 2117 | #N/A | Summer | 402135.4 | 2024-06-14 04:00 | 382301.4 | 1613.9 | 13070.4 | 5149.7 | 402135.3 | 370024.4 | 316206.8 | 0.0321 | 0.0421 | 0.55 | 0.55 | 268.1 | 18.9 | 2.67 | 21.7 | 949.5 | 0.18 | 269.4 | 50 | 319.4 | 278.6 | 19.7 | 2.77 | 22.5 | 987.2 | 0.19 | 279.9 | 52 | 331.9 | 451 | 26.3 | 3.62 | 37.3 | 1781.6 | 0.22 | 452.7 | 90.4 | 543.1 | 506.8 | 26 | 3.49 | 45 | 2130.1 | 0.23 | 508.6 | 108.5 | 617.1 | 24.73 | 0 | 0.28 | 25.01 | 25.8 | 0 | 0.28 | 26.07 | 402135.4 | 85928.5 | 0 | 4197.2 | 0 | 8374.7 | 54726.5 | 0 | 0 | 51.6 | 121809 | 0 | 670.6 | 3315.4 | 31665.4 | 88396.1 | 3051.8 | 0 | 0 | 307.8 | 83124.9 | 2444.3 | 0.6 | 0 | 0 | 8315.2
3942 | 165 | Day165 | 5 | Hour5 | 6 | Summer | 2117 | #N/A | Summer | 412186.8 | 2024-06-14 05:00 | 395010.1 | 1546.6 | 10782.3 | 4847.8 | 412186.8 | 382198.1 | 316795.7 | 0.0324 | 0.0435 | 0.56 | 0.55 | 264.3 | 18.6 | 2.63 | 21.4 | 937.2 | 0.18 | 265.6 | 49.3 | 315 | 275.3 | 19.4 | 2.74 | 22.2 | 975.6 | 0.19 | 276.6 | 51.3 | 327.9 | 337.6 | 18.8 | 2.56 | 28.8 | 1362.6 | 0.16 | 338.9 | 69.4 | 408.3 | 660.4 | 52.2 | 7.39 | 41.9 | 2194 | 0.31 | 664 | 107.4 | 771.4 | 24.9 | 0 | 0.28 | 25.18 | 26.02 | 0 | 0.27 | 26.29 | 412186.8 | 95391.1 | 142.3 | 4197.2 | 0 | 8374.7 | 55206.2 | 0 | 0 | 304.5 | 123492.7 | 0 | 670.6 | 3315.4 | 29948.6 | 88396.1 | 3051.8 | 0 | 0 | 10754.5 | 81947.6 | 2384.6 | 242.6 | 0 | 0 | 8315.2
3943 | 165 | Day165 | 6 | Hour6 | 6 | Summer | 2117 | #N/A | Summer | 433925.3 | 2024-06-14 06:00 | 416215.3 | 2221.1 | 11022.1 | 4466.8 | 433925.3 | 402454.1 | 317477.7 | 0.0331 | 0.0458 | 0.58 | 0.58 | 252.5 | 17.9 | 2.53 | 20.3 | 890.9 | 0.17 | 253.7 | 46.9 | 300.6 | 263.5 | 18.7 | 2.64 | 21.1 | 929 | 0.18 | 264.7 | 48.8 | 313.6 | 167.8 | 7.4 | 0.98 | 16.1 | 735.6 | 0.08 | 168.3 | 38 | 206.4 | 402.5 | 7.7 | 0.78 | 47.5 | 2101.3 | 0.18 | 403 | 110.2 | 513.1 | 24.94 | 0 | 0.26 | 25.2 | 26.11 | 0 | 0.28 | 26.39 | 433925.3 | 116447.6 | 1539.2 | 4197.2 | 0 | 8374.7 | 56086.9 | 0 | 0 | 4736.9 | 122322.7 | 0 | 670.6 | 3315.4 | 29523 | 88396.1 | 3051.8 | 0 | 0 | 36471.4 | 73011.6 | 2227.6 | 2027.5 | 0 | 0 | 8315.2
3944 | 165 | Day165 | 7 | Hour7 | 6 | Summer | 2117 | #N/A | Summer | 452956.1 | 2024-06-14 07:00 | 443314.8 | 603.5 | 5042.4 | 3995.3 | 452956.1 | 428263.1 | 318155.6 | 0.034 | 0.0488 | 0.59 | 0.59 | 246.1 | 17.5 | 2.47 | 19.7 | 867.7 | 0.17 | 247.3 | 45.6 | 292.9 | 256.4 | 18.3 | 2.58 | 20.5 | 903.2 | 0.17 | 257.7 | 47.4 | 305.1 | 128.5 | 5.8 | 0.77 | 12.2 | 559 | 0.06 | 128.9 | 28.9 | 157.8 | 743.3 | 65.2 | 9.31 | 41.3 | 2264.7 | 0.36 | 747.8 | 108.9 | 856.7 | 25.25 | 0 | 0.27 | 25.52 | 26.54 | 0 | 0.29 | 26.83 | 452956.1 | 134800.5 | 563.1 | 4197.2 | 0 | 8374.7 | 57302.3 | 0 | 103.4 | 7295.9 | 124426.7 | 0 | 670.6 | 3315.4 | 27857.5 | 88396.1 | 3051.8 | 0 | 0 | 70462.2 | 54643.2 | 2295.9 | 4223.1 | 0 | 516.5 | 8315.2
3945 | 165 | Day165 | 8 | Hour8 | 6 | Summer | 2117 | #N/A | Summer | 477577.4 | 2024-06-14 08:00 | 470768.6 | 1380.7 | 1378.8 | 4049.3 | 477577.4 | 454325.1 | 309928 | 0.0349 | 0.0519 | 0.61 | 0.61 | 230.5 | 16.3 | 2.3 | 18.6 | 815 | 0.16 | 231.6 | 42.9 | 274.5 | 239.6 | 17 | 2.4 | 19.3 | 846.8 | 0.16 | 240.8 | 44.6 | 285.3 | 83.4 | 2.7 | 0.34 | 8.9 | 392.8 | 0.04 | 83.6 | 20.6 | 104.2 | 484.4 | 20 | 2.6 | 47.3 | 2187.6 | 0.22 | 485.7 | 112.6 | 598.3 | 24.68 | 0 | 0.27 | 24.95 | 26.06 | 0 | 0.29 | 26.35 | 477577.4 | 167649.4 | 0 | 4196.6 | 0 | 8374.7 | 56253.3 | 0 | 570.5 | 10205.2 | 123986.9 | 0 | 670.6 | 3315.4 | 21682.5 | 88396.1 | 3051.8 | 0 | 0 | 111270.4 | 43059.3 | 2544 | 6372.1 | 1006.5 | 78.5 | 8315.2
3946 | 165 | Day165 | 9 | Hour9 | 6 | Summer | 2117 | #N/A | Summer | 512300.2 | 2024-06-14 09:00 | 496952.6 | 6138.5 | 4151.1 | 5057.9 | 512300.2 | 479097.2 | 314498.3 | 0.0359 | 0.0548 | 0.63 | 0.62 | 224.9 | 16 | 2.26 | 17.9 | 792.4 | 0.15 | 226 | 41.5 | 267.5 | 236.6 | 16.9 | 2.38 | 18.8 | 832.5 | 0.16 | 237.7 | 43.6 | 281.4 | 66 | 1.9 | 0.24 | 7.3 | 318.2 | 0.03 | 66.2 | 16.8 | 82.9 | 828.4 | 91.8 | 13.33 | 28.8 | 1918.9 | 0.41 | 834.8 | 86 | 920.8 | 20.75 | 0 | 0.13 | 20.88 | 22.38 | 0 | 0.16 | 22.54 | 512300.2 | 197801.9 | 0.4 | 4181.2 | 0 | 8374.7 | 59495.9 | 0 | 863.8 | 17306.3 | 128870.2 | 0 | 670.6 | 3315.4 | 20146.5 | 86391.6 | 3051.8 | 0 | 0 | 133830.6 | 43186.9 | 2614.3 | 11809.7 | 1289.1 | 533.8 | 8315.2
3947 | 165 | Day165 | 10 | Hour10 | 6 | Summer | 2117 | #N/A | Summer | 538404 | 2024-06-14 10:00 | 523465.6 | 5460.1 | 4151.1 | 5327.1 | 538403.9 | 504103.3 | 329135.1 | 0.037 | 0.0578 | 0.62 | 0.61 | 233.5 | 17.1 | 2.42 | 18 | 808 | 0.15 | 234.7 | 42.1 | 276.8 | 245.9 | 18.1 | 2.55 | 18.9 | 850 | 0.16 | 247.2 | 44.3 | 291.4 | 65.3 | 1.7 | 0.2 | 7.4 | 322.8 | 0.03 | 65.4 | 17 | 82.4 | 774.5 | 30.4 | 5.99 | 101.4 | 1702.2 | 1.65 | 777 | 152.5 | 929.6 | 21.54 | 0 | 0.12 | 21.66 | 23.29 | 0 | 0.15 | 23.44 | 538404 | 209268.9 | 139.7 | 4181.2 | 0 | 8374.7 | 67642.2 | 0 | 949.9 | 19306.6 | 133990.2 | 0 | 670.6 | 3315.4 | 21201.4 | 86391.6 | 3228.1 | 0 | 0 | 141952.2 | 44427.3 | 2632.9 | 14454.4 | 875.7 | 244.9 | 8315.2
3948 | 165 | Day165 | 11 | Hour11 | 6 | Summer | 2117 | #N/A | Summer | 559773 | 2024-06-14 11:00 | 545921.2 | 4224.2 | 4147 | 5480.5 | 559773 | 525208.7 | 347923.2 | 0.0379 | 0.0604 | 0.6 | 0.6 | 246.2 | 18.3 | 2.59 | 18.6 | 841 | 0.16 | 247.5 | 43.7 | 291.2 | 259.3 | 19.3 | 2.73 | 19.6 | 885 | 0.17 | 260.6 | 46 | 306.6 | 59.8 | 1.5 | 0.17 | 6.7 | 300 | 0.03 | 59.9 | 15.7 | 75.6 | 820.2 | 88.8 | 12.87 | 32.1 | 1971.1 | 0.44 | 826.4 | 90.9 | 917.3 | 23.69 | 0 | 0.26 | 23.95 | 25.53 | 0 | 0.27 | 25.8 | 559773 | 211849.8 | 16.4 | 4181.2 | 0 | 8374.7 | 75314 | 0 | 969.8 | 19352.8 | 141878.2 | 0 | 670.6 | 3315.4 | 22516.8 | 87119.8 | 4323.1 | 213 | 0 | 142273.2 | 46772.5 | 2481.5 | 16333.6 | 438.7 | 554 | 8315.2
3949 | 165 | Day165 | 12 | Hour12 | 6 | Summer | 2117 | #N/A | Summer | 577911.6 | 2024-06-14 12:00 | 565034 | 3828.6 | 3408.2 | 5640.8 | 577911.6 | 543114.3 | 364240.6 | 0.0388 | 0.0626 | 0.59 | 0.59 | 254.9 | 18.9 | 2.68 | 19.2 | 870.9 | 0.17 | 256.2 | 45.2 | 301.4 | 268.2 | 19.9 | 2.82 | 20.2 | 916 | 0.17 | 269.6 | 47.5 | 317.1 | 59.8 | 1.6 | 0.18 | 6.7 | 298.3 | 0.03 | 59.9 | 15.6 | 75.4 | 577.1 | 32.7 | 4.46 | 48.6 | 2315.5 | 0.27 | 579.3 | 117.7 | 696.9 | 27.35 | 0 | 0.26 | 27.61 | 29.31 | 0 | 0.27 | 29.58 | 577911.6 | 213671 | 27.1 | 4230 | 0 | 8374.7 | 80515.1 | 0 | 979.3 | 19207.8 | 151201.4 | 0 | 942.3 | 3315.4 | 22516.8 | 88396.1 | 4508.5 | 213 | 0 | 141329.2 | 49631.8 | 2522.9 | 16403.3 | 826.5 | 28 | 8315.2
3950 | 165 | Day165 | 13 | Hour13 | 6 | Summer | 2117 | #N/A | Summer | 591951.6 | 2024-06-14 13:00 | 581643.6 | 1425.8 | 3408.2 | 5473.9 | 591951.6 | 558643.4 | 375616.9 | 0.0395 | 0.0645 | 0.58 | 0.58 | 261.2 | 19.4 | 2.75 | 19.6 | 892.1 | 0.17 | 262.5 | 46.2 | 308.7 | 274.1 | 20.4 | 2.89 | 20.5 | 936 | 0.18 | 275.5 | 48.5 | 324 | 57.6 | 1.7 | 0.21 | 6.3 | 277.2 | 0.03 | 57.7 | 14.6 | 72.3 | 916.6 | 89 | 12.81 | 43.4 | 2510 | 0.45 | 922.7 | 118.3 | 1041 | 28.03 | 0 | 0.25 | 28.28 | 30.05 | 0 | 0.27 | 30.32 | 591951.6 | 216334.6 | 282.6 | 4230 | 0 | 8374.7 | 84746.6 | 0 | 981.2 | 19455.5 | 158042.6 | 0 | 942.3 | 3315.4 | 22673.1 | 88396.1 | 4551.4 | 62 | 0 | 140269.8 | 53062.6 | 2565.6 | 15734.9 | 713.4 | 429.1 | 8315.2
3951 | 165 | Day165 | 14 | Hour14 | 6 | Summer | 2117 | #N/A | Summer | 603344.8 | 2024-06-14 14:00 | 593971.4 | 495.5 | 3379.4 | 5498.4 | 603344.8 | 570136.4 | 381356.9 | 0.0401 | 0.066 | 0.58 | 0.58 | 262.9 | 19.6 | 2.77 | 19.6 | 896.6 | 0.17 | 264.2 | 46.4 | 310.6 | 275.8 | 20.5 | 2.91 | 20.6 | 940.4 | 0.18 | 277.2 | 48.7 | 325.8 | 63.1 | 1.7 | 0.2 | 7.1 | 308.9 | 0.03 | 63.2 | 16.3 | 79.5 | 855.1 | 82.3 | 11.85 | 41.1 | 2363.2 | 0.42 | 860.8 | 111.7 | 972.5 | 28.2 | 0 | 0.25 | 28.45 | 30.28 | 0 | 0.26 | 30.55 | 603344.8 | 221987.9 | 110 | 4230 | 0 | 8374.7 | 86982.7 | 0 | 981 | 20265.5 | 161373 | 0 | 942.3 | 3315.4 | 22672 | 88396.1 | 4875.9 | 84.8 | 0 | 139593.4 | 58538 | 2610 | 15404.8 | 5455 | 1242.3 | 8315.2
3952 | 165 | Day165 | 15 | Hour15 | 6 | Summer | 2117 | #N/A | Summer | 612110.2 | 2024-06-14 15:00 | 603654.2 | 609.5 | 2338.3 | 5508.3 | 612110.3 | 579156.6 | 390892 | 0.0406 | 0.0671 | 0.57 | 0.57 | 267.9 | 19.9 | 2.82 | 20 | 913.6 | 0.17 | 269.3 | 47.2 | 316.5 | 281.2 | 20.9 | 2.96 | 21 | 959.3 | 0.18 | 282.6 | 49.6 | 332.2 | 70.2 | 2 | 0.24 | 7.8 | 339.5 | 0.04 | 70.4 | 17.9 | 88.3 | 962.6 | 99.3 | 14.4 | 40.7 | 2417.2 | 0.5 | 969.5 | 112.9 | 1082.4 | 28.79 | 0 | 0.24 | 29.03 | 30.94 | 0 | 0.26 | 31.2 | 612110.2 | 221218.3 | 110.1 | 4240.4 | 0 | 8374.7 | 89870.8 | 0 | 982.5 | 19293.9 | 166555.6 | 0 | 942.3 | 3315.4 | 22894.6 | 88396.1 | 5002 | 1190 | 0 | 136182.7 | 62534.6 | 2224.5 | 15517.5 | 8000.7 | 1520.9 | 8315.2
3953 | 165 | Day165 | 16 | Hour16 | 6 | Summer | 2117 | #N/A | Summer | 618257.4 | 2024-06-14 16:00 | 609714 | 1043.9 | 2113.1 | 5386.3 | 618257.4 | 584818.4 | 402691.7 | 0.0408 | 0.0678 | 0.57 | 0.56 | 269.5 | 20 | 2.83 | 20.1 | 920.5 | 0.17 | 270.8 | 47.6 | 318.4 | 285.3 | 21.1 | 2.99 | 21.4 | 975.3 | 0.18 | 286.7 | 50.5 | 337.2 | 87 | 3.2 | 0.41 | 9 | 396.7 | 0.05 | 87.2 | 20.9 | 108 | 924.3 | 48.6 | 8.43 | 102.7 | 2186 | 1.59 | 928.1 | 168.3 | 1096.4 | 29.26 | 0 | 0.24 | 29.51 | 31.47 | 0 | 0.26 | 31.73 | 618257.4 | 215565.6 | 517.7 | 4253 | 0 | 8374.7 | 90736.2 | 0 | 976.9 | 19256.9 | 169428.4 | 0 | 1240.1 | 3315.4 | 25446.8 | 88396.1 | 5225.5 | 5757.6 | 0 | 124460.8 | 68760.6 | 2110.5 | 14821.4 | 7280.6 | 1876.9 | 8315.2
3954 | 165 | Day165 | 17 | Hour17 | 6 | Summer | 2117 | #N/A | Summer | 615117.6 | 2024-06-14 17:00 | 608008.4 | 0 | 1553.2 | 5555.9 | 615117.6 | 583252.6 | 417470.2 | 0.0407 | 0.0675 | 0.56 | 0.55 | 279.8 | 20.9 | 2.97 | 20.7 | 948.8 | 0.18 | 281.3 | 49 | 330.3 | 298.2 | 22.2 | 3.15 | 22.2 | 1013.7 | 0.19 | 299.7 | 52.5 | 352.2 | 122.3 | 5.7 | 0.76 | 11.6 | 520.9 | 0.06 | 122.7 | 27.1 | 149.8 | 925.9 | 92.3 | 13.31 | 41.7 | 2461.3 | 0.46 | 932.3 | 115.2 | 1047.4 | 30.41 | 0 | 0.24 | 30.66 | 32.66 | 0 | 0.26 | 32.92 | 615117.6 | 197647.4 | 2409.2 | 4255.8 | 0 | 8374.7 | 94856.4 | 0 | 960.2 | 17171.2 | 171013.2 | 0 | 1536.7 | 3315.4 | 26304.6 | 88396.1 | 5683.1 | 11324.9 | 0 | 103769.9 | 73717.5 | 2028.7 | 12260.4 | 8759.4 | 2588.2 | 8315.2
3955 | 165 | Day165 | 18 | Hour18 | 6 | Summer | 2117 | #N/A | Summer | 601192.2 | 2024-06-14 18:00 | 596046.8 | 0 | 0 | 5145.4 | 601192.2 | 572105.7 | 432991 | 0.0402 | 0.0661 | 0.53 | 0.52 | 299.9 | 22.2 | 3.16 | 22.4 | 1015.2 | 0.19 | 301.4 | 52.7 | 354.1 | 319.3 | 23.6 | 3.35 | 24 | 1084.7 | 0.21 | 320.9 | 56.4 | 377.3 | 233.2 | 10.4 | 1.48 | 23.5 | 925.4 | 0.18 | 233.9 | 51.1 | 285 | 850 | 52.2 | 7.19 | 67.8 | 3288.3 | 0.4 | 853.5 | 165.9 | 1019.5 | 50.62 | 8.11 | 0.24 | 58.97 | 54.22 | 8.78 | 0.26 | 63.27 | 601192.2 | 168201.1 | 4003.1 | 4255.8 | 0 | 8374.7 | 97914.6 | 0 | 890.1 | 12300.9 | 173683 | 0 | 4795.6 | 3315.4 | 28471 | 88396.1 | 7715.2 | 12066.4 | 0 | 71569.3 | 81471 | 1969.7 | 10508.6 | 5350.3 | 1893.7 | 8315.2
3956 | 165 | Day165 | 19 | Hour19 | 6 | Summer | 2117 | #N/A | Summer | 580498.2 | 2024-06-14 19:00 | 575899.7 | 0 | 0 | 4598.5 | 580498.2 | 553280 | 438294.8 | 0.0393 | 0.0638 | 0.5 | 0.5 | 317.4 | 24 | 3.42 | 23.2 | 1061 | 0.2 | 319 | 54.9 | 373.9 | 335.4 | 25.3 | 3.6 | 24.7 | 1125.2 | 0.22 | 337.2 | 58.3 | 395.5 | 353.2 | 18.4 | 2.62 | 32.7 | 1350.1 | 0.25 | 354.5 | 73 | 427.5 | 1004.6 | 100.6 | 14.51 | 44.8 | 2656.1 | 0.5 | 1011.6 | 124.1 | 1135.7 | 32.71 | 1.33 | 0.25 | 34.28 | 34.94 | 1.43 | 0.26 | 36.64 | 580498.2 | 142203.4 | 2854.5 | 4257.5 | 0 | 8374.7 | 102804.4 | 0 | 706.7 | 7937.2 | 174690.4 | 0 | 2500.4 | 3315.4 | 34172.8 | 88396.1 | 7498 | 9430.5 | 0 | 41186.7 | 90285.1 | 2087.7 | 7863.8 | 4062.3 | 578.2 | 8315.2
3957 | 165 | Day165 | 20 | Hour20 | 6 | Summer | 2117 | #N/A | Summer | 566406.8 | 2024-06-14 20:00 | 560496.7 | 0 | 0 | 5910.1 | 566406.8 | 538846.4 | 441536.7 | 0.0386 | 0.0621 | 0.5 | 0.5 | 312.9 | 23.4 | 3.32 | 23.1 | 1060.8 | 0.2 | 314.5 | 54.8 | 369.3 | 328.4 | 24.5 | 3.47 | 24.4 | 1116.7 | 0.21 | 330.1 | 57.7 | 387.8 | 369.2 | 23.2 | 3.28 | 29.9 | 1341.6 | 0.22 | 370.8 | 69.9 | 440.7 | 752.1 | 52.3 | 7.32 | 54.4 | 2712.7 | 0.36 | 755.6 | 135.4 | 891 | 30.68 | 0 | 0.25 | 30.93 | 32.73 | 0 | 0.27 | 33 | 566406.8 | 124870.1 | 2383.5 | 4257.5 | 0 | 8374.7 | 97621.2 | 0 | 249.9 | 3919.1 | 175848.8 | 0 | 1959.4 | 3315.4 | 46974.5 | 88396.1 | 5880.2 | 6525.4 | 0 | 13012.3 | 105502.6 | 2186.1 | 2510.7 | 351.1 | 2193.8 | 8315.2
3958 | 165 | Day165 | 21 | Hour21 | 6 | Summer | 2117 | #N/A | Summer | 546168.4 | 2024-06-14 21:00 | 539747.4 | 0 | 0 | 6421 | 546168.4 | 519395.8 | 431008.6 | 0.0377 | 0.0597 | 0.51 | 0.5 | 306.3 | 22.4 | 3.17 | 23.1 | 1056 | 0.19 | 307.8 | 54.6 | 362.5 | 319.9 | 23.3 | 3.3 | 24.2 | 1105.2 | 0.2 | 321.5 | 57.2 | 378.7 | 419.5 | 26.7 | 3.72 | 32.9 | 1569.5 | 0.22 | 421.3 | 79.8 | 501.1 | 720.6 | 61.9 | 8.83 | 41.5 | 2225 | 0.35 | 724.8 | 107.9 | 832.7 | 30 | 0 | 0.26 | 30.26 | 31.93 | 0 | 0.28 | 32.2 | 546168.4 | 115159.7 | 5226.9 | 4257.5 | 0 | 8374.7 | 89525.3 | 0 | 0 | 216.5 | 172660.5 | 0 | 2740.4 | 3315.4 | 48283.2 | 88396.1 | 5080.3 | 3148.4 | 0 | 199.6 | 112627.9 | 2115.7 | 939.3 | 2238.1 | 4587.9 | 8315.2
3959 | 165 | Day165 | 22 | Hour22 | 6 | Summer | 2117 | #N/A | Summer | 511339.6 | 2024-06-14 22:00 | 504784.2 | 0 | 213 | 6342.5 | 511339.6 | 486421.6 | 394707.7 | 0.0364 | 0.056 | 0.54 | 0.54 | 279.3 | 20.1 | 2.83 | 21.7 | 974.5 | 0.18 | 280.7 | 50.8 | 331.4 | 291.8 | 20.9 | 2.95 | 22.7 | 1020.2 | 0.19 | 293.2 | 53.2 | 346.4 | 435.5 | 28.7 | 4.01 | 33.3 | 1607.3 | 0.22 | 437.5 | 81.3 | 518.7 | 861.5 | 87.9 | 12.7 | 37 | 2224.2 | 0.43 | 867.6 | 103.4 | 970.9 | 27.08 | 0 | 0.26 | 27.34 | 28.72 | 0 | 0.28 | 29 | 511339.6 | 116632 | 4799.2 | 4181.6 | 0 | 8373.7 | 74377.7 | 0 | 0 | 0.2 | 155930.3 | 0 | 471.3 | 3315.4 | 47731.5 | 87397.2 | 4589.5 | 3540.4 | 0 | 1.4 | 114437.9 | 2192.4 | 49.5 | 1553.2 | 3741.4 | 8315.2
3960 | 165 | Day165 | 23 | Hour23 | 6 | Summer | 2117 | #N/A | Summer | 473772.4 | 2024-06-14 23:00 | 467397.3 | 111.2 | 243.3 | 6020.7 | 473772.4 | 451000.7 | 360159.2 | 0.0351 | 0.052 | 0.57 | 0.57 | 254.3 | 17.9 | 2.52 | 20.3 | 902.6 | 0.17 | 255.5 | 47.3 | 302.8 | 265 | 18.6 | 2.62 | 21.3 | 942.7 | 0.18 | 266.3 | 49.4 | 315.7 | 456 | 30.8 | 4.33 | 34.2 | 1647.9 | 0.24 | 458.1 | 83.4 | 541.5 | 662.9 | 27.8 | 4.76 | 77.7 | 1969.6 | 1.01 | 665.1 | 136.7 | 801.7 | 25.28 | 0 | 0.26 | 25.54 | 26.71 | 0 | 0.28 | 26.99 | 473772.4 | 113613.3 | 3725.6 | 4092.7 | 0 | 8373.7 | 61101.1 | 0 | 0 | 0 | 138035.6 | 0 | 471.3 | 3315.4 | 47091.7 | 87397.2 | 3146.7 | 3408.2 | 0 | 0 | 111485.2 | 2128 | 0.1 | 1241.4 | 3279.4 | 8315.2
3961 | 166 | Day166 | 0 | Hour0 | 6 | Summer | 71 | 627847.2 | Summer | 443225.4 | 2024-06-15 | 434971.8 | 128.7 | 2411.6 | 5713.3 | 443225.4 | 420179.1 | 331921.7 | 0.034 | 0.0486 | 0.59 | 0.59 | 243.6 | 17.3 | 2.44 | 19.5 | 859 | 0.17 | 244.8 | 45.2 | 289.9 | 253.5 | 18 | 2.53 | 20.4 | 896.5 | 0.17 | 254.8 | 47.2 | 301.9 | 408.7 | 24.1 | 3.32 | 33.7 | 1601.2 | 0.2 | 410.3 | 81.5 | 491.8 | 422.6 | 17.7 | 2.31 | 41.2 | 1889.9 | 0.2 | 423.7 | 97.6 | 521.3 | 23.11 | 0 | 0.26 | 23.37 | 24.34 | 0 | 0.28 | 24.62 | 443225.4 | 111303.7 | 3088.6 | 4090.6 | 0 | 8373.7 | 55352.9 | 0 | 0 | 0 | 121311.9 | 0 | 471.3 | 3315.4 | 44026.7 | 87397.2 | 2940.3 | 1553.2 | 0 | 0 | 109158.7 | 2145 | 0 | 1850.1 | 524.6 | 8315.2
3962 | 166 | Day166 | 1 | Hour1 | 6 | Summer | 2117 | #N/A | Summer | 427020.7 | 2024-06-15 01:00 | 409673.3 | 142.4 | 11514.5 | 5690.5 | 427020.7 | 396098.8 | 318332.2 | 0.0331 | 0.0456 | 0.59 | 0.59 | 244.4 | 17.5 | 2.46 | 19.6 | 859.9 | 0.17 | 245.6 | 45.3 | 290.9 | 253.4 | 18.1 | 2.55 | 20.3 | 892.2 | 0.17 | 254.7 | 46.9 | 301.6 | 410.5 | 24.2 | 3.34 | 34 | 1604.2 | 0.21 | 412.2 | 81.8 | 494 | 558.9 | 46.1 | 6.54 | 34.8 | 1800.1 | 0.29 | 562.1 | 88.5 | 650.6 | 21.84 | 0 | 0.25 | 22.1 | 22.85 | 0 | 0.28 | 23.12 | 427020.7 | 108688.5 | 55 | 4048.5 | 0 | 8373.7 | 53827.2 | 0 | 0 | 0 | 116237.5 | 0 | 453.9 | 3315.4 | 41031 | 86782.6 | 2832.5 | 1374.6 | 0 | 0 | 106537 | 2151.5 | 0 | 0 | 44 | 8315.2
3963 | 166 | Day166 | 2 | Hour2 | 6 | Summer | 2117 | #N/A | Summer | 413813.9 | 2024-06-15 02:00 | 391811.6 | 2472.5 | 13932.5 | 5597.4 | 413813.9 | 379066.2 | 307449 | 0.0325 | 0.0435 | 0.59 | 0.59 | 249.2 | 17.9 | 2.53 | 19.9 | 872.9 | 0.17 | 250.4 | 45.9 | 296.3 | 258.7 | 18.6 | 2.63 | 20.6 | 905.7 | 0.18 | 259.9 | 47.6 | 307.5 | 382.1 | 20.8 | 2.83 | 33.4 | 1550.4 | 0.19 | 383.5 | 79.6 | 463.1 | 491.5 | 30.4 | 4.19 | 39.5 | 1902.1 | 0.24 | 493.5 | 96.2 | 589.7 | 19.81 | 0 | 0.27 | 20.07 | 20.64 | 0 | 0.27 | 20.91 | 413813.9 | 106364.9 | 10.6 | 4048.5 | 0 | 8373.7 | 53612.4 | 0 | 0 | 0 | 113430.7 | 0 | 407.6 | 3315.4 | 35483.5 | 85494.2 | 2832.5 | 439.7 | 0 | 0 | 104132.3 | 2232.5 | 0 | 0 | 20.2 | 8315.2
3964 | 166 | Day166 | 3 | Hour3 | 6 | Summer | 2117 | #N/A | Summer | 407165.2 | 2024-06-15 03:00 | 383504 | 3411.5 | 14496.2 | 5753.5 | 407165.2 | 371143.3 | 303222.8 | 0.0322 | 0.0424 | 0.58 | 0.58 | 252.4 | 18.2 | 2.57 | 20.1 | 882.7 | 0.17 | 253.6 | 46.4 | 300.1 | 262.4 | 18.9 | 2.67 | 20.8 | 916.2 | 0.18 | 263.7 | 48.2 | 311.8 | 380.1 | 20.4 | 2.79 | 33.4 | 1549.4 | 0.19 | 381.4 | 79.7 | 461.1 | 474.6 | 36.7 | 5.18 | 31.5 | 1604.8 | 0.24 | 477.1 | 79.4 | 556.5 | 19.7 | 0 | 0.27 | 19.97 | 20.49 | 0 | 0.27 | 20.76 | 407165.2 | 103942.4 | 0 | 4048.5 | 0 | 8373.7 | 53612.4 | 0 | 0 | 12.2 | 112582.1 | 0 | 407.6 | 3315.4 | 32822.4 | 85228.1 | 2832.5 | 0 | 0 | 26.3 | 101646.8 | 2257 | 0 | 0 | 0 | 8315.2
3965 | 166 | Day166 | 4 | Hour4 | 6 | Summer | 2117 | #N/A | Summer | 406710.1 | 2024-06-15 04:00 | 385223 | 2134.8 | 13656.8 | 5695.5 | 406710.1 | 372809.3 | 302790.6 | 0.0322 | 0.0425 | 0.58 | 0.58 | 253.7 | 18.2 | 2.57 | 20.3 | 889.8 | 0.18 | 255 | 46.8 | 301.8 | 264.2 | 19 | 2.68 | 21 | 925.5 | 0.18 | 265.5 | 48.7 | 314.1 | 391.1 | 21.7 | 2.97 | 33.8 | 1573.2 | 0.2 | 392.5 | 80.7 | 473.3 | 667.9 | 70.2 | 10.14 | 27.3 | 1671.4 | 0.34 | 672.7 | 77.2 | 749.9 | 19.73 | 0 | 0.27 | 20 | 20.53 | 0 | 0.27 | 20.8 | 406710.1 | 103919.5 | 1.5 | 4048.5 | 0 | 8373.7 | 53549.6 | 0 | 0 | 187.4 | 114030.7 | 0 | 407.6 | 3315.4 | 30585 | 85646 | 2832.5 | 0 | 0 | 1224.3 | 100328.6 | 2179.3 | 38.6 | 0 | 0 | 8315.2
3966 | 166 | Day166 | 5 | Hour5 | 6 | Summer | 2117 | #N/A | Summer | 417529.5 | 2024-06-15 05:00 | 397548 | 1684.1 | 12711.3 | 5586 | 417529.5 | 384611.9 | 302300.6 | 0.0325 | 0.0438 | 0.59 | 0.59 | 247.6 | 17.8 | 2.51 | 19.8 | 869 | 0.17 | 248.8 | 45.7 | 294.6 | 258.1 | 18.5 | 2.62 | 20.5 | 904.9 | 0.18 | 259.4 | 47.6 | 307 | 302.7 | 17.1 | 2.36 | 25.9 | 1203.6 | 0.16 | 303.9 | 61.8 | 365.7 | 461.5 | 35 | 4.92 | 31.3 | 1583.8 | 0.23 | 463.9 | 78.6 | 542.5 | 19.75 | 0 | 0.27 | 20.02 | 20.52 | 0 | 0.26 | 20.79 | 417529.5 | 115228.9 | 0 | 4048.5 | 0 | 8373.7 | 53554.6 | 0 | 0 | 502.5 | 114562.5 | 0 | 407.6 | 3315.4 | 29327.3 | 85878.4 | 2832.5 | 0 | 0 | 12016 | 100429.4 | 2281 | 777.1 | 0 | 312.2 | 8315.2
3967 | 166 | Day166 | 6 | Hour6 | 6 | Summer | 2117 | #N/A | Summer | 441403 | 2024-06-15 06:00 | 419075 | 3738 | 13047.1 | 5542.8 | 441402.9 | 405172.5 | 300565.2 | 0.0332 | 0.0462 | 0.62 | 0.62 | 233 | 17.1 | 2.41 | 18.4 | 806.3 | 0.16 | 234.1 | 42.4 | 276.5 | 243.3 | 17.9 | 2.53 | 19 | 840 | 0.17 | 244.5 | 44.1 | 288.6 | 154.2 | 6 | 0.78 | 15.6 | 693.5 | 0.08 | 154.6 | 36.3 | 190.9 | 591.9 | 44.1 | 6.2 | 40 | 2051.5 | 0.28 | 594.9 | 101.2 | 696.2 | 21.14 | 0 | 0.28 | 21.42 | 22.06 | 0 | 0.27 | 22.33 | 441403 | 140837.7 | 628.4 | 4077.2 | 0 | 8373.7 | 54844.7 | 0 | 0 | 6296.7 | 109301.3 | 0 | 407.6 | 3315.4 | 29387.2 | 87397.2 | 2832.5 | 0 | 0 | 37696.2 | 94457 | 2387.9 | 3071.6 | 0 | 3.1 | 8315.2
3968 | 166 | Day166 | 7 | Hour7 | 6 | Summer | 2117 | #N/A | Summer | 461481.8 | 2024-06-15 07:00 | 447413.4 | 784.4 | 8133.6 | 5150.5 | 461481.8 | 432155.2 | 302885.3 | 0.0341 | 0.0493 | 0.63 | 0.63 | 227.6 | 16.6 | 2.35 | 18 | 790.1 | 0.16 | 228.7 | 41.5 | 270.3 | 236.4 | 17.3 | 2.44 | 18.6 | 820.2 | 0.16 | 237.6 | 43.1 | 280.7 | 109.7 | 3.9 | 0.51 | 11.4 | 503.4 | 0.06 | 109.9 | 26.4 | 136.3 | 900.5 | 99.2 | 14.4 | 32.7 | 2106.7 | 0.46 | 907.4 | 95.6 | 1003 | 23.29 | 0 | 0.26 | 23.55 | 24.49 | 0 | 0.28 | 24.77 | 461481.8 | 158596.4 | 77.8 | 4147.9 | 0 | 8374.7 | 55765.4 | 0 | 97.1 | 9239.2 | 112794.1 | 0 | 409.8 | 3315.4 | 27257.1 | 87739.6 | 2832.5 | 170.9 | 0 | 69358.9 | 77475.5 | 2425.8 | 5672 | 0 | 0 | 8315.2
3969 | 166 | Day166 | 8 | Hour8 | 6 | Summer | 2117 | #N/A | Summer | 485063.4 | 2024-06-15 08:00 | 477172.8 | 1074.3 | 1589.2 | 5227.2 | 485063.4 | 460391.2 | 296128 | 0.0352 | 0.0526 | 0.65 | 0.65 | 207.2 | 14.5 | 2.04 | 17 | 738.1 | 0.15 | 208.2 | 39 | 247.2 | 215.7 | 15.1 | 2.13 | 17.7 | 768.6 | 0.15 | 216.8 | 40.7 | 257.4 | 72.8 | 2.5 | 0.33 | 7.7 | 333.7 | 0.04 | 73 | 17.6 | 90.6 | 450.8 | 23.6 | 3.18 | 40.4 | 1881 | 0.23 | 452.4 | 96.5 | 549 | 22.93 | 0 | 0.26 | 23.19 | 24.24 | 0 | 0.28 | 24.52 | 485063.4 | 188935.4 | 36.1 | 4178.9 | 0 | 8374.7 | 50515.6 | 0 | 553.2 | 11664.6 | 115629.4 | 0 | 412.4 | 3315.4 | 22463.4 | 88369.5 | 2832.5 | 0 | 0 | 105980.3 | 68141.9 | 2595.6 | 8179.3 | 0 | 0 | 8315.2
3970 | 166 | Day166 | 9 | Hour9 | 6 | Summer | 2117 | #N/A | Summer | 521469.5 | 2024-06-15 09:00 | 506506 | 4758.4 | 4364.1 | 5841 | 521469.5 | 488120.5 | 308354.6 | 0.0363 | 0.0559 | 0.65 | 0.64 | 209.9 | 14.8 | 2.08 | 16.9 | 745.8 | 0.14 | 210.9 | 39.2 | 250.1 | 221.1 | 15.6 | 2.19 | 17.8 | 784.8 | 0.15 | 222.1 | 41.2 | 263.4 | 64.1 | 1.8 | 0.22 | 7.2 | 306.5 | 0.04 | 64.2 | 16.3 | 80.5 | 328.1 | 7 | 0.74 | 38.4 | 1690.8 | 0.15 | 328.5 | 88.8 | 417.3 | 19.5 | 0 | 0.12 | 19.63 | 21.08 | 0 | 0.15 | 21.23 | 521469.5 | 213114.9 | 71.6 | 4179.9 | 0 | 8374.7 | 55523.9 | 0 | 856.1 | 18758.1 | 125827.8 | 0 | 412.4 | 3315.4 | 21925.6 | 85890.7 | 2832.5 | 0 | 0 | 123417.1 | 67353.2 | 2730.5 | 13199 | 0 | 365.9 | 8315.2
3971 | 166 | Day166 | 10 | Hour10 | 6 | Summer | 2117 | #N/A | Summer | 549381.2 | 2024-06-15 10:00 | 534453 | 4707.5 | 4360 | 5860.8 | 549381.2 | 514446.8 | 329157.5 | 0.0374 | 0.059 | 0.63 | 0.62 | 222.5 | 15.9 | 2.24 | 17.6 | 782.1 | 0.15 | 223.6 | 40.9 | 264.5 | 234.7 | 16.8 | 2.37 | 18.5 | 824.4 | 0.16 | 235.9 | 43.1 | 279 | 66.9 | 1.7 | 0.21 | 7.5 | 330.1 | 0.03 | 67 | 17.4 | 84.4 | 717.5 | 77.7 | 11.26 | 28.8 | 1724.9 | 0.4 | 722.9 | 80.3 | 803.1 | 22.32 | 0 | 0.26 | 22.58 | 24.06 | 0 | 0.27 | 24.33 | 549381.2 | 220223.8 | 159.1 | 4179.9 | 0 | 8374.7 | 63407.5 | 0 | 954.4 | 20194 | 136559.6 | 0 | 412.4 | 3315.4 | 22475.9 | 86948.6 | 3324.3 | 0 | 0 | 131632.8 | 64722.7 | 2719.7 | 15846.7 | 0 | 0 | 8315.2
3972 | 166 | Day166 | 11 | Hour11 | 6 | Summer | 2117 | #N/A | Summer | 571633.5 | 2024-06-15 11:00 | 558303.8 | 4064.8 | 3408.2 | 5856.7 | 571633.5 | 536828.4 | 348769.3 | 0.0385 | 0.0618 | 0.61 | 0.61 | 236.3 | 17.1 | 2.42 | 18.3 | 821.4 | 0.16 | 237.5 | 42.9 | 280.4 | 249 | 18 | 2.55 | 19.3 | 864.6 | 0.16 | 250.2 | 45.1 | 295.3 | 62.8 | 1.6 | 0.18 | 7.1 | 311.9 | 0.03 | 62.9 | 16.4 | 79.4 | 660 | 38.8 | 5.32 | 54 | 2616.1 | 0.3 | 662.6 | 132.1 | 794.7 | 26.18 | 0 | 0.26 | 26.44 | 28.01 | 0 | 0.27 | 28.28 | 571633.5 | 222864.2 | 153.1 | 4184.4 | 0 | 8374.7 | 71446.1 | 0 | 979.1 | 20881.9 | 145629.3 | 0 | 608.7 | 3315.4 | 22490.9 | 88396.1 | 4170.5 | 0 | 0 | 134231.4 | 63902.8 | 2868.9 | 17324 | 0 | 0 | 8315.2
3973 | 166 | Day166 | 12 | Hour12 | 6 | Summer | 2117 | #N/A | Summer | 589191.5 | 2024-06-15 12:00 | 578148.4 | 3676.1 | 1553.2 | 5813.9 | 589191.5 | 555395.8 | 367076 | 0.0393 | 0.0641 | 0.59 | 0.59 | 251 | 18.4 | 2.61 | 19.1 | 865.3 | 0.16 | 252.3 | 44.9 | 297.2 | 263.8 | 19.4 | 2.74 | 20 | 909.1 | 0.17 | 265.1 | 47.2 | 312.3 | 58.2 | 1.6 | 0.2 | 6.5 | 282 | 0.03 | 58.3 | 14.9 | 73.2 | 953.9 | 99 | 14.31 | 39.2 | 2422.8 | 0.47 | 960.8 | 111.5 | 1072.3 | 27.34 | 0 | 0.25 | 27.59 | 29.3 | 0 | 0.26 | 29.57 | 589191.5 | 222115.5 | 234.1 | 4233.2 | 0 | 8374.7 | 79769.8 | 0 | 984.9 | 20859.9 | 155523.3 | 0 | 620.5 | 3315.4 | 22438.3 | 88396.1 | 4170.5 | 0 | 0 | 135163.7 | 62164.6 | 2942.4 | 17931.5 | 172.4 | 5.8 | 8315.2
3974 | 166 | Day166 | 13 | Hour13 | 6 | Summer | 2117 | #N/A | Summer | 603089.8 | 2024-06-15 13:00 | 594627 | 1115.4 | 1587.6 | 5759.7 | 603089.8 | 570789.9 | 380433.7 | 0.0401 | 0.0659 | 0.58 | 0.58 | 262.6 | 19.6 | 2.78 | 19.6 | 894.9 | 0.17 | 263.9 | 46.3 | 310.2 | 275.2 | 20.5 | 2.91 | 20.5 | 937.8 | 0.18 | 276.6 | 48.5 | 325.1 | 64.4 | 1.8 | 0.22 | 7.1 | 311.8 | 0.03 | 64.5 | 16.4 | 80.9 | 621.7 | 45.8 | 6.44 | 42.5 | 2170.3 | 0.29 | 624.8 | 107.2 | 732 | 27.85 | 0 | 0.25 | 28.09 | 29.88 | 0 | 0.26 | 30.14 | 603089.8 | 222656.1 | 282.5 | 4233.2 | 0 | 8374.7 | 87214.2 | 0 | 984.2 | 21672.3 | 160359.6 | 0 | 1187.1 | 3315.4 | 22533.7 | 88396.1 | 4537.1 | 0 | 0 | 133976.1 | 63076.7 | 2946.7 | 17153.9 | 3427.8 | 309.9 | 8315.2
3975 | 166 | Day166 | 14 | Hour14 | 6 | Summer | 2117 | #N/A | Summer | 614866.8 | 2024-06-15 14:00 | 606386.6 | 1521.6 | 1587.6 | 5371 | 614866.8 | 581754.2 | 394019.4 | 0.0406 | 0.0673 | 0.57 | 0.57 | 271.1 | 20.5 | 2.9 | 19.9 | 916 | 0.17 | 272.5 | 47.2 | 319.7 | 284.9 | 21.5 | 3.05 | 20.9 | 962.8 | 0.18 | 286.3 | 49.6 | 336 | 69.4 | 2.2 | 0.28 | 7.5 | 327.9 | 0.04 | 69.5 | 17.2 | 86.8 | 941.8 | 93.1 | 13.49 | 43.9 | 2463.9 | 0.51 | 948.3 | 117.5 | 1065.8 | 28.47 | 0 | 0.25 | 28.72 | 30.59 | 0 | 0.26 | 30.85 | 614866.8 | 220847.4 | 118.8 | 4236.1 | 0 | 8374.7 | 93332.5 | 0 | 981.5 | 21930 | 164135.1 | 0 | 1628.9 | 3315.4 | 24507.5 | 88396.1 | 4798 | 1176.3 | 0 | 127287.9 | 67682.5 | 2965.5 | 17320.8 | 7250.4 | 1081.1 | 8315.2
3976 | 166 | Day166 | 15 | Hour15 | 6 | Summer | 2117 | #N/A | Summer | 622369 | 2024-06-15 15:00 | 615183.4 | 458.5 | 1374.6 | 5352.4 | 622369 | 589954.1 | 402589.3 | 0.041 | 0.0682 | 0.57 | 0.56 | 273.4 | 20.7 | 2.93 | 20 | 922.6 | 0.17 | 274.8 | 47.5 | 322.4 | 287.5 | 21.7 | 3.08 | 21.1 | 971 | 0.18 | 289 | 50.1 | 339 | 78.4 | 2.6 | 0.33 | 8.4 | 363.8 | 0.04 | 78.5 | 19.3 | 97.8 | 936.1 | 96.3 | 13.94 | 39.8 | 2370.2 | 0.48 | 942.8 | 110.5 | 1053.3 | 29.1 | 0 | 0.25 | 29.35 | 31.29 | 0 | 0.26 | 31.55 | 622369 | 219779.6 | 199 | 4257.5 | 0 | 8374.7 | 95358.6 | 0 | 981.3 | 21431.5 | 166481.6 | 0 | 1947.2 | 3315.4 | 26174.1 | 88396.1 | 5009 | 3076.2 | 0 | 124824.8 | 69663.1 | 2878.9 | 17050 | 6692 | 2823.2 | 8315.2
3977 | 166 | Day166 | 16 | Hour16 | 6 | Summer | 2117 | #N/A | Summer | 627847.2 | 2024-06-15 16:00 | 620663.1 | 232.8 | 1587.6 | 5363.7 | 627847.3 | 595066.3 | 412750.2 | 0.0412 | 0.0688 | 0.56 | 0.56 | 277.9 | 21.1 | 2.99 | 20.2 | 934.2 | 0.18 | 279.3 | 48.1 | 327.4 | 294 | 22.3 | 3.16 | 21.5 | 990.2 | 0.19 | 295.5 | 51.1 | 346.6 | 97.2 | 3.5 | 0.47 | 10.2 | 433.4 | 0.06 | 97.4 | 23.1 | 120.6 | 935 | 88.7 | 12.83 | 47 | 2558.8 | 0.51 | 941.1 | 123.4 | 1064.5 | 29.86 | 0 | 0.25 | 30.11 | 32.13 | 0 | 0.26 | 32.39 | 627847.2 | 215097.1 | 457.9 | 4257.5 | 0 | 8374.7 | 98147.6 | 0 | 975.7 | 21141.5 | 168760.2 | 0 | 1947.2 | 3315.4 | 26689 | 88396.1 | 5329.7 | 7074.9 | 0 | 115899.6 | 74380.4 | 2699.9 | 16798.3 | 6582.7 | 2539.6 | 8315.2
3978 | 166 | Day166 | 17 | Hour17 | 6 | Summer | 2117 | #N/A | Summer | 623106.3 | 2024-06-15 17:00 | 617353.2 | 104 | 239.7 | 5409.3 | 623106.3 | 592009.9 | 423158.7 | 0.041 | 0.0684 | 0.55 | 0.54 | 285.8 | 21.8 | 3.1 | 20.7 | 956.2 | 0.18 | 287.3 | 49.3 | 336.6 | 303.5 | 23 | 3.27 | 22.2 | 1019 | 0.19 | 305.1 | 52.6 | 357.7 | 124.1 | 5.5 | 0.75 | 12.2 | 523.6 | 0.07 | 124.4 | 27.8 | 152.2 | 1032.9 | 111.2 | 16.12 | 39 | 2484 | 0.52 | 1040.6 | 113.2 | 1153.8 | 30.26 | 0 | 0.25 | 30.5 | 32.53 | 0 | 0.26 | 32.79 | 623106.3 | 199947.6 | 2107.3 | 4257.5 | 0 | 8374.7 | 100642 | 0 | 950.9 | 18224.4 | 169926.2 | 0 | 1897.9 | 3315.4 | 26857.5 | 88396.1 | 5865.3 | 11518.9 | 0 | 95899.5 | 82336 | 2536.9 | 12877.3 | 7598.1 | 1796.8 | 8315.2
3979 | 166 | Day166 | 18 | Hour18 | 6 | Summer | 2117 | #N/A | Summer | 609810.3 | 2024-06-15 18:00 | 604407.1 | 195 | 0 | 5208.2 | 609810.3 | 579946.7 | 438533.2 | 0.0405 | 0.0669 | 0.53 | 0.52 | 299.5 | 22.6 | 3.22 | 21.9 | 1005 | 0.19 | 301.1 | 51.9 | 353 | 319.2 | 24 | 3.41 | 23.5 | 1075.4 | 0.2 | 320.8 | 55.6 | 376.5 | 228.2 | 10 | 1.38 | 22.5 | 951.3 | 0.15 | 228.8 | 50.9 | 279.8 | 738.4 | 42.6 | 5.86 | 61.6 | 2923 | 0.36 | 741.3 | 148.8 | 890.1 | 35.8 | 0 | 0.25 | 36.05 | 38.4 | 0 | 0.26 | 38.66 | 609810.3 | 171277.1 | 2908.2 | 4257.5 | 0 | 8374.7 | 101672.4 | 0 | 878.5 | 12087.8 | 175019.7 | 0 | 2218.4 | 3315.4 | 32643 | 88396.1 | 6778.3 | 12949.4 | 0 | 67073.1 | 88832.1 | 2405.7 | 10774 | 5174.1 | 2198.9 | 8315.2
3980 | 166 | Day166 | 19 | Hour19 | 6 | Summer | 2117 | #N/A | Summer | 589609.9 | 2024-06-15 19:00 | 585513 | 0 | 0 | 4096.8 | 589609.9 | 562307.6 | 447363.4 | 0.0396 | 0.0648 | 0.51 | 0.5 | 317 | 24.2 | 3.45 | 22.9 | 1055.5 | 0.2 | 318.7 | 54.4 | 373 | 336.8 | 25.6 | 3.64 | 24.5 | 1126.8 | 0.22 | 338.6 | 58.2 | 396.7 | 340.3 | 17.5 | 2.44 | 31.2 | 1348.7 | 0.21 | 341.4 | 71.4 | 412.9 | 514.9 | 21.6 | 2.82 | 50.2 | 2303.7 | 0.24 | 516.3 | 119 | 635.3 | 32.26 | 0 | 0.25 | 32.51 | 34.51 | 0 | 0.26 | 34.77 | 589609.9 | 142246.5 | 4272.1 | 4257.5 | 0 | 8374.7 | 105567.5 | 0 | 690 | 7692.2 | 175601.1 | 0 | 2044.2 | 3315.4 | 36876.6 | 88396.1 | 6867 | 11791.2 | 0 | 39313.2 | 92234.2 | 2316.9 | 7810.5 | 1633.6 | 817.8 | 8315.2
3981 | 166 | Day166 | 20 | Hour20 | 6 | Summer | 2117 | #N/A | Summer | 572691.4 | 2024-06-15 20:00 | 567632.1 | 0 | 0 | 5059.3 | 572691.4 | 545578 | 454483 | 0.0388 | 0.0628 | 0.49 | 0.49 | 320.9 | 24.1 | 3.42 | 23.6 | 1083.3 | 0.2 | 322.6 | 55.9 | 378.5 | 337.3 | 25.2 | 3.58 | 24.9 | 1142 | 0.21 | 339 | 59 | 398 | 342.5 | 19 | 2.66 | 29.9 | 1326.6 | 0.2 | 343.8 | 69.5 | 413.4 | 557.1 | 24.8 | 3.36 | 54 | 2370.1 | 0.31 | 558.7 | 124.7 | 683.4 | 31.58 | 0 | 0.25 | 31.83 | 33.7 | 0 | 0.27 | 33.97 | 572691.4 | 118208.4 | 4244 | 4257.5 | 0 | 8374.7 | 101388 | 0 | 238.8 | 3848.6 | 180348.4 | 0 | 1670.4 | 3315.4 | 48570.4 | 88396.1 | 6562.1 | 7355.9 | 0 | 12599.7 | 99265.3 | 2256.1 | 2461.7 | 346.8 | 2472.3 | 8315.2
3982 | 166 | Day166 | 21 | Hour21 | 6 | Summer | 2117 | #N/A | Summer | 553985.9 | 2024-06-15 21:00 | 548269.6 | 0 | 0 | 5716.2 | 553985.9 | 527401.7 | 451739.4 | 0.0381 | 0.0607 | 0.48 | 0.48 | 326.1 | 24.1 | 3.41 | 24.4 | 1113.2 | 0.21 | 327.8 | 57.6 | 385.4 | 341 | 25.1 | 3.56 | 25.6 | 1166 | 0.22 | 342.7 | 60.4 | 403.1 | 377.6 | 22.1 | 3.08 | 31.5 | 1458.7 | 0.2 | 379.1 | 75.1 | 454.2 | 1028.6 | 104.8 | 15.23 | 45.2 | 2583.3 | 0.57 | 1035.9 | 122.4 | 1158.3 | 30.98 | 0 | 0.26 | 31.24 | 32.99 | 0 | 0.27 | 33.27 | 553985.9 | 102246.4 | 5682.8 | 4257.5 | 0 | 8374.7 | 97467.1 | 0 | 0 | 225.5 | 180461.2 | 0 | 3370.4 | 3315.4 | 50064.7 | 88396.1 | 6553.1 | 3796.3 | 0 | 286.1 | 99464.6 | 2270.3 | 937.1 | 1553.2 | 3761.3 | 8315.2
3983 | 166 | Day166 | 22 | Hour22 | 6 | Summer | 2117 | #N/A | Summer | 518606.4 | 2024-06-15 22:00 | 512722.5 | 0 | 0 | 5884 | 518606.5 | 493908.1 | 415387.9 | 0.0367 | 0.0569 | 0.51 | 0.51 | 302.8 | 22 | 3.12 | 23.2 | 1045.2 | 0.2 | 304.3 | 54.4 | 358.6 | 315.8 | 22.9 | 3.24 | 24.2 | 1092.1 | 0.21 | 317.4 | 56.8 | 374.2 | 440 | 28.2 | 3.93 | 34.3 | 1645 | 0.22 | 441.9 | 83.4 | 525.3 | 672.6 | 46.3 | 6.47 | 49.2 | 2441.1 | 0.32 | 675.7 | 122 | 797.7 | 28.91 | 0 | 0.26 | 29.17 | 30.66 | 0 | 0.28 | 30.94 | 518606.4 | 103218.5 | 4109.5 | 4247.1 | 0 | 8374.7 | 83088.4 | 0 | 0 | 0.1 | 165450.2 | 0 | 771.5 | 3315.4 | 48608 | 88396.1 | 5604.6 | 3422.5 | 0 | 0.5 | 100841.8 | 2376.2 | 55.1 | 1553.2 | 3529.8 | 8315.2
3984 | 166 | Day166 | 23 | Hour23 | 6 | Summer | 2117 | #N/A | Summer | 481354.9 | 2024-06-15 23:00 | 475953.4 | 0 | 0 | 5401.5 | 481354.9 | 459115 | 382257.4 | 0.0354 | 0.053 | 0.54 | 0.53 | 277.9 | 19.7 | 2.78 | 22 | 979 | 0.18 | 279.2 | 51.2 | 330.4 | 289.5 | 20.5 | 2.89 | 22.9 | 1021.8 | 0.19 | 290.9 | 53.4 | 344.4 | 473.2 | 32 | 4.5 | 35.4 | 1706.4 | 0.25 | 475.4 | 86.3 | 561.7 | 757.7 | 39.9 | 6.43 | 78.5 | 2220.5 | 1 | 760.7 | 145 | 905.7 | 27.45 | 0 | 0.26 | 27.71 | 29 | 0 | 0.28 | 29.27 | 481354.9 | 99097.5 | 4080.1 | 4198.3 | 0 | 8374.7 | 68328 | 0 | 0 | 0 | 149536.4 | 0 | 650.7 | 3315.4 | 48110.9 | 88396.1 | 4117.2 | 3149.6 | 0 | 0 | 96616.8 | 2480.7 | 0 | 1895.5 | 3124.5 | 8315.2
3985 | 167 | Day167 | 0 | Hour0 | 6 | Summer | 69 | 629473 | Summer | 448441.4 | 2024-06-16 | 442710.4 | 110 | 453.5 | 5167.5 | 448441.5 | 427551.2 | 355211.7 | 0.0342 | 0.0494 | 0.55 | 0.55 | 267.8 | 18.8 | 2.65 | 21.5 | 948.4 | 0.18 | 269.1 | 49.9 | 318.9 | 278 | 19.5 | 2.75 | 22.4 | 985.8 | 0.19 | 279.4 | 51.8 | 331.2 | 454 | 28.5 | 3.95 | 35.8 | 1723.7 | 0.22 | 455.9 | 87.3 | 543.2 | 810.2 | 71.1 | 10.16 | 45.3 | 2458.6 | 0.4 | 815.1 | 118.6 | 933.8 | 25.87 | 0 | 0.26 | 26.13 | 27.22 | 0 | 0.28 | 27.49 | 448441.4 | 93229.8 | 1230.8 | 4198.3 | 0 | 8374.7 | 60410.9 | 0 | 0 | 0 | 136038.2 | 0 | 533.8 | 3315.4 | 47005.9 | 88396.1 | 3877 | 1830.5 | 0 | 0 | 90728.7 | 2501.1 | 0 | 214.4 | 1860.2 | 8315.2
3986 | 167 | Day167 | 1 | Hour1 | 6 | Summer | 2117 | #N/A | Summer | 426660.4 | 2024-06-16 01:00 | 415131.8 | 130.5 | 6566.6 | 4831.6 | 426660.5 | 401311.8 | 338059.9 | 0.0333 | 0.0462 | 0.56 | 0.56 | 268.2 | 19.1 | 2.7 | 21.4 | 940.5 | 0.18 | 269.5 | 49.5 | 319 | 278.8 | 19.9 | 2.81 | 22.2 | 977.6 | 0.19 | 280.2 | 51.4 | 331.6 | 424.2 | 23 | 3.15 | 36.8 | 1719.6 | 0.21 | 425.8 | 88.1 | 513.9 | 828.4 | 81.8 | 11.8 | 38 | 2224.1 | 0.41 | 834.1 | 104.3 | 938.4 | 24.83 | 0 | 0.26 | 25.09 | 26.04 | 0 | 0.27 | 26.31 | 426660.4 | 88600.6 | 160.4 | 4198.3 | 0 | 8374.7 | 58775.5 | 0 | 0 | 0 | 125784.7 | 0 | 533.8 | 3315.4 | 43429.9 | 88396.1 | 3716.4 | 1374.6 | 0 | 0 | 86067.5 | 2533.1 | 0 | 0 | 99.7 | 8315.2
3987 | 167 | Day167 | 2 | Hour2 | 6 | Summer | 2117 | #N/A | Summer | 413485.2 | 2024-06-16 02:00 | 395747.2 | 1113.1 | 11718.1 | 4906.8 | 413485.2 | 382832.6 | 328060.9 | 0.0326 | 0.0439 | 0.55 | 0.55 | 271.7 | 19.5 | 2.75 | 21.7 | 950.3 | 0.19 | 273.1 | 50 | 323.1 | 282.2 | 20.2 | 2.86 | 22.4 | 986.2 | 0.19 | 283.6 | 51.9 | 335.5 | 402.6 | 20.5 | 2.79 | 36.3 | 1671 | 0.2 | 404 | 86.1 | 490.1 | 761 | 69.5 | 9.96 | 40 | 2222.4 | 0.37 | 765.8 | 106.4 | 872.1 | 23.47 | 0 | 0.25 | 23.72 | 24.52 | 0 | 0.27 | 24.79 | 413485.2 | 85424.3 | 0 | 4198.3 | 0 | 8374.7 | 58127.4 | 0 | 0 | 0 | 122313.6 | 0 | 533.8 | 3315.4 | 37993 | 88396.1 | 3624.4 | 1184.2 | 0 | 0 | 82924.2 | 2500.1 | 0 | 0 | 0 | 8315.2
3988 | 167 | Day167 | 3 | Hour3 | 6 | Summer | 2117 | #N/A | Summer | 405970.2 | 2024-06-16 03:00 | 386235.4 | 2253.8 | 12835.1 | 4646 | 405970.2 | 373760.1 | 322282.5 | 0.0323 | 0.0427 | 0.55 | 0.54 | 276.4 | 19.9 | 2.81 | 22 | 965.5 | 0.19 | 277.8 | 50.8 | 328.6 | 287.3 | 20.7 | 2.92 | 22.7 | 1002.2 | 0.2 | 288.7 | 52.7 | 341.4 | 414.8 | 21.6 | 2.94 | 37 | 1708 | 0.21 | 416.3 | 88 | 504.3 | 812.3 | 85.2 | 12.33 | 33.7 | 2026.3 | 0.43 | 818.2 | 94.2 | 912.4 | 23.35 | 0 | 0.25 | 23.6 | 24.4 | 0 | 0.27 | 24.67 | 405970.2 | 83687.8 | 0 | 4198.3 | 0 | 8374.7 | 58236.6 | 0 | 0 | 15.7 | 121776.2 | 0 | 533.8 | 3315.4 | 34585.3 | 87688.1 | 3574 | 0 | 0 | 34.3 | 81130.8 | 2506.9 | 0 | 0 | 0 | 8315.2
3989 | 167 | Day167 | 4 | Hour4 | 6 | Summer | 2117 | #N/A | Summer | 404911 | 2024-06-16 04:00 | 386465.8 | 2075.4 | 11557.1 | 4812.6 | 404910.9 | 373999.2 | 321883.6 | 0.0323 | 0.0426 | 0.54 | 0.54 | 277.7 | 20 | 2.82 | 22.1 | 971 | 0.19 | 279 | 51 | 330.1 | 289.8 | 20.9 | 2.95 | 22.9 | 1011.2 | 0.2 | 291.3 | 53.1 | 344.3 | 418.2 | 22.2 | 3.03 | 36.9 | 1707.1 | 0.21 | 419.7 | 87.9 | 507.6 | 770.9 | 78.9 | 11.39 | 33.7 | 1996.7 | 0.4 | 776.4 | 93.3 | 869.7 | 23.32 | 0 | 0.27 | 23.59 | 24.36 | 0 | 0.27 | 24.63 | 404911 | 83027.3 | 0 | 4198.3 | 0 | 8374.7 | 58398.3 | 0 | 0 | 277.4 | 122634.6 | 0 | 445.8 | 3315.4 | 33100.5 | 88047.4 | 3368.6 | 0 | 0 | 1713.3 | 78372.8 | 2663.8 | 49.8 | 0 | 5 | 8315.2
3990 | 167 | Day167 | 5 | Hour5 | 6 | Summer | 2117 | #N/A | Summer | 415242.2 | 2024-06-16 05:00 | 397215 | 3444.3 | 10465.5 | 4117.4 | 415242.2 | 384297 | 324048.6 | 0.0325 | 0.0437 | 0.55 | 0.54 | 274.1 | 19.7 | 2.79 | 21.7 | 957.9 | 0.19 | 275.5 | 50.3 | 325.8 | 288.4 | 20.9 | 2.95 | 22.6 | 1003.2 | 0.2 | 289.8 | 52.6 | 342.4 | 303.1 | 14.9 | 2.01 | 27.8 | 1272.8 | 0.15 | 304.1 | 65.8 | 369.9 | 1049.9 | 117 | 16.99 | 35.9 | 2411.7 | 0.52 | 1058 | 107.9 | 1165.9 | 23.59 | 0 | 0.28 | 23.87 | 24.62 | 0 | 0.26 | 24.88 | 415242.2 | 91193.6 | 544.4 | 4198.3 | 0 | 8374.7 | 59267.6 | 0 | 0 | 804.3 | 124142 | 0 | 374.7 | 3315.4 | 32066.7 | 88396.1 | 3368.6 | 0 | 0 | 17439 | 70387.4 | 2562.9 | 1083 | 0 | 0 | 8315.2
3991 | 167 | Day167 | 6 | Hour6 | 6 | Summer | 2117 | #N/A | Summer | 435616.2 | 2024-06-16 06:00 | 416879.8 | 4116 | 11161.1 | 3459.5 | 435616.3 | 403085.1 | 322524.1 | 0.0331 | 0.0459 | 0.57 | 0.57 | 262.1 | 19.1 | 2.7 | 20.5 | 907.6 | 0.18 | 263.4 | 47.6 | 311 | 276.8 | 20.3 | 2.87 | 21.5 | 955 | 0.19 | 278.2 | 50 | 328.2 | 170.5 | 6.1 | 0.79 | 17.7 | 780.5 | 0.09 | 170.9 | 41 | 211.9 | 904.6 | 95.1 | 13.75 | 36.1 | 2259.5 | 0.44 | 911.2 | 103.5 | 1014.7 | 23.4 | 0 | 0.25 | 23.65 | 24.6 | 0 | 0.23 | 24.83 | 435616.2 | 113092.1 | 1539.2 | 4198.3 | 0 | 8374.7 | 60597 | 0 | 0 | 8471.7 | 121212.4 | 0 | 374.7 | 3315.4 | 32056.1 | 87487.7 | 3368.6 | 0 | 0 | 43595.9 | 58383.6 | 2640.9 | 4928.3 | 0 | 358.1 | 8315.2
3992 | 167 | Day167 | 7 | Hour7 | 6 | Summer | 2117 | #N/A | Summer | 459767.3 | 2024-06-16 07:00 | 445401.7 | 2123.4 | 8793.2 | 3449.1 | 459767.3 | 430254.4 | 329398.2 | 0.034 | 0.049 | 0.58 | 0.57 | 262.3 | 19.4 | 2.75 | 20.2 | 901 | 0.18 | 263.7 | 47.1 | 310.8 | 275.2 | 20.4 | 2.9 | 21 | 941.7 | 0.18 | 276.6 | 49.2 | 325.8 | 120.9 | 5 | 0.67 | 12 | 530.4 | 0.07 | 121.2 | 27.9 | 149.1 | 688.4 | 57.7 | 8.2 | 40.8 | 2184.3 | 0.33 | 692.3 | 106 | 798.3 | 24.23 | 0 | 0.27 | 24.5 | 25.49 | 0 | 0.28 | 25.77 | 459767.3 | 130369.1 | 0 | 4198.3 | 0 | 8374.7 | 65202.1 | 0 | 84.2 | 11103.4 | 125458.4 | 0 | 374.7 | 3315.4 | 30670.7 | 88396.1 | 3407.7 | 0 | 0 | 77693.7 | 38952.9 | 2534.8 | 7565.1 | 0 | 327.9 | 8315.2
3993 | 167 | Day167 | 8 | Hour8 | 6 | Summer | 2117 | #N/A | Summer | 483278 | 2024-06-16 08:00 | 476218.9 | 1590.7 | 1741.6 | 3726.8 | 483277.9 | 459507.4 | 321304.3 | 0.0351 | 0.0524 | 0.6 | 0.6 | 247 | 18.1 | 2.56 | 19.2 | 853.3 | 0.17 | 248.2 | 44.6 | 292.8 | 257.3 | 18.9 | 2.67 | 19.9 | 887.7 | 0.17 | 258.6 | 46.4 | 305 | 79.6 | 2.5 | 0.32 | 8.7 | 370.4 | 0.05 | 79.7 | 19.7 | 99.5 | 945.7 | 98.7 | 14.27 | 38.3 | 2383.3 | 0.46 | 952.5 | 109.5 | 1062 | 24 | 0 | 0.26 | 24.26 | 25.39 | 0 | 0.28 | 25.67 | 483278 | 161973.7 | 0 | 4198.3 | 0 | 8374.7 | 63806.5 | 0 | 523.4 | 13652.7 | 126171.3 | 0 | 374.7 | 3315.4 | 23259.5 | 88396.1 | 3407.7 | 0 | 0 | 113268.6 | 31924.5 | 2604.5 | 9905.8 | 0 | 109.2 | 8315.2
3994 | 167 | Day167 | 9 | Hour9 | 6 | Summer | 2117 | #N/A | Summer | 519916 | 2024-06-16 09:00 | 506362.6 | 4966.2 | 3948.1 | 4639.1 | 519916 | 488016.3 | 331859.7 | 0.0362 | 0.0558 | 0.61 | 0.6 | 243.2 | 18 | 2.55 | 18.6 | 835.5 | 0.16 | 244.5 | 43.5 | 288 | 256.2 | 19 | 2.69 | 19.5 | 878.4 | 0.17 | 257.5 | 45.8 | 303.2 | 73.8 | 2.2 | 0.28 | 8.2 | 345.5 | 0.04 | 73.9 | 18.5 | 92.4 | 775 | 59.6 | 9.04 | 58.1 | 2065.4 | 0.76 | 779.3 | 119.9 | 899.1 | 23.51 | 0 | 0.27 | 23.78 | 25.03 | 0 | 0.28 | 25.31 | 519916 | 188056.3 | 0 | 4198.3 | 0 | 8374.7 | 68574.3 | 0 | 829.2 | 20065 | 131914.7 | 0 | 374.7 | 3315.4 | 23303.6 | 88396.1 | 3407.7 | 0 | 0 | 133439.4 | 30891.6 | 2831.1 | 15304.4 | 518.9 | 0 | 8315.2
3995 | 167 | Day167 | 10 | Hour10 | 6 | Summer | 2117 | #N/A | Summer | 548099.6 | 2024-06-16 10:00 | 534992 | 4678.4 | 3688.6 | 4740.6 | 548099.6 | 514998.4 | 353479 | 0.0374 | 0.0589 | 0.59 | 0.58 | 258.5 | 19.5 | 2.77 | 19.3 | 872.1 | 0.17 | 259.8 | 45.3 | 305.1 | 272.5 | 20.6 | 2.93 | 20.2 | 917.7 | 0.18 | 273.9 | 47.6 | 321.5 | 61.7 | 1.6 | 0.19 | 6.9 | 304.2 | 0.03 | 61.8 | 16 | 77.7 | 574.6 | 10.8 | 1.08 | 67.9 | 3004.7 | 0.25 | 575.3 | 157.5 | 732.7 | 25.74 | 0 | 0.26 | 26.01 | 27.49 | 0 | 0.28 | 27.76 | 548099.6 | 194620.6 | 94.3 | 4198.3 | 0 | 8374.7 | 78989.2 | 0 | 940.4 | 20842.4 | 140912.4 | 0 | 374.7 | 3315.4 | 24272.1 | 88396.1 | 4551.7 | 0 | 0 | 142047.3 | 27821.6 | 2969 | 17138.7 | 1153.2 | 239.4 | 8315.2
3996 | 167 | Day167 | 11 | Hour11 | 6 | Summer | 2117 | #N/A | Summer | 570785.6 | 2024-06-16 11:00 | 558766 | 3936.3 | 3408.2 | 4675 | 570785.6 | 537331.5 | 374730.9 | 0.0384 | 0.0616 | 0.57 | 0.57 | 270.3 | 20.3 | 2.88 | 20 | 915.1 | 0.17 | 271.7 | 47.4 | 319.1 | 284.8 | 21.5 | 3.04 | 21.1 | 962.6 | 0.18 | 286.3 | 49.8 | 336.1 | 60.4 | 1.6 | 0.19 | 6.8 | 298.5 | 0.03 | 60.5 | 15.7 | 76.2 | 553.9 | 29.9 | 4.04 | 47.8 | 2281 | 0.25 | 555.9 | 115.9 | 671.8 | 27.54 | 0 | 0.26 | 27.8 | 29.45 | 0 | 0.27 | 29.72 | 570785.6 | 196054.6 | 167.8 | 4198.3 | 0 | 8374.7 | 85502.3 | 0 | 974.6 | 21259.6 | 154452.5 | 0 | 582.9 | 3315.4 | 24782.2 | 88396.1 | 4745.7 | 213 | 0 | 142835.8 | 27959.5 | 3025.2 | 17863.2 | 1622.6 | 62.4 | 8315.2
3997 | 167 | Day167 | 12 | Hour12 | 6 | Summer | 2117 | #N/A | Summer | 588207.3 | 2024-06-16 12:00 | 578539.8 | 3518.1 | 1553.2 | 4596.1 | 588207.3 | 555852.2 | 390317.7 | 0.0392 | 0.0638 | 0.56 | 0.55 | 280.2 | 21.2 | 3.01 | 20.5 | 943.7 | 0.18 | 281.6 | 48.7 | 330.3 | 295.2 | 22.4 | 3.18 | 21.6 | 992.7 | 0.19 | 296.7 | 51.2 | 347.9 | 64.6 | 1.9 | 0.23 | 7.1 | 310.1 | 0.03 | 64.7 | 16.4 | 81.1 | 600.2 | 37.4 | 5.17 | 47.2 | 2311 | 0.28 | 602.8 | 116.2 | 718.9 | 28.77 | 0 | 0.25 | 29.02 | 30.83 | 0 | 0.27 | 31.1 | 588207.3 | 197889.6 | 110.5 | 4247.1 | 0 | 8374.7 | 92155 | 0 | 978.9 | 21532.4 | 162185.6 | 0 | 582.9 | 3315.4 | 25182.2 | 88396.1 | 4951.5 | 816.7 | 0 | 143828.4 | 28580.6 | 2969.3 | 18297 | 3717.5 | 194.7 | 8315.2
3998 | 167 | Day167 | 13 | Hour13 | 6 | Summer | 2117 | #N/A | Summer | 604475.8 | 2024-06-16 13:00 | 596330.9 | 1849 | 1553.2 | 4742.7 | 604475.7 | 572475.3 | 401679.9 | 0.04 | 0.0658 | 0.55 | 0.55 | 284.5 | 21.6 | 3.07 | 20.7 | 957.4 | 0.18 | 286 | 49.3 | 335.3 | 299.2 | 22.8 | 3.23 | 21.8 | 1005.6 | 0.19 | 300.7 | 51.8 | 352.5 | 67.2 | 2.1 | 0.28 | 7.4 | 307.7 | 0.04 | 67.4 | 16.6 | 83.9 | 551.2 | 31.6 | 4.32 | 45.9 | 2209.2 | 0.25 | 553.4 | 111.8 | 665.1 | 29.63 | 0 | 0.25 | 29.88 | 31.8 | 0 | 0.27 | 32.06 | 604475.8 | 202795.8 | 204.3 | 4247.1 | 0 | 8374.7 | 96625.9 | 0 | 979.5 | 22460.2 | 168495.5 | 0 | 582.9 | 3315.4 | 25578.9 | 88396.1 | 4951.5 | 907.5 | 0 | 144370 | 32096.6 | 2889.6 | 17729 | 10238.2 | 1333.6 | 8315.2
3999 | 167 | Day167 | 14 | Hour14 | 6 | Summer | 2117 | #N/A | Summer | 615861.2 | 2024-06-16 14:00 | 608680 | 869.3 | 1553.2 | 4758.8 | 615861.2 | 583986.2 | 412191.5 | 0.0406 | 0.0672 | 0.55 | 0.55 | 285.8 | 21.6 | 3.06 | 20.9 | 965.2 | 0.18 | 287.3 | 49.7 | 337 | 301.3 | 22.8 | 3.23 | 22 | 1016.5 | 0.19 | 302.9 | 52.3 | 355.2 | 67.3 | 2.3 | 0.3 | 7.3 | 303.1 | 0.04 | 67.5 | 16.3 | 83.8 | 828.2 | 64.3 | 9.08 | 53.7 | 2788.9 | 0.39 | 832.6 | 136.9 | 969.5 | 30.19 | 0 | 0.25 | 30.44 | 32.44 | 0 | 0.26 | 32.7 | 615861.2 | 203669.7 | 110 | 4247.1 | 0 | 8374.7 | 98329.8 | 0 | 977.9 | 22572.9 | 173564 | 0 | 956.1 | 3315.4 | 27474.4 | 88396.1 | 4951.5 | 2472.3 | 0 | 142506.1 | 34863.6 | 2749.1 | 17874 | 9898.1 | 1504.9 | 8315.2
4000 | 167 | Day167 | 15 | Hour15 | 6 | Summer | 2117 | #N/A | Summer | 624463.2 | 2024-06-16 15:00 | 617596 | 611.4 | 1553.2 | 4702.7 | 624463.2 | 592276.5 | 422563.5 | 0.041 | 0.0683 | 0.55 | 0.54 | 285.5 | 21.5 | 3.05 | 20.9 | 965.5 | 0.18 | 286.9 | 49.7 | 336.7 | 303.4 | 22.8 | 3.24 | 22.3 | 1026.4 | 0.19 | 304.9 | 52.9 | 357.8 | 82.1 | 3.1 | 0.41 | 8.5 | 365.9 | 0.05 | 82.3 | 19.5 | 101.8 | 1001.8 | 103.7 | 15.09 | 42.6 | 2458 | 0.56 | 1009 | 116 | 1125.1 | 30.78 | 0 | 0.25 | 31.03 | 33.11 | 0 | 0.26 | 33.37 | 624463.2 | 201899.7 | 270.3 | 4257.5 | 0 | 8374.7 | 98889.8 | 0 | 980.8 | 21808.9 | 175410.2 | 0 | 1644.3 | 3315.4 | 28908.9 | 88396.1 | 5364.9 | 7731.2 | 0 | 138998.4 | 37443.9 | 2667.7 | 17522.8 | 10521.9 | 1779.7 | 8315.2
4001 | 167 | Day167 | 16 | Hour16 | 6 | Summer | 2117 | #N/A | Summer | 629473 | 2024-06-16 16:00 | 622821.4 | 525.1 | 1553.2 | 4573.3 | 629473 | 597132.6 | 432077.5 | 0.0412 | 0.0689 | 0.55 | 0.54 | 290.1 | 21.9 | 3.11 | 21.2 | 976.4 | 0.18 | 291.6 | 50.3 | 342 | 308.6 | 23.3 | 3.3 | 22.6 | 1040.3 | 0.2 | 310.2 | 53.7 | 363.8 | 87.7 | 3.2 | 0.43 | 9.1 | 394.4 | 0.05 | 87.9 | 20.9 | 108.7 | 867.3 | 67.9 | 10.21 | 63 | 2352.3 | 0.8 | 872.2 | 133.3 | 1005.5 | 31.13 | 0 | 0.25 | 31.38 | 33.5 | 0 | 0.27 | 33.77 | 629473 | 197395.4 | 313.3 | 4257.5 | 0 | 8374.7 | 101752.3 | 0 | 971.8 | 21385.7 | 176003.6 | 0 | 2418.6 | 3315.4 | 31007.2 | 88396.1 | 5986.4 | 10252.4 | 0 | 129918.9 | 42560.9 | 2558.1 | 16908 | 10108.4 | 1276.1 | 8315.2
4002 | 167 | Day167 | 17 | Hour17 | 6 | Summer | 2117 | #N/A | Summer | 623718.5 | 2024-06-16 17:00 | 618857.5 | 0 | 700.8 | 4160.3 | 623718.5 | 593437.6 | 445371.4 | 0.0411 | 0.0685 | 0.53 | 0.52 | 301 | 22.5 | 3.19 | 22.2 | 1015.7 | 0.19 | 302.5 | 52.6 | 355.1 | 321.4 | 23.9 | 3.4 | 23.9 | 1087.2 | 0.21 | 323 | 56.3 | 379.4 | 119.9 | 5.2 | 0.7 | 11.7 | 515.5 | 0.07 | 120.3 | 27.1 | 147.4 | 858.9 | 40.1 | 7.16 | 101.1 | 2104.3 | 1.54 | 862.1 | 164.2 | 1026.3 | 32.3 | 0 | 0.25 | 32.55 | 34.72 | 0 | 0.27 | 34.99 | 623718.5 | 178347.2 | 1367.6 | 4257.5 | 0 | 8374.7 | 102549.4 | 0 | 944 | 18193.9 | 177697.8 | 0 | 5335.4 | 3315.4 | 32500.1 | 88396.1 | 7602.2 | 13975.1 | 0 | 106039.4 | 50763.1 | 2406.7 | 12951.9 | 11418.7 | 1498.3 | 8315.2
4003 | 167 | Day167 | 18 | Hour18 | 6 | Summer | 2117 | #N/A | Summer | 607517.8 | 2024-06-16 18:00 | 603764 | 0 | 0 | 3753.7 | 607517.7 | 579363.2 | 470148 | 0.0404 | 0.0668 | 0.49 | 0.48 | 331.6 | 24.6 | 3.51 | 24.6 | 1117.9 | 0.21 | 333.3 | 57.9 | 391.2 | 353.7 | 26.2 | 3.72 | 26.4 | 1196.5 | 0.23 | 355.5 | 62.1 | 417.6 | 258.6 | 11.8 | 1.7 | 25.8 | 1014.7 | 0.2 | 259.5 | 56.1 | 315.5 | 947.3 | 52.6 | 8.01 | 90.4 | 3090.6 | 0.97 | 951 | 182.8 | 1133.8 | 52.83 | 0 | 0.25 | 53.08 | 56.64 | 0 | 0.27 | 56.9 | 607517.8 | 137369.7 | 3374.9 | 4257.5 | 0 | 8374.7 | 109032.9 | 0 | 865.4 | 11959.1 | 180927.4 | 0 | 11378.4 | 3315.4 | 37083.6 | 88396.1 | 9316.3 | 14690.7 | 0 | 69472.9 | 52808.8 | 2263.5 | 10565 | 9676.7 | 2098.2 | 8315.2
4004 | 167 | Day167 | 19 | Hour19 | 6 | Summer | 2117 | #N/A | Summer | 585350 | 2024-06-16 19:00 | 582359.6 | 0 | 0 | 2990.3 | 585349.9 | 559372.3 | 471871.3 | 0.0395 | 0.0644 | 0.47 | 0.46 | 342.5 | 25.9 | 3.69 | 25 | 1140 | 0.22 | 344.3 | 59 | 403.4 | 364.8 | 27.5 | 3.91 | 26.8 | 1218 | 0.24 | 366.7 | 63.2 | 429.9 | 401.9 | 17.5 | 2.51 | 41.1 | 1591.7 | 0.32 | 403.1 | 88.6 | 491.6 | 926 | 90.9 | 13.17 | 43.7 | 2441.8 | 0.5 | 932.3 | 116.6 | 1048.9 | 33.51 | 0 | 0.25 | 33.76 | 35.82 | 0 | 0.27 | 36.08 | 585350 | 113478.7 | 2932.7 | 4257.5 | 0 | 8374.7 | 110857 | 0 | 673.4 | 7464 | 181192.9 | 0 | 6559.7 | 3315.4 | 41756.1 | 88396.1 | 9607.3 | 14621.9 | 0 | 38747.7 | 64434.6 | 2159 | 7678.2 | 6616.4 | 981.3 | 8315.2
4005 | 167 | Day167 | 20 | Hour20 | 6 | Summer | 2117 | #N/A | Summer | 566532.7 | 2024-06-16 20:00 | 562607.7 | 0 | 0 | 3925 | 566532.7 | 540870.9 | 471356.5 | 0.0386 | 0.0622 | 0.47 | 0.46 | 337.5 | 25.6 | 3.64 | 24.5 | 1128.8 | 0.21 | 339.2 | 58.2 | 397.5 | 357.7 | 27 | 3.84 | 26.2 | 1200.8 | 0.23 | 359.6 | 62.1 | 421.6 | 368.7 | 18.9 | 2.64 | 33.9 | 1460.9 | 0.23 | 369.9 | 77.5 | 447.5 | 700.5 | 32.1 | 4.26 | 65.8 | 3050.9 | 0.33 | 702.6 | 156.8 | 859.4 | 32.34 | 0 | 0.25 | 32.59 | 34.49 | 0 | 0.27 | 34.76 | 566532.7 | 95176.2 | 4028.1 | 4257.5 | 0 | 8374.7 | 106688.7 | 0 | 233.7 | 3289.9 | 181587.1 | 0 | 2534.2 | 3315.4 | 50743.9 | 88396.1 | 7424.6 | 14006 | 0 | 12255.8 | 77296 | 2100.8 | 2389.6 | 1610.4 | 2187 | 8315.2
4006 | 167 | Day167 | 21 | Hour21 | 6 | Summer | 2117 | #N/A | Summer | 547909.2 | 2024-06-16 21:00 | 542781.4 | 0 | 0 | 5127.7 | 547909.2 | 522244.7 | 459446.8 | 0.0378 | 0.0601 | 0.47 | 0.46 | 333.5 | 24.9 | 3.53 | 24.5 | 1133.5 | 0.21 | 335.2 | 58.4 | 393.5 | 351 | 26.1 | 3.7 | 26 | 1197.2 | 0.22 | 352.8 | 61.7 | 414.5 | 358.1 | 18.6 | 2.57 | 32.3 | 1439.7 | 0.2 | 359.4 | 75.3 | 434.7 | 588.6 | 17.6 | 2.13 | 63.8 | 2858.5 | 0.27 | 589.7 | 149.1 | 738.8 | 31.4 | 0 | 0.26 | 31.66 | 33.42 | 0 | 0.27 | 33.7 | 547909.2 | 88462.3 | 7011.8 | 4257.5 | 0 | 8374.7 | 100535.1 | 0 | 0 | 81.1 | 179305.2 | 0 | 4207.4 | 3315.4 | 50409.4 | 88396.1 | 5417.8 | 8216.4 | 0 | 296.8 | 86031.4 | 2053.1 | 782.5 | 1541.7 | 4969.5 | 8315.2
4007 | 167 | Day167 | 22 | Hour22 | 6 | Summer | 2117 | #N/A | Summer | 516301.5 | 2024-06-16 22:00 | 510479.6 | 0 | 0 | 5822 | 516301.5 | 491790.1 | 425840.6 | 0.0366 | 0.0566 | 0.49 | 0.49 | 317.1 | 23.5 | 3.32 | 23.7 | 1087.9 | 0.2 | 318.7 | 56.2 | 374.9 | 331.1 | 24.4 | 3.45 | 24.9 | 1137.9 | 0.21 | 332.7 | 58.8 | 391.6 | 417.6 | 26.8 | 3.75 | 32.5 | 1556.1 | 0.21 | 419.4 | 78.9 | 498.3 | 1190.7 | 135 | 19.64 | 38.8 | 2649.5 | 0.6 | 1200.1 | 117.9 | 1318 | 29.93 | 0 | 0.26 | 30.19 | 31.74 | 0 | 0.28 | 32.02 | 516301.5 | 90460.9 | 4832 | 4247.1 | 0 | 8374.7 | 88931.2 | 0 | 0 | 0.1 | 169004.2 | 0 | 1354 | 3315.4 | 48693.1 | 88396.1 | 4567.5 | 4125.3 | 0 | 0.7 | 88432.4 | 2027.7 | 17 | 1280.8 | 3638.8 | 8315.2
4008 | 167 | Day167 | 23 | Hour23 | 6 | Summer | 2117 | #N/A | Summer | 480109.6 | 2024-06-16 23:00 | 474797.3 | 0 | 0 | 5312.3 | 480109.6 | 458015.4 | 392088 | 0.0353 | 0.0529 | 0.52 | 0.51 | 293.9 | 21.4 | 3.02 | 22.5 | 1024.1 | 0.19 | 295.3 | 53.1 | 348.4 | 306 | 22.2 | 3.13 | 23.5 | 1068.1 | 0.2 | 307.6 | 55.4 | 363 | 463.4 | 30.9 | 4.34 | 35.3 | 1675.2 | 0.25 | 465.5 | 85.3 | 550.8 | 819.6 | 71.8 | 10.26 | 45.9 | 2488.5 | 0.4 | 824.5 | 120.1 | 944.7 | 28.31 | 0 | 0.26 | 28.58 | 29.91 | 0 | 0.28 | 30.18 | 480109.6 | 88021.7 | 4362.4 | 4246.1 | 0 | 8374.7 | 75034.2 | 0 | 0 | 0 | 153736.3 | 0 | 558.9 | 3315.4 | 48137.2 | 88396.1 | 3187.8 | 2738.8 | 0 | 0 | 85943.2 | 2078.5 | 0.1 | 1276.4 | 3070.2 | 8315.2
4009 | 168 | Day168 | 0 | Hour0 | 6 | Summer | 80 | 593727 | Summer | 448430.3 | 2024-06-17 | 442935.6 | 0 | 75.9 | 5418.9 | 448430.3 | 427756.5 | 361413 | 0.0343 | 0.0494 | 0.54 | 0.54 | 271.6 | 19.2 | 2.71 | 21.6 | 962.1 | 0.18 | 272.9 | 50.3 | 323.2 | 282.1 | 19.9 | 2.81 | 22.5 | 1001.1 | 0.19 | 283.5 | 52.4 | 335.9 | 476.3 | 32.2 | 4.52 | 35.6 | 1726.7 | 0.24 | 478.5 | 87.1 | 565.6 | 878.8 | 84.8 | 12.21 | 42.1 | 2422 | 0.43 | 884.6 | 114.4 | 999 | 27.04 | 0 | 0.26 | 27.3 | 28.45 | 0 | 0.28 | 28.73 | 448430.3 | 87017.2 | 1031.7 | 4197.2 | 0 | 8374.7 | 62373.7 | 0 | 0 | 0 | 138764.7 | 0 | 471.3 | 3315.4 | 47862.7 | 88396.1 | 2958 | 3667.5 | 0 | 0 | 84883.9 | 2133.3 | 0 | 0.1 | 2444.7 | 8315.2
4010 | 168 | Day168 | 1 | Hour1 | 6 | Summer | 2117 | #N/A | Summer | 420616.6 | 2024-06-17 01:00 | 415260.2 | 110 | 217.1 | 5029.3 | 420616.6 | 401416.1 | 337243.7 | 0.0333 | 0.0463 | 0.56 | 0.56 | 262.7 | 18.6 | 2.62 | 21.1 | 931.2 | 0.18 | 264 | 48.9 | 312.9 | 272.4 | 19.2 | 2.71 | 22 | 967 | 0.19 | 273.8 | 50.8 | 324.6 | 463.9 | 29.4 | 4.09 | 36.4 | 1750 | 0.23 | 465.9 | 88.6 | 554.5 | 924.7 | 95.2 | 13.76 | 38.8 | 2360.9 | 0.46 | 931.3 | 109.3 | 1040.6 | 25.29 | 0 | 0.26 | 25.55 | 26.53 | 0 | 0.28 | 26.81 | 420616.6 | 83372.9 | 358.4 | 4197.2 | 0 | 8374.7 | 56429.7 | 0 | 0 | 0 | 125669.1 | 0 | 471.3 | 3315.4 | 44683.7 | 88396.1 | 2779.2 | 2569 | 0 | 0 | 81176.8 | 2196.1 | 0 | 0 | 471.6 | 8315.2
4011 | 168 | Day168 | 2 | Hour2 | 6 | Summer | 2117 | #N/A | Summer | 402798.2 | 2024-06-17 02:00 | 394514 | 143.2 | 3274.5 | 4866.4 | 402798.2 | 381634.7 | 322089.6 | 0.0326 | 0.0438 | 0.56 | 0.56 | 266.1 | 19.1 | 2.69 | 21.2 | 935 | 0.18 | 267.4 | 49.1 | 316.6 | 276.5 | 19.8 | 2.8 | 22 | 971.8 | 0.19 | 277.8 | 51.1 | 328.9 | 432.4 | 23.1 | 3.14 | 37.9 | 1766.3 | 0.21 | 434 | 90.6 | 524.6 | 415 | 13.2 | 1.62 | 44.4 | 1989.1 | 0.19 | 415.8 | 103.7 | 519.5 | 24.21 | 0 | 0.26 | 24.47 | 25.34 | 0 | 0.28 | 25.62 | 402798.2 | 80708.5 | 0 | 4197.2 | 0 | 8374.7 | 55803.4 | 0 | 0 | 0 | 118688.2 | 0 | 471.3 | 3315.4 | 39154.2 | 88340.9 | 2672.6 | 1071.8 | 0 | 0 | 78528.4 | 2180.1 | 0 | 0 | 533.2 | 8315.2
4012 | 168 | Day168 | 3 | Hour3 | 6 | Summer | 2117 | #N/A | Summer | 392165.3 | 2024-06-17 03:00 | 380512.9 | 359.2 | 6837.4 | 4455.7 | 392165.3 | 368260.6 | 316908.3 | 0.0322 | 0.0422 | 0.55 | 0.55 | 271.4 | 19.5 | 2.74 | 21.7 | 955 | 0.19 | 272.8 | 50.2 | 323 | 281.6 | 20.2 | 2.84 | 22.5 | 990.9 | 0.19 | 283 | 52.1 | 335 | 422.2 | 21 | 2.85 | 38.4 | 1767.2 | 0.21 | 423.7 | 91.1 | 514.8 | 972.1 | 105.1 | 15.24 | 36.3 | 2324 | 0.49 | 979.4 | 105.7 | 1085.1 | 24.51 | 0 | 0.26 | 24.76 | 25.6 | 0 | 0.27 | 25.88 | 392165.3 | 75257 | 0 | 4197.2 | 0 | 8374.7 | 55306.9 | 0 | 0 | 14.7 | 118280.5 | 0 | 471.3 | 3315.4 | 35713 | 88396.1 | 2607.2 | 245.8 | 0 | 31.9 | 73076.9 | 2133.5 | 0 | 0 | 0 | 8315.2
4013 | 168 | Day168 | 4 | Hour4 | 6 | Summer | 2117 | #N/A | Summer | 386353.9 | 2024-06-17 04:00 | 373811.3 | 137 | 8160.5 | 4245 | 386353.9 | 361855.5 | 317182.6 | 0.032 | 0.0413 | 0.54 | 0.54 | 275.3 | 19.6 | 2.76 | 22.1 | 973.4 | 0.19 | 276.7 | 51.1 | 327.8 | 286.5 | 20.4 | 2.88 | 22.9 | 1012.6 | 0.19 | 287.9 | 53.1 | 341 | 432.4 | 22.7 | 3.08 | 38.3 | 1775.6 | 0.22 | 433.9 | 91.3 | 525.2 | 840.3 | 82.9 | 11.93 | 38.5 | 2271.7 | 0.41 | 846.1 | 106.3 | 952.4 | 24.52 | 0 | 0.25 | 24.78 | 25.59 | 0 | 0.27 | 25.86 | 386353.9 | 69171.2 | 0 | 4197.2 | 0 | 8374.7 | 54927 | 0 | 0 | 292.6 | 119919.7 | 0 | 393.1 | 3315.4 | 34771.6 | 88396.1 | 2374.3 | 513.4 | 0 | 1649.6 | 65134.1 | 2094.9 | 46.5 | 0 | 0 | 8315.2
4014 | 168 | Day168 | 5 | Hour5 | 6 | Summer | 2117 | #N/A | Summer | 394440 | 2024-06-17 05:00 | 373888.8 | 1703.9 | 14677.5 | 4169.8 | 394440 | 361940.5 | 311242.3 | 0.032 | 0.0413 | 0.56 | 0.55 | 264.5 | 18.9 | 2.67 | 21.2 | 932.4 | 0.18 | 265.8 | 49 | 314.9 | 277.8 | 20 | 2.81 | 22.1 | 976.6 | 0.19 | 279.2 | 51.2 | 330.4 | 349.7 | 20.1 | 2.77 | 29.4 | 1377.5 | 0.18 | 351 | 70.5 | 421.5 | 947.7 | 98.8 | 14.27 | 38.6 | 2394.7 | 0.46 | 954.6 | 110.1 | 1064.6 | 24.01 | 0 | 0.27 | 24.29 | 25.07 | 0 | 0.27 | 25.34 | 394440 | 83197.7 | 214 | 4197.2 | 0 | 8374.7 | 54201.1 | 0 | 0 | 783.8 | 116610.2 | 0 | 312.2 | 3315.4 | 33247 | 88396.1 | 2374.3 | 0 | 0 | 17279.6 | 62930.6 | 2203.8 | 1166.3 | 0 | 293.6 | 8315.2
4015 | 168 | Day168 | 6 | Hour6 | 6 | Summer | 2117 | #N/A | Summer | 404275.8 | 2024-06-17 06:00 | 381197.7 | 4354.7 | 14892.3 | 3831.1 | 404275.9 | 368956.6 | 292796.9 | 0.0321 | 0.042 | 0.61 | 0.61 | 237.7 | 17.4 | 2.45 | 18.9 | 826.4 | 0.17 | 238.9 | 43.6 | 282.5 | 250.7 | 18.4 | 2.6 | 19.8 | 868.5 | 0.18 | 252 | 45.7 | 297.7 | 152.3 | 6 | 0.79 | 15.6 | 680.9 | 0.09 | 152.7 | 35.9 | 188.7 | 600.6 | 29.7 | 3.97 | 54.3 | 2558.7 | 0.27 | 602.5 | 130.6 | 733.2 | 20.58 | 0 | 0.29 | 20.86 | 21.57 | 0 | 0.27 | 21.84 | 404275.8 | 111479 | 0 | 4197.2 | 0 | 8374.7 | 51177.3 | 0 | 0 | 8038.3 | 102732.6 | 0 | 312.2 | 3315.4 | 31917 | 88396.1 | 2374.3 | 0 | 0 | 45949.7 | 55304.4 | 2186.7 | 4837.7 | 0 | 0 | 8315.2
4016 | 168 | Day168 | 7 | Hour7 | 6 | Summer | 2117 | #N/A | Summer | 427174.8 | 2024-06-17 07:00 | 402495.9 | 5629.2 | 14679.3 | 4370.5 | 427174.9 | 389339.2 | 292563.5 | 0.0327 | 0.0444 | 0.62 | 0.62 | 231.7 | 16.9 | 2.39 | 18.3 | 805.1 | 0.16 | 232.9 | 42.4 | 275.3 | 244.4 | 18 | 2.54 | 19.1 | 845.1 | 0.17 | 245.7 | 44.4 | 290 | 112.6 | 3.7 | 0.47 | 12.1 | 526.6 | 0.06 | 112.8 | 27.8 | 140.6 | 946.2 | 105.2 | 15.27 | 32.5 | 2180.7 | 0.47 | 953.5 | 97.6 | 1051.1 | 20.57 | 0 | 0.28 | 20.85 | 21.55 | 0 | 0.27 | 21.83 | 427174.8 | 134611.3 | 0 | 4197.2 | 0 | 8374.7 | 52884 | 0 | 64.3 | 10598.7 | 105985.5 | 0 | 312.2 | 3315.4 | 28086.3 | 87033.9 | 2374.3 | 0 | 0 | 82495 | 39268.2 | 2185.2 | 7272.6 | 0 | 0 | 8315.2
4017 | 168 | Day168 | 8 | Hour8 | 6 | Summer | 2117 | #N/A | Summer | 453081.4 | 2024-06-17 08:00 | 433600 | 2389.1 | 12990.9 | 4101.4 | 453081.4 | 418997.2 | 286199.7 | 0.0337 | 0.0478 | 0.64 | 0.64 | 214 | 15.2 | 2.14 | 17.4 | 757.5 | 0.15 | 215 | 40 | 255 | 225.7 | 16.1 | 2.27 | 18.2 | 795.4 | 0.16 | 226.8 | 41.9 | 268.7 | 70.6 | 2.3 | 0.29 | 7.7 | 326.7 | 0.04 | 70.8 | 17.4 | 88.2 | 845 | 90.1 | 13.04 | 32.6 | 2071.4 | 0.41 | 851.2 | 94.4 | 945.7 | 21.41 | 0 | 0.27 | 21.68 | 22.51 | 0 | 0.27 | 22.78 | 453081.4 | 166881.8 | 0 | 4180.1 | 0 | 8374.7 | 49903 | 0 | 405.1 | 13395.1 | 109090.9 | 0 | 312.2 | 3315.4 | 21615.1 | 87033.9 | 2374.3 | 0 | 0 | 117997.1 | 32905.6 | 2179 | 9412.1 | 0 | 5.9 | 8315.2
4018 | 168 | Day168 | 9 | Hour9 | 6 | Summer | 2117 | #N/A | Summer | 481822.2 | 2024-06-17 09:00 | 466335.4 | 5270 | 5232.9 | 4983.9 | 481822.2 | 450090.3 | 289837.4 | 0.0348 | 0.0515 | 0.64 | 0.64 | 213.2 | 15.2 | 2.14 | 17.1 | 752.6 | 0.15 | 214.2 | 39.6 | 253.8 | 224.5 | 16.1 | 2.27 | 18 | 790.7 | 0.15 | 225.6 | 41.6 | 267.1 | 66.2 | 1.9 | 0.25 | 7.4 | 309.6 | 0.04 | 66.3 | 16.6 | 83 | 311.7 | 5.9 | 0.59 | 36.8 | 1629.7 | 0.14 | 312 | 85.4 | 397.4 | 19.85 | 0 | 0.12 | 19.97 | 21.35 | 0 | 0.15 | 21.5 | 481822.2 | 191984.8 | 0 | 4181.2 | 0 | 8374.7 | 53271.1 | 0 | 650.1 | 20132 | 115156.7 | 0 | 312.2 | 3315.4 | 16460.1 | 86391.6 | 2374.3 | 0 | 0 | 138038.4 | 30979.8 | 2184.6 | 14344 | 0 | 0 | 8315.2
4019 | 168 | Day168 | 10 | Hour10 | 6 | Summer | 2117 | #N/A | Summer | 511826.2 | 2024-06-17 10:00 | 497788.2 | 4624.6 | 4147 | 5266.5 | 511826.2 | 479856.7 | 312749.2 | 0.036 | 0.055 | 0.62 | 0.62 | 228.8 | 16.7 | 2.35 | 17.8 | 798.6 | 0.15 | 229.9 | 41.6 | 271.6 | 240.9 | 17.6 | 2.48 | 18.7 | 839.4 | 0.16 | 242.1 | 43.8 | 285.8 | 70.9 | 2.2 | 0.29 | 7.8 | 326.6 | 0.04 | 71.1 | 17.6 | 88.6 | 954.1 | 105.8 | 15.35 | 33.1 | 2210.4 | 0.47 | 961.5 | 99.1 | 1060.6 | 21.21 | 0 | 0.12 | 21.33 | 22.9 | 0 | 0.14 | 23.04 | 511826.2 | 199077 | 0 | 4181.2 | 0 | 8374.7 | 62394.8 | 0 | 734.4 | 20834.4 | 128176.2 | 0 | 312.2 | 3315.4 | 17189.8 | 86391.6 | 2413.4 | 0 | 0 | 145903.7 | 29416 | 2188.4 | 17185.8 | 371.8 | 5.5 | 8315.2
4020 | 168 | Day168 | 11 | Hour11 | 6 | Summer | 2117 | #N/A | Summer | 537025.2 | 2024-06-17 11:00 | 523500.7 | 4262.3 | 4147 | 5115.3 | 537025.3 | 504110.2 | 336201.9 | 0.037 | 0.0579 | 0.6 | 0.6 | 244.6 | 18.2 | 2.57 | 18.5 | 838 | 0.16 | 245.8 | 43.6 | 289.4 | 257.6 | 19.2 | 2.71 | 19.5 | 881.4 | 0.17 | 258.9 | 45.8 | 304.7 | 67 | 1.8 | 0.21 | 7.5 | 327 | 0.03 | 67.1 | 17.3 | 84.4 | 800.5 | 31.1 | 6.12 | 104.9 | 1786.6 | 1.69 | 803.1 | 158.6 | 961.7 | 22.3 | 0 | 0.12 | 22.41 | 24.1 | 0 | 0.14 | 24.24 | 537025.2 | 200823.4 | 0 | 4181.2 | 0 | 8374.7 | 71882.2 | 0 | 765 | 20906.5 | 136796.6 | 0 | 312.2 | 3315.4 | 21390.6 | 86391.6 | 3557.4 | 0 | 0 | 148069.4 | 28838.5 | 2244 | 17917.4 | 1358.6 | 96.9 | 8315.2
4021 | 168 | Day168 | 12 | Hour12 | 6 | Summer | 2117 | #N/A | Summer | 556655.5 | 2024-06-17 12:00 | 544958.7 | 3576.5 | 3087.1 | 5033.3 | 556655.5 | 524292 | 356008.6 | 0.0379 | 0.0603 | 0.59 | 0.59 | 253.8 | 18.9 | 2.68 | 19.1 | 867.7 | 0.16 | 255.1 | 45 | 300.1 | 267 | 19.9 | 2.82 | 20 | 911.7 | 0.17 | 268.4 | 47.3 | 315.6 | 67.7 | 1.9 | 0.23 | 7.5 | 330.3 | 0.03 | 67.8 | 17.3 | 85.1 | 415.5 | 8.5 | 0.89 | 48.4 | 2150.3 | 0.18 | 416 | 112.6 | 528.6 | 26.99 | 0 | 0.25 | 27.24 | 28.81 | 0 | 0.26 | 29.07 | 556655.5 | 200646.9 | 233.6 | 4181.2 | 0 | 8374.7 | 77682.9 | 0 | 769.5 | 20986.6 | 145576.7 | 0 | 508.5 | 3315.4 | 23775.2 | 88396.1 | 3751.4 | 213 | 0 | 148344.9 | 28279.1 | 2266.8 | 18052.9 | 1607.6 | 833.5 | 8315.2
4022 | 168 | Day168 | 13 | Hour13 | 6 | Summer | 2117 | #N/A | Summer | 570554.5 | 2024-06-17 13:00 | 561331.6 | 2899.2 | 1374.6 | 4949.1 | 570554.5 | 539650.1 | 366592.6 | 0.0386 | 0.0622 | 0.58 | 0.58 | 259.6 | 19.3 | 2.74 | 19.4 | 887.9 | 0.17 | 260.9 | 45.9 | 306.8 | 272.3 | 20.3 | 2.87 | 20.4 | 930.6 | 0.17 | 273.7 | 48.1 | 321.8 | 70.4 | 2 | 0.24 | 7.8 | 342.3 | 0.03 | 70.5 | 18 | 88.5 | 1102.5 | 122.2 | 17.74 | 38.2 | 2552.8 | 0.54 | 1110.9 | 114.5 | 1225.4 | 27.72 | 0 | 0.25 | 27.97 | 29.63 | 0 | 0.26 | 29.89 | 570554.5 | 203961.9 | 0.6 | 4181.2 | 0 | 8374.7 | 81446.7 | 0 | 769.8 | 21727.6 | 152725.7 | 0 | 520.3 | 3315.4 | 23667.6 | 88396.1 | 3751.4 | 213 | 0 | 149266 | 29924.6 | 2274 | 17172.2 | 4805.7 | 442.8 | 8315.2
4023 | 168 | Day168 | 14 | Hour14 | 6 | Summer | 2117 | #N/A | Summer | 579670.8 | 2024-06-17 14:00 | 573147.5 | 113.9 | 1374.6 | 5034.8 | 579670.8 | 550719.6 | 372526.7 | 0.0391 | 0.0635 | 0.58 | 0.58 | 262.8 | 19.7 | 2.79 | 19.5 | 895.8 | 0.17 | 264.1 | 46.3 | 310.4 | 275.1 | 20.6 | 2.92 | 20.4 | 937.1 | 0.17 | 276.5 | 48.4 | 324.9 | 77.1 | 2.2 | 0.26 | 8.6 | 372.4 | 0.04 | 77.2 | 19.7 | 96.9 | 518 | 28.8 | 3.91 | 43.9 | 2106.6 | 0.24 | 520 | 106.8 | 626.8 | 28.06 | 0 | 0.24 | 28.3 | 30 | 0 | 0.26 | 30.26 | 579670.8 | 207144.1 | 63.6 | 4230 | 0 | 8374.7 | 84357.4 | 0 | 766.9 | 21861.8 | 155537.1 | 0 | 520.3 | 3315.4 | 23304 | 88396.1 | 3751.4 | 676.6 | 0 | 147015.8 | 35218.5 | 2281.2 | 17036.9 | 7411.9 | 1621.4 | 8315.2
4024 | 168 | Day168 | 15 | Hour15 | 6 | Summer | 2117 | #N/A | Summer | 589010.2 | 2024-06-17 15:00 | 582729.2 | 0 | 1374.6 | 4906.4 | 589010.2 | 559679.2 | 380290.9 | 0.0395 | 0.0646 | 0.57 | 0.57 | 268.6 | 20.3 | 2.88 | 19.7 | 909.2 | 0.17 | 270 | 46.8 | 316.8 | 281 | 21.3 | 3.02 | 20.6 | 950.9 | 0.18 | 282.4 | 49 | 331.4 | 74.8 | 2 | 0.23 | 8.4 | 366.2 | 0.04 | 74.9 | 19.4 | 94.3 | 992.5 | 59.6 | 10.12 | 102.7 | 2180.6 | 1.67 | 997 | 168.1 | 1165.2 | 28.56 | 0 | 0.24 | 28.81 | 30.57 | 0 | 0.26 | 30.83 | 589010.2 | 208719.3 | 195.5 | 4247.1 | 0 | 8374.7 | 88864.7 | 0 | 765.7 | 20972.3 | 158238.6 | 0 | 520.3 | 3315.4 | 23862.7 | 88396.1 | 3751.4 | 524.5 | 0 | 142530.4 | 42307.3 | 2143.7 | 16644.1 | 9096.4 | 1514.8 | 8315.2
4025 | 168 | Day168 | 16 | Hour16 | 6 | Summer | 2117 | #N/A | Summer | 593727 | 2024-06-17 16:00 | 587849.2 | 166.3 | 993.6 | 4717.9 | 593727 | 564462.6 | 388678.7 | 0.0398 | 0.0652 | 0.56 | 0.56 | 275.9 | 21.1 | 2.99 | 20 | 928.4 | 0.17 | 277.3 | 47.7 | 325 | 288.5 | 22 | 3.12 | 20.9 | 971 | 0.18 | 290 | 49.9 | 339.9 | 83.7 | 2.9 | 0.37 | 8.8 | 386.6 | 0.04 | 83.8 | 20.4 | 104.2 | 921.4 | 84.5 | 12.25 | 49.7 | 2559.3 | 0.54 | 927.3 | 126.1 | 1053.4 | 29.27 | 0 | 0.24 | 29.51 | 31.36 | 0 | 0.26 | 31.62 | 593727 | 205048.3 | 126.2 | 4257.5 | 0 | 8374.7 | 93226.9 | 0 | 759.2 | 21878.2 | 160717.4 | 0 | 670.1 | 3315.4 | 25282.2 | 88396.1 | 3751.4 | 560.8 | 0 | 132897.3 | 47287.4 | 2226.1 | 16090.4 | 8294.7 | 1088.1 | 8315.2
4026 | 168 | Day168 | 17 | Hour17 | 6 | Summer | 2117 | #N/A | Summer | 589511.6 | 2024-06-17 17:00 | 585129.7 | 0 | 0 | 4381.9 | 589511.6 | 561915.5 | 408024.2 | 0.0397 | 0.0649 | 0.55 | 0.54 | 288 | 21.9 | 3.11 | 20.9 | 969.8 | 0.18 | 289.5 | 49.9 | 339.4 | 303.7 | 23.1 | 3.28 | 22.1 | 1023.5 | 0.19 | 305.3 | 52.7 | 357.9 | 122 | 4.4 | 0.58 | 12.6 | 557.5 | 0.06 | 122.2 | 29.2 | 151.5 | 820.3 | 76.9 | 11.04 | 41.4 | 2332.5 | 0.4 | 825.6 | 111 | 936.6 | 29.86 | 0 | 0.24 | 30.1 | 31.95 | 0 | 0.26 | 32.21 | 589511.6 | 181487.4 | 533.8 | 4257.5 | 0 | 8374.7 | 96114.1 | 0 | 745.7 | 18015.1 | 166781.4 | 0 | 708.6 | 3315.4 | 28870.2 | 88396.1 | 4298.3 | 6374.1 | 0 | 110919.4 | 49706.1 | 2101.1 | 12904.6 | 8011.3 | 1759.3 | 8315.2
4027 | 168 | Day168 | 18 | Hour18 | 6 | Summer | 2117 | #N/A | Summer | 579394.4 | 2024-06-17 18:00 | 575177.3 | 0 | 0 | 4217.1 | 579394.4 | 552604.1 | 434401.5 | 0.0392 | 0.0638 | 0.51 | 0.5 | 310.4 | 23.2 | 3.3 | 22.9 | 1049.5 | 0.2 | 312 | 54.2 | 366.2 | 330.1 | 24.6 | 3.49 | 24.5 | 1119.7 | 0.21 | 331.8 | 58 | 389.8 | 224.2 | 9.4 | 1.3 | 22.8 | 936.7 | 0.15 | 224.9 | 50.7 | 275.6 | 742.8 | 39.3 | 5.31 | 65 | 3071 | 0.35 | 745.4 | 156.6 | 902.1 | 50.6 | 0 | 0.25 | 50.85 | 54.08 | 0 | 0.27 | 54.34 | 579394.4 | 144992.8 | 3067.2 | 4257.5 | 0 | 8374.7 | 98984.8 | 0 | 695.2 | 12172.3 | 171985.5 | 0 | 5021.4 | 3315.4 | 32065.2 | 88396.1 | 6496.6 | 12437.2 | 0 | 72684 | 57443.5 | 1997.8 | 10401.2 | 7661.2 | 2765.4 | 8315.2
4028 | 168 | Day168 | 19 | Hour19 | 6 | Summer | 2117 | #N/A | Summer | 563657 | 2024-06-17 19:00 | 560299.8 | 0 | 0 | 3357.2 | 563657 | 538667.6 | 448637 | 0.0386 | 0.0621 | 0.48 | 0.47 | 332.5 | 25 | 3.56 | 24.4 | 1116.7 | 0.21 | 334.2 | 57.7 | 391.9 | 353.3 | 26.5 | 3.77 | 26.1 | 1189.7 | 0.23 | 355.2 | 61.6 | 416.8 | 344.8 | 14 | 1.96 | 35.9 | 1422.6 | 0.26 | 345.7 | 78.3 | 424 | 748 | 26.8 | 3.91 | 83.1 | 3030.3 | 0.67 | 749.9 | 173.6 | 923.5 | 51.34 | 0 | 0.25 | 51.59 | 54.76 | 0 | 0.27 | 55.02 | 563657 | 115020 | 3440.5 | 4257.5 | 0 | 8374.7 | 103504.4 | 0 | 574.9 | 7582.6 | 174722.9 | 0 | 6093.5 | 3315.4 | 36668.2 | 88396.1 | 7570.4 | 12293.5 | 0 | 42450.7 | 62664.8 | 1747 | 7698.2 | 4656.4 | 1712.9 | 8315.2
4029 | 168 | Day168 | 20 | Hour20 | 6 | Summer | 2117 | #N/A | Summer | 548924.3 | 2024-06-17 20:00 | 544900.8 | 0 | 0 | 4023.6 | 548924.3 | 524211.9 | 457852.2 | 0.038 | 0.0604 | 0.48 | 0.47 | 333.1 | 25.1 | 3.57 | 24.3 | 1122 | 0.21 | 334.9 | 57.8 | 392.7 | 353.2 | 26.6 | 3.77 | 26 | 1192.9 | 0.22 | 355 | 61.6 | 416.6 | 367.4 | 16 | 2.26 | 37.1 | 1484.7 | 0.27 | 368.5 | 81.5 | 450 | 732.4 | 35.7 | 4.77 | 66.9 | 3124.8 | 0.34 | 734.8 | 160.1 | 894.9 | 31.4 | 0 | 0.25 | 31.65 | 33.42 | 0 | 0.27 | 33.69 | 548924.3 | 91072.1 | 2696.7 | 4257.5 | 0 | 8374.7 | 101856.6 | 0 | 223.6 | 3752 | 177482.3 | 0 | 2392.5 | 3315.4 | 50026.4 | 88396.1 | 6116.4 | 12937.6 | 0 | 13442.8 | 72053.9 | 1599.8 | 2445 | 324.4 | 1495.2 | 8315.2
4030 | 168 | Day168 | 21 | Hour21 | 6 | Summer | 2117 | #N/A | Summer | 533520.4 | 2024-06-17 21:00 | 529233.1 | 0 | 0 | 4287.3 | 533520.5 | 509465 | 458005 | 0.0373 | 0.0587 | 0.46 | 0.45 | 341.9 | 25.3 | 3.59 | 25.4 | 1167.3 | 0.21 | 343.6 | 60.2 | 403.9 | 359.4 | 26.5 | 3.76 | 26.8 | 1229.3 | 0.23 | 361.2 | 63.5 | 424.7 | 352.7 | 16.8 | 2.36 | 33.8 | 1415.9 | 0.23 | 353.9 | 76.1 | 429.9 | 984.4 | 52.8 | 9.32 | 110.5 | 2137.3 | 1.81 | 988.5 | 174.7 | 1163.1 | 32.33 | 0 | 0.26 | 32.59 | 34.35 | 0 | 0.28 | 34.63 | 533520.4 | 75515.4 | 5369 | 4257.5 | 0 | 8374.7 | 99108.3 | 0 | 0 | 178.8 | 180482.2 | 0 | 4645.7 | 3315.4 | 49978.8 | 88396.1 | 5918.6 | 8158.6 | 0 | 295.7 | 73581.7 | 1459.2 | 923 | 2561.7 | 4609 | 8315.2
4031 | 168 | Day168 | 22 | Hour22 | 6 | Summer | 2117 | #N/A | Summer | 504528 | 2024-06-17 22:00 | 499712 | 0 | 0 | 4816 | 504528.1 | 481586 | 428933.3 | 0.0363 | 0.0556 | 0.47 | 0.47 | 328.5 | 24.2 | 3.42 | 24.6 | 1129.4 | 0.21 | 330.1 | 58.4 | 388.5 | 342.8 | 25.2 | 3.57 | 25.8 | 1180.2 | 0.22 | 344.5 | 61 | 405.6 | 397.4 | 24.4 | 3.38 | 32 | 1517 | 0.2 | 399 | 77.3 | 476.3 | 919.3 | 94.2 | 13.61 | 39.1 | 2362.5 | 0.46 | 925.9 | 109.6 | 1035.5 | 30.45 | 0 | 0.27 | 30.71 | 32.25 | 0 | 0.28 | 32.53 | 504528 | 75594.8 | 4169.5 | 4257.5 | 0 | 8374.7 | 89423.6 | 0 | 0 | 0.2 | 170533 | 0 | 2331.2 | 3315.4 | 49072.8 | 88396.1 | 4695.4 | 4364.1 | 0 | 1.3 | 74057.2 | 1536 | 48.6 | 2609.9 | 3732.2 | 8315.2
4032 | 168 | Day168 | 23 | Hour23 | 6 | Summer | 2117 | #N/A | Summer | 470555 | 2024-06-17 23:00 | 466173.6 | 0 | 0 | 4381.4 | 470555 | 449786.7 | 400119.2 | 0.0351 | 0.0521 | 0.49 | 0.49 | 312.5 | 22.9 | 3.24 | 23.8 | 1080 | 0.2 | 314.1 | 56 | 370.1 | 326 | 23.8 | 3.37 | 24.8 | 1127.5 | 0.21 | 327.6 | 58.5 | 386.1 | 444.1 | 29.1 | 4.06 | 34.1 | 1641.9 | 0.22 | 446.1 | 83.1 | 529.2 | 834.3 | 30.2 | 5.76 | 108.1 | 2179.4 | 1.59 | 836.7 | 173.4 | 1010.2 | 29.06 | 0 | 0.27 | 29.33 | 30.67 | 0 | 0.29 | 30.95 | 470555 | 70435.8 | 3855.5 | 4198.3 | 0 | 8374.7 | 78855.9 | 0 | 0 | 0 | 155396.7 | 0 | 1163.3 | 3315.4 | 48189.7 | 88396.1 | 4009.4 | 4364.1 | 0 | 0 | 68945.8 | 1490 | 0.1 | 2368.1 | 3912.4 | 8315.2
4033 | 169 | Day169 | 0 | Hour0 | 6 | Summer | 84 | 576501 | Summer | 438615.6 | 2024-06-18 | 434373.4 | 0 | 0 | 4242.1 | 438615.5 | 419544.5 | 370966.5 | 0.0341 | 0.0488 | 0.52 | 0.51 | 289.3 | 20.7 | 2.91 | 22.8 | 1020.1 | 0.19 | 290.7 | 53.2 | 343.9 | 300.8 | 21.4 | 3.02 | 23.7 | 1062.3 | 0.2 | 302.2 | 55.4 | 357.7 | 454.3 | 30.1 | 4.2 | 34.4 | 1674.5 | 0.23 | 456.4 | 84.4 | 540.8 | 1164.1 | 131.8 | 19.16 | 38.1 | 2597.5 | 0.58 | 1173.2 | 115.6 | 1288.8 | 27.67 | 0 | 0.27 | 27.95 | 29.1 | 0 | 0.29 | 29.39 | 438615.6 | 67649 | 2583.3 | 4198.3 | 0 | 8374.7 | 65783.8 | 0 | 0 | 0 | 142723.4 | 0 | 471.3 | 3315.4 | 48513.3 | 88396.1 | 2939.4 | 3667.5 | 0 | 0 | 66273.3 | 1375.7 | 0 | 2678.2 | 1531.4 | 8315.2
4034 | 169 | Day169 | 1 | Hour1 | 6 | Summer | 2117 | #N/A | Summer | 411715.2 | 2024-06-18 01:00 | 407603.5 | 110 | 0 | 4001.6 | 411715.2 | 394052.2 | 346842.3 | 0.0332 | 0.0457 | 0.54 | 0.53 | 276 | 19.5 | 2.75 | 22.2 | 979.6 | 0.19 | 277.3 | 51.4 | 328.7 | 286.7 | 20.2 | 2.84 | 23.1 | 1019.3 | 0.19 | 288 | 53.5 | 341.5 | 466.9 | 29.5 | 4.1 | 36.5 | 1772 | 0.23 | 468.9 | 89.4 | 558.2 | 776.8 | 75.7 | 10.9 | 36.6 | 2117.5 | 0.38 | 782 | 99.8 | 881.8 | 26.37 | 0 | 0.27 | 26.64 | 27.63 | 0 | 0.29 | 27.92 | 411715.2 | 64872.8 | 2009.6 | 4198.3 | 0 | 8374.7 | 58005.5 | 0 | 0 | 0 | 129918.5 | 0 | 471.3 | 3315.4 | 45969.9 | 88396.1 | 2774.7 | 3408.2 | 0 | 0 | 63594.2 | 1278.6 | 0 | 1470.7 | 502.4 | 8315.2
4035 | 169 | Day169 | 2 | Hour2 | 6 | Summer | 2117 | #N/A | Summer | 394236 | 2024-06-18 02:00 | 387175.4 | 110 | 3075.1 | 3875.6 | 394236 | 374569.4 | 330184.3 | 0.0326 | 0.0433 | 0.54 | 0.54 | 273.1 | 19.5 | 2.75 | 21.9 | 962.5 | 0.19 | 274.5 | 50.6 | 325.1 | 284.7 | 20.3 | 2.86 | 22.8 | 1004.1 | 0.19 | 286.1 | 52.8 | 338.9 | 451 | 26.6 | 3.66 | 37 | 1770.9 | 0.22 | 452.8 | 89.9 | 542.7 | 850.7 | 81.1 | 11.66 | 41.7 | 2377.5 | 0.42 | 856.3 | 112.6 | 968.9 | 25.6 | 0 | 0.27 | 25.87 | 26.76 | 0 | 0.29 | 27.05 | 394236 | 64051.7 | 1348.2 | 4197.2 | 0 | 8374.7 | 55821.4 | 0 | 0 | 0 | 120808.4 | 0 | 471.3 | 3315.4 | 41356.8 | 88396.1 | 2686.3 | 3408.2 | 0 | 0 | 62799.4 | 1252.3 | 0 | 381.9 | 0 | 8315.2
4036 | 169 | Day169 | 3 | Hour3 | 6 | Summer | 2117 | #N/A | Summer | 384700.6 | 2024-06-18 03:00 | 373722.7 | 110 | 6908.7 | 3959.2 | 384700.6 | 361716.8 | 323316 | 0.0321 | 0.0416 | 0.54 | 0.53 | 277.3 | 19.8 | 2.79 | 22.2 | 977.3 | 0.19 | 278.7 | 51.4 | 330.1 | 289.3 | 20.7 | 2.92 | 23.1 | 1019 | 0.2 | 290.7 | 53.5 | 344.2 | 461.5 | 28.1 | 3.88 | 37.1 | 1784.7 | 0.22 | 463.4 | 90.3 | 553.7 | 814.2 | 77.9 | 11.2 | 39.6 | 2266.9 | 0.4 | 819.6 | 107.3 | 926.9 | 25.46 | 0 | 0.27 | 25.72 | 26.57 | 0 | 0.28 | 26.85 | 384700.6 | 61384.6 | 275.2 | 4197.2 | 0 | 8374.7 | 55326 | 0 | 0 | 4.2 | 119613.4 | 0 | 471.3 | 3315.4 | 38586.1 | 88396.1 | 2624 | 2136.6 | 0 | 8.4 | 60152 | 1220.1 | 0 | 0 | 0 | 8315.2
4037 | 169 | Day169 | 4 | Hour4 | 6 | Summer | 2117 | #N/A | Summer | 380405.6 | 2024-06-18 04:00 | 365485 | 124.2 | 10554.6 | 4241.9 | 380405.7 | 353838.8 | 315767.6 | 0.0319 | 0.0406 | 0.54 | 0.54 | 275.8 | 19.8 | 2.79 | 22.1 | 970.3 | 0.19 | 277.2 | 51 | 328.2 | 287.9 | 20.7 | 2.92 | 22.9 | 1011.9 | 0.2 | 289.4 | 53.1 | 342.5 | 463.5 | 28.2 | 3.89 | 37.3 | 1793.3 | 0.22 | 465.4 | 90.8 | 556.2 | 1009.4 | 110 | 15.96 | 36.9 | 2385.7 | 0.5 | 1017 | 108.1 | 1125.1 | 25.17 | 0 | 0.26 | 25.44 | 26.24 | 0 | 0.28 | 26.52 | 380405.6 | 64638.1 | 0 | 4195 | 0 | 8374.7 | 54699.8 | 0 | 0 | 145.7 | 117086.4 | 0 | 471.3 | 3315.4 | 35500.9 | 88396.1 | 2512.1 | 1215.9 | 0 | 983.1 | 62184.1 | 1325.2 | 11.7 | 0 | 0 | 8315.2
4038 | 169 | Day169 | 5 | Hour5 | 6 | Summer | 2117 | #N/A | Summer | 380444 | 2024-06-18 05:00 | 361783.1 | 175.2 | 14521.6 | 3964 | 380444 | 350305.6 | 302844.7 | 0.0317 | 0.0401 | 0.57 | 0.56 | 262.5 | 19 | 2.69 | 20.9 | 917 | 0.18 | 263.8 | 48.3 | 312.1 | 275 | 20 | 2.82 | 21.8 | 959.7 | 0.19 | 276.4 | 50.4 | 326.9 | 375.7 | 23.4 | 3.25 | 29.7 | 1432.7 | 0.18 | 377.2 | 72.5 | 449.7 | 889.4 | 92.2 | 13.32 | 36.6 | 2261.9 | 0.43 | 895.8 | 104.2 | 1000 | 24.02 | 0 | 0.27 | 24.29 | 25.06 | 0 | 0.28 | 25.34 | 380444 | 77599.3 | 0 | 4195 | 0 | 8374.7 | 52847.8 | 0 | 0 | 441.8 | 109334 | 0 | 312.2 | 3315.4 | 32362.3 | 88396.1 | 2374.3 | 1333 | 0 | 14062.9 | 61864.8 | 1229.8 | 591.3 | 0 | 0 | 8315.2
4039 | 169 | Day169 | 6 | Hour6 | 6 | Summer | 2117 | #N/A | Summer | 388904.2 | 2024-06-18 06:00 | 365229.2 | 4249.7 | 14892.3 | 4532.9 | 388904.3 | 353632.6 | 282446.1 | 0.0318 | 0.0403 | 0.62 | 0.62 | 233.6 | 17.4 | 2.46 | 18.4 | 801 | 0.17 | 234.8 | 42.4 | 277.2 | 246.4 | 18.4 | 2.61 | 19.3 | 841 | 0.18 | 247.6 | 44.4 | 292 | 162.4 | 6.7 | 0.88 | 16.1 | 721.5 | 0.08 | 162.9 | 37.6 | 200.5 | 441.4 | 16 | 2.02 | 45.1 | 2063.5 | 0.2 | 442.4 | 106.7 | 549.1 | 18.43 | 0 | 0.29 | 18.72 | 19.33 | 0 | 0.28 | 19.6 | 388904.2 | 106458.1 | 0 | 4195 | 0 | 8374.7 | 49743 | 0 | 0 | 5262.1 | 93909.2 | 0 | 312.2 | 3315.4 | 31791.6 | 88396.1 | 2374.3 | 34.7 | 0 | 41490.9 | 58441.5 | 1263.6 | 2681 | 0 | 0 | 8315.2
4040 | 169 | Day169 | 7 | Hour7 | 6 | Summer | 2117 | #N/A | Summer | 408069 | 2024-06-18 07:00 | 383615.4 | 5017.4 | 14892.3 | 4543.8 | 408069 | 371269.7 | 271965.7 | 0.0322 | 0.0423 | 0.65 | 0.65 | 216.7 | 16.2 | 2.29 | 17.1 | 741.2 | 0.16 | 217.8 | 39.2 | 257 | 228.1 | 17.1 | 2.43 | 17.8 | 776.7 | 0.16 | 229.3 | 41 | 270.3 | 110.1 | 3.6 | 0.45 | 11.8 | 519.7 | 0.06 | 110.4 | 27.3 | 137.7 | 845.1 | 94.4 | 13.7 | 28.7 | 1935.4 | 0.42 | 851.6 | 86.5 | 938.1 | 18.63 | 0 | 0.29 | 18.92 | 19.48 | 0 | 0.27 | 19.75 | 408069 | 136103.3 | 0 | 4195 | 0 | 8374.7 | 48639.9 | 0 | 94.9 | 8863.1 | 90670.4 | 0 | 312.2 | 3315.4 | 26690.4 | 87393.3 | 2374.3 | 0 | 0 | 79259.8 | 46624.3 | 1261.3 | 4870.6 | 0 | 487.3 | 8315.2
4041 | 169 | Day169 | 8 | Hour8 | 6 | Summer | 2117 | #N/A | Summer | 438715.2 | 2024-06-18 08:00 | 412345.8 | 3616 | 18672.8 | 4080.5 | 438715.2 | 398734.6 | 269599.2 | 0.033 | 0.0455 | 0.67 | 0.66 | 199.1 | 14.3 | 2.01 | 16.3 | 700.8 | 0.14 | 200.1 | 37.2 | 237.3 | 209.6 | 15.1 | 2.13 | 17 | 734.6 | 0.15 | 210.6 | 38.9 | 249.6 | 61.8 | 2.1 | 0.27 | 6.7 | 285.7 | 0.04 | 62 | 15.2 | 77.2 | 415.5 | 25.5 | 3.51 | 34.8 | 1617.1 | 0.23 | 417.3 | 83 | 500.3 | 17.35 | 0 | 0.27 | 17.62 | 18.15 | 0 | 0.27 | 18.42 | 438715.2 | 169116 | 0.4 | 3991.4 | 0 | 8374.7 | 45427.5 | 0 | 538.6 | 12078 | 97212 | 0 | 312.2 | 3315.4 | 21615.1 | 86976.1 | 2374.3 | 0 | 0 | 117568.8 | 37737.5 | 1193 | 8133.7 | 0 | 419.2 | 8315.2
4042 | 169 | Day169 | 9 | Hour9 | 6 | Summer | 2117 | #N/A | Summer | 465883.8 | 2024-06-18 09:00 | 441954.7 | 6119.9 | 13012 | 4797.2 | 465883.8 | 426934.3 | 267422.7 | 0.034 | 0.0488 | 0.67 | 0.66 | 199.5 | 14.4 | 2.03 | 16.1 | 699.9 | 0.14 | 200.5 | 37 | 237.5 | 212.4 | 15.4 | 2.17 | 17 | 741.8 | 0.15 | 213.4 | 39.1 | 252.6 | 60.8 | 1.5 | 0.18 | 7 | 297.2 | 0.03 | 60.9 | 15.8 | 76.7 | 298 | 5.6 | 0.56 | 35.2 | 1558.1 | 0.13 | 298.3 | 81.7 | 380 | 18.93 | 0 | 0.11 | 19.04 | 20.23 | 0 | 0.14 | 20.37 | 465883.8 | 198461.1 | 0 | 3991.4 | 0 | 8374.7 | 48779 | 0 | 824.6 | 18864.3 | 102860.9 | 0 | 312.2 | 3315.4 | 11023.2 | 86391.6 | 2374.3 | 0 | 0 | 137368.4 | 40164.2 | 1239.6 | 13699.4 | 0 | 2.8 | 8315.2
4043 | 169 | Day169 | 10 | Hour10 | 6 | Summer | 2117 | #N/A | Summer | 489102 | 2024-06-18 10:00 | 471298.6 | 4787.8 | 7959.8 | 5055.8 | 489102 | 454784.5 | 279291.2 | 0.035 | 0.0521 | 0.66 | 0.65 | 203.5 | 14.7 | 2.07 | 16.2 | 713.2 | 0.14 | 204.5 | 37.5 | 242 | 215.6 | 15.6 | 2.2 | 17.2 | 754.6 | 0.15 | 216.6 | 39.7 | 256.3 | 55.2 | 1.4 | 0.18 | 6.3 | 267.3 | 0.03 | 55.3 | 14.3 | 69.6 | 491.4 | 38.4 | 5.42 | 31.7 | 1648.2 | 0.23 | 494.1 | 80.8 | 574.9 | 19.61 | 0 | 0.11 | 19.73 | 21.09 | 0 | 0.14 | 21.23 | 489102 | 209810.8 | 121.9 | 3992.5 | 0 | 8374.7 | 52408.4 | 0 | 916.1 | 19703.8 | 110387.6 | 0 | 312.2 | 3315.4 | 11399.7 | 86391.6 | 2374.3 | 213 | 0 | 143020 | 45016.1 | 1154.8 | 16249.2 | 0 | 29.2 | 8315.2
4044 | 169 | Day169 | 11 | Hour11 | 6 | Summer | 2117 | #N/A | Summer | 511709.3 | 2024-06-18 11:00 | 497935 | 4232 | 4564.4 | 4977.8 | 511709.3 | 479982 | 293175.5 | 0.0361 | 0.0551 | 0.66 | 0.65 | 205.6 | 14.7 | 2.07 | 16.4 | 725.4 | 0.14 | 206.6 | 38.1 | 244.7 | 216.5 | 15.5 | 2.18 | 17.3 | 763.6 | 0.15 | 217.6 | 40.1 | 257.7 | 53.6 | 1.4 | 0.17 | 6.1 | 258.7 | 0.03 | 53.7 | 13.8 | 67.5 | 795.6 | 86.7 | 12.57 | 29 | 1890.4 | 0.39 | 801.6 | 85.4 | 887 | 20.71 | 0 | 0.11 | 20.82 | 22.31 | 0 | 0.13 | 22.45 | 511709.3 | 218533.8 | 158.8 | 3994.7 | 0 | 8374.7 | 54763.4 | 0 | 943.5 | 19797.3 | 118889.2 | 0 | 312.2 | 3315.4 | 14472.3 | 86391.6 | 2374.3 | 128.7 | 0 | 145157.6 | 51507.8 | 1127.5 | 16940.5 | 0 | 0 | 8315.2
4045 | 169 | Day169 | 12 | Hour12 | 6 | Summer | 2117 | #N/A | Summer | 533895.3 | 2024-06-18 12:00 | 520954 | 3772.8 | 4147 | 5021.5 | 533895.3 | 501681.3 | 307583.3 | 0.037 | 0.0577 | 0.65 | 0.65 | 206.3 | 14.6 | 2.06 | 16.5 | 731.3 | 0.14 | 207.3 | 38.3 | 245.6 | 217 | 15.4 | 2.17 | 17.3 | 769.1 | 0.15 | 218.1 | 40.3 | 258.4 | 62.1 | 1.5 | 0.17 | 7.2 | 306.9 | 0.03 | 62.2 | 16.3 | 78.6 | 652.8 | 23.6 | 4.49 | 84.5 | 1711 | 1.24 | 654.7 | 135.9 | 790.6 | 20.99 | 0 | 0.1 | 21.09 | 22.63 | 0 | 0.13 | 22.76 | 533895.3 | 226312 | 0 | 3980 | 0 | 8374.7 | 56846.7 | 0 | 941.7 | 20234.6 | 126145.4 | 0 | 312.2 | 3315.4 | 19843 | 86391.6 | 2374.3 | 0 | 0 | 146236.6 | 57872.6 | 1026.5 | 17033.6 | 0 | 248.7 | 8315.2
4046 | 169 | Day169 | 13 | Hour13 | 6 | Summer | 2117 | #N/A | Summer | 551372.8 | 2024-06-18 13:00 | 539076.2 | 3119.2 | 4147 | 5030.4 | 551372.8 | 518708.6 | 315407.1 | 0.0378 | 0.0599 | 0.65 | 0.65 | 205.7 | 14.5 | 2.05 | 16.5 | 728.4 | 0.14 | 206.7 | 38.2 | 244.9 | 216.3 | 15.3 | 2.16 | 17.3 | 765.7 | 0.15 | 217.3 | 40.2 | 257.5 | 62.1 | 1.4 | 0.16 | 7.2 | 311.2 | 0.03 | 62.2 | 16.5 | 78.6 | 455.6 | 20.6 | 3.09 | 49.6 | 1670.4 | 0.49 | 457.1 | 99.5 | 556.6 | 21.82 | 0 | 0.24 | 22.06 | 23.44 | 0 | 0.25 | 23.7 | 551372.8 | 235965.7 | 166.3 | 3975.5 | 0 | 8374.7 | 58086.2 | 0 | 939.9 | 21541.3 | 129195 | 0 | 312.2 | 3315.4 | 22310.2 | 86646.9 | 3024.7 | 0 | 0 | 147827.9 | 64587.5 | 1069.2 | 16623.3 | 0 | 394.6 | 8315.2
4047 | 169 | Day169 | 14 | Hour14 | 6 | Summer | 2117 | #N/A | Summer | 561953.3 | 2024-06-18 14:00 | 552453.2 | 8.2 | 4451.1 | 5040.8 | 561953.3 | 531249.7 | 322310.2 | 0.0384 | 0.0614 | 0.65 | 0.64 | 212.7 | 15.2 | 2.15 | 16.8 | 746.1 | 0.14 | 213.7 | 39.1 | 252.8 | 222.8 | 15.9 | 2.25 | 17.6 | 781.7 | 0.15 | 223.9 | 40.9 | 264.8 | 60.3 | 1.4 | 0.16 | 6.9 | 302.1 | 0.03 | 60.4 | 16 | 76.4 | 369 | 14.2 | 1.81 | 38.8 | 1706 | 0.2 | 369.9 | 89.7 | 459.6 | 21.83 | 0 | 0.24 | 22.07 | 23.41 | 0 | 0.25 | 23.67 | 561953.3 | 239643.1 | 193.5 | 3975.5 | 0 | 8373.7 | 62120.4 | 0 | 938.5 | 22668.2 | 132502.8 | 0 | 312.2 | 3315.4 | 21613 | 86364 | 3536 | 3.8 | 0 | 145887.8 | 69190.7 | 957.9 | 16916.7 | 109.1 | 502.3 | 8315.2
4048 | 169 | Day169 | 15 | Hour15 | 6 | Summer | 2117 | #N/A | Summer | 571042.2 | 2024-06-18 15:00 | 563002.7 | 281.4 | 2839 | 4919.1 | 571042.2 | 541128.2 | 334139.6 | 0.0388 | 0.0627 | 0.63 | 0.63 | 222.4 | 16.1 | 2.28 | 17.3 | 773.8 | 0.15 | 223.5 | 40.4 | 263.9 | 232.9 | 16.9 | 2.38 | 18.1 | 810.1 | 0.15 | 234 | 42.3 | 276.3 | 64.4 | 1.8 | 0.22 | 7.1 | 311.5 | 0.03 | 64.6 | 16.4 | 81 | 407.6 | 15.3 | 1.94 | 41.3 | 1891.3 | 0.18 | 408.6 | 97.7 | 506.3 | 24.79 | 0 | 0.24 | 25.03 | 26.52 | 0 | 0.25 | 26.77 | 571042.2 | 236902.6 | 0.2 | 4165.2 | 0 | 8373.7 | 67343.8 | 0 | 928.3 | 21793.1 | 137140.4 | 0 | 508.5 | 3315.4 | 22139.7 | 87397.2 | 3751.4 | 4.1 | 0 | 141138.6 | 72200.9 | 841.7 | 17359 | 1334.4 | 497 | 8315.2
4049 | 169 | Day169 | 16 | Hour16 | 6 | Summer | 2117 | #N/A | Summer | 576501 | 2024-06-18 16:00 | 569948.6 | 45.5 | 1766.2 | 4740.7 | 576501 | 547637.8 | 345935.3 | 0.0391 | 0.0634 | 0.62 | 0.62 | 234.3 | 17.2 | 2.44 | 17.9 | 807.9 | 0.15 | 235.5 | 42 | 277.5 | 245.1 | 18 | 2.55 | 18.7 | 845.3 | 0.16 | 246.4 | 44 | 290.3 | 70.7 | 2 | 0.26 | 7.9 | 334.1 | 0.04 | 70.8 | 17.9 | 88.7 | 534.8 | 31.5 | 4.34 | 44 | 2099.4 | 0.26 | 536.9 | 106.6 | 643.5 | 25.6 | 0 | 0.24 | 25.83 | 27.38 | 0 | 0.25 | 27.64 | 576501 | 230565.6 | 553.8 | 4223.4 | 0 | 8373.7 | 73286.3 | 0 | 923 | 21895 | 142329.3 | 0 | 520.3 | 3315.4 | 22191.3 | 87397.2 | 3740.4 | 4.1 | 0 | 131861.8 | 75178.4 | 707.3 | 16610 | 1556.5 | 1028.4 | 8315.2
4050 | 169 | Day169 | 17 | Hour17 | 6 | Summer | 2117 | #N/A | Summer | 575474.3 | 2024-06-18 17:00 | 570298 | 10.2 | 435.6 | 4730.5 | 575474.3 | 547965.7 | 365997.1 | 0.0391 | 0.0635 | 0.58 | 0.58 | 257.8 | 19.1 | 2.71 | 19.4 | 883.6 | 0.17 | 259.2 | 45.8 | 304.9 | 269.3 | 20 | 2.82 | 20.3 | 923.2 | 0.17 | 270.7 | 47.8 | 318.5 | 85.2 | 2.6 | 0.34 | 9.4 | 395.2 | 0.05 | 85.4 | 21.2 | 106.6 | 997.3 | 109.3 | 15.86 | 35.9 | 2338.8 | 0.5 | 1004.9 | 105.7 | 1110.6 | 26.85 | 0 | 0.24 | 27.09 | 28.71 | 0 | 0.25 | 28.97 | 575474.3 | 209477.2 | 679.4 | 4226.2 | 0 | 8374.7 | 81355.7 | 0 | 904.4 | 18757.5 | 153421.5 | 0 | 679.4 | 3315.4 | 22311.5 | 87397.2 | 4053.5 | 182.5 | 0 | 108372.2 | 80807.2 | 636 | 12833.7 | 2793.3 | 243.8 | 8315.2
4051 | 169 | Day169 | 18 | Hour18 | 6 | Summer | 2117 | #N/A | Summer | 569225.9 | 2024-06-18 18:00 | 563843 | 216.7 | 213 | 4953.1 | 569225.9 | 541919.8 | 394441.2 | 0.0389 | 0.0627 | 0.55 | 0.54 | 284 | 21.5 | 3.05 | 20.9 | 958.1 | 0.18 | 285.4 | 49.5 | 334.9 | 300.6 | 22.7 | 3.22 | 22.2 | 1015.8 | 0.19 | 302.1 | 52.5 | 354.6 | 203.9 | 10.3 | 1.44 | 19.1 | 804.2 | 0.13 | 204.6 | 43.1 | 247.6 | 656.2 | 51.4 | 7.28 | 42.5 | 2184.6 | 0.32 | 659.7 | 107.7 | 767.5 | 28.61 | 0 | 0.24 | 28.85 | 30.57 | 0 | 0.26 | 30.83 | 569225.9 | 174784.6 | 2704.4 | 4227.9 | 0 | 8374.7 | 90765.9 | 0 | 840.6 | 12473.3 | 160227.9 | 0 | 679.4 | 3315.4 | 24346.1 | 88054.8 | 4784.5 | 6960.3 | 0 | 75910.5 | 85060.5 | 499.7 | 10736.9 | 3914.8 | 2176.5 | 8315.2
4052 | 169 | Day169 | 19 | Hour19 | 6 | Summer | 2117 | #N/A | Summer | 558314.6 | 2024-06-18 19:00 | 553513.5 | 0 | 0 | 4801.1 | 558314.6 | 532232.6 | 412397.5 | 0.0384 | 0.0616 | 0.53 | 0.52 | 301.7 | 23.2 | 3.29 | 21.8 | 1005 | 0.19 | 303.3 | 51.8 | 355.1 | 319.6 | 24.4 | 3.47 | 23.3 | 1068 | 0.2 | 321.3 | 55.1 | 376.4 | 329.9 | 19.9 | 2.81 | 27.5 | 1221.8 | 0.2 | 331.2 | 64 | 395.2 | 1121.6 | 118.6 | 17.48 | 47.9 | 2495.2 | 0.75 | 1129.9 | 122.4 | 1252.3 | 31.76 | 0 | 0.24 | 32 | 33.86 | 0 | 0.26 | 34.12 | 558314.6 | 145917 | 4328.2 | 4242.6 | 0 | 8374.7 | 96310.4 | 0 | 673.9 | 8026.1 | 160696.1 | 0 | 1163.2 | 3315.4 | 32506 | 88396.1 | 5361.3 | 7703.4 | 0 | 44039.4 | 92722.4 | 455.1 | 7882.7 | 2221.4 | 3157.7 | 8315.2
4053 | 169 | Day169 | 20 | Hour20 | 6 | Summer | 2117 | #N/A | Summer | 548730 | 2024-06-18 20:00 | 543412.1 | 0 | 0 | 5317.9 | 548730 | 522760.6 | 429541 | 0.038 | 0.0604 | 0.51 | 0.51 | 309.2 | 23.5 | 3.34 | 22.5 | 1036.9 | 0.2 | 310.9 | 53.5 | 364.3 | 325.8 | 24.7 | 3.51 | 23.9 | 1095.5 | 0.21 | 327.5 | 56.6 | 384.1 | 363.2 | 20.9 | 2.94 | 31.2 | 1377.6 | 0.22 | 364.6 | 72.3 | 436.9 | 1101.4 | 112.8 | 16.3 | 46.8 | 2833.6 | 0.55 | 1109.3 | 131.4 | 1240.7 | 31.33 | 0 | 0.25 | 31.58 | 33.36 | 0 | 0.26 | 33.62 | 548730 | 119189 | 5846.4 | 4242.6 | 0 | 8374.7 | 95823.2 | 0 | 253 | 4157.8 | 164927.7 | 0 | 1163.2 | 3315.4 | 44925.4 | 88396.1 | 5400.4 | 7125.7 | 0 | 13317.5 | 101145 | 315.6 | 2530.1 | 178.6 | 2906 | 8315.2
4054 | 169 | Day169 | 21 | Hour21 | 6 | Summer | 2117 | #N/A | Summer | 535765 | 2024-06-18 21:00 | 529717 | 0 | 0 | 6048 | 535765 | 509882.7 | 429364.2 | 0.0374 | 0.0589 | 0.5 | 0.5 | 309 | 22.8 | 3.22 | 23.2 | 1061.5 | 0.19 | 310.5 | 54.8 | 365.4 | 323.4 | 23.8 | 3.37 | 24.3 | 1113.3 | 0.2 | 325 | 57.6 | 382.6 | 408.4 | 24.9 | 3.5 | 33.7 | 1519.5 | 0.24 | 410.1 | 79 | 489.1 | 769.2 | 66.1 | 9.43 | 44.2 | 2375.4 | 0.38 | 773.7 | 115.1 | 888.8 | 30.13 | 0 | 0.26 | 30.38 | 32.03 | 0 | 0.27 | 32.3 | 535765 | 106400.8 | 5975.1 | 4242.6 | 0 | 8374.7 | 89767.6 | 0 | 0 | 267.6 | 168340.8 | 0 | 3597.5 | 3315.4 | 48182.6 | 88396.1 | 4658.2 | 4513.6 | 0 | 335 | 105567.6 | 230.5 | 1008.7 | 2142.5 | 5447.9 | 8315.2
4055 | 169 | Day169 | 22 | Hour22 | 6 | Summer | 2117 | #N/A | Summer | 506340 | 2024-06-18 22:00 | 500108 | 0 | 0 | 6232.1 | 506340.1 | 481917.2 | 398867.8 | 0.0364 | 0.0558 | 0.53 | 0.53 | 286.6 | 20.9 | 2.96 | 21.9 | 991.3 | 0.19 | 288.1 | 51.5 | 339.6 | 299.7 | 21.8 | 3.08 | 23 | 1038.4 | 0.19 | 301.2 | 54 | 355.2 | 446.2 | 28.6 | 4.03 | 35.1 | 1635.9 | 0.25 | 448.1 | 84 | 532.1 | 807.4 | 73.7 | 10.56 | 42.5 | 2359.2 | 0.4 | 812.5 | 112.9 | 925.5 | 28.86 | 0 | 0.26 | 29.12 | 30.58 | 0 | 0.28 | 30.86 | 506340 | 107472.3 | 4913.6 | 4242.6 | 0 | 8374.7 | 77632.7 | 0 | 0 | 0.2 | 153654.1 | 0 | 1468.8 | 3315.4 | 48163.7 | 88396.1 | 4346 | 4360 | 0 | 1.3 | 107310.9 | 159.7 | 65.3 | 1601.7 | 4121.8 | 8315.2
4056 | 169 | Day169 | 23 | Hour23 | 6 | Summer | 2117 | #N/A | Summer | 470525.6 | 2024-06-18 23:00 | 464438.8 | 0 | 0 | 6086.9 | 470525.6 | 448117 | 361871.5 | 0.0351 | 0.052 | 0.57 | 0.57 | 256.1 | 18.2 | 2.57 | 20.3 | 905 | 0.17 | 257.4 | 47.3 | 304.7 | 267.5 | 19 | 2.67 | 21.3 | 946.6 | 0.18 | 268.7 | 49.6 | 318.3 | 458.3 | 30.6 | 4.32 | 35.1 | 1637.9 | 0.26 | 460.4 | 84 | 544.4 | 679.1 | 26.8 | 4.68 | 82.2 | 2015.3 | 1.08 | 681.2 | 142.5 | 823.7 | 26.71 | 0 | 0.26 | 26.97 | 28.2 | 0 | 0.28 | 28.48 | 470525.6 | 108654.1 | 3808.6 | 4163.6 | 0 | 8374.7 | 62106.9 | 0 | 0 | 0 | 136773.1 | 0 | 471.3 | 3315.4 | 47458.9 | 88268.9 | 2980.8 | 4149.3 | 0 | 0 | 108529.8 | 124.3 | 0.1 | 1374.6 | 3172.5 | 8315.2
4057 | 170 | Day170 | 0 | Hour0 | 6 | Summer | 57 | 655838.8 | Summer | 439265.6 | 2024-06-19 | 432553.8 | 110 | 571.3 | 6030.4 | 439265.5 | 417812.9 | 329855.5 | 0.0341 | 0.0486 | 0.6 | 0.6 | 239.2 | 17 | 2.39 | 19.3 | 846.1 | 0.16 | 240.3 | 44.6 | 284.9 | 248.5 | 17.6 | 2.47 | 20.1 | 881.6 | 0.17 | 249.7 | 46.5 | 296.2 | 449 | 28.2 | 3.95 | 36 | 1667.3 | 0.25 | 450.9 | 85.8 | 536.7 | 588 | 42.8 | 6.02 | 41.2 | 2060.1 | 0.29 | 590.9 | 102.7 | 693.6 | 23.83 | 0 | 0.26 | 24.09 | 25.08 | 0 | 0.27 | 25.35 | 439265.6 | 109410 | 635.1 | 4145.9 | 0 | 8374.7 | 53720.4 | 0 | 0 | 0 | 119275.6 | 0 | 471.3 | 3315.4 | 45820.9 | 87922.8 | 2765.2 | 3408.2 | 0 | 0 | 109309.3 | 100.7 | 0 | 256.8 | 1476.3 | 8315.2
4058 | 170 | Day170 | 1 | Hour1 | 6 | Summer | 2117 | #N/A | Summer | 418279.6 | 2024-06-19 01:00 | 407730.1 | 767.6 | 3919.7 | 5862.3 | 418279.6 | 394185.9 | 310055.6 | 0.0332 | 0.0457 | 0.61 | 0.61 | 236.8 | 17.1 | 2.41 | 18.9 | 828.1 | 0.17 | 238 | 43.7 | 281.7 | 246.4 | 17.7 | 2.5 | 19.7 | 863.2 | 0.17 | 247.6 | 45.5 | 293.1 | 428.3 | 24.4 | 3.39 | 36.7 | 1665.2 | 0.24 | 430 | 86.4 | 516.4 | 540.9 | 43.3 | 6.15 | 34.9 | 1770.8 | 0.29 | 543.9 | 87.8 | 631.7 | 21.27 | 0 | 0.26 | 21.53 | 22.3 | 0 | 0.27 | 22.58 | 418279.6 | 108224 | 90.5 | 4099.7 | 0 | 8373.7 | 51906.3 | 0 | 0 | 0 | 108428 | 0 | 471.3 | 3315.4 | 41974.5 | 86441.5 | 2645 | 2309.7 | 0 | 0 | 108131.7 | 92.3 | 0 | 0 | 0 | 8315.2
4059 | 170 | Day170 | 2 | Hour2 | 6 | Summer | 2117 | #N/A | Summer | 407446.2 | 2024-06-19 02:00 | 391262.2 | 2752.2 | 7560.1 | 5871.8 | 407446.2 | 378491.5 | 301847.7 | 0.0326 | 0.0436 | 0.6 | 0.6 | 240.7 | 17.4 | 2.45 | 19.3 | 841.9 | 0.17 | 241.9 | 44.4 | 286.3 | 250.3 | 18.1 | 2.55 | 20 | 874.9 | 0.17 | 251.6 | 46.1 | 297.7 | 426.1 | 25.1 | 3.5 | 35.9 | 1627.5 | 0.24 | 427.8 | 84.5 | 512.3 | 736.3 | 78.3 | 11.34 | 28.7 | 1801.2 | 0.37 | 741.7 | 82.5 | 824.2 | 20.2 | 0 | 0.26 | 20.46 | 21.11 | 0 | 0.27 | 21.38 | 407446.2 | 105598.5 | 0 | 4096.5 | 0 | 8373.7 | 51362.5 | 0 | 0 | 0 | 107366.9 | 0 | 471.3 | 3315.4 | 38212.4 | 86034.9 | 2579.4 | 34.7 | 0 | 0 | 105509.2 | 89.3 | 0 | 0 | 98.2 | 8315.2
4060 | 170 | Day170 | 3 | Hour3 | 6 | Summer | 2117 | #N/A | Summer | 401786.9 | 2024-06-19 03:00 | 383873.7 | 4144.6 | 7980.4 | 5788.2 | 401786.9 | 371457.6 | 297160.1 | 0.0323 | 0.0426 | 0.6 | 0.6 | 243.6 | 17.6 | 2.49 | 19.5 | 851.8 | 0.17 | 244.8 | 44.9 | 289.7 | 253.6 | 18.4 | 2.59 | 20.2 | 885.4 | 0.18 | 254.8 | 46.6 | 301.5 | 431.4 | 25.6 | 3.58 | 36.1 | 1642 | 0.25 | 433.1 | 85.1 | 518.2 | 494.8 | 36.9 | 5.2 | 33.6 | 1704.9 | 0.24 | 497.3 | 84.5 | 581.8 | 20.1 | 0 | 0.26 | 20.35 | 21.01 | 0 | 0.27 | 21.28 | 401786.9 | 104626.8 | 0 | 4096.5 | 0 | 8373.7 | 51317 | 0 | 0 | 12.8 | 107037.6 | 0 | 471.3 | 3315.4 | 33962.1 | 86034.9 | 2551.7 | 0 | 0 | 26.1 | 104500.6 | 87.2 | 0 | 0 | 0 | 8315.2
4061 | 170 | Day170 | 4 | Hour4 | 6 | Summer | 2117 | #N/A | Summer | 400599.2 | 2024-06-19 04:00 | 386087.4 | 3406.7 | 5482.8 | 5622.2 | 400599.2 | 373607.4 | 294719.4 | 0.0323 | 0.0427 | 0.59 | 0.59 | 245 | 17.7 | 2.49 | 19.6 | 858.9 | 0.17 | 246.2 | 45.2 | 291.5 | 254.8 | 18.4 | 2.59 | 20.3 | 892.3 | 0.18 | 256 | 47 | 303 | 432.6 | 25.9 | 3.62 | 36.1 | 1638.2 | 0.25 | 434.4 | 84.9 | 519.3 | 386.8 | 19.5 | 2.61 | 34.6 | 1636.7 | 0.18 | 388.1 | 83.5 | 471.5 | 20.05 | 0 | 0.26 | 20.31 | 21.01 | 0 | 0.27 | 21.27 | 400599.2 | 105879.8 | 0 | 4096.5 | 0 | 8373.7 | 51377.3 | 0 | 0 | 136.9 | 108124.3 | 0 | 469.6 | 3315.4 | 30553.4 | 86034.9 | 2374.3 | 0 | 0 | 1089.6 | 104569.8 | 83.5 | 40.7 | 0 | 0 | 8315.2
4062 | 170 | Day170 | 5 | Hour5 | 6 | Summer | 2117 | #N/A | Summer | 408210.8 | 2024-06-19 05:00 | 399830.9 | 1637.1 | 1566.2 | 5176.5 | 408210.7 | 386771.3 | 293251.7 | 0.0327 | 0.0442 | 0.6 | 0.6 | 240.5 | 17.4 | 2.46 | 19.2 | 840.5 | 0.17 | 241.7 | 44.3 | 286 | 249.5 | 18 | 2.55 | 19.9 | 873.1 | 0.17 | 250.8 | 46 | 296.7 | 360.1 | 20.6 | 2.87 | 31.1 | 1387.4 | 0.21 | 361.5 | 72.5 | 434 | 312.7 | 7.3 | 0.81 | 35.7 | 1590.5 | 0.14 | 313.2 | 83.1 | 396.3 | 19.98 | 0 | 0.26 | 20.24 | 20.93 | 0 | 0.26 | 21.19 | 408210.8 | 114959 | 125 | 4096.5 | 0 | 8373.7 | 51708.1 | 0 | 0 | 377.5 | 107597.8 | 0 | 312.2 | 3315.4 | 29313.8 | 86034.9 | 2374.3 | 0 | 0 | 9688.5 | 104818.7 | 74.3 | 539.4 | 0 | 0 | 8315.2
4063 | 170 | Day170 | 6 | Hour6 | 6 | Summer | 2117 | #N/A | Summer | 432061.4 | 2024-06-19 06:00 | 423379.8 | 868.2 | 2321.7 | 5491.7 | 432061.4 | 409256.7 | 294600.7 | 0.0334 | 0.0467 | 0.63 | 0.63 | 228.4 | 16.7 | 2.37 | 18 | 792.4 | 0.16 | 229.6 | 41.7 | 271.3 | 236.8 | 17.3 | 2.45 | 18.7 | 821.8 | 0.17 | 238 | 43.3 | 281.2 | 199.3 | 8 | 1.09 | 20.4 | 857.1 | 0.13 | 199.8 | 46 | 245.8 | 457.1 | 26.6 | 3.64 | 38.5 | 1821.6 | 0.23 | 458.9 | 92.9 | 551.7 | 21.96 | 0 | 0.25 | 22.21 | 23.06 | 0 | 0.27 | 23.33 | 432061.4 | 137460.7 | 292.4 | 4125.4 | 0 | 8374.7 | 52795.9 | 0 | 0 | 3509.9 | 105879.1 | 0 | 312.2 | 3315.4 | 29879.7 | 87251.6 | 2374.3 | 0 | 0 | 33019.3 | 100857.3 | 74.2 | 2258.3 | 0 | 0 | 8315.2
4064 | 170 | Day170 | 7 | Hour7 | 6 | Summer | 2117 | #N/A | Summer | 462209.6 | 2024-06-19 07:00 | 455511 | 839.5 | 566.5 | 5292.6 | 462209.6 | 439821.7 | 303149 | 0.0344 | 0.0503 | 0.63 | 0.63 | 223.3 | 16.1 | 2.27 | 17.8 | 783 | 0.15 | 224.4 | 41.1 | 265.6 | 231.9 | 16.7 | 2.36 | 18.5 | 813.3 | 0.16 | 233.1 | 42.8 | 275.8 | 133.8 | 5.7 | 0.79 | 13.4 | 561.7 | 0.09 | 134.2 | 30.2 | 164.4 | 555 | 43 | 6.07 | 36.9 | 1874.3 | 0.28 | 558 | 92.8 | 650.8 | 22.9 | 0 | 0.26 | 23.16 | 24.15 | 0 | 0.27 | 24.42 | 462209.6 | 159060.6 | 0.1 | 4140.2 | 0 | 8374.7 | 54280.1 | 0 | 98.9 | 6656.9 | 114351.2 | 0 | 312.2 | 3315.4 | 28434.5 | 87566.2 | 2374.3 | 0 | 0 | 66174.5 | 86055 | 75.2 | 3416.4 | 0 | 58 | 8315.2
4065 | 170 | Day170 | 8 | Hour8 | 6 | Summer | 2117 | #N/A | Summer | 498378 | 2024-06-19 08:00 | 488852.9 | 2818.7 | 1557.3 | 5149.1 | 498378 | 471416.1 | 305802.8 | 0.0357 | 0.054 | 0.64 | 0.64 | 219.2 | 16.1 | 2.28 | 17.1 | 759.9 | 0.15 | 220.3 | 39.8 | 260.1 | 229 | 16.9 | 2.38 | 17.8 | 792.9 | 0.16 | 230.2 | 41.5 | 271.7 | 87.3 | 3 | 0.41 | 9.6 | 377.2 | 0.07 | 87.5 | 20.9 | 108.4 | 776.9 | 78.5 | 11.33 | 33.8 | 2039.7 | 0.38 | 782.3 | 94.7 | 877 | 24.15 | 0 | 0.26 | 24.41 | 25.58 | 0 | 0.27 | 25.85 | 498378 | 192575.2 | 8.2 | 4176.7 | 0 | 8374.7 | 59034.4 | 0 | 556.3 | 10172.4 | 117501.9 | 0 | 312.2 | 3315.4 | 22308.9 | 88396.1 | 2374.3 | 0 | 0 | 102809.8 | 78977.7 | 59.1 | 6194.1 | 246.1 | 12.2 | 8315.2
4066 | 170 | Day170 | 9 | Hour9 | 6 | Summer | 2117 | #N/A | Summer | 536238.1 | 2024-06-19 09:00 | 521546.6 | 4768.6 | 4360 | 5562.9 | 536238.1 | 502281.5 | 315526 | 0.0369 | 0.0576 | 0.64 | 0.63 | 221.4 | 16.4 | 2.32 | 16.9 | 762.6 | 0.15 | 222.5 | 39.7 | 262.2 | 233.1 | 17.3 | 2.45 | 17.8 | 802 | 0.15 | 234.3 | 41.7 | 276 | 83.3 | 2.5 | 0.34 | 9.5 | 370.3 | 0.06 | 83.4 | 20.5 | 103.9 | 622.9 | 22.1 | 4.14 | 80 | 1728.9 | 1.13 | 624.7 | 131.8 | 756.5 | 21.03 | 0 | 0.12 | 21.15 | 22.74 | 0 | 0.15 | 22.89 | 536238.1 | 220712.1 | 0 | 4179.9 | 0 | 8374.7 | 65084 | 0 | 848.2 | 19184.2 | 126004.6 | 0 | 312.2 | 3315.4 | 19586 | 86294.9 | 2374.3 | 0 | 0 | 125793.6 | 74822.4 | 63.8 | 12267 | 81.7 | 404.2 | 8315.2
4067 | 170 | Day170 | 10 | Hour10 | 6 | Summer | 2117 | #N/A | Summer | 568812.8 | 2024-06-19 10:00 | 554136 | 4643.8 | 4360 | 5673 | 568812.7 | 532923.7 | 341595.3 | 0.0383 | 0.0613 | 0.62 | 0.61 | 235.9 | 17.6 | 2.5 | 17.8 | 804.4 | 0.15 | 237.1 | 41.8 | 278.8 | 248.6 | 18.6 | 2.64 | 18.7 | 847 | 0.16 | 249.9 | 44 | 293.9 | 84.5 | 3 | 0.4 | 9 | 377.9 | 0.05 | 84.7 | 20.2 | 104.9 | 450.9 | 8.5 | 0.85 | 53.3 | 2357.7 | 0.2 | 451.4 | 123.6 | 574.9 | 22.36 | 0 | 0.11 | 22.47 | 24.25 | 0 | 0.14 | 24.39 | 568812.8 | 227217.4 | 0 | 4228.8 | 0 | 8374.7 | 74237.7 | 0 | 939.8 | 19600.4 | 138565.2 | 0 | 312.2 | 3315.4 | 22515.9 | 86391.6 | 3653.8 | 0 | 0 | 133893 | 72726 | 58.3 | 16628 | 61.6 | 0 | 8315.2
4068 | 170 | Day170 | 11 | Hour11 | 6 | Summer | 2117 | #N/A | Summer | 594977.3 | 2024-06-19 11:00 | 581228.2 | 4011.4 | 3931.2 | 5806.4 | 594977.3 | 558297 | 365422.3 | 0.0394 | 0.0643 | 0.6 | 0.6 | 248.2 | 18.6 | 2.63 | 18.5 | 845.2 | 0.16 | 249.4 | 43.7 | 293.1 | 261.6 | 19.6 | 2.78 | 19.4 | 889.9 | 0.17 | 262.9 | 46 | 308.9 | 74 | 2.2 | 0.27 | 8.1 | 356.9 | 0.04 | 74.1 | 18.7 | 92.8 | 990.4 | 102.9 | 14.87 | 40.6 | 2511.4 | 0.48 | 997.5 | 115.6 | 1113.1 | 26.96 | 0 | 0.25 | 27.21 | 28.99 | 0 | 0.26 | 29.24 | 594977.3 | 229555 | 156.6 | 4228.8 | 0 | 8374.7 | 81865.1 | 0 | 961.7 | 20376.9 | 150818 | 0 | 520.3 | 3315.4 | 23996 | 88396.1 | 3751.4 | 0 | 0 | 134466.8 | 73695.6 | 54 | 17110.9 | 574.5 | 95.1 | 8315.2
4069 | 170 | Day170 | 12 | Hour12 | 6 | Summer | 2117 | #N/A | Summer | 614312.9 | 2024-06-19 12:00 | 603713.2 | 3732.6 | 1553.2 | 5313.8 | 614312.9 | 579279.5 | 383300.6 | 0.0405 | 0.0669 | 0.59 | 0.58 | 263.2 | 20.2 | 2.86 | 19 | 883.1 | 0.17 | 264.6 | 45.4 | 310 | 276.7 | 21.2 | 3.01 | 20 | 927.7 | 0.17 | 278.2 | 47.7 | 325.9 | 70.6 | 2 | 0.24 | 7.8 | 344.9 | 0.03 | 70.8 | 18.1 | 88.9 | 996.7 | 106.8 | 15.47 | 37.9 | 2425.1 | 0.49 | 1004.1 | 110.3 | 1114.4 | 28.73 | 0 | 0.24 | 28.97 | 30.9 | 0 | 0.26 | 31.15 | 614312.9 | 231012.4 | 50.1 | 4228.8 | 0 | 8374.7 | 92250.5 | 0 | 964.5 | 20291.9 | 157981.2 | 0 | 520.3 | 3315.4 | 24322.4 | 88396.1 | 3857.1 | 4.1 | 0 | 133958.5 | 75707.9 | 89.5 | 17690.4 | 594.7 | 1229 | 8315.2
4070 | 170 | Day170 | 13 | Hour13 | 6 | Summer | 2117 | #N/A | Summer | 630990.6 | 2024-06-19 13:00 | 623135 | 1038.1 | 1587.6 | 5229.8 | 630990.6 | 597348.7 | 397430.3 | 0.0414 | 0.0692 | 0.58 | 0.57 | 272.2 | 21 | 2.98 | 19.5 | 907.4 | 0.17 | 273.7 | 46.6 | 320.3 | 285.8 | 22 | 3.13 | 20.5 | 952.6 | 0.18 | 287.3 | 49 | 336.3 | 65.7 | 1.8 | 0.22 | 7.3 | 321.7 | 0.03 | 65.9 | 16.9 | 82.7 | 1146.3 | 121.9 | 17.71 | 45.4 | 2755 | 0.61 | 1154.7 | 127.6 | 1282.4 | 29.92 | 0 | 0.24 | 30.15 | 32.22 | 0 | 0.25 | 32.47 | 630990.6 | 233560.3 | 439.5 | 4228.8 | 0 | 8374.7 | 98391.6 | 0 | 965.2 | 20778.4 | 163829.5 | 0 | 888.9 | 3315.4 | 24351.6 | 88396.1 | 4789.4 | 424.9 | 0 | 133387.7 | 78323.8 | 105.2 | 16901.8 | 3435.6 | 589.6 | 8315.2
4071 | 170 | Day170 | 14 | Hour14 | 6 | Summer | 2117 | #N/A | Summer | 642801.1 | 2024-06-19 14:00 | 636032.2 | 166.3 | 1562 | 5040.6 | 642801.1 | 609315.2 | 407152 | 0.042 | 0.0707 | 0.58 | 0.57 | 273.4 | 21.1 | 3 | 19.6 | 909.4 | 0.17 | 274.8 | 46.7 | 321.5 | 289.2 | 22.3 | 3.17 | 20.7 | 962.6 | 0.18 | 290.7 | 49.5 | 340.2 | 66.8 | 1.8 | 0.21 | 7.5 | 326.9 | 0.03 | 66.9 | 17.3 | 84.2 | 1004.6 | 101.4 | 14.78 | 45.6 | 2506.6 | 0.58 | 1011.6 | 120.5 | 1132.1 | 30.31 | 0 | 0.2 | 30.51 | 32.68 | 0 | 0.21 | 32.89 | 642801.1 | 235649.1 | 174.7 | 4231.6 | 0 | 8374.7 | 100860.5 | 0 | 966.3 | 21215.9 | 165625.5 | 0 | 1516.4 | 3315.4 | 24455.8 | 88396.1 | 5026.4 | 5174.9 | 0 | 131625 | 81720 | 122 | 16702.4 | 6192.2 | 197 | 8315.2
4072 | 170 | Day170 | 15 | Hour15 | 6 | Summer | 2117 | #N/A | Summer | 650315.7 | 2024-06-19 15:00 | 645085.3 | 0 | 243.4 | 4986.9 | 650315.7 | 617700.5 | 415851.9 | 0.0424 | 0.0718 | 0.57 | 0.57 | 275.8 | 21.3 | 3.03 | 19.7 | 915.4 | 0.17 | 277.2 | 47 | 324.2 | 292.3 | 22.5 | 3.2 | 21 | 971.8 | 0.18 | 293.9 | 50 | 343.8 | 69.8 | 1.9 | 0.22 | 7.7 | 344.6 | 0.03 | 69.9 | 18 | 87.9 | 794.6 | 67 | 9.52 | 46.7 | 2509.3 | 0.38 | 799.2 | 121.6 | 920.8 | 30.36 | 0 | 0.23 | 30.59 | 32.74 | 0 | 0.25 | 32.99 | 650315.7 | 234463.8 | 654.6 | 4252.9 | 0 | 8374.7 | 102966.7 | 0 | 972.5 | 20237.7 | 167358.8 | 0 | 1869.4 | 3315.4 | 25402.2 | 88396.1 | 5327.7 | 7933.4 | 0 | 130582.2 | 82480.2 | 191.2 | 16405.2 | 6544.5 | 1761.9 | 8315.2
4073 | 170 | Day170 | 16 | Hour16 | 6 | Summer | 2117 | #N/A | Summer | 655838.8 | 2024-06-19 16:00 | 650453 | 0 | 534.3 | 4851.5 | 655838.8 | 622672.3 | 425847.7 | 0.0427 | 0.0724 | 0.57 | 0.56 | 280.7 | 21.7 | 3.09 | 20 | 930.2 | 0.18 | 282.2 | 47.8 | 329.9 | 298.8 | 23.1 | 3.28 | 21.4 | 992.1 | 0.19 | 300.3 | 51 | 351.3 | 77.2 | 2.3 | 0.29 | 8.4 | 370.6 | 0.04 | 77.3 | 19.4 | 96.7 | 971.5 | 99 | 14.28 | 41.6 | 2526.2 | 0.47 | 978.3 | 117 | 1095.3 | 30.62 | 0 | 0.23 | 30.85 | 33.05 | 0 | 0.25 | 33.3 | 655838.8 | 229991.2 | 1866 | 4252.9 | 0 | 8374.7 | 105718.3 | 0 | 970.6 | 20301.7 | 169930.2 | 0 | 2399.5 | 3315.4 | 26587.4 | 88396.1 | 5606.9 | 9400.2 | 0 | 122479.4 | 86088.9 | 150.5 | 15770.3 | 8591 | 1192.6 | 8315.2
4074 | 170 | Day170 | 17 | Hour17 | 6 | Summer | 2117 | #N/A | Summer | 652756.6 | 2024-06-19 17:00 | 647961.6 | 131.8 | 213 | 4450.1 | 652756.6 | 620363.7 | 439653.7 | 0.0426 | 0.0721 | 0.55 | 0.54 | 290.5 | 22.5 | 3.2 | 20.6 | 960.9 | 0.18 | 292 | 49.3 | 341.3 | 310.3 | 23.9 | 3.4 | 22.2 | 1029 | 0.2 | 311.9 | 52.9 | 364.8 | 99.1 | 3.3 | 0.42 | 10.6 | 462.7 | 0.05 | 99.4 | 24.4 | 123.7 | 677.4 | 48.8 | 6.86 | 47.5 | 2388.9 | 0.33 | 680.7 | 118.7 | 799.5 | 31.06 | 0 | 0.23 | 31.29 | 33.51 | 0 | 0.25 | 33.77 | 652756.6 | 213102.9 | 2075.7 | 4255.8 | 0 | 8374.7 | 108704.4 | 0 | 959.1 | 17729.2 | 172956.1 | 0 | 3041.8 | 3315.4 | 29353.2 | 88396.1 | 6178.7 | 13001.8 | 0 | 103526.2 | 90711.9 | 176.6 | 12812.7 | 10385.6 | 1425.8 | 8315.2
4075 | 170 | Day170 | 18 | Hour18 | 6 | Summer | 2117 | #N/A | Summer | 639987.8 | 2024-06-19 18:00 | 635870.6 | 144.8 | 0 | 3972.4 | 639987.7 | 609125.4 | 457546.2 | 0.042 | 0.0708 | 0.53 | 0.52 | 309.5 | 23.7 | 3.37 | 22.2 | 1028.4 | 0.19 | 311.1 | 52.9 | 364 | 330.9 | 25.3 | 3.6 | 23.9 | 1102.8 | 0.21 | 332.6 | 56.8 | 389.4 | 229.2 | 8.8 | 1.24 | 24.3 | 956.8 | 0.17 | 229.8 | 52.9 | 282.7 | 1056.8 | 110.5 | 15.98 | 42.9 | 2648 | 0.53 | 1064.5 | 121.9 | 1186.4 | 32.86 | 2.21 | 0.23 | 35.3 | 35.39 | 2.38 | 0.25 | 38.02 | 639987.8 | 182441.6 | 3263.8 | 4255.8 | 0 | 8374.7 | 111788.2 | 0 | 897.2 | 12915.2 | 177456.8 | 0 | 6454.1 | 3315.4 | 32993.6 | 88396.1 | 7073.5 | 14174.2 | 0 | 75358.4 | 93097.8 | 173 | 10817.9 | 7772 | 2759 | 8315.2
4076 | 170 | Day170 | 19 | Hour19 | 6 | Summer | 2117 | #N/A | Summer | 621196.4 | 2024-06-19 19:00 | 617209.8 | 0 | 0 | 3986.6 | 621196.4 | 591771.6 | 461879.4 | 0.0412 | 0.0687 | 0.51 | 0.5 | 321.7 | 24.9 | 3.55 | 22.8 | 1061.1 | 0.2 | 323.4 | 54.5 | 377.9 | 342.8 | 26.4 | 3.76 | 24.5 | 1134.2 | 0.22 | 344.6 | 58.3 | 403 | 364.5 | 16.3 | 2.32 | 36.5 | 1454 | 0.27 | 365.7 | 80 | 445.6 | 1079.6 | 79.2 | 12.81 | 93.9 | 2288.1 | 1.56 | 1085.5 | 162.5 | 1248 | 32.9 | 2.63 | 0.23 | 35.76 | 35.34 | 2.81 | 0.25 | 38.4 | 621196.4 | 159317 | 2303.1 | 4257.5 | 0 | 8374.7 | 114199 | 0 | 737.1 | 8415.3 | 178907.6 | 0 | 4260 | 3315.4 | 38008.3 | 88396.1 | 7174 | 12683.5 | 0 | 46882.9 | 103107.6 | 174 | 8208.4 | 4585.7 | 1481.4 | 8315.2
4077 | 170 | Day170 | 20 | Hour20 | 6 | Summer | 2117 | #N/A | Summer | 603813.2 | 2024-06-19 20:00 | 599330 | 0 | 0 | 4483.3 | 603813.3 | 575131.3 | 472678.7 | 0.0404 | 0.0666 | 0.5 | 0.49 | 323.4 | 24.9 | 3.54 | 23.1 | 1070.6 | 0.2 | 325.1 | 55.1 | 380.1 | 344 | 26.4 | 3.76 | 24.7 | 1141.3 | 0.22 | 345.8 | 58.8 | 404.5 | 365.5 | 17 | 2.4 | 35.6 | 1464.6 | 0.25 | 366.7 | 79.3 | 446.1 | 1062.1 | 107.6 | 15.61 | 47.1 | 2698.8 | 0.58 | 1069.5 | 127.7 | 1197.2 | 33.25 | 0 | 0.24 | 33.49 | 35.64 | 0 | 0.26 | 35.9 | 603813.2 | 131134.6 | 2790.8 | 4257.5 | 0 | 8374.7 | 110932.5 | 0 | 281.9 | 4341.2 | 179705.6 | 0 | 2409.1 | 3315.4 | 50944 | 88396.1 | 7094.7 | 14458.1 | 0 | 14215.6 | 112155.4 | 140.4 | 2695 | 1760.1 | 2651.7 | 8315.2
4078 | 170 | Day170 | 21 | Hour21 | 6 | Summer | 2117 | #N/A | Summer | 582410.1 | 2024-06-19 21:00 | 577379.6 | 0 | 0 | 5030.6 | 582410.1 | 554603.7 | 464872.8 | 0.0394 | 0.0642 | 0.49 | 0.48 | 330.8 | 25 | 3.55 | 24.1 | 1110.5 | 0.21 | 332.5 | 57.3 | 389.7 | 347.6 | 26.2 | 3.72 | 25.4 | 1168.1 | 0.22 | 349.4 | 60.3 | 409.6 | 346.9 | 17.2 | 2.38 | 32.3 | 1404 | 0.21 | 348.1 | 74.2 | 422.3 | 1023.7 | 98.1 | 14.19 | 50.6 | 2775.1 | 0.55 | 1030.5 | 133.4 | 1163.9 | 33.83 | 0 | 0.25 | 34.07 | 36.15 | 0 | 0.26 | 36.41 | 582410.1 | 117537.3 | 5156.8 | 4257.5 | 0 | 8374.7 | 106636.1 | 0 | 0 | 267.5 | 180890.1 | 0 | 5006.8 | 3315.4 | 49418.8 | 88396.1 | 7140.7 | 6279.9 | 0 | 339.2 | 116734.7 | 195.9 | 1059.1 | 1670.7 | 4792.4 | 8315.2
4079 | 170 | Day170 | 22 | Hour22 | 6 | Summer | 2117 | #N/A | Summer | 545682.8 | 2024-06-19 22:00 | 539732.9 | 0 | 0 | 5949.9 | 545682.8 | 519239.1 | 425818.1 | 0.038 | 0.0602 | 0.52 | 0.51 | 305.1 | 22.7 | 3.22 | 22.7 | 1036 | 0.2 | 306.6 | 53.7 | 360.3 | 319.2 | 23.7 | 3.36 | 23.8 | 1085.4 | 0.21 | 320.8 | 56.3 | 377 | 436.9 | 27.7 | 3.85 | 34.2 | 1648.3 | 0.22 | 438.8 | 83.4 | 522.2 | 493.8 | 15.8 | 1.98 | 52.9 | 2336.4 | 0.25 | 494.8 | 122.6 | 617.4 | 29.14 | 0 | 0.25 | 29.39 | 31.02 | 0 | 0.26 | 31.28 | 545682.8 | 119864.7 | 4951.1 | 4247.1 | 0 | 8374.7 | 90696.5 | 0 | 0 | 0.3 | 164787.8 | 0 | 2466.9 | 3315.4 | 48334.3 | 88396.1 | 5886.5 | 4361.6 | 0 | 1.5 | 119649.6 | 213.4 | 67.4 | 1516 | 3599 | 8315.2
4080 | 170 | Day170 | 23 | Hour23 | 6 | Summer | 2117 | #N/A | Summer | 505147.4 | 2024-06-19 23:00 | 499198.3 | 110 | 0 | 5839.2 | 505147.4 | 481010.7 | 385632.2 | 0.0364 | 0.0559 | 0.56 | 0.55 | 273.9 | 20 | 2.83 | 21 | 946.4 | 0.18 | 275.3 | 49.3 | 324.6 | 286.3 | 20.9 | 2.95 | 22.1 | 990.9 | 0.19 | 287.8 | 51.6 | 339.4 | 469.6 | 31.7 | 4.46 | 35.2 | 1695.5 | 0.24 | 471.8 | 85.8 | 557.6 | 745.8 | 53.5 | 8.07 | 58.9 | 2145.8 | 0.71 | 749.6 | 123.1 | 872.6 | 27.47 | 0 | 0.25 | 27.72 | 29.11 | 0 | 0.26 | 29.38 | 505147.4 | 119515.2 | 4421.7 | 4193.8 | 0 | 8374.7 | 73165.4 | 0 | 0 | 0 | 146147.4 | 0 | 907.4 | 3315.4 | 48119.7 | 88396.1 | 4230.7 | 4360 | 0 | 0 | 119355 | 160.2 | 0.1 | 1140.5 | 3144.5 | 8315.2
4081 | 171 | Day171 | 0 | Hour0 | 6 | Summer | 44 | 675002 | Summer | 475217.8 | 2024-06-20 | 463894.6 | 110 | 5322.6 | 5890.6 | 475217.8 | 447597.5 | 355914.7 | 0.0351 | 0.052 | 0.58 | 0.58 | 255.9 | 18.3 | 2.58 | 20.3 | 895.8 | 0.17 | 257.1 | 47 | 304.1 | 266.5 | 19 | 2.68 | 21.2 | 934.5 | 0.18 | 267.8 | 49.1 | 316.9 | 444.3 | 28.2 | 3.92 | 34.7 | 1683 | 0.22 | 446.2 | 84.9 | 531.1 | 921 | 98 | 14.2 | 35.9 | 2252.5 | 0.46 | 927.8 | 103.2 | 1030.9 | 25 | 0 | 0.25 | 25.24 | 26.38 | 0 | 0.26 | 26.64 | 475217.8 | 119303.1 | 1753 | 4180.8 | 0 | 8374.7 | 62145.2 | 0 | 0 | 0 | 132936.6 | 0 | 878.1 | 3315.4 | 47170.2 | 88328.4 | 4002.9 | 2829.2 | 0 | 0 | 119070.2 | 232.9 | 0 | 1479.7 | 309.8 | 8315.2
4082 | 171 | Day171 | 1 | Hour1 | 6 | Summer | 2117 | #N/A | Summer | 452529 | 2024-06-20 01:00 | 436081.4 | 110 | 10470.8 | 5866.6 | 452528.9 | 421214.1 | 335426.3 | 0.0341 | 0.0488 | 0.59 | 0.59 | 252.2 | 18.3 | 2.59 | 19.9 | 874.4 | 0.17 | 253.5 | 46 | 299.4 | 262.3 | 19 | 2.69 | 20.6 | 909.7 | 0.18 | 263.7 | 47.8 | 311.4 | 428.5 | 25.1 | 3.45 | 35.5 | 1688.9 | 0.21 | 430.2 | 85.9 | 516 | 362.3 | 10.6 | 1.28 | 40.9 | 1767.6 | 0.2 | 363 | 93.6 | 456.6 | 22.5 | 0 | 0.24 | 22.75 | 23.62 | 0 | 0.26 | 23.88 | 452529 | 117102.6 | 222.1 | 4175.1 | 0 | 8374.7 | 59401.2 | 0 | 0 | 0 | 120950.8 | 0 | 878.1 | 3315.4 | 45226.9 | 87447.1 | 3881.7 | 1553.2 | 0 | 0 | 116838.3 | 264.3 | 0 | 0 | 84.4 | 8315.2
4083 | 171 | Day171 | 2 | Hour2 | 6 | Summer | 2117 | #N/A | Summer | 437910.6 | 2024-06-20 02:00 | 416607.4 | 2235.8 | 13306.5 | 5760.9 | 437910.6 | 402696.9 | 323312.5 | 0.0334 | 0.0465 | 0.59 | 0.59 | 253.3 | 18.4 | 2.61 | 19.9 | 874.9 | 0.18 | 254.5 | 46 | 300.6 | 262.5 | 19.2 | 2.71 | 20.5 | 905.2 | 0.18 | 263.8 | 47.6 | 311.4 | 391 | 20 | 2.71 | 35 | 1630.1 | 0.19 | 392.3 | 83.7 | 476 | 410.5 | 20.2 | 2.69 | 37.2 | 1753.3 | 0.19 | 411.9 | 89.5 | 501.4 | 20.6 | 0 | 0.25 | 20.85 | 21.47 | 0 | 0.26 | 21.74 | 437910.6 | 114598.1 | 0 | 4099.7 | 0 | 8373.7 | 58074.5 | 0 | 0 | 0 | 116291 | 0 | 837.8 | 3315.4 | 41051.6 | 86034.9 | 3859.3 | 1374.6 | 0 | 0 | 114327.5 | 270.6 | 0 | 0 | 0 | 8315.2
4084 | 171 | Day171 | 3 | Hour3 | 6 | Summer | 2117 | #N/A | Summer | 432040.6 | 2024-06-20 03:00 | 406941.8 | 4809.7 | 14521.3 | 5767.8 | 432040.6 | 393505.7 | 318069.4 | 0.033 | 0.0452 | 0.59 | 0.59 | 254.2 | 18.5 | 2.62 | 20 | 879.1 | 0.18 | 255.5 | 46.3 | 301.8 | 264.5 | 19.3 | 2.73 | 20.7 | 911.7 | 0.18 | 265.8 | 47.9 | 313.7 | 385.2 | 19.7 | 2.67 | 34.5 | 1606.3 | 0.19 | 386.6 | 82.4 | 469 | 457.2 | 31 | 4.31 | 33.7 | 1682.7 | 0.21 | 459.3 | 83.9 | 543.2 | 20.31 | 0 | 0.27 | 20.58 | 21.17 | 0 | 0.26 | 21.43 | 432040.6 | 113971.2 | 0 | 4099.7 | 0 | 8373.7 | 57419.5 | 0 | 0 | 11.2 | 115390.2 | 0 | 819.3 | 3315.4 | 38757.3 | 86034.9 | 3859.3 | 0 | 0 | 23.9 | 113645.5 | 290.6 | 0 | 0 | 0 | 8315.2
4085 | 171 | Day171 | 4 | Hour4 | 6 | Summer | 2117 | #N/A | Summer | 431276.2 | 2024-06-20 04:00 | 407213.5 | 4078.5 | 14303.8 | 5680.5 | 431276.3 | 393792.6 | 316524 | 0.033 | 0.0451 | 0.58 | 0.58 | 256.2 | 18.5 | 2.62 | 20.3 | 888.7 | 0.18 | 257.4 | 46.8 | 304.2 | 266.3 | 19.3 | 2.73 | 21 | 921.9 | 0.18 | 267.6 | 48.5 | 316.1 | 387.4 | 19.9 | 2.7 | 34.6 | 1612.4 | 0.19 | 388.8 | 82.7 | 471.5 | 643.5 | 61.5 | 8.84 | 31.2 | 1800.6 | 0.31 | 647.8 | 85 | 732.7 | 20.38 | 0 | 0.26 | 20.64 | 21.24 | 0 | 0.26 | 21.5 | 431276.2 | 114752.3 | 0 | 4099.7 | 0 | 8373.7 | 57354.6 | 0 | 0 | 122.4 | 117343.5 | 0 | 814.5 | 3315.4 | 35328.3 | 86034.9 | 3859.3 | 0 | 0 | 689.1 | 113598 | 342.8 | 36 | 0 | 0.4 | 8315.2
4086 | 171 | Day171 | 5 | Hour5 | 6 | Summer | 2117 | #N/A | Summer | 438750 | 2024-06-20 05:00 | 419162.9 | 1289.6 | 12661.1 | 5636.4 | 438750 | 405212.6 | 315794.7 | 0.0333 | 0.0464 | 0.59 | 0.59 | 252.8 | 18.3 | 2.59 | 20 | 877.7 | 0.17 | 254.1 | 46.2 | 300.3 | 262.5 | 19 | 2.69 | 20.7 | 910.4 | 0.18 | 263.8 | 47.9 | 311.7 | 317.9 | 16.2 | 2.18 | 28.7 | 1327.8 | 0.16 | 318.9 | 68.3 | 387.2 | 388.6 | 15.9 | 2.05 | 38.1 | 1760.7 | 0.17 | 389.6 | 90.6 | 480.3 | 20.68 | 0 | 0.25 | 20.93 | 21.58 | 0 | 0.26 | 21.84 | 438750 | 122955.3 | 0.3 | 4099.7 | 0 | 8373.7 | 57532.2 | 0 | 0 | 357.3 | 118070.5 | 0 | 814.5 | 3315.4 | 33694.2 | 86034.9 | 3859.3 | 0 | 0 | 9038.1 | 113198 | 362 | 455.1 | 0 | 258.6 | 8315.2
4087 | 171 | Day171 | 6 | Hour6 | 6 | Summer | 2117 | #N/A | Summer | 461396 | 2024-06-20 06:00 | 441625.2 | 880.4 | 13316.7 | 5573.7 | 461396 | 426601.6 | 314406.5 | 0.034 | 0.0489 | 0.62 | 0.61 | 238.2 | 17.3 | 2.46 | 18.8 | 823.1 | 0.17 | 239.4 | 43.3 | 282.7 | 247.8 | 18.1 | 2.56 | 19.4 | 854.9 | 0.17 | 249.1 | 45 | 294 | 148.2 | 4.6 | 0.57 | 16.1 | 707 | 0.08 | 148.5 | 37.2 | 185.7 | 961.5 | 110.5 | 16.07 | 29.8 | 2103.5 | 0.48 | 969.2 | 92.6 | 1061.8 | 21.73 | 0 | 0.25 | 21.97 | 22.75 | 0 | 0.26 | 23.01 | 461396 | 146989.5 | 776.8 | 4104.2 | 0 | 8374.7 | 57516.6 | 0 | 0 | 4274.9 | 115188.9 | 0 | 814.5 | 3315.4 | 33757.3 | 86698.8 | 3859.3 | 0 | 0 | 33687.9 | 108625.2 | 401.6 | 2152.5 | 0 | 0 | 8315.2
4088 | 171 | Day171 | 7 | Hour7 | 6 | Summer | 2117 | #N/A | Summer | 487448 | 2024-06-20 07:00 | 473122.9 | 850.7 | 8397.1 | 5077.2 | 487447.9 | 456485.5 | 322011.6 | 0.0352 | 0.0524 | 0.61 | 0.61 | 239 | 17.4 | 2.46 | 18.7 | 826.9 | 0.16 | 240.2 | 43.4 | 283.6 | 248.7 | 18.1 | 2.56 | 19.4 | 859.7 | 0.17 | 249.9 | 45.1 | 295 | 104.5 | 3 | 0.36 | 11.5 | 507.7 | 0.05 | 104.7 | 26.7 | 131.3 | 514 | 36.7 | 5.14 | 36.2 | 1833.2 | 0.24 | 516.5 | 90.9 | 607.4 | 22.46 | 0 | 0.25 | 22.71 | 23.69 | 0 | 0.27 | 23.96 | 487448 | 165436.3 | 26.7 | 4114.2 | 0 | 8374.7 | 61109.4 | 0 | 108.8 | 6493.1 | 123067.1 | 0 | 822.7 | 3315.4 | 30623.3 | 86698.8 | 3859.3 | 0 | 0 | 68080.1 | 90375.1 | 379.3 | 4058.8 | 0 | 0 | 8315.2
4089 | 171 | Day171 | 8 | Hour8 | 6 | Summer | 2117 | #N/A | Summer | 518011.9 | 2024-06-20 08:00 | 506533.7 | 1875.9 | 4663.3 | 4939 | 518011.9 | 488074.3 | 313872.1 | 0.0364 | 0.0562 | 0.63 | 0.63 | 225.2 | 16.4 | 2.32 | 17.6 | 779.6 | 0.15 | 226.3 | 40.9 | 267.2 | 235.2 | 17.1 | 2.42 | 18.4 | 813.5 | 0.16 | 236.4 | 42.7 | 279.1 | 71.5 | 1.8 | 0.21 | 8.2 | 353.9 | 0.04 | 71.6 | 18.7 | 90.3 | 825.1 | 85.5 | 12.35 | 34.1 | 2101 | 0.4 | 831 | 96.8 | 927.8 | 22.26 | 0 | 0.26 | 22.51 | 23.63 | 0 | 0.27 | 23.9 | 518011.9 | 204139.7 | 161.3 | 4101.4 | 0 | 8374.7 | 61137.5 | 0 | 605.1 | 9634.8 | 123230.7 | 0 | 848.9 | 3315.4 | 22144.1 | 86698.8 | 3859.3 | 0 | 0 | 103982.6 | 89542.4 | 374.9 | 5950.7 | 42.2 | 0 | 8315.2
4090 | 171 | Day171 | 9 | Hour9 | 6 | Summer | 2117 | #N/A | Summer | 553990.6 | 2024-06-20 09:00 | 539450.7 | 4624.8 | 4364.1 | 5551.1 | 553990.6 | 519076.1 | 321595.2 | 0.0378 | 0.0598 | 0.63 | 0.63 | 227.9 | 16.9 | 2.39 | 17.4 | 780.4 | 0.15 | 229.1 | 40.7 | 269.8 | 240.4 | 17.8 | 2.53 | 18.3 | 822.2 | 0.16 | 241.6 | 42.9 | 284.5 | 68.1 | 1.7 | 0.2 | 7.8 | 336 | 0.04 | 68.2 | 17.8 | 86 | 602.1 | 25.1 | 4.56 | 74.3 | 1565.2 | 1.1 | 604.1 | 121.3 | 725.3 | 20.24 | 0 | 0.12 | 20.36 | 21.94 | 0 | 0.15 | 22.09 | 553990.6 | 232395.4 | 0 | 4173.5 | 0 | 8374.7 | 68043.8 | 0 | 909.6 | 17557.3 | 129864.4 | 0 | 845.9 | 3315.4 | 18385.6 | 84732.6 | 3859.3 | 0 | 0 | 124696.9 | 88900.2 | 331.5 | 11874.5 | 198.5 | 0 | 8315.2
4091 | 171 | Day171 | 10 | Hour10 | 6 | Summer | 2117 | #N/A | Summer | 585495 | 2024-06-20 10:00 | 570557.4 | 4862.3 | 4298 | 5777.2 | 585494.9 | 548271.3 | 343925.8 | 0.0391 | 0.0633 | 0.62 | 0.62 | 239.5 | 18 | 2.55 | 18 | 809.2 | 0.16 | 240.8 | 42.1 | 282.9 | 252.9 | 19 | 2.7 | 18.9 | 853.6 | 0.17 | 254.2 | 44.4 | 298.6 | 70.2 | 1.6 | 0.17 | 8.1 | 359.1 | 0.03 | 70.3 | 18.8 | 89.1 | 522.8 | 37.6 | 5.27 | 36.6 | 1855.3 | 0.25 | 525.4 | 92 | 617.4 | 21.82 | 0 | 0.12 | 21.94 | 23.72 | 0 | 0.15 | 23.86 | 585495 | 241569.1 | 0 | 4173.5 | 0 | 8374.7 | 77130 | 0 | 996 | 19750.4 | 139262.6 | 0 | 814.5 | 3315.4 | 19738.5 | 86056.5 | 5060 | 0 | 0 | 131178.8 | 89310.3 | 333.7 | 15147.2 | 78.9 | 263.5 | 8315.2
4092 | 171 | Day171 | 11 | Hour11 | 6 | Summer | 2117 | #N/A | Summer | 612312.8 | 2024-06-20 11:00 | 597957.8 | 4066 | 4364.1 | 5924.9 | 612312.8 | 573886.3 | 369636.9 | 0.0402 | 0.0663 | 0.6 | 0.6 | 254.4 | 19.3 | 2.74 | 18.7 | 853.5 | 0.16 | 255.7 | 44.2 | 299.9 | 268.6 | 20.4 | 2.9 | 19.7 | 900.5 | 0.17 | 270 | 46.6 | 316.6 | 66.6 | 1.7 | 0.19 | 7.5 | 335.5 | 0.03 | 66.7 | 17.5 | 84.2 | 394.6 | 14.4 | 1.82 | 41.8 | 1845.8 | 0.21 | 395.5 | 96.8 | 492.3 | 24.51 | 0 | 0.25 | 24.76 | 26.58 | 0 | 0.26 | 26.84 | 612312.8 | 242675.8 | 260.1 | 4222.4 | 0 | 8374.7 | 87040.3 | 0 | 1010.6 | 19522.8 | 151081.4 | 0 | 1022.6 | 3315.4 | 22361.7 | 86722 | 5236.3 | 0 | 0 | 131283.4 | 90509.6 | 349.4 | 17118.4 | 787.1 | 150.6 | 8315.2
4093 | 171 | Day171 | 12 | Hour12 | 6 | Summer | 2117 | #N/A | Summer | 633098.5 | 2024-06-20 12:00 | 619634 | 3993.9 | 3621.2 | 5849.5 | 633098.5 | 594084.4 | 387134.5 | 0.0412 | 0.0688 | 0.59 | 0.58 | 265.2 | 20.4 | 2.9 | 19.2 | 882.5 | 0.17 | 266.6 | 45.5 | 312.1 | 280 | 21.5 | 3.06 | 20.2 | 930.9 | 0.18 | 281.5 | 48 | 329.4 | 70 | 1.5 | 0.17 | 8.1 | 356.8 | 0.03 | 70.1 | 18.7 | 88.9 | 437.9 | 10.7 | 1.2 | 49.5 | 2213.3 | 0.19 | 438.5 | 115.5 | 554.1 | 27.95 | 0 | 0.24 | 28.19 | 30.17 | 0 | 0.26 | 30.43 | 633098.5 | 245964 | 37 | 4222.4 | 0 | 8374.7 | 95318.7 | 0 | 1006.8 | 20075 | 158958 | 0 | 1022.6 | 3315.4 | 22382.6 | 88061 | 5442.2 | 0 | 0 | 134553.9 | 89921.5 | 406.8 | 16847.4 | 3889.5 | 493.6 | 8315.2
4094 | 171 | Day171 | 13 | Hour13 | 6 | Summer | 2117 | #N/A | Summer | 649795.8 | 2024-06-20 13:00 | 638403.2 | 1832.9 | 3621.2 | 5938.4 | 649795.8 | 611533.7 | 404474.9 | 0.0421 | 0.0709 | 0.57 | 0.57 | 276.6 | 21.4 | 3.04 | 19.8 | 916.4 | 0.17 | 278 | 47.1 | 325.1 | 291.8 | 22.5 | 3.21 | 20.8 | 966.2 | 0.18 | 293.3 | 49.7 | 343 | 72.2 | 2.1 | 0.25 | 7.9 | 349.6 | 0.04 | 72.3 | 18.4 | 90.7 | 686.8 | 53.1 | 7.5 | 44.7 | 2318.5 | 0.32 | 690.4 | 113.9 | 804.3 | 29.43 | 0 | 0.24 | 29.67 | 31.8 | 0 | 0.26 | 32.05 | 649795.8 | 245321 | 110 | 4225.2 | 0 | 8374.7 | 102554.7 | 0 | 1004.4 | 20156 | 167259.6 | 0 | 1286.2 | 3315.4 | 22788.5 | 88061 | 5875.3 | 624.2 | 0 | 133928.2 | 89677.7 | 554.6 | 16724.1 | 6797.8 | 969.3 | 8315.2
4095 | 171 | Day171 | 14 | Hour14 | 6 | Summer | 2117 | #N/A | Summer | 660509.8 | 2024-06-20 14:00 | 651924.8 | 903.8 | 1766.2 | 5915.1 | 660509.8 | 624084 | 416141.4 | 0.0427 | 0.0724 | 0.57 | 0.56 | 282.5 | 21.9 | 3.12 | 20.1 | 932.6 | 0.18 | 284 | 47.9 | 331.9 | 299 | 23.2 | 3.3 | 21.2 | 987.4 | 0.19 | 300.6 | 50.7 | 351.3 | 79 | 2.5 | 0.31 | 8.5 | 374.5 | 0.04 | 79.2 | 19.7 | 98.9 | 819.8 | 76.7 | 11 | 41.3 | 2347.8 | 0.4 | 825.1 | 111.4 | 936.5 | 30.23 | 0 | 0.24 | 30.47 | 32.68 | 0 | 0.26 | 32.94 | 660509.8 | 244368.4 | 174.1 | 4225.2 | 0 | 8374.7 | 106888.6 | 0 | 1001.6 | 20523.3 | 170705.6 | 0 | 1882.4 | 3315.4 | 22467.7 | 88061 | 6187.9 | 3858.6 | 0 | 130210.7 | 91945.5 | 687.3 | 16200 | 11326.5 | 682.5 | 8315.2
4096 | 171 | Day171 | 15 | Hour15 | 6 | Summer | 2117 | #N/A | Summer | 669377.5 | 2024-06-20 15:00 | 662021 | 103.3 | 1766.2 | 5487.1 | 669377.5 | 633442.8 | 430332.2 | 0.0432 | 0.0735 | 0.57 | 0.56 | 283 | 22 | 3.13 | 20.1 | 934.2 | 0.18 | 284.6 | 47.9 | 332.5 | 302 | 23.4 | 3.33 | 21.5 | 999 | 0.19 | 303.6 | 51.4 | 355 | 84.6 | 3.2 | 0.42 | 8.6 | 382.2 | 0.04 | 84.8 | 20 | 104.9 | 771.6 | 50.2 | 7.62 | 66.6 | 2317.9 | 0.77 | 775.1 | 135.8 | 911 | 31.21 | 0 | 0.24 | 31.45 | 33.78 | 0 | 0.26 | 34.04 | 669377.5 | 239045.3 | 432.6 | 4237.2 | 0 | 8374.7 | 108539.6 | 0 | 993.2 | 19119.5 | 171844 | 0 | 2720.1 | 3315.4 | 25386.7 | 88061 | 6236.1 | 11184.8 | 0 | 124122 | 94027.2 | 783.4 | 15933.4 | 12828.3 | 671.5 | 8315.2
4097 | 171 | Day171 | 16 | Hour16 | 6 | Summer | 2117 | #N/A | Summer | 675002 | 2024-06-20 16:00 | 668120.7 | 94.3 | 1408 | 5379 | 675002 | 639098 | 442530.9 | 0.0434 | 0.0742 | 0.56 | 0.55 | 289.7 | 22.4 | 3.18 | 20.6 | 957.2 | 0.18 | 291.2 | 49.2 | 340.4 | 309.8 | 23.8 | 3.39 | 22.2 | 1026 | 0.2 | 311.4 | 52.8 | 364.3 | 95.3 | 3.3 | 0.43 | 10 | 438.7 | 0.05 | 95.5 | 23.1 | 118.5 | 1178.6 | 122.1 | 17.66 | 48.8 | 2987.9 | 0.58 | 1187.1 | 138 | 1325.1 | 32 | 0.67 | 0.24 | 32.91 | 34.65 | 0.73 | 0.26 | 35.63 | 675002 | 232471.1 | 177.8 | 4248.2 | 0 | 8374.7 | 110832.5 | 0 | 990.4 | 19240 | 174289.1 | 0 | 4974.8 | 3315.4 | 27426.3 | 88061 | 7239.8 | 13591.2 | 0 | 114798.3 | 96412.4 | 1030 | 14869.8 | 12902.8 | 1492.9 | 8315.2
4098 | 171 | Day171 | 17 | Hour17 | 6 | Summer | 2117 | #N/A | Summer | 671738.2 | 2024-06-20 17:00 | 666064.4 | 65.6 | 213 | 5395.2 | 671738.2 | 637202.7 | 454900.5 | 0.0433 | 0.0739 | 0.55 | 0.54 | 298.6 | 22.7 | 3.24 | 21.6 | 992.8 | 0.19 | 300.2 | 51.2 | 351.4 | 319.2 | 24.2 | 3.45 | 23.2 | 1064.2 | 0.2 | 320.9 | 55 | 375.9 | 121.5 | 4.4 | 0.58 | 12.7 | 548.6 | 0.07 | 121.8 | 29 | 150.8 | 602.6 | 17.2 | 2.09 | 66.4 | 2921.6 | 0.3 | 603.7 | 153.6 | 757.3 | 33.57 | 4.48 | 0.24 | 38.29 | 36.32 | 4.88 | 0.26 | 41.46 | 671738.2 | 216837.7 | 1201.2 | 4255.8 | 0 | 8374.7 | 111320.1 | 0 | 977.8 | 17537.6 | 175688.2 | 0 | 8946.4 | 3315.4 | 30622.1 | 88061 | 8444.8 | 14670.7 | 0 | 100540.1 | 96469.9 | 1312.4 | 12459.8 | 11973.6 | 2416.6 | 8315.2
4099 | 171 | Day171 | 18 | Hour18 | 6 | Summer | 2117 | #N/A | Summer | 660641.3 | 2024-06-20 18:00 | 655619.2 | 13.3 | 0 | 5008.8 | 660641.3 | 627538.5 | 473028.1 | 0.0428 | 0.0727 | 0.52 | 0.51 | 316.4 | 23.8 | 3.39 | 23 | 1060.8 | 0.2 | 318 | 54.7 | 372.7 | 338.3 | 25.4 | 3.61 | 24.8 | 1137.8 | 0.21 | 340 | 58.8 | 398.8 | 242.1 | 9.5 | 1.33 | 25.5 | 1008.7 | 0.18 | 242.8 | 55.6 | 298.4 | 961.6 | 56.1 | 9.17 | 96.6 | 2499.3 | 1.38 | 965.8 | 171.5 | 1137.2 | 39.44 | 13.58 | 0.24 | 53.26 | 42.61 | 14.77 | 0.26 | 57.64 | 660641.3 | 187613.2 | 3000.3 | 4255.8 | 0 | 8374.7 | 114224.2 | 0 | 920.8 | 12867.6 | 177938.4 | 0 | 15046.4 | 3315.4 | 35501.2 | 88061 | 8631.3 | 14679.3 | 0 | 72559.9 | 99772.8 | 1492.1 | 10772.6 | 11696.7 | 2151.1 | 8315.2
4100 | 171 | Day171 | 19 | Hour19 | 6 | Summer | 2117 | #N/A | Summer | 642563.7 | 2024-06-20 19:00 | 637474 | 0 | 0 | 5089.7 | 642563.7 | 610711.3 | 477186 | 0.042 | 0.0707 | 0.51 | 0.5 | 324.6 | 25 | 3.56 | 23.2 | 1072.5 | 0.2 | 326.3 | 55.2 | 381.5 | 346.6 | 26.5 | 3.78 | 24.9 | 1149.2 | 0.22 | 348.4 | 59.2 | 407.6 | 373.6 | 14.1 | 1.95 | 39.6 | 1590 | 0.27 | 374.6 | 87 | 461.6 | 745.9 | 39.8 | 5.5 | 66.1 | 2981.6 | 0.41 | 748.6 | 155.1 | 903.6 | 35.08 | 0 | 0.24 | 35.32 | 37.78 | 0 | 0.26 | 38.04 | 642563.7 | 165377.7 | 3225.3 | 4255.8 | 0 | 8374.7 | 117419.5 | 0 | 755 | 8512.8 | 179575.1 | 0 | 9011 | 3315.4 | 40321.3 | 88396.1 | 8435 | 14856.8 | 0 | 45876 | 108625.2 | 1608.7 | 8188.5 | 7947.7 | 2386.5 | 8315.2
4101 | 171 | Day171 | 20 | Hour20 | 6 | Summer | 2117 | #N/A | Summer | 623582 | 2024-06-20 20:00 | 618500.4 | 0 | 0 | 5081.5 | 623582 | 593077.3 | 487547.2 | 0.0411 | 0.0685 | 0.5 | 0.49 | 330.7 | 25.9 | 3.69 | 23.2 | 1082.1 | 0.21 | 332.5 | 55.5 | 388 | 352.2 | 27.4 | 3.91 | 24.9 | 1156.7 | 0.22 | 354.1 | 59.4 | 413.5 | 387.9 | 15 | 2.07 | 40.7 | 1648.3 | 0.27 | 388.9 | 89.9 | 478.8 | 664.9 | 38.9 | 5.33 | 54.8 | 2630.3 | 0.32 | 667.5 | 133.3 | 800.8 | 36.19 | 0 | 0.25 | 36.44 | 38.88 | 0 | 0.27 | 39.15 | 623582 | 136034.7 | 5116.8 | 4257.5 | 0 | 8374.7 | 118840.3 | 0 | 286.6 | 4436.7 | 179879.1 | 0 | 4418.8 | 3315.4 | 52749.9 | 88396.1 | 7612 | 14586.6 | 0 | 14550.7 | 114984 | 1776.7 | 2698.1 | 2644.2 | 2439.3 | 8315.2
4102 | 171 | Day171 | 21 | Hour21 | 6 | Summer | 2117 | #N/A | Summer | 602593.1 | 2024-06-20 21:00 | 596861.6 | 0 | 0 | 5731.5 | 602593.1 | 572876.3 | 482514.8 | 0.0402 | 0.0662 | 0.48 | 0.47 | 339.5 | 26.1 | 3.71 | 24.2 | 1128.8 | 0.21 | 341.3 | 57.9 | 399.3 | 357.6 | 27.4 | 3.89 | 25.7 | 1191.9 | 0.22 | 359.5 | 61.2 | 420.7 | 357.7 | 16 | 2.22 | 35.2 | 1474.7 | 0.23 | 358.8 | 79.2 | 438 | 916.2 | 33.2 | 6.31 | 118.3 | 2414.4 | 1.73 | 918.9 | 190.7 | 1109.6 | 35.08 | 3.03 | 0.26 | 38.36 | 37.57 | 3.26 | 0.28 | 41.11 | 602593.1 | 120078.3 | 6515.2 | 4253 | 0 | 8374.7 | 115292 | 0 | 0 | 295.2 | 186109.9 | 0 | 5350.8 | 3315.4 | 49782 | 88396.1 | 6966.5 | 8159.1 | 0 | 385.3 | 117607.3 | 1790.5 | 1075.1 | 1125.6 | 4073.8 | 8315.2
4103 | 171 | Day171 | 22 | Hour22 | 6 | Summer | 2117 | #N/A | Summer | 564736.2 | 2024-06-20 22:00 | 558515.2 | 0 | 0 | 6221 | 564736.2 | 536955.5 | 444680.8 | 0.0386 | 0.062 | 0.5 | 0.5 | 320.4 | 24.3 | 3.45 | 23.3 | 1076 | 0.2 | 322.1 | 55.5 | 377.6 | 335.1 | 25.3 | 3.6 | 24.5 | 1127.6 | 0.21 | 336.9 | 58.2 | 395 | 423.3 | 25.4 | 3.55 | 35 | 1604.3 | 0.24 | 425 | 82.9 | 507.9 | 939.4 | 93.5 | 13.49 | 42.4 | 2499.7 | 0.47 | 945.9 | 117 | 1062.9 | 30.58 | 0 | 0.26 | 30.84 | 32.62 | 0 | 0.28 | 32.9 | 564736.2 | 120055.4 | 5419.7 | 4242.6 | 0 | 8374.7 | 100553.9 | 0 | 0 | 0.3 | 172929.9 | 0 | 2978.3 | 3315.4 | 48431.4 | 88396.1 | 6071.3 | 3967.3 | 0 | 1.6 | 118086.1 | 1967.5 | 71.9 | 1213.8 | 3788.2 | 8315.2
4104 | 171 | Day171 | 23 | Hour23 | 6 | Summer | 2117 | #N/A | Summer | 523272 | 2024-06-20 23:00 | 517054.6 | 110 | 102.2 | 6005.3 | 523271.9 | 497944.2 | 403941.9 | 0.037 | 0.0575 | 0.53 | 0.53 | 293.3 | 21.8 | 3.1 | 22 | 997.5 | 0.19 | 294.8 | 51.7 | 346.5 | 306.1 | 22.7 | 3.22 | 23 | 1043 | 0.2 | 307.7 | 54.1 | 361.8 | 469.3 | 30.7 | 4.3 | 36.2 | 1725.3 | 0.24 | 471.4 | 87.7 | 559.1 | 521.2 | 25.6 | 3.43 | 47.4 | 2213.7 | 0.25 | 522.9 | 113.4 | 636.4 | 28.21 | 0 | 0.26 | 28.48 | 29.95 | 0 | 0.28 | 30.23 | 523272 | 119330 | 4168 | 4169.3 | 0 | 8374.7 | 83196.1 | 0 | 0 | 0 | 153631.2 | 0 | 1828.9 | 3315.4 | 48163 | 88396.1 | 5111.2 | 3587.9 | 0 | 0 | 117191.7 | 2138.3 | 0.1 | 1253.7 | 3256.8 | 8315.2
4105 | 172 | Day172 | 0 | Hour0 | 6 | Summer | 26 | 699978.7 | Summer | 493360.6 | 2024-06-21 | 480213 | 110 | 6842.1 | 6195.4 | 493360.6 | 463132.6 | 375155.3 | 0.0356 | 0.0535 | 0.55 | 0.55 | 276.8 | 20.3 | 2.87 | 21.2 | 955.1 | 0.18 | 278.2 | 49.8 | 328 | 287.8 | 21 | 2.97 | 22.1 | 994.4 | 0.19 | 289.3 | 51.8 | 341.1 | 451.5 | 27.7 | 3.85 | 36.4 | 1721.7 | 0.23 | 453.3 | 87.8 | 541.1 | 585.4 | 39.2 | 5.47 | 44.3 | 2159.2 | 0.29 | 588.1 | 108.7 | 696.8 | 25.66 | 0 | 0.27 | 25.93 | 27.12 | 0 | 0.28 | 27.4 | 493360.6 | 118205.3 | 390.5 | 4158.6 | 0 | 8374.7 | 72118.3 | 0 | 0 | 0 | 142454.1 | 0 | 1521.6 | 3315.4 | 47334 | 87686.4 | 4183.3 | 3618.4 | 0 | 0 | 115949.5 | 2255.8 | 0 | 8.9 | 2358.4 | 8315.2
4106 | 172 | Day172 | 1 | Hour1 | 6 | Summer | 2117 | #N/A | Summer | 468860.8 | 2024-06-21 01:00 | 449892.8 | 177.1 | 12769.9 | 6020.9 | 468860.7 | 434404.7 | 352991.6 | 0.0344 | 0.05 | 0.57 | 0.57 | 266.7 | 19.3 | 2.72 | 20.8 | 927.5 | 0.18 | 268.1 | 48.5 | 316.6 | 277.2 | 20.1 | 2.84 | 21.6 | 962.9 | 0.18 | 278.6 | 50.3 | 328.9 | 461.3 | 30 | 4.19 | 35.5 | 1714.3 | 0.23 | 463.4 | 86.7 | 550 | 727.2 | 75.4 | 10.91 | 30.1 | 1837.8 | 0.36 | 732.5 | 85 | 817.4 | 22.2 | 0 | 0.27 | 22.47 | 23.29 | 0 | 0.28 | 23.57 | 468860.8 | 115869.2 | 121.1 | 4104.6 | 0 | 8373.7 | 64727 | 0 | 0 | 0 | 132857 | 0 | 1521.6 | 3315.4 | 46339.2 | 86034.9 | 4043.8 | 1553.2 | 0 | 0 | 113548.8 | 2320.3 | 0 | 0 | 90.8 | 8315.2
4107 | 172 | Day172 | 2 | Hour2 | 6 | Summer | 2117 | #N/A | Summer | 451697.2 | 2024-06-21 02:00 | 429023.6 | 1923.4 | 14679.3 | 6070.9 | 451697.3 | 414579.7 | 338371.5 | 0.0337 | 0.0476 | 0.58 | 0.58 | 260.2 | 18.7 | 2.64 | 20.6 | 907.7 | 0.18 | 261.5 | 47.7 | 309.2 | 270.3 | 19.5 | 2.75 | 21.3 | 940.8 | 0.18 | 271.7 | 49.4 | 321 | 431 | 27.4 | 3.82 | 33.8 | 1619.2 | 0.22 | 432.9 | 82.1 | 515 | 844.4 | 95.3 | 13.84 | 27.8 | 1903.9 | 0.42 | 851 | 84.7 | 935.7 | 21.07 | 0 | 0.27 | 21.34 | 22.06 | 0 | 0.28 | 22.34 | 451697.2 | 113325.7 | 0 | 4104.6 | 0 | 8373.7 | 60155.2 | 0 | 0 | 0 | 125607 | 0 | 1478.2 | 3315.4 | 44889.7 | 86034.9 | 3994.6 | 418.2 | 0 | 0 | 110898.3 | 2427.4 | 0 | 0 | 2.3 | 8315.2
4108 | 172 | Day172 | 3 | Hour3 | 6 | Summer | 2117 | #N/A | Summer | 442341.4 | 2024-06-21 03:00 | 417435.5 | 4287.1 | 14731 | 5887.7 | 442341.3 | 403562.7 | 331214.6 | 0.0332 | 0.0462 | 0.58 | 0.58 | 260.6 | 18.7 | 2.64 | 20.7 | 909.3 | 0.18 | 261.9 | 47.8 | 309.7 | 270.4 | 19.5 | 2.75 | 21.3 | 941.2 | 0.18 | 271.8 | 49.4 | 321.2 | 425.4 | 26 | 3.6 | 34.4 | 1633 | 0.22 | 427.1 | 83.1 | 510.3 | 459.4 | 30.7 | 4.27 | 34.3 | 1704.3 | 0.21 | 461.5 | 85.1 | 546.6 | 20.64 | 0 | 0.27 | 20.91 | 21.55 | 0 | 0.28 | 21.83 | 442341.4 | 111126.7 | 0 | 4100.1 | 0 | 8373.7 | 58915.1 | 0 | 0 | 2.2 | 123170.6 | 0 | 1458 | 3315.4 | 41852.1 | 86034.9 | 3994.6 | 0 | 0 | 3.7 | 108709.1 | 2411.6 | 0 | 0 | 0 | 8315.2
4109 | 172 | Day172 | 4 | Hour4 | 6 | Summer | 2117 | #N/A | Summer | 441335.4 | 2024-06-21 04:00 | 417771.1 | 2945.3 | 14729.9 | 5889.2 | 441335.5 | 403901.8 | 330198.7 | 0.0332 | 0.0461 | 0.57 | 0.57 | 260.1 | 18.5 | 2.62 | 20.8 | 912.1 | 0.18 | 261.3 | 48 | 309.3 | 269.9 | 19.3 | 2.72 | 21.5 | 944.9 | 0.18 | 271.3 | 49.7 | 320.9 | 429 | 26.5 | 3.68 | 34.4 | 1638 | 0.22 | 430.8 | 83.3 | 514.1 | 480.1 | 29.9 | 4.12 | 37.8 | 1850.5 | 0.22 | 482.1 | 93 | 575.1 | 20.86 | 0 | 0.27 | 21.13 | 21.77 | 0 | 0.27 | 22.04 | 441335.4 | 111136.7 | 0 | 4100.1 | 0 | 8374.7 | 58043.7 | 0 | 0 | 165 | 124431.6 | 0 | 1458 | 3315.4 | 40445.6 | 86034.9 | 3994.6 | 0 | 0 | 811.3 | 107895.7 | 2264.7 | 6.3 | 0 | 7.8 | 8315.2
4110 | 172 | Day172 | 5 | Hour5 | 6 | Summer | 2117 | #N/A | Summer | 451850.3 | 2024-06-21 05:00 | 429554.8 | 1812.9 | 14679.3 | 5803.2 | 451850.3 | 415139.4 | 330636.3 | 0.0336 | 0.0474 | 0.58 | 0.58 | 254.9 | 18.1 | 2.55 | 20.4 | 895.9 | 0.17 | 256.2 | 47.2 | 303.3 | 265.1 | 18.8 | 2.66 | 21.1 | 930 | 0.18 | 266.4 | 48.9 | 315.3 | 361.5 | 22 | 3.06 | 29.3 | 1386.6 | 0.18 | 363 | 70.6 | 433.6 | 512 | 35.6 | 4.97 | 37 | 1856 | 0.24 | 514.5 | 92.3 | 606.8 | 21.99 | 0 | 0.28 | 22.26 | 22.96 | 0 | 0.27 | 23.24 | 451850.3 | 121214 | 320.8 | 4104.6 | 0 | 8374.7 | 58022.6 | 0 | 0 | 573.9 | 125701.3 | 0 | 1458 | 3315.4 | 38645.4 | 86698.8 | 3994.6 | 0 | 0 | 11694.1 | 107006.5 | 1939.5 | 646.9 | 0 | 0 | 8315.2
4111 | 172 | Day172 | 6 | Hour6 | 6 | Summer | 2117 | #N/A | Summer | 475458.1 | 2024-06-21 06:00 | 452043.1 | 3430.2 | 14679.3 | 5305.5 | 475458.1 | 436511.9 | 330046.5 | 0.0344 | 0.05 | 0.6 | 0.6 | 243.4 | 17.4 | 2.45 | 19.4 | 852.1 | 0.17 | 244.5 | 44.8 | 289.4 | 254 | 18.2 | 2.58 | 20.1 | 886.6 | 0.17 | 255.3 | 46.6 | 301.9 | 142.7 | 4.2 | 0.53 | 15.7 | 680.7 | 0.08 | 143 | 36 | 179 | 680.8 | 66.1 | 9.5 | 33.1 | 1877.2 | 0.35 | 685.3 | 89.1 | 774.4 | 22.1 | 0 | 0.25 | 22.35 | 23.23 | 0 | 0.24 | 23.47 | 475458.1 | 145411.6 | 320.8 | 4129.1 | 0 | 8374.7 | 58764.7 | 0 | 0 | 6525.7 | 124915 | 0 | 1458 | 3315.4 | 37944.6 | 86829.6 | 3994.6 | 0 | 0 | 34743.9 | 102492.2 | 1649.8 | 3470.7 | 0 | 0 | 8315.2
4112 | 172 | Day172 | 7 | Hour7 | 6 | Summer | 2117 | #N/A | Summer | 505929.1 | 2024-06-21 07:00 | 485395.2 | 383.8 | 14892.3 | 5257.9 | 505929.1 | 468098.6 | 339960.7 | 0.0356 | 0.0538 | 0.6 | 0.6 | 245.4 | 17.9 | 2.53 | 19.1 | 849.3 | 0.17 | 246.6 | 44.5 | 291 | 255.7 | 18.7 | 2.64 | 19.8 | 883.6 | 0.17 | 257 | 46.2 | 303.2 | 97.6 | 3.3 | 0.42 | 10.4 | 450.9 | 0.05 | 97.8 | 23.8 | 121.6 | 717.7 | 67.8 | 9.73 | 36.4 | 2035.9 | 0.37 | 722.4 | 97.1 | 819.5 | 23.61 | 0 | 0.28 | 23.89 | 24.89 | 0 | 0.29 | 25.18 | 505929.1 | 165968.4 | 0 | 4136.9 | 0 | 8374.7 | 65040.2 | 0 | 103 | 9618 | 130313.6 | 0 | 1458 | 3315.4 | 35596.7 | 87730.6 | 3994.6 | 0 | 0 | 65501.3 | 89326 | 1420 | 6066.8 | 0 | 142.3 | 8315.2
4113 | 172 | Day172 | 8 | Hour8 | 6 | Summer | 2117 | #N/A | Summer | 535994.7 | 2024-06-21 08:00 | 521479.6 | 1250.1 | 8110.7 | 5154.3 | 535994.7 | 502146.3 | 334288.2 | 0.0371 | 0.0579 | 0.61 | 0.61 | 241.6 | 17.8 | 2.52 | 18.5 | 829.2 | 0.16 | 242.8 | 43.2 | 286.1 | 252.9 | 18.7 | 2.65 | 19.3 | 866.3 | 0.17 | 254.2 | 45.2 | 299.3 | 76.3 | 2.1 | 0.26 | 8.6 | 365.7 | 0.04 | 76.4 | 19.5 | 96 | 569.2 | 27.6 | 4.3 | 59.9 | 1896.8 | 0.66 | 571.2 | 116.6 | 687.8 | 23.64 | 0 | 0.28 | 23.92 | 25.12 | 0 | 0.3 | 25.42 | 535994.7 | 201706.5 | 0.3 | 4173.5 | 0 | 8374.7 | 69264 | 0 | 590.1 | 12139.9 | 132891.8 | 0 | 1458 | 3315.4 | 23921.5 | 86894.3 | 3994.6 | 0 | 0 | 98808.9 | 89047.7 | 1119.9 | 8656.3 | 0 | 0 | 8315.2
4114 | 172 | Day172 | 9 | Hour9 | 6 | Summer | 2117 | #N/A | Summer | 572601.8 | 2024-06-21 09:00 | 557499.8 | 4822.6 | 4364.1 | 5915.3 | 572601.8 | 535990 | 346425 | 0.0386 | 0.062 | 0.61 | 0.6 | 250.1 | 18.9 | 2.68 | 18.6 | 844.3 | 0.16 | 251.4 | 43.8 | 295.2 | 263.9 | 19.9 | 2.83 | 19.6 | 890 | 0.17 | 265.3 | 46.2 | 311.4 | 79.1 | 2.4 | 0.3 | 8.6 | 378.7 | 0.04 | 79.2 | 19.9 | 99.1 | 425.4 | 19.3 | 2.68 | 41.6 | 1743.9 | 0.28 | 426.7 | 93.7 | 520.4 | 21.81 | 0 | 0.16 | 21.97 | 23.72 | 0 | 0.19 | 23.9 | 572601.8 | 226176.8 | 0.4 | 4173.5 | 0 | 8374.7 | 79117.7 | 0 | 895.1 | 19884.4 | 140667.2 | 0 | 1458 | 3315.4 | 18692 | 86056.5 | 4569.6 | 0 | 0 | 117621.8 | 86841.8 | 933.7 | 14256.4 | 0 | 0 | 8315.2
4115 | 172 | Day172 | 10 | Hour10 | 6 | Summer | 2117 | #N/A | Summer | 608433.8 | 2024-06-21 10:00 | 592963.2 | 4719.3 | 4364.1 | 6387.1 | 608433.8 | 569176.8 | 377711.1 | 0.0401 | 0.0659 | 0.58 | 0.58 | 268.9 | 20.5 | 2.91 | 19.6 | 899.6 | 0.17 | 270.4 | 46.4 | 316.8 | 284 | 21.7 | 3.08 | 20.7 | 949.3 | 0.18 | 285.5 | 49 | 334.5 | 77 | 2.1 | 0.25 | 8.6 | 379 | 0.04 | 77.1 | 19.9 | 97 | 385.1 | 12.4 | 1.53 | 41 | 1836.1 | 0.18 | 385.9 | 95.8 | 481.7 | 23.94 | 0 | 0.16 | 24.1 | 26.12 | 0 | 0.19 | 26.31 | 608433.8 | 230722.7 | 26.5 | 4222.4 | 0 | 8374.7 | 91784.6 | 0 | 976.1 | 20510.3 | 156420.7 | 0 | 1729.7 | 3315.4 | 20396.1 | 86056.5 | 5384.5 | 0 | 0 | 125441.7 | 82891.3 | 903.2 | 17005.3 | 1659.5 | 117.3 | 8315.2
4116 | 172 | Day172 | 11 | Hour11 | 6 | Summer | 2117 | #N/A | Summer | 637494.6 | 2024-06-21 11:00 | 622515.4 | 4052.6 | 4360 | 6566.6 | 637494.6 | 596721.7 | 407289.5 | 0.0414 | 0.0693 | 0.56 | 0.56 | 285.6 | 22.1 | 3.15 | 20.3 | 944.5 | 0.18 | 287.1 | 48.5 | 335.7 | 301.6 | 23.4 | 3.33 | 21.4 | 996.7 | 0.19 | 303.2 | 51.2 | 354.4 | 78 | 1.8 | 0.2 | 9 | 392.6 | 0.04 | 78.1 | 20.7 | 98.8 | 765.1 | 74.5 | 10.74 | 37.7 | 2085.5 | 0.42 | 770.2 | 99.9 | 870.2 | 27.5 | 0 | 0.28 | 27.78 | 29.93 | 0 | 0.3 | 30.23 | 637494.6 | 230205.1 | 234.1 | 4229.9 | 0 | 8374.7 | 104180.2 | 0 | 981.4 | 20535.3 | 167840.2 | 0 | 1729.7 | 3315.4 | 24280.7 | 87216.4 | 5888.2 | 0 | 0 | 125901.8 | 81748.3 | 1038.3 | 17577.9 | 4711.6 | 207.6 | 8315.2
4117 | 172 | Day172 | 12 | Hour12 | 6 | Summer | 2117 | #N/A | Summer | 660603.9 | 2024-06-21 12:00 | 646376.8 | 3809.3 | 4100.8 | 6317.1 | 660603.8 | 618879.7 | 430110.2 | 0.0425 | 0.072 | 0.55 | 0.54 | 295.2 | 22.9 | 3.25 | 20.9 | 975.1 | 0.18 | 296.8 | 50.1 | 346.8 | 311.7 | 24.1 | 3.44 | 22.1 | 1029.2 | 0.2 | 313.3 | 52.8 | 366.2 | 77.3 | 1.9 | 0.22 | 8.9 | 381.8 | 0.04 | 77.5 | 20.2 | 97.7 | 609 | 21.9 | 3.19 | 67.5 | 2470.7 | 0.54 | 610.5 | 141.2 | 751.7 | 32.26 | 0 | 0.28 | 32.54 | 35 | 0 | 0.3 | 35.3 | 660603.9 | 230493.7 | 119.7 | 4237.4 | 0 | 8374.7 | 111046.7 | 0 | 970 | 20286 | 178090.1 | 0 | 2031.9 | 3315.4 | 27828.7 | 88396.1 | 6667.2 | 2.2 | 0 | 124994.9 | 82844.1 | 1398.8 | 17703.4 | 6812.7 | 126.8 | 8315.2
4118 | 172 | Day172 | 13 | Hour13 | 6 | Summer | 2117 | #N/A | Summer | 676509 | 2024-06-21 13:00 | 665629.2 | 2351.2 | 2245.7 | 6282.9 | 676509.1 | 636718.4 | 445612.5 | 0.0434 | 0.0741 | 0.55 | 0.54 | 297 | 22.9 | 3.25 | 21.2 | 983.6 | 0.19 | 298.6 | 50.5 | 349.1 | 313.6 | 24.1 | 3.44 | 22.4 | 1039.3 | 0.2 | 315.3 | 53.4 | 368.7 | 84 | 2.5 | 0.31 | 9.2 | 401.8 | 0.04 | 84.1 | 21.2 | 105.3 | 760.6 | 43.9 | 6.01 | 63.3 | 3024.5 | 0.36 | 763.6 | 153.5 | 917.1 | 33.85 | 0 | 0.28 | 34.13 | 36.73 | 0 | 0.3 | 37.04 | 676509 | 230896.6 | 343.6 | 4237.4 | 0 | 8374.7 | 113302.8 | 0 | 964.2 | 20427.4 | 181477.6 | 0 | 4012.5 | 3315.4 | 31916.3 | 88396.1 | 7214.4 | 3021.7 | 0 | 125850.4 | 81948.1 | 1706.4 | 16758.6 | 9860.4 | 430.9 | 8315.2
4119 | 172 | Day172 | 14 | Hour14 | 6 | Summer | 2117 | #N/A | Summer | 686045 | 2024-06-21 14:00 | 678166.7 | 96.7 | 1750.3 | 6031.3 | 686045 | 648297.7 | 456787.3 | 0.044 | 0.0756 | 0.54 | 0.54 | 300.1 | 22.9 | 3.26 | 21.6 | 996.4 | 0.19 | 301.6 | 51.3 | 353 | 317.2 | 24.2 | 3.44 | 22.9 | 1054.2 | 0.2 | 318.8 | 54.3 | 373.2 | 85.1 | 2.5 | 0.31 | 9.4 | 406.6 | 0.04 | 85.3 | 21.5 | 106.8 | 818.5 | 71.3 | 10.19 | 46.2 | 2491.6 | 0.4 | 823.4 | 120.6 | 944 | 34.61 | 0 | 0.28 | 34.89 | 37.57 | 0 | 0.31 | 37.87 | 686045 | 229257.7 | 115.1 | 4237.4 | 0 | 8374.7 | 114511.3 | 0 | 960.8 | 20656.9 | 184960.4 | 0 | 5406.9 | 3315.4 | 34141.6 | 88396.1 | 8365.8 | 4962.5 | 0 | 122030.3 | 83536.3 | 2073.3 | 16316.1 | 11683.5 | 1256.9 | 8315.2
4120 | 172 | Day172 | 15 | Hour15 | 6 | Summer | 2117 | #N/A | Summer | 694685 | 2024-06-21 15:00 | 688115.5 | 9.7 | 776.7 | 5783 | 694685 | 657476.3 | 469775 | 0.0445 | 0.0767 | 0.54 | 0.53 | 303 | 22.9 | 3.26 | 22 | 1012.6 | 0.19 | 304.6 | 52.2 | 356.8 | 321.5 | 24.2 | 3.45 | 23.5 | 1076.2 | 0.2 | 323.2 | 55.6 | 378.8 | 94.6 | 3.2 | 0.41 | 10.1 | 438.2 | 0.05 | 94.8 | 23.2 | 118 | 815.3 | 31.3 | 5.56 | 100 | 2374.8 | 1.34 | 817.8 | 171.2 | 988.9 | 35.32 | 0 | 0.28 | 35.61 | 38.36 | 0 | 0.31 | 38.67 | 694685 | 224910 | 145.4 | 4250.1 | 0 | 8374.7 | 115254.4 | 0 | 964 | 20101.6 | 188015.5 | 0 | 8077.8 | 3315.4 | 35172.3 | 88396.1 | 9010.1 | 9763.2 | 0 | 119383.3 | 82105.9 | 2355.2 | 16027.9 | 13598.3 | 1402 | 8315.2
4121 | 172 | Day172 | 16 | Hour16 | 6 | Summer | 2117 | #N/A | Summer | 699978.7 | 2024-06-21 16:00 | 693700 | 0 | 213.3 | 6065.5 | 699978.7 | 662620.3 | 481502.2 | 0.0448 | 0.0774 | 0.53 | 0.52 | 309.1 | 23.1 | 3.29 | 22.7 | 1037.8 | 0.2 | 310.7 | 53.7 | 364.3 | 329.3 | 24.5 | 3.49 | 24.3 | 1108.5 | 0.21 | 331 | 57.4 | 388.4 | 105.9 | 3.4 | 0.43 | 11.5 | 489.4 | 0.06 | 106.1 | 26.1 | 132.2 | 654 | 26.9 | 3.51 | 64.4 | 2933 | 0.31 | 655.7 | 151.9 | 807.6 | 37.28 | 2.97 | 0.28 | 40.54 | 40.51 | 3.26 | 0.31 | 44.08 | 699978.7 | 218476.5 | 495.6 | 4250.1 | 0 | 8374.7 | 116524.9 | 0 | 961.4 | 19532.8 | 188791 | 0 | 12714.2 | 3315.4 | 35829.7 | 88396.1 | 10064.9 | 12745.6 | 0 | 111868.7 | 83417.3 | 2696.3 | 15677.6 | 13947.1 | 1367.8 | 8315.2
4122 | 172 | Day172 | 17 | Hour17 | 6 | Summer | 2117 | #N/A | Summer | 699707.6 | 2024-06-21 17:00 | 693421 | 166.3 | 0 | 6120.4 | 699707.6 | 662356.6 | 499519.1 | 0.0448 | 0.0774 | 0.51 | 0.51 | 322.3 | 23.7 | 3.37 | 24 | 1087.4 | 0.21 | 323.9 | 56.5 | 380.4 | 343.8 | 25.2 | 3.59 | 25.8 | 1162.9 | 0.22 | 345.5 | 60.5 | 406 | 144.9 | 4.5 | 0.6 | 16.2 | 652.1 | 0.1 | 145.2 | 35.6 | 180.8 | 819.1 | 44.6 | 6.17 | 71.7 | 3252.6 | 0.45 | 822.2 | 168.8 | 990.9 | 55.64 | 35.88 | 0.29 | 91.81 | 60.46 | 39.27 | 0.31 | 100.05 | 699707.6 | 200188.5 | 1038.2 | 4250.1 | 0 | 8374.7 | 118417 | 0 | 945 | 16420.3 | 189984 | 0 | 19230.9 | 3315.4 | 39772 | 88396.1 | 12206.7 | 14534.1 | 0 | 98812.1 | 80945.2 | 3065.8 | 12057.4 | 13666.9 | 2276.8 | 8315.2
4123 | 172 | Day172 | 18 | Hour18 | 6 | Summer | 2117 | #N/A | Summer | 688300.7 | 2024-06-21 18:00 | 682468.2 | 94.3 | 0 | 5738.2 | 688300.7 | 652265.4 | 519905.5 | 0.0442 | 0.0761 | 0.49 | 0.47 | 345.8 | 25.2 | 3.6 | 26.1 | 1160.7 | 0.23 | 347.5 | 60.8 | 408.3 | 369.1 | 26.8 | 3.83 | 28.1 | 1242.6 | 0.25 | 371 | 65.2 | 436.1 | 268.7 | 8.5 | 1.23 | 30.8 | 1125 | 0.24 | 269.2 | 64.4 | 333.7 | 1052.1 | 52 | 8.9 | 117.7 | 2760.2 | 1.69 | 1056 | 200.4 | 1256.5 | 61.01 | 68.3 | 0.29 | 129.59 | 66.2 | 74.65 | 0.32 | 141.16 | 688300.7 | 168395.2 | 3321.2 | 4250.1 | 0 | 8374.7 | 122268.2 | 0 | 890.2 | 11603 | 192352.6 | 0 | 23138.5 | 3315.4 | 43138.9 | 88396.1 | 16674.5 | 14675.2 | 0 | 74816.8 | 77911.5 | 3173.7 | 10149.9 | 13800.2 | 1625.1 | 8315.2
4124 | 172 | Day172 | 19 | Hour19 | 6 | Summer | 2117 | #N/A | Summer | 669640.7 | 2024-06-21 19:00 | 663508.2 | 0 | 0 | 6132.4 | 669640.7 | 634756.8 | 526375.7 | 0.0433 | 0.0739 | 0.47 | 0.46 | 353.8 | 26.3 | 3.76 | 26 | 1184.3 | 0.23 | 355.6 | 61.3 | 416.9 | 377.2 | 28 | 3.99 | 27.9 | 1266.6 | 0.24 | 379.1 | 65.7 | 444.8 | 415.8 | 13.1 | 1.97 | 48.6 | 1678.4 | 0.42 | 416.7 | 98.7 | 515.4 | 751.8 | 36.2 | 4.84 | 69.2 | 3208.4 | 0.36 | 754.2 | 164.9 | 919.1 | 55.8 | 46.42 | 0.29 | 102.51 | 60.33 | 50.59 | 0.32 | 111.23 | 669640.7 | 143265 | 2442.5 | 4253 | 0 | 8374.7 | 126688.7 | 0 | 741.5 | 7925.1 | 195154.1 | 0 | 19825.8 | 3315.4 | 50936.7 | 88396.1 | 12309.3 | 14679.3 | 0 | 46961 | 84440.4 | 3197 | 7433.4 | 12974 | 2074.2 | 8315.2
4125 | 172 | Day172 | 20 | Hour20 | 6 | Summer | 2117 | #N/A | Summer | 648266.6 | 2024-06-21 20:00 | 642679.8 | 0 | 0 | 5586.7 | 648266.5 | 615448.1 | 538707.2 | 0.0424 | 0.0715 | 0.45 | 0.44 | 364.4 | 27.6 | 3.92 | 26.3 | 1214.4 | 0.23 | 366.3 | 62.5 | 428.9 | 388.2 | 29.2 | 4.16 | 28.2 | 1298.3 | 0.25 | 390.2 | 67 | 457.2 | 428.4 | 14.3 | 2.04 | 48.1 | 1805.3 | 0.36 | 429.4 | 102 | 531.3 | 642.6 | 12.3 | 1.27 | 76.1 | 3327 | 0.3 | 643.3 | 175.3 | 818.6 | 42.55 | 27.57 | 0.29 | 70.41 | 45.87 | 29.92 | 0.32 | 76.11 | 648266.6 | 109559.3 | 6016.4 | 4257.5 | 0 | 8374.7 | 129394.3 | 0 | 292.3 | 4210.6 | 201732.1 | 0 | 13758.2 | 3315.4 | 56055 | 88396.1 | 10349.3 | 17058.1 | 0 | 14840.1 | 86909.9 | 3306.4 | 2524.3 | 4363.1 | 3914.7 | 8315.2
4126 | 172 | Day172 | 21 | Hour21 | 6 | Summer | 2117 | #N/A | Summer | 625506.2 | 2024-06-21 21:00 | 618620.7 | 0 | 0 | 6885.5 | 625506.2 | 593035.4 | 529578.4 | 0.0413 | 0.069 | 0.44 | 0.43 | 369.8 | 28.1 | 3.99 | 26.6 | 1234.2 | 0.23 | 371.8 | 63.4 | 435.2 | 390.9 | 29.5 | 4.2 | 28.2 | 1307.8 | 0.24 | 392.9 | 67.3 | 460.2 | 417.5 | 16.3 | 2.3 | 44.1 | 1733.1 | 0.32 | 418.6 | 95.8 | 514.4 | 738.7 | 22.1 | 2.68 | 80.2 | 3577.7 | 0.35 | 740.1 | 186.9 | 927 | 38.51 | 15.91 | 0.3 | 54.72 | 41.41 | 17.25 | 0.33 | 58.98 | 625506.2 | 95927.8 | 7057.4 | 4257.5 | 0 | 8374.7 | 127464.8 | 0 | 0 | 253.6 | 206382.3 | 0 | 8935.2 | 3315.4 | 55553.1 | 88396.1 | 9020 | 10821.9 | 0 | 369.8 | 92055.9 | 3248.5 | 1033.2 | 3382.9 | 4520 | 8315.2
4127 | 172 | Day172 | 22 | Hour22 | 6 | Summer | 2117 | #N/A | Summer | 584946.2 | 2024-06-21 22:00 | 577959 | 1.8 | 0 | 6985.3 | 584946.2 | 555060.9 | 491819.9 | 0.0396 | 0.0646 | 0.44 | 0.44 | 364.9 | 27.7 | 3.94 | 26.3 | 1220.6 | 0.23 | 366.8 | 62.7 | 429.5 | 381.3 | 28.9 | 4.11 | 27.5 | 1277.3 | 0.24 | 383.2 | 65.6 | 448.9 | 397.6 | 20.9 | 2.9 | 35.7 | 1580.8 | 0.23 | 399 | 82.9 | 481.9 | 520.3 | 21.4 | 2.79 | 51.3 | 2329.7 | 0.25 | 521.7 | 120.8 | 642.5 | 32.87 | 2.41 | 0.3 | 35.58 | 35.18 | 2.63 | 0.33 | 38.14 | 584946.2 | 93126.3 | 4533.6 | 4250 | 0 | 8374.7 | 118438.8 | 0 | 0 | 0.3 | 195901.5 | 0 | 6391.6 | 3315.4 | 50638.9 | 88396.1 | 7575 | 4004.3 | 0 | 1.5 | 90378.2 | 2746.5 | 65.8 | 2629.7 | 4034.3 | 8315.2
4128 | 172 | Day172 | 23 | Hour23 | 6 | Summer | 2117 | #N/A | Summer | 541368.2 | 2024-06-21 23:00 | 533553.2 | 119.7 | 934.5 | 6760.8 | 541368.3 | 513415 | 450224.1 | 0.0377 | 0.0596 | 0.47 | 0.46 | 342.5 | 25.7 | 3.65 | 25.2 | 1154.7 | 0.22 | 344.3 | 59.7 | 403.9 | 357.5 | 26.8 | 3.8 | 26.4 | 1206.7 | 0.23 | 359.3 | 62.4 | 421.7 | 490.3 | 33.6 | 4.71 | 36.2 | 1766 | 0.25 | 492.6 | 88.9 | 581.5 | 548.2 | 30.4 | 4.13 | 46.5 | 2230.3 | 0.25 | 550.2 | 113.1 | 663.3 | 30.16 | 0 | 0.31 | 30.46 | 32.1 | 0 | 0.33 | 32.43 | 541368.2 | 91144.2 | 4143.8 | 4247.1 | 0 | 8374.7 | 101232.6 | 0 | 0 | 0 | 176504.7 | 0 | 4469.8 | 3315.4 | 48716.8 | 88396.1 | 7042.3 | 3780.7 | 0 | 0 | 88474.3 | 2669.9 | 0.1 | 1651.9 | 3705.5 | 8315.2
4129 | 173 | Day173 | 0 | Hour0 | 6 | Summer | 27 | 699232.6 | Summer | 507633.4 | 2024-06-22 | 495244.4 | 110 | 6053.9 | 6225.1 | 507633.4 | 477328.1 | 418015.3 | 0.0362 | 0.0553 | 0.48 | 0.48 | 325.1 | 23.8 | 3.38 | 24.6 | 1116.7 | 0.21 | 326.7 | 57.9 | 384.6 | 337.9 | 24.8 | 3.51 | 25.6 | 1161.3 | 0.22 | 339.6 | 60.2 | 399.8 | 497 | 32.5 | 4.57 | 38.3 | 1816.4 | 0.27 | 499.3 | 92.5 | 591.8 | 479.3 | 16.5 | 2.08 | 50 | 2251.3 | 0.23 | 480.3 | 117.2 | 597.5 | 28.35 | 0 | 0.31 | 28.66 | 30.02 | 0 | 0.33 | 30.35 | 507633.4 | 89618.1 | 311.8 | 4242.6 | 0 | 8374.7 | 87377.3 | 0 | 0 | 0 | 165921 | 0 | 4040 | 3315.4 | 48162.1 | 88396.1 | 5582.3 | 2291.9 | 0 | 0 | 86716.7 | 2901.4 | 0 | 1408.4 | 352 | 8315.2
4130 | 173 | Day173 | 1 | Hour1 | 6 | Summer | 2117 | #N/A | Summer | 485215.5 | 2024-06-22 01:00 | 463192.4 | 1130.7 | 14679.3 | 6213.2 | 485215.5 | 447020.9 | 396895.4 | 0.0349 | 0.0515 | 0.5 | 0.5 | 309.8 | 22.4 | 3.16 | 23.9 | 1075 | 0.2 | 311.3 | 56 | 367.4 | 321.9 | 23.2 | 3.29 | 24.8 | 1116.1 | 0.21 | 323.5 | 58.1 | 381.6 | 516.1 | 35.6 | 5.01 | 37.9 | 1846.1 | 0.26 | 518.5 | 93 | 611.5 | 944.7 | 52.8 | 9.03 | 101.5 | 2189.8 | 1.59 | 948.8 | 167.1 | 1115.9 | 26.92 | 0 | 0.31 | 27.23 | 28.38 | 0 | 0.33 | 28.71 | 485215.5 | 88320.1 | 121.1 | 4242.6 | 0 | 8374.7 | 77823 | 0 | 0 | 0 | 155639.7 | 0 | 3732.6 | 3315.4 | 48115.1 | 88396.1 | 5305.4 | 1829.6 | 0 | 0 | 85132.9 | 3187.1 | 0 | 0 | 84.5 | 8315.2
4131 | 173 | Day173 | 2 | Hour2 | 6 | Summer | 2117 | #N/A | Summer | 463920 | 2024-06-22 02:00 | 441055.1 | 1925.5 | 14679.3 | 6260 | 463920 | 426024.6 | 378423.2 | 0.0341 | 0.049 | 0.51 | 0.51 | 303 | 21.7 | 3.06 | 23.7 | 1057.2 | 0.2 | 304.5 | 55.3 | 359.8 | 314.8 | 22.5 | 3.19 | 24.6 | 1096.5 | 0.21 | 316.3 | 57.3 | 373.6 | 476.9 | 29.8 | 4.13 | 37.8 | 1813 | 0.24 | 478.9 | 91.9 | 570.8 | 927.1 | 56.8 | 9.49 | 93.5 | 2123.3 | 1.48 | 931.4 | 157.2 | 1088.6 | 25.79 | 0 | 0.31 | 26.1 | 27.11 | 0 | 0.33 | 27.43 | 463920 | 85496.9 | 0 | 4242.6 | 0 | 8374.7 | 71692.7 | 0 | 0 | 0 | 147248 | 0 | 3732.6 | 3315.4 | 46447.7 | 88213.2 | 5140 | 16.2 | 0 | 0 | 82320.5 | 3176.3 | 0 | 0 | 0 | 8315.2
4132 | 173 | Day173 | 3 | Hour3 | 6 | Summer | 2117 | #N/A | Summer | 453291.1 | 2024-06-22 03:00 | 428952.7 | 3617 | 14679.3 | 6042.1 | 453291.1 | 414532 | 370348.5 | 0.0336 | 0.0475 | 0.51 | 0.51 | 301 | 21.2 | 3 | 23.9 | 1059.5 | 0.2 | 302.4 | 55.5 | 358 | 312.4 | 22.1 | 3.12 | 24.7 | 1097.5 | 0.21 | 313.9 | 57.5 | 371.4 | 484.5 | 31.7 | 4.43 | 37.1 | 1793.9 | 0.24 | 486.7 | 90.6 | 577.2 | 615.6 | 40.4 | 5.62 | 47 | 2293.3 | 0.3 | 618.4 | 115.4 | 733.7 | 25.24 | 0 | 0.31 | 25.55 | 26.46 | 0 | 0.32 | 26.78 | 453291.1 | 82942.6 | 0 | 4241 | 0 | 8373.7 | 68263.7 | 0 | 0 | 9.2 | 146203.9 | 0 | 3732.6 | 3315.4 | 43434.5 | 87759.3 | 5024.5 | 0 | 0 | 19.1 | 79902.6 | 3011.7 | 0 | 0 | 5.5 | 8315.2
4133 | 173 | Day173 | 4 | Hour4 | 6 | Summer | 2117 | #N/A | Summer | 450073.2 | 2024-06-22 04:00 | 427728.3 | 2075.1 | 14675.2 | 5594.6 | 450073.2 | 413385.3 | 369971.7 | 0.0335 | 0.0473 | 0.5 | 0.5 | 305 | 21.4 | 3.03 | 24.2 | 1075.8 | 0.2 | 306.4 | 56.3 | 362.8 | 316.1 | 22.2 | 3.14 | 25.1 | 1114.4 | 0.21 | 317.7 | 58.3 | 376 | 493.2 | 33.2 | 4.64 | 36.9 | 1799.1 | 0.25 | 495.5 | 90.6 | 586.1 | 981.4 | 69.2 | 11.17 | 87.2 | 2207.4 | 1.39 | 986.5 | 153.3 | 1139.8 | 25.46 | 0 | 0.31 | 25.77 | 26.67 | 0 | 0.32 | 26.99 | 450073.2 | 80101.6 | 0 | 4241 | 0 | 8373.7 | 68470.2 | 0 | 0 | 221.3 | 148016.8 | 0 | 3669 | 3315.4 | 41220.1 | 87732.2 | 4933.3 | 0 | 0 | 1137 | 75730.7 | 3012.6 | 29.3 | 0 | 0 | 8315.2
4134 | 173 | Day173 | 5 | Hour5 | 6 | Summer | 2117 | #N/A | Summer | 461184.8 | 2024-06-22 05:00 | 438878.2 | 2565 | 14675.2 | 5066.4 | 461184.9 | 424005.5 | 373706.2 | 0.0339 | 0.0485 | 0.5 | 0.5 | 304.2 | 21.4 | 3.02 | 24.1 | 1074.2 | 0.2 | 305.7 | 56.2 | 361.9 | 316.3 | 22.3 | 3.14 | 25 | 1115.8 | 0.21 | 317.8 | 58.3 | 376.1 | 384.5 | 22.8 | 3.15 | 31.7 | 1496.8 | 0.19 | 386.1 | 76.3 | 462.4 | 938.9 | 97.9 | 14.15 | 38.5 | 2371.8 | 0.47 | 945.7 | 109.3 | 1055 | 25.91 | 0 | 0.31 | 26.22 | 27.17 | 0 | 0.31 | 27.48 | 461184.8 | 87478.7 | 311 | 4238.2 | 0 | 8374.7 | 69910.4 | 0 | 0 | 664.3 | 151781.1 | 0 | 3669 | 3315.4 | 39332.2 | 87840.9 | 4933.3 | 0 | 0 | 13836.4 | 70383.4 | 2594.5 | 870.7 | 0 | 6.6 | 8315.2
4135 | 173 | Day173 | 6 | Hour6 | 6 | Summer | 2117 | #N/A | Summer | 483899.3 | 2024-06-22 06:00 | 461611 | 3355.8 | 14640.6 | 4291.9 | 483899.3 | 445581 | 380804.9 | 0.0347 | 0.0511 | 0.51 | 0.51 | 301.1 | 21.5 | 3.03 | 23.5 | 1054 | 0.2 | 302.6 | 55 | 357.6 | 314.6 | 22.5 | 3.18 | 24.5 | 1098.9 | 0.2 | 316.1 | 57.3 | 373.4 | 165.8 | 4.6 | 0.56 | 18.6 | 800.4 | 0.09 | 166.1 | 42.5 | 208.6 | 839.4 | 41.8 | 6.93 | 91.2 | 2380.2 | 1.22 | 842.6 | 162.5 | 1005.1 | 26.57 | 0 | 0.32 | 26.88 | 27.96 | 0 | 0.31 | 28.27 | 483899.3 | 103094.4 | 436.9 | 4238.2 | 0 | 8374.7 | 74266.3 | 0 | 0 | 7112.7 | 153959.7 | 0 | 3669 | 3315.4 | 39215.4 | 88396.1 | 4933.3 | 0 | 0 | 39184 | 54809.3 | 1988.5 | 4032.9 | 0 | 0 | 8315.2
4136 | 173 | Day173 | 7 | Hour7 | 6 | Summer | 2117 | #N/A | Summer | 512596.1 | 2024-06-22 07:00 | 494073.2 | 276.9 | 14108 | 4138 | 512596.1 | 476257.3 | 390830 | 0.0361 | 0.055 | 0.51 | 0.51 | 307.1 | 22.8 | 3.22 | 23.1 | 1049.5 | 0.2 | 308.7 | 54.4 | 363.1 | 321 | 23.9 | 3.38 | 24 | 1094.2 | 0.21 | 322.7 | 56.6 | 379.3 | 117.7 | 3.7 | 0.47 | 12.8 | 549.7 | 0.07 | 118 | 29.2 | 147.2 | 564 | 33.3 | 4.56 | 46.1 | 2232.2 | 0.26 | 566.2 | 112.7 | 678.9 | 27.19 | 0 | 0.31 | 27.5 | 28.75 | 0 | 0.32 | 29.07 | 512596.1 | 121766.2 | 16.5 | 4242.6 | 0 | 8374.7 | 84664.3 | 0 | 98.1 | 10030.6 | 156258.2 | 0 | 3669 | 3315.4 | 36920.8 | 88396.1 | 4972.3 | 0 | 0 | 76250.3 | 33875.5 | 1511.6 | 6697.9 | 0 | 0 | 8315.2
4137 | 173 | Day173 | 8 | Hour8 | 6 | Summer | 2117 | #N/A | Summer | 541205.8 | 2024-06-22 08:00 | 530692.9 | 621.6 | 5633.5 | 4257.8 | 541205.8 | 510744.4 | 382811.7 | 0.0376 | 0.0592 | 0.53 | 0.53 | 297.3 | 22.2 | 3.15 | 22.2 | 1009.5 | 0.19 | 298.8 | 52.3 | 351.1 | 311 | 23.3 | 3.3 | 23.1 | 1053.9 | 0.2 | 312.6 | 54.6 | 367.2 | 86.6 | 2.4 | 0.29 | 9.7 | 421.6 | 0.04 | 86.8 | 22.3 | 109.1 | 958.9 | 99.6 | 14.4 | 39.3 | 2431.9 | 0.47 | 965.8 | 111.9 | 1077.7 | 27.19 | 0 | 0.3 | 27.49 | 28.96 | 0 | 0.32 | 29.28 | 541205.8 | 158394.1 | 0 | 4233.2 | 0 | 8374.7 | 87333.4 | 0 | 574.4 | 12866.4 | 156732.5 | 0 | 3669 | 3315.4 | 25275.5 | 88396.1 | 5481.7 | 0 | 0 | 115304.6 | 28690.7 | 958.1 | 9136.1 | 0 | 0 | 8315.2
4138 | 173 | Day173 | 9 | Hour9 | 6 | Summer | 2117 | #N/A | Summer | 582264.6 | 2024-06-22 09:00 | 567260.8 | 5023.4 | 4147 | 5833.4 | 582264.6 | 545055.7 | 399910.4 | 0.0391 | 0.0633 | 0.53 | 0.52 | 300.7 | 22.5 | 3.19 | 22.2 | 1017.3 | 0.19 | 302.2 | 52.6 | 354.8 | 317.1 | 23.7 | 3.37 | 23.4 | 1071.6 | 0.2 | 318.7 | 55.4 | 374.1 | 81.3 | 2 | 0.22 | 9.3 | 407.6 | 0.04 | 81.4 | 21.4 | 102.8 | 864.5 | 95.9 | 13.91 | 30 | 2002 | 0.43 | 871.2 | 89.8 | 961 | 24.81 | 0 | 0.18 | 24.99 | 27.01 | 0 | 0.21 | 27.22 | 582264.6 | 182354.2 | 0 | 4231.7 | 0 | 8374.7 | 95297.9 | 0 | 874.3 | 20022.7 | 168719.7 | 0 | 3877.1 | 3315.4 | 23392 | 86391.6 | 6310.3 | 0 | 0 | 134080.6 | 26755.2 | 621.5 | 14498 | 2009.4 | 0 | 8315.2
4139 | 173 | Day173 | 10 | Hour10 | 6 | Summer | 2117 | #N/A | Summer | 617884.4 | 2024-06-22 10:00 | 602692.6 | 4680.3 | 4147 | 6364.4 | 617884.4 | 578176.4 | 428495.3 | 0.0407 | 0.0673 | 0.51 | 0.51 | 315.5 | 24.1 | 3.42 | 22.7 | 1053.4 | 0.2 | 317.1 | 54.1 | 371.2 | 333 | 25.4 | 3.62 | 23.9 | 1111 | 0.21 | 334.7 | 57.1 | 391.8 | 82.1 | 1.8 | 0.21 | 9.6 | 411 | 0.04 | 82.2 | 21.8 | 104 | 799.4 | 88.4 | 12.85 | 29.6 | 1843.4 | 0.44 | 805.5 | 84.7 | 890.2 | 27.9 | 0 | 0.3 | 28.2 | 30.35 | 0 | 0.32 | 30.67 | 617884.4 | 189389.1 | 0 | 4234.5 | 0 | 8374.7 | 109076.1 | 0 | 968 | 20753.8 | 180868.2 | 0 | 3940.7 | 3315.4 | 25721.5 | 86404.8 | 6559.3 | 0 | 0 | 140081.2 | 27027.9 | 558.1 | 17303.9 | 4955.1 | 0.4 | 8315.2
4140 | 173 | Day173 | 11 | Hour11 | 6 | Summer | 2117 | #N/A | Summer | 645792.3 | 2024-06-22 11:00 | 631341 | 4096 | 3408.2 | 6947.1 | 645792.3 | 604855.4 | 454320.6 | 0.0419 | 0.0705 | 0.5 | 0.5 | 327.1 | 25.2 | 3.58 | 23.2 | 1084.7 | 0.2 | 328.9 | 55.6 | 384.5 | 345.1 | 26.6 | 3.78 | 24.5 | 1143.7 | 0.21 | 347 | 58.6 | 405.6 | 81.8 | 1.7 | 0.19 | 9.6 | 413.1 | 0.04 | 81.9 | 21.9 | 103.8 | 943.1 | 94.2 | 13.6 | 42.4 | 2492.7 | 0.47 | 949.6 | 116.8 | 1066.4 | 31.92 | 0 | 0.3 | 32.21 | 34.58 | 0 | 0.32 | 34.9 | 645792.3 | 191471.8 | 224.6 | 4242 | 0 | 8374.7 | 119087 | 0 | 990.3 | 21133.2 | 191396.3 | 0 | 4129.4 | 3315.4 | 27851.5 | 88396.1 | 7303.5 | 0 | 0 | 141426.4 | 27293.6 | 628.2 | 18112.9 | 7870.1 | 264.7 | 8315.2
4141 | 173 | Day173 | 12 | Hour12 | 6 | Summer | 2117 | #N/A | Summer | 666564.6 | 2024-06-22 12:00 | 652968.2 | 3678.9 | 3408.2 | 6509.2 | 666564.6 | 624947 | 472079.4 | 0.0429 | 0.0728 | 0.5 | 0.5 | 328.1 | 25.3 | 3.6 | 23.2 | 1086.9 | 0.2 | 329.9 | 55.7 | 385.5 | 347.6 | 26.8 | 3.81 | 24.6 | 1151.2 | 0.21 | 349.4 | 59 | 408.4 | 87 | 2.2 | 0.27 | 9.8 | 427.2 | 0.04 | 87.2 | 22.6 | 109.7 | 628.7 | 30 | 4.01 | 58.1 | 2693.8 | 0.3 | 630.7 | 138.4 | 769.1 | 33.56 | 0 | 0.29 | 33.86 | 36.42 | 0 | 0.32 | 36.74 | 666564.6 | 194485.2 | 191.2 | 4244.8 | 0 | 8374.7 | 123379 | 0 | 994.3 | 21116.9 | 196881.8 | 0 | 4213.7 | 3315.4 | 32955.9 | 88396.1 | 7495.9 | 2630.8 | 0 | 142490.9 | 29093.9 | 789.1 | 18408.5 | 11259.3 | 59.7 | 8315.2
4142 | 173 | Day173 | 13 | Hour13 | 6 | Summer | 2117 | #N/A | Summer | 680633.5 | 2024-06-22 13:00 | 669922 | 2360 | 2392.5 | 5959.1 | 680633.5 | 640671.6 | 485170 | 0.0436 | 0.0747 | 0.5 | 0.5 | 328 | 25.3 | 3.6 | 23.2 | 1083.6 | 0.2 | 329.7 | 55.5 | 385.2 | 348.2 | 26.8 | 3.82 | 24.7 | 1151.5 | 0.22 | 350 | 59 | 409.1 | 88.7 | 2.2 | 0.25 | 10.2 | 441 | 0.04 | 88.9 | 23.3 | 112.2 | 886.5 | 69 | 9.76 | 57.6 | 2960.4 | 0.43 | 891.2 | 145.9 | 1037.1 | 35.28 | 0 | 0.29 | 35.57 | 38.31 | 0 | 0.31 | 38.62 | 680633.5 | 195463.5 | 110 | 4244.8 | 0 | 8374.7 | 126351.2 | 0 | 990.6 | 21801.2 | 198461.6 | 0 | 4720 | 3315.4 | 35061.1 | 88396.1 | 8048 | 8087.1 | 0 | 142183.4 | 29502.5 | 985.7 | 17600.2 | 13036.5 | 165.4 | 8315.2
4143 | 173 | Day173 | 14 | Hour14 | 6 | Summer | 2117 | #N/A | Summer | 688945.6 | 2024-06-22 14:00 | 680797 | 703.4 | 1553.2 | 5892 | 688945.6 | 650732 | 496789.2 | 0.0441 | 0.0759 | 0.5 | 0.49 | 332.3 | 25.4 | 3.62 | 23.7 | 1101.5 | 0.21 | 334.1 | 56.6 | 390.7 | 352.9 | 26.9 | 3.83 | 25.3 | 1172.3 | 0.22 | 354.8 | 60.3 | 415.1 | 93.8 | 2.5 | 0.3 | 10.5 | 459.1 | 0.05 | 93.9 | 24.2 | 118.2 | 959.9 | 34.7 | 6.62 | 124.3 | 2508.8 | 1.83 | 962.8 | 199.6 | 1162.4 | 37.93 | 0 | 0.28 | 38.21 | 41.19 | 0 | 0.31 | 41.5 | 688945.6 | 192156.5 | 110 | 4244.8 | 0 | 8374.7 | 127845.4 | 0 | 985.7 | 22240 | 200023.6 | 0 | 8117.3 | 3315.4 | 36001 | 88396.1 | 9408.8 | 10952 | 0 | 138642.1 | 29184.5 | 1104.2 | 17525.8 | 13983.7 | 1301.9 | 8315.2
4144 | 173 | Day173 | 15 | Hour15 | 6 | Summer | 2117 | #N/A | Summer | 695758.7 | 2024-06-22 15:00 | 688710.2 | 0 | 1134 | 5914.5 | 695758.7 | 658044.3 | 509824.5 | 0.0445 | 0.0767 | 0.49 | 0.48 | 339.5 | 25.7 | 3.66 | 24.5 | 1130.1 | 0.21 | 341.2 | 58.2 | 399.4 | 360.8 | 27.2 | 3.88 | 26.1 | 1204.2 | 0.23 | 362.7 | 62.1 | 424.8 | 94.3 | 2.3 | 0.28 | 10.8 | 463.6 | 0.05 | 94.5 | 24.6 | 119.1 | 943.1 | 40.1 | 7.15 | 113.4 | 2525.4 | 1.62 | 946.2 | 189.1 | 1135.3 | 38.17 | 0 | 0.29 | 38.45 | 41.45 | 0 | 0.31 | 41.76 | 695758.7 | 185934.3 | 110 | 4254.2 | 0 | 8374.7 | 129833.7 | 0 | 977.6 | 21361.9 | 201016.8 | 0 | 13277.4 | 3315.4 | 38289.3 | 88396.1 | 10527.8 | 12429 | 0 | 133763.6 | 28527.8 | 1303.3 | 17271.8 | 14584.7 | 1332.1 | 8315.2
4145 | 173 | Day173 | 16 | Hour16 | 6 | Summer | 2117 | #N/A | Summer | 699232.6 | 2024-06-22 16:00 | 692420.2 | 94.3 | 741.1 | 5977 | 699232.6 | 661468.7 | 521935.8 | 0.0447 | 0.0771 | 0.48 | 0.47 | 348.5 | 26 | 3.71 | 25.5 | 1166.4 | 0.22 | 350.3 | 60.3 | 410.6 | 370.8 | 27.6 | 3.93 | 27.2 | 1243.8 | 0.24 | 372.7 | 64.4 | 437.1 | 114.4 | 3.1 | 0.4 | 13 | 535 | 0.07 | 114.6 | 29 | 143.6 | 744.1 | 22.4 | 2.73 | 80.7 | 3597 | 0.35 | 745.6 | 187.9 | 933.5 | 40.37 | 22.67 | 0.29 | 63.33 | 43.86 | 24.88 | 0.32 | 69.06 | 699232.6 | 177296.9 | 151.9 | 4255.8 | 0 | 8374.7 | 131031.8 | 0 | 970.3 | 21048.2 | 202308.2 | 0 | 19000.2 | 3315.4 | 38763.8 | 88396.1 | 12251.1 | 14086.7 | 0 | 125661.1 | 27989 | 1628.3 | 16697.6 | 14793.4 | 2313.2 | 8315.2
4146 | 173 | Day173 | 17 | Hour17 | 6 | Summer | 2117 | #N/A | Summer | 694807.1 | 2024-06-22 17:00 | 688793.2 | 0 | 34.7 | 5979.3 | 694807.1 | 658127.3 | 536665.6 | 0.0445 | 0.0767 | 0.46 | 0.45 | 363.9 | 26.8 | 3.82 | 27 | 1223.8 | 0.23 | 365.7 | 63.5 | 429.2 | 386.9 | 28.4 | 4.05 | 28.8 | 1304 | 0.25 | 388.9 | 67.8 | 456.6 | 162.1 | 4.9 | 0.7 | 18.8 | 689.8 | 0.14 | 162.4 | 39.4 | 201.8 | 762.5 | 27.9 | 3.56 | 78.2 | 3530.8 | 0.36 | 764.3 | 183.5 | 947.8 | 39.73 | 55.1 | 0.29 | 95.12 | 43.11 | 60.33 | 0.32 | 103.77 | 694807.1 | 158141.6 | 179.8 | 4255.8 | 0 | 8374.7 | 132778.5 | 0 | 949.1 | 18098.5 | 203604.3 | 0 | 25279 | 3315.4 | 41304.2 | 88396.1 | 14365 | 14812.7 | 0 | 110242.3 | 26895.6 | 1956 | 13133.6 | 14404.3 | 3374.1 | 8315.2
4147 | 173 | Day173 | 18 | Hour18 | 6 | Summer | 2117 | #N/A | Summer | 682054.6 | 2024-06-22 18:00 | 677136.6 | 0 | 0 | 4917.9 | 682054.6 | 647384.9 | 557068.7 | 0.0439 | 0.0753 | 0.43 | 0.42 | 387 | 28.1 | 4.02 | 29.2 | 1297.1 | 0.26 | 388.9 | 67.9 | 456.9 | 411.9 | 29.8 | 4.26 | 31.3 | 1384.4 | 0.28 | 413.9 | 72.6 | 486.5 | 294.6 | 9.4 | 1.42 | 34.5 | 1180.4 | 0.3 | 295.3 | 69.7 | 365 | 1184.3 | 60.3 | 10.71 | 135.8 | 2677.5 | 2.17 | 1189 | 216.2 | 1405.2 | 71.72 | 75.96 | 0.29 | 147.98 | 77.67 | 83.02 | 0.32 | 161.02 | 682054.6 | 124985.8 | 3533.8 | 4255.8 | 0 | 8374.7 | 134866.6 | 0 | 877.6 | 12498.6 | 206731.7 | 0 | 28454.3 | 3315.4 | 44739.7 | 88396.1 | 19512.4 | 14888.2 | 0 | 80071.5 | 29181.5 | 2356.7 | 10871 | 14503.7 | 1163.8 | 8315.2
4148 | 173 | Day173 | 19 | Hour19 | 6 | Summer | 2117 | #N/A | Summer | 661722.2 | 2024-06-22 19:00 | 657566.5 | 0 | 0 | 4155.8 | 661722.3 | 629298.1 | 572343.3 | 0.043 | 0.0731 | 0.4 | 0.39 | 411.7 | 30 | 4.3 | 30.9 | 1372.8 | 0.28 | 413.8 | 71.9 | 485.7 | 437.4 | 31.8 | 4.56 | 33 | 1462.3 | 0.3 | 439.6 | 76.7 | 516.3 | 440.5 | 13.6 | 2.12 | 52.6 | 1723 | 0.49 | 441.4 | 104.1 | 545.5 | 701.5 | 19.4 | 2.27 | 77.3 | 3472.6 | 0.31 | 702.7 | 180.8 | 883.5 | 43.25 | 63.03 | 0.29 | 106.58 | 46.7 | 68.54 | 0.32 | 115.57 | 661722.2 | 89379 | 2996.1 | 4255.8 | 0 | 8374.7 | 140099.5 | 0 | 710.3 | 8184.6 | 209018.6 | 0 | 29761.1 | 3315.4 | 50756.5 | 88396.1 | 20549.3 | 14820.1 | 0 | 47230.8 | 30715.7 | 2537.6 | 8047.8 | 13697.4 | 1496.4 | 8315.2
4149 | 173 | Day173 | 20 | Hour20 | 6 | Summer | 2117 | #N/A | Summer | 640291.6 | 2024-06-22 20:00 | 635968 | 0 | 0 | 4323.5 | 640291.6 | 609249.1 | 586536.2 | 0.042 | 0.0707 | 0.38 | 0.36 | 423.2 | 31.1 | 4.46 | 31.5 | 1405.4 | 0.28 | 425.3 | 73.5 | 498.8 | 450.2 | 33 | 4.72 | 33.7 | 1499.6 | 0.3 | 452.5 | 78.5 | 531 | 490.1 | 15.5 | 2.37 | 57.7 | 1942.3 | 0.51 | 491.2 | 115.8 | 606.9 | 728.5 | 16.6 | 2.2 | 87.9 | 3377.2 | 0.56 | 729.5 | 188.7 | 918.3 | 41.56 | 73.97 | 0.3 | 115.83 | 44.76 | 80.03 | 0.32 | 125.11 | 640291.6 | 53755.4 | 6177 | 4257.5 | 0 | 8374.7 | 140992 | 0 | 269 | 4225.7 | 212908 | 0 | 25301.1 | 3315.4 | 58569.2 | 88396.1 | 19930.8 | 18314.2 | 0 | 13904 | 32765.6 | 2591.1 | 2614.5 | 8254.1 | 4714.1 | 8315.2
4150 | 173 | Day173 | 21 | Hour21 | 6 | Summer | 2117 | #N/A | Summer | 616853.6 | 2024-06-22 21:00 | 611909.2 | 0 | 0 | 4944.4 | 616853.6 | 586821.2 | 573762.7 | 0.041 | 0.0681 | 0.37 | 0.36 | 422.5 | 31.5 | 4.5 | 31 | 1403.5 | 0.27 | 424.7 | 72.9 | 497.6 | 448 | 33.3 | 4.75 | 33.1 | 1492.4 | 0.29 | 450.3 | 77.6 | 527.9 | 475.8 | 15.5 | 2.29 | 54.8 | 1937.2 | 0.45 | 476.9 | 112.7 | 589.6 | 1027 | 41 | 8.21 | 135.6 | 2098.4 | 2.29 | 1030.4 | 198.7 | 1229.2 | 41.99 | 34.59 | 0.3 | 76.89 | 45.09 | 37.41 | 0.33 | 82.83 | 616853.6 | 43090.9 | 6249.9 | 4257.5 | 0 | 8374.7 | 139016.2 | 0 | 0 | 212.5 | 215977.7 | 0 | 17753.7 | 3315.4 | 57863.8 | 88396.1 | 15862 | 16695.6 | 0 | 291.1 | 40315 | 2272.4 | 1038.6 | 4005.9 | 4880.6 | 8315.2
4151 | 173 | Day173 | 22 | Hour22 | 6 | Summer | 2117 | #N/A | Summer | 577620.4 | 2024-06-22 22:00 | 572172.4 | 0 | 0 | 5448.1 | 577620.4 | 549681.3 | 530757.7 | 0.0393 | 0.0638 | 0.37 | 0.37 | 414 | 31.5 | 4.49 | 29.6 | 1372.4 | 0.26 | 416.2 | 70.6 | 486.7 | 432.7 | 32.9 | 4.68 | 31.1 | 1437 | 0.27 | 435 | 74 | 508.9 | 384.8 | 16.5 | 2.28 | 38.6 | 1602 | 0.26 | 385.9 | 86.5 | 472.4 | 1154.2 | 117.5 | 16.99 | 49.9 | 2976.9 | 0.58 | 1162.3 | 138.7 | 1301.1 | 36.19 | 5.21 | 0.31 | 41.71 | 38.69 | 5.67 | 0.33 | 44.69 | 577620.4 | 46862.7 | 5565.2 | 4257.5 | 0 | 8374.7 | 132673.9 | 0 | 0 | 0.2 | 210689.2 | 0 | 8099.5 | 3315.4 | 54013.4 | 88396.1 | 10548.9 | 4823.9 | 0 | 1.4 | 44416.2 | 2444.9 | 59.6 | 1482.8 | 3449.5 | 8315.2
4152 | 173 | Day173 | 23 | Hour23 | 6 | Summer | 2117 | #N/A | Summer | 535554.5 | 2024-06-22 23:00 | 530458 | 0 | 0 | 5096.5 | 535554.5 | 510528.3 | 486058.7 | 0.0376 | 0.0592 | 0.4 | 0.4 | 390.8 | 29.4 | 4.19 | 28.4 | 1308.9 | 0.25 | 392.8 | 67.5 | 460.3 | 407.3 | 30.6 | 4.36 | 29.7 | 1366.1 | 0.26 | 409.4 | 70.5 | 479.9 | 471.7 | 28.8 | 4.03 | 38.4 | 1778.2 | 0.26 | 473.6 | 91.5 | 565.1 | 680.3 | 49.5 | 6.94 | 47.1 | 2396.1 | 0.32 | 683.7 | 118.6 | 802.3 | 31.91 | 0 | 0.31 | 32.22 | 33.94 | 0 | 0.33 | 34.28 | 535554.5 | 49495.8 | 4288.9 | 4250 | 0 | 8374.7 | 114908.4 | 0 | 0 | 0 | 193144.9 | 0 | 5685.8 | 3315.4 | 50802.9 | 88396.1 | 8744.5 | 4147 | 0 | 0 | 46994.6 | 2501.2 | 0.1 | 1109.5 | 3219.7 | 8315.2
4153 | 174 | Day174 | 0 | Hour0 | 6 | Summer | 41 | 675846.2 | Summer | 497506 | 2024-06-23 | 492387.6 | 110 | 0 | 5008.4 | 497506 | 474637.5 | 446763.1 | 0.036 | 0.0549 | 0.42 | 0.41 | 374.8 | 27.9 | 3.97 | 27.8 | 1265.8 | 0.24 | 376.7 | 65.6 | 442.3 | 389.3 | 28.9 | 4.11 | 28.9 | 1315.9 | 0.25 | 391.3 | 68.2 | 459.6 | 484.9 | 29.7 | 4.13 | 39.1 | 1845.4 | 0.25 | 486.9 | 94.2 | 581.1 | 1188.9 | 132.2 | 19.21 | 41.1 | 2724.1 | 0.6 | 1198.1 | 122.5 | 1320.6 | 29.84 | 0 | 0.31 | 30.15 | 31.58 | 0 | 0.34 | 31.92 | 497506 | 50742.9 | 275.5 | 4247.1 | 0 | 8374.7 | 100525.6 | 0 | 0 | 0 | 176720.4 | 0 | 5342.3 | 3315.4 | 49976.7 | 88396.1 | 8035.9 | 1553.2 | 0 | 0 | 48249.7 | 2493.3 | 0 | 1367.7 | 908.3 | 8315.2
4154 | 174 | Day174 | 1 | Hour1 | 6 | Summer | 2117 | #N/A | Summer | 472844.2 | 2024-06-23 01:00 | 461357.2 | 110 | 6407.5 | 4969.5 | 472844.2 | 445276.9 | 420637.8 | 0.0348 | 0.0514 | 0.44 | 0.44 | 354.2 | 25.8 | 3.66 | 27 | 1214.2 | 0.23 | 355.9 | 63.2 | 419.1 | 368.1 | 26.8 | 3.81 | 28 | 1261.7 | 0.24 | 369.9 | 65.7 | 435.6 | 545.2 | 38.1 | 5.37 | 39.9 | 1919.8 | 0.29 | 547.8 | 97.2 | 644.9 | 917.1 | 35.2 | 6.86 | 119.6 | 2136.6 | 1.89 | 920 | 183.7 | 1103.8 | 28.23 | 0 | 0.31 | 28.54 | 29.75 | 0 | 0.34 | 30.09 | 472844.2 | 52206.4 | 100.2 | 4247.1 | 0 | 8374.7 | 87674.2 | 0 | 0 | 0 | 165772.8 | 0 | 5108.4 | 3315.4 | 49024.3 | 88396.1 | 7071.4 | 1553.2 | 0 | 0 | 49875.6 | 2330.8 | 0 | 0 | 8.6 | 8315.2
4155 | 174 | Day174 | 2 | Hour2 | 6 | Summer | 2117 | #N/A | Summer | 456716 | 2024-06-23 02:00 | 438757.4 | 199.1 | 12486.4 | 5273.2 | 456716.1 | 423832 | 403731.2 | 0.034 | 0.0487 | 0.45 | 0.45 | 345.8 | 24.9 | 3.53 | 26.8 | 1195 | 0.23 | 347.5 | 62.4 | 410 | 359.1 | 25.8 | 3.67 | 27.8 | 1240.3 | 0.24 | 360.9 | 64.8 | 425.7 | 511.7 | 34.5 | 4.84 | 38.5 | 1848.2 | 0.27 | 514 | 93.6 | 607.7 | 1018.7 | 108.8 | 15.77 | 39.3 | 2473.3 | 0.51 | 1026.2 | 113.2 | 1139.4 | 27.21 | 0 | 0.32 | 27.52 | 28.58 | 0 | 0.33 | 28.91 | 456716 | 52984.9 | 13.5 | 4247.1 | 0 | 8374.7 | 81171.2 | 0 | 0 | 0 | 159576.5 | 0 | 5108.4 | 3315.4 | 45876.3 | 88396.1 | 6863.2 | 788.9 | 0 | 0 | 50831.9 | 2153 | 0 | 0 | 0 | 8315.2
4156 | 174 | Day174 | 3 | Hour3 | 6 | Summer | 2117 | #N/A | Summer | 449058.8 | 2024-06-23 03:00 | 426595 | 2852.7 | 14330.6 | 5280.5 | 449058.8 | 412274 | 397441.7 | 0.0336 | 0.0473 | 0.45 | 0.44 | 345.4 | 24.8 | 3.51 | 26.9 | 1196.7 | 0.23 | 347.1 | 62.6 | 409.7 | 358.6 | 25.7 | 3.65 | 27.8 | 1240.6 | 0.24 | 360.4 | 64.9 | 425.3 | 515.1 | 34.6 | 4.85 | 38.8 | 1869.8 | 0.27 | 517.4 | 94.6 | 612 | 818.1 | 73.9 | 10.58 | 43.9 | 2411.4 | 0.4 | 823.2 | 115.9 | 939.1 | 27 | 0 | 0.32 | 27.32 | 28.3 | 0 | 0.33 | 28.63 | 449058.8 | 51617 | 0 | 4242.6 | 0 | 8374.7 | 79201.7 | 0 | 0 | 5.7 | 157676.4 | 0 | 5108.4 | 3315.4 | 44338.2 | 88396.1 | 6788.2 | 0 | 0 | 11.5 | 49331.3 | 2268.6 | 0 | 0 | 0 | 8315.2
4157 | 174 | Day174 | 4 | Hour4 | 6 | Summer | 2117 | #N/A | Summer | 446364.1 | 2024-06-23 04:00 | 424445 | 2809.6 | 14000.4 | 5109.1 | 446364.1 | 410244.3 | 394824.9 | 0.0335 | 0.047 | 0.44 | 0.44 | 346.9 | 24.8 | 3.52 | 27 | 1203.6 | 0.23 | 348.6 | 62.9 | 411.5 | 360.4 | 25.8 | 3.66 | 28 | 1248.3 | 0.24 | 362.1 | 65.2 | 427.4 | 509.3 | 34 | 4.78 | 38.5 | 1852 | 0.26 | 511.6 | 93.7 | 605.4 | 565.6 | 30.8 | 4.19 | 48.8 | 2304.5 | 0.27 | 567.7 | 117.5 | 685.2 | 27.01 | 0 | 0.32 | 27.33 | 28.29 | 0 | 0.33 | 28.62 | 446364.1 | 51539.2 | 0 | 4242.6 | 0 | 8374.7 | 79021.7 | 0 | 0 | 153.2 | 158006.3 | 0 | 5108.4 | 3315.4 | 41770.4 | 88396.1 | 6589.2 | 0 | 0 | 862 | 48192.8 | 2331.3 | 17.8 | 0 | 0 | 8315.2
4158 | 174 | Day174 | 5 | Hour5 | 6 | Summer | 2117 | #N/A | Summer | 453453 | 2024-06-23 05:00 | 434281.6 | 460.5 | 14046.1 | 4664.8 | 453453 | 419621.8 | 394965.2 | 0.0338 | 0.048 | 0.45 | 0.45 | 342.7 | 24.6 | 3.48 | 26.6 | 1188.7 | 0.23 | 344.3 | 62.1 | 406.5 | 355.7 | 25.5 | 3.61 | 27.6 | 1233.2 | 0.23 | 357.4 | 64.4 | 421.8 | 402.3 | 25.3 | 3.53 | 31.8 | 1513 | 0.21 | 404.1 | 77 | 481 | 1132 | 128.9 | 18.73 | 36.2 | 2514.5 | 0.56 | 1140.9 | 111.3 | 1252.2 | 26.97 | 0 | 0.31 | 27.27 | 28.28 | 0 | 0.32 | 28.61 | 453453 | 58487.8 | 0 | 4242.6 | 0 | 8374.7 | 79411.6 | 0 | 0 | 441.9 | 158509.1 | 0 | 5044.7 | 3315.4 | 41131.1 | 88396.1 | 6539.8 | 0 | 0 | 10530.5 | 45486.1 | 2029.2 | 574.5 | 0 | 0 | 8315.2
4159 | 174 | Day174 | 6 | Hour6 | 6 | Summer | 2117 | #N/A | Summer | 476441.9 | 2024-06-23 06:00 | 453827.4 | 3750.1 | 14284.8 | 4579.6 | 476441.9 | 438189.5 | 391558.8 | 0.0345 | 0.0503 | 0.48 | 0.48 | 322 | 23 | 3.25 | 25.1 | 1120 | 0.21 | 323.5 | 58.6 | 382.1 | 335.7 | 24 | 3.4 | 26.1 | 1165 | 0.22 | 337.3 | 60.9 | 398.2 | 172.1 | 5.3 | 0.66 | 18.8 | 811.3 | 0.09 | 172.4 | 43 | 215.4 | 560.6 | 26.6 | 3.53 | 51.7 | 2424.4 | 0.25 | 562.4 | 124 | 686.4 | 26.86 | 0 | 0.32 | 27.18 | 28.23 | 0 | 0.32 | 28.55 | 476441.9 | 84883.1 | 23.4 | 4242.6 | 0 | 8374.7 | 77808.9 | 0 | 0 | 5494.1 | 157589.5 | 0 | 5044.7 | 3315.4 | 40223.5 | 88396.1 | 6539.8 | 0 | 0 | 35577.9 | 42224.6 | 1586.5 | 2690.4 | 0 | 0 | 8315.2
4160 | 174 | Day174 | 7 | Hour7 | 6 | Summer | 2117 | #N/A | Summer | 501311.4 | 2024-06-23 07:00 | 484472.4 | 1101.6 | 11409.2 | 4328.1 | 501311.4 | 467202.5 | 385591.7 | 0.0356 | 0.0538 | 0.51 | 0.51 | 307.9 | 22.5 | 3.19 | 23.6 | 1055.4 | 0.2 | 309.5 | 55.1 | 364.6 | 320.3 | 23.4 | 3.33 | 24.4 | 1095.5 | 0.21 | 321.9 | 57.1 | 379 | 110.6 | 2.8 | 0.33 | 12.7 | 538.2 | 0.06 | 110.7 | 28.8 | 139.5 | 947.9 | 94.7 | 13.64 | 42.3 | 2525.2 | 0.46 | 954.5 | 117.7 | 1072.2 | 26.52 | 0 | 0.31 | 26.83 | 27.99 | 0 | 0.32 | 28.32 | 501311.4 | 115719.7 | 0 | 4242.6 | 0 | 8374.7 | 80914.4 | 0 | 95.3 | 8082.7 | 152308.4 | 0 | 5044.7 | 3315.4 | 36455.4 | 88396.1 | 6539.8 | 0 | 0 | 77458.1 | 29166.6 | 917 | 5410.6 | 0 | 0 | 8315.2
4161 | 174 | Day174 | 8 | Hour8 | 6 | Summer | 2117 | #N/A | Summer | 530190 | 2024-06-23 08:00 | 520263.1 | 1941.4 | 3741.6 | 4243.9 | 530190 | 500966.2 | 373991.7 | 0.0371 | 0.0579 | 0.54 | 0.53 | 295.3 | 21.7 | 3.09 | 22.4 | 1005.8 | 0.19 | 296.8 | 52.4 | 349.2 | 308.5 | 22.8 | 3.23 | 23.3 | 1049.5 | 0.2 | 310 | 54.6 | 364.7 | 86.4 | 2 | 0.25 | 10.1 | 419.5 | 0.05 | 86.5 | 22.6 | 109.2 | 611.6 | 51.3 | 7.29 | 36.2 | 1940.4 | 0.29 | 615.1 | 94.1 | 709.3 | 24.89 | 0 | 0.3 | 25.2 | 26.53 | 0 | 0.32 | 26.85 | 530190 | 156198.3 | 0 | 4241 | 0 | 8374.7 | 83163 | 0 | 580.1 | 11821.8 | 151386.8 | 0 | 5044.7 | 3315.4 | 24853.2 | 87033.9 | 6578.9 | 0 | 0 | 120617.2 | 22689.5 | 489.7 | 7430.5 | 55.2 | 0 | 8315.2
4162 | 174 | Day174 | 9 | Hour9 | 6 | Summer | 2117 | #N/A | Summer | 572488.1 | 2024-06-23 09:00 | 556534 | 6251.5 | 4151.1 | 5551.4 | 572488.1 | 535051.9 | 387592.6 | 0.0386 | 0.062 | 0.54 | 0.53 | 300.7 | 22.7 | 3.23 | 22.2 | 1003.6 | 0.2 | 302.3 | 52.1 | 354.4 | 317.3 | 24 | 3.42 | 23.3 | 1058 | 0.21 | 319 | 54.9 | 373.9 | 90.3 | 2.1 | 0.24 | 10.4 | 453.9 | 0.04 | 90.4 | 23.9 | 114.4 | 425.2 | 18.5 | 2.42 | 41.5 | 1894.1 | 0.21 | 426.5 | 98 | 524.5 | 22.99 | 0 | 0.18 | 23.17 | 25.01 | 0 | 0.21 | 25.23 | 572488.1 | 184895.6 | 0 | 4230 | 0 | 8374.7 | 94430.1 | 0 | 888.7 | 18977.3 | 157105.6 | 0 | 5251.8 | 3315.4 | 20969.2 | 85998.9 | 7916.8 | 0 | 0 | 141089.8 | 23057.8 | 882.1 | 13872.3 | 805.3 | 56.9 | 8315.2
4163 | 174 | Day174 | 10 | Hour10 | 6 | Summer | 2117 | #N/A | Summer | 606281.7 | 2024-06-23 10:00 | 591295 | 4930.3 | 4151.1 | 5905.3 | 606281.7 | 567598.6 | 414569.9 | 0.0401 | 0.0658 | 0.52 | 0.52 | 313.3 | 23.9 | 3.4 | 22.7 | 1039.6 | 0.2 | 314.9 | 53.7 | 368.6 | 330.7 | 25.2 | 3.6 | 23.9 | 1097 | 0.21 | 332.5 | 56.7 | 389.1 | 88.1 | 2 | 0.23 | 10.2 | 443.8 | 0.04 | 88.2 | 23.4 | 111.6 | 360.2 | 6.9 | 0.72 | 42.6 | 1859.2 | 0.17 | 360.6 | 98.1 | 458.7 | 25.48 | 0 | 0.18 | 25.65 | 27.77 | 0 | 0.21 | 27.98 | 606281.7 | 191711.8 | 0 | 4230 | 0 | 8374.7 | 105771.7 | 0 | 979.5 | 20051.2 | 171060.6 | 0 | 5316.5 | 3315.4 | 22021.1 | 86391.6 | 8088.3 | 0 | 0 | 144445.4 | 25448.5 | 787.2 | 16658.1 | 4703.8 | 202.1 | 8315.2
4164 | 174 | Day174 | 11 | Hour11 | 6 | Summer | 2117 | #N/A | Summer | 634481.3 | 2024-06-23 11:00 | 620020.7 | 4021.3 | 4147 | 6292.4 | 634481.3 | 594379 | 442326.4 | 0.0413 | 0.069 | 0.51 | 0.5 | 325.2 | 24.9 | 3.55 | 23.3 | 1075.1 | 0.21 | 326.9 | 55.4 | 382.3 | 343.3 | 26.3 | 3.75 | 24.6 | 1134.6 | 0.22 | 345.1 | 58.4 | 403.5 | 89.3 | 2.2 | 0.25 | 10.3 | 441.6 | 0.05 | 89.5 | 23.4 | 112.9 | 870.9 | 91.3 | 13.23 | 35.2 | 2163 | 0.44 | 877.3 | 99.8 | 977.1 | 27.61 | 0 | 0.17 | 27.78 | 30.14 | 0 | 0.2 | 30.34 | 634481.3 | 192154.9 | 149 | 4232.8 | 0 | 8374.7 | 115614.1 | 0 | 994.9 | 19710.2 | 183874.2 | 0 | 5316.5 | 3315.4 | 26204.6 | 86391.6 | 8699.9 | 153.6 | 0 | 143385.5 | 27404.5 | 659.8 | 17442.6 | 7642.4 | 732.3 | 8315.2
4165 | 174 | Day174 | 12 | Hour12 | 6 | Summer | 2117 | #N/A | Summer | 655156.3 | 2024-06-23 12:00 | 641657.2 | 3742.8 | 3709.2 | 6047.2 | 655156.3 | 614490.5 | 463646 | 0.0423 | 0.0715 | 0.51 | 0.5 | 325.7 | 25 | 3.56 | 23.3 | 1075.6 | 0.21 | 327.4 | 55.4 | 382.8 | 346.8 | 26.6 | 3.79 | 24.9 | 1146.5 | 0.22 | 348.6 | 59.1 | 407.7 | 84.3 | 2.1 | 0.25 | 9.6 | 413.9 | 0.04 | 84.5 | 22 | 106.4 | 666.3 | 16.1 | 1.81 | 75.5 | 3370.9 | 0.29 | 667.3 | 176 | 843.3 | 32.32 | 0 | 0.29 | 32.61 | 35.04 | 0 | 0.31 | 35.35 | 655156.3 | 191510.4 | 140 | 4240.4 | 0 | 8374.7 | 119343 | 0 | 989.7 | 19193.8 | 188616.8 | 0 | 5954.9 | 3315.4 | 29087.7 | 88396.1 | 9293.9 | 6883.3 | 0 | 141296.5 | 29542.3 | 488.1 | 17119.8 | 11275 | 1160.4 | 8315.2
4166 | 174 | Day174 | 13 | Hour13 | 6 | Summer | 2117 | #N/A | Summer | 668068.6 | 2024-06-23 13:00 | 657302.3 | 1354.6 | 3408.2 | 6003.4 | 668068.6 | 629022.5 | 478427.5 | 0.043 | 0.0731 | 0.5 | 0.49 | 328.9 | 25.2 | 3.59 | 23.5 | 1084.2 | 0.21 | 330.6 | 55.9 | 386.5 | 351.2 | 26.8 | 3.83 | 25.2 | 1159.5 | 0.22 | 353 | 59.9 | 412.9 | 93 | 3.2 | 0.4 | 9.8 | 432.2 | 0.05 | 93.2 | 22.7 | 116 | 1478.2 | 160 | 23.23 | 55.4 | 3502.6 | 0.76 | 1489.3 | 160 | 1649.3 | 33.39 | 1.84 | 0.29 | 35.51 | 36.19 | 2.02 | 0.31 | 38.52 | 668068.6 | 189641.1 | 366.7 | 4240.4 | 0 | 8374.7 | 122491 | 0 | 989.5 | 19528.1 | 192467 | 0 | 6455.4 | 3315.4 | 30572.9 | 88396.1 | 10117 | 11630.9 | 0 | 135803.2 | 32564.5 | 755.8 | 16116.7 | 12697.8 | 949.3 | 8315.2
4167 | 174 | Day174 | 14 | Hour14 | 6 | Summer | 2117 | #N/A | Summer | 673545.9 | 2024-06-23 14:00 | 664471 | 429.2 | 2572.5 | 6073.3 | 673545.9 | 635687.6 | 490882.2 | 0.0433 | 0.0739 | 0.49 | 0.48 | 335.3 | 25.3 | 3.6 | 24.4 | 1115.3 | 0.21 | 337 | 57.7 | 394.7 | 358.1 | 26.9 | 3.84 | 26.2 | 1193.8 | 0.23 | 360 | 61.8 | 421.8 | 104.7 | 3.5 | 0.45 | 11.1 | 484.7 | 0.06 | 104.9 | 25.6 | 130.5 | 867 | 50.5 | 8.27 | 87.2 | 2248.8 | 1.25 | 870.8 | 154.6 | 1025.3 | 33.9 | 5.64 | 0.28 | 39.82 | 36.74 | 6.21 | 0.3 | 43.25 | 673545.9 | 182663.7 | 436.2 | 4240.4 | 0 | 8374.7 | 123036.7 | 0 | 988.4 | 17691.4 | 194842.1 | 0 | 11347.3 | 3315.4 | 31771.5 | 88396.1 | 11138 | 13983.9 | 0 | 127788.9 | 34644.6 | 1550.4 | 15875.6 | 13241 | 2273.8 | 8315.2
4168 | 174 | Day174 | 15 | Hour15 | 6 | Summer | 2117 | #N/A | Summer | 675846.2 | 2024-06-23 15:00 | 667625.4 | 594.7 | 2078.6 | 5547.6 | 675846.3 | 638614.5 | 500795.5 | 0.0434 | 0.0742 | 0.49 | 0.48 | 342.1 | 25.6 | 3.66 | 25 | 1138.3 | 0.22 | 343.9 | 59 | 402.9 | 365.6 | 27.3 | 3.9 | 26.9 | 1219.1 | 0.24 | 367.5 | 63.3 | 430.7 | 112.2 | 4.3 | 0.57 | 11.5 | 497.6 | 0.06 | 112.5 | 26.4 | 138.9 | 1001.1 | 61.4 | 10.42 | 102.4 | 2150.6 | 1.69 | 1005.8 | 167 | 1172.7 | 37.58 | 18.09 | 0.27 | 55.94 | 40.73 | 19.82 | 0.29 | 60.85 | 675846.2 | 175050.8 | 1603.9 | 4242 | 0 | 8374.7 | 124629 | 0 | 988.5 | 16235 | 195758.1 | 0 | 13965.4 | 3315.4 | 33559.7 | 88396.1 | 12710.7 | 14240.4 | 0 | 119539 | 36594.8 | 1693.6 | 14097.7 | 14090 | 2307.9 | 8315.2
4169 | 174 | Day174 | 16 | Hour16 | 6 | Summer | 2117 | #N/A | Summer | 675730 | 2024-06-23 16:00 | 667586.5 | 207.6 | 2650.4 | 5285.6 | 675730.1 | 638587.4 | 503327 | 0.0434 | 0.0742 | 0.48 | 0.47 | 345.1 | 25.9 | 3.69 | 25.2 | 1147.6 | 0.22 | 346.9 | 59.5 | 406.4 | 368.8 | 27.6 | 3.93 | 27.1 | 1229.5 | 0.24 | 370.7 | 63.8 | 434.5 | 111.4 | 4.2 | 0.56 | 11.6 | 493.7 | 0.07 | 111.7 | 26.3 | 138 | 692.3 | 21.7 | 3.13 | 79.6 | 2911 | 0.61 | 693.8 | 166.6 | 860.4 | 51.47 | 14.61 | 0.27 | 66.34 | 55.84 | 16.03 | 0.29 | 72.15 | 675730 | 172403.1 | 1970.9 | 4243.6 | 0 | 8374.7 | 125915.5 | 0 | 985.2 | 16628.8 | 196732.3 | 0 | 14144.8 | 3315.4 | 33139 | 88396.1 | 12871.5 | 14223.2 | 0 | 113298.7 | 39218 | 2272.4 | 13140.8 | 11408 | 1309.4 | 8315.2
4170 | 174 | Day174 | 17 | Hour17 | 6 | Summer | 2117 | #N/A | Summer | 666551 | 2024-06-23 17:00 | 658964 | 697.1 | 1553.2 | 5336.7 | 666551 | 630619.8 | 503233.5 | 0.043 | 0.0732 | 0.48 | 0.47 | 348.5 | 26.2 | 3.74 | 25.4 | 1158.9 | 0.22 | 350.3 | 60 | 410.3 | 372.3 | 27.9 | 3.98 | 27.3 | 1241.3 | 0.24 | 374.3 | 64.4 | 438.6 | 125.5 | 4.3 | 0.59 | 13.6 | 550.2 | 0.09 | 125.8 | 30 | 155.9 | 983.6 | 61.3 | 9.89 | 94 | 2522.1 | 1.35 | 988.2 | 169.6 | 1157.7 | 37.3 | 9.91 | 0.27 | 47.48 | 40.36 | 10.86 | 0.29 | 51.51 | 666551 | 163317.5 | 1791.5 | 4243.6 | 0 | 8374.7 | 125965 | 0 | 967.5 | 15166.1 | 196168.4 | 0 | 14063.8 | 3315.4 | 33966.5 | 88396.1 | 12388.5 | 14560 | 0 | 103386.6 | 41512.7 | 2284.5 | 11699.8 | 8224.9 | 2149.5 | 8315.2
4171 | 174 | Day174 | 18 | Hour18 | 6 | Summer | 2117 | #N/A | Summer | 645980.9 | 2024-06-23 18:00 | 640808.6 | 0 | 34.7 | 5137.6 | 645980.9 | 613815 | 500942.4 | 0.0421 | 0.071 | 0.46 | 0.46 | 356.2 | 27 | 3.85 | 25.7 | 1182.2 | 0.23 | 358.1 | 60.9 | 419 | 378.7 | 28.7 | 4.08 | 27.4 | 1260.2 | 0.24 | 380.7 | 65.1 | 445.8 | 223.4 | 8.1 | 1.14 | 24.1 | 944.4 | 0.17 | 223.9 | 52.3 | 276.3 | 727.7 | 41.5 | 5.69 | 61 | 2902.7 | 0.35 | 730.5 | 147.6 | 878.1 | 36.46 | 4.65 | 0.26 | 41.37 | 39.29 | 5.07 | 0.28 | 44.65 | 645980.9 | 145038.5 | 1150.2 | 4253 | 0 | 8374.7 | 126958.2 | 0 | 907.9 | 12299.8 | 196060.4 | 0 | 11894.3 | 3315.4 | 35531.7 | 88396.1 | 10697.4 | 14310.9 | 0 | 83902.9 | 45594.7 | 2333.1 | 10170.1 | 3818.3 | 521.1 | 8315.2
4172 | 174 | Day174 | 19 | Hour19 | 6 | Summer | 2117 | #N/A | Summer | 620946.4 | 2024-06-23 19:00 | 617069 | 0 | 0 | 3877.5 | 620946.5 | 591766.3 | 507617.5 | 0.041 | 0.0683 | 0.44 | 0.43 | 376.5 | 28.8 | 4.12 | 27.1 | 1230.2 | 0.25 | 378.5 | 63.8 | 442.3 | 399 | 30.4 | 4.35 | 28.8 | 1306.9 | 0.26 | 401.1 | 67.8 | 468.9 | 367.2 | 14.5 | 2.05 | 38.8 | 1506.7 | 0.29 | 368.2 | 83.8 | 451.9 | 1043.5 | 111.8 | 16.19 | 39.7 | 2538.8 | 0.51 | 1051.3 | 115.5 | 1166.8 | 35.52 | 0.04 | 0.26 | 35.82 | 38.14 | 0.04 | 0.28 | 38.46 | 620946.4 | 113329 | 1880 | 4253 | 0 | 8374.7 | 129764 | 0 | 745.9 | 8171.4 | 196215.3 | 0 | 8468.7 | 3315.4 | 41893.9 | 88396.1 | 13744.6 | 11311.7 | 0 | 49233.1 | 52442.6 | 2736 | 8072.2 | 3190.1 | 924.5 | 8315.2
4173 | 174 | Day174 | 20 | Hour20 | 6 | Summer | 2117 | #N/A | Summer | 598441 | 2024-06-23 20:00 | 593554.1 | 0 | 0 | 4886.9 | 598441.1 | 569834.4 | 516866.3 | 0.04 | 0.0657 | 0.42 | 0.41 | 387.8 | 30 | 4.29 | 27.6 | 1259.6 | 0.25 | 389.9 | 65.2 | 455.1 | 409.1 | 31.5 | 4.51 | 29.3 | 1332.2 | 0.27 | 411.3 | 69 | 480.3 | 396.3 | 16.8 | 2.38 | 40.7 | 1604.6 | 0.3 | 397.5 | 88.6 | 486 | 588 | 29 | 3.9 | 53.4 | 2489.5 | 0.28 | 590 | 127.7 | 717.6 | 34.87 | 30.32 | 0.27 | 65.45 | 37.33 | 32.68 | 0.29 | 70.3 | 598441 | 81574.8 | 3365.8 | 4257.5 | 0 | 8374.7 | 130835.4 | 0 | 287.4 | 4227 | 195794.6 | 0 | 5850 | 3315.4 | 54666.8 | 88396.1 | 13203.8 | 8806.1 | 0 | 14406.4 | 61195.8 | 1458.3 | 2653 | 150.7 | 1360.9 | 8315.2
4174 | 174 | Day174 | 21 | Hour21 | 6 | Summer | 2117 | #N/A | Summer | 575346.6 | 2024-06-23 21:00 | 569768.4 | 0 | 0 | 5578.2 | 575346.6 | 547565.5 | 503996.2 | 0.039 | 0.0631 | 0.42 | 0.41 | 385.2 | 29.7 | 4.24 | 27.3 | 1266.6 | 0.24 | 387.3 | 65.1 | 452.4 | 403.3 | 31 | 4.42 | 28.7 | 1328.8 | 0.25 | 405.4 | 68.4 | 473.8 | 374.1 | 17 | 2.36 | 36.6 | 1536.4 | 0.24 | 375.3 | 82.4 | 457.7 | 949.6 | 97.3 | 14.06 | 40.4 | 2436.4 | 0.48 | 956.4 | 113.2 | 1069.5 | 33.3 | 0 | 0.27 | 33.57 | 35.56 | 0 | 0.29 | 35.85 | 575346.6 | 71350.4 | 5829.6 | 4250 | 0 | 8374.7 | 125644.4 | 0 | 0 | 220.2 | 193241.3 | 0 | 6687.8 | 3315.4 | 53047.3 | 88396.1 | 9675.8 | 5533.8 | 0 | 313.6 | 70154.2 | 662.3 | 1048.3 | 877.8 | 3760.2 | 8315.2
4175 | 174 | Day174 | 22 | Hour22 | 6 | Summer | 2117 | #N/A | Summer | 540884.9 | 2024-06-23 22:00 | 535272.6 | 0 | 0 | 5612.3 | 540884.9 | 515153.5 | 466663.4 | 0.0376 | 0.0594 | 0.44 | 0.43 | 366.1 | 28.2 | 4.01 | 26.2 | 1210.7 | 0.23 | 368.1 | 62.3 | 430.4 | 382.1 | 29.3 | 4.18 | 27.4 | 1265.8 | 0.24 | 384.1 | 65.2 | 449.3 | 442.2 | 25.2 | 3.51 | 37.7 | 1716.4 | 0.25 | 444 | 88.9 | 532.9 | 719.8 | 55.4 | 7.84 | 47.3 | 2422.5 | 0.35 | 723.6 | 119.6 | 843.2 | 31.39 | 0 | 0.28 | 31.67 | 33.39 | 0 | 0.3 | 33.69 | 540884.9 | 74221.5 | 4099.6 | 4250 | 0 | 8374.7 | 112623.1 | 0 | 0 | 0 | 180331.8 | 0 | 3239.3 | 3315.4 | 49479.3 | 88396.1 | 7680.8 | 4873.3 | 0 | 0 | 73794.1 | 427.3 | 61.8 | 886.1 | 3685.3 | 8315.2
4176 | 174 | Day174 | 23 | Hour23 | 6 | Summer | 2117 | #N/A | Summer | 503937.4 | 2024-06-23 23:00 | 498088.8 | 0 | 0 | 5848.7 | 503937.5 | 480084.2 | 428204.6 | 0.0361 | 0.0553 | 0.47 | 0.47 | 337.1 | 25.4 | 3.61 | 24.8 | 1134.3 | 0.22 | 338.8 | 58.6 | 397.5 | 351.3 | 26.4 | 3.75 | 25.9 | 1184.2 | 0.23 | 353.1 | 61.3 | 414.3 | 480 | 31.2 | 4.35 | 36.9 | 1785.8 | 0.24 | 482.1 | 90.2 | 572.3 | 751.1 | 62.2 | 8.84 | 45.4 | 2392.8 | 0.37 | 755.4 | 116.8 | 872.2 | 29.27 | 0 | 0.28 | 29.56 | 31 | 0 | 0.3 | 31.3 | 503937.4 | 75732.9 | 4295.8 | 4232.6 | 0 | 8374.7 | 94194.4 | 0 | 0 | 0 | 166145.2 | 0 | 829.8 | 3315.4 | 48325.7 | 88396.1 | 6013.5 | 4081.3 | 0 | 0 | 75405.8 | 327.1 | 0 | 837.4 | 3529.2 | 8315.2
4177 | 175 | Day175 | 0 | Hour0 | 6 | Summer | 70 | 628778.3 | Summer | 470083.8 | 2024-06-24 | 464148 | 110 | 0 | 5825.8 | 470083.7 | 447952.4 | 392715.9 | 0.0349 | 0.0515 | 0.5 | 0.5 | 307.6 | 22.5 | 3.19 | 23.5 | 1059.9 | 0.2 | 309.2 | 55.1 | 364.3 | 319.8 | 23.4 | 3.31 | 24.5 | 1104.2 | 0.21 | 321.4 | 57.5 | 378.9 | 493 | 32.6 | 4.58 | 37.6 | 1801.9 | 0.26 | 495.3 | 91.4 | 586.6 | 845.2 | 88 | 12.73 | 34.7 | 2123.6 | 0.42 | 851.3 | 98.1 | 949.4 | 27.74 | 0 | 0.29 | 28.03 | 29.26 | 0 | 0.3 | 29.57 | 470083.8 | 77367.9 | 2788.4 | 4183.8 | 0 | 8374.7 | 76829.8 | 0 | 0 | 0 | 152156.6 | 0 | 650.7 | 3315.4 | 48054.8 | 88396.1 | 4549.6 | 3416 | 0 | 0 | 76847.6 | 520.3 | 0 | 1156.4 | 2172.9 | 8315.2
4178 | 175 | Day175 | 1 | Hour1 | 6 | Summer | 2117 | #N/A | Summer | 443668 | 2024-06-24 01:00 | 435832.2 | 110 | 1703.8 | 6022 | 443668 | 421066.5 | 363260 | 0.0339 | 0.0483 | 0.53 | 0.53 | 290 | 21.1 | 2.98 | 22.5 | 1003.2 | 0.19 | 291.4 | 52.5 | 343.9 | 301.9 | 21.9 | 3.1 | 23.5 | 1045.9 | 0.2 | 303.4 | 54.7 | 358.2 | 482.7 | 30.7 | 4.26 | 37.6 | 1825.4 | 0.23 | 484.8 | 92.1 | 576.9 | 1096.1 | 125.8 | 18.31 | 34.3 | 2389 | 0.55 | 1104.8 | 105.7 | 1210.5 | 26.2 | 0 | 0.29 | 26.49 | 27.54 | 0 | 0.3 | 27.85 | 443668 | 80408 | 352.1 | 4155.8 | 0 | 8374.7 | 67434.9 | 0 | 0 | 0 | 136768.6 | 0 | 650.7 | 3315.4 | 46976.3 | 88396.1 | 4326.6 | 2508.7 | 0 | 0 | 79770.3 | 637.7 | 0 | 486.2 | 145.6 | 8315.2
4179 | 175 | Day175 | 2 | Hour2 | 6 | Summer | 2117 | #N/A | Summer | 430370.7 | 2024-06-24 02:00 | 414396.6 | 147.4 | 9747.9 | 6078.8 | 430370.7 | 400658.3 | 349484.6 | 0.0332 | 0.0459 | 0.53 | 0.53 | 287.3 | 21 | 2.97 | 22.3 | 991.3 | 0.19 | 288.8 | 51.9 | 340.7 | 297.9 | 21.7 | 3.07 | 23.2 | 1029.3 | 0.2 | 299.4 | 53.9 | 353.3 | 475.8 | 30.1 | 4.17 | 37.3 | 1802.5 | 0.23 | 477.8 | 91.1 | 568.9 | 864.5 | 91.3 | 13.22 | 34.3 | 2132.5 | 0.43 | 870.8 | 98 | 968.8 | 23.77 | 0 | 0.28 | 24.06 | 24.9 | 0 | 0.3 | 25.21 | 430370.7 | 80886.1 | 0 | 4147.2 | 0 | 8373.7 | 65137.2 | 0 | 0 | 0 | 130338.1 | 0 | 650.7 | 3315.4 | 44535.4 | 87397.2 | 4215.1 | 1374.6 | 0 | 0 | 80345.5 | 540.6 | 0 | 0 | 0 | 8315.2
4180 | 175 | Day175 | 3 | Hour3 | 6 | Summer | 2117 | #N/A | Summer | 421371.6 | 2024-06-24 03:00 | 400706.5 | 176.2 | 14482.1 | 6006.8 | 421371.6 | 387601.4 | 343176.9 | 0.0327 | 0.0443 | 0.53 | 0.53 | 289 | 21.1 | 2.99 | 22.5 | 996.3 | 0.2 | 290.4 | 52.2 | 342.6 | 299.7 | 21.9 | 3.1 | 23.3 | 1033.1 | 0.2 | 301.2 | 54.1 | 355.3 | 455.4 | 27.4 | 3.78 | 37.1 | 1770.5 | 0.22 | 457.3 | 89.9 | 547.2 | 496.9 | 25.6 | 3.46 | 44.2 | 2070.5 | 0.24 | 498.6 | 105.9 | 604.5 | 23.57 | 0 | 0.29 | 23.86 | 24.59 | 0 | 0.3 | 24.89 | 421371.6 | 78194.7 | 0 | 4145.5 | 0 | 8373.7 | 64265.8 | 0 | 0 | 0.6 | 127998.3 | 0 | 650.7 | 3315.4 | 41806.7 | 87397.2 | 4148.8 | 1074.9 | 0 | 2 | 77708 | 484.1 | 0 | 0 | 358.1 | 8315.2
4181 | 175 | Day175 | 4 | Hour4 | 6 | Summer | 2117 | #N/A | Summer | 414489.5 | 2024-06-24 04:00 | 393351.5 | 380.8 | 14885.1 | 5872.2 | 414489.5 | 380585 | 336880.3 | 0.0325 | 0.0434 | 0.53 | 0.53 | 288.1 | 21 | 2.98 | 22.5 | 994.3 | 0.2 | 289.6 | 52.2 | 341.7 | 298.8 | 21.8 | 3.09 | 23.2 | 1030.2 | 0.2 | 300.3 | 54 | 354.3 | 465.7 | 28.9 | 4 | 37.1 | 1783.2 | 0.23 | 467.6 | 90.3 | 557.9 | 739.8 | 72.1 | 10.38 | 34.9 | 2013.7 | 0.37 | 744.7 | 95 | 839.7 | 23.33 | 0 | 0.29 | 23.62 | 24.31 | 0 | 0.3 | 24.62 | 414489.5 | 77609.2 | 0 | 4145.5 | 0 | 8373.7 | 62857.8 | 0 | 0 | 95.2 | 125674.3 | 0 | 650.7 | 3315.4 | 40368 | 87397.2 | 4097.8 | 0 | 0 | 469.4 | 76612.1 | 432.5 | 2.2 | 0 | 124.2 | 8315.2
4182 | 175 | Day175 | 5 | Hour5 | 6 | Summer | 2117 | #N/A | Summer | 413327.8 | 2024-06-24 05:00 | 391762.4 | 1078.6 | 14892.3 | 5594.5 | 413327.9 | 379080.2 | 326203.5 | 0.0324 | 0.0431 | 0.55 | 0.55 | 277.3 | 20.3 | 2.88 | 21.6 | 954.1 | 0.19 | 278.7 | 50.1 | 328.8 | 288.2 | 21.2 | 3 | 22.4 | 990.4 | 0.2 | 289.7 | 51.9 | 341.6 | 362.1 | 19.2 | 2.61 | 31.9 | 1486.2 | 0.18 | 363.4 | 76.2 | 439.6 | 606.4 | 46.1 | 6.5 | 40.4 | 2060.7 | 0.3 | 609.5 | 101.9 | 711.4 | 22.52 | 0 | 0.29 | 22.81 | 23.47 | 0 | 0.3 | 23.77 | 413327.8 | 87124.4 | 0 | 4145.5 | 0 | 8373.7 | 60744.2 | 0 | 0 | 385.4 | 119323.7 | 0 | 650.7 | 3315.4 | 38439.6 | 87397.2 | 3813.6 | 0 | 0 | 10442.6 | 75690.1 | 606.3 | 438.2 | 0 | 0 | 8315.2
4183 | 175 | Day175 | 6 | Hour6 | 6 | Summer | 2117 | #N/A | Summer | 422380.3 | 2024-06-24 06:00 | 398005.6 | 4294.5 | 14892.3 | 5187.9 | 422380.3 | 385060.5 | 311735.2 | 0.0325 | 0.0438 | 0.59 | 0.59 | 256.9 | 19.2 | 2.72 | 19.9 | 872.6 | 0.18 | 258.2 | 45.9 | 304.1 | 268.6 | 20.2 | 2.86 | 20.6 | 909 | 0.19 | 270 | 47.7 | 317.7 | 172.7 | 7.1 | 0.92 | 17.1 | 773.3 | 0.08 | 173.1 | 40.2 | 213.3 | 477.5 | 28.3 | 3.87 | 39 | 1887.5 | 0.22 | 479.4 | 95.3 | 574.7 | 21.12 | 0 | 0.31 | 21.43 | 22.03 | 0 | 0.3 | 22.33 | 422380.3 | 110645 | 0 | 4145.5 | 0 | 8373.7 | 58797.3 | 0 | 0 | 5940.5 | 108287.1 | 0 | 587 | 3315.4 | 37025.9 | 87397.2 | 3806.1 | 0 | 0 | 32475.4 | 71719.3 | 509.9 | 2445.5 | 0 | 0 | 8315.2
4184 | 175 | Day175 | 7 | Hour7 | 6 | Summer | 2117 | #N/A | Summer | 445600.4 | 2024-06-24 07:00 | 420007.4 | 5773.7 | 14892.3 | 4927 | 445600.5 | 406067.7 | 308537 | 0.0332 | 0.0462 | 0.61 | 0.61 | 241.8 | 17.8 | 2.52 | 18.9 | 829.2 | 0.17 | 243 | 43.7 | 286.7 | 253 | 18.7 | 2.66 | 19.6 | 864.2 | 0.18 | 254.3 | 45.4 | 299.7 | 105.2 | 4.1 | 0.53 | 10.7 | 479.8 | 0.05 | 105.5 | 25 | 130.5 | 381.5 | 17.9 | 2.37 | 35.8 | 1657.4 | 0.18 | 382.6 | 85.2 | 467.9 | 20.08 | 0 | 0.3 | 20.38 | 21.01 | 0 | 0.3 | 21.31 | 445600.4 | 137063.5 | 0.4 | 4145.5 | 0 | 8374.7 | 57341.6 | 0 | 96.2 | 9417.8 | 110688.8 | 0 | 587 | 3315.4 | 33640.3 | 86637 | 3806.1 | 0 | 0 | 71374.8 | 55734.9 | 439.8 | 5399.9 | 0 | 0 | 8315.2
4185 | 175 | Day175 | 8 | Hour8 | 6 | Summer | 2117 | #N/A | Summer | 478679.8 | 2024-06-24 08:00 | 454448.2 | 2460 | 16680.6 | 5090.9 | 478679.8 | 438825.5 | 310029.4 | 0.0344 | 0.0501 | 0.61 | 0.61 | 238.9 | 17.4 | 2.46 | 18.7 | 826.2 | 0.16 | 240.1 | 43.4 | 283.5 | 250.2 | 18.3 | 2.59 | 19.5 | 863.3 | 0.17 | 251.5 | 45.3 | 296.8 | 78.3 | 2.8 | 0.36 | 8.2 | 360 | 0.04 | 78.5 | 19 | 97.4 | 353.3 | 8 | 0.87 | 40.5 | 1804.9 | 0.15 | 353.8 | 94.3 | 448.1 | 21.65 | 0 | 0.29 | 21.94 | 22.76 | 0 | 0.29 | 23.05 | 478679.8 | 168650.4 | 10.2 | 4174 | 0 | 8374.7 | 60116.3 | 0 | 588 | 12707.5 | 120818.8 | 0 | 587 | 3315.4 | 21615.8 | 87033.9 | 3806.1 | 177.2 | 0 | 110522.1 | 44473 | 359.8 | 8627.6 | 0 | 0 | 8315.2
4186 | 175 | Day175 | 9 | Hour9 | 6 | Summer | 2117 | #N/A | Summer | 514131.8 | 2024-06-24 09:00 | 491805.2 | 5410.6 | 11109 | 5807 | 514131.8 | 474196.9 | 315643.7 | 0.0358 | 0.0544 | 0.61 | 0.61 | 237.9 | 17.4 | 2.46 | 18.4 | 821.2 | 0.16 | 239.1 | 42.9 | 282 | 252.1 | 18.5 | 2.62 | 19.4 | 867.6 | 0.17 | 253.3 | 45.3 | 298.7 | 78.6 | 2.4 | 0.3 | 8.6 | 371.6 | 0.04 | 78.8 | 19.7 | 98.4 | 776.9 | 51.2 | 8.37 | 73.3 | 1785.5 | 1.15 | 780.8 | 126.8 | 907.6 | 20.19 | 0 | 0.15 | 20.34 | 21.71 | 0 | 0.17 | 21.89 | 514131.8 | 198488.2 | 0 | 4173.5 | 0 | 8374.7 | 64842.1 | 0 | 893.2 | 19630.1 | 129117.7 | 0 | 587 | 3315.4 | 15370.5 | 86056.5 | 3806.1 | 0 | 0 | 133418.1 | 44292.7 | 254.1 | 14571.1 | 0 | 0 | 8315.2
4187 | 175 | Day175 | 10 | Hour10 | 6 | Summer | 2117 | #N/A | Summer | 542662 | 2024-06-24 10:00 | 527906.2 | 4648.7 | 4360 | 5747.2 | 542662.1 | 508230.5 | 337156.1 | 0.0373 | 0.0585 | 0.6 | 0.59 | 253 | 19 | 2.69 | 19 | 858.3 | 0.17 | 254.3 | 44.6 | 298.9 | 267 | 20 | 2.84 | 20 | 905.4 | 0.18 | 268.3 | 47.1 | 315.4 | 81.7 | 2.2 | 0.26 | 9.1 | 404.1 | 0.04 | 81.9 | 21.2 | 103 | 451.8 | 28.7 | 3.96 | 35.1 | 1724.4 | 0.21 | 453.7 | 86.5 | 540.2 | 21.56 | 0 | 0.14 | 21.7 | 23.37 | 0 | 0.17 | 23.54 | 542662 | 205505.9 | 139.3 | 4173.5 | 0 | 8374.7 | 75376.7 | 0 | 982.2 | 20608.4 | 138311 | 0 | 587 | 3315.4 | 16488.9 | 86056.5 | 4333.1 | 0 | 0 | 137815.8 | 45890.4 | 209.1 | 17149.2 | 0 | 0 | 8315.2
4188 | 175 | Day175 | 11 | Hour11 | 6 | Summer | 2117 | #N/A | Summer | 572296 | 2024-06-24 11:00 | 557980.2 | 4170.2 | 4360 | 5785.6 | 572296.1 | 536473.4 | 365474 | 0.0385 | 0.0619 | 0.58 | 0.57 | 268.3 | 20.2 | 2.87 | 19.9 | 905.4 | 0.17 | 269.7 | 46.9 | 316.6 | 283 | 21.3 | 3.03 | 21 | 954.8 | 0.18 | 284.5 | 49.5 | 333.9 | 75 | 2 | 0.24 | 8.3 | 372 | 0.03 | 75.2 | 19.4 | 94.6 | 374.6 | 11.1 | 1.32 | 40.6 | 1832.2 | 0.17 | 375.3 | 95.3 | 470.6 | 22.67 | 0 | 0.14 | 22.81 | 24.6 | 0 | 0.17 | 24.77 | 572296 | 206822.1 | 81.2 | 4222.4 | 0 | 8374.7 | 85076.3 | 0 | 992.7 | 20722.6 | 152079.9 | 0 | 795.1 | 3315.4 | 20289.3 | 86056.5 | 5183.2 | 0 | 0 | 139040.7 | 45783 | 283.2 | 17788.3 | 0 | 0 | 8315.2
4189 | 175 | Day175 | 12 | Hour12 | 6 | Summer | 2117 | #N/A | Summer | 594354.6 | 2024-06-24 12:00 | 580525.2 | 3700.4 | 4360 | 5768.9 | 594354.5 | 557572 | 387445.3 | 0.0395 | 0.0645 | 0.56 | 0.55 | 282.1 | 21.6 | 3.06 | 20.5 | 942.6 | 0.18 | 283.6 | 48.6 | 332.2 | 297.6 | 22.7 | 3.23 | 21.6 | 994.2 | 0.19 | 299.1 | 51.3 | 350.4 | 79.8 | 2.7 | 0.33 | 8.5 | 375.7 | 0.04 | 80 | 19.7 | 99.6 | 812.6 | 83.3 | 12.02 | 35.9 | 2102 | 0.43 | 818.3 | 98.6 | 917 | 25.21 | 0 | 0.26 | 25.47 | 27.29 | 0 | 0.27 | 27.56 | 594354.6 | 206909.2 | 0 | 4222.4 | 0 | 8374.7 | 94776.6 | 0 | 989.5 | 20947.6 | 160682.4 | 0 | 824 | 3315.4 | 22382.3 | 87478.6 | 5389 | 0 | 0 | 138948.3 | 45690.8 | 333.1 | 18017.8 | 126.7 | 239.6 | 8315.2
4190 | 175 | Day175 | 13 | Hour13 | 6 | Summer | 2117 | #N/A | Summer | 608435.8 | 2024-06-24 13:00 | 596562.1 | 2660.9 | 3621.2 | 5591.6 | 608435.8 | 572543.4 | 400014.2 | 0.0403 | 0.0663 | 0.55 | 0.55 | 289.5 | 22.2 | 3.16 | 20.8 | 964.4 | 0.18 | 291 | 49.6 | 340.6 | 304.9 | 23.4 | 3.33 | 21.9 | 1015.3 | 0.19 | 306.5 | 52.2 | 358.7 | 79.7 | 2.3 | 0.28 | 8.8 | 382.3 | 0.04 | 79.8 | 20.2 | 100 | 485.9 | 21.1 | 2.78 | 46.8 | 2146 | 0.23 | 487.3 | 110.8 | 598.1 | 28.11 | 0 | 0.26 | 28.37 | 30.24 | 0 | 0.27 | 30.51 | 608435.8 | 208421.6 | 81.2 | 4222.4 | 0 | 8374.7 | 100218 | 0 | 987 | 22034.9 | 167041.6 | 0 | 858.8 | 3315.4 | 22413.8 | 88061 | 5427.3 | 0 | 0 | 137167.7 | 47740.9 | 491.1 | 17490.9 | 1692.7 | 980.2 | 8315.2
4191 | 175 | Day175 | 14 | Hour14 | 6 | Summer | 2117 | #N/A | Summer | 616718.7 | 2024-06-24 14:00 | 606954.8 | 437.5 | 3621.2 | 5705.1 | 616718.7 | 582214.8 | 409220.4 | 0.0408 | 0.0676 | 0.54 | 0.54 | 295.6 | 22.7 | 3.23 | 21.2 | 983.6 | 0.19 | 297.1 | 50.5 | 347.7 | 310.6 | 23.9 | 3.4 | 22.2 | 1033.4 | 0.19 | 312.2 | 53.1 | 365.3 | 79.1 | 2.3 | 0.28 | 8.7 | 381.4 | 0.04 | 79.2 | 20.1 | 99.4 | 589.2 | 38.2 | 5.32 | 45.2 | 2205.7 | 0.29 | 591.8 | 111 | 702.8 | 28.85 | 0 | 0.25 | 29.1 | 31.06 | 0 | 0.27 | 31.33 | 616718.7 | 207498.3 | 110 | 4222.4 | 0 | 8374.7 | 103778 | 0 | 983.6 | 22157.7 | 171814.9 | 0 | 1108.8 | 3315.4 | 22726.5 | 88061 | 5593.4 | 115.1 | 0 | 135954.6 | 47702.5 | 699.9 | 17595.4 | 3659 | 838.1 | 8315.2
4192 | 175 | Day175 | 15 | Hour15 | 6 | Summer | 2117 | #N/A | Summer | 623821.5 | 2024-06-24 15:00 | 615128.2 | 0 | 3027.9 | 5665.4 | 623821.5 | 589817.1 | 421744.2 | 0.0411 | 0.0685 | 0.53 | 0.53 | 303.2 | 23.5 | 3.34 | 21.5 | 1003.9 | 0.19 | 304.8 | 51.5 | 356.3 | 318.2 | 24.6 | 3.5 | 22.6 | 1053.7 | 0.2 | 319.9 | 54.1 | 373.9 | 91.9 | 3 | 0.38 | 9.9 | 431.1 | 0.05 | 92.1 | 22.7 | 114.8 | 928.5 | 103.1 | 14.98 | 32.4 | 2129 | 0.47 | 935.7 | 96 | 1031.6 | 29.66 | 0 | 0.25 | 29.92 | 31.95 | 0 | 0.27 | 32.21 | 623821.5 | 202077.4 | 115.1 | 4241.9 | 0 | 8374.7 | 108487 | 0 | 980.1 | 20219.5 | 175146 | 0 | 1345.2 | 3315.4 | 26439.1 | 88260.2 | 5864.5 | 155 | 0 | 130878.8 | 49087.4 | 911.6 | 17217.2 | 5934.8 | 1476.7 | 8315.2
4193 | 175 | Day175 | 16 | Hour16 | 6 | Summer | 2117 | #N/A | Summer | 628778.3 | 2024-06-24 16:00 | 619827.9 | 0 | 3418.5 | 5532 | 628778.3 | 594179.9 | 434253.5 | 0.0414 | 0.0691 | 0.53 | 0.52 | 308.3 | 24 | 3.42 | 21.7 | 1014.7 | 0.19 | 310 | 52 | 362 | 325.1 | 25.3 | 3.6 | 23 | 1070.7 | 0.2 | 326.9 | 54.9 | 381.8 | 103.6 | 3.5 | 0.45 | 11 | 477.9 | 0.06 | 103.8 | 25.3 | 129.1 | 1013.8 | 107.2 | 15.53 | 40.1 | 2492.6 | 0.51 | 1021.2 | 114.5 | 1135.7 | 30.28 | 0 | 0.25 | 30.53 | 32.63 | 0 | 0.27 | 32.89 | 628778.3 | 194524.8 | 198.7 | 4246.4 | 0 | 8374.7 | 112289.1 | 0 | 975.4 | 20901.5 | 176043 | 0 | 1481.9 | 3315.4 | 30112.7 | 88396.1 | 6249.4 | 3546 | 0 | 122807.8 | 48868.9 | 971.3 | 15874.2 | 7090.3 | 2288.9 | 8315.2
4194 | 175 | Day175 | 17 | Hour17 | 6 | Summer | 2117 | #N/A | Summer | 623966.3 | 2024-06-24 17:00 | 616640.7 | 19.6 | 1921.8 | 5384.2 | 623966.3 | 591206.9 | 446861.5 | 0.0412 | 0.0687 | 0.52 | 0.51 | 317.7 | 24.9 | 3.54 | 22.3 | 1040.4 | 0.2 | 319.4 | 53.3 | 372.8 | 336.9 | 26.3 | 3.75 | 23.8 | 1105.8 | 0.21 | 338.7 | 56.8 | 395.5 | 146.6 | 6.2 | 0.83 | 14.6 | 631.6 | 0.09 | 147 | 33.4 | 180.4 | 931.5 | 86.6 | 12.63 | 50.1 | 2489.6 | 0.59 | 937.5 | 124.4 | 1061.9 | 31.54 | 0 | 0.25 | 31.79 | 33.96 | 0 | 0.27 | 34.22 | 623966.3 | 177104.8 | 1121.9 | 4246.4 | 0 | 8374.7 | 115348.1 | 0 | 959.3 | 18028.4 | 177026.7 | 0 | 1813.5 | 3315.4 | 31279.9 | 88396.1 | 6919.7 | 9019.1 | 0 | 107532.3 | 49531.8 | 1053.1 | 13117.4 | 6139.7 | 2266 | 8315.2
4195 | 175 | Day175 | 18 | Hour18 | 6 | Summer | 2117 | #N/A | Summer | 611410.4 | 2024-06-24 18:00 | 606213.2 | 0 | 0 | 5197.2 | 611410.4 | 581508.7 | 463509.8 | 0.0407 | 0.0675 | 0.49 | 0.48 | 336.4 | 26.2 | 3.74 | 23.7 | 1102.2 | 0.21 | 338.2 | 56.6 | 394.8 | 357.4 | 27.7 | 3.95 | 25.4 | 1175.9 | 0.23 | 359.3 | 60.5 | 419.9 | 260.2 | 10.4 | 1.44 | 26.9 | 1095.4 | 0.18 | 260.9 | 59.6 | 320.5 | 850.7 | 51.5 | 7.43 | 72.5 | 3009.7 | 0.62 | 854.2 | 162.4 | 1016.6 | 54.03 | 0 | 0.25 | 54.28 | 58.02 | 0 | 0.27 | 58.29 | 611410.4 | 147900.6 | 3250.8 | 4255.8 | 0 | 8374.7 | 118589.3 | 0 | 893.8 | 13127 | 178801.6 | 0 | 5096 | 3315.4 | 32725.2 | 88396.1 | 8003.3 | 12701.6 | 0 | 81282.9 | 51829.2 | 767.8 | 10962 | 5032.2 | 2311 | 8315.2
4196 | 175 | Day175 | 19 | Hour19 | 6 | Summer | 2117 | #N/A | Summer | 593322.9 | 2024-06-24 19:00 | 589639.2 | 0 | 0 | 3683.7 | 593322.9 | 566066.6 | 475004.8 | 0.04 | 0.0656 | 0.46 | 0.45 | 358.8 | 27.9 | 3.99 | 25.4 | 1165.6 | 0.23 | 360.7 | 60.2 | 420.9 | 380.9 | 29.5 | 4.21 | 27.2 | 1242.1 | 0.25 | 382.9 | 64.3 | 447.2 | 373.1 | 17 | 2.4 | 37 | 1492.9 | 0.27 | 374.3 | 81.5 | 455.8 | 1230.5 | 140.4 | 20.43 | 39.3 | 2708 | 0.62 | 1240.3 | 120.2 | 1360.5 | 34.66 | 0 | 0.25 | 34.91 | 37.11 | 0 | 0.27 | 37.38 | 593322.9 | 118318.1 | 3822.3 | 4255.8 | 0 | 8374.7 | 121790.9 | 0 | 733.4 | 8466.1 | 179564.7 | 0 | 5813 | 3315.4 | 36127.1 | 88396.1 | 10962.2 | 12582.5 | 0 | 49064.9 | 59270.6 | 783.2 | 8361.4 | 1726.1 | 1516.6 | 8315.2
4197 | 175 | Day175 | 20 | Hour20 | 6 | Summer | 2117 | #N/A | Summer | 575662.7 | 2024-06-24 20:00 | 570572.8 | 0 | 0 | 5089.9 | 575662.7 | 548255.6 | 480230.4 | 0.0391 | 0.0634 | 0.45 | 0.44 | 365.3 | 28.3 | 4.05 | 26 | 1190.2 | 0.24 | 367.3 | 61.5 | 428.8 | 383.7 | 29.6 | 4.23 | 27.5 | 1253.8 | 0.25 | 385.7 | 64.9 | 450.6 | 356.7 | 17.6 | 2.48 | 33.8 | 1404 | 0.24 | 357.9 | 75.7 | 433.6 | 1096.3 | 72.4 | 12.03 | 105.6 | 2340.6 | 1.75 | 1101.7 | 175.9 | 1277.6 | 32.57 | 4.7 | 0.25 | 37.53 | 34.8 | 5.06 | 0.27 | 40.13 | 575662.7 | 95432.2 | 3412.9 | 4255.8 | 0 | 8374.7 | 119994.9 | 0 | 281.6 | 4514.1 | 181804.9 | 0 | 4205.4 | 3315.4 | 50787.8 | 88396.1 | 10747.1 | 4935.3 | 0 | 14225.7 | 75280.1 | 1130.8 | 2694.6 | 0 | 1101.3 | 8315.2
4198 | 175 | Day175 | 21 | Hour21 | 6 | Summer | 2117 | #N/A | Summer | 558163.6 | 2024-06-24 21:00 | 552204.6 | 0 | 0 | 5959 | 558163.6 | 531046.5 | 471155.3 | 0.0383 | 0.0613 | 0.45 | 0.44 | 362.9 | 28 | 3.99 | 25.9 | 1195.4 | 0.23 | 364.9 | 61.6 | 426.5 | 379.2 | 29.1 | 4.15 | 27.2 | 1251.5 | 0.24 | 381.2 | 64.5 | 445.8 | 382.6 | 19.9 | 2.79 | 34.9 | 1504.5 | 0.24 | 383.9 | 79.8 | 463.7 | 740.1 | 50.8 | 7.42 | 57.8 | 2410.3 | 0.55 | 743.6 | 129.8 | 873.4 | 31.29 | 0 | 0.26 | 31.55 | 33.35 | 0 | 0.28 | 33.63 | 558163.6 | 87008.3 | 5385.5 | 4257.5 | 0 | 8374.7 | 115160.3 | 0 | 0 | 308.7 | 180335.7 | 0 | 4522.7 | 3315.4 | 48730.7 | 88396.1 | 8714 | 3962.8 | 0 | 394.7 | 85067.5 | 1237.3 | 1094.6 | 943.4 | 2895.9 | 8315.2
4199 | 175 | Day175 | 22 | Hour22 | 6 | Summer | 2117 | #N/A | Summer | 527508.7 | 2024-06-24 22:00 | 521392.8 | 0 | 0 | 6115.9 | 527508.7 | 502065.6 | 437086.5 | 0.0371 | 0.0579 | 0.48 | 0.47 | 334.7 | 25.3 | 3.6 | 24.5 | 1123.2 | 0.21 | 336.5 | 58 | 394.5 | 349.2 | 26.3 | 3.74 | 25.7 | 1173.9 | 0.22 | 351 | 60.7 | 411.7 | 473.4 | 31.9 | 4.46 | 35.5 | 1723.1 | 0.24 | 475.6 | 86.9 | 562.5 | 1105.5 | 124.1 | 18.05 | 37.1 | 2495.4 | 0.56 | 1114.1 | 111.7 | 1225.8 | 29.48 | 0 | 0.27 | 29.74 | 31.31 | 0 | 0.28 | 31.59 | 527508.7 | 90422.2 | 4174.9 | 4247.1 | 0 | 8374.7 | 98176.3 | 0 | 0 | 0.2 | 169249.6 | 0 | 2207.7 | 3315.4 | 48319.8 | 88396.1 | 6531 | 4093.9 | 0 | 1.3 | 89065.2 | 1355.4 | 76.7 | 1855.5 | 3438.6 | 8315.2
4200 | 175 | Day175 | 23 | Hour23 | 6 | Summer | 2117 | #N/A | Summer | 493900.8 | 2024-06-24 23:00 | 487944.9 | 20.6 | 0 | 5935.4 | 493900.8 | 470487.1 | 402667.9 | 0.0358 | 0.0542 | 0.51 | 0.51 | 304.1 | 22.3 | 3.16 | 23.1 | 1044.8 | 0.2 | 305.6 | 54.3 | 360 | 317.2 | 23.2 | 3.29 | 24.2 | 1091.7 | 0.21 | 318.8 | 56.8 | 375.6 | 503.8 | 34.7 | 4.89 | 37.2 | 1790.9 | 0.27 | 506.2 | 90.7 | 596.8 | 678.5 | 29.6 | 3.88 | 65.1 | 3001.9 | 0.32 | 680.4 | 154.7 | 835.1 | 27.77 | 0 | 0.27 | 28.04 | 29.38 | 0 | 0.29 | 29.66 | 493900.8 | 91232.9 | 4543.5 | 4238.5 | 0 | 8374.7 | 79917 | 0 | 0 | 0 | 155740.8 | 0 | 1061.6 | 3315.4 | 48144.3 | 88396.1 | 5125.5 | 3810.5 | 0 | 0 | 90159.7 | 1073.1 | 0.1 | 853.9 | 4187.9 | 8315.2
4201 | 176 | Day176 | 0 | Hour0 | 6 | Summer | 68 | 630002.8 | Summer | 464251.9 | 2024-06-25 | 456515.7 | 128.6 | 1680.8 | 5926.8 | 464251.9 | 440702.1 | 373387.1 | 0.0346 | 0.0507 | 0.54 | 0.53 | 284.8 | 20.6 | 2.91 | 22.2 | 988.4 | 0.19 | 286.2 | 51.7 | 337.9 | 297.3 | 21.4 | 3.03 | 23.2 | 1033.4 | 0.2 | 298.8 | 54 | 352.8 | 480.3 | 31.4 | 4.39 | 36.8 | 1779.9 | 0.24 | 482.4 | 89.9 | 572.3 | 940.1 | 102.9 | 14.93 | 34 | 2205.9 | 0.47 | 947.2 | 99.9 | 1047.1 | 25 | 0 | 0.27 | 25.27 | 26.38 | 0 | 0.29 | 26.67 | 464251.9 | 90864.7 | 3153.6 | 4185.1 | 0 | 8373.7 | 68887.1 | 0 | 0 | 0 | 141654.9 | 0 | 754.3 | 3315.4 | 47787.2 | 87397.2 | 4470.4 | 3408.2 | 0 | 0 | 89832.3 | 1032.4 | 0 | 1308.1 | 2107.2 | 8315.2
4202 | 176 | Day176 | 1 | Hour1 | 6 | Summer | 2117 | #N/A | Summer | 445040.2 | 2024-06-25 01:00 | 428837.7 | 131.2 | 9984.6 | 6086.6 | 445040.2 | 414394.9 | 355329.6 | 0.0337 | 0.0476 | 0.54 | 0.54 | 280.6 | 20.4 | 2.89 | 21.8 | 969.6 | 0.19 | 282 | 50.8 | 332.8 | 291.6 | 21.2 | 3 | 22.7 | 1008.7 | 0.2 | 293 | 52.8 | 345.9 | 469.5 | 29.8 | 4.13 | 36.7 | 1777.2 | 0.23 | 471.6 | 89.7 | 561.3 | 440 | 21.7 | 2.91 | 40 | 1863.1 | 0.21 | 441.4 | 95.6 | 537 | 23.56 | 0 | 0.26 | 23.82 | 24.72 | 0 | 0.29 | 25.01 | 445040.2 | 89710.6 | 325.3 | 4185.1 | 0 | 8373.7 | 65566.8 | 0 | 0 | 0 | 131953.4 | 0 | 754.3 | 3315.4 | 47128.9 | 87397.2 | 4254.4 | 2075.2 | 0 | 0 | 88717.6 | 992.9 | 0 | 0 | 1678.9 | 8315.2
4203 | 176 | Day176 | 2 | Hour2 | 6 | Summer | 2117 | #N/A | Summer | 428923.2 | 2024-06-25 02:00 | 408057 | 121.7 | 14426.4 | 6318.2 | 428923.2 | 394596.3 | 342398.4 | 0.033 | 0.0452 | 0.55 | 0.55 | 278.7 | 20.4 | 2.89 | 21.7 | 959.9 | 0.19 | 280.1 | 50.4 | 330.5 | 289.3 | 21.2 | 3 | 22.5 | 996.2 | 0.2 | 290.7 | 52.2 | 342.9 | 460.4 | 28.4 | 3.93 | 36.8 | 1766.1 | 0.23 | 462.3 | 89.5 | 551.8 | 394.1 | 12 | 1.46 | 43.1 | 1904.8 | 0.19 | 394.8 | 99.9 | 494.7 | 23.16 | 0 | 0.28 | 23.43 | 24.2 | 0 | 0.29 | 24.49 | 428923.2 | 86524.8 | 0 | 4182.3 | 0 | 8374.7 | 63109.8 | 0 | 0 | 0 | 124786.7 | 0 | 754.3 | 3315.4 | 44620 | 87771.1 | 4109.4 | 1374.6 | 0 | 0 | 85771.7 | 753.1 | 0 | 0 | 43.5 | 8315.2
4204 | 176 | Day176 | 3 | Hour3 | 6 | Summer | 2117 | #N/A | Summer | 414825 | 2024-06-25 03:00 | 393692.6 | 167.7 | 14892.3 | 6072.4 | 414825 | 380884.4 | 332625.2 | 0.0325 | 0.0436 | 0.55 | 0.55 | 281.4 | 20.9 | 2.96 | 21.7 | 961.2 | 0.19 | 282.9 | 50.4 | 333.3 | 292.1 | 21.7 | 3.07 | 22.5 | 996.9 | 0.2 | 293.6 | 52.2 | 345.8 | 459.6 | 28 | 3.87 | 37.1 | 1775.5 | 0.23 | 461.5 | 90 | 551.6 | 911.1 | 102.7 | 14.93 | 31.2 | 2046.1 | 0.48 | 918.2 | 92.3 | 1010.5 | 22.59 | 0 | 0.28 | 22.86 | 23.54 | 0 | 0.28 | 23.82 | 414825 | 82199.7 | 0 | 4172.9 | 0 | 8374.7 | 62714.7 | 0 | 0 | 12.5 | 118693.2 | 0 | 754.3 | 3315.4 | 41865.6 | 87620.5 | 4004.6 | 1109.3 | 0 | 26.4 | 81587.1 | 573.7 | 0 | 0 | 0 | 8315.2
4205 | 176 | Day176 | 4 | Hour4 | 6 | Summer | 2117 | #N/A | Summer | 405151.4 | 2024-06-25 04:00 | 384400.8 | 225 | 14892.3 | 5633.3 | 405151.4 | 372005.8 | 326577.3 | 0.0322 | 0.0425 | 0.55 | 0.55 | 284.9 | 21.2 | 3.01 | 21.9 | 971.1 | 0.19 | 286.4 | 50.9 | 337.3 | 295.9 | 22.1 | 3.13 | 22.6 | 1007 | 0.2 | 297.4 | 52.7 | 350.1 | 452.2 | 27.1 | 3.74 | 36.9 | 1760.5 | 0.22 | 454 | 89.4 | 543.4 | 814.2 | 87.6 | 12.71 | 31.8 | 1959.3 | 0.43 | 820.3 | 90.3 | 910.6 | 22.2 | 0 | 0.27 | 22.47 | 23.12 | 0 | 0.28 | 23.4 | 405151.4 | 78574.1 | 16.6 | 4171.2 | 0 | 8374.7 | 62543.2 | 0 | 0 | 277.9 | 116401.8 | 0 | 754.3 | 3315.4 | 40118.9 | 87194.2 | 3686.9 | 0 | 0 | 1482.2 | 76342.9 | 471.1 | 40 | 0 | 132 | 8315.2
4206 | 176 | Day176 | 5 | Hour5 | 6 | Summer | 2117 | #N/A | Summer | 401871.3 | 2024-06-25 05:00 | 380472 | 1546.7 | 14892.3 | 4960.3 | 401871.3 | 368253.6 | 316886.4 | 0.0321 | 0.042 | 0.57 | 0.56 | 274.3 | 20.6 | 2.92 | 21.1 | 931.7 | 0.19 | 275.7 | 48.9 | 324.6 | 286.1 | 21.5 | 3.06 | 21.8 | 968.6 | 0.2 | 287.6 | 50.7 | 338.3 | 397.1 | 24 | 3.32 | 32.2 | 1537.7 | 0.2 | 398.7 | 78.1 | 476.7 | 463.7 | 29.8 | 4.12 | 36.6 | 1760.9 | 0.24 | 465.7 | 89.2 | 554.9 | 21.23 | 0 | 0.27 | 21.5 | 22.1 | 0 | 0.28 | 22.38 | 401871.3 | 84984.9 | 0 | 4171.2 | 0 | 8374.7 | 60171 | 0 | 0 | 766.3 | 109735.1 | 0 | 690.7 | 3315.4 | 38967.6 | 87448.1 | 3452 | 560.6 | 0 | 12296.4 | 71566 | 356.2 | 1071.8 | 0 | 0 | 8315.2
4207 | 176 | Day176 | 6 | Hour6 | 6 | Summer | 2117 | #N/A | Summer | 408490.7 | 2024-06-25 06:00 | 383704.8 | 4870.5 | 14892.3 | 5023 | 408490.7 | 371354.7 | 304840.1 | 0.0322 | 0.0423 | 0.6 | 0.59 | 258.5 | 19.7 | 2.8 | 19.6 | 866.9 | 0.18 | 259.9 | 45.5 | 305.4 | 271.1 | 20.8 | 2.95 | 20.4 | 905.1 | 0.19 | 272.5 | 47.4 | 320 | 156.2 | 6.7 | 0.89 | 15.5 | 688.3 | 0.08 | 156.6 | 36 | 192.6 | 425.1 | 17.4 | 2.25 | 42.6 | 1929 | 0.21 | 426.3 | 100.2 | 526.5 | 17.25 | 0 | 0.26 | 17.5 | 18.1 | 0 | 0.24 | 18.34 | 408490.7 | 103650.6 | 0 | 4171.2 | 0 | 8374.7 | 58935 | 0 | 0 | 7542.9 | 100724.4 | 0 | 690.7 | 3315.4 | 39138.6 | 86038 | 3452 | 0 | 0 | 31720.9 | 64131 | 255.7 | 4596.2 | 0 | 0 | 8315.2
4208 | 176 | Day176 | 7 | Hour7 | 6 | Summer | 2117 | #N/A | Summer | 429205 | 2024-06-25 07:00 | 404259.1 | 5372.2 | 14892.3 | 4681.5 | 429205.1 | 391014.6 | 310432.5 | 0.0328 | 0.0446 | 0.59 | 0.59 | 256.4 | 19.2 | 2.72 | 19.7 | 872.5 | 0.18 | 257.7 | 45.8 | 303.4 | 268.8 | 20.2 | 2.87 | 20.5 | 911 | 0.18 | 270.2 | 47.7 | 317.9 | 111.9 | 4.2 | 0.55 | 11.4 | 512.3 | 0.05 | 112.2 | 26.7 | 138.9 | 454.8 | 25.3 | 3.43 | 38.8 | 1850.6 | 0.21 | 456.5 | 94 | 550.5 | 19.79 | 0 | 0.29 | 20.07 | 20.75 | 0 | 0.28 | 21.03 | 429205 | 118772.6 | 0 | 4175.7 | 0 | 8374.7 | 59851.1 | 0 | 82.3 | 10587.1 | 110247.5 | 0 | 690.7 | 3315.4 | 34420.6 | 85904.8 | 3452 | 0 | 0 | 63283.3 | 44631.5 | 188.5 | 7048.4 | 0 | 5.5 | 8315.2
4209 | 176 | Day176 | 8 | Hour8 | 6 | Summer | 2117 | #N/A | Summer | 460139 | 2024-06-25 08:00 | 438409 | 2837 | 14576.6 | 4316.4 | 460139 | 423556.7 | 314900.6 | 0.0339 | 0.0485 | 0.59 | 0.58 | 256.1 | 18.8 | 2.66 | 19.9 | 883.9 | 0.17 | 257.4 | 46.3 | 303.6 | 268.1 | 19.7 | 2.79 | 20.7 | 922.9 | 0.18 | 269.4 | 48.2 | 317.6 | 82.3 | 3.4 | 0.45 | 8.2 | 361.6 | 0.04 | 82.5 | 19 | 101.5 | 730.4 | 76.9 | 11.13 | 29 | 1819.5 | 0.36 | 735.8 | 83.3 | 819.1 | 21.95 | 0 | 0.27 | 22.22 | 23.07 | 0 | 0.27 | 23.34 | 460139 | 145238.5 | 0 | 4175 | 0 | 8374.7 | 62621.7 | 0 | 535.2 | 13150.2 | 123620.9 | 0 | 690.7 | 3315.4 | 21616.3 | 87033.9 | 3452 | 0 | 0 | 103047.9 | 28373.9 | 131.2 | 9586.1 | 0 | 0 | 8315.2
4210 | 176 | Day176 | 9 | Hour9 | 6 | Summer | 2117 | #N/A | Summer | 496375 | 2024-06-25 09:00 | 475536.3 | 4858.4 | 10993.7 | 4986.7 | 496375 | 458772.9 | 325799.7 | 0.0352 | 0.0527 | 0.59 | 0.58 | 256.1 | 18.9 | 2.67 | 19.6 | 881.4 | 0.17 | 257.4 | 45.9 | 303.3 | 271.4 | 20.1 | 2.84 | 20.7 | 931.1 | 0.18 | 272.7 | 48.5 | 321.2 | 86.1 | 3 | 0.38 | 9.1 | 396 | 0.05 | 86.3 | 20.9 | 107.2 | 747.2 | 83.6 | 12.14 | 26.1 | 1708 | 0.39 | 753 | 77.1 | 830.1 | 20.18 | 0 | 0.14 | 20.33 | 21.66 | 0 | 0.16 | 21.82 | 496375 | 170575.3 | 0 | 4173.4 | 0 | 8374.7 | 68290.3 | 0 | 836 | 20031.7 | 132673.8 | 0 | 690.7 | 3315.4 | 18812.4 | 86017 | 3452 | 0 | 0 | 123025.2 | 26562.2 | 120.2 | 15099.9 | 0 | 0 | 8315.2
4211 | 176 | Day176 | 10 | Hour10 | 6 | Summer | 2117 | #N/A | Summer | 527146.5 | 2024-06-25 10:00 | 511943.4 | 4549.5 | 5309.4 | 5344.2 | 527146.5 | 493156.3 | 350921.2 | 0.0367 | 0.0569 | 0.57 | 0.56 | 272 | 20.5 | 2.9 | 20.3 | 920.7 | 0.18 | 273.4 | 47.7 | 321.1 | 287.1 | 21.6 | 3.07 | 21.4 | 970.9 | 0.19 | 288.5 | 50.3 | 338.9 | 80.5 | 2.7 | 0.33 | 8.5 | 384.2 | 0.04 | 80.7 | 19.9 | 100.6 | 666.4 | 62.1 | 8.9 | 33.8 | 1916.2 | 0.32 | 670.7 | 91 | 761.7 | 22.57 | 0 | 0.13 | 22.7 | 24.39 | 0 | 0.16 | 24.55 | 527146.5 | 176225.3 | 260.6 | 4182.8 | 0 | 8374.7 | 79128.7 | 0 | 933 | 20880.7 | 143145.1 | 0 | 690.7 | 3315.4 | 21025.7 | 86391.6 | 4405.9 | 0 | 0 | 128956.2 | 25230.6 | 224.8 | 17378.5 | 0 | 0 | 8315.2
4212 | 176 | Day176 | 11 | Hour11 | 6 | Summer | 2117 | #N/A | Summer | 557817 | 2024-06-25 11:00 | 544043.4 | 4096 | 4147 | 5530.5 | 557816.9 | 523340.6 | 380171.6 | 0.038 | 0.0605 | 0.55 | 0.54 | 288.9 | 21.9 | 3.11 | 21.1 | 971.5 | 0.18 | 290.4 | 50.1 | 340.5 | 304.6 | 23.1 | 3.28 | 22.3 | 1023.7 | 0.19 | 306.1 | 52.8 | 359 | 75.7 | 2.4 | 0.3 | 8.1 | 360.1 | 0.04 | 75.8 | 18.8 | 94.6 | 1057 | 116.4 | 16.88 | 38.9 | 2477.9 | 0.56 | 1065 | 112.9 | 1178 | 24.95 | 0 | 0.25 | 25.21 | 26.92 | 0 | 0.26 | 27.18 | 557817 | 177645.3 | 0 | 4231.7 | 0 | 8374.7 | 90114.6 | 0 | 959.3 | 20769.5 | 157225.8 | 0 | 946.7 | 3315.4 | 24379.5 | 86719.3 | 4863.9 | 0 | 0 | 132370 | 23188.3 | 358.1 | 18163 | 0 | 0 | 8315.2
4213 | 176 | Day176 | 12 | Hour12 | 6 | Summer | 2117 | #N/A | Summer | 582231.4 | 2024-06-25 12:00 | 570985.2 | 3608.2 | 2304.3 | 5333.8 | 582231.5 | 548584.7 | 404260.3 | 0.0392 | 0.0636 | 0.53 | 0.52 | 306.1 | 23.7 | 3.36 | 21.9 | 1016.8 | 0.19 | 307.7 | 52.2 | 359.9 | 322 | 24.9 | 3.54 | 23 | 1069.2 | 0.2 | 323.7 | 54.9 | 378.6 | 79.2 | 2.3 | 0.29 | 8.7 | 379.2 | 0.04 | 79.4 | 20 | 99.4 | 496 | 20.6 | 2.69 | 48.6 | 2222.4 | 0.23 | 497.4 | 114.9 | 612.2 | 28.7 | 0 | 0.25 | 28.95 | 30.78 | 0 | 0.26 | 31.04 | 582231.4 | 177971.2 | 0 | 4231.7 | 0 | 8374.7 | 102016.9 | 0 | 954.1 | 20325.9 | 167228.2 | 0 | 962.4 | 3315.4 | 24598.1 | 88396.1 | 5136.8 | 0 | 0 | 133505.9 | 22605.2 | 580.1 | 18007.6 | 593.1 | 5.8 | 8315.2
4214 | 176 | Day176 | 13 | Hour13 | 6 | Summer | 2117 | #N/A | Summer | 598696 | 2024-06-25 13:00 | 590559 | 1314.4 | 1553.2 | 5269.3 | 598696 | 566860 | 420431.5 | 0.0401 | 0.0659 | 0.51 | 0.51 | 314.6 | 24.2 | 3.44 | 22.4 | 1047.8 | 0.19 | 316.2 | 53.7 | 370 | 329.7 | 25.4 | 3.61 | 23.5 | 1097.8 | 0.2 | 331.4 | 56.3 | 387.7 | 83.7 | 2.5 | 0.31 | 9.1 | 399.4 | 0.04 | 83.9 | 21.1 | 104.9 | 488 | 18.3 | 2.34 | 49.6 | 2248.7 | 0.23 | 489.2 | 116.7 | 605.9 | 29.7 | 0 | 0.24 | 29.94 | 31.89 | 0 | 0.26 | 32.15 | 598696 | 178264.4 | 13.1 | 4231.7 | 0 | 8374.7 | 107361.8 | 0 | 954.3 | 20910 | 177147.5 | 0 | 1491 | 3315.4 | 24699 | 88396.1 | 5401.1 | 0 | 0 | 132240.8 | 23323.8 | 835.5 | 16816 | 2237.7 | 66.6 | 8315.2
4215 | 176 | Day176 | 14 | Hour14 | 6 | Summer | 2117 | #N/A | Summer | 611297.9 | 2024-06-25 14:00 | 604413 | 372 | 1374.6 | 5138.3 | 611297.9 | 579758.3 | 435934.3 | 0.0408 | 0.0676 | 0.5 | 0.5 | 326.5 | 25.5 | 3.63 | 22.9 | 1073.8 | 0.2 | 328.2 | 54.9 | 383.1 | 341.8 | 26.7 | 3.8 | 23.9 | 1124.2 | 0.21 | 343.7 | 57.5 | 401.2 | 92.2 | 3.1 | 0.39 | 9.8 | 429 | 0.05 | 92.4 | 22.6 | 115 | 965.6 | 97 | 14.09 | 43.8 | 2463 | 0.53 | 972.3 | 117.4 | 1089.7 | 31.02 | 0 | 0.24 | 31.26 | 33.34 | 0 | 0.26 | 33.6 | 611297.9 | 175363.6 | 330.5 | 4242 | 0 | 8374.7 | 116103.2 | 0 | 952 | 20715.8 | 180035.1 | 0 | 1965.8 | 3315.4 | 27231.5 | 88396.1 | 5926.5 | 13.5 | 0 | 127916.6 | 24792.7 | 986.4 | 16729.4 | 5845.1 | 806.2 | 8315.2
4216 | 176 | Day176 | 15 | Hour15 | 6 | Summer | 2117 | #N/A | Summer | 622465.5 | 2024-06-25 15:00 | 615774.7 | 445.6 | 1374.6 | 4870.5 | 622465.5 | 590332.1 | 451200.7 | 0.0413 | 0.0689 | 0.5 | 0.5 | 329.1 | 25.8 | 3.67 | 23 | 1079.4 | 0.2 | 330.9 | 55.2 | 386.1 | 347.8 | 27.2 | 3.87 | 24.4 | 1141.4 | 0.22 | 349.7 | 58.4 | 408.1 | 100.7 | 3.7 | 0.49 | 10.4 | 457 | 0.05 | 100.9 | 24 | 124.9 | 828.2 | 73.3 | 10.49 | 45.7 | 2488.8 | 0.41 | 833.3 | 120 | 953.3 | 31.37 | 0 | 0.24 | 31.61 | 33.77 | 0 | 0.25 | 34.02 | 622465.5 | 171264.8 | 158 | 4242 | 0 | 8374.7 | 119021.4 | 0 | 933.7 | 18938.8 | 182212.5 | 0 | 2740.8 | 3315.4 | 29458.2 | 88396.1 | 6621.1 | 6660.4 | 0 | 123212.1 | 26837.6 | 1342.6 | 16140.2 | 8434.5 | 1655.5 | 8315.2
4217 | 176 | Day176 | 16 | Hour16 | 6 | Summer | 2117 | #N/A | Summer | 630002.8 | 2024-06-25 16:00 | 623222.2 | 642.8 | 1374.6 | 4763 | 630002.8 | 597250.6 | 462253.6 | 0.0417 | 0.0697 | 0.5 | 0.49 | 332.6 | 26 | 3.71 | 23.3 | 1086.9 | 0.21 | 334.4 | 55.7 | 390.1 | 353.6 | 27.6 | 3.94 | 24.8 | 1157.7 | 0.22 | 355.5 | 59.4 | 414.9 | 107.2 | 3.7 | 0.48 | 11.3 | 494.1 | 0.06 | 107.5 | 26 | 133.5 | 869.9 | 30.6 | 5.75 | 112.1 | 2401.8 | 1.58 | 872.4 | 184.1 | 1056.5 | 32.15 | 0 | 0.24 | 32.38 | 34.65 | 0 | 0.25 | 34.9 | 630002.8 | 167749.1 | 392.5 | 4243.6 | 0 | 8374.7 | 121563.5 | 0 | 923.7 | 18321.7 | 183623.5 | 0 | 3256.5 | 3315.4 | 30594.9 | 88396.1 | 7698.3 | 10794.6 | 0 | 117131.3 | 29760.3 | 1612.2 | 14884.1 | 8720 | 1162.9 | 8315.2
4218 | 176 | Day176 | 17 | Hour17 | 6 | Summer | 2117 | #N/A | Summer | 629775.1 | 2024-06-25 17:00 | 623839.2 | 507.4 | 796.7 | 4631.9 | 629775.1 | 597824.3 | 473955 | 0.0417 | 0.0698 | 0.49 | 0.48 | 339.3 | 26.3 | 3.75 | 23.9 | 1114.1 | 0.21 | 341.1 | 57.2 | 398.3 | 361.8 | 28 | 3.99 | 25.7 | 1190.9 | 0.23 | 363.8 | 61.2 | 425 | 135.4 | 5.1 | 0.68 | 14.2 | 593 | 0.09 | 135.8 | 31.9 | 167.6 | 788.1 | 27.9 | 5.26 | 101.6 | 2150.2 | 1.45 | 790.3 | 166.1 | 956.4 | 33.33 | 0 | 0.24 | 33.57 | 35.9 | 0 | 0.25 | 36.15 | 629775.1 | 155820.1 | 1155.7 | 4243.6 | 0 | 8374.7 | 122366.4 | 0 | 891.8 | 15803.8 | 184563.1 | 0 | 6450.2 | 3315.4 | 32651.5 | 88396.1 | 8401.2 | 14037.1 | 0 | 104268.8 | 33034.4 | 1821.3 | 12045.3 | 10340.5 | 2305.7 | 8315.2
4219 | 176 | Day176 | 18 | Hour18 | 6 | Summer | 2117 | #N/A | Summer | 622341.6 | 2024-06-25 18:00 | 617730.8 | 0 | 0 | 4610.8 | 622341.6 | 592177.8 | 489335.2 | 0.0414 | 0.069 | 0.47 | 0.46 | 355 | 27.3 | 3.9 | 25.3 | 1167.1 | 0.23 | 356.9 | 60.1 | 417.1 | 378.1 | 29 | 4.14 | 27.1 | 1246.4 | 0.24 | 380.1 | 64.3 | 444.4 | 237.5 | 8.7 | 1.22 | 25.8 | 995.6 | 0.19 | 238.1 | 55.5 | 293.6 | 864.7 | 38.4 | 5.54 | 88 | 3372.4 | 0.71 | 867.3 | 188.7 | 1056.1 | 50.79 | 0 | 0.23 | 51.03 | 54.61 | 0 | 0.25 | 54.86 | 622341.6 | 133006.4 | 2721.2 | 4253 | 0 | 8374.7 | 124769 | 0 | 823.3 | 12188.6 | 187306.8 | 0 | 9361.2 | 3315.4 | 36318.1 | 88396.1 | 10178.7 | 14341 | 0 | 81514.2 | 36412.2 | 2068.2 | 10043.5 | 9383.9 | 2087 | 8315.2
4220 | 176 | Day176 | 19 | Hour19 | 6 | Summer | 2117 | #N/A | Summer | 609438.2 | 2024-06-25 19:00 | 606083 | 0 | 0 | 3355.1 | 609438.2 | 581377.7 | 506181 | 0.0408 | 0.0675 | 0.44 | 0.43 | 381.1 | 29.3 | 4.2 | 27.3 | 1237.6 | 0.25 | 383.2 | 64.2 | 447.4 | 405.1 | 31.1 | 4.45 | 29.2 | 1319.2 | 0.27 | 407.2 | 68.5 | 475.7 | 398 | 15.4 | 2.2 | 42.5 | 1625.7 | 0.32 | 399.1 | 91.1 | 490.1 | 533.8 | 10.3 | 1.07 | 63 | 2768.5 | 0.24 | 534.4 | 145.6 | 680 | 35.27 | 39.4 | 0.24 | 74.91 | 37.83 | 42.55 | 0.25 | 80.64 | 609438.2 | 103257.2 | 2519.5 | 4253 | 0 | 8374.7 | 130180.9 | 0 | 653.8 | 8472.6 | 189102.4 | 0 | 10095.7 | 3315.4 | 41370.5 | 88396.1 | 14107.5 | 14465.3 | 0 | 46799.9 | 45102.3 | 2228.5 | 7971.9 | 8079.5 | 3329.1 | 8315.2
4221 | 176 | Day176 | 20 | Hour20 | 6 | Summer | 2117 | #N/A | Summer | 596119.8 | 2024-06-25 20:00 | 591480.3 | 0 | 0 | 4639.4 | 596119.7 | 567794.2 | 511025.7 | 0.04 | 0.0658 | 0.43 | 0.42 | 379.2 | 29.1 | 4.17 | 27.2 | 1234.3 | 0.25 | 381.2 | 64.1 | 445.3 | 401.8 | 30.7 | 4.39 | 29.1 | 1313 | 0.27 | 403.9 | 68.3 | 472.2 | 402.9 | 18 | 2.57 | 40.6 | 1596.7 | 0.31 | 404.1 | 88.2 | 492.3 | 723.4 | 37.1 | 5.66 | 72.1 | 2438.6 | 0.75 | 726.1 | 145 | 871.1 | 33.14 | 90.89 | 0.24 | 124.27 | 35.5 | 98.29 | 0.26 | 134.04 | 596119.8 | 85094 | 4191.6 | 4257.5 | 0 | 8374.7 | 126388.8 | 0 | 241.2 | 4441 | 190584.8 | 0 | 6602.8 | 3315.4 | 52139.4 | 88396.1 | 13647.9 | 13126.5 | 0 | 12844.3 | 65229.9 | 2337.6 | 2686.2 | 2250.9 | 2339.1 | 8315.2
4222 | 176 | Day176 | 21 | Hour21 | 6 | Summer | 2117 | #N/A | Summer | 580398.6 | 2024-06-25 21:00 | 574958 | 0 | 0 | 5440.7 | 580398.6 | 552352 | 499024.3 | 0.0393 | 0.0639 | 0.43 | 0.42 | 375.7 | 28.5 | 4.08 | 27.2 | 1237.1 | 0.25 | 377.7 | 64.2 | 441.8 | 394.6 | 29.8 | 4.26 | 28.8 | 1303.6 | 0.26 | 396.6 | 67.7 | 464.3 | 378.5 | 19 | 2.67 | 35.5 | 1488.3 | 0.25 | 379.8 | 79.9 | 459.7 | 541.7 | 16.8 | 2.39 | 62.1 | 2311.1 | 0.46 | 542.8 | 131.1 | 673.9 | 33.8 | 58.84 | 0.25 | 92.89 | 36.11 | 63.53 | 0.27 | 99.91 | 580398.6 | 81374.3 | 7209.5 | 4235.4 | 0 | 8374.7 | 120743.2 | 0 | 0 | 323.1 | 193019.3 | 0 | 5093.9 | 3315.4 | 50782.4 | 88396.1 | 12136 | 5718.3 | 0 | 410.7 | 78335.5 | 2305 | 1076.2 | 1759.2 | 3158.3 | 8315.2
4223 | 176 | Day176 | 22 | Hour22 | 6 | Summer | 2117 | #N/A | Summer | 547840.9 | 2024-06-25 22:00 | 542197.8 | 0 | 0 | 5643 | 547840.8 | 521624.3 | 461461.6 | 0.0379 | 0.0603 | 0.45 | 0.45 | 354 | 26.5 | 3.78 | 26.1 | 1184.2 | 0.23 | 355.9 | 61.5 | 417.3 | 369.4 | 27.6 | 3.93 | 27.3 | 1237.7 | 0.24 | 371.3 | 64.3 | 435.5 | 470.7 | 28.5 | 4.03 | 39.1 | 1740.3 | 0.29 | 472.6 | 91.1 | 563.7 | 515.3 | 16 | 2.26 | 59 | 2208.3 | 0.43 | 516.4 | 124.9 | 641.3 | 30.39 | 1.08 | 0.26 | 31.73 | 32.36 | 1.16 | 0.28 | 33.8 | 547840.9 | 86379.3 | 4289.3 | 4232.6 | 0 | 8374.7 | 106003 | 0 | 0 | 0.2 | 180999.4 | 0 | 4178.6 | 3315.4 | 48487.4 | 88396.1 | 9513.3 | 3671.6 | 0 | 1.4 | 84055.6 | 2322 | 79.2 | 1691.7 | 3262.8 | 8315.2
4224 | 176 | Day176 | 23 | Hour23 | 6 | Summer | 2117 | #N/A | Summer | 509801 | 2024-06-25 23:00 | 504160.4 | 0 | 213 | 5427.6 | 509801 | 485806.3 | 421527 | 0.0364 | 0.056 | 0.48 | 0.48 | 324.3 | 23.5 | 3.34 | 24.9 | 1109.5 | 0.22 | 326 | 58 | 384 | 338 | 24.4 | 3.47 | 26 | 1158.4 | 0.23 | 339.7 | 60.6 | 400.3 | 506.5 | 33.8 | 4.77 | 38.7 | 1822.3 | 0.28 | 508.8 | 93 | 601.9 | 790.2 | 77.6 | 11.19 | 36.6 | 2131 | 0.39 | 795.5 | 100.2 | 895.8 | 26.86 | 0 | 0.26 | 27.13 | 28.5 | 0 | 0.28 | 28.78 | 509801 | 88274 | 3892.9 | 4183.8 | 0 | 8373.7 | 85932.3 | 0 | 0 | 0 | 165447.1 | 0 | 3312.2 | 3315.4 | 47805.1 | 87397.2 | 8374.5 | 3492.9 | 0 | 0 | 86070.6 | 2203.4 | 0.1 | 1768.4 | 2223.4 | 8315.2
4225 | 177 | Day177 | 0 | Hour0 | 6 | Summer | 50 | 670282.7 | Summer | 475657.3 | 2024-06-26 | 469994.8 | 148.2 | 213 | 5301.2 | 475657.3 | 453500.4 | 388685.1 | 0.0351 | 0.0522 | 0.51 | 0.51 | 300.3 | 21.1 | 2.98 | 24 | 1050 | 0.21 | 301.8 | 55.3 | 357.1 | 312.3 | 21.8 | 3.1 | 25 | 1093.5 | 0.21 | 313.8 | 57.7 | 371.5 | 476 | 29.5 | 4.12 | 38.1 | 1796 | 0.25 | 478 | 91.7 | 569.7 | 989.5 | 108.5 | 15.75 | 35.6 | 2315 | 0.5 | 997 | 104.7 | 1101.7 | 25.11 | 0 | 0.27 | 25.37 | 26.52 | 0 | 0.28 | 26.8 | 475657.3 | 86972.1 | 2380.9 | 4158.8 | 0 | 8373.7 | 70650.4 | 0 | 0 | 0 | 151763 | 0 | 3299.1 | 3315.4 | 47762.5 | 87397.2 | 7330.7 | 2253.5 | 0 | 0 | 84811.1 | 2161.1 | 0 | 190.2 | 2688.5 | 8315.2
4226 | 177 | Day177 | 1 | Hour1 | 6 | Summer | 2117 | #N/A | Summer | 454649 | 2024-06-26 01:00 | 442149.6 | 601.3 | 6467.6 | 5430.6 | 454649 | 427086.9 | 368866.8 | 0.0341 | 0.049 | 0.52 | 0.52 | 295.1 | 20.8 | 2.96 | 23.6 | 1026 | 0.21 | 296.5 | 54.2 | 350.8 | 306.5 | 21.6 | 3.06 | 24.5 | 1066.5 | 0.21 | 308 | 56.4 | 364.3 | 491.7 | 32.2 | 4.51 | 37.8 | 1809.1 | 0.25 | 493.9 | 91.7 | 585.6 | 725.7 | 69.5 | 9.98 | 35.2 | 2029 | 0.35 | 730.5 | 95.7 | 826.2 | 23.82 | 0 | 0.26 | 24.08 | 25.04 | 0 | 0.28 | 25.33 | 454649 | 85782.3 | 44.9 | 4157.7 | 0 | 8373.7 | 66817.4 | 0 | 0 | 0 | 139934.5 | 0 | 3260.7 | 3315.4 | 47002.3 | 87397.2 | 7188.4 | 1374.6 | 0 | 0 | 83700.4 | 2081.9 | 0 | 0 | 1128.5 | 8315.2
4227 | 177 | Day177 | 2 | Hour2 | 6 | Summer | 2117 | #N/A | Summer | 440264.7 | 2024-06-26 02:00 | 422576.8 | 1859.9 | 10341.9 | 5486 | 440264.7 | 408473.4 | 356240.2 | 0.0334 | 0.0467 | 0.52 | 0.52 | 294.2 | 20.7 | 2.95 | 23.6 | 1021.7 | 0.21 | 295.6 | 54.1 | 349.7 | 304.4 | 21.4 | 3.04 | 24.4 | 1058.1 | 0.21 | 305.8 | 56 | 361.9 | 481.9 | 30.6 | 4.28 | 37.9 | 1798.7 | 0.25 | 484 | 91.6 | 575.6 | 483.9 | 26.4 | 3.58 | 41.5 | 1983.3 | 0.22 | 485.6 | 100.7 | 586.3 | 23.06 | 0 | 0.27 | 23.33 | 24.15 | 0 | 0.28 | 24.43 | 440264.7 | 84024.5 | 0 | 4157.7 | 0 | 8373.7 | 64370.9 | 0 | 0 | 0 | 134549.7 | 0 | 3235.5 | 3315.4 | 43651.6 | 87397.2 | 7188.4 | 0 | 0 | 0 | 82028.6 | 1995.9 | 0 | 0 | 0 | 8315.2
4228 | 177 | Day177 | 3 | Hour3 | 6 | Summer | 2117 | #N/A | Summer | 432764.6 | 2024-06-26 03:00 | 412890.5 | 4038.2 | 10602.1 | 5233.8 | 432764.6 | 399252.7 | 349673.8 | 0.033 | 0.0456 | 0.52 | 0.52 | 296.2 | 20.9 | 2.96 | 23.8 | 1029.6 | 0.21 | 297.7 | 54.6 | 352.3 | 306.7 | 21.6 | 3.07 | 24.7 | 1065.9 | 0.22 | 308.2 | 56.5 | 364.6 | 470.7 | 28.5 | 3.96 | 38.4 | 1800.7 | 0.25 | 472.6 | 92.1 | 564.8 | 540.2 | 35.2 | 4.88 | 41.1 | 2033.2 | 0.25 | 542.6 | 101.8 | 644.4 | 22.72 | 0 | 0.27 | 22.99 | 23.75 | 0 | 0.28 | 24.03 | 432764.6 | 83090.8 | 0 | 4156.1 | 0 | 8373.7 | 63557.6 | 0 | 0 | 1.1 | 133352.5 | 0 | 3235.5 | 3315.4 | 39097.5 | 87397.2 | 7188.4 | 0 | 0 | 1.2 | 81173.2 | 1915.4 | 0 | 0 | 0 | 8315.2
4229 | 177 | Day177 | 4 | Hour4 | 6 | Summer | 2117 | #N/A | Summer | 431055.8 | 2024-06-26 04:00 | 413632.2 | 1716.1 | 10332 | 5375.4 | 431055.8 | 399973.7 | 349851.9 | 0.033 | 0.0456 | 0.51 | 0.51 | 299.5 | 21 | 2.99 | 24.1 | 1042.8 | 0.21 | 300.9 | 55.3 | 356.2 | 310.4 | 21.8 | 3.09 | 25 | 1081.8 | 0.22 | 311.9 | 57.3 | 369.2 | 481.7 | 29.8 | 4.14 | 38.7 | 1825.9 | 0.25 | 483.8 | 93.2 | 576.9 | 546.6 | 36.3 | 5.04 | 41 | 2034.9 | 0.25 | 549 | 101.7 | 650.7 | 22.88 | 0 | 0.27 | 23.15 | 23.94 | 0 | 0.28 | 24.22 | 431055.8 | 81203.9 | 0 | 4156.1 | 0 | 8373.7 | 63759.6 | 0 | 0 | 83.2 | 135125.4 | 0 | 3235.5 | 3315.4 | 37300.5 | 87397.2 | 7188.4 | 0 | 0 | 359.3 | 78934.9 | 1826.6 | 2.9 | 0 | 0 | 8315.2
4230 | 177 | Day177 | 5 | Hour5 | 6 | Summer | 2117 | #N/A | Summer | 439617.6 | 2024-06-26 05:00 | 425969 | 1428.2 | 7304.9 | 4915.4 | 439617.6 | 411741.1 | 354395.1 | 0.0334 | 0.0469 | 0.51 | 0.51 | 298.3 | 20.8 | 2.94 | 24.2 | 1045.2 | 0.21 | 299.7 | 55.4 | 355.1 | 309.4 | 21.5 | 3.05 | 25.1 | 1085.2 | 0.22 | 310.8 | 57.5 | 368.3 | 418.4 | 25.6 | 3.57 | 33.8 | 1591.2 | 0.22 | 420.1 | 81.3 | 501.4 | 529.2 | 29.8 | 4.05 | 44.6 | 2140.9 | 0.24 | 531.2 | 108.4 | 639.7 | 24.38 | 0 | 0.27 | 24.65 | 25.57 | 0 | 0.28 | 25.85 | 439617.6 | 85222.5 | 0 | 4156.1 | 0 | 8373.7 | 64008.6 | 0 | 0 | 344.7 | 139788.4 | 0 | 3235.5 | 3315.4 | 36596.6 | 87732.2 | 7188.4 | 0 | 0 | 8758.6 | 74503.5 | 1615.8 | 312.3 | 0 | 0 | 8315.2
4231 | 177 | Day177 | 6 | Hour6 | 6 | Summer | 2117 | #N/A | Summer | 460093.3 | 2024-06-26 06:00 | 446956.8 | 2044.9 | 6485.8 | 4605.9 | 460093.3 | 431709.5 | 361163.8 | 0.0341 | 0.0493 | 0.53 | 0.52 | 290.3 | 20.3 | 2.87 | 23.4 | 1016 | 0.2 | 291.7 | 53.8 | 345.4 | 302.5 | 21.1 | 2.99 | 24.4 | 1058.8 | 0.21 | 303.9 | 56 | 359.9 | 223 | 10.2 | 1.38 | 21.4 | 944.9 | 0.12 | 223.7 | 49.5 | 273.3 | 647.6 | 48.8 | 6.87 | 43.3 | 2228.2 | 0.3 | 650.9 | 109.8 | 760.7 | 25.33 | 0 | 0.27 | 25.6 | 26.64 | 0 | 0.28 | 26.92 | 460093.3 | 98929.5 | 733.4 | 4170.6 | 0 | 8374.7 | 65523.2 | 0 | 0 | 3209.7 | 142046.4 | 0 | 3235.5 | 3315.4 | 38180.1 | 88396.1 | 7188.4 | 0 | 0 | 29269.4 | 64700.4 | 1750 | 2080.8 | 0 | 0 | 8315.2
4232 | 177 | Day177 | 7 | Hour7 | 6 | Summer | 2117 | #N/A | Summer | 483198.2 | 2024-06-26 07:00 | 476773 | 934.2 | 1351.8 | 4139.2 | 483198.2 | 459989.6 | 361907.7 | 0.0352 | 0.0527 | 0.54 | 0.54 | 286.3 | 20.5 | 2.91 | 22.6 | 986.7 | 0.2 | 287.8 | 52 | 339.8 | 297.4 | 21.3 | 3.03 | 23.4 | 1024.6 | 0.21 | 298.8 | 54 | 352.9 | 146.6 | 5.2 | 0.68 | 15.4 | 664.4 | 0.08 | 146.9 | 35.2 | 182.1 | 867.3 | 91 | 13.18 | 34.9 | 2157.4 | 0.43 | 873.6 | 99.3 | 973 | 25.4 | 0 | 0.27 | 25.67 | 26.83 | 0 | 0.28 | 27.12 | 483198.2 | 121290.5 | 36.9 | 4195.6 | 0 | 8374.7 | 70490.3 | 0 | 79.8 | 6141.2 | 141024.4 | 0 | 3299.1 | 3315.4 | 35472.5 | 88396.1 | 7302.5 | 0 | 0 | 67005.4 | 45924.1 | 2140 | 3259.9 | 648.1 | 75.7 | 8315.2
4233 | 177 | Day177 | 8 | Hour8 | 6 | Summer | 2117 | #N/A | Summer | 516386.7 | 2024-06-26 08:00 | 510754.4 | 1760.5 | 4.1 | 3867.7 | 516386.7 | 492110.6 | 365140 | 0.0365 | 0.0564 | 0.55 | 0.55 | 285.5 | 20.9 | 2.97 | 22 | 971.3 | 0.19 | 286.9 | 50.9 | 337.8 | 296.9 | 21.7 | 3.09 | 22.8 | 1010.1 | 0.2 | 298.4 | 53 | 351.3 | 93 | 2.4 | 0.29 | 10.7 | 445.9 | 0.06 | 93.1 | 24 | 117.1 | 836.4 | 36.7 | 6.8 | 102.9 | 1952.2 | 1.62 | 839.3 | 161.5 | 1000.8 | 24.58 | 0 | 0.26 | 24.84 | 26.15 | 0 | 0.28 | 26.43 | 516386.7 | 151246.7 | 196.2 | 4196.6 | 0 | 8374.7 | 77657.4 | 0 | 542.8 | 9098.8 | 145058.7 | 0 | 3299.1 | 3315.4 | 28576.3 | 87033.9 | 7431.7 | 0 | 0 | 106557.2 | 32487.8 | 2560.1 | 5548.2 | 1801 | 137.3 | 8315.2
4234 | 177 | Day177 | 9 | Hour9 | 6 | Summer | 2117 | #N/A | Summer | 558578 | 2024-06-26 09:00 | 544725.4 | 5537.6 | 3412.4 | 4902.5 | 558577.9 | 524088.7 | 379023.8 | 0.0379 | 0.0602 | 0.55 | 0.55 | 286.9 | 21.4 | 3.05 | 21.6 | 960.2 | 0.19 | 288.4 | 50.2 | 338.6 | 302.6 | 22.6 | 3.23 | 22.7 | 1011.3 | 0.21 | 304.1 | 52.9 | 357 | 92.4 | 2.4 | 0.28 | 10.5 | 451.6 | 0.05 | 92.6 | 24 | 116.6 | 889.6 | 88.9 | 12.82 | 39.9 | 2356.3 | 0.44 | 895.7 | 110.2 | 1006 | 26.44 | 0 | 0.26 | 26.7 | 28.27 | 0 | 0.27 | 28.54 | 558578 | 179554.1 | 168.2 | 4196.6 | 0 | 8374.7 | 86782 | 0 | 854.5 | 17198.7 | 150767 | 0 | 3299.1 | 3315.4 | 25169 | 88396.1 | 8555.6 | 0 | 0 | 128590.9 | 30234.2 | 2675.9 | 11479.8 | 2057.5 | 36 | 8315.2
4235 | 177 | Day177 | 10 | Hour10 | 6 | Summer | 2117 | #N/A | Summer | 590617.2 | 2024-06-26 10:00 | 577562.6 | 4421.4 | 3412.4 | 5220.9 | 590617.2 | 554869.2 | 402458 | 0.0393 | 0.0639 | 0.54 | 0.54 | 295.2 | 22.1 | 3.15 | 21.9 | 988 | 0.2 | 296.7 | 51.4 | 348.1 | 311.1 | 23.3 | 3.32 | 23.1 | 1040.6 | 0.21 | 312.7 | 54.2 | 366.9 | 81.3 | 2.2 | 0.26 | 9.2 | 395 | 0.04 | 81.4 | 20.9 | 102.4 | 925.1 | 97.2 | 14.06 | 37 | 2312.5 | 0.45 | 931.9 | 106 | 1037.9 | 27.95 | 0 | 0.25 | 28.21 | 29.99 | 0 | 0.27 | 30.25 | 590617.2 | 188159.2 | 0 | 4245.5 | 0 | 8374.7 | 95061.2 | 0 | 946.8 | 17671.2 | 164143.4 | 0 | 3443.6 | 3315.4 | 26912.6 | 88396.1 | 8565.5 | 0 | 0 | 135931.3 | 31063 | 2546.9 | 14706.4 | 2096 | 36 | 8315.2
4236 | 177 | Day177 | 11 | Hour11 | 6 | Summer | 2117 | #N/A | Summer | 616528 | 2024-06-26 11:00 | 604627.8 | 4202.7 | 2520.9 | 5176.7 | 616528 | 580111.5 | 425551.5 | 0.0405 | 0.0671 | 0.53 | 0.52 | 305.7 | 23.1 | 3.29 | 22.4 | 1019.1 | 0.2 | 307.3 | 52.8 | 360.1 | 321.9 | 24.3 | 3.47 | 23.6 | 1072.5 | 0.21 | 323.5 | 55.6 | 379.1 | 81.4 | 2.2 | 0.27 | 9.2 | 389.9 | 0.05 | 81.5 | 20.9 | 102.4 | 530.1 | 26.5 | 3.55 | 47.6 | 2248.1 | 0.24 | 531.9 | 114.7 | 646.6 | 29.1 | 0 | 0.25 | 29.35 | 31.31 | 0 | 0.26 | 31.57 | 616528 | 190976.5 | 166.7 | 4245.5 | 0 | 8374.7 | 103886.6 | 0 | 966.4 | 18895.7 | 175602.4 | 0 | 3443.6 | 3315.4 | 28985.8 | 88396.1 | 8771.3 | 363.4 | 0 | 137100.5 | 31828.8 | 2185.1 | 15177.2 | 1892.6 | 56.9 | 8315.2
4237 | 177 | Day177 | 12 | Hour12 | 6 | Summer | 2117 | #N/A | Summer | 636640 | 2024-06-26 12:00 | 627360.2 | 3059.7 | 1374.6 | 4845.3 | 636639.9 | 601233.3 | 442710.4 | 0.0416 | 0.0698 | 0.52 | 0.52 | 312.7 | 23.8 | 3.39 | 22.7 | 1038.3 | 0.2 | 314.4 | 53.7 | 368 | 329 | 25.1 | 3.57 | 23.8 | 1091.8 | 0.21 | 330.8 | 56.4 | 387.2 | 79.8 | 2 | 0.25 | 9.1 | 387.5 | 0.04 | 79.9 | 20.7 | 100.6 | 725.2 | 60 | 8.52 | 43.7 | 2325.9 | 0.34 | 729.3 | 113.1 | 842.4 | 30.18 | 0 | 0.24 | 30.42 | 32.53 | 0 | 0.26 | 32.79 | 636640 | 193929.6 | 110.1 | 4245.5 | 0 | 8374.7 | 110934.3 | 0 | 962.9 | 19524 | 182652.2 | 0 | 3443.6 | 3315.4 | 31651 | 88396.1 | 8841.8 | 745.6 | 0 | 138969.2 | 32195.4 | 2278 | 16265.1 | 3645.6 | 833.5 | 8315.2
4238 | 177 | Day177 | 13 | Hour13 | 6 | Summer | 2117 | #N/A | Summer | 651430.8 | 2024-06-26 13:00 | 644398.6 | 1016.1 | 1374.6 | 4641.5 | 651430.8 | 617010.1 | 456133.1 | 0.0425 | 0.0718 | 0.52 | 0.52 | 315.6 | 24.3 | 3.46 | 22.6 | 1040.4 | 0.2 | 317.3 | 53.6 | 370.9 | 332.6 | 25.6 | 3.65 | 23.8 | 1096.4 | 0.21 | 334.4 | 56.5 | 390.9 | 86.9 | 2.4 | 0.3 | 9.7 | 414.7 | 0.05 | 87 | 22.1 | 109.2 | 699.1 | 33 | 4.38 | 64.6 | 3026.4 | 0.32 | 701.2 | 154.8 | 856.1 | 30.94 | 0 | 0.24 | 31.18 | 33.4 | 0 | 0.25 | 33.65 | 651430.8 | 195297.8 | 110.1 | 4248.3 | 0 | 8374.7 | 116528.2 | 0 | 961.8 | 20576.9 | 184148.1 | 0 | 3656.2 | 3315.4 | 34461.3 | 88396.1 | 8841.8 | 4052.9 | 0 | 137584.1 | 34042.5 | 2132.3 | 16063 | 6906.4 | 1364.2 | 8315.2
4239 | 177 | Day177 | 14 | Hour14 | 6 | Summer | 2117 | #N/A | Summer | 660301.6 | 2024-06-26 14:00 | 655258.4 | 381 | 153.1 | 4509.1 | 660301.5 | 627028 | 467253 | 0.0431 | 0.0732 | 0.52 | 0.51 | 319.9 | 24.7 | 3.52 | 22.8 | 1050.5 | 0.2 | 321.6 | 54.1 | 375.7 | 338.6 | 26.1 | 3.72 | 24.2 | 1113 | 0.22 | 340.4 | 57.4 | 397.8 | 87.6 | 2.7 | 0.34 | 9.6 | 411.7 | 0.05 | 87.7 | 21.9 | 109.6 | 878.9 | 80.1 | 11.6 | 47.7 | 2468.8 | 0.5 | 884.5 | 121.4 | 1005.9 | 31.87 | 0.79 | 0.23 | 32.89 | 34.43 | 0.86 | 0.25 | 35.54 | 660301.6 | 193048.6 | 159.2 | 4255.8 | 0 | 8374.7 | 119895.6 | 0 | 961.1 | 19235.4 | 185858.9 | 0 | 4584.6 | 3315.4 | 34631.5 | 88396.1 | 9467.1 | 8314 | 0 | 134090.5 | 36751.8 | 2009.8 | 16372.3 | 8162.6 | 1203.3 | 8315.2
4240 | 177 | Day177 | 15 | Hour15 | 6 | Summer | 2117 | #N/A | Summer | 666108.4 | 2024-06-26 15:00 | 661007.4 | 48.3 | 377.6 | 4675 | 666108.4 | 632313.2 | 472104.3 | 0.0434 | 0.074 | 0.52 | 0.51 | 320.3 | 24.7 | 3.52 | 22.9 | 1051.2 | 0.21 | 322 | 54.2 | 376.3 | 339.7 | 26.1 | 3.73 | 24.3 | 1116.7 | 0.22 | 341.5 | 57.7 | 399.2 | 91.7 | 2.8 | 0.36 | 10 | 429.6 | 0.05 | 91.9 | 22.8 | 114.7 | 1026.6 | 103.1 | 15.24 | 49.9 | 2376.1 | 0.74 | 1033.9 | 120.9 | 1154.8 | 32.31 | 5.54 | 0.23 | 38.08 | 34.93 | 6.04 | 0.25 | 41.22 | 666108.4 | 194004.2 | 136.7 | 4255.8 | 0 | 8374.7 | 120704.3 | 0 | 965 | 19539.4 | 186649.6 | 0 | 4980.9 | 3315.4 | 35220.4 | 88396.1 | 10145.2 | 9925.1 | 0 | 131131.8 | 40344 | 2024 | 15030.1 | 9095.6 | 1790.5 | 8315.2
4241 | 177 | Day177 | 16 | Hour16 | 6 | Summer | 2117 | #N/A | Summer | 670282.7 | 2024-06-26 16:00 | 663677.2 | 699.7 | 1374.6 | 4531.2 | 670282.7 | 634768.5 | 479301.2 | 0.0435 | 0.0743 | 0.51 | 0.5 | 323.6 | 24.8 | 3.55 | 23.2 | 1061.1 | 0.21 | 325.3 | 54.9 | 380.1 | 343.7 | 26.3 | 3.76 | 24.8 | 1129.8 | 0.22 | 345.5 | 58.5 | 404 | 108.3 | 3.8 | 0.5 | 11.4 | 492.2 | 0.06 | 108.5 | 26.1 | 134.6 | 626.8 | 26.8 | 3.87 | 64.9 | 2467.8 | 0.52 | 628.6 | 138.6 | 767.2 | 33.14 | 8.47 | 0.23 | 41.85 | 35.88 | 9.27 | 0.25 | 45.39 | 670282.7 | 190981.5 | 448.4 | 4255.8 | 0 | 8374.7 | 121758 | 0 | 961.4 | 19657.3 | 187649.2 | 0 | 6020.1 | 3315.4 | 36383.8 | 88396.1 | 11372.3 | 11327.3 | 0 | 124680.4 | 43602.2 | 2080.1 | 15257.1 | 8234.8 | 1242.1 | 8315.2
4242 | 177 | Day177 | 17 | Hour17 | 6 | Summer | 2117 | #N/A | Summer | 665993.8 | 2024-06-26 17:00 | 660066.2 | 254.2 | 1339.9 | 4333.4 | 665993.8 | 631424.8 | 489653.6 | 0.0434 | 0.0739 | 0.5 | 0.49 | 331.1 | 25.1 | 3.59 | 24 | 1093.2 | 0.21 | 332.9 | 56.6 | 389.5 | 352.8 | 26.7 | 3.81 | 25.7 | 1167.8 | 0.23 | 354.6 | 60.6 | 415.2 | 129.8 | 5.3 | 0.7 | 13 | 575.5 | 0.07 | 130.1 | 30.1 | 160.3 | 806.1 | 49.9 | 7.23 | 67.9 | 2799 | 0.6 | 809.6 | 151.5 | 961.1 | 33.81 | 8.15 | 0.23 | 42.2 | 36.58 | 8.91 | 0.25 | 45.74 | 665993.8 | 176340.2 | 2460.8 | 4255.8 | 0 | 8374.7 | 121924.4 | 0 | 947.3 | 16049.9 | 188622 | 0 | 9912.1 | 3315.4 | 37944.2 | 88396.1 | 11920.3 | 12527.6 | 0 | 111436.1 | 46639.3 | 1267.7 | 12568.1 | 6596.5 | 1826.9 | 8315.2
4243 | 177 | Day177 | 18 | Hour18 | 6 | Summer | 2117 | #N/A | Summer | 651992.8 | 2024-06-26 18:00 | 647592.2 | 0 | 0 | 4400.5 | 651992.7 | 619858.8 | 502353.9 | 0.0428 | 0.0725 | 0.47 | 0.47 | 351.9 | 26.7 | 3.82 | 25.5 | 1157.9 | 0.23 | 353.8 | 60.1 | 413.8 | 374.1 | 28.3 | 4.05 | 27.3 | 1233.8 | 0.25 | 376.1 | 64.1 | 440.2 | 213.3 | 7.6 | 1.06 | 23 | 915.8 | 0.16 | 213.8 | 50.4 | 264.2 | 915.2 | 44.3 | 6.68 | 92.6 | 3240.1 | 0.9 | 918.3 | 189.4 | 1107.7 | 52.69 | 6.9 | 0.23 | 59.82 | 56.85 | 7.52 | 0.24 | 64.61 | 651992.8 | 149638.8 | 2260.6 | 4255.8 | 0 | 8374.7 | 126445.3 | 0 | 893.5 | 12534 | 191319.8 | 0 | 11918.7 | 3315.4 | 39542.5 | 88396.1 | 13330.7 | 13194.2 | 0 | 84678.5 | 50674.9 | 857.9 | 10276 | 5691.3 | 1182.2 | 8315.2
4244 | 177 | Day177 | 19 | Hour19 | 6 | Summer | 2117 | #N/A | Summer | 631570.7 | 2024-06-26 19:00 | 627700.4 | 0 | 0 | 3870.2 | 631570.7 | 601398.3 | 511827 | 0.0419 | 0.0703 | 0.45 | 0.44 | 373.6 | 28.4 | 4.08 | 27.1 | 1215.4 | 0.25 | 375.6 | 63.4 | 438.9 | 396.2 | 30 | 4.31 | 28.9 | 1293.4 | 0.27 | 398.3 | 67.5 | 465.8 | 366.2 | 14.9 | 2.09 | 38 | 1512.7 | 0.27 | 367.2 | 83.1 | 450.3 | 915.1 | 59.5 | 9.29 | 81.9 | 2522.2 | 1.08 | 919.4 | 157.4 | 1076.7 | 57.52 | 130.97 | 0.23 | 188.72 | 62.14 | 142.36 | 0.25 | 204.75 | 631570.7 | 119743.7 | 4141 | 4255.8 | 0 | 8374.7 | 130081.4 | 0 | 742.7 | 8400.8 | 189961 | 0 | 11405.8 | 3315.4 | 44428.3 | 88396.1 | 15948.8 | 11518.7 | 0 | 46962.5 | 62123.1 | 1514.6 | 8090.2 | 3608 | 925.8 | 8315.2
4245 | 177 | Day177 | 20 | Hour20 | 6 | Summer | 2117 | #N/A | Summer | 610533.9 | 2024-06-26 20:00 | 606004 | 0 | 0 | 4529.9 | 610533.9 | 581220.1 | 508395.5 | 0.0409 | 0.0678 | 0.45 | 0.44 | 369.7 | 28.2 | 4.05 | 26.7 | 1201.1 | 0.25 | 371.6 | 62.6 | 434.2 | 390.4 | 29.7 | 4.26 | 28.4 | 1272.7 | 0.26 | 392.5 | 66.4 | 458.9 | 375.1 | 16.7 | 2.35 | 37.3 | 1522.8 | 0.26 | 376.3 | 82.8 | 459.1 | 1137.4 | 116.5 | 16.92 | 49.4 | 2848.7 | 0.62 | 1145.5 | 134.4 | 1280 | 55.91 | 132.79 | 0.23 | 188.94 | 60.29 | 144.17 | 0.25 | 204.71 | 610533.9 | 102138.3 | 4073.5 | 4257.5 | 0 | 8374.7 | 125293 | 0 | 291.7 | 4351.1 | 186746.5 | 0 | 7829.1 | 3315.4 | 54986.3 | 88396.1 | 14736.3 | 10387.1 | 0 | 14104.4 | 81398.8 | 1992.4 | 2682.9 | 2244.3 | 2384.8 | 8315.2
4246 | 177 | Day177 | 21 | Hour21 | 6 | Summer | 2117 | #N/A | Summer | 588268.6 | 2024-06-26 21:00 | 582810.1 | 0 | 0 | 5458.4 | 588268.6 | 559580.7 | 492457.3 | 0.0398 | 0.0652 | 0.45 | 0.44 | 362.6 | 27.4 | 3.91 | 26.5 | 1199.1 | 0.24 | 364.5 | 62.3 | 426.8 | 379.6 | 28.6 | 4.08 | 27.8 | 1258 | 0.25 | 381.6 | 65.4 | 447 | 380.1 | 18.4 | 2.6 | 36.4 | 1500.1 | 0.27 | 381.3 | 81.2 | 462.5 | 979.9 | 95.3 | 13.71 | 46.3 | 2680.1 | 0.48 | 986.4 | 126.3 | 1112.7 | 32.44 | 62.02 | 0.24 | 94.7 | 34.72 | 67.02 | 0.25 | 102 | 588268.6 | 95811.2 | 4938.8 | 4250 | 0 | 8374.7 | 117377.6 | 0 | 0.1 | 250.6 | 188331.4 | 0 | 7432.7 | 3315.4 | 52801.6 | 88396.1 | 11689 | 5550.1 | 0 | 274.3 | 93283.8 | 2002.5 | 1066.2 | 704.6 | 4557.7 | 8315.2
4247 | 177 | Day177 | 22 | Hour22 | 6 | Summer | 2117 | #N/A | Summer | 550240 | 2024-06-26 22:00 | 544409.8 | 0 | 0 | 5830.1 | 550239.9 | 523586.4 | 447394.7 | 0.0382 | 0.0609 | 0.48 | 0.48 | 334.3 | 25.2 | 3.58 | 24.5 | 1119.9 | 0.22 | 336 | 58 | 393.9 | 349.1 | 26.3 | 3.73 | 25.7 | 1171.4 | 0.22 | 350.9 | 60.7 | 411.5 | 450.9 | 27.1 | 3.8 | 37.4 | 1697.5 | 0.26 | 452.7 | 88 | 540.7 | 974.8 | 99.1 | 14.31 | 42.1 | 2529.3 | 0.48 | 981.7 | 117.6 | 1099.3 | 30.29 | 0 | 0.24 | 30.53 | 32.26 | 0 | 0.26 | 32.52 | 550240 | 102845.3 | 4631.3 | 4247.1 | 0 | 8374.7 | 101788.1 | 0 | 0 | 0.2 | 173205.2 | 0 | 4030.9 | 3315.4 | 48390 | 88396.1 | 7635.6 | 3380.2 | 0 | 1.3 | 99831.3 | 3012.4 | 65.2 | 1346.8 | 3251.8 | 8315.2
4248 | 177 | Day177 | 23 | Hour23 | 6 | Summer | 2117 | #N/A | Summer | 509491.3 | 2024-06-26 23:00 | 503851.6 | 0 | 0 | 5639.7 | 509491.3 | 485387.5 | 403161.2 | 0.0366 | 0.0565 | 0.52 | 0.52 | 297.2 | 21.6 | 3.07 | 22.8 | 1019 | 0.2 | 298.6 | 53.3 | 351.9 | 310 | 22.5 | 3.19 | 23.9 | 1064.8 | 0.21 | 311.6 | 55.7 | 367.3 | 471.1 | 29.7 | 4.14 | 37.3 | 1767.8 | 0.24 | 473.2 | 90 | 563.2 | 559 | 30.8 | 4.19 | 47.8 | 2269.9 | 0.26 | 561.1 | 115.5 | 676.6 | 28.11 | 0 | 0.24 | 28.35 | 29.8 | 0 | 0.26 | 30.06 | 509491.3 | 106330.1 | 4314.3 | 4178 | 0 | 8374.7 | 79523.8 | 0 | 0 | 0 | 154449.6 | 0 | 2750.5 | 3315.4 | 48235.5 | 88396.1 | 6639 | 2984.2 | 0 | 0 | 103234.5 | 3095.6 | 0.1 | 20.9 | 3648.7 | 8315.2
4249 | 178 | Day178 | 0 | Hour0 | 6 | Summer | 62 | 646591 | Summer | 474060.7 | 2024-06-27 | 467887.7 | 110 | 451.4 | 5611.6 | 474060.7 | 451377.4 | 367704 | 0.0353 | 0.0525 | 0.55 | 0.55 | 276.2 | 19.8 | 2.8 | 21.8 | 959.7 | 0.19 | 277.6 | 50.4 | 328 | 287 | 20.5 | 2.9 | 22.7 | 999 | 0.2 | 288.4 | 52.5 | 340.9 | 480.4 | 31.9 | 4.48 | 36.7 | 1747 | 0.25 | 482.6 | 88.8 | 571.4 | 951.2 | 101.2 | 14.65 | 37 | 2327.8 | 0.47 | 958.3 | 106.5 | 1064.8 | 25.45 | 0 | 0.25 | 25.69 | 26.88 | 0 | 0.26 | 27.14 | 474060.7 | 106356.7 | 839.4 | 4140.1 | 0 | 8373.7 | 66878.9 | 0 | 0 | 0 | 138196.1 | 0 | 2750.5 | 3315.4 | 47893.8 | 87732.2 | 5568 | 2015.8 | 0 | 0 | 103324.5 | 3032.2 | 0 | 289.5 | 1626.1 | 8315.2
4250 | 178 | Day178 | 1 | Hour1 | 6 | Summer | 2117 | #N/A | Summer | 448670.2 | 2024-06-27 01:00 | 439638.2 | 1402.4 | 2074.2 | 5555.4 | 448670.2 | 424585 | 345185.6 | 0.0342 | 0.0492 | 0.57 | 0.57 | 269.6 | 19.6 | 2.79 | 21.1 | 924.6 | 0.19 | 271 | 48.7 | 319.7 | 279.8 | 20.3 | 2.89 | 22 | 960.6 | 0.2 | 281.2 | 50.7 | 331.9 | 457 | 27.5 | 3.81 | 37.2 | 1767.3 | 0.23 | 458.8 | 89.9 | 548.7 | 656.9 | 54.8 | 7.8 | 39.2 | 2079.8 | 0.32 | 660.6 | 101.3 | 762 | 23.67 | 0 | 0.24 | 23.91 | 24.93 | 0 | 0.26 | 25.19 | 448670.2 | 103484.6 | 49.8 | 4140.1 | 0 | 8373.7 | 63246 | 0 | 0 | 0 | 122483.8 | 0 | 2750.5 | 3315.4 | 46316 | 87732.2 | 5403.3 | 1374.6 | 0 | 0 | 100663.1 | 2821.5 | 0 | 0 | 63.9 | 8315.2
4251 | 178 | Day178 | 2 | Hour2 | 6 | Summer | 2117 | #N/A | Summer | 435301.1 | 2024-06-27 02:00 | 418984 | 2193.1 | 8682.6 | 5441.4 | 435301.1 | 404943.1 | 336701.6 | 0.0335 | 0.0468 | 0.56 | 0.56 | 272.9 | 19.8 | 2.81 | 21.5 | 938.1 | 0.19 | 274.3 | 49.5 | 323.8 | 283.2 | 20.6 | 2.92 | 22.3 | 972.9 | 0.2 | 284.6 | 51.3 | 335.9 | 435.1 | 24.3 | 3.33 | 37.2 | 1740.7 | 0.22 | 436.7 | 89.1 | 525.8 | 581.3 | 43.8 | 6.18 | 39 | 1988.5 | 0.28 | 584.3 | 98.3 | 682.7 | 22.64 | 0 | 0.25 | 22.89 | 23.74 | 0 | 0.26 | 24 | 435301.1 | 98599.5 | 0 | 4140.1 | 0 | 8373.7 | 61808.7 | 0 | 0 | 0 | 121012.4 | 0 | 2750.5 | 3315.4 | 42597.9 | 87397.2 | 5305.6 | 0 | 0 | 0 | 95826.9 | 2772.6 | 0 | 0 | 0 | 8315.2
4252 | 178 | Day178 | 3 | Hour3 | 6 | Summer | 2117 | #N/A | Summer | 425720.4 | 2024-06-27 03:00 | 407760.4 | 1389.8 | 11298.7 | 5271.5 | 425720.4 | 394263.4 | 331594.4 | 0.0331 | 0.0454 | 0.55 | 0.55 | 276.6 | 20 | 2.84 | 21.9 | 953.5 | 0.19 | 277.9 | 50.3 | 328.3 | 287.8 | 20.8 | 2.95 | 22.7 | 992 | 0.2 | 289.2 | 52.3 | 341.6 | 440 | 24.7 | 3.4 | 37.5 | 1751.2 | 0.22 | 441.6 | 89.8 | 531.4 | 446.1 | 20.7 | 2.75 | 41.7 | 1932.6 | 0.21 | 447.5 | 99.3 | 546.8 | 22.46 | 0 | 0.25 | 22.71 | 23.49 | 0 | 0.26 | 23.75 | 425720.4 | 94126 | 0 | 4138.4 | 0 | 8373.7 | 60877.2 | 0 | 0 | 8.7 | 120918.6 | 0 | 2750.5 | 3315.4 | 38566.5 | 87397.2 | 5256.8 | 0 | 0 | 19.6 | 91413 | 2684.6 | 0 | 0 | 0 | 8315.2
4253 | 178 | Day178 | 4 | Hour4 | 6 | Summer | 2117 | #N/A | Summer | 422245.6 | 2024-06-27 04:00 | 406534.2 | 160.7 | 10469.6 | 5081 | 422245.6 | 393120.2 | 330165.8 | 0.033 | 0.0452 | 0.55 | 0.54 | 279.9 | 20.2 | 2.86 | 22.1 | 967.3 | 0.2 | 281.3 | 51 | 332.3 | 291 | 21 | 2.97 | 23 | 1006.2 | 0.2 | 292.5 | 53.1 | 345.5 | 442.1 | 25.8 | 3.55 | 36.8 | 1734.2 | 0.22 | 443.8 | 88.5 | 532.3 | 695.8 | 63.8 | 9.14 | 36.2 | 2033.1 | 0.33 | 700.2 | 96.9 | 797.1 | 22.54 | 0 | 0.25 | 22.8 | 23.58 | 0 | 0.25 | 23.83 | 422245.6 | 92079.8 | 0 | 4138.4 | 0 | 8373.7 | 61042.8 | 0 | 0 | 198.6 | 122328.2 | 0 | 2706.9 | 3315.4 | 35815.5 | 87397.2 | 5047.7 | 0 | 0 | 1064.8 | 88137.2 | 2679.1 | 28.7 | 0 | 0 | 8315.2
4254 | 178 | Day178 | 5 | Hour5 | 6 | Summer | 2117 | #N/A | Summer | 435077 | 2024-06-27 05:00 | 416079.2 | 2168.1 | 11668 | 5161.6 | 435076.9 | 402251.1 | 331465.3 | 0.0332 | 0.0461 | 0.56 | 0.55 | 272.7 | 19.6 | 2.78 | 21.6 | 945.3 | 0.19 | 274.1 | 49.9 | 323.9 | 286.1 | 20.5 | 2.91 | 22.7 | 991 | 0.2 | 287.6 | 52.2 | 339.8 | 337.2 | 19 | 2.62 | 28.7 | 1337 | 0.17 | 338.5 | 68.6 | 407.1 | 520.9 | 31.8 | 4.37 | 41.6 | 2028.5 | 0.24 | 523 | 102.1 | 625.2 | 22.76 | 0 | 0.26 | 23.02 | 23.82 | 0 | 0.25 | 24.08 | 435077 | 103611.6 | 1228 | 4138.4 | 0 | 8373.7 | 60882.8 | 0 | 0 | 536.4 | 124025.7 | 0 | 2591.5 | 3315.4 | 34464.9 | 87397.2 | 5047.7 | 0 | 0 | 15418.1 | 85181.2 | 2476 | 813.3 | 0 | 0 | 8315.2
4255 | 178 | Day178 | 6 | Hour6 | 6 | Summer | 2117 | #N/A | Summer | 457901.1 | 2024-06-27 06:00 | 434154.8 | 4037.2 | 14889.4 | 4819.7 | 457901.1 | 419492.4 | 328658.3 | 0.0338 | 0.0481 | 0.59 | 0.58 | 257.3 | 18.6 | 2.64 | 20.3 | 887.4 | 0.18 | 258.6 | 46.8 | 305.4 | 271 | 19.6 | 2.78 | 21.4 | 934.4 | 0.19 | 272.4 | 49.3 | 321.6 | 160 | 5.1 | 0.65 | 17.3 | 748 | 0.09 | 160.3 | 39.7 | 199.9 | 522.7 | 31.8 | 4.37 | 41.9 | 2039 | 0.24 | 524.8 | 102.7 | 627.5 | 22.89 | 0 | 0.27 | 23.16 | 24.04 | 0 | 0.26 | 24.29 | 457901.1 | 129242.8 | 1539.2 | 4135.6 | 0 | 8373.7 | 61070.2 | 0 | 0 | 6583.3 | 121150.6 | 0 | 2591.5 | 3315.4 | 33702 | 87732.2 | 5047.7 | 0 | 0 | 41252.6 | 79178.8 | 2228.1 | 3372.5 | 0 | 0 | 8315.2
4256 | 178 | Day178 | 7 | Hour7 | 6 | Summer | 2117 | #N/A | Summer | 479119.9 | 2024-06-27 07:00 | 460898 | 4301.6 | 9445.7 | 4474.6 | 479119.9 | 444924 | 328546.7 | 0.0347 | 0.051 | 0.6 | 0.59 | 250.9 | 18.2 | 2.58 | 19.7 | 864.3 | 0.17 | 252.1 | 45.5 | 297.7 | 263.8 | 19.2 | 2.72 | 20.6 | 906.3 | 0.18 | 265.1 | 47.7 | 312.8 | 103.4 | 3 | 0.38 | 11.4 | 490.1 | 0.06 | 103.6 | 26.1 | 129.7 | 514 | 29.1 | 3.96 | 43.1 | 2074.1 | 0.24 | 515.9 | 105 | 621 | 24.14 | 0 | 0.27 | 24.42 | 25.43 | 0 | 0.26 | 25.69 | 479119.9 | 150573.2 | 0 | 4192.8 | 0 | 8374.7 | 62618 | 0 | 82.1 | 9671.7 | 123620.9 | 0 | 2591.5 | 3315.4 | 30389.7 | 88396.1 | 5047.7 | 0 | 0 | 78323.4 | 60424.4 | 2071.5 | 5913.6 | 0 | 0 | 8315.2
4257 | 178 | Day178 | 8 | Hour8 | 6 | Summer | 2117 | #N/A | Summer | 502915.7 | 2024-06-27 08:00 | 490233 | 2419.6 | 6250.7 | 4012.5 | 502915.7 | 472710.7 | 321835.2 | 0.0357 | 0.0542 | 0.61 | 0.61 | 245.5 | 18.1 | 2.57 | 19 | 836.3 | 0.17 | 246.8 | 43.9 | 290.7 | 256.8 | 19 | 2.7 | 19.8 | 873.7 | 0.18 | 258.1 | 45.9 | 304 | 74.8 | 1.7 | 0.19 | 8.8 | 370.6 | 0.04 | 74.9 | 19.9 | 94.8 | 781.9 | 78.5 | 11.31 | 35.5 | 2072.7 | 0.4 | 787.3 | 97.4 | 884.7 | 23.39 | 0 | 0.26 | 23.65 | 24.77 | 0 | 0.27 | 25.03 | 502915.7 | 181080.5 | 0 | 4193.8 | 0 | 8374.7 | 66064.4 | 0 | 561.5 | 11976.8 | 122765.6 | 0 | 2591.5 | 3315.4 | 21787.9 | 87694.2 | 5047.7 | 0 | 0 | 122170.9 | 44285.1 | 2086.1 | 8465.3 | 0 | 0 | 8315.2
4258 | 178 | Day178 | 9 | Hour9 | 6 | Summer | 2117 | #N/A | Summer | 532589.2 | 2024-06-27 09:00 | 518589.2 | 5184 | 4151.1 | 4664.9 | 532589.2 | 499458.4 | 327061.5 | 0.0369 | 0.0575 | 0.62 | 0.61 | 239.9 | 17.6 | 2.5 | 18.5 | 821.1 | 0.16 | 241.1 | 43 | 284.2 | 252.6 | 18.6 | 2.63 | 19.5 | 863.6 | 0.17 | 253.9 | 45.3 | 299.1 | 70.8 | 1.6 | 0.18 | 8.3 | 350 | 0.04 | 70.8 | 18.8 | 89.6 | 318.3 | 6 | 0.6 | 37.6 | 1664.6 | 0.14 | 318.7 | 87.2 | 405.9 | 20.72 | 0 | 0.12 | 20.84 | 22.39 | 0 | 0.15 | 22.54 | 532589.2 | 205527.7 | 34.2 | 4182.8 | 0 | 8374.7 | 67896.9 | 0 | 861.5 | 18945.7 | 129052.3 | 0 | 2591.5 | 3315.4 | 20174.4 | 86391.6 | 5047.7 | 0 | 0 | 140858.8 | 42732.7 | 2129 | 14036.7 | 0 | 0 | 8315.2
4259 | 178 | Day178 | 10 | Hour10 | 6 | Summer | 2117 | #N/A | Summer | 561467.3 | 2024-06-27 10:00 | 547544.2 | 4866.3 | 4147 | 4909.8 | 561467.3 | 526666.3 | 344643.9 | 0.0381 | 0.0608 | 0.61 | 0.6 | 246.5 | 18 | 2.56 | 19 | 842.3 | 0.17 | 247.7 | 44.1 | 291.9 | 260 | 19 | 2.7 | 20 | 887.4 | 0.18 | 261.3 | 46.5 | 307.8 | 71.4 | 1.6 | 0.18 | 8.3 | 358.1 | 0.04 | 71.5 | 19 | 90.5 | 372.9 | 10.9 | 1.29 | 40.6 | 1828.8 | 0.16 | 373.6 | 95.1 | 468.7 | 21.58 | 0 | 0.12 | 21.7 | 23.38 | 0 | 0.14 | 23.52 | 561467.3 | 216823.4 | 0 | 4182.8 | 0 | 8374.7 | 73114.2 | 0 | 947.9 | 20791.8 | 139619 | 0 | 2591.5 | 3315.4 | 20862.9 | 86391.6 | 6191.8 | 0 | 0 | 148086.4 | 44737.1 | 2260.3 | 16300.2 | 81.4 | 0 | 8315.2
4260 | 178 | Day178 | 11 | Hour11 | 6 | Summer | 2117 | #N/A | Summer | 585375.4 | 2024-06-27 11:00 | 572138.8 | 4223.9 | 4147 | 4865.7 | 585375.4 | 549655.5 | 368000.4 | 0.0393 | 0.0638 | 0.59 | 0.58 | 261.2 | 19.4 | 2.76 | 19.7 | 883 | 0.17 | 262.5 | 46 | 308.5 | 275.5 | 20.5 | 2.92 | 20.7 | 930.6 | 0.18 | 276.9 | 48.5 | 325.4 | 71.6 | 1.7 | 0.19 | 8.2 | 358.3 | 0.04 | 71.7 | 18.9 | 90.6 | 479.9 | 25.6 | 3.47 | 41.6 | 1984 | 0.22 | 481.6 | 100.8 | 582.4 | 26.21 | 0 | 0.24 | 26.46 | 28.13 | 0 | 0.26 | 28.39 | 585375.4 | 217375 | 0 | 4182.8 | 0 | 8374.7 | 82916.6 | 0 | 958.5 | 19270.7 | 148907.2 | 0 | 2799.6 | 3315.4 | 22624.6 | 88396.1 | 6483.4 | 0 | 0 | 148326.6 | 46352.5 | 2466.6 | 18016.1 | 554.8 | 287.1 | 8315.2
4261 | 178 | Day178 | 12 | Hour12 | 6 | Summer | 2117 | #N/A | Summer | 604403.3 | 2024-06-27 12:00 | 593613.8 | 2567.5 | 3380.9 | 4841.2 | 604403.3 | 569650.1 | 385712 | 0.0404 | 0.0664 | 0.57 | 0.57 | 273.8 | 20.8 | 2.96 | 20.1 | 914.4 | 0.18 | 275.2 | 47.4 | 322.6 | 288 | 21.9 | 3.11 | 21.1 | 961.5 | 0.19 | 289.5 | 49.8 | 339.4 | 72.9 | 1.8 | 0.22 | 8.3 | 355.5 | 0.04 | 73 | 18.9 | 92 | 710.7 | 59.9 | 8.52 | 41.8 | 2244.5 | 0.34 | 714.8 | 108.8 | 823.6 | 27.67 | 0 | 0.24 | 27.91 | 29.71 | 0 | 0.25 | 29.96 | 604403.3 | 218691.3 | 189.3 | 4182.8 | 0 | 8374.7 | 92703.2 | 0 | 951.6 | 19975.7 | 155507 | 0 | 2799.6 | 3315.4 | 23760.5 | 88396.1 | 6483.4 | 0 | 0 | 147756.8 | 47296.5 | 2710.7 | 16527 | 759.8 | 375.3 | 8315.2
4262 | 178 | Day178 | 13 | Hour13 | 6 | Summer | 2117 | #N/A | Summer | 619782.2 | 2024-06-27 13:00 | 611717.8 | 692 | 2514.7 | 4857.8 | 619782.2 | 586456.8 | 395364.2 | 0.0413 | 0.0687 | 0.57 | 0.57 | 278.5 | 21.2 | 3.02 | 20.3 | 925.7 | 0.18 | 279.9 | 47.9 | 327.8 | 292.1 | 22.3 | 3.17 | 21.3 | 970.8 | 0.19 | 293.6 | 50.3 | 343.9 | 79 | 2.4 | 0.3 | 8.7 | 372.8 | 0.04 | 79.2 | 19.8 | 99 | 586.3 | 35.2 | 4.83 | 47.4 | 2302.6 | 0.27 | 588.6 | 116.1 | 704.7 | 28.35 | 0 | 0.23 | 28.59 | 30.52 | 0 | 0.25 | 30.76 | 619782.2 | 224418.1 | 11 | 4185.6 | 0 | 8374.7 | 97109.4 | 0 | 952.4 | 21407.6 | 159156.6 | 0 | 3497.6 | 3315.4 | 24218.8 | 88396.1 | 7010 | 88.8 | 0 | 148844.4 | 50406.7 | 2806.8 | 16618.2 | 1515.5 | 225.3 | 8315.2
4263 | 178 | Day178 | 14 | Hour14 | 6 | Summer | 2117 | #N/A | Summer | 631247.2 | 2024-06-27 14:00 | 624135.2 | 954.7 | 1353.5 | 4803.7 | 631247.2 | 597966.9 | 405835.5 | 0.0419 | 0.0702 | 0.56 | 0.56 | 283.8 | 21.7 | 3.09 | 20.6 | 940.5 | 0.18 | 285.3 | 48.7 | 334 | 297.5 | 22.7 | 3.24 | 21.6 | 986.1 | 0.19 | 299.1 | 51.1 | 350.1 | 80.9 | 2.3 | 0.29 | 9.1 | 383.1 | 0.05 | 81.1 | 20.5 | 101.6 | 558 | 25 | 3.65 | 56.9 | 2139 | 0.48 | 559.7 | 120.8 | 680.5 | 28.85 | 1.71 | 0.23 | 30.79 | 31.08 | 1.86 | 0.24 | 33.19 | 631247.2 | 225411.7 | 357.5 | 4234.5 | 0 | 8374.7 | 100755 | 0 | 953.5 | 21615.3 | 163409.4 | 0 | 3732 | 3315.4 | 25326.3 | 88396.1 | 7748.8 | 185.7 | 0 | 145995.7 | 54050.4 | 2796.9 | 17104.8 | 3985 | 569.2 | 8315.2
4264 | 178 | Day178 | 15 | Hour15 | 6 | Summer | 2117 | #N/A | Summer | 639498.2 | 2024-06-27 15:00 | 633617.1 | 434.9 | 501.5 | 4944.8 | 639498.3 | 606763.7 | 416826.3 | 0.0424 | 0.0713 | 0.55 | 0.55 | 289.4 | 22 | 3.14 | 21.1 | 960.7 | 0.19 | 290.9 | 49.7 | 340.7 | 303.5 | 23.1 | 3.29 | 22.1 | 1007.2 | 0.2 | 305.1 | 52.1 | 357.2 | 81.6 | 2.1 | 0.26 | 9.3 | 394 | 0.05 | 81.7 | 21 | 102.7 | 600.2 | 33.3 | 4.54 | 51.1 | 2429.9 | 0.28 | 602.4 | 123.6 | 726 | 29.48 | 3.49 | 0.23 | 33.19 | 31.79 | 3.8 | 0.24 | 35.83 | 639498.2 | 222672 | 110 | 4234.5 | 0 | 8374.7 | 103494.9 | 0 | 952.5 | 20093.2 | 169030 | 0 | 4115.1 | 3315.4 | 26910.6 | 88396.1 | 8239.7 | 605.2 | 0 | 141357.1 | 57551.2 | 2718 | 16775.1 | 5678.4 | 2275.4 | 8315.2
4265 | 178 | Day178 | 16 | Hour16 | 6 | Summer | 2117 | #N/A | Summer | 646591 | 2024-06-27 16:00 | 639568 | 965.6 | 1374.6 | 4682.8 | 646591.1 | 612297.4 | 427930.1 | 0.0426 | 0.072 | 0.55 | 0.55 | 293.5 | 22.4 | 3.19 | 21.3 | 972.7 | 0.19 | 295 | 50.3 | 345.3 | 309.5 | 23.6 | 3.36 | 22.5 | 1025.9 | 0.2 | 311.1 | 53.1 | 364.2 | 92.8 | 2.6 | 0.32 | 10.4 | 447.5 | 0.05 | 93 | 23.7 | 116.7 | 474.3 | 15.8 | 1.97 | 50 | 2251.1 | 0.22 | 475.3 | 117.1 | 592.4 | 29.95 | 5.22 | 0.23 | 35.4 | 32.35 | 5.69 | 0.24 | 38.28 | 646591 | 218661 | 167.8 | 4255.8 | 0 | 8374.7 | 106302.4 | 0 | 949.6 | 20410.9 | 172510.4 | 0 | 4115.1 | 3315.4 | 29455 | 88396.1 | 8534.4 | 2502.8 | 0 | 135268.6 | 59623.9 | 2408 | 15580.8 | 4566.4 | 1581 | 8315.2
4266 | 178 | Day178 | 17 | Hour17 | 6 | Summer | 2117 | #N/A | Summer | 644224 | 2024-06-27 17:00 | 639377.6 | 333.9 | 0 | 4512.5 | 644224 | 612134.1 | 439908.8 | 0.0426 | 0.0719 | 0.54 | 0.53 | 302.5 | 23.1 | 3.3 | 21.9 | 999.7 | 0.2 | 304.1 | 51.7 | 355.8 | 319.4 | 24.4 | 3.47 | 23.2 | 1057 | 0.21 | 321.1 | 54.7 | 375.8 | 109.7 | 3.2 | 0.41 | 12.1 | 518.7 | 0.06 | 109.9 | 27.6 | 137.5 | 553.3 | 26.4 | 3.52 | 51.1 | 2376.1 | 0.26 | 555 | 122 | 677 | 30.71 | 5.93 | 0.23 | 36.87 | 33.12 | 6.46 | 0.24 | 39.82 | 644224 | 204315.3 | 1165.2 | 4255.8 | 0 | 8374.7 | 109359.2 | 0 | 931.3 | 18176.2 | 175370.7 | 0 | 4366.2 | 3315.4 | 30406.4 | 88396.1 | 9120.8 | 5778.3 | 0 | 120071.7 | 62803 | 2333 | 12616.4 | 4698.7 | 3269.3 | 8315.2
4267 | 178 | Day178 | 18 | Hour18 | 6 | Summer | 2117 | #N/A | Summer | 633234.4 | 2024-06-27 18:00 | 628719.6 | 0 | 0 | 4514.8 | 633234.4 | 602226.4 | 465780.9 | 0.0421 | 0.0708 | 0.51 | 0.5 | 328.1 | 25.3 | 3.62 | 23.5 | 1069.3 | 0.22 | 329.8 | 55.5 | 385.3 | 348.8 | 26.8 | 3.83 | 25.2 | 1140.3 | 0.23 | 350.6 | 59.2 | 409.9 | 195.1 | 7.4 | 1.02 | 20.6 | 833.3 | 0.14 | 195.6 | 45.5 | 241.1 | 1116.3 | 120.2 | 17.43 | 42.1 | 2685.8 | 0.56 | 1124.7 | 122.3 | 1247 | 51.19 | 21.21 | 0.23 | 72.62 | 55.08 | 23.01 | 0.24 | 78.33 | 633234.4 | 167453.5 | 3312.3 | 4255.8 | 0 | 8374.7 | 117454.8 | 0 | 870 | 12834.3 | 178934.2 | 0 | 4751.5 | 3315.4 | 34484.8 | 88396.1 | 11411.6 | 11089.7 | 0 | 86013.1 | 65393.7 | 2342.4 | 10661 | 4341.6 | 2369.6 | 8315.2
4268 | 178 | Day178 | 19 | Hour19 | 6 | Summer | 2117 | #N/A | Summer | 614053.1 | 2024-06-27 19:00 | 610298.1 | 0 | 0 | 3755 | 614053.1 | 585110 | 480719.7 | 0.0412 | 0.0686 | 0.48 | 0.47 | 354.2 | 27.2 | 3.91 | 25.5 | 1148.4 | 0.24 | 356.1 | 59.8 | 415.9 | 375.1 | 28.7 | 4.11 | 27.2 | 1221 | 0.25 | 377.1 | 63.6 | 440.8 | 346.7 | 14.7 | 2.1 | 35.7 | 1392.1 | 0.27 | 347.7 | 77.2 | 424.9 | 1061.4 | 103.1 | 14.84 | 50.2 | 2909 | 0.52 | 1068.6 | 137.1 | 1205.6 | 58.4 | 139.4 | 0.23 | 198.02 | 63.06 | 151.67 | 0.24 | 214.98 | 614053.1 | 133333.5 | 5437.4 | 4255.8 | 0 | 8374.7 | 122177.2 | 0 | 715.1 | 8333 | 179094.3 | 0 | 7337.9 | 3315.4 | 39767.1 | 88396.1 | 13549.8 | 9014.1 | 0 | 46617.8 | 75278.9 | 2388.7 | 8161.2 | 4943.7 | 933.7 | 8315.2
4269 | 178 | Day178 | 20 | Hour20 | 6 | Summer | 2117 | #N/A | Summer | 595623.8 | 2024-06-27 20:00 | 590889.8 | 0 | 0 | 4734 | 595623.8 | 567030.5 | 483472.5 | 0.0404 | 0.0664 | 0.47 | 0.46 | 356.4 | 27 | 3.87 | 26.1 | 1167.4 | 0.24 | 358.3 | 60.9 | 419.2 | 375 | 28.3 | 4.06 | 27.6 | 1231.1 | 0.25 | 377 | 64.3 | 441.3 | 329.7 | 16.4 | 2.27 | 30.6 | 1333 | 0.2 | 330.8 | 70.4 | 401.2 | 608.7 | 20 | 2.47 | 64.4 | 2902.4 | 0.28 | 610 | 150.9 | 761 | 55.78 | 146.17 | 0.23 | 202.18 | 60.17 | 159.01 | 0.25 | 219.43 | 595623.8 | 112151.2 | 2833.8 | 4257.5 | 0 | 8374.7 | 116795.7 | 0 | 278.3 | 4432.2 | 180282.4 | 0 | 7477.1 | 3315.4 | 52863.8 | 88396.1 | 13549.8 | 5326.3 | 0 | 14194.9 | 90719 | 2526.9 | 2671.2 | 652.6 | 1530.9 | 8315.2
4270 | 178 | Day178 | 21 | Hour21 | 6 | Summer | 2117 | #N/A | Summer | 575310.8 | 2024-06-27 21:00 | 569885.4 | 0 | 0 | 5425.3 | 575310.7 | 547389.7 | 470782.2 | 0.0395 | 0.0641 | 0.46 | 0.46 | 350 | 26.3 | 3.76 | 25.7 | 1163.6 | 0.23 | 351.8 | 60.5 | 412.3 | 366 | 27.4 | 3.92 | 27 | 1218.4 | 0.24 | 367.8 | 63.4 | 431.2 | 389.8 | 20.5 | 2.89 | 35.7 | 1507.1 | 0.26 | 391.2 | 80.7 | 471.9 | 1146 | 114.5 | 16.9 | 55.9 | 2695.1 | 0.81 | 1154 | 136.4 | 1290.4 | 31.27 | 80.3 | 0.24 | 111.81 | 33.43 | 86.99 | 0.26 | 120.67 | 575310.8 | 104528.6 | 5049.6 | 4257.5 | 0 | 8374.7 | 110301.5 | 0 | 0.1 | 250.9 | 184679.3 | 0 | 4500.5 | 3315.4 | 48819.1 | 88396.1 | 10688.1 | 2400.4 | 0 | 419.8 | 101479.8 | 2378 | 1082.4 | 1721.7 | 3482.4 | 8315.2
4271 | 178 | Day178 | 22 | Hour22 | 6 | Summer | 2117 | #N/A | Summer | 538374.8 | 2024-06-27 22:00 | 532889 | 0 | 0 | 5485.8 | 538374.8 | 512646.4 | 429980.4 | 0.038 | 0.0601 | 0.5 | 0.5 | 317.4 | 23.6 | 3.35 | 23.8 | 1073.8 | 0.21 | 319 | 55.8 | 374.8 | 331.4 | 24.5 | 3.49 | 24.9 | 1123.1 | 0.22 | 333 | 58.4 | 391.4 | 437.4 | 26.7 | 3.74 | 35.7 | 1648.6 | 0.24 | 439.3 | 84.9 | 524.1 | 650.8 | 43.8 | 6.11 | 48.4 | 2392 | 0.31 | 653.8 | 119.8 | 773.6 | 28.79 | 22.65 | 0.24 | 51.69 | 30.64 | 24.57 | 0.26 | 55.47 | 538374.8 | 108394.4 | 4236.8 | 4257.5 | 0 | 8374.7 | 92748.1 | 0 | 0 | 0.3 | 167003.8 | 0 | 2790.6 | 3315.4 | 48320.2 | 88396.1 | 7370.4 | 3166.8 | 0 | 1.6 | 106307.6 | 2085 | 66.6 | 1374.6 | 3465 | 8315.2
4272 | 178 | Day178 | 23 | Hour23 | 6 | Summer | 2117 | #N/A | Summer | 499634.2 | 2024-06-27 23:00 | 493846.3 | 0 | 213 | 5574.9 | 499634.2 | 475832.8 | 391046.3 | 0.0365 | 0.0558 | 0.53 | 0.53 | 286.1 | 20.5 | 2.9 | 22.4 | 994.8 | 0.19 | 287.5 | 52.1 | 339.5 | 298.4 | 21.3 | 3.01 | 23.4 | 1039.7 | 0.2 | 299.9 | 54.5 | 354.3 | 476 | 31.7 | 4.45 | 36.3 | 1725.6 | 0.25 | 478.1 | 87.8 | 566 | 666.2 | 53.9 | 7.65 | 42.1 | 2165.2 | 0.34 | 669.9 | 106.8 | 776.7 | 25.92 | 0 | 0.25 | 26.16 | 27.47 | 0 | 0.26 | 27.73 | 499634.2 | 108587.9 | 3776.4 | 4125 | 0 | 8374.7 | 73105.6 | 0 | 0 | 0 | 151340.4 | 0 | 2582.5 | 3315.4 | 48164.4 | 87482.8 | 5765.4 | 3013.7 | 0 | 0 | 106760.4 | 1827.5 | 0.1 | 1374.6 | 2960.1 | 8315.2
4273 | 179 | Day179 | 0 | Hour0 | 6 | Summer | 32 | 684917 | Summer | 470196 | 2024-06-28 | 459113.6 | 110 | 5444.6 | 5527.8 | 470196 | 442958.7 | 365284.1 | 0.0352 | 0.0519 | 0.55 | 0.55 | 275.7 | 19.7 | 2.79 | 21.8 | 958.3 | 0.19 | 277 | 50.4 | 327.4 | 287.4 | 20.5 | 2.9 | 22.8 | 1001.2 | 0.2 | 288.8 | 52.7 | 341.5 | 433.2 | 26 | 3.59 | 35.3 | 1685.9 | 0.21 | 435 | 85.6 | 520.6 | 754.2 | 72.8 | 10.48 | 36.1 | 2076.6 | 0.37 | 759.2 | 98.1 | 857.3 | 24.02 | 0 | 0.25 | 24.26 | 25.34 | 0 | 0.26 | 25.6 | 470196 | 104911.9 | 2772.3 | 4125 | 0 | 8373.7 | 66073.8 | 0 | 0 | 0 | 136792.7 | 0 | 2582.5 | 3315.4 | 46791.3 | 87397.2 | 5507 | 1553.2 | 0 | 0 | 103303 | 1608.9 | 0 | 0 | 1836.5 | 8315.2
4274 | 179 | Day179 | 1 | Hour1 | 6 | Summer | 2117 | #N/A | Summer | 448309.2 | 2024-06-28 01:00 | 431567 | 120.5 | 10816.9 | 5804.9 | 448309.3 | 416823.3 | 347703.7 | 0.0342 | 0.0487 | 0.56 | 0.56 | 274.5 | 19.9 | 2.82 | 21.6 | 946 | 0.19 | 275.9 | 49.8 | 325.7 | 285.8 | 20.6 | 2.92 | 22.5 | 986.2 | 0.2 | 287.2 | 51.9 | 339.1 | 429.9 | 24.9 | 3.42 | 35.8 | 1700.5 | 0.21 | 431.5 | 86.5 | 518.1 | 421.7 | 15.9 | 2.03 | 42.8 | 1943 | 0.2 | 422.8 | 100.7 | 523.5 | 23.03 | 0 | 0.25 | 23.28 | 24.17 | 0 | 0.26 | 24.43 | 448309.2 | 100605.6 | 154.4 | 4125 | 0 | 8373.7 | 63786.1 | 0 | 0 | 0 | 126312.6 | 0 | 2582.5 | 3315.4 | 45454.3 | 87397.2 | 5350.8 | 851.8 | 0 | 0 | 99057.5 | 1548.1 | 0 | 0 | 227.6 | 8315.2
4275 | 179 | Day179 | 2 | Hour2 | 6 | Summer | 2117 | #N/A | Summer | 431296.9 | 2024-06-28 02:00 | 411630.5 | 190.1 | 13991.7 | 5484.5 | 431296.9 | 397874.8 | 334009 | 0.0334 | 0.0463 | 0.56 | 0.56 | 273.4 | 19.9 | 2.82 | 21.5 | 939 | 0.19 | 274.7 | 49.6 | 324.3 | 284.5 | 20.6 | 2.93 | 22.4 | 977.6 | 0.2 | 285.9 | 51.6 | 337.5 | 402.7 | 22.6 | 3.09 | 34.3 | 1615.4 | 0.2 | 404.2 | 82.5 | 486.7 | 839.2 | 89.2 | 12.91 | 32.8 | 2055.8 | 0.42 | 845.4 | 94.2 | 939.6 | 21.63 | 0 | 0.25 | 21.88 | 22.61 | 0 | 0.26 | 22.87 | 431296.9 | 97287.9 | 0.4 | 4122.7 | 0 | 8373.7 | 61370.3 | 0 | 0 | 0 | 119489.1 | 0 | 2582.5 | 3315.4 | 42097.4 | 87397.2 | 5260.4 | 0 | 0 | 0 | 95532.2 | 1755.7 | 0 | 0 | 0 | 8315.2
4276 | 179 | Day179 | 3 | Hour3 | 6 | Summer | 2117 | #N/A | Summer | 421502.8 | 2024-06-28 03:00 | 401156.9 | 280.8 | 14831.6 | 5233.5 | 421502.7 | 387918 | 325324 | 0.033 | 0.0449 | 0.57 | 0.56 | 271.6 | 19.7 | 2.79 | 21.5 | 933.7 | 0.19 | 272.9 | 49.4 | 322.3 | 282.6 | 20.5 | 2.9 | 22.3 | 971.2 | 0.2 | 284 | 51.3 | 335.3 | 396.9 | 21.5 | 2.94 | 34.5 | 1609.9 | 0.2 | 398.3 | 82.5 | 480.8 | 549.1 | 40.2 | 5.65 | 38 | 1915.8 | 0.27 | 551.9 | 95.1 | 647 | 21.25 | 0 | 0.25 | 21.51 | 22.18 | 0 | 0.26 | 22.44 | 421502.8 | 96178.7 | 9.7 | 4121 | 0 | 8373.7 | 59364.2 | 0 | 0 | 1.2 | 115945 | 0 | 2582.5 | 3315.4 | 38994.9 | 87397.2 | 5220.3 | 0 | 0 | 2.3 | 94208.6 | 1966.6 | 0 | 0 | 0 | 8315.2
4277 | 179 | Day179 | 4 | Hour4 | 6 | Summer | 2117 | #N/A | Summer | 421100.8 | 2024-06-28 04:00 | 400979 | 709.8 | 14359.4 | 5052.6 | 421100.8 | 387788.1 | 324144.2 | 0.0329 | 0.0447 | 0.56 | 0.56 | 272.6 | 19.7 | 2.79 | 21.6 | 940.7 | 0.19 | 274 | 49.7 | 323.6 | 283.8 | 20.5 | 2.91 | 22.4 | 978.8 | 0.2 | 285.2 | 51.7 | 336.9 | 397.7 | 21.6 | 2.95 | 34.6 | 1612.6 | 0.2 | 399.1 | 82.7 | 481.8 | 503.8 | 34.2 | 4.77 | 37.1 | 1851.4 | 0.23 | 506.1 | 92.3 | 598.4 | 21.27 | 0 | 0.25 | 21.52 | 22.2 | 0 | 0.26 | 22.46 | 421100.8 | 96956.6 | 0 | 4121 | 0 | 8373.7 | 59303.1 | 0 | 0 | 204.1 | 117623.6 | 0 | 2574.2 | 3315.4 | 36445.6 | 87397.2 | 4990.4 | 0 | 0 | 1077.2 | 93668.7 | 2006.6 | 3.7 | 0 | 0 | 8315.2
4278 | 179 | Day179 | 5 | Hour5 | 6 | Summer | 2117 | #N/A | Summer | 433332.2 | 2024-06-28 05:00 | 411360.3 | 2254.3 | 14892.3 | 4825.2 | 433332.2 | 397727.4 | 321238.3 | 0.0331 | 0.0457 | 0.58 | 0.57 | 262.7 | 19.1 | 2.71 | 20.8 | 903.4 | 0.19 | 264 | 47.7 | 311.7 | 275.3 | 20 | 2.84 | 21.7 | 945.2 | 0.19 | 276.7 | 49.9 | 326.6 | 309.9 | 16.6 | 2.26 | 27.1 | 1263.8 | 0.15 | 311 | 64.9 | 375.9 | 553.5 | 39 | 5.45 | 39.5 | 1989.9 | 0.26 | 556.1 | 98.9 | 655 | 20.81 | 0 | 0.26 | 21.08 | 21.75 | 0 | 0.26 | 22 | 433332.2 | 112093.9 | 0 | 4121 | 0 | 8373.7 | 59191.5 | 0 | 0 | 647.3 | 115717.8 | 0 | 2423.4 | 3315.4 | 35707.8 | 87397.2 | 4990.4 | 0 | 0 | 16595.9 | 92633.9 | 2216.8 | 878.8 | 0 | 0 | 8315.2
4279 | 179 | Day179 | 6 | Hour6 | 6 | Summer | 2117 | #N/A | Summer | 454198.7 | 2024-06-28 06:00 | 430219.1 | 4332.2 | 14892.3 | 4755.1 | 454198.7 | 415728.3 | 311312.1 | 0.0337 | 0.0477 | 0.62 | 0.62 | 242 | 18 | 2.56 | 18.8 | 817.2 | 0.17 | 243.2 | 43.2 | 286.4 | 254.5 | 19 | 2.7 | 19.7 | 857.8 | 0.18 | 255.8 | 45.3 | 301.1 | 152.9 | 6.1 | 0.8 | 15.3 | 685.8 | 0.08 | 153.3 | 35.8 | 189.1 | 496.7 | 30.2 | 4.16 | 39.8 | 1936.5 | 0.23 | 498.8 | 97.5 | 596.3 | 17.8 | 0 | 0.27 | 18.07 | 18.7 | 0 | 0.26 | 18.97 | 454198.7 | 142886.6 | 6.6 | 4121 | 0 | 8373.7 | 59135.3 | 0 | 0 | 7514.7 | 105162.4 | 0 | 2423.4 | 3315.4 | 36386.8 | 87397.2 | 4990.4 | 0 | 0 | 44548.5 | 88423.7 | 2399.7 | 4130.2 | 0 | 0 | 8315.2
4280 | 179 | Day179 | 7 | Hour7 | 6 | Summer | 2117 | #N/A | Summer | 482524.4 | 2024-06-28 07:00 | 458195.6 | 4861.2 | 14892.3 | 4575.3 | 482524.4 | 442346.8 | 313639 | 0.0346 | 0.0507 | 0.64 | 0.63 | 230.1 | 16.9 | 2.4 | 18.1 | 785.1 | 0.16 | 231.3 | 41.5 | 272.8 | 241.5 | 17.8 | 2.53 | 18.9 | 821.7 | 0.17 | 242.8 | 43.4 | 286.1 | 100.5 | 2.8 | 0.34 | 11.2 | 488.3 | 0.05 | 100.6 | 25.7 | 126.4 | 483.8 | 28.9 | 3.97 | 39.2 | 1902.3 | 0.22 | 485.8 | 95.9 | 581.7 | 20.54 | 0 | 0.27 | 20.81 | 21.59 | 0 | 0.27 | 21.86 | 482524.4 | 168885.4 | 0 | 4127.7 | 0 | 8373.7 | 58597.9 | 0 | 72.5 | 11293.3 | 109759.2 | 0 | 2423.4 | 3315.4 | 34654.1 | 87397.2 | 4990.4 | 0 | 0 | 83032.5 | 72238.7 | 2248.5 | 6936.1 | 0 | 0 | 8315.2
4281 | 179 | Day179 | 8 | Hour8 | 6 | Summer | 2117 | #N/A | Summer | 510292.7 | 2024-06-28 08:00 | 489553.9 | 3170.1 | 13050.3 | 4518.4 | 510292.7 | 472061 | 310502 | 0.0357 | 0.0542 | 0.64 | 0.64 | 221.4 | 16 | 2.27 | 17.6 | 764.1 | 0.16 | 222.5 | 40.4 | 263 | 232.1 | 16.8 | 2.38 | 18.4 | 799.9 | 0.16 | 233.3 | 42.3 | 275.5 | 75.2 | 2.1 | 0.26 | 8.3 | 364.6 | 0.04 | 75.4 | 19.2 | 94.6 | 409.6 | 13.7 | 1.69 | 43 | 1953.4 | 0.18 | 410.4 | 101.2 | 511.7 | 22.35 | 0 | 0.26 | 22.61 | 23.61 | 0 | 0.27 | 23.88 | 510292.7 | 199790.7 | 0.4 | 4182.9 | 0 | 8374.7 | 58439.5 | 0 | 525.1 | 14192 | 115789 | 0 | 2423.4 | 3315.4 | 24925.4 | 88061 | 4990.4 | 0 | 0 | 126412.4 | 56549.9 | 2111.3 | 9955.3 | 0 | 0 | 8315.2
4282 | 179 | Day179 | 9 | Hour9 | 6 | Summer | 2117 | #N/A | Summer | 543100.7 | 2024-06-28 09:00 | 521045.8 | 4973.3 | 11736.6 | 5345 | 543100.7 | 501781.2 | 318622.1 | 0.037 | 0.0577 | 0.64 | 0.64 | 221.2 | 16 | 2.27 | 17.4 | 763.2 | 0.15 | 222.3 | 40.2 | 262.5 | 234.4 | 17 | 2.41 | 18.4 | 806.8 | 0.16 | 235.6 | 42.5 | 278 | 73 | 2 | 0.25 | 8.1 | 354.5 | 0.04 | 73.2 | 18.7 | 91.9 | 293.8 | 5.5 | 0.55 | 36.7 | 1541.1 | 0.17 | 294.1 | 82.7 | 376.8 | 20.8 | 0 | 0.26 | 21.06 | 22.27 | 0 | 0.27 | 22.54 | 543100.7 | 224478.6 | 0 | 4184.4 | 0 | 8374.7 | 62484 | 0 | 823.5 | 20751.9 | 123784.5 | 0 | 2423.4 | 3315.4 | 21708.2 | 87357.2 | 4990.4 | 0 | 0 | 145895.4 | 54994.1 | 2013.7 | 15785.3 | 0 | 0 | 8315.2
4283 | 179 | Day179 | 10 | Hour10 | 6 | Summer | 2117 | #N/A | Summer | 568060.2 | 2024-06-28 10:00 | 552717.8 | 4782.6 | 5150.6 | 5409.1 | 568060.2 | 531558.4 | 338731.7 | 0.0383 | 0.0612 | 0.63 | 0.62 | 232.1 | 16.9 | 2.4 | 18 | 799.3 | 0.16 | 233.3 | 41.9 | 275.2 | 244.7 | 17.9 | 2.53 | 18.9 | 841.4 | 0.17 | 246 | 44.1 | 290 | 65.3 | 1.9 | 0.24 | 7.2 | 312.8 | 0.03 | 65.4 | 16.5 | 81.9 | 507.6 | 27.7 | 3.76 | 43.5 | 2080 | 0.23 | 509.4 | 105.6 | 615 | 24.75 | 0 | 0.25 | 25 | 26.46 | 0 | 0.27 | 26.73 | 568060.2 | 229328.4 | 0 | 4184.4 | 0 | 8374.7 | 69388.8 | 0 | 910.8 | 21425.9 | 135771.2 | 0 | 2423.4 | 3315.4 | 21887.4 | 88396.1 | 4990.4 | 0 | 0 | 150436.1 | 54549.2 | 2006.3 | 17638.3 | 277 | 0 | 8315.2
4284 | 179 | Day179 | 11 | Hour11 | 6 | Summer | 2117 | #N/A | Summer | 594260.7 | 2024-06-28 11:00 | 581801.2 | 4001.3 | 3408.2 | 5049.9 | 594260.7 | 558776.3 | 365352.1 | 0.0396 | 0.0646 | 0.6 | 0.6 | 249.7 | 18.5 | 2.63 | 18.9 | 846.5 | 0.17 | 251 | 44.2 | 295.2 | 262.9 | 19.5 | 2.78 | 19.9 | 890.2 | 0.18 | 264.3 | 46.4 | 310.7 | 69.7 | 2.2 | 0.27 | 7.5 | 332.9 | 0.03 | 69.9 | 17.4 | 87.3 | 937 | 95.2 | 13.73 | 40.4 | 2445.4 | 0.46 | 943.6 | 113.4 | 1057 | 26.2 | 0 | 0.25 | 26.45 | 28.08 | 0 | 0.26 | 28.34 | 594260.7 | 228908.5 | 0 | 4184.4 | 0 | 8374.7 | 80105.7 | 0 | 942.3 | 21134.4 | 146467.8 | 0 | 2423.4 | 3315.4 | 25834.8 | 88396.1 | 6249.7 | 0 | 0 | 152303.5 | 52419.2 | 2109.2 | 18375.6 | 361.3 | 0 | 8315.2
4285 | 179 | Day179 | 12 | Hour12 | 6 | Summer | 2117 | #N/A | Summer | 617823.5 | 2024-06-28 12:00 | 608065.8 | 3576.5 | 1553.2 | 4628.1 | 617823.5 | 583250.8 | 390100.7 | 0.0408 | 0.0677 | 0.58 | 0.58 | 265.2 | 20 | 2.84 | 19.6 | 890.8 | 0.17 | 266.5 | 46.2 | 312.7 | 278.6 | 21 | 2.99 | 20.6 | 935.3 | 0.18 | 280 | 48.5 | 328.5 | 77 | 2.6 | 0.32 | 8.1 | 367.1 | 0.03 | 77.2 | 19 | 96.2 | 1214.3 | 139.4 | 20.27 | 37.8 | 2662.2 | 0.6 | 1224 | 117.3 | 1341.3 | 27.42 | 0 | 0.24 | 27.67 | 29.48 | 0 | 0.26 | 29.74 | 617823.5 | 227722.8 | 166.3 | 4184.4 | 0 | 8374.7 | 90529.1 | 0 | 948.5 | 20951.9 | 156894.1 | 0 | 2631.5 | 3315.4 | 29183 | 88396.1 | 6426 | 0 | 0 | 154015.3 | 49603.1 | 2204 | 18121.7 | 741.3 | 17.1 | 8315.2
4286 | 179 | Day179 | 13 | Hour13 | 6 | Summer | 2117 | #N/A | Summer | 640195 | 2024-06-28 13:00 | 633254.7 | 998 | 1339.9 | 4602.3 | 640195 | 606655.3 | 410569.5 | 0.042 | 0.0706 | 0.57 | 0.57 | 278.7 | 21.4 | 3.05 | 20.1 | 924.4 | 0.18 | 280.2 | 47.7 | 327.9 | 292.1 | 22.4 | 3.19 | 21.1 | 968.6 | 0.19 | 293.6 | 50 | 343.6 | 73.7 | 2.3 | 0.28 | 8 | 354.1 | 0.04 | 73.8 | 18.5 | 92.4 | 1053.2 | 114.9 | 16.66 | 38.2 | 2498.2 | 0.52 | 1061.2 | 112.8 | 1174 | 28.75 | 0 | 0.24 | 28.98 | 30.98 | 0 | 0.25 | 31.23 | 640195 | 229625.6 | 83.9 | 4233.2 | 0 | 8374.7 | 101318.4 | 0 | 949.9 | 21465.4 | 164652.8 | 0 | 2631.5 | 3315.4 | 30718.5 | 88396.1 | 6631.8 | 213 | 0 | 154861.3 | 49954.4 | 2394.6 | 17158.3 | 1680.9 | 415.5 | 8315.2
4287 | 179 | Day179 | 14 | Hour14 | 6 | Summer | 2117 | #N/A | Summer | 658161.8 | 2024-06-28 14:00 | 652960 | 587.7 | 0 | 4613.9 | 658161.7 | 624930.7 | 428073 | 0.0429 | 0.0729 | 0.56 | 0.56 | 291.3 | 22.6 | 3.22 | 20.7 | 958.1 | 0.18 | 292.8 | 49.3 | 342.1 | 304.8 | 23.7 | 3.37 | 21.6 | 1002.8 | 0.19 | 306.5 | 51.6 | 358 | 75.2 | 2.1 | 0.25 | 8.3 | 368.8 | 0.04 | 75.3 | 19.3 | 94.6 | 1091.9 | 121.9 | 17.7 | 37.1 | 2502.6 | 0.54 | 1100.4 | 111.9 | 1212.3 | 30.19 | 0 | 0.23 | 30.42 | 32.6 | 0 | 0.25 | 32.85 | 658161.8 | 230088.7 | 9.7 | 4233.2 | 0 | 8374.7 | 110292.8 | 0 | 946.9 | 20720.1 | 171599.5 | 0 | 3390.1 | 3315.4 | 31185.6 | 88396.1 | 7058.8 | 217.1 | 0 | 154131.6 | 51802.9 | 2487.1 | 16895.1 | 2581.1 | 771.7 | 8315.2
4288 | 179 | Day179 | 15 | Hour15 | 6 | Summer | 2117 | #N/A | Summer | 673792 | 2024-06-28 15:00 | 669238.4 | 132.4 | 0 | 4421.1 | 673792 | 640003.1 | 444145.4 | 0.0437 | 0.0747 | 0.55 | 0.55 | 296.7 | 23 | 3.27 | 21.1 | 974.2 | 0.19 | 298.3 | 50.2 | 348.5 | 312.1 | 24.1 | 3.44 | 22.2 | 1024.6 | 0.2 | 313.7 | 52.8 | 366.5 | 74.3 | 2 | 0.24 | 8.2 | 366.1 | 0.03 | 74.4 | 19.2 | 93.6 | 907.4 | 81.9 | 12.06 | 52.5 | 2385.2 | 0.65 | 913.1 | 123.7 | 1036.8 | 31.34 | 2.21 | 0.23 | 33.78 | 33.91 | 2.4 | 0.25 | 36.56 | 673792 | 229646.5 | 110.5 | 4246.4 | 0 | 8374.7 | 114168.4 | 0 | 953.1 | 20528.8 | 176948.1 | 0 | 4057.2 | 3315.4 | 33225.6 | 88396.1 | 8543.8 | 2759.1 | 0 | 150544.2 | 54878.4 | 2742.1 | 15841.8 | 7838.7 | 1904.1 | 8315.2
4289 | 179 | Day179 | 16 | Hour16 | 6 | Summer | 2117 | #N/A | Summer | 684917 | 2024-06-28 16:00 | 680121.4 | 354.7 | 0 | 4440.8 | 684917 | 650070.4 | 459562.2 | 0.0442 | 0.0759 | 0.55 | 0.54 | 298.4 | 23 | 3.29 | 21.3 | 980 | 0.19 | 300 | 50.5 | 350.5 | 317.6 | 24.5 | 3.49 | 22.8 | 1044.9 | 0.2 | 319.3 | 53.9 | 373.2 | 79.9 | 2.1 | 0.25 | 8.9 | 392.7 | 0.04 | 80 | 20.6 | 100.6 | 685.8 | 46.4 | 6.48 | 50.8 | 2512.8 | 0.33 | 689 | 125.8 | 814.8 | 31.78 | 4.41 | 0.23 | 36.42 | 34.42 | 4.81 | 0.25 | 39.48 | 684917 | 225354.8 | 658 | 4255.8 | 0 | 8374.7 | 116200.8 | 0 | 944.9 | 20591.2 | 179844.2 | 0 | 4746.6 | 3315.4 | 34154.4 | 88396.1 | 9194.8 | 10421.1 | 0 | 141931.1 | 58833.5 | 3054.1 | 15763 | 7603.1 | 2131.9 | 8315.2
4290 | 179 | Day179 | 17 | Hour17 | 6 | Summer | 2117 | #N/A | Summer | 684870.9 | 2024-06-28 17:00 | 680594 | 100.8 | 0 | 4176.1 | 684870.9 | 650519 | 479077.9 | 0.0442 | 0.0759 | 0.53 | 0.52 | 308.2 | 23.7 | 3.38 | 22.1 | 1014.5 | 0.2 | 309.9 | 52.3 | 362.2 | 329.3 | 25.2 | 3.59 | 23.7 | 1087.1 | 0.21 | 331.1 | 56.2 | 387.2 | 107.6 | 3.9 | 0.5 | 11.3 | 488.8 | 0.06 | 107.8 | 25.8 | 133.7 | 1340.1 | 140.9 | 20.38 | 53.7 | 3334.2 | 0.67 | 1349.8 | 153.2 | 1503 | 33.06 | 5.74 | 0.23 | 39.04 | 35.81 | 6.26 | 0.25 | 42.33 | 684870.9 | 205792.9 | 1887.3 | 4255.8 | 0 | 8374.7 | 118976 | 0 | 926.4 | 18247.7 | 184965.1 | 0 | 5785.5 | 3315.4 | 39306.3 | 88396.1 | 9867.8 | 13947.8 | 0 | 121584.8 | 62063.7 | 2970.3 | 12512.6 | 8710.3 | 2863.4 | 8315.2
4291 | 179 | Day179 | 18 | Hour18 | 6 | Summer | 2117 | #N/A | Summer | 672058.6 | 2024-06-28 18:00 | 668532.8 | 0 | 0 | 3525.9 | 672058.7 | 639363.6 | 511473.3 | 0.0436 | 0.0746 | 0.48 | 0.47 | 352.7 | 27.1 | 3.88 | 25.2 | 1148.9 | 0.23 | 354.6 | 59.5 | 414.1 | 375.7 | 28.8 | 4.12 | 27 | 1227.3 | 0.25 | 377.7 | 63.7 | 441.4 | 206 | 7 | 0.95 | 22.4 | 910 | 0.14 | 206.5 | 49.5 | 256 | 917.9 | 68.6 | 9.65 | 61.9 | 3175.9 | 0.43 | 922.6 | 156.7 | 1079.3 | 39.37 | 5.56 | 0.23 | 45.17 | 42.57 | 6.05 | 0.25 | 48.87 | 672058.6 | 160585.4 | 3443.4 | 4255.8 | 0 | 8374.7 | 132146.8 | 0 | 856.6 | 12335.5 | 186298.3 | 0 | 15178.4 | 3315.4 | 42904.3 | 88396.1 | 13993.1 | 13166.9 | 0 | 82206.4 | 62605.5 | 2581.4 | 10490.3 | 8367.7 | 2357.9 | 8315.2
4292 | 179 | Day179 | 19 | Hour19 | 6 | Summer | 2117 | #N/A | Summer | 650847.3 | 2024-06-28 19:00 | 647284.8 | 0 | 0 | 3562.5 | 650847.3 | 619695.7 | 516074.9 | 0.0426 | 0.0721 | 0.47 | 0.46 | 354.1 | 27 | 3.87 | 25.5 | 1155.6 | 0.23 | 355.9 | 60 | 416 | 378 | 28.8 | 4.12 | 27.5 | 1238.2 | 0.25 | 380 | 64.4 | 444.4 | 400.4 | 16.7 | 2.36 | 41.3 | 1630.7 | 0.3 | 401.5 | 90 | 491.5 | 792.2 | 36.2 | 4.8 | 74.4 | 3454.6 | 0.37 | 794.6 | 177.5 | 972.1 | 35.04 | 37.77 | 0.23 | 73.05 | 37.78 | 40.97 | 0.25 | 79.01 | 650847.3 | 134772.4 | 4475 | 4255.8 | 0 | 8374.7 | 127746.8 | 0 | 690.7 | 7852.3 | 189119.4 | 0 | 10954.5 | 3315.4 | 50497.8 | 88396.1 | 14200.4 | 14738.8 | 0 | 45295.2 | 78739.3 | 2194.9 | 7858.3 | 6963.8 | 1922.1 | 8315.2
4293 | 179 | Day179 | 20 | Hour20 | 6 | Summer | 2117 | #N/A | Summer | 627856.2 | 2024-06-28 20:00 | 624012.3 | 0 | 0 | 3843.9 | 627856.2 | 598093.4 | 514034.5 | 0.0415 | 0.0695 | 0.47 | 0.46 | 352.8 | 27.1 | 3.88 | 25.2 | 1155.3 | 0.23 | 354.7 | 59.7 | 414.4 | 375.3 | 28.8 | 4.11 | 27 | 1232.8 | 0.24 | 377.3 | 63.8 | 441.1 | 394.6 | 17.5 | 2.5 | 39.8 | 1563.5 | 0.31 | 395.8 | 86.5 | 482.3 | 986.9 | 98 | 14.13 | 44.8 | 2633.2 | 0.49 | 993.7 | 123.4 | 1117 | 33.21 | 19.58 | 0.24 | 53.03 | 35.7 | 21.19 | 0.26 | 57.14 | 627856.2 | 113821.7 | 5339.2 | 4257.5 | 0 | 8374.7 | 124706.2 | 0 | 260.2 | 4099 | 193572.2 | 0 | 4659.4 | 3315.4 | 56218 | 88396.1 | 11345.7 | 13849.9 | 0 | 13826.7 | 93663.8 | 1971.9 | 2507.5 | 2028 | 1726.3 | 8315.2
4294 | 179 | Day179 | 21 | Hour21 | 6 | Summer | 2117 | #N/A | Summer | 604547.6 | 2024-06-28 21:00 | 599838.4 | 0 | 0 | 4709.1 | 604547.5 | 575527.8 | 500221.4 | 0.0405 | 0.0669 | 0.45 | 0.45 | 358.2 | 27.3 | 3.88 | 25.8 | 1192.6 | 0.22 | 360.1 | 61.4 | 421.5 | 377.2 | 28.6 | 4.07 | 27.2 | 1258.7 | 0.24 | 379.2 | 64.8 | 444 | 359.2 | 17.8 | 2.49 | 33.7 | 1435.2 | 0.23 | 360.4 | 76.5 | 436.9 | 968.3 | 55.2 | 9.16 | 99.8 | 2449.6 | 1.46 | 972.4 | 173.2 | 1145.6 | 33.46 | 22.31 | 0.25 | 56.02 | 35.86 | 24.12 | 0.26 | 60.24 | 604547.6 | 104326.1 | 4686 | 4257.5 | 0 | 8374.7 | 120642.6 | 0 | 0.1 | 282.9 | 195625.8 | 0 | 6600.7 | 3315.4 | 50965.7 | 88396.1 | 8724.8 | 8632.1 | 0 | 400.9 | 101748.6 | 1893.7 | 1003 | 1773.1 | 4603.4 | 8315.2
4295 | 179 | Day179 | 22 | Hour22 | 6 | Summer | 2117 | #N/A | Summer | 565450.6 | 2024-06-28 22:00 | 560151.2 | 0 | 0 | 5299.4 | 565450.6 | 538355.9 | 458768.7 | 0.0389 | 0.0627 | 0.48 | 0.47 | 335.3 | 25.1 | 3.56 | 24.7 | 1134.4 | 0.21 | 337 | 58.5 | 395.6 | 350.3 | 26.1 | 3.71 | 25.8 | 1186.9 | 0.22 | 352.1 | 61.3 | 413.4 | 436 | 27.7 | 3.9 | 34.5 | 1605.1 | 0.24 | 437.8 | 82.4 | 520.3 | 870.2 | 38.8 | 7.06 | 105.2 | 2110.1 | 1.61 | 873.3 | 168.5 | 1041.8 | 30.17 | 15.19 | 0.25 | 45.61 | 32.19 | 16.42 | 0.27 | 48.88 | 565450.6 | 106681.9 | 4202.6 | 4247.1 | 0 | 8374.7 | 103207.6 | 0 | 0 | 0 | 183128.9 | 0 | 3615.4 | 3315.4 | 49594 | 88396.1 | 6835.4 | 3851.4 | 0 | 0.2 | 104680.4 | 2001.2 | 71.6 | 1962.5 | 3780.6 | 8315.2
4296 | 179 | Day179 | 23 | Hour23 | 6 | Summer | 2117 | #N/A | Summer | 522738.3 | 2024-06-28 23:00 | 517253.4 | 110 | 213 | 5161.9 | 522738.3 | 498008.4 | 416716.6 | 0.0372 | 0.058 | 0.51 | 0.51 | 307.7 | 22.8 | 3.23 | 23 | 1053.4 | 0.2 | 309.2 | 54.5 | 363.7 | 321.2 | 23.7 | 3.36 | 24.1 | 1101.5 | 0.2 | 322.9 | 57 | 379.9 | 471.1 | 30.7 | 4.3 | 36.5 | 1728.2 | 0.25 | 473.2 | 88.1 | 561.3 | 783.4 | 66 | 9.39 | 46.3 | 2463.4 | 0.38 | 788 | 119.8 | 907.8 | 27.93 | 0 | 0.25 | 28.19 | 29.67 | 0 | 0.27 | 29.94 | 522738.3 | 106021.7 | 4278.5 | 4190.7 | 0 | 8374.7 | 86401.9 | 0 | 0 | 0 | 163179.3 | 0 | 1702.8 | 3315.4 | 48164.4 | 88396.1 | 4723.1 | 3989.6 | 0 | 0 | 103785.1 | 2236.7 | 0 | 1672.9 | 3971.6 | 8315.2
4297 | 180 | Day180 | 0 | Hour0 | 6 | Summer | 5 | 739690.4 | Summer Peak | 489024.3 | 2024-06-29 | 480135.9 | 110 | 3604.3 | 5174.2 | 489024.3 | 462954.4 | 384928.1 | 0.0358 | 0.0539 | 0.53 | 0.53 | 291.9 | 21.3 | 3.01 | 22.4 | 1009.6 | 0.19 | 293.4 | 52.5 | 345.9 | 304.3 | 22.1 | 3.13 | 23.4 | 1054.2 | 0.2 | 305.8 | 54.9 | 360.7 | 472.3 | 30.7 | 4.28 | 36.2 | 1760.3 | 0.23 | 474.4 | 88.8 | 563.1 | 509.6 | 23.4 | 3.11 | 47.8 | 2215.4 | 0.24 | 511.1 | 113.9 | 625 | 25.97 | 0 | 0.25 | 26.22 | 27.47 | 0 | 0.27 | 27.74 | 489024.3 | 104096.2 | 391.1 | 4190.7 | 0 | 8374.7 | 74665.7 | 0 | 0 | 0 | 149088.8 | 0 | 1449.6 | 3315.4 | 47178.3 | 88061 | 4452.1 | 3760.7 | 0 | 0 | 101825.3 | 2270.9 | 0 | 965.3 | 2210.5 | 8315.2
4298 | 180 | Day180 | 1 | Hour1 | 6 | Summer | 2117 | #N/A | Summer Peak | 467006 | 2024-06-29 01:00 | 449639.2 | 110 | 11949 | 5307.9 | 467006 | 434067.8 | 364911.4 | 0.0346 | 0.0504 | 0.55 | 0.54 | 286.2 | 21.2 | 3.01 | 21.8 | 978.6 | 0.19 | 287.7 | 51 | 338.7 | 297.6 | 22 | 3.12 | 22.6 | 1018.2 | 0.2 | 299.1 | 53 | 352.2 | 443.6 | 25.4 | 3.49 | 37.3 | 1760.4 | 0.22 | 445.3 | 89.8 | 535 | 569.3 | 37.9 | 5.28 | 42.8 | 2105.1 | 0.27 | 571.8 | 105.6 | 677.4 | 24.54 | 0 | 0.25 | 24.79 | 25.82 | 0 | 0.27 | 26.09 | 467006 | 102094.6 | 84.2 | 4189.6 | 0 | 8374.7 | 71545.7 | 0 | 0 | 0 | 135243.9 | 0 | 1142.2 | 3315.4 | 47154.7 | 88061 | 4246.7 | 1553.2 | 0 | 0 | 99618.8 | 2475.9 | 0 | 0 | 0.7 | 8315.2
4299 | 180 | Day180 | 2 | Hour2 | 6 | Summer | 2117 | #N/A | Summer Peak | 446920 | 2024-06-29 02:00 | 427241.5 | 923.5 | 13359.6 | 5395.5 | 446920.1 | 412796.2 | 345366.3 | 0.0338 | 0.0478 | 0.56 | 0.56 | 279.9 | 21 | 2.98 | 21.2 | 948.2 | 0.19 | 281.3 | 49.5 | 330.8 | 290.9 | 21.8 | 3.1 | 22 | 984.9 | 0.19 | 292.4 | 51.4 | 343.8 | 427.7 | 23.2 | 3.16 | 37.3 | 1739.4 | 0.21 | 429.2 | 89.2 | 518.4 | 708.7 | 68.5 | 9.85 | 33.9 | 1950.2 | 0.35 | 713.4 | 92.1 | 805.6 | 20.9 | 0 | 0.25 | 21.14 | 21.89 | 0 | 0.27 | 22.16 | 446920 | 101553.7 | 0 | 4189.6 | 0 | 8374.7 | 68038.8 | 0 | 0 | 0 | 122603.4 | 0 | 1142.2 | 3315.4 | 46873.5 | 86698.8 | 4130 | 0 | 0 | 0 | 99317.2 | 2236.5 | 0 | 0 | 0 | 8315.2
4300 | 180 | Day180 | 3 | Hour3 | 6 | Summer | 2117 | #N/A | Summer Peak | 437636 | 2024-06-29 03:00 | 415161 | 3017.8 | 14394.1 | 5063.2 | 437636.1 | 401318.8 | 337795.4 | 0.0333 | 0.0463 | 0.56 | 0.56 | 278.9 | 20.8 | 2.95 | 21.3 | 949.4 | 0.19 | 280.3 | 49.6 | 330 | 290 | 21.6 | 3.07 | 22.1 | 985.5 | 0.2 | 291.5 | 51.5 | 343 | 434.7 | 25 | 3.44 | 36.6 | 1721.7 | 0.22 | 436.3 | 87.9 | 524.3 | 763.3 | 79 | 11.42 | 31.8 | 1936 | 0.38 | 768.8 | 89.6 | 858.4 | 20.5 | 0 | 0.25 | 20.76 | 21.47 | 0 | 0.27 | 21.74 | 437636 | 99840.7 | 0 | 4187.9 | 0 | 8374.7 | 65755.8 | 0 | 0 | 2 | 121177.2 | 0 | 1142.2 | 3315.4 | 43067.4 | 86698.8 | 4076 | 0 | 0 | 5.6 | 97867.9 | 1965.2 | 0 | 0 | 223 | 8315.2
4301 | 180 | Day180 | 4 | Hour4 | 6 | Summer | 2117 | #N/A | Summer Peak | 436204.4 | 2024-06-29 04:00 | 413998.4 | 2377.6 | 14892.3 | 4936.1 | 436204.4 | 400242.8 | 337751.2 | 0.0332 | 0.046 | 0.55 | 0.55 | 284.1 | 21.2 | 3 | 21.6 | 968.3 | 0.19 | 285.5 | 50.5 | 336.1 | 295.9 | 22.1 | 3.13 | 22.4 | 1006.9 | 0.2 | 297.4 | 52.5 | 349.9 | 418.6 | 22.9 | 3.13 | 36.3 | 1693 | 0.21 | 420.1 | 86.8 | 506.9 | 593 | 46.4 | 6.56 | 38.3 | 1975 | 0.29 | 596.1 | 97.2 | 693.3 | 20.76 | 0 | 0.26 | 21.02 | 21.73 | 0 | 0.26 | 21.99 | 436204.4 | 98453.2 | 0 | 4187.9 | 0 | 8374.7 | 66892.8 | 0 | 0 | 236.2 | 123640.7 | 0 | 1142.2 | 3315.4 | 39670.1 | 86698.8 | 3828.5 | 0 | 0 | 1269.2 | 95225.1 | 1722.7 | 6.5 | 0 | 0 | 8315.2
4302 | 180 | Day180 | 5 | Hour5 | 6 | Summer | 2117 | #N/A | Summer Peak | 446758.1 | 2024-06-29 05:00 | 424725.2 | 2541.1 | 14892.3 | 4599.4 | 446758.1 | 410493.9 | 336161.9 | 0.0335 | 0.0471 | 0.56 | 0.56 | 276.7 | 20.6 | 2.92 | 21.1 | 942.9 | 0.19 | 278.1 | 49.2 | 327.3 | 289.3 | 21.7 | 3.07 | 21.9 | 983.2 | 0.19 | 290.8 | 51.2 | 342 | 347.8 | 18.8 | 2.57 | 30.4 | 1412.2 | 0.18 | 349.1 | 72.5 | 421.6 | 913.9 | 101.6 | 14.74 | 31.5 | 2109.1 | 0.45 | 920.9 | 94.5 | 1015.4 | 20.73 | 0 | 0.27 | 21 | 21.65 | 0 | 0.26 | 21.91 | 446758.1 | 110596.2 | 0 | 4187.9 | 0 | 8374.7 | 66767.5 | 0 | 0 | 704.6 | 123403.3 | 0 | 1078.6 | 3315.4 | 38522.4 | 86698.8 | 3813.2 | 0 | 0 | 15082.5 | 93331.1 | 1478 | 945 | 0 | 0 | 8315.2
4303 | 180 | Day180 | 6 | Hour6 | 6 | Summer | 2117 | #N/A | Summer Peak | 468718 | 2024-06-29 06:00 | 445312.4 | 4107.9 | 14892.3 | 4405.4 | 468718.1 | 430095.4 | 328250.2 | 0.0342 | 0.0493 | 0.6 | 0.6 | 254.2 | 19 | 2.7 | 19.4 | 862.8 | 0.17 | 255.5 | 45.1 | 300.6 | 266.4 | 20.1 | 2.85 | 20.1 | 900.3 | 0.18 | 267.7 | 47 | 314.7 | 135.5 | 4.5 | 0.56 | 14.5 | 634.7 | 0.07 | 135.7 | 33.5 | 169.2 | 946.7 | 103.4 | 14.99 | 34.5 | 2242.8 | 0.47 | 953.9 | 101.5 | 1055.3 | 19.68 | 0 | 0.27 | 19.95 | 20.68 | 0 | 0.26 | 20.94 | 468718 | 140467.8 | 311 | 4187.9 | 0 | 8374.7 | 64707.9 | 0 | 0 | 7800.4 | 117011.4 | 0 | 1078.6 | 3315.4 | 37859.1 | 87591 | 3813.2 | 0 | 0 | 45437.6 | 86016.4 | 1213.5 | 4422 | 0 | 0 | 8315.2
4304 | 180 | Day180 | 7 | Hour7 | 6 | Summer | 2117 | #N/A | Summer Peak | 495412.8 | 2024-06-29 07:00 | 476694.9 | 1343.1 | 12938.3 | 4436.5 | 495412.8 | 459873 | 340068.5 | 0.0353 | 0.0528 | 0.59 | 0.59 | 260.8 | 19.7 | 2.79 | 19.6 | 882.2 | 0.17 | 262.1 | 45.9 | 308 | 272.6 | 20.6 | 2.93 | 20.3 | 920.1 | 0.18 | 274 | 47.8 | 321.8 | 109.9 | 3.2 | 0.39 | 12.2 | 529.9 | 0.06 | 110.1 | 28 | 138 | 737.2 | 82.5 | 11.97 | 25.8 | 1686.9 | 0.38 | 743 | 76.2 | 819.2 | 21.03 | 0 | 0.26 | 21.29 | 22.16 | 0 | 0.27 | 22.43 | 495412.8 | 155344.3 | 0 | 4187.9 | 0 | 8374.7 | 71002.3 | 0 | 56.8 | 10943.2 | 126509.8 | 0 | 1078.6 | 3315.4 | 34914.8 | 86871.7 | 3813.2 | 0 | 0 | 82725.1 | 60516.3 | 1102.9 | 7043 | 0 | 6.6 | 8315.2
4305 | 180 | Day180 | 8 | Hour8 | 6 | Summer | 2117 | #N/A | Summer Peak | 526085 | 2024-06-29 08:00 | 513647.6 | 1976.8 | 6557.6 | 3902.9 | 526085 | 494782.9 | 350226.4 | 0.0367 | 0.057 | 0.58 | 0.58 | 268.4 | 20.5 | 2.91 | 19.7 | 900.8 | 0.17 | 269.8 | 46.6 | 316.4 | 281.1 | 21.5 | 3.06 | 20.6 | 941.5 | 0.18 | 282.6 | 48.7 | 331.3 | 68.9 | 1.6 | 0.19 | 8.1 | 338.1 | 0.04 | 69 | 18.1 | 87.2 | 706.1 | 56.5 | 8 | 44.8 | 2325 | 0.35 | 710 | 114.1 | 824.1 | 24.17 | 0 | 0.25 | 24.42 | 25.66 | 0 | 0.27 | 25.93 | 526085 | 175858.6 | 0 | 4196.6 | 0 | 8374.7 | 79218.8 | 0 | 466.1 | 13135.5 | 135713.5 | 0 | 1078.6 | 3315.4 | 26600.5 | 87876 | 3852.3 | 0 | 0 | 124358.3 | 36932.7 | 966 | 9695.1 | 0 | 0 | 8315.2
4306 | 180 | Day180 | 9 | Hour9 | 6 | Summer | 2117 | #N/A | Summer Peak | 566723 | 2024-06-29 09:00 | 553706.2 | 4735.7 | 3408.2 | 4872.8 | 566722.9 | 532465.2 | 366922.9 | 0.0384 | 0.0614 | 0.58 | 0.57 | 273.4 | 21.1 | 3 | 19.8 | 909.6 | 0.18 | 274.8 | 46.9 | 321.8 | 287.8 | 22.2 | 3.16 | 20.8 | 955.8 | 0.19 | 289.4 | 49.3 | 338.7 | 65.5 | 1.5 | 0.16 | 7.6 | 332.9 | 0.03 | 65.6 | 17.5 | 83 | 422.1 | 9.8 | 1.08 | 48.2 | 2150 | 0.18 | 422.7 | 112.3 | 535.1 | 26.21 | 0 | 0.26 | 26.47 | 28.04 | 0 | 0.27 | 28.31 | 566723 | 199800 | 0 | 4196.6 | 0 | 8374.7 | 88118.4 | 0 | 745.8 | 20720.5 | 145551.8 | 0 | 1078.6 | 3315.4 | 23268.2 | 88396.1 | 4573.2 | 49.8 | 0 | 144723.8 | 32749.4 | 860.4 | 14597.2 | 21.9 | 0 | 8315.2
4307 | 180 | Day180 | 10 | Hour10 | 6 | Summer | 2117 | #N/A | Summer Peak | 608503.8 | 2024-06-29 10:00 | 595522.3 | 4433.3 | 3408.2 | 5140 | 608503.8 | 571622.4 | 403254.5 | 0.0401 | 0.066 | 0.55 | 0.55 | 292.4 | 22.6 | 3.21 | 20.9 | 971 | 0.18 | 293.9 | 49.9 | 343.8 | 308.1 | 23.9 | 3.39 | 22 | 1021.7 | 0.19 | 309.7 | 52.5 | 362.2 | 77.6 | 1.9 | 0.21 | 8.9 | 388.5 | 0.04 | 77.7 | 20.5 | 98.2 | 968.8 | 98.6 | 14.22 | 41.6 | 2524 | 0.47 | 975.6 | 117 | 1092.6 | 27.97 | 0 | 0.25 | 28.22 | 30.07 | 0 | 0.27 | 30.33 | 608503.8 | 205249.4 | 166.2 | 4245.5 | 0 | 8374.7 | 101359.9 | 0 | 833.3 | 21454.8 | 165906.3 | 0 | 1286.7 | 3315.4 | 24800.3 | 88396.1 | 5190.3 | 213 | 0 | 151076 | 30899.1 | 986.1 | 17624.5 | 557.3 | 0 | 8315.2
4308 | 180 | Day180 | 11 | Hour11 | 6 | Summer | 2117 | #N/A | Summer Peak | 645538.6 | 2024-06-29 11:00 | 633119.2 | 4026.5 | 3408.2 | 4984.7 | 645538.6 | 606637.6 | 439240.3 | 0.0418 | 0.0703 | 0.53 | 0.53 | 307.5 | 24 | 3.42 | 21.5 | 1012.6 | 0.19 | 309.2 | 51.8 | 360.9 | 324.2 | 25.4 | 3.61 | 22.7 | 1066.2 | 0.2 | 325.9 | 54.5 | 380.4 | 72.4 | 1.7 | 0.19 | 8.4 | 363.1 | 0.04 | 72.5 | 19.2 | 91.7 | 986.3 | 104.2 | 15.09 | 39.1 | 2434.3 | 0.49 | 993.6 | 111.8 | 1105.3 | 30.62 | 0 | 0.25 | 30.87 | 33.08 | 0 | 0.26 | 33.34 | 645538.6 | 206298.3 | 0 | 4245.5 | 0 | 8374.7 | 114930.3 | 0 | 858.3 | 21667.1 | 179875.6 | 0 | 1556.3 | 3315.4 | 32703.7 | 88396.1 | 5629.8 | 213 | 0 | 153748.6 | 28758.3 | 1266 | 18344.6 | 1638.2 | 39.2 | 8315.2
4309 | 180 | Day180 | 12 | Hour12 | 6 | Summer | 2117 | #N/A | Summer Peak | 675521.3 | 2024-06-29 12:00 | 665599.9 | 3487.3 | 1553.2 | 4881 | 675521.3 | 636754.7 | 470741.6 | 0.0433 | 0.0739 | 0.51 | 0.51 | 324.2 | 25.6 | 3.64 | 22.4 | 1058 | 0.2 | 325.9 | 54 | 379.9 | 341.2 | 26.9 | 3.83 | 23.5 | 1112.8 | 0.21 | 343 | 56.8 | 399.8 | 80.4 | 2.5 | 0.32 | 8.8 | 377.7 | 0.04 | 80.5 | 20 | 100.6 | 1378.2 | 153.8 | 22.34 | 47.1 | 3147.4 | 0.69 | 1388.8 | 141.1 | 1530 | 33.87 | 0 | 0.24 | 34.11 | 36.71 | 0 | 0.26 | 36.96 | 675521.3 | 204779.7 | 110 | 4255.8 | 0 | 8374.7 | 128015.5 | 0 | 858.4 | 21443.1 | 188566.5 | 0 | 4403.3 | 3315.4 | 38256 | 88396.1 | 6835.4 | 213 | 0 | 154043.4 | 26782.4 | 1652.4 | 18605.4 | 5139.7 | 282.5 | 8315.2
4310 | 180 | Day180 | 13 | Hour13 | 6 | Summer | 2117 | #N/A | Summer Peak | 700349.2 | 2024-06-29 13:00 | 692497.7 | 1660.2 | 1553.2 | 4638.2 | 700349.3 | 661610.1 | 493120.2 | 0.0446 | 0.077 | 0.51 | 0.5 | 331.1 | 25.6 | 3.66 | 23.3 | 1087.5 | 0.21 | 332.9 | 55.8 | 388.7 | 349 | 27 | 3.85 | 24.6 | 1146.8 | 0.22 | 350.9 | 58.8 | 409.7 | 87.7 | 2.8 | 0.37 | 9.5 | 403.9 | 0.05 | 87.9 | 21.6 | 109.5 | 1182.1 | 125.7 | 18.2 | 46.1 | 2894.4 | 0.59 | 1190.8 | 132.5 | 1323.3 | 35.55 | 2.94 | 0.24 | 38.72 | 38.63 | 3.23 | 0.26 | 42.11 | 700349.2 | 207229 | 119.7 | 4255.8 | 0 | 8374.7 | 131753.5 | 0 | 857.2 | 22146.1 | 193424.4 | 0 | 10548.9 | 3315.4 | 40873.4 | 88396.1 | 9404.1 | 2654.1 | 0 | 154085.8 | 27897.5 | 2242.4 | 17609.6 | 9007.7 | 721.4 | 8315.2
4311 | 180 | Day180 | 14 | Hour14 | 6 | Summer | 2117 | #N/A | Summer Peak | 718373.2 | 2024-06-29 14:00 | 712159.5 | 223.6 | 1417.4 | 4572.7 | 718373.2 | 679730.1 | 508878.3 | 0.0455 | 0.0792 | 0.51 | 0.5 | 332.5 | 25.4 | 3.62 | 23.7 | 1102.1 | 0.21 | 334.2 | 56.6 | 390.8 | 352 | 26.9 | 3.83 | 25.2 | 1167.6 | 0.22 | 353.9 | 60 | 413.9 | 104.7 | 4.3 | 0.59 | 10.7 | 443.8 | 0.07 | 104.9 | 23.9 | 128.9 | 1052.1 | 93.1 | 14.06 | 66.8 | 2500.2 | 0.99 | 1058.7 | 141.6 | 1200.3 | 37.01 | 26.64 | 0.24 | 63.89 | 40.29 | 29.19 | 0.26 | 69.74 | 718373.2 | 209494.8 | 110.5 | 4255.8 | 0 | 8374.7 | 132923.5 | 0 | 855.9 | 22319.9 | 196415.1 | 0 | 15882.4 | 3315.4 | 41711.9 | 88396.1 | 10060.7 | 7432.2 | 0 | 153460.6 | 29980.4 | 2878.2 | 17461.6 | 13129.2 | 1159 | 8315.2
4312 | 180 | Day180 | 15 | Hour15 | 6 | Summer | 2117 | #N/A | Summer Peak | 731474.3 | 2024-06-29 15:00 | 726266 | 0 | 643.6 | 4564.8 | 731474.3 | 692714.5 | 522270.7 | 0.0462 | 0.0807 | 0.5 | 0.5 | 334.4 | 25.2 | 3.58 | 24.2 | 1118.5 | 0.21 | 336.2 | 57.5 | 393.7 | 355.5 | 26.7 | 3.8 | 25.8 | 1190.4 | 0.22 | 357.3 | 61.3 | 418.6 | 94.7 | 3 | 0.41 | 10.4 | 425.6 | 0.06 | 94.9 | 23.1 | 118.1 | 847.8 | 39.7 | 6.15 | 89 | 2893.4 | 0.94 | 850.7 | 175.5 | 1026.2 | 37.21 | 51.38 | 0.24 | 88.82 | 40.55 | 56.27 | 0.26 | 97.07 | 731474.3 | 209203.6 | 305.3 | 4255.8 | 0 | 8374.7 | 133612.6 | 0 | 850.3 | 21759.3 | 199183.2 | 0 | 20536.8 | 3315.4 | 42206.6 | 88396.1 | 10569.8 | 11514.5 | 0 | 149167.2 | 34183.8 | 3243.1 | 17178.2 | 13397.5 | 2170.3 | 8315.2
4313 | 180 | Day180 | 16 | Hour16 | 6 | Summer | 2117 | #N/A | Summer Peak | 739690.4 | 2024-06-29 16:00 | 734024.8 | 0 | 1140.6 | 4525 | 739690.4 | 699851.6 | 535074.4 | 0.0465 | 0.0816 | 0.49 | 0.49 | 341.5 | 25.2 | 3.59 | 25.1 | 1152 | 0.21 | 343.2 | 59.5 | 402.7 | 364.4 | 26.9 | 3.83 | 26.9 | 1231.1 | 0.23 | 366.2 | 63.7 | 429.9 | 110.6 | 3.6 | 0.5 | 12.3 | 483.2 | 0.08 | 110.9 | 26.7 | 137.6 | 712.8 | 26.1 | 3.37 | 73.6 | 3259.5 | 0.37 | 714.5 | 170.9 | 885.4 | 39.89 | 85.99 | 0.24 | 126.12 | 43.52 | 94.3 | 0.26 | 138.09 | 739690.4 | 204616 | 353.5 | 4255.8 | 0 | 8374.7 | 134019.6 | 0 | 846.9 | 21130.3 | 200579.4 | 0 | 27388.4 | 3315.4 | 41710.5 | 88396.1 | 12437.1 | 14244 | 0 | 139560.4 | 39661.2 | 3417.2 | 16702 | 13333.8 | 1561.5 | 8315.2
4314 | 180 | Day180 | 17 | Hour17 | 6 | Summer | 2117 | #N/A | Summer Peak | 737510.1 | 2024-06-29 17:00 | 732786.4 | 166.3 | 0 | 4557.5 | 737510.1 | 698730.5 | 553750.8 | 0.0465 | 0.0814 | 0.47 | 0.46 | 359.8 | 26.1 | 3.72 | 26.9 | 1223.2 | 0.23 | 361.6 | 63.4 | 425 | 383.8 | 27.8 | 3.96 | 28.8 | 1307.2 | 0.25 | 385.7 | 67.8 | 453.6 | 152.9 | 5.5 | 0.79 | 16.8 | 632.6 | 0.13 | 153.2 | 35.7 | 188.9 | 1048.9 | 48.4 | 6.55 | 99.7 | 4442.4 | 0.57 | 1052.1 | 232.3 | 1284.4 | 50.25 | 106.1 | 0.24 | 156.59 | 54.81 | 116.22 | 0.26 | 171.3 | 737510.1 | 183759.3 | 1693.4 | 4255.8 | 0 | 8374.7 | 136989.5 | 0 | 830 | 17975.3 | 202848 | 0 | 36447.8 | 3315.4 | 42093.6 | 88396.1 | 14445.5 | 14891 | 0 | 118195.2 | 43398.4 | 3360.4 | 12835 | 14204.7 | 2496 | 8315.2
4315 | 180 | Day180 | 18 | Hour18 | 6 | Summer | 2117 | #N/A | Summer Peak | 723898.4 | 2024-06-29 18:00 | 720085.4 | 0 | 0 | 3812.9 | 723898.4 | 687079.2 | 569950.9 | 0.0458 | 0.0799 | 0.44 | 0.43 | 383.7 | 26.9 | 3.83 | 29.6 | 1322.3 | 0.25 | 385.5 | 69.1 | 454.6 | 409 | 28.6 | 4.08 | 31.7 | 1411.5 | 0.27 | 410.9 | 73.8 | 484.8 | 288.6 | 11 | 1.67 | 32 | 1104.9 | 0.29 | 289.4 | 65 | 354.4 | 1602.8 | 79 | 14.32 | 188.7 | 3506.3 | 3.08 | 1609 | 294 | 1903 | 54.19 | 120.34 | 0.25 | 174.78 | 58.99 | 131.57 | 0.27 | 190.82 | 723898.4 | 153947.5 | 2577.6 | 4255.8 | 0 | 8374.7 | 135727.2 | 0 | 770.9 | 12033.3 | 204107.7 | 0 | 48703.7 | 3315.4 | 41423.8 | 88396.1 | 18418.5 | 14650.4 | 0 | 82543.7 | 55426.1 | 3173.5 | 10439.2 | 14088.2 | 1954.3 | 8315.2
4316 | 180 | Day180 | 19 | Hour19 | 6 | Summer | 2117 | #N/A | Summer Peak | 702594.7 | 2024-06-29 19:00 | 698575 | 0 | 0 | 4019.7 | 702594.7 | 667291.9 | 574953.4 | 0.0448 | 0.0774 | 0.43 | 0.41 | 391.9 | 28.1 | 4.01 | 29.7 | 1334.2 | 0.25 | 393.9 | 69.5 | 463.4 | 417.8 | 29.9 | 4.26 | 31.8 | 1425.5 | 0.27 | 419.8 | 74.4 | 494.2 | 486.6 | 16.7 | 2.54 | 55.9 | 1902.8 | 0.5 | 487.8 | 112.7 | 600.5 | 732.1 | 31.3 | 4.09 | 70.6 | 3272.6 | 0.33 | 734.2 | 168.2 | 902.3 | 45.01 | 75.66 | 0.25 | 120.92 | 48.82 | 82.42 | 0.27 | 131.51 | 702594.7 | 127641.3 | 3664 | 4255.8 | 0 | 8374.7 | 138998.6 | 0 | 626 | 7713 | 205783.8 | 0 | 41546.6 | 3315.4 | 48290.3 | 88396.1 | 17589.3 | 14738.8 | 0 | 45703.8 | 70287.8 | 3310.7 | 7767.4 | 13768.5 | 1979.8 | 8315.2
4317 | 180 | Day180 | 20 | Hour20 | 6 | Summer | 2117 | #N/A | Summer Peak | 679949 | 2024-06-29 20:00 | 675362.2 | 0 | 0 | 4586.7 | 679948.9 | 645855.2 | 577111.1 | 0.0437 | 0.0748 | 0.42 | 0.41 | 389.7 | 28.8 | 4.1 | 28.7 | 1309.7 | 0.25 | 391.7 | 67.8 | 459.5 | 415.4 | 30.6 | 4.36 | 30.7 | 1400 | 0.27 | 417.5 | 72.5 | 490 | 486.8 | 15.1 | 2.19 | 56.3 | 2043.4 | 0.44 | 487.8 | 117.3 | 605.1 | 687.7 | 24.1 | 3.01 | 71.2 | 3244.8 | 0.31 | 689.2 | 168 | 857.2 | 41.19 | 27.77 | 0.25 | 69.21 | 44.56 | 30.16 | 0.27 | 74.98 | 679949 | 102837.8 | 6293.5 | 4257.5 | 0 | 8374.7 | 139946.2 | 0 | 233 | 4046.4 | 209318.8 | 0 | 28444.1 | 3315.4 | 58214.9 | 88396.1 | 14456.8 | 16093 | 0 | 13358.7 | 81825 | 3374.7 | 2503.2 | 8592.2 | 2056.1 | 8315.2
4318 | 180 | Day180 | 21 | Hour21 | 6 | Summer | 2117 | #N/A | Summer Peak | 654768.6 | 2024-06-29 21:00 | 649517.8 | 0 | 0 | 5250.8 | 654768.5 | 621861.5 | 564418.1 | 0.0426 | 0.0721 | 0.42 | 0.41 | 389.4 | 29.3 | 4.17 | 28.1 | 1301.5 | 0.24 | 391.4 | 67 | 458.4 | 412.7 | 30.9 | 4.4 | 30 | 1383.5 | 0.26 | 414.8 | 71.3 | 486.1 | 465.5 | 15.1 | 2.08 | 51.9 | 2034.5 | 0.35 | 466.5 | 112.6 | 579.1 | 1009.1 | 75.1 | 10.65 | 69.4 | 3420.2 | 0.53 | 1014.2 | 171.5 | 1185.7 | 40.34 | 54.8 | 0.26 | 95.39 | 43.49 | 59.42 | 0.28 | 103.18 | 654768.6 | 90350.4 | 5391.1 | 4257.5 | 0 | 8374.7 | 138514.8 | 0 | 0 | 213.4 | 212227.7 | 0 | 19014.1 | 3315.4 | 58147.2 | 88396.1 | 11651.7 | 15127.8 | 0 | 240.7 | 86289.2 | 3607.1 | 1002.1 | 3075.7 | 4946.6 | 8315.2
4319 | 180 | Day180 | 22 | Hour22 | 6 | Summer | 2117 | #N/A | Summer Peak | 613870.8 | 2024-06-29 22:00 | 608100.8 | 0 | 0 | 5769.9 | 613870.7 | 583294.8 | 522711.9 | 0.0408 | 0.0676 | 0.42 | 0.42 | 384.6 | 29.5 | 4.2 | 27.3 | 1274.7 | 0.24 | 386.6 | 65.3 | 451.9 | 402.3 | 30.8 | 4.38 | 28.6 | 1335.1 | 0.25 | 404.4 | 68.4 | 472.9 | 394 | 16.6 | 2.29 | 39.8 | 1650.4 | 0.26 | 395.1 | 89.1 | 484.2 | 901 | 81.8 | 11.73 | 47.8 | 2643.5 | 0.44 | 906.6 | 126.7 | 1033.3 | 34.97 | 27.14 | 0.26 | 62.38 | 37.53 | 29.37 | 0.28 | 67.18 | 613870.8 | 91158.9 | 4311.6 | 4257.5 | 0 | 8374.7 | 132092.4 | 0 | 0 | 0.3 | 207186.2 | 0 | 8102.4 | 3315.4 | 54277.7 | 88396.1 | 8983.2 | 3414.7 | 0 | 1.5 | 87253.7 | 3903.4 | 59.4 | 1684.1 | 4317.9 | 8315.2
4320 | 180 | Day180 | 23 | Hour23 | 6 | Summer | 2117 | #N/A | Summer Peak | 567698.4 | 2024-06-29 23:00 | 562532.7 | 0 | 0 | 5165.7 | 567698.3 | 540677.9 | 480709 | 0.0388 | 0.0626 | 0.44 | 0.43 | 369.9 | 28.3 | 4.03 | 26.5 | 1229.1 | 0.23 | 371.9 | 63.2 | 435 | 386.2 | 29.5 | 4.2 | 27.7 | 1284.9 | 0.24 | 388.2 | 66.1 | 454.3 | 431.8 | 23.9 | 3.31 | 37.4 | 1707.2 | 0.23 | 433.4 | 88.3 | 521.8 | 925.9 | 90.7 | 13.07 | 43.1 | 2507.2 | 0.46 | 932.2 | 117.9 | 1050.1 | 31.49 | 0 | 0.26 | 31.75 | 33.61 | 0 | 0.28 | 33.89 | 567698.4 | 86989.3 | 4202.7 | 4244.2 | 0 | 8374.7 | 117237.7 | 0 | 0 | 0 | 188120.1 | 0 | 6554.3 | 3315.4 | 49009.6 | 88396.1 | 8021.7 | 3232.5 | 0 | 0 | 83056.9 | 3932.4 | 0.1 | 1462.8 | 2736.9 | 8315.2
4321 | 181 | Day181 | 0 | Hour0 | 6 | Summer | 2 | 743905.1 | Summer Peak | 533961.6 | 2024-06-30 | 522420.3 | 110 | 6109.8 | 5321.6 | 533961.6 | 502978.6 | 448958.6 | 0.0372 | 0.0582 | 0.45 | 0.45 | 356.5 | 26.9 | 3.83 | 26 | 1194.7 | 0.23 | 358.3 | 61.7 | 420 | 372.4 | 28.1 | 4 | 27.2 | 1247.7 | 0.24 | 374.4 | 64.4 | 438.8 | 474.2 | 29.3 | 4.08 | 38.2 | 1790 | 0.25 | 476.2 | 91.6 | 567.8 | 511 | 22.2 | 2.91 | 49.2 | 2261.9 | 0.24 | 512.4 | 116.6 | 629.1 | 29.24 | 0 | 0.27 | 29.52 | 31.05 | 0 | 0.28 | 31.34 | 533961.6 | 85003 | 458.5 | 4244.2 | 0 | 8374.7 | 104587 | 0 | 0 | 0 | 174466.2 | 0 | 6525.1 | 3315.4 | 47823.9 | 88396.1 | 7426.4 | 3340.9 | 0 | 0 | 80936.9 | 4066.1 | 0 | 1624 | 945.4 | 8315.2
4322 | 181 | Day181 | 1 | Hour1 | 6 | Summer | 2117 | #N/A | Summer Peak | 509655.6 | 2024-06-30 01:00 | 489392.6 | 110 | 14614.3 | 5538.8 | 509655.6 | 471818.9 | 422940.3 | 0.0359 | 0.0545 | 0.47 | 0.47 | 345.9 | 26.3 | 3.74 | 25.2 | 1155.7 | 0.22 | 347.7 | 59.7 | 407.4 | 360.9 | 27.5 | 3.91 | 26.2 | 1203.6 | 0.23 | 362.8 | 62.2 | 425 | 472.4 | 27.8 | 3.86 | 39.2 | 1831.8 | 0.25 | 474.3 | 93.8 | 568.1 | 409 | 7.8 | 0.8 | 48.4 | 2122.4 | 0.19 | 409.5 | 111.7 | 521.1 | 27.31 | 0 | 0.27 | 27.58 | 28.85 | 0 | 0.28 | 29.13 | 509655.6 | 86715.3 | 87.3 | 4244.2 | 0 | 8374.7 | 97801.8 | 0 | 0 | 0 | 159554.6 | 0 | 6317 | 3315.4 | 46705.5 | 88396.1 | 6769 | 1374.6 | 0 | 0 | 82637.6 | 4077.7 | 0 | 1339.9 | 322.9 | 8315.2
4323 | 181 | Day181 | 2 | Hour2 | 6 | Summer | 2117 | #N/A | Summer Peak | 486608.4 | 2024-06-30 02:00 | 465115 | 1026.6 | 14888.1 | 5578.7 | 486608.4 | 448846.6 | 400574.6 | 0.035 | 0.0518 | 0.48 | 0.48 | 333.3 | 25 | 3.55 | 24.7 | 1125.7 | 0.22 | 335 | 58.3 | 393.3 | 347.7 | 26.2 | 3.72 | 25.6 | 1171.2 | 0.22 | 349.5 | 60.6 | 410.1 | 496.6 | 32 | 4.49 | 38.9 | 1826.8 | 0.27 | 498.8 | 93.4 | 592.2 | 687.8 | 32.7 | 5.53 | 78.1 | 1919.3 | 1.08 | 690.2 | 135.6 | 825.8 | 25.2 | 0 | 0.27 | 25.47 | 26.53 | 0 | 0.28 | 26.81 | 486608.4 | 86033.8 | 0 | 4244.2 | 0 | 8374.7 | 88489 | 0 | 0 | 0 | 150590.3 | 0 | 6306.2 | 3315.4 | 45809.2 | 87739.6 | 5705.9 | 0 | 0 | 0 | 82110.7 | 3923.1 | 0 | 20.8 | 24.1 | 8315.2
4324 | 181 | Day181 | 3 | Hour3 | 6 | Summer | 2117 | #N/A | Summer Peak | 474355.1 | 2024-06-30 03:00 | 450964.5 | 3146.7 | 14892.3 | 5351.6 | 474355.1 | 435439.6 | 391335 | 0.0344 | 0.0501 | 0.48 | 0.48 | 332.1 | 24.7 | 3.5 | 24.9 | 1129.5 | 0.22 | 333.8 | 58.6 | 392.4 | 346.9 | 25.9 | 3.67 | 25.9 | 1175.5 | 0.22 | 348.6 | 61 | 409.6 | 494.7 | 32 | 4.49 | 38.6 | 1817.1 | 0.27 | 496.9 | 92.9 | 589.8 | 817.8 | 46.3 | 7.93 | 88.4 | 1869 | 1.41 | 821.3 | 144.5 | 965.8 | 24.7 | 0 | 0.27 | 24.97 | 25.96 | 0 | 0.28 | 26.24 | 474355.1 | 83020.2 | 0 | 4242.5 | 0 | 8374.7 | 84677.2 | 0 | 0 | 0.4 | 149235.6 | 0 | 6253.3 | 3315.4 | 42250.7 | 87318.6 | 5666.8 | 0 | 0 | 0.8 | 79586.7 | 3432.2 | 0 | 0 | 0 | 8315.2
4325 | 181 | Day181 | 4 | Hour4 | 6 | Summer | 2117 | #N/A | Summer Peak | 470178.1 | 2024-06-30 04:00 | 447246.4 | 2984.6 | 14892.3 | 5054.8 | 470178.1 | 431933.2 | 389383.1 | 0.0342 | 0.0496 | 0.48 | 0.47 | 336.7 | 25.1 | 3.56 | 25.2 | 1143.1 | 0.22 | 338.4 | 59.3 | 397.7 | 351.7 | 26.3 | 3.73 | 26.2 | 1190.4 | 0.23 | 353.5 | 61.7 | 415.2 | 491.5 | 31.6 | 4.43 | 38.5 | 1811.6 | 0.27 | 493.6 | 92.6 | 586.2 | 325.2 | 6.1 | 0.61 | 39.4 | 1702.8 | 0.17 | 325.5 | 90.2 | 415.7 | 24.73 | 0 | 0.27 | 25.01 | 25.99 | 0 | 0.28 | 26.27 | 470178.1 | 80795 | 0 | 4242.5 | 0 | 8374.7 | 85461.6 | 0 | 0 | 33.2 | 149201.8 | 0 | 6253.3 | 3315.4 | 39381.6 | 87485.3 | 5666.8 | 0 | 0 | 240.1 | 77492.6 | 3029.2 | 1.3 | 0 | 6.6 | 8315.2
4326 | 181 | Day181 | 5 | Hour5 | 6 | Summer | 2117 | #N/A | Summer Peak | 476172.7 | 2024-06-30 05:00 | 455166.8 | 1443.2 | 14892.3 | 4670.4 | 476172.7 | 439472.9 | 387460.5 | 0.0345 | 0.0504 | 0.48 | 0.48 | 332.2 | 24.7 | 3.51 | 24.9 | 1127.6 | 0.22 | 333.9 | 58.5 | 392.4 | 346.7 | 25.9 | 3.68 | 25.8 | 1174.1 | 0.22 | 348.5 | 60.9 | 409.4 | 416.2 | 26.3 | 3.68 | 33 | 1551 | 0.22 | 418 | 79.3 | 497.4 | 825.3 | 46.7 | 8.03 | 89.5 | 1861.6 | 1.44 | 828.9 | 145.4 | 974.3 | 24.79 | 0 | 0.27 | 25.06 | 26.02 | 0 | 0.28 | 26.3 | 476172.7 | 88712.2 | 0 | 4242.5 | 0 | 8374.7 | 85391.3 | 0 | 0 | 217.6 | 149021.6 | 0 | 6253.3 | 3315.4 | 37352.5 | 87842.3 | 5666.8 | 0 | 0 | 9328.7 | 75681 | 3484.9 | 151.7 | 0 | 0 | 8315.2
4327 | 181 | Day181 | 6 | Hour6 | 6 | Summer | 2117 | #N/A | Summer Peak | 497017.2 | 2024-06-30 06:00 | 473641 | 3880.5 | 14892.3 | 4603.3 | 497017.2 | 456993.1 | 381725.9 | 0.0351 | 0.0524 | 0.52 | 0.51 | 312 | 23.3 | 3.31 | 23.3 | 1057.1 | 0.2 | 313.6 | 54.9 | 368.5 | 326.2 | 24.5 | 3.48 | 24.3 | 1101.2 | 0.21 | 327.9 | 57.1 | 385 | 196.9 | 7.5 | 0.98 | 20.1 | 887.8 | 0.1 | 197.4 | 46.6 | 244 | 956.1 | 94.6 | 13.88 | 46.5 | 2347.9 | 0.63 | 962.7 | 116.6 | 1079.4 | 25.15 | 0 | 0.28 | 25.43 | 26.48 | 0 | 0.28 | 26.76 | 497017.2 | 115291.2 | 311 | 4242.5 | 0 | 8374.7 | 83848.4 | 0 | 0 | 5007 | 144805.2 | 0 | 6253.3 | 3315.4 | 36847.5 | 88061 | 5666.8 | 0 | 0 | 36134.9 | 71658.8 | 2490.5 | 1413.2 | 0 | 142.3 | 8315.2
4328 | 181 | Day181 | 7 | Hour7 | 6 | Summer | 2117 | #N/A | Summer Peak | 525587.2 | 2024-06-30 07:00 | 505329.3 | 1157 | 14738.8 | 4362.1 | 525587.3 | 486942.3 | 386368.5 | 0.0364 | 0.056 | 0.53 | 0.53 | 307.2 | 23.4 | 3.33 | 22.4 | 1025.3 | 0.2 | 308.8 | 53 | 361.8 | 321.1 | 24.6 | 3.5 | 23.3 | 1068.8 | 0.21 | 322.7 | 55.2 | 378 | 127.1 | 3.5 | 0.43 | 14.3 | 611.6 | 0.07 | 127.3 | 32.5 | 159.8 | 730.7 | 25.7 | 4.82 | 94.1 | 2024.8 | 1.33 | 732.8 | 154.8 | 887.6 | 25.83 | 0 | 0.27 | 26.1 | 27.34 | 0 | 0.28 | 27.62 | 525587.2 | 139218.8 | 0 | 4242.5 | 0 | 8374.7 | 90158.1 | 0 | 65.3 | 8412 | 144234.9 | 0 | 6253.3 | 3315.4 | 35687.5 | 88396.1 | 5705.9 | 0 | 0 | 74186.5 | 53578.2 | 2976.8 | 4659.4 | 0 | 0 | 8315.2
4329 | 181 | Day181 | 8 | Hour8 | 6 | Summer | 2117 | #N/A | Summer Peak | 565820.5 | 2024-06-30 08:00 | 545632.9 | 2635.2 | 13107.1 | 4445.4 | 565820.5 | 524875.4 | 396257.7 | 0.038 | 0.0606 | 0.53 | 0.53 | 307.8 | 23.5 | 3.35 | 22.4 | 1022.5 | 0.2 | 309.4 | 52.9 | 362.3 | 323.3 | 24.8 | 3.53 | 23.4 | 1070.4 | 0.21 | 325 | 55.3 | 380.3 | 90.1 | 2.2 | 0.26 | 10.2 | 449.4 | 0.04 | 90.2 | 23.6 | 113.8 | 621.2 | 45 | 6.32 | 43.2 | 2193.2 | 0.29 | 624.3 | 108.6 | 732.9 | 26.62 | 0 | 0.27 | 26.89 | 28.34 | 0 | 0.28 | 28.62 | 565820.5 | 169562.8 | 8.2 | 4245.5 | 0 | 8374.7 | 97272.8 | 0 | 521.5 | 11950.1 | 154116.1 | 0 | 6449.6 | 3315.4 | 27035.4 | 88396.1 | 7043.9 | 0 | 0 | 117765.4 | 38004.5 | 1321.3 | 7367.9 | 0 | 2.2 | 8315.2
4330 | 181 | Day181 | 9 | Hour9 | 6 | Summer | 2117 | #N/A | Summer Peak | 604565.6 | 2024-06-30 09:00 | 587235.7 | 5178.3 | 6453.7 | 5698 | 604565.6 | 563849.5 | 407908.8 | 0.0398 | 0.0652 | 0.54 | 0.53 | 303.1 | 23.1 | 3.29 | 22 | 1008.6 | 0.19 | 304.7 | 52.1 | 356.7 | 320.5 | 24.5 | 3.49 | 23.1 | 1064.4 | 0.2 | 322.2 | 54.9 | 377.1 | 90.7 | 2.2 | 0.27 | 10.4 | 445.8 | 0.05 | 90.9 | 23.7 | 114.6 | 415.7 | 9.1 | 0.98 | 48 | 2133.6 | 0.18 | 416.2 | 111.6 | 527.8 | 27.34 | 0 | 0.27 | 27.61 | 29.43 | 0 | 0.28 | 29.71 | 604565.6 | 196656.8 | 0 | 4245.5 | 0 | 8374.7 | 102136.2 | 0 | 825.5 | 19316.6 | 163521 | 0 | 6461.4 | 3315.4 | 24414.6 | 88396.1 | 7043.9 | 0 | 0 | 138385.2 | 36188.9 | 1940.6 | 13790.7 | 2058.8 | 0 | 8315.2
4331 | 181 | Day181 | 10 | Hour10 | 6 | Summer | 2117 | #N/A | Summer Peak | 642446.8 | 2024-06-30 10:00 | 628670.4 | 4445.7 | 3539.8 | 5790.9 | 642446.8 | 602491.5 | 439864.9 | 0.0416 | 0.0698 | 0.52 | 0.51 | 321.6 | 25 | 3.56 | 22.7 | 1055.9 | 0.2 | 323.3 | 54.2 | 377.5 | 339.4 | 26.4 | 3.77 | 23.9 | 1113.1 | 0.21 | 341.3 | 57.1 | 398.4 | 83.6 | 2.2 | 0.26 | 9.4 | 409.9 | 0.04 | 83.8 | 21.6 | 105.4 | 899.5 | 90.5 | 13.05 | 39.6 | 2375.8 | 0.44 | 905.8 | 110.5 | 1016.3 | 30.6 | 0 | 0.26 | 30.86 | 33.08 | 0 | 0.28 | 33.35 | 642446.8 | 202581.8 | 0 | 4248.3 | 0 | 8374.7 | 118097.5 | 0 | 917.7 | 20505.5 | 177662.4 | 0 | 6723.2 | 3315.4 | 25364.5 | 88396.1 | 7682.9 | 0 | 0 | 146356.6 | 32903.3 | 1898.7 | 16762.1 | 5034.9 | 6 | 8315.2
4332 | 181 | Day181 | 11 | Hour11 | 6 | Summer | 2117 | #N/A | Summer Peak | 677029.1 | 2024-06-30 11:00 | 664417 | 3887.7 | 3408.2 | 5316.1 | 677029.1 | 635661.8 | 474020 | 0.0433 | 0.0738 | 0.51 | 0.5 | 329.2 | 25.7 | 3.66 | 23 | 1078 | 0.2 | 331 | 55.2 | 386.2 | 348.9 | 27.2 | 3.88 | 24.4 | 1142.3 | 0.22 | 350.8 | 58.5 | 409.3 | 85.8 | 2.7 | 0.34 | 9.3 | 402.6 | 0.05 | 85.9 | 21.3 | 107.3 | 1157.8 | 116.5 | 16.79 | 51 | 3058.1 | 0.56 | 1165.8 | 142.2 | 1308.1 | 34.67 | 0 | 0.26 | 34.93 | 37.66 | 0 | 0.28 | 37.93 | 677029.1 | 203009.1 | 110 | 4255.8 | 0 | 8374.7 | 127532.8 | 0 | 945.9 | 20808.7 | 188220.6 | 0 | 7647.3 | 3315.4 | 34258 | 88396.1 | 8308.9 | 3600.3 | 0 | 149641.2 | 29977.2 | 1636.2 | 17749.4 | 8997.3 | 70.8 | 8315.2
4333 | 181 | Day181 | 12 | Hour12 | 6 | Summer | 2117 | #N/A | Summer Peak | 702988 | 2024-06-30 12:00 | 691996.2 | 2674.8 | 3408.2 | 4908.7 | 702988 | 661154.1 | 499558.1 | 0.0446 | 0.0769 | 0.51 | 0.5 | 331.8 | 25.3 | 3.61 | 23.7 | 1099.5 | 0.21 | 333.5 | 56.5 | 390 | 353.7 | 27 | 3.85 | 25.3 | 1173.2 | 0.22 | 355.6 | 60.3 | 415.9 | 89 | 2.9 | 0.37 | 9.6 | 413.2 | 0.05 | 89.2 | 21.9 | 111.1 | 714.1 | 21.7 | 2.64 | 77 | 3456.6 | 0.33 | 715.5 | 180.1 | 895.6 | 37 | 21.82 | 0.26 | 59.07 | 40.28 | 23.98 | 0.28 | 64.54 | 702988 | 203429.9 | 191.2 | 4255.8 | 0 | 8374.7 | 129554.4 | 0 | 952.5 | 20769.8 | 193112.1 | 0 | 14609.8 | 3315.4 | 38138.3 | 88396.1 | 9733.9 | 9876.4 | 0 | 150104.4 | 30031.2 | 1572 | 17959.6 | 11871.7 | 494.5 | 8315.2
4334 | 181 | Day181 | 13 | Hour13 | 6 | Summer | 2117 | #N/A | Summer Peak | 720946.1 | 2024-06-30 13:00 | 712470.7 | 347.3 | 3408.2 | 4719.9 | 720946.1 | 680017.5 | 514624.8 | 0.0455 | 0.0792 | 0.5 | 0.49 | 333.6 | 25 | 3.56 | 24.2 | 1118.2 | 0.21 | 335.3 | 57.6 | 392.8 | 356.5 | 26.7 | 3.8 | 25.9 | 1196.1 | 0.22 | 358.3 | 61.6 | 419.9 | 90.1 | 2.8 | 0.36 | 9.8 | 419.7 | 0.05 | 90.3 | 22.3 | 112.6 | 677.8 | 21.9 | 2.7 | 72 | 3240.3 | 0.31 | 679.2 | 168.7 | 847.9 | 39.47 | 48.78 | 0.26 | 88.51 | 43.04 | 53.5 | 0.28 | 96.82 | 720946.1 | 206321.3 | 130.4 | 4255.8 | 0 | 8374.7 | 130620.3 | 0 | 952.7 | 21557.7 | 195780.7 | 0 | 21196.3 | 3315.4 | 39713.5 | 88396.1 | 10294.8 | 12546.7 | 0 | 149456.8 | 32604.3 | 1749.9 | 17067.6 | 13307.7 | 855.6 | 8315.2
4335 | 181 | Day181 | 14 | Hour14 | 6 | Summer | 2117 | #N/A | Summer Peak | 732832.1 | 2024-06-30 14:00 | 725980.3 | 694.8 | 1553.2 | 4603.8 | 732832.1 | 692433.8 | 526372.3 | 0.0462 | 0.0807 | 0.5 | 0.49 | 338.9 | 25.1 | 3.57 | 24.9 | 1143.2 | 0.21 | 340.7 | 59.1 | 399.7 | 362.1 | 26.7 | 3.81 | 26.7 | 1222.6 | 0.23 | 363.9 | 63.2 | 427.2 | 96.6 | 2.9 | 0.38 | 10.8 | 445.1 | 0.06 | 96.7 | 24 | 120.8 | 898.4 | 42.3 | 7.17 | 101.1 | 2521.2 | 1.38 | 901.6 | 176.6 | 1078.2 | 37.48 | 73.71 | 0.26 | 111.45 | 40.89 | 80.76 | 0.28 | 121.94 | 732832.1 | 206459.9 | 119.8 | 4255.8 | 0 | 8374.7 | 131632.5 | 0 | 951.9 | 21726.3 | 197065.7 | 0 | 27098.2 | 3315.4 | 40436.2 | 88396.1 | 12215.9 | 13461.9 | 0 | 146580.3 | 35312.1 | 1889.3 | 17056.5 | 13398.9 | 1925.8 | 8315.2
4336 | 181 | Day181 | 15 | Hour15 | 6 | Summer | 2117 | #N/A | Summer Peak | 739983 | 2024-06-30 15:00 | 733430 | 379.6 | 1614 | 4559.3 | 739983 | 699265.9 | 537521.9 | 0.0466 | 0.0816 | 0.49 | 0.48 | 344.9 | 25.3 | 3.6 | 25.6 | 1168.1 | 0.22 | 346.7 | 60.4 | 407.1 | 368.6 | 27 | 3.84 | 27.4 | 1249.9 | 0.23 | 370.5 | 64.7 | 435.2 | 100.1 | 3 | 0.39 | 11.1 | 462 | 0.06 | 100.3 | 24.9 | 125.2 | 1762.3 | 193.4 | 28.14 | 64 | 4061.5 | 0.93 | 1775.8 | 185.3 | 1961.1 | 41.6 | 74.18 | 0.26 | 116.04 | 45.44 | 81.32 | 0.29 | 127.04 | 739983 | 202461.1 | 392.6 | 4255.8 | 0 | 8374.7 | 133753.9 | 0 | 953.8 | 21038.8 | 199548 | 0 | 30799.2 | 3315.4 | 41092.9 | 88396.1 | 13098.8 | 14494.4 | 0 | 142704.5 | 35614.1 | 2150 | 16720.8 | 13165.7 | 2995.2 | 8315.2
4337 | 181 | Day181 | 16 | Hour16 | 6 | Summer | 2117 | #N/A | Summer Peak | 743905.1 | 2024-06-30 16:00 | 736100 | 496.8 | 2625.8 | 4682.6 | 743905.1 | 701710.5 | 544330.2 | 0.0467 | 0.0819 | 0.48 | 0.47 | 349.9 | 25.4 | 3.62 | 26.1 | 1189.8 | 0.22 | 351.7 | 61.7 | 413.3 | 374.6 | 27.2 | 3.87 | 28.1 | 1275.2 | 0.24 | 376.5 | 66.2 | 442.6 | 110.5 | 3.4 | 0.44 | 12.2 | 509.2 | 0.07 | 110.7 | 27.4 | 138.1 | 779.4 | 35.3 | 4.99 | 77.4 | 3119.7 | 0.57 | 781.8 | 170.5 | 952.3 | 43.71 | 72.34 | 0.27 | 116.32 | 47.81 | 79.6 | 0.29 | 127.7 | 743905.1 | 199575 | 529.5 | 4255.8 | 0 | 8374.7 | 134465.4 | 0 | 951.2 | 20545.5 | 200605.6 | 0 | 35104.2 | 3315.4 | 40570.2 | 88396.1 | 14033.7 | 14679.3 | 0 | 134079.2 | 41701.8 | 2297.2 | 16201.7 | 13220.6 | 1790.8 | 8315.2
4338 | 181 | Day181 | 17 | Hour17 | 6 | Summer | 2117 | #N/A | Summer Peak | 733675.3 | 2024-06-30 17:00 | 727178.7 | 1202.2 | 426.3 | 4868.1 | 733675.3 | 693510.2 | 550446.9 | 0.0463 | 0.0809 | 0.47 | 0.46 | 360.7 | 26 | 3.7 | 27.2 | 1228.5 | 0.23 | 362.4 | 63.9 | 426.4 | 385.2 | 27.7 | 3.94 | 29.2 | 1313.9 | 0.25 | 387.1 | 68.4 | 455.5 | 156.5 | 5 | 0.73 | 17.9 | 656.3 | 0.14 | 156.9 | 37.4 | 194.3 | 798.4 | 33.5 | 4.38 | 78 | 3563.5 | 0.38 | 800.6 | 184.3 | 984.9 | 42.83 | 92.03 | 0.27 | 135.13 | 46.76 | 100.91 | 0.29 | 147.96 | 733675.3 | 183228.4 | 1368.9 | 4255.8 | 0 | 8374.7 | 134044.8 | 0 | 933.2 | 17557.5 | 201673.4 | 0 | 37762.8 | 3315.4 | 40738.7 | 88396.1 | 15890.5 | 14625.8 | 0 | 112227.4 | 50090.3 | 2420 | 12682.1 | 12961 | 1449.5 | 8315.2
4339 | 181 | Day181 | 18 | Hour18 | 6 | Summer | 2117 | #N/A | Summer Peak | 715006.2 | 2024-06-30 18:00 | 710282.4 | 0 | 0 | 4723.7 | 715006.2 | 677971.9 | 561269.8 | 0.0455 | 0.079 | 0.45 | 0.44 | 377.3 | 27.1 | 3.86 | 28.5 | 1284.4 | 0.24 | 379.2 | 66.9 | 446 | 401.7 | 28.7 | 4.1 | 30.6 | 1371.1 | 0.26 | 403.6 | 71.5 | 475.1 | 302.7 | 9.7 | 1.48 | 35.6 | 1194.3 | 0.32 | 303.4 | 71.3 | 374.7 | 1020.3 | 48.2 | 8.57 | 119.4 | 2494.7 | 1.82 | 1024.1 | 194.3 | 1218.4 | 62.22 | 116.65 | 0.27 | 179.13 | 67.67 | 127.18 | 0.3 | 195.14 | 715006.2 | 153736.4 | 2990.8 | 4255.8 | 0 | 8374.7 | 136304.8 | 0 | 873.2 | 11979.6 | 204428.2 | 0 | 38948.2 | 3315.4 | 43194.9 | 88396.1 | 16707.6 | 14353.3 | 0 | 79472.2 | 59057.3 | 2354 | 10457.6 | 11756.3 | 1407.6 | 8315.2
4340 | 181 | Day181 | 19 | Hour19 | 6 | Summer | 2117 | #N/A | Summer Peak | 689772.5 | 2024-06-30 19:00 | 685553 | 0 | 0 | 4219.6 | 689772.5 | 655169.1 | 561323.8 | 0.0443 | 0.0763 | 0.43 | 0.42 | 387.1 | 28.4 | 4.05 | 28.7 | 1303.1 | 0.25 | 389.1 | 67.6 | 456.7 | 411.3 | 30.1 | 4.29 | 30.7 | 1388.2 | 0.27 | 413.3 | 72.1 | 485.5 | 451.9 | 13.8 | 2.11 | 53.8 | 1803.5 | 0.48 | 452.9 | 107.7 | 560.6 | 1843.7 | 197.9 | 29.16 | 75.8 | 4029.9 | 1.22 | 1857.5 | 196.2 | 2053.7 | 44.55 | 77.3 | 0.27 | 122.12 | 48.25 | 83.9 | 0.3 | 132.45 | 689772.5 | 128448.7 | 2552.5 | 4255.8 | 0 | 8374.7 | 139380.8 | 0 | 721.3 | 7704.6 | 203869.8 | 0 | 33151.1 | 3315.4 | 48546.8 | 88396.1 | 15490 | 13990.7 | 0 | 46786.9 | 70973.4 | 2262.4 | 7761.6 | 10751.2 | 1844.5 | 8315.2
4341 | 181 | Day181 | 20 | Hour20 | 6 | Summer | 2117 | #N/A | Summer Peak | 665451.2 | 2024-06-30 20:00 | 660483 | 0 | 0 | 4968.1 | 665451.2 | 631972 | 564062.2 | 0.0432 | 0.0735 | 0.42 | 0.41 | 390.5 | 29.3 | 4.18 | 28.4 | 1300 | 0.25 | 392.5 | 67.2 | 459.6 | 413.5 | 30.9 | 4.4 | 30.3 | 1381.8 | 0.26 | 415.7 | 71.5 | 487.2 | 458.4 | 14.4 | 2.07 | 52.6 | 1935.5 | 0.4 | 459.4 | 110.4 | 569.8 | 763 | 28.1 | 3.59 | 78 | 3528.9 | 0.36 | 764.9 | 183.3 | 948.1 | 45.16 | 31.59 | 0.27 | 77.02 | 48.78 | 34.21 | 0.3 | 83.29 | 665451.2 | 101389 | 3166.9 | 4257.5 | 0 | 8374.7 | 139944.9 | 0 | 282.5 | 4129.9 | 210490.5 | 0 | 21277.1 | 3315.4 | 56725.9 | 88396.1 | 13697.3 | 14415.8 | 0 | 14219.8 | 80737.7 | 2019.1 | 2507.6 | 5982.3 | 2226.6 | 8315.2
4342 | 181 | Day181 | 21 | Hour21 | 6 | Summer | 2117 | #N/A | Summer Peak | 638585.6 | 2024-06-30 21:00 | 633092.7 | 0 | 0 | 5492.9 | 638585.6 | 606537.8 | 550375.6 | 0.0419 | 0.0705 | 0.42 | 0.41 | 387.8 | 29.7 | 4.23 | 27.6 | 1280.7 | 0.24 | 389.8 | 65.8 | 455.6 | 409.2 | 31.2 | 4.44 | 29.3 | 1356.3 | 0.26 | 411.3 | 69.8 | 481.2 | 421.4 | 13.7 | 1.87 | 46.8 | 1851.1 | 0.31 | 422.3 | 102.1 | 524.4 | 778 | 30.1 | 3.88 | 78.2 | 3552.8 | 0.37 | 779.9 | 184.2 | 964.1 | 39.5 | 28.4 | 0.28 | 68.18 | 42.52 | 30.75 | 0.3 | 73.57 | 638585.6 | 88209.9 | 6191.8 | 4257.5 | 0 | 8374.7 | 137837.4 | 0 | 0.1 | 208.8 | 210179.4 | 0 | 11516.4 | 3315.4 | 57082.5 | 88396.1 | 11031.6 | 12192.8 | 0 | 273.9 | 85973.5 | 1753.7 | 1013.4 | 2013.6 | 4556.8 | 8315.2
4343 | 181 | Day181 | 22 | Hour22 | 6 | Summer | 2117 | #N/A | Summer Peak | 597076.2 | 2024-06-30 22:00 | 590848 | 0 | 0 | 6228.2 | 597076.3 | 567180.6 | 507195.9 | 0.04 | 0.0658 | 0.43 | 0.43 | 375.3 | 29 | 4.13 | 26.4 | 1239.4 | 0.23 | 377.3 | 63.4 | 440.7 | 392.3 | 30.3 | 4.31 | 27.7 | 1297.8 | 0.24 | 394.4 | 66.4 | 460.9 | 408.5 | 19.6 | 2.71 | 38.7 | 1667.2 | 0.25 | 409.8 | 88.4 | 498.2 | 1641.2 | 180.6 | 26.22 | 58.5 | 3818.7 | 0.83 | 1653.8 | 172.5 | 1826.3 | 33.95 | 15.16 | 0.29 | 49.39 | 36.36 | 16.43 | 0.31 | 53.09 | 597076.2 | 89880.3 | 4391.8 | 4250 | 0 | 8374.7 | 127232.4 | 0 | 0 | 0 | 202267.5 | 0 | 3358.8 | 3315.4 | 54007.1 | 88396.1 | 7653.6 | 3948.6 | 0 | 0.1 | 88263.3 | 1617 | 56.5 | 1553.2 | 3731 | 8315.2
4344 | 181 | Day181 | 23 | Hour23 | 6 | Summer | 2117 | #N/A | Summer Peak | 550655.2 | 2024-06-30 23:00 | 544802.9 | 110 | 142.6 | 5599.7 | 550655.2 | 524025.6 | 461721.8 | 0.0381 | 0.0607 | 0.45 | 0.45 | 352.8 | 26.8 | 3.8 | 25.6 | 1181.2 | 0.22 | 354.6 | 60.8 | 415.5 | 368 | 27.8 | 3.96 | 26.8 | 1233.8 | 0.23 | 369.9 | 63.6 | 433.4 | 468.2 | 28.4 | 4.01 | 38.9 | 1727.2 | 0.29 | 470.1 | 90.5 | 560.6 | 1006.7 | 101.7 | 14.67 | 43.9 | 2644.7 | 0.49 | 1013.7 | 122.8 | 1136.6 | 30.8 | 3.55 | 0.29 | 34.64 | 32.81 | 3.83 | 0.31 | 36.96 | 550655.2 | 88933.4 | 3663.4 | 4247.1 | 0 | 8374.7 | 107617.2 | 0 | 0 | 0 | 184680.5 | 0 | 2347.9 | 3315.4 | 48595.2 | 88396.1 | 7075.8 | 3408.2 | 0 | 0 | 87547 | 1386.4 | 0 | 1374.6 | 3583.7 | 8315.2
4345 | 182 | Day182 | 0 | Hour0 | 6 | Summer | 33 | 683445.3 | Summer | 523636 | 2024-07-01 | 507050.8 | 119.7 | 10584.5 | 5881 | 523636.1 | 488476.9 | 435966.7 | 0.0366 | 0.0566 | 0.47 | 0.47 | 342.9 | 26.4 | 3.76 | 24.6 | 1140.2 | 0.22 | 344.7 | 58.6 | 403.3 | 357.3 | 27.5 | 3.9 | 25.6 | 1189.8 | 0.22 | 359.2 | 61.1 | 420.3 | 489.5 | 32.7 | 4.56 | 36.8 | 1797.7 | 0.24 | 491.7 | 90.5 | 582.2 | 516.3 | 25.1 | 3.37 | 47.6 | 2196.9 | 0.25 | 518 | 113.1 | 631.1 | 29.27 | 0 | 0.29 | 29.56 | 31.02 | 0 | 0.31 | 31.34 | 523636 | 87669.4 | 3323 | 4247.1 | 0 | 8374.7 | 101879.6 | 0 | 0 | 0 | 168394.6 | 0 | 1989.1 | 3315.4 | 47943.4 | 88179.5 | 5471.2 | 2849 | 0 | 0 | 86422.2 | 1247.2 | 0 | 398.2 | 1195 | 8315.2
4346 | 182 | Day182 | 1 | Hour1 | 6 | Summer | 2117 | #N/A | Summer | 492981.2 | 2024-07-01 01:00 | 473441.9 | 110 | 13859.6 | 5569.7 | 492981.2 | 456718.4 | 409863.2 | 0.0353 | 0.0528 | 0.48 | 0.48 | 335.9 | 25.8 | 3.66 | 24.3 | 1119.3 | 0.21 | 337.7 | 57.8 | 395.4 | 349.3 | 26.8 | 3.8 | 25.3 | 1164.5 | 0.22 | 351.2 | 60.1 | 411.3 | 498 | 33.3 | 4.65 | 37.4 | 1827 | 0.25 | 500.2 | 92 | 592.2 | 846.3 | 79 | 11.34 | 43 | 2413.5 | 0.42 | 851.7 | 115.1 | 966.8 | 28.72 | 0 | 0.3 | 29.01 | 30.31 | 0 | 0.31 | 30.62 | 492981.2 | 83118 | 1194.4 | 4247.1 | 0 | 8374.7 | 93239.5 | 0 | 0 | 0 | 156532.5 | 0 | 1765.8 | 3315.4 | 46011.6 | 88396.1 | 5411.3 | 1374.6 | 0 | 0 | 81597.9 | 1520.1 | 0 | 0 | 202.5 | 8315.2
4347 | 182 | Day182 | 2 | Hour2 | 6 | Summer | 2117 | #N/A | Summer | 468082 | 2024-07-01 02:00 | 447965 | 110 | 14738.8 | 5268.2 | 468082 | 432562.9 | 387327.1 | 0.0344 | 0.0499 | 0.49 | 0.48 | 329.3 | 25 | 3.55 | 24.2 | 1104.6 | 0.21 | 331 | 57.2 | 388.2 | 342.4 | 26 | 3.69 | 25.2 | 1148.5 | 0.22 | 344.2 | 59.5 | 403.7 | 519.9 | 35.8 | 5.01 | 38.2 | 1875.4 | 0.26 | 522.3 | 94.2 | 616.5 | 704.4 | 63.2 | 9.06 | 38.1 | 2085.8 | 0.35 | 708.7 | 100.4 | 809.1 | 27.42 | 0 | 0.3 | 27.72 | 28.84 | 0 | 0.31 | 29.15 | 468082 | 80754.9 | 10.4 | 4198.3 | 0 | 8374.7 | 85465.3 | 0 | 0 | 0 | 148295.2 | 0 | 1765.8 | 3315.4 | 40911.4 | 88396.1 | 5220 | 1374.6 | 0 | 0 | 77887.5 | 2867.4 | 0 | 0 | 0 | 8315.2
4348 | 182 | Day182 | 3 | Hour3 | 6 | Summer | 2117 | #N/A | Summer | 451362.6 | 2024-07-01 03:00 | 430425.6 | 1180 | 14892.3 | 4864.6 | 451362.5 | 415894.8 | 374679.7 | 0.0338 | 0.0479 | 0.48 | 0.48 | 330.9 | 25.1 | 3.56 | 24.5 | 1112.2 | 0.22 | 332.6 | 57.7 | 390.3 | 344.4 | 26.1 | 3.7 | 25.4 | 1157.1 | 0.22 | 346.2 | 60 | 406.2 | 508.2 | 33.6 | 4.7 | 38.5 | 1873.9 | 0.25 | 510.5 | 94.5 | 604.9 | 901.2 | 94.3 | 13.64 | 36.6 | 2250 | 0.45 | 907.7 | 103.8 | 1011.5 | 26.73 | 0 | 0.29 | 27.03 | 28.07 | 0 | 0.31 | 28.38 | 451362.6 | 76682.8 | 10.2 | 4198.3 | 0 | 8374.7 | 82354.3 | 0 | 0 | 3.6 | 144368.3 | 0 | 1765.8 | 3315.4 | 35767.2 | 88396.1 | 5066.6 | 1062.8 | 0 | 6.1 | 75201.5 | 1471.6 | 0 | 0 | 195.8 | 8315.2
4349 | 182 | Day182 | 4 | Hour4 | 6 | Summer | 2117 | #N/A | Summer | 440395.4 | 2024-07-01 04:00 | 419638.8 | 1373.4 | 14892.3 | 4490.9 | 440395.4 | 405632.3 | 366434.1 | 0.0334 | 0.0466 | 0.48 | 0.48 | 330.7 | 24.9 | 3.54 | 24.6 | 1116.3 | 0.22 | 332.5 | 58 | 390.4 | 344.4 | 26 | 3.69 | 25.6 | 1161.6 | 0.22 | 346.2 | 60.3 | 406.5 | 499.9 | 32.3 | 4.5 | 38.6 | 1866.3 | 0.25 | 502.1 | 94.3 | 596.3 | 800.7 | 76.4 | 11 | 39.2 | 2229 | 0.4 | 805.9 | 105.7 | 911.6 | 26.45 | 0 | 0.29 | 26.74 | 27.75 | 0 | 0.31 | 28.05 | 440395.4 | 73961.3 | 0 | 4198.3 | 0 | 8374.7 | 79741.3 | 0 | 0 | 228.8 | 142269.4 | 0 | 1765.8 | 3315.4 | 33014.8 | 88396.1 | 4874.9 | 483.3 | 0 | 1066.7 | 71609.5 | 1056.3 | 10.4 | 0 | 0 | 8315.2
4350 | 182 | Day182 | 5 | Hour5 | 6 | Summer | 2117 | #N/A | Summer | 437023.4 | 2024-07-01 05:00 | 416281.6 | 1692.7 | 14892.3 | 4156.7 | 437023.4 | 402444.3 | 354413.2 | 0.0332 | 0.0462 | 0.5 | 0.5 | 317.8 | 23.9 | 3.39 | 23.8 | 1074.6 | 0.21 | 319.4 | 55.9 | 375.3 | 332.2 | 25 | 3.56 | 24.8 | 1120.7 | 0.22 | 333.9 | 58.2 | 392.1 | 426 | 26.5 | 3.68 | 33.9 | 1619.7 | 0.21 | 427.8 | 82.2 | 510 | 455 | 14.7 | 1.8 | 48.2 | 2186.7 | 0.2 | 456 | 113.5 | 569.4 | 25.6 | 0 | 0.3 | 25.9 | 26.83 | 0 | 0.3 | 27.13 | 437023.4 | 82610.2 | 0 | 4198.3 | 0 | 8374.7 | 75636.7 | 0 | 0 | 661.3 | 136253.2 | 0 | 1702.1 | 3315.4 | 31871.6 | 88396.1 | 4630.3 | 34.7 | 0 | 12300.1 | 68825.9 | 823 | 865.9 | 0 | 0 | 8315.2
4351 | 182 | Day182 | 6 | Hour6 | 6 | Summer | 2117 | #N/A | Summer | 445345 | 2024-07-01 06:00 | 422111.6 | 4360.3 | 14888.2 | 3984.9 | 445345 | 408004.1 | 335809.3 | 0.0334 | 0.0468 | 0.55 | 0.54 | 290.7 | 22 | 3.13 | 21.8 | 975.5 | 0.2 | 292.3 | 50.9 | 343.2 | 305.2 | 23.3 | 3.31 | 22.7 | 1020.6 | 0.2 | 306.8 | 53.2 | 360 | 174.1 | 6.6 | 0.86 | 17.9 | 783.4 | 0.09 | 174.5 | 41.3 | 215.8 | 829.3 | 83.1 | 11.98 | 36.8 | 2199.5 | 0.4 | 835.1 | 102.4 | 937.5 | 24.19 | 0 | 0.31 | 24.49 | 25.41 | 0 | 0.3 | 25.71 | 445345 | 109535.7 | 0 | 4198.3 | 0 | 8374.7 | 71205.1 | 0 | 0 | 7171.9 | 122969.3 | 0 | 1702.1 | 3315.4 | 31016.1 | 88396.1 | 4630.3 | 1.8 | 0 | 40781.8 | 60760.8 | 821.2 | 4058.5 | 0 | 0 | 8315.2
4352 | 182 | Day182 | 7 | Hour7 | 6 | Summer | 2117 | #N/A | Summer | 468908.4 | 2024-07-01 07:00 | 445774.4 | 4350.5 | 14892.3 | 3891.1 | 468908.3 | 430503.4 | 337880.9 | 0.0343 | 0.0495 | 0.56 | 0.56 | 284 | 21.6 | 3.06 | 21.2 | 952.9 | 0.19 | 285.5 | 49.6 | 335.1 | 297.9 | 22.7 | 3.23 | 22.1 | 996.2 | 0.2 | 299.5 | 51.8 | 351.3 | 109.1 | 3.4 | 0.43 | 11.9 | 513.5 | 0.06 | 109.3 | 27.2 | 136.5 | 892.7 | 97.2 | 14.09 | 32.6 | 2123.6 | 0.44 | 899.5 | 96 | 995.4 | 25 | 0 | 0.3 | 25.3 | 26.31 | 0 | 0.3 | 26.61 | 468908.4 | 131027.4 | 0 | 4198.3 | 0 | 8374.7 | 73461.2 | 0 | 62.4 | 10679.8 | 126884.3 | 0 | 1702.1 | 3315.4 | 26918.4 | 88396.1 | 4630.3 | 0 | 0 | 78463.1 | 41117.6 | 704.5 | 6676.9 | 0 | 95.7 | 8315.2
4353 | 182 | Day182 | 8 | Hour8 | 6 | Summer | 2117 | #N/A | Summer | 504718 | 2024-07-01 08:00 | 482826.2 | 1651.7 | 16079 | 4161.2 | 504718.1 | 465586.6 | 343947.2 | 0.0357 | 0.0539 | 0.57 | 0.57 | 279.4 | 21.4 | 3.05 | 20.5 | 931.2 | 0.18 | 280.9 | 48.3 | 329.2 | 292.7 | 22.5 | 3.21 | 21.4 | 972.7 | 0.19 | 294.3 | 50.4 | 344.7 | 71.2 | 1.9 | 0.24 | 8.1 | 338.3 | 0.04 | 71.3 | 18.2 | 89.5 | 1091.1 | 119.9 | 17.39 | 38.8 | 2561.5 | 0.54 | 1099.4 | 115.3 | 1214.7 | 25.9 | 0 | 0.29 | 26.18 | 27.36 | 0 | 0.3 | 27.65 | 504718 | 160770.8 | 0 | 4184.4 | 0 | 8374.7 | 79281.8 | 0 | 526 | 12950.6 | 132409.2 | 0 | 1702.1 | 3315.4 | 21653.1 | 88396.1 | 4630.3 | 0 | 0 | 119224 | 27440.6 | 629.6 | 9436.6 | 0 | 0 | 8315.2
4354 | 182 | Day182 | 9 | Hour9 | 6 | Summer | 2117 | #N/A | Summer | 553009.3 | 2024-07-01 09:00 | 524734.2 | 4924.3 | 18219.6 | 5131.3 | 553009.3 | 505074.7 | 367035.7 | 0.0375 | 0.0588 | 0.56 | 0.55 | 290.3 | 22.6 | 3.22 | 20.7 | 958.1 | 0.18 | 291.9 | 49.3 | 341.1 | 307.4 | 24.1 | 3.43 | 21.7 | 1010.4 | 0.19 | 309.1 | 51.9 | 361 | 72.4 | 1.7 | 0.21 | 8.4 | 355 | 0.04 | 72.5 | 19 | 91.5 | 872.5 | 94 | 13.62 | 32.7 | 2106.1 | 0.43 | 879 | 95.6 | 974.6 | 23.46 | 0 | 0.16 | 23.62 | 25.24 | 0 | 0.19 | 25.43 | 553009.3 | 185973.6 | 0 | 4184.4 | 0 | 8374.7 | 92649.4 | 0 | 837.2 | 20036.6 | 146972.6 | 0 | 1702.1 | 3315.4 | 18815 | 86391.6 | 4630.3 | 0 | 0 | 141348.9 | 23232.8 | 518 | 14635.4 | 0 | 0 | 8315.2
4355 | 182 | Day182 | 10 | Hour10 | 6 | Summer | 2117 | #N/A | Summer | 586744.5 | 2024-07-01 10:00 | 566024.2 | 4659.5 | 10856.8 | 5204 | 586744.5 | 543813 | 394201.1 | 0.0392 | 0.0635 | 0.54 | 0.53 | 301.1 | 23.5 | 3.34 | 21.2 | 994.7 | 0.19 | 302.7 | 50.9 | 353.6 | 319.2 | 25 | 3.56 | 22.4 | 1050.4 | 0.2 | 320.9 | 53.7 | 374.6 | 74.8 | 1.9 | 0.23 | 8.6 | 363.1 | 0.04 | 74.9 | 19.4 | 94.3 | 745.4 | 66.9 | 9.56 | 40.1 | 2224.3 | 0.36 | 750 | 106.5 | 856.5 | 25.03 | 0 | 0.16 | 25.19 | 27.16 | 0 | 0.19 | 27.35 | 586744.5 | 192543.4 | 0 | 4233.2 | 0 | 8374.7 | 101998.4 | 0 | 926.5 | 20892.1 | 162618.4 | 0 | 1706.9 | 3315.4 | 20932.1 | 86391.6 | 4630.3 | 0 | 0 | 148451.3 | 21602.9 | 670.6 | 17251.3 | 213 | 113 | 8315.2
4356 | 182 | Day182 | 11 | Hour11 | 6 | Summer | 2117 | #N/A | Summer | 613873.8 | 2024-07-01 11:00 | 601018.2 | 4146.6 | 3408.2 | 5300.7 | 613873.8 | 576517.5 | 419546.8 | 0.0408 | 0.0674 | 0.52 | 0.52 | 315.3 | 25 | 3.56 | 21.8 | 1029.8 | 0.19 | 317 | 52.5 | 369.5 | 332.8 | 26.4 | 3.76 | 22.9 | 1085.6 | 0.2 | 334.6 | 55.3 | 390 | 72.1 | 1.8 | 0.22 | 8.2 | 354.3 | 0.04 | 72.2 | 18.8 | 91 | 909.3 | 91.4 | 13.2 | 40.3 | 2385.9 | 0.46 | 915.6 | 111.5 | 1027.2 | 30.2 | 0 | 0.27 | 30.47 | 32.6 | 0 | 0.29 | 32.89 | 613873.8 | 194326.9 | 0.5 | 4233.2 | 0 | 8374.7 | 113984.5 | 0 | 951.9 | 20870.5 | 171472.2 | 0 | 1765.8 | 3315.4 | 22910.2 | 88396.1 | 4881 | 213 | 0 | 150584 | 21121.1 | 799.4 | 18019.8 | 583.8 | 73.3 | 8315.2
4357 | 182 | Day182 | 12 | Hour12 | 6 | Summer | 2117 | #N/A | Summer | 639487.3 | 2024-07-01 12:00 | 628229.7 | 3855.4 | 2407.2 | 4995 | 639487.3 | 601868.2 | 443257.9 | 0.0419 | 0.0704 | 0.51 | 0.5 | 334 | 27.1 | 3.87 | 22.3 | 1070.1 | 0.2 | 335.8 | 54.3 | 390.1 | 352.2 | 28.6 | 4.08 | 23.5 | 1127.7 | 0.21 | 354.2 | 57.2 | 411.4 | 66.7 | 1.6 | 0.19 | 7.6 | 332.9 | 0.03 | 66.8 | 17.5 | 84.4 | 975.6 | 60.6 | 10.06 | 96.8 | 2253.8 | 1.52 | 980.2 | 164.4 | 1144.6 | 33.43 | 0 | 0.27 | 33.69 | 36.14 | 0 | 0.28 | 36.42 | 639487.3 | 196229.4 | 178.5 | 4236.1 | 0 | 8374.7 | 129475.4 | 0 | 954 | 20810.7 | 177780.3 | 0 | 2066.8 | 3315.4 | 23688.9 | 88396.1 | 5532.7 | 213 | 0 | 150322.2 | 23089.4 | 1053.2 | 18065 | 5891.5 | 544.8 | 8315.2
4358 | 182 | Day182 | 13 | Hour13 | 6 | Summer | 2117 | #N/A | Summer | 656540.3 | 2024-07-01 13:00 | 648645 | 1528.8 | 1553.2 | 4813.3 | 656540.3 | 620842.2 | 458109.7 | 0.0428 | 0.0726 | 0.51 | 0.5 | 335.1 | 27 | 3.85 | 22.6 | 1076.3 | 0.21 | 336.9 | 54.8 | 391.7 | 355.1 | 28.6 | 4.08 | 24 | 1140.6 | 0.22 | 357.1 | 58.1 | 415.2 | 68.3 | 1.9 | 0.23 | 7.5 | 335.7 | 0.03 | 68.4 | 17.5 | 85.9 | 457 | 9 | 0.95 | 53.9 | 2358.7 | 0.21 | 457.6 | 124.2 | 581.8 | 35.75 | 10.52 | 0.26 | 46.52 | 38.68 | 11.52 | 0.28 | 50.48 | 656540.3 | 198430.6 | 169.8 | 4243.6 | 0 | 8374.7 | 131517.8 | 0 | 952.2 | 20518.2 | 181536 | 0 | 3769.3 | 3315.4 | 24427.1 | 88396.1 | 6999.6 | 5360.4 | 0 | 148945 | 26691.1 | 1324.1 | 17237 | 9454.9 | 813.6 | 8315.2
4359 | 182 | Day182 | 14 | Hour14 | 6 | Summer | 2117 | #N/A | Summer | 668940.9 | 2024-07-01 14:00 | 662164.7 | 277.1 | 1553.2 | 4945.8 | 668940.8 | 633379.4 | 469145.5 | 0.0435 | 0.0741 | 0.51 | 0.5 | 335.2 | 26.7 | 3.82 | 22.9 | 1079.6 | 0.21 | 337 | 55.1 | 392.2 | 357.3 | 28.4 | 4.06 | 24.5 | 1152.9 | 0.22 | 359.3 | 58.9 | 418.2 | 72.8 | 2.4 | 0.29 | 7.7 | 346.9 | 0.03 | 72.9 | 18 | 91 | 907.5 | 66.7 | 9.38 | 62.5 | 3157.7 | 0.44 | 912.1 | 156.7 | 1068.8 | 36.71 | 22.34 | 0.26 | 59.3 | 39.77 | 24.45 | 0.28 | 64.5 | 668940.9 | 199795.4 | 416.9 | 4243.6 | 0 | 8374.7 | 132190.3 | 0 | 948.3 | 20076.3 | 184257.9 | 0 | 5285.5 | 3315.4 | 24205.3 | 88396.1 | 8350.1 | 10109.6 | 0 | 144605.6 | 32423.1 | 1742 | 16338.5 | 11355.4 | 972.9 | 8315.2
4360 | 182 | Day182 | 15 | Hour15 | 6 | Summer | 2117 | #N/A | Summer | 677789.4 | 2024-07-01 15:00 | 671211.6 | 166.3 | 1538.6 | 4873 | 677789.4 | 641766.5 | 478015.6 | 0.0438 | 0.0751 | 0.5 | 0.49 | 337.7 | 26.7 | 3.82 | 23.3 | 1090.9 | 0.21 | 339.6 | 55.9 | 395.4 | 361.6 | 28.5 | 4.08 | 25 | 1170.6 | 0.23 | 363.6 | 60 | 423.6 | 81 | 2.9 | 0.38 | 8.6 | 363.3 | 0.05 | 81.2 | 19.4 | 100.6 | 879.6 | 47.1 | 7.93 | 94.5 | 2244.2 | 1.38 | 883.2 | 161.8 | 1044.9 | 37.64 | 30.7 | 0.26 | 68.59 | 40.82 | 33.62 | 0.28 | 74.72 | 677789.4 | 199773.8 | 204.3 | 4257.5 | 0 | 8374.7 | 133329.7 | 0 | 946.6 | 19518.8 | 185205.7 | 0 | 8320.8 | 3315.4 | 24168 | 88396.1 | 9436 | 13007.3 | 0 | 139584.7 | 37530 | 2193.8 | 15480.3 | 11660.1 | 1283.5 | 8315.2
4361 | 182 | Day182 | 16 | Hour16 | 6 | Summer | 2117 | #N/A | Summer | 683445.3 | 2024-07-01 16:00 | 675953.4 | 1058.2 | 1553.2 | 4880.5 | 683445.3 | 646184.8 | 488333 | 0.044 | 0.0755 | 0.5 | 0.48 | 342.4 | 26.7 | 3.81 | 23.9 | 1117.3 | 0.21 | 344.3 | 57.3 | 401.5 | 367.9 | 28.7 | 4.09 | 25.8 | 1202.7 | 0.23 | 369.8 | 61.7 | 431.5 | 96.2 | 2.9 | 0.39 | 10.8 | 438 | 0.06 | 96.3 | 23.8 | 120.2 | 951.1 | 51.5 | 8.83 | 103.4 | 2272.1 | 1.59 | 955 | 171.5 | 1126.5 | 37.75 | 38.76 | 0.26 | 76.76 | 40.97 | 42.52 | 0.28 | 83.77 | 683445.3 | 195112.3 | 429.2 | 4257.5 | 0 | 8374.7 | 133799.6 | 0 | 940.1 | 19249.4 | 187515.3 | 0 | 13144.6 | 3315.4 | 25381.6 | 88396.1 | 9655.2 | 14063.7 | 0 | 129001.6 | 43461.9 | 2459.4 | 15177.2 | 11037.4 | 2617.4 | 8315.2
4362 | 182 | Day182 | 17 | Hour17 | 6 | Summer | 2117 | #N/A | Summer | 680197.2 | 2024-07-01 17:00 | 673795.9 | 181.5 | 1374.6 | 4845.2 | 680197.2 | 644239.7 | 504700.5 | 0.0438 | 0.0751 | 0.48 | 0.46 | 357.5 | 27.4 | 3.91 | 25.4 | 1176.8 | 0.23 | 359.4 | 60.6 | 419.9 | 383.8 | 29.4 | 4.19 | 27.4 | 1266 | 0.24 | 385.8 | 65.2 | 451 | 141.1 | 4.5 | 0.63 | 16 | 606.8 | 0.11 | 141.4 | 34.1 | 175.5 | 960.5 | 40.9 | 7.58 | 118.9 | 2310.1 | 1.84 | 963.8 | 188.3 | 1152.1 | 38.47 | 46.27 | 0.26 | 85 | 41.72 | 50.67 | 0.28 | 92.67 | 680197.2 | 175496.7 | 687.2 | 4257.5 | 0 | 8374.7 | 135226.8 | 0 | 906 | 17587 | 190292 | 0 | 19861.4 | 3315.4 | 28257 | 88396.1 | 11357.2 | 14675.2 | 0 | 106819.4 | 47612.1 | 2572 | 12137.8 | 12282.5 | 1969.5 | 8315.2
4363 | 182 | Day182 | 18 | Hour18 | 6 | Summer | 2117 | #N/A | Summer | 668725.9 | 2024-07-01 18:00 | 664300.8 | 0 | 0 | 4425.1 | 668725.9 | 635507.7 | 527248.4 | 0.0433 | 0.0739 | 0.44 | 0.43 | 381.7 | 28.7 | 4.09 | 27.6 | 1272.2 | 0.24 | 383.6 | 65.6 | 449.3 | 408.7 | 30.6 | 4.37 | 29.7 | 1365.2 | 0.26 | 410.8 | 70.5 | 481.3 | 282 | 8.8 | 1.26 | 32.5 | 1188.2 | 0.25 | 282.6 | 68 | 350.6 | 818.9 | 41.5 | 5.59 | 73.4 | 3433.6 | 0.39 | 821.6 | 175.9 | 997.5 | 57.75 | 59.54 | 0.26 | 117.54 | 62.5 | 64.9 | 0.28 | 127.67 | 668725.9 | 141477.4 | 1696.9 | 4257.5 | 0 | 8374.7 | 137861.2 | 0 | 825.7 | 12066.7 | 193638.9 | 0 | 29245.5 | 3315.4 | 33205 | 88396.1 | 12577.8 | 14679.3 | 0 | 73998.1 | 51674.1 | 2912.7 | 10399.5 | 12413.9 | 1312.4 | 8315.2
4364 | 182 | Day182 | 19 | Hour19 | 6 | Summer | 2117 | #N/A | Summer | 652770.3 | 2024-07-01 19:00 | 649260.2 | 0 | 0 | 3510.1 | 652770.3 | 621607.8 | 542467.1 | 0.0426 | 0.0721 | 0.42 | 0.4 | 399.2 | 30.1 | 4.3 | 28.8 | 1324.5 | 0.25 | 401.3 | 68.3 | 469.7 | 427.2 | 32.1 | 4.58 | 31 | 1421.6 | 0.27 | 429.4 | 73.4 | 502.8 | 415.6 | 12.8 | 1.83 | 48 | 1761.4 | 0.36 | 416.4 | 100.5 | 517 | 1152.1 | 62.6 | 11.14 | 129.8 | 2384.3 | 2.18 | 1157 | 201.4 | 1358.4 | 41.85 | 44.45 | 0.26 | 86.56 | 45.13 | 48.27 | 0.28 | 93.67 | 652770.3 | 110303.2 | 3472.8 | 4257.5 | 0 | 8374.7 | 141656.7 | 0 | 612.8 | 7803.4 | 196425 | 0 | 29117.8 | 3315.4 | 39422.8 | 88396.1 | 13502.5 | 14525.8 | 0 | 43993.8 | 54664.9 | 3228.4 | 7867.6 | 10667.9 | 2056.1 | 8315.2
4365 | 182 | Day182 | 20 | Hour20 | 6 | Summer | 2117 | #N/A | Summer | 634236 | 2024-07-01 20:00 | 630333.9 | 0 | 0 | 3902.1 | 634236 | 604049.4 | 549684.3 | 0.0417 | 0.07 | 0.41 | 0.4 | 400.8 | 30.8 | 4.4 | 28.3 | 1319.3 | 0.25 | 402.9 | 67.7 | 470.6 | 429.3 | 32.9 | 4.69 | 30.5 | 1417.7 | 0.27 | 431.6 | 72.8 | 504.4 | 457.4 | 14.5 | 2.06 | 52.1 | 1947.9 | 0.39 | 458.4 | 110.3 | 568.7 | 678.2 | 13.8 | 1.58 | 80.8 | 3387.4 | 0.38 | 679 | 181.8 | 860.9 | 42.32 | 13.42 | 0.26 | 56 | 45.53 | 14.56 | 0.28 | 60.38 | 634236 | 84551.7 | 3524.4 | 4257.5 | 0 | 8374.7 | 142282.8 | 0 | 221.2 | 4125.9 | 200200.7 | 0 | 20090.9 | 3315.4 | 52805.2 | 88396.1 | 11156.1 | 15280.4 | 0 | 12710.2 | 64219.7 | 3274.6 | 2541.2 | 7772.4 | 3766.9 | 8315.2
4366 | 182 | Day182 | 21 | Hour21 | 6 | Summer | 2117 | #N/A | Summer | 613147.4 | 2024-07-01 21:00 | 608642.6 | 0 | 0 | 4504.8 | 613147.4 | 583886.2 | 539827 | 0.0407 | 0.0674 | 0.41 | 0.39 | 400.4 | 31.4 | 4.48 | 27.7 | 1303.3 | 0.25 | 402.6 | 66.6 | 469.2 | 428.8 | 33.5 | 4.77 | 29.9 | 1400.9 | 0.27 | 431.1 | 71.7 | 502.8 | 452.3 | 15.2 | 2.16 | 50.7 | 1906.2 | 0.38 | 453.3 | 107.6 | 560.9 | 666.6 | 12.6 | 1.26 | 78.7 | 3485.8 | 0.29 | 667.3 | 182.7 | 850 | 40.49 | 18.82 | 0.27 | 59.57 | 43.43 | 20.26 | 0.29 | 63.98 | 613147.4 | 73320.4 | 6029.5 | 4257.5 | 0 | 8374.7 | 141427.9 | 0 | 0 | 218.3 | 200743.2 | 0 | 10954.8 | 3315.4 | 49279.3 | 88396.1 | 9755.7 | 17292.9 | 0 | 296.7 | 68935.4 | 3869.9 | 1011.9 | 5308.2 | 5392.8 | 8315.2
4367 | 182 | Day182 | 22 | Hour22 | 6 | Summer | 2117 | #N/A | Summer | 579985.8 | 2024-07-01 22:00 | 574721.9 | 0 | 0 | 5264 | 579985.8 | 552194 | 507266.9 | 0.0392 | 0.0637 | 0.41 | 0.4 | 398.6 | 32 | 4.56 | 26.8 | 1286.2 | 0.24 | 400.8 | 65.2 | 466 | 417.8 | 33.4 | 4.76 | 28.3 | 1352.2 | 0.25 | 420.1 | 68.6 | 488.8 | 391.3 | 14.5 | 2.04 | 42.1 | 1642.6 | 0.3 | 392.3 | 91.1 | 483.4 | 908.1 | 32.1 | 6.05 | 117.1 | 2484.7 | 1.67 | 910.7 | 191.6 | 1102.4 | 35.94 | 7.8 | 0.27 | 44.01 | 38.4 | 8.43 | 0.29 | 47.13 | 579985.8 | 72719 | 5981.7 | 4257.5 | 0 | 8374.7 | 138382.9 | 0 | 0 | 0.2 | 194500.4 | 0 | 3841.3 | 3315.4 | 49186.8 | 88396.1 | 6261.5 | 4768.6 | 0 | 1.3 | 69392 | 3325.4 | 60.7 | 2097.4 | 3915.1 | 8315.2
4368 | 182 | Day182 | 23 | Hour23 | 6 | Summer | 2117 | #N/A | Summer | 543300.4 | 2024-07-01 23:00 | 538250.5 | 0 | 0 | 5049.9 | 543300.4 | 517972 | 471626.2 | 0.0377 | 0.0596 | 0.42 | 0.42 | 381.9 | 30.3 | 4.31 | 26.3 | 1246 | 0.23 | 384 | 63.5 | 447.5 | 398.5 | 31.5 | 4.48 | 27.5 | 1302.4 | 0.24 | 400.6 | 66.4 | 467 | 460.5 | 26.6 | 3.68 | 38.7 | 1800.4 | 0.24 | 462.3 | 92.4 | 554.7 | 450.7 | 11.5 | 1.32 | 50.8 | 2247 | 0.21 | 451.4 | 117.8 | 569.1 | 32.14 | 0 | 0.28 | 32.42 | 34.19 | 0 | 0.3 | 34.49 | 543300.4 | 71674.1 | 4100.5 | 4250 | 0 | 8374.7 | 122288.2 | 0 | 0 | 0 | 182988.5 | 0 | 2372.5 | 3315.4 | 48068 | 88396.1 | 5574.4 | 1897.9 | 0 | 0 | 68762.6 | 2911.5 | 0.1 | 1357.8 | 2894.8 | 8315.2
4369 | 183 | Day183 | 0 | Hour0 | 7 | Summer | 46 | 674505.2 | Summer | 515557.4 | 2024-07-02 | 501805.2 | 110 | 8413.6 | 5228.6 | 515557.4 | 483618.1 | 446352.5 | 0.0362 | 0.0556 | 0.44 | 0.43 | 368 | 28.7 | 4.08 | 25.9 | 1215.7 | 0.23 | 370 | 62.2 | 432.2 | 384.5 | 29.9 | 4.26 | 27.1 | 1270.1 | 0.24 | 386.6 | 65 | 451.6 | 468.7 | 27.6 | 3.81 | 38.6 | 1834.3 | 0.23 | 470.6 | 93.3 | 563.9 | 701.3 | 45.7 | 6.35 | 53.6 | 2623.4 | 0.34 | 704.4 | 131.9 | 836.2 | 30.75 | 0 | 0.28 | 31.04 | 32.55 | 0 | 0.3 | 32.85 | 515557.4 | 69204.9 | 2663.6 | 4247.1 | 0 | 8374.7 | 109179.4 | 0 | 0 | 0 | 173990.6 | 0 | 2372.5 | 3315.4 | 46439.6 | 88396.1 | 5327.2 | 2046.2 | 0 | 0 | 67099.4 | 2105.5 | 0 | 402.3 | 1461.9 | 8315.2
4370 | 183 | Day183 | 1 | Hour1 | 7 | Summer | 2117 | #N/A | Summer | 490623.5 | 2024-07-02 01:00 | 470783.7 | 110 | 14521.6 | 5208.2 | 490623.5 | 454269.8 | 423523.3 | 0.0351 | 0.0522 | 0.45 | 0.44 | 358.6 | 27.7 | 3.94 | 25.6 | 1191.4 | 0.22 | 360.5 | 61.2 | 421.7 | 373.3 | 28.9 | 4.1 | 26.6 | 1239.2 | 0.23 | 375.3 | 63.6 | 438.9 | 486.3 | 30.3 | 4.2 | 38.6 | 1852.9 | 0.24 | 488.3 | 93.9 | 582.2 | 1027.8 | 103.7 | 14.96 | 45.2 | 2691.8 | 0.51 | 1035 | 125.5 | 1160.6 | 29.61 | 0 | 0.28 | 29.9 | 31.22 | 0 | 0.3 | 31.52 | 490623.5 | 67100.2 | 892 | 4247.1 | 0 | 8374.7 | 100337.6 | 0 | 0 | 0 | 164111 | 0 | 2372.5 | 3315.4 | 44848.4 | 88396.1 | 5075.1 | 1553.2 | 0 | 0 | 64549.4 | 2550.8 | 0 | 0 | 90.7 | 8315.2
4371 | 183 | Day183 | 2 | Hour2 | 7 | Summer | 2117 | #N/A | Summer | 466059.8 | 2024-07-02 02:00 | 446613.6 | 110 | 14521.6 | 4814.5 | 466059.8 | 431332.3 | 400044.6 | 0.0342 | 0.0495 | 0.45 | 0.45 | 352.8 | 27.2 | 3.86 | 25.4 | 1174.9 | 0.22 | 354.7 | 60.5 | 415.2 | 366.7 | 28.2 | 4.01 | 26.4 | 1220 | 0.23 | 368.6 | 62.8 | 431.4 | 509.3 | 32.9 | 4.58 | 39.4 | 1902.2 | 0.25 | 511.6 | 96.1 | 607.7 | 957.8 | 99.7 | 14.43 | 39.3 | 2408.8 | 0.48 | 964.7 | 111.2 | 1075.9 | 28.74 | 0 | 0.28 | 29.02 | 30.21 | 0 | 0.3 | 30.51 | 466059.8 | 66015.2 | 0 | 4247.1 | 0 | 8374.7 | 93144.4 | 0 | 0 | 0 | 154273.8 | 0 | 2372.5 | 3315.4 | 39651.9 | 88396.1 | 4893.9 | 1374.6 | 0 | 0 | 63996.2 | 2019 | 0 | 0 | 177.9 | 8315.2
4372 | 183 | Day183 | 3 | Hour3 | 7 | Summer | 2117 | #N/A | Summer | 447653.8 | 2024-07-02 03:00 | 428231.4 | 110.5 | 14734.6 | 4577.1 | 447653.8 | 413845.5 | 382884.4 | 0.0336 | 0.0474 | 0.46 | 0.46 | 349 | 26.7 | 3.79 | 25.4 | 1167.1 | 0.22 | 350.8 | 60.3 | 411.1 | 362.6 | 27.7 | 3.94 | 26.4 | 1211.9 | 0.23 | 364.5 | 62.6 | 427.1 | 519.8 | 34.2 | 4.77 | 39.6 | 1923.6 | 0.26 | 522.1 | 97 | 619.1 | 680.2 | 49 | 6.89 | 47.7 | 2395.7 | 0.33 | 683.5 | 119.2 | 802.7 | 28.03 | 0 | 0.28 | 28.31 | 29.41 | 0 | 0.3 | 29.7 | 447653.8 | 64769.4 | 0 | 4198.3 | 0 | 8374.7 | 87580.3 | 0 | 0 | 2.3 | 148267.8 | 0 | 2372.5 | 3315.4 | 34234.1 | 88396.1 | 4770.4 | 1374.6 | 0 | 4.2 | 62413.9 | 2348.9 | 0 | 0 | 0 | 8315.2
4373 | 183 | Day183 | 4 | Hour4 | 7 | Summer | 2117 | #N/A | Summer | 436928.6 | 2024-07-02 04:00 | 417473.6 | 144.5 | 14734.6 | 4575.8 | 436928.6 | 403595.4 | 373448.6 | 0.0332 | 0.0462 | 0.46 | 0.46 | 348.1 | 26.6 | 3.78 | 25.4 | 1165.4 | 0.22 | 350 | 60.2 | 410.2 | 362.2 | 27.7 | 3.94 | 26.4 | 1211.2 | 0.23 | 364.1 | 62.5 | 426.6 | 526.2 | 36 | 5.04 | 38.9 | 1903.5 | 0.26 | 528.7 | 95.6 | 624.3 | 920.9 | 89.8 | 12.94 | 43.2 | 2507.1 | 0.46 | 927.2 | 118.1 | 1045.2 | 27.2 | 0 | 0.28 | 27.49 | 28.5 | 0 | 0.29 | 28.8 | 436928.6 | 63480 | 0 | 4198.3 | 0 | 8374.7 | 85240.4 | 0 | 0 | 189.1 | 144635 | 0 | 2372.5 | 3315.4 | 31324.2 | 88396.1 | 4515.4 | 1076.4 | 0 | 982.2 | 60166.5 | 2142.2 | 6.7 | 0 | 0 | 8315.2
4374 | 183 | Day183 | 5 | Hour5 | 7 | Summer | 2117 | #N/A | Summer | 431684.8 | 2024-07-02 05:00 | 412015.5 | 657.9 | 14888.2 | 4123.3 | 431684.8 | 398395.2 | 359841 | 0.0331 | 0.0456 | 0.48 | 0.48 | 333.2 | 25.2 | 3.58 | 24.7 | 1122.4 | 0.22 | 334.9 | 58.2 | 393.1 | 347.4 | 26.4 | 3.75 | 25.6 | 1167.8 | 0.23 | 349.2 | 60.5 | 409.7 | 448.3 | 28.8 | 4.01 | 34.9 | 1676.2 | 0.23 | 450.2 | 84.9 | 535.1 | 641.6 | 48 | 6.76 | 43.3 | 2217.1 | 0.3 | 644.8 | 109.5 | 754.3 | 26.23 | 0 | 0.23 | 26.45 | 27.46 | 0 | 0.23 | 27.69 | 431684.8 | 71843.8 | 0 | 4198.3 | 0 | 8374.7 | 79433.5 | 0 | 0 | 592 | 139061.6 | 0 | 2308.9 | 3315.4 | 30160.9 | 88215.3 | 4362.8 | 409.6 | 0 | 11001.5 | 58721.5 | 1528.7 | 721.4 | 0 | 0 | 8315.2
4375 | 183 | Day183 | 6 | Hour6 | 7 | Summer | 2117 | #N/A | Summer | 438583 | 2024-07-02 06:00 | 415350 | 4360.3 | 14888.2 | 3984.6 | 438583 | 401568.9 | 340479.7 | 0.0332 | 0.046 | 0.53 | 0.52 | 303.6 | 23.1 | 3.27 | 22.6 | 1019.7 | 0.2 | 305.2 | 53.1 | 358.2 | 318.2 | 24.3 | 3.45 | 23.5 | 1064.7 | 0.21 | 319.9 | 55.3 | 375.2 | 204.8 | 8 | 1.05 | 20.8 | 915.9 | 0.11 | 205.3 | 48.1 | 253.4 | 528.4 | 33 | 4.55 | 41.6 | 2034 | 0.25 | 530.6 | 102.3 | 632.9 | 24.76 | 0 | 0.24 | 25.01 | 25.96 | 0 | 0.23 | 26.19 | 438583 | 98103.3 | 0 | 4198.3 | 0 | 8374.7 | 73531.8 | 0 | 0 | 6746 | 126614.7 | 0 | 2308.9 | 3315.4 | 29676.1 | 88097 | 4362.8 | 0 | 0 | 35972 | 54135.6 | 1249.7 | 3581 | 0 | 0 | 8315.2
4376 | 183 | Day183 | 7 | Hour7 | 7 | Summer | 2117 | #N/A | Summer | 460854.2 | 2024-07-02 07:00 | 437747.6 | 4395.6 | 14679.3 | 4031.7 | 460854.2 | 422871.2 | 340905.1 | 0.034 | 0.0486 | 0.54 | 0.54 | 293.8 | 22.4 | 3.19 | 21.8 | 983.8 | 0.2 | 295.4 | 51.1 | 346.5 | 307.7 | 23.6 | 3.36 | 22.6 | 1026.3 | 0.2 | 309.4 | 53.2 | 362.6 | 122.9 | 3.4 | 0.42 | 13.8 | 587.7 | 0.07 | 123.1 | 31.3 | 154.5 | 1087.2 | 120.9 | 17.54 | 37.4 | 2507 | 0.54 | 1095.5 | 112.3 | 1207.8 | 25.65 | 0 | 0.24 | 25.9 | 26.96 | 0 | 0.23 | 27.19 | 460854.2 | 119949.1 | 16.2 | 4198.3 | 0 | 8374.7 | 75370.6 | 0 | 42 | 9944.7 | 127727.9 | 0 | 2308.9 | 3315.4 | 26834.1 | 88396.1 | 4362.8 | 0 | 0 | 73575.8 | 35024.4 | 1362.2 | 6197.1 | 0 | 0 | 8315.2
4377 | 183 | Day183 | 8 | Hour8 | 7 | Summer | 2117 | #N/A | Summer | 498911.8 | 2024-07-02 08:00 | 475635.1 | 2985 | 15982.4 | 4309.3 | 498911.8 | 458771.1 | 343031 | 0.0354 | 0.0531 | 0.56 | 0.56 | 287.5 | 22.5 | 3.2 | 20.6 | 946.4 | 0.19 | 289 | 48.9 | 337.9 | 301.2 | 23.7 | 3.37 | 21.5 | 988 | 0.2 | 302.8 | 51 | 353.8 | 69.6 | 1.9 | 0.24 | 8 | 330.9 | 0.04 | 69.7 | 17.8 | 87.5 | 510.9 | 28.4 | 3.85 | 43.4 | 2078.3 | 0.23 | 512.8 | 105.4 | 618.1 | 24.54 | 0 | 0.28 | 24.82 | 25.93 | 0 | 0.28 | 26.21 | 498911.8 | 155880.9 | 0 | 4198.3 | 0 | 8374.7 | 82873.7 | 0 | 474.6 | 12522.7 | 128976.4 | 0 | 2308.9 | 3315.4 | 21586.8 | 87033.9 | 4362.8 | 0 | 0 | 115007.4 | 26892.1 | 984 | 8769.9 | 0 | 0 | 8315.2
4378 | 183 | Day183 | 9 | Hour9 | 7 | Summer | 2117 | #N/A | Summer | 545768 | 2024-07-02 09:00 | 517163.8 | 5910.9 | 17199.2 | 5494 | 545768 | 497927.2 | 361737.3 | 0.0372 | 0.058 | 0.55 | 0.55 | 293.7 | 23.1 | 3.29 | 20.7 | 964.4 | 0.19 | 295.3 | 49.5 | 344.8 | 311.5 | 24.6 | 3.5 | 21.8 | 1018.4 | 0.2 | 313.2 | 52.2 | 365.4 | 75.2 | 1.8 | 0.21 | 8.7 | 371.7 | 0.04 | 75.3 | 19.8 | 95.1 | 425.7 | 11.3 | 1.3 | 47.4 | 2123.9 | 0.19 | 426.4 | 110.7 | 537.1 | 23.46 | 0 | 0.15 | 23.61 | 25.25 | 0 | 0.18 | 25.43 | 545768 | 184030.6 | 0 | 4181.2 | 0 | 8374.7 | 93566.4 | 0 | 815.2 | 19256.7 | 143578.3 | 0 | 2308.9 | 3315.4 | 15658 | 86391.6 | 4362.8 | 0 | 0 | 137043.6 | 26311.9 | 603.4 | 14365.4 | 0 | 0 | 8315.2
4379 | 183 | Day183 | 10 | Hour10 | 7 | Summer | 2117 | #N/A | Summer | 580745 | 2024-07-02 10:00 | 557890.7 | 5144.3 | 12145 | 5565 | 580744.9 | 536161 | 386211.2 | 0.0389 | 0.0627 | 0.54 | 0.53 | 304.9 | 24.1 | 3.43 | 21.2 | 997.8 | 0.19 | 306.5 | 51 | 357.5 | 323.3 | 25.7 | 3.66 | 22.3 | 1054.2 | 0.2 | 325.1 | 53.8 | 378.9 | 75.3 | 1.7 | 0.2 | 8.8 | 373.2 | 0.04 | 75.4 | 20 | 95.4 | 875.5 | 94.7 | 13.72 | 32.5 | 2102.4 | 0.43 | 882 | 95.3 | 977.3 | 25.1 | 0 | 0.16 | 25.26 | 27.23 | 0 | 0.18 | 27.41 | 580745 | 194533.7 | 0 | 4230 | 0 | 8374.7 | 104218.1 | 0 | 934.4 | 20483.2 | 157519.5 | 0 | 2313.7 | 3315.4 | 15417 | 86391.6 | 4362.8 | 68.4 | 0 | 144184 | 28373.2 | 558.9 | 16503 | 213 | 103.7 | 8315.2
4380 | 183 | Day183 | 11 | Hour11 | 7 | Summer | 2117 | #N/A | Summer | 608079.2 | 2024-07-02 11:00 | 594058 | 4332.4 | 4151.1 | 5537.7 | 608079.3 | 569991.6 | 408530.1 | 0.0405 | 0.0667 | 0.53 | 0.52 | 315.6 | 25.4 | 3.62 | 21.4 | 1019.7 | 0.19 | 317.3 | 51.9 | 369.2 | 333.5 | 26.9 | 3.83 | 22.6 | 1076.5 | 0.2 | 335.3 | 54.7 | 390.1 | 67.5 | 1.5 | 0.17 | 7.9 | 337.8 | 0.04 | 67.6 | 18 | 85.5 | 879 | 94.9 | 13.76 | 33.1 | 2100.4 | 0.44 | 885.6 | 95.8 | 981.4 | 27.22 | 0 | 0.15 | 27.37 | 29.72 | 0 | 0.18 | 29.9 | 608079.2 | 199549.2 | 0.1 | 4230 | 0 | 8374.7 | 115250.4 | 0 | 963.1 | 20439.6 | 164070.8 | 0 | 2372.5 | 3315.4 | 19478.8 | 86391.6 | 4679.1 | 366.6 | 0 | 146439.5 | 30738.6 | 968.4 | 17645.4 | 2414.4 | 136.2 | 8315.2
4381 | 183 | Day183 | 12 | Hour12 | 7 | Summer | 2117 | #N/A | Summer | 636486.6 | 2024-07-02 12:00 | 623028.6 | 3772.4 | 4151.1 | 5534.5 | 636486.6 | 596999.5 | 436629.6 | 0.0418 | 0.0699 | 0.51 | 0.51 | 330.2 | 26.7 | 3.81 | 22.3 | 1056.8 | 0.2 | 332 | 53.8 | 385.8 | 349.5 | 28.2 | 4.03 | 23.6 | 1118 | 0.22 | 351.4 | 56.9 | 408.4 | 68 | 1.7 | 0.19 | 7.7 | 343.6 | 0.03 | 68.1 | 18 | 86.1 | 845 | 78.6 | 11.3 | 44.9 | 2404.2 | 0.46 | 850.4 | 116.7 | 967.1 | 31.81 | 0.2 | 0.26 | 32.27 | 34.72 | 0.22 | 0.28 | 35.21 | 636486.6 | 199857.1 | 174.7 | 4240.4 | 0 | 8374.7 | 126050.8 | 0 | 958.7 | 20096.6 | 173121.3 | 0 | 3040.6 | 3315.4 | 23807.5 | 86391.6 | 6888.8 | 1223.9 | 0 | 144961.7 | 32486.3 | 1353.7 | 17747.9 | 8397.8 | 859.6 | 8315.2
4382 | 183 | Day183 | 13 | Hour13 | 7 | Summer | 2117 | #N/A | Summer | 655147.8 | 2024-07-02 13:00 | 643474.9 | 3108.6 | 3444.3 | 5119.9 | 655147.7 | 616026.9 | 453500.7 | 0.0426 | 0.0721 | 0.52 | 0.51 | 328.5 | 26.4 | 3.77 | 22.3 | 1053.9 | 0.2 | 330.3 | 53.7 | 384.1 | 352.4 | 28.3 | 4.05 | 23.9 | 1130.8 | 0.22 | 354.3 | 57.7 | 412 | 72.9 | 2.1 | 0.25 | 8 | 355.2 | 0.03 | 73 | 18.6 | 91.6 | 619.8 | 11.8 | 1.21 | 73.3 | 3218.1 | 0.28 | 620.5 | 169.3 | 789.7 | 35.84 | 9.01 | 0.26 | 45.12 | 38.9 | 9.92 | 0.28 | 49.1 | 655147.8 | 201647.1 | 110.2 | 4240.4 | 0 | 8374.7 | 128343.3 | 0 | 953.8 | 20054.2 | 176479.6 | 0 | 4209.1 | 3315.4 | 23548.3 | 88396.1 | 7179.6 | 9304 | 0 | 141582.8 | 37339.3 | 1717 | 16594.8 | 12237.2 | 739.9 | 8315.2
4383 | 183 | Day183 | 14 | Hour14 | 7 | Summer | 2117 | #N/A | Summer | 663751.6 | 2024-07-02 14:00 | 655057.2 | 128.6 | 3412.4 | 5153.4 | 663751.5 | 626791.9 | 464308.2 | 0.0431 | 0.0733 | 0.51 | 0.5 | 331.8 | 26.4 | 3.77 | 22.8 | 1069 | 0.21 | 333.6 | 54.7 | 388.3 | 356.1 | 28.3 | 4.04 | 24.6 | 1149.2 | 0.22 | 358.1 | 58.9 | 417 | 91.5 | 2.8 | 0.37 | 10.1 | 420.9 | 0.06 | 91.6 | 22.6 | 114.3 | 897.7 | 68.1 | 9.61 | 59.9 | 3055.4 | 0.44 | 902.3 | 151 | 1053.4 | 36.33 | 23.69 | 0.26 | 60.28 | 39.4 | 25.99 | 0.28 | 65.67 | 663751.6 | 199443.3 | 204.6 | 4240.4 | 0 | 8374.7 | 128791.9 | 0 | 949.4 | 19035.4 | 178803.4 | 0 | 6955.9 | 3315.4 | 24005.8 | 88396.1 | 8821.2 | 12398.9 | 0 | 136073.9 | 40951.9 | 2432.7 | 16075.9 | 13424.9 | 1403.7 | 8315.2
4384 | 183 | Day183 | 15 | Hour15 | 7 | Summer | 2117 | #N/A | Summer | 671442.6 | 2024-07-02 15:00 | 663028.8 | 0 | 3408.2 | 5005.5 | 671442.5 | 634216.6 | 472342.3 | 0.0434 | 0.0741 | 0.51 | 0.5 | 335.1 | 26.4 | 3.78 | 23.2 | 1084.5 | 0.21 | 336.9 | 55.6 | 392.5 | 359.6 | 28.3 | 4.04 | 25 | 1166 | 0.23 | 361.6 | 59.8 | 421.4 | 100.6 | 3 | 0.38 | 11.2 | 470 | 0.06 | 100.8 | 25.2 | 126 | 1012 | 89 | 13.34 | 63.7 | 2508.2 | 0.89 | 1018.3 | 138.6 | 1157 | 37.36 | 32.39 | 0.26 | 70.01 | 40.52 | 35.51 | 0.28 | 76.31 | 671442.6 | 199100.2 | 279.1 | 4240.4 | 0 | 8374.7 | 130338.7 | 0 | 961.3 | 18186.5 | 181375.5 | 0 | 9468.5 | 3315.4 | 24138.6 | 88396.1 | 9350.4 | 13064.9 | 0 | 129446.4 | 47703.3 | 2802.7 | 14827.5 | 13237.3 | 2379.3 | 8315.2
4385 | 183 | Day183 | 16 | Hour16 | 7 | Summer | 2117 | #N/A | Summer | 674505.2 | 2024-07-02 16:00 | 665798.8 | 219.4 | 3408.2 | 5078.9 | 674505.2 | 636825.5 | 477994.6 | 0.0435 | 0.0743 | 0.5 | 0.49 | 337.9 | 26.4 | 3.78 | 23.6 | 1098.8 | 0.21 | 339.8 | 56.4 | 396.2 | 363.9 | 28.4 | 4.05 | 25.5 | 1185.5 | 0.23 | 365.8 | 60.9 | 426.8 | 123.3 | 3.6 | 0.48 | 14 | 558.6 | 0.09 | 123.5 | 30.7 | 154.2 | 619.9 | 12.3 | 1.29 | 73 | 3197.3 | 0.29 | 620.6 | 168.4 | 789 | 38.14 | 29.96 | 0.26 | 68.36 | 41.41 | 32.86 | 0.28 | 74.54 | 674505.2 | 196510.6 | 433.2 | 4246.4 | 0 | 8374.7 | 130434.1 | 0 | 954.1 | 19631.9 | 181911.1 | 0 | 12394 | 3315.4 | 24339.4 | 88396.1 | 9911.8 | 14238.5 | 0 | 120773.8 | 52572.7 | 2578 | 14274.9 | 12665.8 | 1418.2 | 8315.2
4386 | 183 | Day183 | 17 | Hour17 | 7 | Summer | 2117 | #N/A | Summer | 669209.5 | 2024-07-02 17:00 | 661213.4 | 88.7 | 3177.5 | 4729.9 | 669209.5 | 632625.7 | 488651.4 | 0.0432 | 0.0736 | 0.49 | 0.47 | 350.7 | 27.2 | 3.89 | 24.8 | 1142.8 | 0.22 | 352.6 | 58.9 | 411.5 | 376.7 | 29.1 | 4.16 | 26.7 | 1230.3 | 0.24 | 378.7 | 63.4 | 442.1 | 183.5 | 5.6 | 0.78 | 20.9 | 801.5 | 0.14 | 183.9 | 44.8 | 228.7 | 995.3 | 54.4 | 9.5 | 109.8 | 2203 | 1.78 | 999.5 | 175.9 | 1175.4 | 38.58 | 24.72 | 0.26 | 63.56 | 41.82 | 27.05 | 0.28 | 69.15 | 669209.5 | 180558.1 | 915.3 | 4257.5 | 0 | 8374.7 | 132380.4 | 0 | 935.4 | 17127.8 | 182650.4 | 0 | 16461.6 | 3315.4 | 26404.2 | 88396.1 | 11587 | 13908.8 | 0 | 103025.9 | 57666.9 | 1802.1 | 12264.6 | 13089.8 | 1487.2 | 8315.2
4387 | 183 | Day183 | 18 | Hour18 | 7 | Summer | 2117 | #N/A | Summer | 655666.9 | 2024-07-02 18:00 | 650943.8 | 50.5 | 0 | 4672.6 | 655666.9 | 623149 | 502760.3 | 0.0427 | 0.0724 | 0.46 | 0.45 | 370.7 | 28.6 | 4.09 | 26.2 | 1210.4 | 0.24 | 372.7 | 62.3 | 435 | 396.7 | 30.5 | 4.36 | 28.2 | 1300.1 | 0.25 | 398.8 | 67 | 465.9 | 295.1 | 8.9 | 1.27 | 34.2 | 1259.3 | 0.26 | 295.7 | 71.8 | 367.5 | 790.5 | 38.8 | 5.21 | 72 | 3351.7 | 0.38 | 793.1 | 172 | 965.1 | 62.63 | 25.67 | 0.26 | 88.57 | 67.69 | 27.91 | 0.28 | 95.88 | 655666.9 | 152906.6 | 2357.8 | 4257.5 | 0 | 8374.7 | 136281.1 | 0 | 867.9 | 12056.8 | 185269.1 | 0 | 20094.4 | 3315.4 | 27868.1 | 88396.1 | 12071.5 | 14474.6 | 0 | 75855.2 | 62539.6 | 1587 | 10425.1 | 11465.1 | 1737.9 | 8315.2
4388 | 183 | Day183 | 19 | Hour19 | 7 | Summer | 2117 | #N/A | Summer | 640252.1 | 2024-07-02 19:00 | 636377.4 | 0 | 0 | 3874.7 | 640252.1 | 609668.6 | 510667.6 | 0.042 | 0.0706 | 0.44 | 0.43 | 380.4 | 29.6 | 4.22 | 26.7 | 1239.6 | 0.24 | 382.4 | 63.7 | 446.1 | 406.7 | 31.5 | 4.49 | 28.7 | 1330.6 | 0.26 | 408.8 | 68.4 | 477.3 | 382.7 | 12 | 1.69 | 43.5 | 1647.9 | 0.31 | 383.6 | 92.7 | 476.3 | 1022.3 | 54.2 | 9.13 | 110.2 | 2632.1 | 1.6 | 1026.4 | 189.1 | 1215.5 | 39.82 | 7.2 | 0.26 | 47.29 | 42.88 | 7.8 | 0.28 | 50.97 | 640252.1 | 129584.5 | 3317.4 | 4257.5 | 0 | 8374.7 | 137921 | 0 | 705.3 | 8145 | 190800.2 | 0 | 16268.2 | 3315.4 | 32806.4 | 88396.1 | 11268 | 13942.6 | 0 | 47101.6 | 72275.2 | 1357.3 | 7904.2 | 8407.4 | 2210.3 | 8315.2
4389 | 183 | Day183 | 20 | Hour20 | 7 | Summer | 2117 | #N/A | Summer | 623418.4 | 2024-07-02 20:00 | 618861.1 | 0 | 0 | 4557.3 | 623418.4 | 593400.6 | 520277.4 | 0.0411 | 0.0686 | 0.43 | 0.42 | 383.5 | 30.3 | 4.33 | 26.3 | 1241.6 | 0.24 | 385.6 | 63.4 | 449 | 409.6 | 32.3 | 4.6 | 28.3 | 1331.2 | 0.25 | 411.9 | 68.1 | 479.9 | 420.2 | 13.3 | 1.88 | 47.8 | 1794.9 | 0.35 | 421.1 | 101.4 | 522.5 | 1082.9 | 104.3 | 15.02 | 52.1 | 2983.8 | 0.54 | 1090.1 | 141.2 | 1231.3 | 40.53 | 0 | 0.27 | 40.79 | 43.54 | 0 | 0.29 | 43.82 | 623418.4 | 103141 | 2842.1 | 4257.5 | 0 | 8374.7 | 139151.3 | 0 | 268.6 | 4448.4 | 195949.1 | 0 | 8121.3 | 3315.4 | 46721.9 | 88396.1 | 9106.2 | 14041.7 | 0 | 14271.4 | 82776.3 | 1376.3 | 2589.4 | 2416.3 | 2707.8 | 8315.2
4390 | 183 | Day183 | 21 | Hour21 | 7 | Summer | 2117 | #N/A | Summer | 605116 | 2024-07-02 21:00 | 599708.8 | 0 | 0 | 5407.2 | 605116 | 575554.4 | 512852.1 | 0.0403 | 0.0664 | 0.43 | 0.42 | 386.5 | 30.8 | 4.38 | 26.3 | 1252.8 | 0.23 | 388.6 | 63.7 | 452.3 | 407.5 | 32.3 | 4.6 | 27.9 | 1326.2 | 0.25 | 409.7 | 67.5 | 477.2 | 395.7 | 13.7 | 1.95 | 44 | 1652.7 | 0.33 | 396.6 | 93.3 | 489.9 | 646.1 | 16 | 1.83 | 73 | 3238.5 | 0.3 | 647.1 | 169.6 | 816.7 | 39.63 | 5.73 | 0.27 | 45.63 | 42.47 | 6.19 | 0.29 | 48.95 | 605116 | 92263.8 | 6794.5 | 4257.5 | 0 | 8374.7 | 137537 | 0 | 0 | 309.7 | 199554.7 | 0 | 3352.9 | 3315.4 | 47553.5 | 88396.1 | 7270.4 | 6445.5 | 0 | 395.1 | 89948.2 | 1610.8 | 1077.6 | 1841.4 | 3835.1 | 8315.2
4391 | 183 | Day183 | 22 | Hour22 | 7 | Summer | 2117 | #N/A | Summer | 570593.3 | 2024-07-02 22:00 | 564882.4 | 36.7 | 0 | 5674.3 | 570593.3 | 542971 | 474818.8 | 0.0388 | 0.0626 | 0.45 | 0.45 | 363.6 | 28.7 | 4.08 | 25.1 | 1189.5 | 0.22 | 365.5 | 60.6 | 426.2 | 380.3 | 29.9 | 4.25 | 26.4 | 1248.1 | 0.23 | 382.4 | 63.7 | 446 | 451.7 | 25.4 | 3.57 | 39.4 | 1727 | 0.28 | 453.4 | 90.9 | 544.4 | 1105.6 | 115.2 | 16.65 | 45 | 2794 | 0.54 | 1113.6 | 128.5 | 1242 | 32.84 | 0 | 0.28 | 33.12 | 35.05 | 0 | 0.3 | 35.35 | 570593.3 | 95774.5 | 5245.5 | 4250 | 0 | 8374.7 | 121514.5 | 0 | 0 | 0.2 | 184905.6 | 0 | 1969.7 | 3315.4 | 47392.8 | 88396.1 | 5671.2 | 3783.3 | 0 | 1.4 | 93917.5 | 1855.3 | 76.1 | 339.3 | 3858.5 | 8315.2
4392 | 183 | Day183 | 23 | Hour23 | 7 | Summer | 2117 | #N/A | Summer | 537556.5 | 2024-07-02 23:00 | 525720.7 | 110 | 5808.7 | 5917.1 | 537556.5 | 506172.2 | 438636.5 | 0.0372 | 0.0583 | 0.48 | 0.47 | 339 | 26.3 | 3.74 | 24.1 | 1122.4 | 0.21 | 340.8 | 57.6 | 398.4 | 354 | 27.3 | 3.89 | 25.3 | 1175.2 | 0.22 | 355.9 | 60.3 | 416.3 | 496.1 | 33.2 | 4.64 | 37.2 | 1821.5 | 0.24 | 498.3 | 91.6 | 589.9 | 826.2 | 75.4 | 10.8 | 43.6 | 2411.4 | 0.41 | 831.3 | 115.6 | 946.9 | 30.2 | 0 | 0.28 | 30.48 | 32.08 | 0 | 0.3 | 32.37 | 537556.5 | 98920 | 3602.6 | 4231.8 | 0 | 8374.7 | 104274.8 | 0 | 0 | 0 | 169096.1 | 0 | 1746.3 | 3315.4 | 47033.1 | 88396.1 | 5542.3 | 3023.3 | 0 | 0 | 97456.5 | 1463.5 | 0.1 | 0 | 2382.3 | 8315.2
4393 | 184 | Day184 | 0 | Hour0 | 7 | Summer | 17 | 720723.9 | Summer | 508145 | 2024-07-03 | 489608.7 | 110 | 12621.2 | 5805.2 | 508145 | 472086.3 | 410282.8 | 0.0358 | 0.0543 | 0.49 | 0.49 | 327.5 | 25.2 | 3.59 | 23.6 | 1088.7 | 0.21 | 329.2 | 56.1 | 385.3 | 340.1 | 26.2 | 3.72 | 24.5 | 1131.9 | 0.22 | 341.9 | 58.3 | 400.2 | 490.3 | 32.9 | 4.6 | 36.7 | 1795 | 0.24 | 492.5 | 90.3 | 582.8 | 767.7 | 70.6 | 10.13 | 40 | 2221.9 | 0.38 | 772.6 | 106.3 | 878.9 | 27.92 | 0 | 0.28 | 28.2 | 29.48 | 0 | 0.3 | 29.78 | 508145 | 97862.2 | 2397.1 | 4227.1 | 0 | 8374.7 | 94361.1 | 0 | 0 | 0 | 156127.6 | 0 | 1746.3 | 3315.4 | 45108.5 | 88061 | 5189.3 | 1374.6 | 0 | 0 | 96463.1 | 1399.2 | 0 | 0 | 1328.3 | 8315.2
4394 | 184 | Day184 | 1 | Hour1 | 7 | Summer | 2117 | #N/A | Summer | 480327.2 | 2024-07-03 01:00 | 459420.4 | 547.6 | 14892.3 | 5466.8 | 480327.2 | 443498.2 | 385223.6 | 0.0347 | 0.0509 | 0.5 | 0.5 | 320.3 | 24.3 | 3.45 | 23.5 | 1076.2 | 0.21 | 322 | 55.7 | 377.6 | 332.2 | 25.2 | 3.58 | 24.4 | 1116.2 | 0.21 | 334 | 57.7 | 391.7 | 499.1 | 35.9 | 5.05 | 35.3 | 1752.7 | 0.25 | 501.6 | 87.6 | 589.2 | 688.5 | 57.6 | 8.2 | 41.1 | 2174.4 | 0.34 | 692.4 | 106 | 798.4 | 25.42 | 0 | 0.28 | 25.7 | 26.71 | 0 | 0.3 | 27.01 | 480327.2 | 95103.6 | 702.6 | 4227.1 | 0 | 8374.7 | 85169.4 | 0 | 0 | 0 | 148788.1 | 0 | 1746.3 | 3315.4 | 39884.3 | 86698.8 | 4942.1 | 1374.6 | 0 | 0 | 93961.4 | 1142.2 | 0 | 0 | 0 | 8315.2
4395 | 184 | Day184 | 2 | Hour2 | 7 | Summer | 2117 | #N/A | Summer | 459571 | 2024-07-03 02:00 | 437932.9 | 1550.7 | 14892.3 | 5195 | 459570.9 | 423093.4 | 365266.2 | 0.0339 | 0.0484 | 0.5 | 0.5 | 315.1 | 23.7 | 3.37 | 23.4 | 1064.2 | 0.21 | 316.7 | 55.2 | 371.9 | 326.8 | 24.6 | 3.49 | 24.3 | 1103.1 | 0.21 | 328.5 | 57.2 | 385.7 | 471.5 | 31.4 | 4.39 | 35.7 | 1732.8 | 0.24 | 473.6 | 87.4 | 561 | 469.9 | 25.2 | 3.42 | 40.9 | 1926.3 | 0.22 | 471.6 | 98.4 | 569.9 | 23.65 | 0 | 0.28 | 23.93 | 24.81 | 0 | 0.3 | 25.1 | 459571 | 94304.8 | 0 | 4227.1 | 0 | 8373.7 | 79292 | 0 | 0 | 0 | 141718.3 | 0 | 1746.3 | 3315.4 | 35022.5 | 86034.9 | 4751.3 | 784.6 | 0 | 0 | 92806.9 | 1497.9 | 0 | 0 | 0 | 8315.2
4396 | 184 | Day184 | 3 | Hour3 | 7 | Summer | 2117 | #N/A | Summer | 447915.2 | 2024-07-03 03:00 | 425641.6 | 2435.1 | 14892.3 | 4946.2 | 447915.2 | 411403.9 | 356198.4 | 0.0334 | 0.047 | 0.5 | 0.5 | 316 | 23.7 | 3.36 | 23.7 | 1070.8 | 0.21 | 317.7 | 55.6 | 373.3 | 327.6 | 24.6 | 3.49 | 24.5 | 1108.8 | 0.21 | 329.3 | 57.6 | 386.8 | 465.4 | 29.8 | 4.15 | 36.3 | 1747.6 | 0.23 | 467.4 | 88.5 | 555.8 | 528.6 | 40.8 | 5.77 | 34.7 | 1775 | 0.26 | 531.4 | 87.7 | 619 | 23.38 | 0 | 0.28 | 23.66 | 24.49 | 0 | 0.29 | 24.78 | 447915.2 | 91716.8 | 0 | 4227.1 | 0 | 8373.7 | 76971 | 0 | 0 | 1.6 | 139704.6 | 0 | 1746.3 | 3315.4 | 31155.4 | 86034.9 | 4654.6 | 15.3 | 0 | 2.8 | 89976.6 | 1735.7 | 0 | 0 | 0 | 8315.2
4397 | 184 | Day184 | 4 | Hour4 | 7 | Summer | 2117 | #N/A | Summer | 446271.4 | 2024-07-03 04:00 | 425233.4 | 1168 | 14892.3 | 4977.6 | 446271.4 | 411026.2 | 354651.3 | 0.0334 | 0.0469 | 0.5 | 0.5 | 319.9 | 24.1 | 3.42 | 23.8 | 1080.9 | 0.21 | 321.6 | 56.1 | 377.6 | 331.6 | 25 | 3.55 | 24.6 | 1119.4 | 0.22 | 333.3 | 58 | 391.3 | 470 | 30.7 | 4.27 | 36.2 | 1748.1 | 0.24 | 472.1 | 88.4 | 560.4 | 754.4 | 79.1 | 11.44 | 30.3 | 1889.6 | 0.37 | 759.9 | 86.7 | 846.6 | 23.41 | 0 | 0.28 | 23.68 | 24.46 | 0 | 0.29 | 24.74 | 446271.4 | 91620.1 | 4.7 | 4227.1 | 0 | 8373.7 | 78322.3 | 0 | 0 | 193.7 | 139831.7 | 0 | 1724.2 | 3315.4 | 28374.2 | 86034.9 | 4443.1 | 0 | 0 | 1059 | 88471.5 | 1896 | 4.6 | 0 | 0 | 8315.2
4398 | 184 | Day184 | 5 | Hour5 | 7 | Summer | 2117 | #N/A | Summer | 456135.6 | 2024-07-03 05:00 | 435140.3 | 1234 | 14892.3 | 4869 | 456135.6 | 420464.4 | 358271.8 | 0.0337 | 0.048 | 0.5 | 0.5 | 318.8 | 24.1 | 3.42 | 23.6 | 1074.5 | 0.21 | 320.4 | 55.7 | 376.1 | 330.6 | 25.1 | 3.56 | 24.4 | 1113.4 | 0.21 | 332.4 | 57.6 | 390 | 448.6 | 30.2 | 4.22 | 33.6 | 1638.8 | 0.22 | 450.7 | 82.5 | 533.1 | 713.9 | 74.7 | 10.8 | 29.7 | 1796.2 | 0.37 | 719 | 83.3 | 802.4 | 24.11 | 0 | 0.28 | 24.39 | 25.2 | 0 | 0.28 | 25.48 | 456135.6 | 97863.8 | 16.5 | 4227.1 | 0 | 8373.7 | 80243.3 | 0 | 0 | 579 | 141712.5 | 0 | 1682.7 | 3315.4 | 27134.9 | 87122.5 | 4443.1 | 0 | 0 | 8618.9 | 87520.6 | 1145.3 | 738.1 | 0 | 0 | 8315.2
4399 | 184 | Day184 | 6 | Hour6 | 7 | Summer | 2117 | #N/A | Summer | 478572.5 | 2024-07-03 06:00 | 454918.8 | 4185.6 | 14892.3 | 4575.8 | 478572.5 | 439255.2 | 355431.3 | 0.0344 | 0.0503 | 0.53 | 0.53 | 297.6 | 22.5 | 3.19 | 22.1 | 1003.7 | 0.19 | 299.1 | 52.1 | 351.2 | 310.6 | 23.6 | 3.35 | 22.9 | 1044.6 | 0.2 | 312.3 | 54.1 | 366.4 | 226.4 | 10 | 1.33 | 21.8 | 985.2 | 0.11 | 227.1 | 51.2 | 278.2 | 749.6 | 70.1 | 10.06 | 38.2 | 2148.3 | 0.37 | 754.4 | 102.4 | 856.8 | 25.12 | 0 | 0.29 | 25.41 | 26.36 | 0 | 0.28 | 26.65 | 478572.5 | 123141.2 | 314.6 | 4227.1 | 0 | 8374.7 | 78349.6 | 0 | 0 | 7157.8 | 138965.1 | 0 | 1682.7 | 3315.4 | 27937.4 | 87821.7 | 4443.1 | 0 | 0 | 32299.7 | 82891.8 | 791.9 | 3602.4 | 0 | 0 | 8315.2
4400 | 184 | Day184 | 7 | Hour7 | 7 | Summer | 2117 | #N/A | Summer | 509436.3 | 2024-07-03 07:00 | 486429.6 | 3816.9 | 14679.3 | 4510.4 | 509436.3 | 469091.9 | 365046 | 0.0356 | 0.0539 | 0.54 | 0.54 | 296.8 | 23 | 3.27 | 21.4 | 984.3 | 0.19 | 298.4 | 50.8 | 349.2 | 310.3 | 24.2 | 3.44 | 22.2 | 1025.4 | 0.2 | 312 | 52.9 | 364.8 | 125.1 | 3.8 | 0.48 | 13.7 | 592.6 | 0.07 | 125.3 | 31.3 | 156.7 | 773.6 | 69.2 | 9.89 | 41.9 | 2316.6 | 0.37 | 778.4 | 111 | 889.4 | 27.03 | 0 | 0.29 | 27.33 | 28.53 | 0 | 0.29 | 28.82 | 509436.3 | 144390.3 | 349.7 | 4247.1 | 0 | 8374.7 | 86272.3 | 0 | 52.1 | 10286.5 | 140414.3 | 0 | 1682.7 | 3315.4 | 27550.5 | 88396.1 | 4443.1 | 0 | 0 | 71313.5 | 62141.1 | 597.1 | 6510.5 | 0 | 0 | 8315.2
4401 | 184 | Day184 | 8 | Hour8 | 7 | Summer | 2117 | #N/A | Summer | 542138.8 | 2024-07-03 08:00 | 524123.6 | 576.2 | 12830.8 | 4608.1 | 542138.7 | 504645 | 369742.7 | 0.0372 | 0.0582 | 0.55 | 0.55 | 295.9 | 23.4 | 3.33 | 20.8 | 968.1 | 0.19 | 297.5 | 49.7 | 347.3 | 310 | 24.6 | 3.5 | 21.7 | 1011.1 | 0.2 | 311.7 | 51.9 | 363.6 | 87.3 | 2.7 | 0.34 | 9.5 | 411.8 | 0.05 | 87.5 | 21.8 | 109.3 | 819.3 | 76.5 | 10.97 | 41.4 | 2350.4 | 0.4 | 824.5 | 111.5 | 936.1 | 27.04 | 0 | 0.28 | 27.32 | 28.69 | 0 | 0.29 | 28.99 | 542138.8 | 172396 | 0 | 4247.1 | 0 | 8374.7 | 94376 | 0 | 507.5 | 12641 | 143245 | 0 | 1682.7 | 3315.4 | 21662.5 | 88396.1 | 4443.1 | 0 | 0 | 108322.9 | 50417.4 | 507.3 | 9142.9 | 0 | 0 | 8315.2
4402 | 184 | Day184 | 9 | Hour9 | 7 | Summer | 2117 | #N/A | Summer | 587504.4 | 2024-07-03 09:00 | 562500 | 4768.3 | 14680 | 5556.1 | 587504.4 | 540695.1 | 387076.1 | 0.0388 | 0.0625 | 0.56 | 0.55 | 290.1 | 22.7 | 3.23 | 20.5 | 956.3 | 0.18 | 291.6 | 49 | 340.7 | 307.5 | 24.2 | 3.45 | 21.5 | 1008.7 | 0.19 | 309.2 | 51.7 | 360.8 | 87.6 | 2.9 | 0.37 | 9.4 | 408.7 | 0.05 | 87.8 | 21.6 | 109.4 | 766.4 | 65.3 | 9.3 | 44.4 | 2396.9 | 0.37 | 770.9 | 115.9 | 886.9 | 27.87 | 0 | 0.28 | 28.15 | 29.81 | 0 | 0.29 | 30.1 | 587504.4 | 200428.2 | 0 | 4247.1 | 0 | 8374.7 | 99017.6 | 0 | 824.7 | 19615.4 | 156006.8 | 0 | 1682.7 | 3315.4 | 21592.5 | 88396.1 | 4443.1 | 0 | 0 | 129891.3 | 49718.5 | 378.4 | 14177 | 0 | 0 | 8315.2
4403 | 184 | Day184 | 10 | Hour10 | 7 | Summer | 2117 | #N/A | Summer | 619349.2 | 2024-07-03 10:00 | 601536 | 4461.9 | 7963.9 | 5387.5 | 619349.2 | 577223.8 | 408122.8 | 0.0404 | 0.0667 | 0.54 | 0.54 | 301.6 | 24 | 3.42 | 20.7 | 982.1 | 0.19 | 303.2 | 50.1 | 353.3 | 318.8 | 25.5 | 3.63 | 21.8 | 1035.5 | 0.2 | 320.6 | 52.7 | 373.3 | 82.9 | 2.5 | 0.31 | 9.1 | 393.4 | 0.04 | 83.1 | 20.8 | 103.9 | 704 | 54.6 | 7.71 | 45.7 | 2371.5 | 0.33 | 707.7 | 116.4 | 824.1 | 30.14 | 0 | 0.27 | 30.41 | 32.43 | 0 | 0.29 | 32.71 | 619349.2 | 211226.4 | 0 | 4247.1 | 0 | 8374.7 | 111162.7 | 0 | 924.8 | 20814.2 | 164626.7 | 0 | 1682.7 | 3315.4 | 21835.2 | 88396.1 | 4482.2 | 0 | 0 | 137732.9 | 51407.1 | 347.4 | 16784.4 | 30.7 | 0 | 8315.2
4404 | 184 | Day184 | 11 | Hour11 | 7 | Summer | 2117 | #N/A | Summer | 647853.4 | 2024-07-03 11:00 | 635004.3 | 3887.1 | 3408.2 | 5553.8 | 647853.5 | 608391.8 | 432518.7 | 0.0419 | 0.0705 | 0.53 | 0.52 | 317.8 | 25.7 | 3.66 | 21.4 | 1022.2 | 0.19 | 319.6 | 51.9 | 371.5 | 335.4 | 27.2 | 3.87 | 22.5 | 1077.5 | 0.2 | 337.3 | 54.7 | 391.9 | 72.1 | 2 | 0.24 | 8.1 | 350.1 | 0.04 | 72.3 | 18.5 | 90.8 | 595.2 | 15.2 | 1.75 | 66.9 | 2970.7 | 0.27 | 596.2 | 155.5 | 751.7 | 32.64 | 0 | 0.27 | 32.9 | 35.27 | 0 | 0.28 | 35.55 | 647853.4 | 215334.7 | 0 | 4250 | 0 | 8374.7 | 124621 | 0 | 962.7 | 20885.6 | 174068.5 | 0 | 1915.5 | 3315.4 | 22517.5 | 88396.1 | 4964.8 | 95.2 | 0 | 141287.4 | 51935.8 | 263.2 | 17900.6 | 2997.4 | 109.6 | 8315.2
4405 | 184 | Day184 | 12 | Hour12 | 7 | Summer | 2117 | #N/A | Summer | 675249.3 | 2024-07-03 12:00 | 662886.1 | 3500.6 | 3408.2 | 5454.3 | 675249.3 | 634269.4 | 456588.3 | 0.0432 | 0.0736 | 0.52 | 0.51 | 326.3 | 26.2 | 3.73 | 22.1 | 1053.9 | 0.2 | 328.1 | 53.5 | 381.6 | 345.2 | 27.7 | 3.95 | 23.3 | 1113.6 | 0.21 | 347.1 | 56.6 | 403.7 | 69.5 | 2 | 0.24 | 7.6 | 339.4 | 0.03 | 69.6 | 17.7 | 87.4 | 921.1 | 81.1 | 11.6 | 51.2 | 2782.2 | 0.45 | 926.7 | 134.2 | 1060.9 | 36.18 | 0 | 0.26 | 36.45 | 39.24 | 0 | 0.28 | 39.52 | 675249.3 | 218661 | 200.5 | 4257.5 | 0 | 8374.7 | 131261.4 | 0 | 968.4 | 21217.1 | 184399.7 | 0 | 4022.5 | 3315.4 | 25545.7 | 88396.1 | 6040.2 | 774.5 | 0 | 142736.6 | 53501.2 | 237.8 | 17980.5 | 8932.6 | 131.1 | 8315.2
4406 | 184 | Day184 | 13 | Hour13 | 7 | Summer | 2117 | #N/A | Summer | 695822.8 | 2024-07-03 13:00 | 685561.8 | 1969.4 | 2950.3 | 5341.4 | 695822.8 | 655257.3 | 475121.5 | 0.0442 | 0.076 | 0.52 | 0.51 | 325.7 | 25.9 | 3.7 | 22.3 | 1054.8 | 0.2 | 327.5 | 53.7 | 381.3 | 348.5 | 27.7 | 3.95 | 23.9 | 1129.7 | 0.21 | 350.4 | 57.6 | 408 | 68.6 | 2.2 | 0.26 | 7.3 | 330 | 0.03 | 68.8 | 17.2 | 86 | 1225 | 105.1 | 16.16 | 84.2 | 2756.7 | 1.33 | 1232.5 | 166.7 | 1399.2 | 37.55 | 0 | 0.26 | 37.81 | 40.8 | 0 | 0.28 | 41.08 | 695822.8 | 220701.3 | 258.7 | 4257.5 | 0 | 8374.7 | 133221.2 | 0 | 966.4 | 20759.9 | 187155.9 | 0 | 6642.5 | 3315.4 | 26624.4 | 88396.1 | 7328.3 | 9546.8 | 0 | 140030.3 | 58718.6 | 226.1 | 17427.3 | 12988.3 | 181 | 8315.2
4407 | 184 | Day184 | 14 | Hour14 | 7 | Summer | 2117 | #N/A | Summer | 708539.6 | 2024-07-03 14:00 | 700680.4 | 898.2 | 1674.7 | 5286.3 | 708539.6 | 669225 | 489389.9 | 0.0449 | 0.0777 | 0.51 | 0.5 | 329.8 | 25.7 | 3.67 | 23 | 1080.2 | 0.2 | 331.6 | 55.3 | 386.8 | 353.8 | 27.5 | 3.92 | 24.8 | 1161 | 0.22 | 355.7 | 59.4 | 415.1 | 77.9 | 2.5 | 0.32 | 8.3 | 366.4 | 0.04 | 78 | 19.3 | 97.3 | 803.3 | 45.9 | 6.41 | 68.8 | 3096.7 | 0.46 | 806.5 | 161.2 | 967.6 | 38.25 | 0 | 0.25 | 38.5 | 41.6 | 0 | 0.27 | 41.87 | 708539.6 | 219149.7 | 111 | 4257.5 | 0 | 8374.7 | 133494.1 | 0 | 962.2 | 20826.2 | 189264.8 | 0 | 13336.1 | 3315.4 | 27026.3 | 88396.1 | 8725.9 | 13088 | 0 | 136723.9 | 60410.7 | 226.8 | 16407.2 | 14613 | 1306.8 | 8315.2
4408 | 184 | Day184 | 15 | Hour15 | 7 | Summer | 2117 | #N/A | Summer | 716962.5 | 2024-07-03 15:00 | 710636.8 | 50.5 | 1102.5 | 5172.7 | 716962.5 | 678416.8 | 499514.6 | 0.0453 | 0.0787 | 0.51 | 0.5 | 334 | 25.7 | 3.66 | 23.6 | 1100.9 | 0.21 | 335.8 | 56.5 | 392.3 | 358.7 | 27.5 | 3.92 | 25.5 | 1184.7 | 0.22 | 360.6 | 60.9 | 421.4 | 83.9 | 2.6 | 0.33 | 9.2 | 392 | 0.05 | 84 | 20.8 | 104.9 | 1053 | 78.5 | 11.12 | 72.1 | 3577.9 | 0.55 | 1058.4 | 178.9 | 1237.3 | 39.63 | 8.41 | 0.25 | 48.3 | 43.13 | 9.18 | 0.28 | 52.59 | 716962.5 | 217447.9 | 225.3 | 4257.5 | 0 | 8374.7 | 134103.9 | 0 | 964.6 | 21471.9 | 190535.3 | 0 | 18120.9 | 3315.4 | 27495.1 | 88396.1 | 10098.4 | 14592 | 0 | 129619.7 | 65160.2 | 231.5 | 15945 | 14232.9 | 1664.2 | 8315.2
4409 | 184 | Day184 | 16 | Hour16 | 7 | Summer | 2117 | #N/A | Summer | 720723.9 | 2024-07-03 16:00 | 715068.4 | 282.4 | 280.5 | 5092.6 | 720723.9 | 682514.9 | 508740.1 | 0.0455 | 0.0792 | 0.5 | 0.49 | 341.4 | 25.9 | 3.69 | 24.5 | 1132.5 | 0.21 | 343.2 | 58.3 | 401.5 | 366.4 | 27.7 | 3.95 | 26.4 | 1218 | 0.23 | 368.3 | 62.8 | 431.1 | 115.2 | 3.7 | 0.5 | 12.9 | 508.6 | 0.08 | 115.5 | 28.1 | 143.5 | 763.7 | 38.2 | 5.19 | 69.6 | 3169.6 | 0.4 | 766.2 | 164.2 | 930.4 | 40.13 | 15.97 | 0.26 | 56.35 | 43.68 | 17.43 | 0.28 | 61.39 | 720723.9 | 211983.8 | 164.5 | 4257.5 | 0 | 8374.7 | 134854 | 0 | 958.7 | 21432.9 | 191370.9 | 0 | 23753.6 | 3315.4 | 27786 | 88396.1 | 11603.9 | 14863.4 | 0 | 121358 | 67718.7 | 515.5 | 16487.1 | 13448.1 | 1915.4 | 8315.2
4410 | 184 | Day184 | 17 | Hour17 | 7 | Summer | 2117 | #N/A | Summer | 716233.6 | 2024-07-03 17:00 | 711343.8 | 21 | 0 | 4868.8 | 716233.6 | 679105.2 | 524685.4 | 0.0453 | 0.0787 | 0.48 | 0.47 | 357.1 | 26.7 | 3.8 | 26 | 1195.9 | 0.22 | 358.9 | 61.7 | 420.6 | 382.6 | 28.5 | 4.06 | 28 | 1284.2 | 0.24 | 384.6 | 66.3 | 450.9 | 170.2 | 5 | 0.72 | 19.9 | 727.6 | 0.15 | 170.6 | 41.6 | 212.2 | 684.3 | 18.7 | 2.24 | 76.3 | 3340.3 | 0.34 | 685.5 | 175.9 | 861.4 | 40.95 | 16.77 | 0.26 | 57.98 | 44.52 | 18.29 | 0.28 | 63.09 | 716233.6 | 191548.2 | 815.1 | 4257.5 | 0 | 8374.7 | 136885.3 | 0 | 934.3 | 18477.7 | 193365.6 | 0 | 31473.7 | 3315.4 | 30413.3 | 88396.1 | 12678.7 | 14710 | 0 | 100185 | 71612.9 | 338.4 | 12944.2 | 14756 | 2168.1 | 8315.2
4411 | 184 | Day184 | 18 | Hour18 | 7 | Summer | 2117 | #N/A | Summer | 702453.6 | 2024-07-03 18:00 | 698083.9 | 19.6 | 0 | 4350.2 | 702453.6 | 666908.8 | 545548.2 | 0.0446 | 0.0772 | 0.45 | 0.44 | 377.5 | 27.8 | 3.97 | 27.9 | 1265.8 | 0.24 | 379.4 | 65.7 | 445.1 | 404.7 | 29.7 | 4.24 | 30 | 1360.7 | 0.26 | 406.7 | 70.7 | 477.4 | 312.8 | 9.2 | 1.35 | 36.9 | 1307.2 | 0.3 | 313.5 | 76 | 389.4 | 812.2 | 26.8 | 3.71 | 90.2 | 3525 | 0.61 | 814 | 195.4 | 1009.4 | 59.4 | 38.21 | 0.26 | 97.87 | 64.47 | 41.57 | 0.28 | 106.32 | 702453.6 | 156905.4 | 3542.8 | 4257.5 | 0 | 8374.7 | 138934.5 | 0 | 859.8 | 12047.7 | 195867.4 | 0 | 35822.9 | 3315.4 | 36906.7 | 88396.1 | 15555.1 | 14575 | 0 | 68911 | 74835.9 | 251 | 10666.8 | 14556.2 | 1788.4 | 8315.2
4412 | 184 | Day184 | 19 | Hour19 | 7 | Summer | 2117 | #N/A | Summer | 680839.1 | 2024-07-03 19:00 | 676912.8 | 0 | 0 | 3926.3 | 680839.1 | 647377 | 544385.4 | 0.0436 | 0.0747 | 0.44 | 0.42 | 383.5 | 28.5 | 4.06 | 28.1 | 1284.9 | 0.24 | 385.4 | 66.4 | 451.9 | 409.9 | 30.4 | 4.33 | 30.2 | 1377.6 | 0.26 | 412 | 71.3 | 483.3 | 427.2 | 13.1 | 1.95 | 50.2 | 1748.3 | 0.42 | 428.1 | 102.4 | 530.6 | 728.2 | 17 | 2.31 | 88.2 | 3317.6 | 0.59 | 729.4 | 187.2 | 916.5 | 43.52 | 12.02 | 0.26 | 55.8 | 47.05 | 13.03 | 0.28 | 60.36 | 680839.1 | 136453.6 | 3161 | 4257.5 | 0 | 8374.7 | 138503.4 | 0 | 684 | 7721.9 | 199320.8 | 0 | 31395.8 | 3315.4 | 40038.1 | 88396.1 | 13858.4 | 13764.2 | 0 | 43319.7 | 84416.3 | 311.7 | 7791.9 | 12134.5 | 2231.6 | 8315.2
4413 | 184 | Day184 | 20 | Hour20 | 7 | Summer | 2117 | #N/A | Summer | 658703.7 | 2024-07-03 20:00 | 653849.9 | 0 | 0 | 4853.8 | 658703.7 | 626022.2 | 544745.3 | 0.0426 | 0.0722 | 0.44 | 0.42 | 381.3 | 29.2 | 4.17 | 27.1 | 1252.6 | 0.24 | 383.4 | 64.5 | 447.9 | 407.7 | 31.1 | 4.44 | 29.2 | 1344.6 | 0.26 | 409.8 | 69.4 | 479.2 | 435.3 | 12.4 | 1.72 | 50.5 | 1922.3 | 0.35 | 436.1 | 107.8 | 544 | 913.2 | 37.2 | 7.08 | 116.1 | 2129.8 | 1.83 | 916.2 | 180.1 | 1096.3 | 42.96 | 0 | 0.26 | 43.22 | 46.33 | 0 | 0.28 | 46.61 | 658703.7 | 113958.4 | 5268.4 | 4257.5 | 0 | 8374.7 | 139148 | 0 | 254.5 | 4086.2 | 202021.8 | 0 | 16429.2 | 3315.4 | 49695.1 | 88396.1 | 12667.3 | 15171.8 | 0 | 13426.7 | 95890.5 | 300.5 | 2482.4 | 8292.2 | 2019 | 8315.2
4414 | 184 | Day184 | 21 | Hour21 | 7 | Summer | 2117 | #N/A | Summer | 634282.9 | 2024-07-03 21:00 | 628593.3 | 0 | 0 | 5689.6 | 634282.9 | 602531.8 | 531009.4 | 0.0415 | 0.0694 | 0.44 | 0.42 | 379.2 | 29.4 | 4.2 | 26.5 | 1243.7 | 0.23 | 381.2 | 63.7 | 444.9 | 403.7 | 31.2 | 4.44 | 28.5 | 1329.9 | 0.25 | 405.8 | 68.2 | 474 | 426.6 | 14.7 | 2.07 | 47.2 | 1807.7 | 0.34 | 427.6 | 101.1 | 528.8 | 891.5 | 45 | 6.89 | 89.8 | 3004.4 | 0.95 | 894.8 | 179.6 | 1074.4 | 40.39 | 24.6 | 0.26 | 65.25 | 43.43 | 26.53 | 0.29 | 70.25 | 634282.9 | 103273.4 | 6580.6 | 4257.5 | 0 | 8374.7 | 136530 | 0 | 0 | 241.4 | 201700.7 | 0 | 10593.5 | 3315.4 | 48331.5 | 88396.1 | 9427 | 13502.4 | 0 | 373.6 | 102400.3 | 258.1 | 1006.9 | 4245.2 | 3791.4 | 8315.2
4415 | 184 | Day184 | 22 | Hour22 | 7 | Summer | 2117 | #N/A | Summer | 594524.8 | 2024-07-03 22:00 | 588319.6 | 0 | 0 | 6205.2 | 594524.8 | 564922.6 | 489924.7 | 0.0398 | 0.0651 | 0.45 | 0.44 | 368.2 | 29 | 4.12 | 25.4 | 1207.2 | 0.22 | 370.2 | 61.5 | 431.7 | 385.4 | 30.2 | 4.3 | 26.7 | 1266.7 | 0.23 | 387.5 | 64.5 | 452 | 416 | 19 | 2.67 | 41 | 1676.6 | 0.29 | 417.3 | 91 | 508.3 | 943.8 | 92.5 | 13.32 | 43.7 | 2568.8 | 0.46 | 950.2 | 120.4 | 1070.6 | 34.45 | 10.74 | 0.27 | 45.46 | 36.87 | 11.54 | 0.29 | 48.7 | 594524.8 | 104600.1 | 4074.9 | 4257.5 | 0 | 8374.7 | 127575.4 | 0 | 0 | 0.2 | 192146.5 | 0 | 4195 | 3315.4 | 47946.6 | 88396.1 | 5887.8 | 3754.7 | 0 | 1.2 | 104388.1 | 210.6 | 65.8 | 3365.1 | 3016.1 | 8315.2
4416 | 184 | Day184 | 23 | Hour23 | 7 | Summer | 2117 | #N/A | Summer | 556612.8 | 2024-07-03 23:00 | 545162.8 | 110.4 | 5171.3 | 6168.2 | 556612.7 | 524446.5 | 452495.6 | 0.038 | 0.0605 | 0.47 | 0.47 | 344.3 | 26.8 | 3.82 | 24.2 | 1135.8 | 0.21 | 346.1 | 58.1 | 404.3 | 360.3 | 28 | 3.98 | 25.4 | 1191.3 | 0.22 | 362.2 | 61 | 423.2 | 490.2 | 31.5 | 4.4 | 38.2 | 1823.2 | 0.25 | 492.4 | 92.6 | 584.9 | 475.3 | 15.2 | 1.87 | 51 | 2274.3 | 0.23 | 476.3 | 118.8 | 595.1 | 30.65 | 0 | 0.27 | 30.92 | 32.64 | 0 | 0.29 | 32.93 | 556612.8 | 104117.1 | 4237.2 | 4239.5 | 0 | 8374.7 | 110601.6 | 0 | 0 | 0 | 174764.1 | 0 | 2258.1 | 3315.4 | 47686 | 88335.9 | 5486.3 | 3196.7 | 0 | 0 | 103923.2 | 193.9 | 0.1 | 2489.9 | 2353.1 | 8315.2
4417 | 185 | Day185 | 0 | Hour0 | 7 | Summer | 19 | 715943.6 | Summer | 524232.7 | 2024-07-04 | 506877.6 | 110 | 10962.3 | 6282.8 | 524232.7 | 488377.2 | 422464.9 | 0.0365 | 0.0563 | 0.49 | 0.49 | 329.2 | 25.3 | 3.6 | 23.7 | 1097.3 | 0.21 | 331 | 56.4 | 387.4 | 343.4 | 26.4 | 3.75 | 24.7 | 1145.3 | 0.22 | 345.2 | 58.9 | 404.1 | 482.4 | 30.7 | 4.28 | 37.9 | 1803.9 | 0.25 | 484.4 | 91.8 | 576.2 | 793 | 74.2 | 10.66 | 40.1 | 2256.6 | 0.39 | 798.1 | 107.5 | 905.6 | 28.43 | 0 | 0.27 | 28.7 | 30.11 | 0 | 0.29 | 30.4 | 524232.7 | 101767.8 | 1102.2 | 4239.5 | 0 | 8374.7 | 97738.9 | 0 | 0 | 0 | 162115 | 0 | 2258.1 | 3315.4 | 46727.5 | 88061 | 5124.2 | 3408.2 | 0 | 0 | 101562.4 | 205.4 | 0 | 1317.3 | 2239.5 | 8315.2
4418 | 185 | Day185 | 1 | Hour1 | 7 | Summer | 2117 | #N/A | Summer | 496051.4 | 2024-07-04 01:00 | 474978 | 110 | 14892.3 | 6071 | 496051.4 | 458224.3 | 396305.2 | 0.0353 | 0.0527 | 0.5 | 0.5 | 318.7 | 24.2 | 3.44 | 23.3 | 1070.5 | 0.2 | 320.4 | 55.3 | 375.7 | 331.3 | 25.2 | 3.58 | 24.2 | 1111.2 | 0.21 | 333 | 57.4 | 390.4 | 504.4 | 33.9 | 4.76 | 38 | 1827.4 | 0.26 | 506.7 | 92.5 | 599.2 | 402.3 | 12.1 | 1.48 | 44.4 | 1948.5 | 0.21 | 403.1 | 102.6 | 505.7 | 26.22 | 0 | 0.27 | 26.49 | 27.61 | 0 | 0.28 | 27.9 | 496051.4 | 99746.2 | 36.4 | 4168.8 | 0 | 8374.7 | 88050.6 | 0 | 0 | 0 | 151557.1 | 0 | 2258.1 | 3315.4 | 44457.5 | 87878.8 | 4864.2 | 1343.3 | 0 | 0 | 99467.5 | 278.6 | 0 | 0 | 153.4 | 8315.2
4419 | 185 | Day185 | 2 | Hour2 | 7 | Summer | 2117 | #N/A | Summer | 472858 | 2024-07-04 02:00 | 451550.2 | 607.1 | 14892.3 | 5808.4 | 472858.1 | 436018.1 | 375239.2 | 0.0344 | 0.05 | 0.5 | 0.5 | 317.3 | 24 | 3.41 | 23.4 | 1068.6 | 0.21 | 318.9 | 55.3 | 374.2 | 329.3 | 24.9 | 3.54 | 24.2 | 1107.8 | 0.21 | 331 | 57.3 | 388.3 | 492.5 | 33 | 4.64 | 37.3 | 1786.6 | 0.26 | 494.8 | 90.6 | 585.4 | 361.5 | 8 | 0.88 | 41.8 | 1839.2 | 0.17 | 362 | 96.6 | 458.6 | 24.83 | 0 | 0.27 | 25.1 | 26.08 | 0 | 0.28 | 26.36 | 472858 | 97618.9 | 20.7 | 4168.8 | 0 | 8374.7 | 82956.6 | 0 | 0 | 0 | 144526.8 | 0 | 2258.1 | 3315.4 | 38217.2 | 86698.8 | 4702 | 0 | 0 | 0 | 97302.9 | 316 | 0 | 0 | 0 | 8315.2
4420 | 185 | Day185 | 3 | Hour3 | 7 | Summer | 2117 | #N/A | Summer | 461137 | 2024-07-04 03:00 | 438712.2 | 1820.8 | 14892.3 | 5711.5 | 461137 | 423830.8 | 363866.5 | 0.0339 | 0.0485 | 0.51 | 0.5 | 314.7 | 23.6 | 3.35 | 23.5 | 1065.4 | 0.2 | 316.3 | 55.3 | 371.6 | 326.7 | 24.6 | 3.49 | 24.3 | 1104.5 | 0.21 | 328.3 | 57.3 | 385.6 | 468.6 | 29.3 | 4.09 | 37.5 | 1763.2 | 0.25 | 470.6 | 90.1 | 560.7 | 586.6 | 45.8 | 6.48 | 38 | 1956.1 | 0.29 | 589.7 | 96.4 | 686.1 | 24.42 | 0 | 0.27 | 24.69 | 25.64 | 0 | 0.28 | 25.92 | 461137 | 97270.4 | 0 | 4168.8 | 0 | 8374.7 | 79336.4 | 0 | 0 | 3 | 141718.4 | 0 | 2258.1 | 3315.4 | 33387.9 | 86698.8 | 4607.9 | 0 | 0 | 6.8 | 96945.5 | 315.1 | 0 | 0 | 0 | 8315.2
4421 | 185 | Day185 | 4 | Hour4 | 7 | Summer | 2117 | #N/A | Summer | 458507.3 | 2024-07-04 04:00 | 436401 | 1815.4 | 14892.3 | 5398.6 | 458507.3 | 421645.4 | 361042.1 | 0.0338 | 0.0482 | 0.5 | 0.5 | 317.9 | 24 | 3.41 | 23.6 | 1073.3 | 0.21 | 319.6 | 55.6 | 375.2 | 330.4 | 25 | 3.54 | 24.4 | 1114.2 | 0.21 | 332.1 | 57.7 | 389.8 | 469 | 29.3 | 4.09 | 37.5 | 1764.7 | 0.25 | 471 | 90.2 | 561.1 | 827.7 | 88.4 | 12.8 | 31.8 | 2022.9 | 0.41 | 833.8 | 92.1 | 926 | 24.36 | 0 | 0.27 | 24.62 | 25.59 | 0 | 0.28 | 25.86 | 458507.3 | 97465.1 | 0 | 4168.8 | 0 | 8374.7 | 80387 | 0 | 0 | 232.4 | 141192 | 0 | 2233.9 | 3315.4 | 30264.7 | 86698.8 | 4406.7 | 0 | 0 | 1145.2 | 95735.8 | 351.7 | 9.7 | 0 | 142.3 | 8315.2
4422 | 185 | Day185 | 5 | Hour5 | 7 | Summer | 2117 | #N/A | Summer | 467198.4 | 2024-07-04 05:00 | 444974.9 | 2040.7 | 14892.3 | 5290.6 | 467198.5 | 429805.1 | 359158.9 | 0.0341 | 0.0492 | 0.51 | 0.51 | 311.4 | 23.5 | 3.34 | 23.1 | 1051.7 | 0.2 | 313 | 54.5 | 367.5 | 324.5 | 24.6 | 3.49 | 23.9 | 1093.6 | 0.21 | 326.2 | 56.6 | 382.7 | 428.8 | 26.9 | 3.76 | 34.3 | 1607.9 | 0.23 | 430.6 | 82.3 | 512.9 | 749.4 | 79.9 | 11.56 | 28.9 | 1838.1 | 0.37 | 755 | 83.8 | 838.8 | 24.3 | 0 | 0.27 | 24.57 | 25.46 | 0 | 0.27 | 25.74 | 467198.4 | 108039.6 | 0 | 4168.8 | 0 | 8374.7 | 80161.2 | 0 | 0 | 690.9 | 141226.1 | 0 | 2194.5 | 3315.4 | 28612.7 | 86698.8 | 4406.7 | 0 | 0 | 12237.8 | 94710.1 | 400.9 | 892.5 | 0 | 0 | 8315.2
4423 | 185 | Day185 | 6 | Hour6 | 7 | Summer | 2117 | #N/A | Summer | 488485.5 | 2024-07-04 06:00 | 464445 | 4245.5 | 14892.3 | 4902.7 | 488485.5 | 448286.4 | 355793 | 0.0348 | 0.0514 | 0.54 | 0.54 | 294.8 | 22.5 | 3.19 | 21.7 | 988.1 | 0.19 | 296.4 | 51.2 | 347.5 | 308.4 | 23.6 | 3.36 | 22.5 | 1030.1 | 0.2 | 310 | 53.3 | 363.3 | 224.8 | 10.4 | 1.42 | 21.5 | 944.4 | 0.13 | 225.5 | 49.6 | 275.1 | 630.9 | 52.5 | 7.45 | 38.6 | 2016.8 | 0.32 | 634.5 | 98.8 | 733.3 | 24.55 | 0 | 0.28 | 24.83 | 25.81 | 0 | 0.28 | 26.09 | 488485.5 | 132692.5 | 314.3 | 4168.8 | 0 | 8374.7 | 80306 | 0 | 0 | 7607.3 | 136518.2 | 0 | 2194.5 | 3315.4 | 28786.4 | 87407.9 | 4406.7 | 0 | 0 | 37628.1 | 87048 | 409.2 | 4277.7 | 0 | 0 | 8315.2
4424 | 185 | Day185 | 7 | Hour7 | 7 | Summer | 2117 | #N/A | Summer | 519583 | 2024-07-04 07:00 | 495853.5 | 4160.6 | 14892.3 | 4676.6 | 519583.1 | 478003.5 | 372540.9 | 0.036 | 0.0549 | 0.54 | 0.53 | 303.4 | 23.7 | 3.37 | 21.6 | 1001.3 | 0.19 | 305.1 | 51.5 | 356.6 | 317.9 | 24.9 | 3.55 | 22.5 | 1045.1 | 0.2 | 319.6 | 53.7 | 373.3 | 136.4 | 3.6 | 0.46 | 15.7 | 646.6 | 0.09 | 136.7 | 35 | 171.7 | 495.1 | 26.7 | 3.62 | 43.5 | 2039.6 | 0.25 | 496.8 | 104.4 | 601.2 | 25.62 | 0 | 0.29 | 25.91 | 27.06 | 0 | 0.28 | 27.35 | 519583 | 147042.1 | 10.2 | 4168.8 | 0 | 8374.7 | 91064.8 | 0 | 31.8 | 10501.5 | 143142.3 | 0 | 2194.5 | 3315.4 | 28052.2 | 87811.3 | 4406.7 | 0 | 0 | 68243.6 | 67937.9 | 327.3 | 6906.3 | 0 | 0 | 8315.2
4425 | 185 | Day185 | 8 | Hour8 | 7 | Summer | 2117 | #N/A | Summer | 553395.7 | 2024-07-04 08:00 | 534253.6 | 482.1 | 14325.2 | 4334.8 | 553395.7 | 514193.4 | 381743.6 | 0.0375 | 0.0592 | 0.54 | 0.54 | 305.1 | 24.1 | 3.43 | 21.4 | 999 | 0.19 | 306.7 | 51.2 | 357.9 | 319 | 25.3 | 3.6 | 22.2 | 1041.4 | 0.2 | 320.8 | 53.3 | 374.1 | 87 | 2.2 | 0.27 | 10.1 | 418.1 | 0.05 | 87.1 | 22.6 | 109.7 | 463.2 | 23.5 | 3.15 | 42.1 | 1956.9 | 0.23 | 464.8 | 100.5 | 565.3 | 26.61 | 0 | 0.27 | 26.88 | 28.26 | 0 | 0.28 | 28.54 | 553395.7 | 171652.1 | 0 | 4244.2 | 0 | 8374.7 | 99288.1 | 0 | 415.6 | 12750 | 150186.8 | 0 | 2194.5 | 3315.4 | 21690.8 | 88042.2 | 4406.7 | 0 | 0 | 103702.7 | 54480.8 | 303 | 9355.3 | 0 | 0 | 8315.2
4426 | 185 | Day185 | 9 | Hour9 | 7 | Summer | 2117 | #N/A | Summer | 595276.7 | 2024-07-04 09:00 | 573727.4 | 4657.3 | 12216 | 4676.1 | 595276.7 | 551223.6 | 397118.5 | 0.0392 | 0.0637 | 0.54 | 0.54 | 299.3 | 23.6 | 3.35 | 21 | 984.1 | 0.19 | 301 | 50.3 | 351.3 | 316.2 | 25 | 3.56 | 22 | 1035.5 | 0.2 | 317.9 | 52.9 | 370.9 | 86.2 | 2.9 | 0.38 | 9.4 | 389.1 | 0.05 | 86.4 | 21 | 107.4 | 518.4 | 26.6 | 3.58 | 46 | 2177.8 | 0.24 | 520.2 | 110.9 | 631.1 | 28.31 | 0 | 0.28 | 28.58 | 30.33 | 0 | 0.28 | 30.61 | 595276.7 | 198158.2 | 0 | 4244.2 | 0 | 8374.7 | 104195 | 0 | 718.9 | 19485 | 160525.1 | 0 | 2194.5 | 3315.4 | 21466.7 | 88396.1 | 4406.7 | 0 | 0 | 125553.8 | 52082.8 | 317.7 | 14124.1 | 0 | 0 | 8315.2
4427 | 185 | Day185 | 10 | Hour10 | 7 | Summer | 2117 | #N/A | Summer | 625359.8 | 2024-07-04 10:00 | 612096 | 4573.3 | 3703 | 4987.5 | 625359.7 | 587065.6 | 420417.2 | 0.0409 | 0.0679 | 0.53 | 0.53 | 312.6 | 25 | 3.55 | 21.4 | 1017 | 0.19 | 314.3 | 51.7 | 366 | 329.7 | 26.4 | 3.75 | 22.5 | 1071.3 | 0.2 | 331.5 | 54.5 | 386 | 74.2 | 1.8 | 0.22 | 8.5 | 365.7 | 0.04 | 74.3 | 19.4 | 93.7 | 435.2 | 9.9 | 1.08 | 49.9 | 2223.1 | 0.19 | 435.7 | 116.2 | 551.9 | 30.9 | 0 | 0.27 | 31.17 | 33.34 | 0 | 0.28 | 33.62 | 625359.8 | 204942.6 | 166.3 | 4250 | 0 | 8374.7 | 116453.7 | 0 | 817.2 | 20392.2 | 170561.8 | 0 | 2194.5 | 3315.4 | 22258.9 | 88396.1 | 4445.8 | 0 | 0 | 135065.6 | 48151.4 | 516.2 | 16750.3 | 2787.8 | 0 | 8315.2
4428 | 185 | Day185 | 11 | Hour11 | 7 | Summer | 2117 | #N/A | Summer | 657400 | 2024-07-04 11:00 | 645923.7 | 3862.8 | 2632.3 | 4981.2 | 657400 | 618524.8 | 451765.3 | 0.0424 | 0.0717 | 0.51 | 0.5 | 330.6 | 26.4 | 3.77 | 22.5 | 1070.5 | 0.2 | 332.4 | 54.4 | 386.8 | 349 | 27.9 | 3.98 | 23.7 | 1128.9 | 0.21 | 350.9 | 57.4 | 408.3 | 71.9 | 2 | 0.24 | 8 | 351.6 | 0.04 | 72.1 | 18.5 | 90.6 | 1041.4 | 91.3 | 13.05 | 58.2 | 3160.2 | 0.51 | 1047.6 | 152.5 | 1200.2 | 35.25 | 0 | 0.26 | 35.51 | 38.17 | 0 | 0.28 | 38.45 | 657400 | 205634.7 | 191.7 | 4257.5 | 0 | 8374.7 | 129023.5 | 0 | 836 | 20352 | 183921.3 | 0 | 3638.3 | 3315.4 | 24028.7 | 88396.1 | 6021.1 | 597 | 0 | 136699.4 | 46913 | 834.4 | 17501.5 | 10439.8 | 271.5 | 8315.2
4429 | 185 | Day185 | 12 | Hour12 | 7 | Summer | 2117 | #N/A | Summer | 682319.4 | 2024-07-04 12:00 | 672671.2 | 3614.2 | 1374.6 | 4659.5 | 682319.5 | 643309.1 | 475217.2 | 0.0436 | 0.0747 | 0.51 | 0.5 | 333.6 | 26.4 | 3.76 | 22.9 | 1083.7 | 0.2 | 335.5 | 55.3 | 390.8 | 358 | 28.3 | 4.03 | 24.7 | 1163.8 | 0.22 | 359.9 | 59.4 | 419.3 | 70 | 1.7 | 0.19 | 8 | 349.3 | 0.03 | 70.1 | 18.4 | 88.6 | 779.6 | 37.2 | 4.97 | 71.9 | 3346.8 | 0.37 | 782.1 | 171.7 | 953.8 | 37.43 | 0 | 0.26 | 37.69 | 40.63 | 0 | 0.28 | 40.9 | 682319.4 | 207102.3 | 114.4 | 4257.5 | 0 | 8374.7 | 132893.9 | 0 | 865.4 | 20350.8 | 187878.3 | 0 | 7780.4 | 3315.4 | 23106.6 | 88396.1 | 7754 | 11345.8 | 0 | 135306 | 49473.4 | 1106.7 | 17577.1 | 11906 | 229.5 | 8315.2
4430 | 185 | Day185 | 13 | Hour13 | 7 | Summer | 2117 | #N/A | Summer | 700115.4 | 2024-07-04 13:00 | 693277.9 | 1482 | 708.6 | 4646.9 | 700115.4 | 662359.4 | 492557.5 | 0.0446 | 0.077 | 0.5 | 0.49 | 338.8 | 26.3 | 3.75 | 23.8 | 1112.8 | 0.21 | 340.6 | 57 | 397.6 | 363.5 | 28.1 | 4.01 | 25.6 | 1196.1 | 0.23 | 365.4 | 61.3 | 426.7 | 82.3 | 2.3 | 0.29 | 9.2 | 390.2 | 0.05 | 82.4 | 20.8 | 103.3 | 669.8 | 15.7 | 1.85 | 77.5 | 3311.8 | 0.36 | 670.7 | 176.3 | 847 | 39.65 | 2.7 | 0.26 | 42.6 | 43.08 | 2.95 | 0.28 | 46.31 | 700115.4 | 207557.9 | 110 | 4257.5 | 0 | 8374.7 | 134618.4 | 0 | 797.7 | 20862.5 | 191022.5 | 0 | 15054.3 | 3315.4 | 24075.2 | 88396.1 | 9205 | 14128.3 | 0 | 134523.8 | 49831.7 | 1542.2 | 16743.7 | 13141.5 | 1725.3 | 8315.2
4431 | 185 | Day185 | 14 | Hour14 | 7 | Summer | 2117 | #N/A | Summer | 711924.1 | 2024-07-04 14:00 | 705368.6 | 1290 | 626.5 | 4639 | 711924.2 | 673514.3 | 505500.9 | 0.0451 | 0.0783 | 0.49 | 0.48 | 343.7 | 26.1 | 3.73 | 24.6 | 1139 | 0.22 | 345.5 | 58.6 | 404.1 | 369.1 | 28 | 3.99 | 26.5 | 1225.4 | 0.23 | 371 | 63.1 | 434.1 | 91.7 | 2.6 | 0.35 | 10.4 | 419.3 | 0.06 | 91.9 | 23 | 114.8 | 758.7 | 39.4 | 5.41 | 68.1 | 3078.8 | 0.41 | 761.3 | 159.9 | 921.2 | 39.76 | 3.01 | 0.25 | 43.02 | 43.26 | 3.29 | 0.28 | 46.83 | 711924.1 | 206423.3 | 134.9 | 4257.5 | 0 | 8374.7 | 134761.6 | 0 | 860.9 | 20501.2 | 192745.7 | 0 | 21650.2 | 3315.4 | 25965.5 | 88396.1 | 11205.8 | 14693.4 | 0 | 127661 | 55446.6 | 1953.6 | 16436.8 | 14255.5 | 2290 | 8315.2
4432 | 185 | Day185 | 15 | Hour15 | 7 | Summer | 2117 | #N/A | Summer | 715943.6 | 2024-07-04 15:00 | 711358.6 | 0 | 0 | 4585 | 715943.6 | 679042.7 | 514287.4 | 0.0454 | 0.0789 | 0.49 | 0.48 | 349.7 | 26.3 | 3.75 | 25.3 | 1164.5 | 0.22 | 351.5 | 60.1 | 411.6 | 374.4 | 28.1 | 4.01 | 27.2 | 1249.2 | 0.24 | 376.3 | 64.5 | 440.8 | 108.5 | 3.1 | 0.43 | 12.5 | 485.4 | 0.08 | 108.7 | 26.9 | 135.7 | 737.1 | 28 | 4 | 79.2 | 3029.9 | 0.6 | 739 | 169.6 | 908.6 | 41.17 | 1.81 | 0.25 | 43.24 | 44.78 | 1.97 | 0.28 | 47.03 | 715943.6 | 201656.2 | 146.2 | 4257.5 | 0 | 8374.7 | 135650.2 | 0 | 775.2 | 18860.9 | 194360.9 | 0 | 25791.6 | 3315.4 | 27333.2 | 88396.1 | 12360.5 | 14300.8 | 0 | 120052.2 | 59458.8 | 2509.2 | 15846.8 | 14332 | 2199.7 | 8315.2
4433 | 185 | Day185 | 16 | Hour16 | 7 | Summer | 2117 | #N/A | Summer | 715371.6 | 2024-07-04 16:00 | 711016 | 0 | 0 | 4355.7 | 715371.6 | 678749.4 | 522209.1 | 0.0454 | 0.0788 | 0.48 | 0.47 | 354.6 | 26.5 | 3.78 | 25.8 | 1186.7 | 0.22 | 356.5 | 61.2 | 417.7 | 380 | 28.3 | 4.04 | 27.8 | 1274.1 | 0.24 | 382 | 65.8 | 447.8 | 131.6 | 3.8 | 0.52 | 15.2 | 583.3 | 0.1 | 131.9 | 32.6 | 164.5 | 885.1 | 48.9 | 7.33 | 83.3 | 3001.1 | 0.83 | 888.5 | 172.9 | 1061.5 | 40.59 | 2.83 | 0.26 | 43.68 | 44.14 | 3.09 | 0.28 | 47.5 | 715371.6 | 193162.5 | 531.4 | 4257.5 | 0 | 8374.7 | 136028.6 | 0 | 663.3 | 18317.8 | 194681.3 | 0 | 29302.4 | 3315.4 | 30009 | 88396.1 | 12633.4 | 14679.3 | 0 | 108331.6 | 63090.9 | 2759 | 14641.2 | 15224.3 | 1822.1 | 8315.2
4434 | 185 | Day185 | 17 | Hour17 | 7 | Summer | 2117 | #N/A | Summer | 706946.8 | 2024-07-04 17:00 | 702601.8 | 0 | 0 | 4345.1 | 706946.8 | 671018.5 | 530995 | 0.0449 | 0.0778 | 0.47 | 0.45 | 364.6 | 27 | 3.84 | 26.8 | 1224.9 | 0.23 | 366.4 | 63.4 | 429.8 | 390.9 | 28.8 | 4.11 | 28.9 | 1316.7 | 0.25 | 392.9 | 68.2 | 461.1 | 183.6 | 5.5 | 0.79 | 21.3 | 782.1 | 0.16 | 184 | 44.7 | 228.7 | 974.5 | 53.4 | 8.26 | 95 | 3094.6 | 1.08 | 978.4 | 187.5 | 1165.9 | 40.66 | 2.72 | 0.26 | 43.64 | 44.15 | 2.96 | 0.28 | 47.4 | 706946.8 | 175951.8 | 2181.4 | 4257.5 | 0 | 8374.7 | 135939 | 0 | 599 | 15991.4 | 195350.9 | 0 | 32708.6 | 3315.4 | 31878.5 | 88396.1 | 13913.6 | 14679.3 | 0 | 91080.6 | 65502.5 | 2778.4 | 11445 | 14904.9 | 1369 | 8315.2
4435 | 185 | Day185 | 18 | Hour18 | 7 | Summer | 2117 | #N/A | Summer | 690026.5 | 2024-07-04 18:00 | 686056.4 | 0 | 0 | 3970.1 | 690026.5 | 655773 | 543287.5 | 0.0441 | 0.0759 | 0.44 | 0.43 | 380.7 | 28 | 3.99 | 28.2 | 1282.5 | 0.24 | 382.7 | 66.5 | 449.2 | 408.2 | 29.9 | 4.26 | 30.4 | 1378.3 | 0.26 | 410.3 | 71.5 | 481.8 | 312.2 | 9.6 | 1.43 | 36.7 | 1274 | 0.31 | 312.9 | 74.8 | 387.7 | 1051.1 | 55.5 | 9.75 | 118 | 2368.8 | 1.89 | 1055.4 | 189.1 | 1244.4 | 62.84 | 25.48 | 0.26 | 88.58 | 68.11 | 27.69 | 0.28 | 96.08 | 690026.5 | 146739 | 3271.5 | 4257.5 | 0 | 8374.7 | 136962.2 | 0 | 516 | 11528.7 | 199486.1 | 0 | 34147.3 | 3315.4 | 35193 | 88396.1 | 14991.3 | 14892.3 | 0 | 61262.2 | 70400.3 | 3031.7 | 9485.2 | 13643.4 | 1235.1 | 8315.2
4436 | 185 | Day185 | 19 | Hour19 | 7 | Summer | 2117 | #N/A | Summer | 666968.2 | 2024-07-04 19:00 | 663107 | 0 | 0 | 3861.3 | 666968.2 | 634566.1 | 543763.3 | 0.043 | 0.0733 | 0.43 | 0.42 | 388 | 28.8 | 4.11 | 28.4 | 1300.9 | 0.25 | 390 | 67.2 | 457.2 | 415.1 | 30.8 | 4.39 | 30.5 | 1394.6 | 0.26 | 417.2 | 72.1 | 489.3 | 434.6 | 13.3 | 1.96 | 50.8 | 1799.6 | 0.41 | 435.5 | 104.5 | 540 | 958.9 | 37.4 | 7.26 | 124.5 | 2215.3 | 1.97 | 962 | 191 | 1153 | 44.98 | 3.2 | 0.26 | 48.44 | 48.57 | 3.47 | 0.28 | 52.31 | 666968.2 | 123205 | 1632.4 | 4257.5 | 0 | 8374.7 | 137501.6 | 0 | 401.2 | 7375.4 | 201212.6 | 0 | 29212.1 | 3315.4 | 41645.5 | 88396.1 | 13505.3 | 14710.1 | 0 | 33190.1 | 79100.5 | 3137.7 | 7551 | 11683.7 | 1587.5 | 8315.2
4437 | 185 | Day185 | 20 | Hour20 | 7 | Summer | 2117 | #N/A | Summer | 644701.3 | 2024-07-04 20:00 | 639631 | 0 | 0 | 5070.3 | 644701.3 | 612795.5 | 533085 | 0.0419 | 0.0707 | 0.44 | 0.43 | 378.6 | 29.3 | 4.18 | 26.7 | 1238.8 | 0.24 | 380.6 | 63.6 | 444.3 | 404.9 | 31.2 | 4.45 | 28.7 | 1330.4 | 0.26 | 407 | 68.4 | 475.4 | 439.7 | 13.5 | 1.91 | 50.3 | 1893.5 | 0.36 | 440.6 | 106.9 | 547.5 | 810 | 38.4 | 5.5 | 79.4 | 3143.5 | 0.62 | 812.7 | 173.3 | 986 | 42.03 | 0 | 0.26 | 42.29 | 45.26 | 0 | 0.28 | 45.54 | 644701.3 | 111616.3 | 3420.4 | 4257.5 | 0 | 8374.7 | 137602.3 | 0 | 150.3 | 3835.1 | 198880.4 | 0 | 13185.3 | 3315.4 | 48141.6 | 88396.1 | 11211.1 | 16300.2 | 0 | 10113.8 | 94407.7 | 3109.4 | 2326.2 | 7395.5 | 1585.1 | 8315.2
4438 | 185 | Day185 | 21 | Hour21 | 7 | Summer | 2117 | #N/A | Summer | 621505.4 | 2024-07-04 21:00 | 615586.5 | 0 | 0 | 5919 | 621505.5 | 590399.5 | 514217.3 | 0.0409 | 0.0681 | 0.44 | 0.43 | 370.3 | 29 | 4.13 | 25.7 | 1211.8 | 0.23 | 372.3 | 61.9 | 434.2 | 392.7 | 30.6 | 4.36 | 27.5 | 1290.9 | 0.24 | 394.8 | 66 | 460.8 | 404.1 | 14.2 | 1.98 | 44.1 | 1727.2 | 0.31 | 405 | 95.7 | 500.7 | 976.3 | 96.4 | 13.9 | 44.8 | 2619.2 | 0.49 | 983 | 123 | 1106 | 39.13 | 0 | 0.27 | 39.4 | 42.02 | 0 | 0.29 | 42.31 | 621505.4 | 107288.2 | 5660.7 | 4257.5 | 0 | 8374.7 | 132537.2 | 0 | 0 | 307.3 | 198780.2 | 0 | 5691.2 | 3315.4 | 47589 | 88396.1 | 7956.6 | 11658.7 | 0 | 416.8 | 103205.7 | 3358.2 | 926.7 | 2189.6 | 4001.3 | 8315.2
4439 | 185 | Day185 | 22 | Hour22 | 7 | Summer | 2117 | #N/A | Summer | 586037.1 | 2024-07-04 22:00 | 579621.8 | 36.7 | 0 | 6378.7 | 586037.1 | 556789.6 | 474746.7 | 0.0394 | 0.0642 | 0.46 | 0.46 | 357.5 | 28.4 | 4.04 | 24.5 | 1164.6 | 0.22 | 359.5 | 59.3 | 418.8 | 374 | 29.6 | 4.22 | 25.7 | 1221.2 | 0.23 | 376.1 | 62.2 | 438.3 | 428 | 20.9 | 2.93 | 40.4 | 1713 | 0.28 | 429.4 | 91.5 | 520.9 | 453.1 | 11.1 | 1.26 | 51.4 | 2273.2 | 0.21 | 453.8 | 119.2 | 573 | 32.92 | 0 | 0.27 | 33.19 | 35.2 | 0 | 0.29 | 35.49 | 586037.1 | 111290.4 | 3248.8 | 4250 | 0 | 8374.7 | 123694.7 | 0 | 0 | 0.3 | 184863.2 | 0 | 1481.9 | 3315.4 | 48115.6 | 88396.1 | 5593.9 | 3412.4 | 0 | 1.5 | 108166.7 | 3122 | 74.7 | 1124 | 3700.3 | 8315.2
4440 | 185 | Day185 | 23 | Hour23 | 7 | Summer | 2117 | #N/A | Summer | 553328.2 | 2024-07-04 23:00 | 541686 | 110 | 5196.9 | 6335.3 | 553328.2 | 521191.6 | 439576.4 | 0.0378 | 0.06 | 0.49 | 0.48 | 333 | 26 | 3.69 | 23.5 | 1098 | 0.21 | 334.8 | 56.3 | 391.1 | 348.3 | 27.1 | 3.85 | 24.6 | 1150.2 | 0.22 | 350.1 | 59 | 409.1 | 473.8 | 30.3 | 4.21 | 36.7 | 1790.2 | 0.23 | 475.8 | 90.1 | 566 | 843.7 | 79.7 | 11.45 | 42.1 | 2378.1 | 0.42 | 849.2 | 113.1 | 962.2 | 29.82 | 0 | 0.27 | 30.09 | 31.73 | 0 | 0.3 | 32.03 | 553328.2 | 113751.8 | 3599.5 | 4212.2 | 0 | 8374.7 | 106393.1 | 0 | 0 | 0 | 169687.2 | 0 | 1258.6 | 3315.4 | 46850.7 | 88061 | 5531.6 | 2292.3 | 0 | 0 | 110623.4 | 3128.4 | 0.1 | 1049.8 | 2887.5 | 8315.2
4441 | 186 | Day186 | 0 | Hour0 | 7 | Summer | 34 | 683005.2 | Summer | 527565.4 | 2024-07-05 | 506437.2 | 110 | 14502.2 | 6516 | 527565.4 | 487977.6 | 413816 | 0.0364 | 0.0562 | 0.51 | 0.51 | 316.4 | 24.6 | 3.5 | 22.6 | 1045.2 | 0.2 | 318.1 | 53.8 | 371.9 | 330.1 | 25.6 | 3.65 | 23.6 | 1090.4 | 0.21 | 331.8 | 56.1 | 388 | 473.2 | 31 | 4.31 | 36 | 1767.2 | 0.23 | 475.3 | 88.8 | 564.1 | 817.1 | 78.7 | 11.33 | 39.3 | 2253.6 | 0.41 | 822.6 | 106.6 | 929.1 | 28.24 | 0 | 0.28 | 28.53 | 29.88 | 0 | 0.3 | 30.17 | 527565.4 | 113749.4 | 3005.2 | 4212.2 | 0 | 8374.7 | 95785.3 | 0 | 0 | 0 | 155246.6 | 0 | 1258.6 | 3315.4 | 47412.7 | 88061 | 5262.2 | 1881.9 | 0 | 0 | 110828.4 | 2921.1 | 0 | 1020.6 | 1436.1 | 8315.2
4442 | 186 | Day186 | 1 | Hour1 | 7 | Summer | 2117 | #N/A | Summer | 496519.2 | 2024-07-05 01:00 | 475408.2 | 110 | 14892.3 | 6108.6 | 496519.1 | 458643.4 | 384593.5 | 0.0353 | 0.0527 | 0.53 | 0.53 | 303.4 | 23.2 | 3.3 | 22.2 | 1011.5 | 0.2 | 305 | 52.4 | 357.4 | 315.4 | 24.1 | 3.43 | 23 | 1051.5 | 0.2 | 317 | 54.4 | 371.5 | 472.5 | 32.5 | 4.55 | 34.5 | 1715.4 | 0.23 | 474.7 | 85.7 | 560.4 | 792.3 | 75.9 | 10.91 | 39 | 2200.7 | 0.4 | 797.5 | 104.7 | 902.2 | 26.37 | 0 | 0.28 | 26.65 | 27.77 | 0 | 0.3 | 28.07 | 496519.2 | 111925.6 | 1070.4 | 4203.5 | 0 | 8374.7 | 84434.1 | 0 | 0 | 0 | 143819.1 | 0 | 1258.6 | 3315.4 | 43679.1 | 87660.8 | 5052.3 | 1725.4 | 0 | 0 | 109029.3 | 2896.3 | 0 | 0 | 27.8 | 8315.2
4443 | 186 | Day186 | 2 | Hour2 | 7 | Summer | 2117 | #N/A | Summer | 472111.4 | 2024-07-05 02:00 | 451300.9 | 121.4 | 14892.3 | 5796.8 | 472111.4 | 435782.8 | 361627.7 | 0.0344 | 0.05 | 0.54 | 0.54 | 297.4 | 22.7 | 3.23 | 21.9 | 993.5 | 0.2 | 298.9 | 51.6 | 350.5 | 308.5 | 23.5 | 3.34 | 22.7 | 1030.6 | 0.2 | 310.1 | 53.5 | 363.6 | 474.1 | 31.9 | 4.44 | 35.4 | 1745.7 | 0.23 | 476.3 | 87.5 | 563.8 | 634.5 | 64.2 | 9.27 | 28.7 | 1652.9 | 0.34 | 639 | 78 | 717 | 24.11 | 0 | 0.28 | 24.39 | 25.29 | 0 | 0.3 | 25.58 | 472111.4 | 110483.6 | 0 | 4154.6 | 0 | 8373.7 | 78168.7 | 0 | 0 | 0 | 134371.6 | 0 | 1258.6 | 3315.4 | 39735.8 | 86450.3 | 4929.6 | 869.3 | 0 | 0 | 107676.1 | 2807.6 | 0 | 0 | 0 | 8315.2
4444 | 186 | Day186 | 3 | Hour3 | 7 | Summer | 2117 | #N/A | Summer | 456501.7 | 2024-07-05 03:00 | 435918 | 171.4 | 14892.3 | 5519.9 | 456501.7 | 421167.3 | 349231.3 | 0.0338 | 0.0483 | 0.54 | 0.54 | 293.4 | 22.1 | 3.14 | 22 | 989.4 | 0.2 | 294.9 | 51.6 | 346.5 | 304 | 22.9 | 3.25 | 22.8 | 1024.7 | 0.2 | 305.5 | 53.4 | 358.9 | 469.3 | 31.6 | 4.4 | 35.1 | 1725.9 | 0.23 | 471.5 | 86.6 | 558 | 650.4 | 62.1 | 8.94 | 31.8 | 1807.9 | 0.32 | 654.7 | 85.8 | 740.5 | 22.65 | 0 | 0.28 | 22.93 | 23.68 | 0 | 0.3 | 23.97 | 456501.7 | 107270.4 | 0 | 4080.9 | 0 | 8373.7 | 72999.8 | 0 | 0 | 0 | 131625.2 | 0 | 1258.6 | 3315.4 | 36698.2 | 86034.9 | 4844.6 | 0 | 0 | 0.1 | 104593.9 | 2676.4 | 0 | 0 | 0 | 8315.2
4445 | 186 | Day186 | 4 | Hour4 | 7 | Summer | 2117 | #N/A | Summer | 448088.3 | 2024-07-05 04:00 | 427589.4 | 286.3 | 14892.3 | 5320.3 | 448088.3 | 413244.9 | 342824.9 | 0.0335 | 0.0473 | 0.54 | 0.54 | 293.3 | 22 | 3.13 | 22.1 | 989.1 | 0.2 | 294.8 | 51.6 | 346.4 | 303.9 | 22.8 | 3.24 | 22.8 | 1024.7 | 0.2 | 305.4 | 53.4 | 358.8 | 461.8 | 30.5 | 4.25 | 35 | 1715.3 | 0.22 | 463.9 | 86.2 | 550.1 | 891.6 | 97.7 | 14.18 | 32.2 | 2087.7 | 0.45 | 898.4 | 94.5 | 992.9 | 22.41 | 0 | 0.28 | 22.69 | 23.41 | 0 | 0.3 | 23.71 | 448088.3 | 105263.4 | 0 | 4080.9 | 0 | 8373.7 | 71463.1 | 0 | 0 | 27 | 129198.5 | 0 | 1258.6 | 3315.4 | 34258.9 | 86034.9 | 4840.9 | 0 | 0 | 151.3 | 102428.3 | 2656.8 | 0.1 | 0 | 167.4 | 8315.2
4446 | 186 | Day186 | 5 | Hour5 | 7 | Summer | 2117 | #N/A | Summer | 445485.4 | 2024-07-05 05:00 | 424971.6 | 415.7 | 14892.3 | 5205.6 | 445485.3 | 410760.3 | 337436.5 | 0.0334 | 0.047 | 0.55 | 0.55 | 288 | 21.6 | 3.07 | 21.8 | 973 | 0.19 | 289.5 | 50.8 | 340.3 | 298.7 | 22.4 | 3.18 | 22.5 | 1008.5 | 0.2 | 300.2 | 52.6 | 352.8 | 415.2 | 26.6 | 3.69 | 32.3 | 1569.3 | 0.2 | 417 | 79.1 | 496.1 | 796.2 | 86.9 | 12.61 | 29.1 | 1873.8 | 0.4 | 802.2 | 85 | 887.2 | 21.93 | 0 | 0.28 | 22.21 | 22.89 | 0 | 0.29 | 23.19 | 445485.4 | 108048.8 | 8.2 | 4080.9 | 0 | 8373.7 | 69505.8 | 0 | 0 | 214.3 | 126540.8 | 0 | 1258.6 | 3315.4 | 33566.5 | 86034.9 | 4751.7 | 0 | 0 | 6264.5 | 99122.7 | 2447.3 | 110.4 | 0 | 0 | 8315.2
4447 | 186 | Day186 | 6 | Hour6 | 7 | Summer | 2117 | #N/A | Summer | 452508.6 | 2024-07-05 06:00 | 428084.4 | 4451.8 | 14892.3 | 5080.1 | 452508.6 | 413731 | 326019 | 0.0335 | 0.0473 | 0.58 | 0.58 | 272.8 | 20.8 | 2.96 | 20.4 | 909.5 | 0.19 | 274.2 | 47.5 | 321.7 | 283.9 | 21.8 | 3.1 | 21.1 | 943.2 | 0.19 | 285.4 | 49.2 | 334.6 | 157.4 | 4.2 | 0.49 | 17.8 | 777.7 | 0.08 | 157.7 | 41 | 198.6 | 886.8 | 99.3 | 14.42 | 29.9 | 2022.6 | 0.44 | 893.7 | 90.3 | 983.9 | 21.11 | 0 | 0.3 | 21.4 | 22.04 | 0 | 0.29 | 22.34 | 452508.6 | 126489.6 | 0.4 | 4080.9 | 0 | 8373.7 | 68350.5 | 0 | 0 | 3864 | 116550 | 0 | 1194.9 | 3315.4 | 33390.5 | 86034.9 | 4727.7 | 0 | 0 | 30219.8 | 89800.8 | 2605 | 1442.4 | 0 | 0 | 8315.2
4448 | 186 | Day186 | 7 | Hour7 | 7 | Summer | 2117 | #N/A | Summer | 473724.8 | 2024-07-05 07:00 | 448639 | 5232 | 14892.3 | 4961.5 | 473724.8 | 433269.5 | 329777 | 0.0343 | 0.0497 | 0.59 | 0.59 | 264.9 | 20.2 | 2.87 | 19.8 | 885 | 0.18 | 266.3 | 46.2 | 312.5 | 276.9 | 21.2 | 3.02 | 20.5 | 920.9 | 0.19 | 278.3 | 48 | 326.4 | 106 | 2.6 | 0.29 | 12.1 | 531 | 0.05 | 106.2 | 27.9 | 134.1 | 841.1 | 88.3 | 12.77 | 33.6 | 2103.8 | 0.41 | 847.2 | 96.4 | 943.6 | 22.58 | 0 | 0.29 | 22.87 | 23.73 | 0 | 0.29 | 24.02 | 473724.8 | 143947.8 | 0 | 4108.2 | 0 | 8374.7 | 69338.8 | 0 | 9.4 | 8679.2 | 119243.6 | 0 | 1194.9 | 3315.4 | 32774.8 | 86698.8 | 4727.7 | 0 | 0 | 63050.9 | 69823.4 | 2384.9 | 3525.5 | 0 | 0 | 8315.2
4449 | 186 | Day186 | 8 | Hour8 | 7 | Summer | 2117 | #N/A | Summer | 508207.5 | 2024-07-05 08:00 | 485359.7 | 3460.3 | 14892.3 | 4495.2 | 508207.5 | 468049.6 | 345830 | 0.0357 | 0.0539 | 0.57 | 0.57 | 281.6 | 22.1 | 3.15 | 20.1 | 921.7 | 0.19 | 283.2 | 47.7 | 330.8 | 294.6 | 23.2 | 3.31 | 20.9 | 961.4 | 0.19 | 296.2 | 49.6 | 345.9 | 79.3 | 2 | 0.24 | 9 | 392.2 | 0.04 | 79.4 | 20.7 | 100.1 | 594.4 | 37.3 | 5.14 | 46.6 | 2283.1 | 0.28 | 596.9 | 114.7 | 711.6 | 24.15 | 0 | 0.27 | 24.43 | 25.54 | 0 | 0.28 | 25.82 | 508207.5 | 162377.5 | 0 | 4121.7 | 0 | 8374.7 | 83012.6 | 0 | 155.8 | 11776.7 | 128878.6 | 0 | 1194.9 | 3315.4 | 25170.5 | 87033.9 | 4727.7 | 0 | 0 | 93509.8 | 55221.1 | 1714.2 | 7326.4 | 0 | 0 | 8315.2
4450 | 186 | Day186 | 9 | Hour9 | 7 | Summer | 2117 | #N/A | Summer | 548246 | 2024-07-05 09:00 | 528008.3 | 1098.9 | 14722.2 | 4416.5 | 548246 | 508247.6 | 366005 | 0.0374 | 0.0588 | 0.56 | 0.56 | 291 | 23.4 | 3.33 | 20.1 | 939 | 0.19 | 292.6 | 48.2 | 340.8 | 304.4 | 24.5 | 3.49 | 21 | 980.1 | 0.19 | 306.1 | 50.2 | 356.3 | 63.9 | 1.5 | 0.17 | 7.4 | 321.1 | 0.03 | 64 | 16.9 | 80.9 | 521.3 | 32.9 | 4.55 | 40.6 | 1994.9 | 0.24 | 523.5 | 100.2 | 623.7 | 25.34 | 0 | 0.26 | 25.6 | 26.86 | 0 | 0.27 | 27.14 | 548246 | 182241 | 0 | 4121.7 | 0 | 8374.7 | 95771.6 | 0 | 266.7 | 15943.8 | 137811.9 | 0 | 1194.9 | 3315.4 | 23653.2 | 87033.9 | 4727.7 | 0 | 0 | 113213.5 | 51436.6 | 1380.4 | 11630.1 | 0 | 0 | 8315.2
4451 | 186 | Day186 | 10 | Hour10 | 7 | Summer | 2117 | #N/A | Summer | 591745 | 2024-07-05 10:00 | 570867.8 | 4001.8 | 12441.6 | 4433.8 | 591744.9 | 548448.4 | 398851.4 | 0.0393 | 0.0637 | 0.54 | 0.54 | 304.1 | 24.5 | 3.49 | 20.8 | 981.6 | 0.19 | 305.8 | 50.1 | 355.9 | 320.4 | 25.9 | 3.69 | 21.8 | 1030.3 | 0.2 | 322.1 | 52.5 | 374.7 | 66 | 1.5 | 0.17 | 7.6 | 332.5 | 0.03 | 66.1 | 17.5 | 83.6 | 490.6 | 15.1 | 1.83 | 52.6 | 2380.2 | 0.22 | 491.6 | 123.6 | 615.2 | 28.88 | 0 | 0.26 | 29.14 | 30.85 | 0 | 0.27 | 31.12 | 591745 | 192893.6 | 0 | 4244.2 | 0 | 8374.7 | 108324 | 0 | 416.6 | 17550.7 | 155979.4 | 0 | 1194.9 | 3315.4 | 24294.8 | 88396.1 | 4727.7 | 0 | 0 | 125323.5 | 48525.1 | 1077.7 | 13230.7 | 0 | 0 | 8315.2
4452 | 186 | Day186 | 11 | Hour11 | 7 | Summer | 2117 | #N/A | Summer | 619907.3 | 2024-07-05 11:00 | 608545.4 | 3987.8 | 2798.3 | 4575.9 | 619907.3 | 583639.3 | 420380.4 | 0.0409 | 0.0679 | 0.53 | 0.53 | 314.9 | 25.4 | 3.62 | 21.3 | 1014.3 | 0.19 | 316.7 | 51.6 | 368.2 | 330.6 | 26.8 | 3.81 | 22.3 | 1063.4 | 0.2 | 332.5 | 54 | 386.5 | 72.1 | 1.9 | 0.23 | 8 | 355.2 | 0.03 | 72.2 | 18.6 | 90.9 | 500.7 | 18.5 | 2.35 | 50.9 | 2330.4 | 0.22 | 501.8 | 120.4 | 622.3 | 31.5 | 0 | 0.25 | 31.75 | 33.86 | 0 | 0.27 | 34.13 | 619907.3 | 199526.9 | 81.2 | 4250 | 0 | 8374.7 | 118048.4 | 0 | 512.4 | 19089 | 167321.1 | 0 | 1194.9 | 3315.4 | 24631.8 | 88396.1 | 4766.8 | 0 | 0 | 130316.3 | 48267.7 | 1341.5 | 14816.3 | 0 | 0 | 8315.2
4453 | 186 | Day186 | 12 | Hour12 | 7 | Summer | 2117 | #N/A | Summer | 645005.8 | 2024-07-05 12:00 | 637023.5 | 3330.6 | 0 | 4651.7 | 645005.8 | 610145.3 | 443238.2 | 0.0422 | 0.0711 | 0.51 | 0.51 | 330.2 | 27 | 3.85 | 21.9 | 1053.3 | 0.2 | 332.1 | 53.4 | 385.4 | 346.4 | 28.3 | 4.04 | 23 | 1104.7 | 0.21 | 348.4 | 56 | 404.4 | 66.1 | 1.6 | 0.18 | 7.5 | 332.9 | 0.03 | 66.2 | 17.5 | 83.6 | 952.2 | 43.9 | 7.88 | 113.2 | 2314.6 | 1.73 | 955.7 | 182.6 | 1138.3 | 34.04 | 0 | 0.25 | 34.29 | 36.75 | 0 | 0.27 | 37.02 | 645005.8 | 201767.6 | 0 | 4257.5 | 0 | 8374.7 | 130303.6 | 0 | 586.5 | 19613.8 | 175885.2 | 0 | 1448.4 | 3315.4 | 25866.7 | 88396.1 | 5237 | 153.6 | 0 | 130539 | 49652.6 | 1375.6 | 16220.9 | 4575.9 | 347.7 | 8315.2
4454 | 186 | Day186 | 13 | Hour13 | 7 | Summer | 2117 | #N/A | Summer | 662321.3 | 2024-07-05 13:00 | 655924.8 | 1524.9 | 0 | 4871.6 | 662321.3 | 627693.7 | 461503.3 | 0.043 | 0.0731 | 0.5 | 0.5 | 339.3 | 27.3 | 3.89 | 23 | 1088.2 | 0.21 | 341.2 | 55.4 | 396.6 | 356.2 | 28.6 | 4.09 | 24.1 | 1141.9 | 0.22 | 358.1 | 58.2 | 416.3 | 79.1 | 1.9 | 0.22 | 9 | 395 | 0.04 | 79.2 | 20.8 | 100 | 924.2 | 86.2 | 12.36 | 46.8 | 2654.8 | 0.45 | 930.2 | 126 | 1056.2 | 37.16 | 0 | 0.25 | 37.41 | 40.18 | 0 | 0.27 | 40.45 | 662321.3 | 200818 | 332.2 | 4257.5 | 0 | 8374.7 | 133736.3 | 0 | 621.1 | 18676.5 | 182613.8 | 0 | 4990.7 | 3315.4 | 27164.1 | 88396.1 | 7687.3 | 635.1 | 0 | 126743 | 53320.4 | 1457 | 15991 | 9785.2 | 511 | 8315.2
4455 | 186 | Day186 | 14 | Hour14 | 7 | Summer | 2117 | #N/A | Summer | 672258.9 | 2024-07-05 14:00 | 667264.7 | 94.3 | 0 | 4899.8 | 672258.9 | 638201.8 | 470899.6 | 0.0435 | 0.0744 | 0.5 | 0.5 | 338.3 | 27 | 3.86 | 23.1 | 1089.5 | 0.21 | 340.2 | 55.6 | 395.8 | 357.5 | 28.5 | 4.07 | 24.4 | 1151.7 | 0.22 | 359.5 | 58.8 | 418.2 | 87.2 | 2.2 | 0.27 | 9.9 | 422.4 | 0.05 | 87.3 | 22.5 | 109.8 | 779 | 35.9 | 4.76 | 73 | 3386.1 | 0.36 | 781.3 | 174 | 955.4 | 37.72 | 0 | 0.25 | 37.97 | 40.82 | 0 | 0.27 | 41.09 | 672258.9 | 201359.2 | 230 | 4257.5 | 0 | 8374.7 | 134072.2 | 0 | 559.6 | 20366.2 | 183655.6 | 0 | 7372.1 | 3315.4 | 28540.1 | 88396.1 | 8131.6 | 4554.1 | 0 | 123341 | 55569.6 | 1522.9 | 14755.7 | 12324.3 | 1525.9 | 8315.2
4456 | 186 | Day186 | 15 | Hour15 | 7 | Summer | 2117 | #N/A | Summer | 679339 | 2024-07-05 15:00 | 674050.2 | 246.3 | 0 | 5042.4 | 679338.9 | 644475.3 | 481282.2 | 0.0439 | 0.0752 | 0.5 | 0.49 | 339.8 | 26.9 | 3.84 | 23.3 | 1099.1 | 0.21 | 341.7 | 56.1 | 397.8 | 361.8 | 28.6 | 4.09 | 24.9 | 1172 | 0.22 | 363.8 | 59.9 | 423.7 | 99.3 | 2.7 | 0.33 | 11.3 | 471.8 | 0.06 | 99.5 | 25.4 | 124.9 | 976.6 | 59.5 | 9.75 | 96.2 | 2422.4 | 1.43 | 981.1 | 168.8 | 1149.9 | 38.21 | 0 | 0.25 | 38.46 | 41.39 | 0 | 0.27 | 41.67 | 679339 | 198056.7 | 310.7 | 4257.5 | 0 | 8374.7 | 134695.5 | 0 | 624.7 | 18514.5 | 185106.4 | 0 | 9822.2 | 3315.4 | 28603.5 | 88396.1 | 8663.1 | 9737 | 0 | 120535.4 | 56602.5 | 1779.7 | 15756.9 | 12413.7 | 1627.7 | 8315.2
4457 | 186 | Day186 | 16 | Hour16 | 7 | Summer | 2117 | #N/A | Summer | 683005.2 | 2024-07-05 16:00 | 675762 | 2049.8 | 0 | 5193.5 | 683005.2 | 646051.5 | 491835.8 | 0.044 | 0.0754 | 0.49 | 0.48 | 346.4 | 27.1 | 3.88 | 24.1 | 1125.5 | 0.22 | 348.2 | 57.7 | 405.9 | 370.7 | 29 | 4.14 | 25.9 | 1207.5 | 0.23 | 372.7 | 62 | 434.7 | 116 | 3.1 | 0.39 | 13.3 | 550 | 0.07 | 116.2 | 29.7 | 145.9 | 759.4 | 35.4 | 4.71 | 70.8 | 3285.4 | 0.36 | 761.8 | 168.8 | 930.6 | 39.07 | 0 | 0.26 | 39.33 | 42.37 | 0 | 0.28 | 42.65 | 683005.2 | 191169.4 | 615 | 4257.5 | 0 | 8374.7 | 135629.1 | 0 | 709.1 | 17818.7 | 187286.5 | 0 | 13169.8 | 3315.4 | 27771.9 | 88396.1 | 10125.1 | 12894.7 | 0 | 111696.2 | 58730 | 2215.6 | 14298 | 12791.3 | 2581 | 8315.2
4458 | 186 | Day186 | 17 | Hour17 | 7 | Summer | 2117 | #N/A | Summer | 675980.9 | 2024-07-05 17:00 | 670451 | 608.8 | 0 | 4921 | 675980.9 | 641148.3 | 506427.2 | 0.0437 | 0.0748 | 0.47 | 0.46 | 360.4 | 27.7 | 3.96 | 25.5 | 1183 | 0.23 | 362.3 | 60.9 | 423.2 | 386.4 | 29.7 | 4.23 | 27.5 | 1271.4 | 0.24 | 388.4 | 65.5 | 453.9 | 164.1 | 4.6 | 0.61 | 18.8 | 749.6 | 0.12 | 164.4 | 41.2 | 205.6 | 664.1 | 17.1 | 1.98 | 74.5 | 3310.8 | 0.3 | 665.1 | 173.3 | 838.4 | 40.13 | 0.56 | 0.26 | 40.94 | 43.44 | 0.61 | 0.28 | 44.33 | 675980.9 | 169553.7 | 1119.8 | 4257.5 | 0 | 8374.7 | 136133.1 | 0 | 667.6 | 15766 | 189033.3 | 0 | 19844.5 | 3315.4 | 29539.1 | 88396.1 | 11525.4 | 14888.2 | 0 | 88482.8 | 62390 | 2247.3 | 11071 | 12649 | 1567.2 | 8315.2
4459 | 186 | Day186 | 18 | Hour18 | 7 | Summer | 2117 | #N/A | Summer | 659941.8 | 2024-07-05 18:00 | 655457.7 | 0 | 0 | 4484.1 | 659941.8 | 627294.4 | 520661.8 | 0.043 | 0.073 | 0.45 | 0.43 | 380 | 28.9 | 4.13 | 27.2 | 1254.3 | 0.24 | 382 | 64.7 | 446.7 | 407.2 | 30.9 | 4.41 | 29.3 | 1347.8 | 0.26 | 409.3 | 69.6 | 478.9 | 292.4 | 8.7 | 1.26 | 34.1 | 1242 | 0.26 | 293 | 71.1 | 364.2 | 1006.1 | 45 | 8.23 | 122.1 | 2387.1 | 1.9 | 1009.7 | 193.8 | 1203.5 | 55.32 | 16.04 | 0.26 | 71.62 | 59.77 | 17.41 | 0.28 | 77.46 | 659941.8 | 139280 | 3172.2 | 4257.5 | 0 | 8374.7 | 137644.3 | 0 | 655.9 | 11320.4 | 190564.8 | 0 | 24955.8 | 3315.4 | 32433.6 | 88396.1 | 12655 | 14892.3 | 0 | 56761.3 | 68305.6 | 2236.8 | 9452.9 | 11330.2 | 1564.4 | 8315.2
4460 | 186 | Day186 | 19 | Hour19 | 7 | Summer | 2117 | #N/A | Summer | 637904.3 | 2024-07-05 19:00 | 633891.7 | 0 | 0 | 4012.6 | 637904.3 | 607323.1 | 518900.3 | 0.0419 | 0.0705 | 0.43 | 0.42 | 388.9 | 29.9 | 4.27 | 27.6 | 1277.2 | 0.24 | 390.9 | 65.7 | 456.6 | 416.4 | 31.9 | 4.55 | 29.7 | 1371.7 | 0.26 | 418.6 | 70.6 | 489.3 | 410 | 13.7 | 1.94 | 45.8 | 1741.1 | 0.33 | 410.9 | 97.8 | 508.7 | 780 | 31.5 | 4.23 | 78.8 | 3400.5 | 0.45 | 782.1 | 180.3 | 962.4 | 42.19 | 0 | 0.26 | 42.45 | 45.42 | 0 | 0.29 | 45.71 | 637904.3 | 119004 | 3137.5 | 4257.5 | 0 | 8374.7 | 138140.8 | 0 | 517.3 | 7452 | 191267 | 0 | 21166.3 | 3315.4 | 34223.3 | 88396.1 | 11883.1 | 14738.8 | 0 | 31747.7 | 76940.6 | 2346.5 | 7507.6 | 6997.6 | 1983.8 | 8315.2
4461 | 186 | Day186 | 20 | Hour20 | 7 | Summer | 2117 | #N/A | Summer | 618401 | 2024-07-05 20:00 | 612960.6 | 0 | 0 | 5440.5 | 618401 | 587875.8 | 510383 | 0.0409 | 0.068 | 0.43 | 0.42 | 384.6 | 30.4 | 4.34 | 26.4 | 1244.6 | 0.24 | 386.6 | 63.6 | 450.2 | 407.6 | 32.1 | 4.58 | 28.2 | 1323.7 | 0.25 | 409.8 | 67.7 | 477.5 | 403.1 | 12.9 | 1.8 | 45.3 | 1745 | 0.32 | 404 | 97.4 | 501.3 | 605.2 | 12.3 | 1.35 | 71.6 | 3069.8 | 0.31 | 606 | 163.2 | 769.1 | 39.83 | 0 | 0.27 | 40.1 | 42.77 | 0 | 0.29 | 43.06 | 618401 | 108018 | 3210.2 | 4257.5 | 0 | 8374.7 | 138369.3 | 0 | 180.7 | 3952.2 | 193622.6 | 0 | 8627.8 | 3315.4 | 44065.9 | 88396.1 | 9121.5 | 9022 | 0 | 10228 | 91458.2 | 2199 | 2366.3 | 2134.8 | 1204.6 | 8315.2
4462 | 186 | Day186 | 21 | Hour21 | 7 | Summer | 2117 | #N/A | Summer | 598751.1 | 2024-07-05 21:00 | 592401.2 | 0 | 0 | 6349.9 | 598751.2 | 568680.1 | 496050.6 | 0.04 | 0.0658 | 0.44 | 0.43 | 379.4 | 30.2 | 4.3 | 25.9 | 1229.1 | 0.23 | 381.5 | 62.6 | 444.1 | 398.1 | 31.6 | 4.5 | 27.3 | 1292.5 | 0.24 | 400.3 | 65.9 | 466.2 | 398.6 | 14.8 | 2.11 | 43.1 | 1653.4 | 0.32 | 399.6 | 92.4 | 492 | 1247.7 | 130.8 | 18.9 | 50.2 | 3129.5 | 0.61 | 1256.8 | 143.6 | 1400.4 | 36.49 | 0 | 0.28 | 36.76 | 39.09 | 0 | 0.3 | 39.39 | 598751.1 | 102700.5 | 5328.2 | 4253 | 0 | 8374.7 | 133420.4 | 0 | 0 | 284.6 | 191594.9 | 0 | 4397 | 3315.4 | 47439.2 | 88396.1 | 7458 | 2073.7 | 0 | 385.4 | 99314.2 | 2716.2 | 960 | 211.3 | 1748.8 | 8315.2
4463 | 186 | Day186 | 22 | Hour22 | 7 | Summer | 2117 | #N/A | Summer | 570177.5 | 2024-07-05 22:00 | 563769.8 | 110 | 187.8 | 6109.8 | 570177.5 | 541870.3 | 465590.4 | 0.0388 | 0.0627 | 0.46 | 0.46 | 361 | 28.6 | 4.08 | 24.8 | 1176.4 | 0.22 | 362.9 | 60 | 422.9 | 377.1 | 29.8 | 4.25 | 26 | 1231.1 | 0.23 | 379.2 | 62.8 | 442 | 449 | 24.1 | 3.39 | 40.3 | 1740.5 | 0.28 | 450.6 | 92.2 | 542.8 | 914.6 | 89 | 12.81 | 42.9 | 2509.6 | 0.44 | 920.7 | 117.8 | 1038.6 | 32.71 | 0 | 0.28 | 32.99 | 34.93 | 0 | 0.3 | 35.24 | 570177.5 | 104587 | 3821.9 | 4245.5 | 0 | 8374.7 | 121050 | 0 | 0 | 0.1 | 178660.5 | 0 | 3464.2 | 3315.4 | 47116.8 | 88396.1 | 5770.7 | 1374.6 | 0 | 0.8 | 101454.2 | 3131.9 | 69.8 | 0 | 311.2 | 8315.2
4464 | 186 | Day186 | 23 | Hour23 | 7 | Summer | 2117 | #N/A | Summer | 545013.6 | 2024-07-05 23:00 | 532503.6 | 110.4 | 6363 | 6036.5 | 545013.6 | 512508.2 | 439865.8 | 0.0375 | 0.0592 | 0.48 | 0.47 | 345.7 | 27.1 | 3.86 | 24.3 | 1135 | 0.22 | 347.6 | 58.1 | 405.7 | 361.1 | 28.3 | 4.02 | 25.3 | 1185.8 | 0.22 | 363.1 | 60.7 | 423.8 | 486.2 | 31.3 | 4.38 | 38 | 1802.9 | 0.25 | 488.3 | 91.8 | 580.1 | 502.9 | 21.5 | 2.82 | 48.7 | 2232.1 | 0.24 | 504.3 | 115.3 | 619.6 | 29.8 | 0 | 0.28 | 30.08 | 31.68 | 0 | 0.31 | 31.98 | 545013.6 | 105147.8 | 2894.6 | 4235 | 0 | 8374.7 | 109208.5 | 0 | 0 | 0 | 167645.4 | 0 | 3464.2 | 3315.4 | 46376.9 | 88061 | 5761.4 | 528.6 | 0 | 0 | 102467.5 | 2680.4 | 0.1 | 0 | 392.2 | 8315.2
4465 | 187 | Day187 | 0 | Hour0 | 7 | Summer | 9 | 735079.7 | Summer | 513535.5 | 2024-07-06 | 499386.2 | 0.4 | 8349 | 5799.8 | 513535.5 | 481303.7 | 411300.5 | 0.0362 | 0.0555 | 0.49 | 0.49 | 329.9 | 25.4 | 3.61 | 23.8 | 1097 | 0.21 | 331.7 | 56.5 | 388.2 | 342.9 | 26.3 | 3.75 | 24.7 | 1141.5 | 0.22 | 344.7 | 58.8 | 403.6 | 484 | 31.3 | 4.38 | 37.6 | 1791.1 | 0.25 | 486.1 | 91.1 | 577.2 | 424.3 | 13.9 | 1.73 | 45.4 | 2017.4 | 0.21 | 425.2 | 105.5 | 530.7 | 27.44 | 0 | 0.28 | 27.72 | 29.04 | 0 | 0.31 | 29.35 | 513535.5 | 102235 | 2223.8 | 4227.1 | 0 | 8374.7 | 95815 | 0 | 0 | 0 | 156234.8 | 0 | 3464.2 | 3315.4 | 44582.6 | 87606 | 5456.9 | 0 | 0 | 0 | 99741.8 | 2493.3 | 0 | 0 | 1348.2 | 8315.2
4466 | 187 | Day187 | 1 | Hour1 | 7 | Summer | 2117 | #N/A | Summer | 492655.4 | 2024-07-06 01:00 | 471715.3 | 125.2 | 14892.3 | 5922.6 | 492655.4 | 455134.5 | 393812.5 | 0.0351 | 0.0524 | 0.5 | 0.49 | 325.9 | 24.9 | 3.54 | 23.7 | 1089.2 | 0.21 | 327.7 | 56.2 | 383.9 | 338.7 | 25.9 | 3.69 | 24.6 | 1129.7 | 0.22 | 340.5 | 58.3 | 398.8 | 469.8 | 29.5 | 4.12 | 37.5 | 1763 | 0.25 | 471.8 | 90.1 | 561.9 | 784.1 | 84 | 12.18 | 31 | 1896.4 | 0.42 | 789.9 | 87.6 | 877.6 | 25.3 | 0 | 0.29 | 25.6 | 26.6 | 0 | 0.31 | 26.91 | 492655.4 | 98842.9 | 304.7 | 4156.4 | 0 | 8373.7 | 89915.4 | 0 | 0 | 0 | 150135.9 | 0 | 3464.2 | 3315.4 | 42727.9 | 86177 | 5241.8 | 0 | 0 | 0 | 96145.3 | 2697.6 | 0 | 0 | 402.6 | 8315.2
4467 | 187 | Day187 | 2 | Hour2 | 7 | Summer | 2117 | #N/A | Summer | 472607.2 | 2024-07-06 02:00 | 451016.6 | 1029 | 14892.3 | 5669.3 | 472607.2 | 435505.3 | 377531.6 | 0.0344 | 0.05 | 0.5 | 0.5 | 321.9 | 24.4 | 3.46 | 23.7 | 1082.1 | 0.21 | 323.5 | 56 | 379.6 | 334.4 | 25.4 | 3.6 | 24.6 | 1122.3 | 0.22 | 336.1 | 58.1 | 394.2 | 482.3 | 31.9 | 4.48 | 37.1 | 1759 | 0.26 | 484.5 | 89.6 | 574 | 346.3 | 7.7 | 0.86 | 40 | 1757.5 | 0.16 | 346.8 | 92.4 | 439.2 | 23.83 | 0 | 0.29 | 24.13 | 25.02 | 0 | 0.31 | 25.33 | 472607.2 | 95075.6 | 150.2 | 4156.4 | 0 | 8373.7 | 83853.1 | 0 | 0 | 0 | 144404.7 | 0 | 3464.2 | 3315.4 | 38691.1 | 86034.9 | 5087.9 | 0 | 0 | 0 | 92677.1 | 2398.5 | 0 | 0 | 0 | 8315.2
4468 | 187 | Day187 | 3 | Hour3 | 7 | Summer | 2117 | #N/A | Summer | 461017.2 | 2024-07-06 03:00 | 438474.1 | 2116.9 | 14892.3 | 5533.9 | 461017.2 | 423592.3 | 368262.3 | 0.0339 | 0.0486 | 0.5 | 0.5 | 322 | 24.3 | 3.45 | 23.9 | 1084.8 | 0.21 | 323.7 | 56.2 | 379.9 | 334.3 | 25.3 | 3.59 | 24.7 | 1124.4 | 0.22 | 336 | 58.3 | 394.3 | 494.3 | 33.4 | 4.7 | 37.3 | 1780.5 | 0.27 | 496.6 | 90.5 | 587 | 807.5 | 91.3 | 13.28 | 26.6 | 1799.7 | 0.41 | 813.9 | 80.4 | 894.2 | 23.57 | 0 | 0.29 | 23.87 | 24.72 | 0 | 0.3 | 25.03 | 461017.2 | 92754.9 | 0 | 4156.4 | 0 | 8373.7 | 81504.8 | 0 | 0 | 2.7 | 141527.5 | 0 | 3464.2 | 3315.4 | 34864.9 | 86034.9 | 5020.5 | 0 | 0 | 5.3 | 90285.8 | 2461 | 0 | 0 | 0 | 8315.2
4469 | 187 | Day187 | 4 | Hour4 | 7 | Summer | 2117 | #N/A | Summer | 459023 | 2024-07-06 04:00 | 436085.6 | 2605 | 14892.3 | 5440.2 | 459023 | 421330.6 | 366918.8 | 0.0338 | 0.0483 | 0.5 | 0.49 | 323.5 | 24.4 | 3.47 | 24 | 1090.3 | 0.21 | 325.1 | 56.5 | 381.7 | 336 | 25.4 | 3.61 | 24.8 | 1130.7 | 0.22 | 337.8 | 58.6 | 396.4 | 499.2 | 34.1 | 4.81 | 37.3 | 1785 | 0.27 | 501.6 | 90.6 | 592.2 | 739.8 | 80.6 | 11.68 | 27.5 | 1761.3 | 0.38 | 745.4 | 80.1 | 825.5 | 23.86 | 0 | 0.3 | 24.16 | 25.03 | 0 | 0.3 | 25.33 | 459023 | 92104.2 | 0 | 4156.4 | 0 | 8374.7 | 81507.9 | 0 | 0 | 195.6 | 141871.1 | 0 | 3400.5 | 3315.4 | 33103.5 | 86218.7 | 4970.6 | 0 | 0 | 930.3 | 88637.6 | 2340.7 | 8.3 | 0 | 0 | 8315.2
4470 | 187 | Day187 | 5 | Hour5 | 7 | Summer | 2117 | #N/A | Summer | 468491.6 | 2024-07-06 05:00 | 444952 | 3353.4 | 14892.3 | 5294 | 468491.6 | 429762.4 | 367869 | 0.0341 | 0.0493 | 0.5 | 0.5 | 320.7 | 24.3 | 3.46 | 23.6 | 1076.4 | 0.21 | 322.3 | 55.8 | 378.1 | 333.6 | 25.4 | 3.61 | 24.4 | 1117.2 | 0.22 | 335.4 | 57.8 | 393.2 | 444.9 | 29.5 | 4.14 | 34.2 | 1616.4 | 0.24 | 446.9 | 82.4 | 529.3 | 962.7 | 109.5 | 15.91 | 30.9 | 2142.7 | 0.48 | 970.3 | 94.9 | 1065.2 | 24.64 | 0 | 0.31 | 24.95 | 25.8 | 0 | 0.3 | 26.1 | 468491.6 | 100622.6 | 0 | 4160.9 | 0 | 8374.7 | 83167.8 | 0 | 0 | 600.7 | 141941.5 | 0 | 3400.5 | 3315.4 | 31838.8 | 86698.8 | 4970.6 | 0 | 0 | 11115.1 | 86750.4 | 2156.4 | 730.8 | 0 | 177.9 | 8315.2
4471 | 187 | Day187 | 6 | Hour6 | 7 | Summer | 2117 | #N/A | Summer | 488802 | 2024-07-06 06:00 | 464352.4 | 4327.3 | 14892.3 | 5229.9 | 488801.9 | 448160 | 361675 | 0.0349 | 0.0515 | 0.54 | 0.53 | 301.6 | 23.2 | 3.29 | 22 | 1004.1 | 0.2 | 303.2 | 52 | 355.2 | 315.1 | 24.3 | 3.46 | 22.8 | 1045 | 0.2 | 316.8 | 54 | 370.8 | 202.4 | 8.1 | 1.09 | 20.6 | 882.7 | 0.12 | 202.9 | 47 | 249.9 | 968.8 | 110.5 | 16.06 | 31.9 | 2149.6 | 0.51 | 976.5 | 96.1 | 1072.6 | 25.14 | 0 | 0.3 | 25.44 | 26.42 | 0 | 0.3 | 26.72 | 488802 | 127126.9 | 311 | 4163.8 | 0 | 8374.7 | 82719.6 | 0 | 0 | 7079.8 | 135465.6 | 0 | 3400.5 | 3315.4 | 31793.5 | 87160.3 | 4970.6 | 0 | 0 | 36859 | 81104.8 | 2083.2 | 3730.8 | 0 | 6.6 | 8315.2
4472 | 187 | Day187 | 7 | Hour7 | 7 | Summer | 2117 | #N/A | Summer | 520236.4 | 2024-07-06 07:00 | 499636 | 1155.8 | 14745.9 | 4698.7 | 520236.4 | 481495.1 | 384479.4 | 0.0363 | 0.0557 | 0.52 | 0.52 | 315.7 | 24.9 | 3.54 | 22.3 | 1032.9 | 0.2 | 317.4 | 53.1 | 370.5 | 329.7 | 26.1 | 3.71 | 23.1 | 1075.6 | 0.21 | 331.5 | 55.2 | 386.7 | 130 | 3.5 | 0.44 | 14.9 | 614.5 | 0.08 | 130.3 | 33.2 | 163.5 | 811.7 | 82 | 11.83 | 36.2 | 2134.8 | 0.41 | 817.4 | 100 | 917.4 | 26.73 | 0 | 0.29 | 27.02 | 28.26 | 0 | 0.3 | 28.56 | 520236.4 | 135757 | 433.7 | 4171.8 | 0 | 8374.7 | 95816.9 | 0 | 38.8 | 9535.2 | 143945.1 | 0 | 3400.5 | 3315.4 | 31950.8 | 88099.9 | 4970.6 | 0 | 0 | 69964.1 | 54627.3 | 1591.6 | 6354.2 | 0 | 0 | 8315.2
4473 | 187 | Day187 | 8 | Hour8 | 7 | Summer | 2117 | #N/A | Summer | 554320.8 | 2024-07-06 08:00 | 542901.6 | 624.9 | 6543.3 | 4251 | 554320.8 | 522203.4 | 395412.4 | 0.0381 | 0.0606 | 0.52 | 0.52 | 321.7 | 25.8 | 3.67 | 22.1 | 1040.4 | 0.2 | 323.5 | 53.2 | 376.7 | 336.8 | 27.1 | 3.86 | 23.1 | 1086.1 | 0.21 | 338.7 | 55.5 | 394.2 | 86.6 | 2.2 | 0.28 | 10.1 | 410.9 | 0.06 | 86.7 | 22.4 | 109.1 | 726.3 | 67.8 | 9.71 | 37.6 | 2088.5 | 0.37 | 731 | 99.9 | 830.9 | 27.83 | 0 | 0.29 | 28.12 | 29.64 | 0 | 0.3 | 29.94 | 554320.8 | 158908.4 | 0 | 4247.1 | 0 | 8374.7 | 106448.4 | 0 | 489.7 | 11666.8 | 151002.8 | 0 | 3400.5 | 3315.4 | 25699.1 | 87953.8 | 4970.6 | 0 | 0 | 109116.8 | 36320.4 | 1314.7 | 8530.3 | 0 | 0 | 8315.2
4474 | 187 | Day187 | 9 | Hour9 | 7 | Summer | 2117 | #N/A | Summer | 600197.9 | 2024-07-06 09:00 | 587969.6 | 4606.7 | 2268.1 | 5353.5 | 600197.9 | 564407.2 | 416247.2 | 0.0401 | 0.0657 | 0.52 | 0.51 | 324.6 | 26.2 | 3.73 | 22 | 1046.1 | 0.2 | 326.4 | 53.2 | 379.7 | 342 | 27.6 | 3.93 | 23.1 | 1100.9 | 0.21 | 343.9 | 56 | 399.9 | 81.2 | 1.8 | 0.22 | 9.7 | 392.8 | 0.05 | 81.3 | 21.4 | 102.7 | 967.7 | 100.7 | 14.55 | 39.6 | 2450.2 | 0.47 | 974.6 | 112.7 | 1087.4 | 30.22 | 0 | 0.28 | 30.5 | 32.5 | 0 | 0.3 | 32.8 | 600197.9 | 183950.7 | 0 | 4250 | 0 | 8374.7 | 117379.9 | 0 | 813 | 18452.3 | 163603 | 0 | 3400.5 | 3315.4 | 22517.9 | 88396.1 | 5009.7 | 0 | 0 | 132047.9 | 31544.6 | 1092.8 | 13469.5 | 0 | 0 | 8315.2
4475 | 187 | Day187 | 10 | Hour10 | 7 | Summer | 2117 | #N/A | Summer | 642009.8 | 2024-07-06 10:00 | 629126.6 | 4240.6 | 2812.9 | 5829.7 | 642009.8 | 602757.8 | 453476.7 | 0.0419 | 0.0703 | 0.49 | 0.49 | 344.8 | 27.7 | 3.96 | 23.3 | 1108.3 | 0.21 | 346.7 | 56.4 | 403.1 | 363.9 | 29.3 | 4.18 | 24.5 | 1168.7 | 0.22 | 365.9 | 59.4 | 425.3 | 67.5 | 1.4 | 0.15 | 7.9 | 348.5 | 0.03 | 67.6 | 18.3 | 85.9 | 723.4 | 34.8 | 4.65 | 66.5 | 3095.7 | 0.34 | 725.7 | 158.9 | 884.6 | 36.59 | 0.89 | 0.28 | 37.75 | 39.62 | 0.97 | 0.3 | 40.88 | 642009.8 | 188533.1 | 0.4 | 4257.5 | 0 | 8374.7 | 132019.6 | 0 | 919.2 | 19035.9 | 180222.8 | 0 | 5763.8 | 3315.4 | 24281.6 | 88396.1 | 6778.9 | 65.9 | 0 | 138221.8 | 29448.9 | 907.2 | 15957 | 1198 | 39 | 8315.2
4476 | 187 | Day187 | 11 | Hour11 | 7 | Summer | 2117 | #N/A | Summer | 674784.2 | 2024-07-06 11:00 | 663405.8 | 4062.3 | 1553.2 | 5762.9 | 674784.2 | 634553.6 | 484988.5 | 0.0435 | 0.0742 | 0.48 | 0.47 | 357.7 | 27.7 | 3.95 | 25.2 | 1169.3 | 0.23 | 359.6 | 60.1 | 419.8 | 378.6 | 29.3 | 4.18 | 26.7 | 1237.6 | 0.24 | 380.6 | 63.7 | 444.2 | 79.9 | 2 | 0.24 | 9.1 | 390.8 | 0.04 | 80 | 20.8 | 100.8 | 926.4 | 51.2 | 8.58 | 97.6 | 2338.9 | 1.44 | 930.3 | 167.7 | 1098 | 40.17 | 4.89 | 0.27 | 45.33 | 43.66 | 5.36 | 0.29 | 49.31 | 674784.2 | 189795.8 | 254.8 | 4257.5 | 0 | 8374.7 | 135487.3 | 0 | 953.5 | 19969.6 | 189281.8 | 0 | 16557.6 | 3315.4 | 24792.2 | 88396.1 | 11434.6 | 2836.3 | 0 | 139705.6 | 28280.4 | 886.6 | 16431.6 | 7607.4 | 335.8 | 8315.2
4477 | 187 | Day187 | 12 | Hour12 | 7 | Summer | 2117 | #N/A | Summer | 700644.3 | 2024-07-06 12:00 | 689957.6 | 3606.7 | 1553.2 | 5526.8 | 700644.3 | 659110.2 | 509102.9 | 0.0447 | 0.0771 | 0.47 | 0.46 | 359.6 | 27.4 | 3.91 | 25.8 | 1186.3 | 0.23 | 361.5 | 61.2 | 422.6 | 384.6 | 29.3 | 4.18 | 27.6 | 1269.8 | 0.24 | 386.6 | 65.5 | 452.1 | 87.9 | 2.3 | 0.3 | 10.2 | 412 | 0.06 | 88.1 | 22.5 | 110.5 | 910.8 | 49.2 | 7.13 | 84.1 | 3326.6 | 0.72 | 914.2 | 183.4 | 1097.6 | 41.57 | 20.8 | 0.27 | 62.64 | 45.31 | 22.92 | 0.29 | 68.52 | 700644.3 | 191541.4 | 110 | 4257.5 | 0 | 8374.7 | 138202.1 | 0 | 960.3 | 20303.4 | 194319.8 | 0 | 22475.7 | 3315.4 | 26519.6 | 88396.1 | 12869.7 | 10262.3 | 0 | 140983.6 | 28428.2 | 865.9 | 17267.6 | 11689.4 | 834.8 | 8315.2
4478 | 187 | Day187 | 13 | Hour13 | 7 | Summer | 2117 | #N/A | Summer | 716898.6 | 2024-07-06 13:00 | 708477 | 1408.4 | 1553.2 | 5459.9 | 716898.6 | 676205 | 522770 | 0.0455 | 0.0791 | 0.47 | 0.46 | 361.6 | 27.2 | 3.88 | 26.1 | 1203.3 | 0.23 | 363.5 | 62.1 | 425.5 | 387.2 | 29.1 | 4.15 | 28.1 | 1290 | 0.24 | 389.2 | 66.6 | 455.7 | 99.1 | 2.8 | 0.38 | 11.4 | 445.2 | 0.07 | 99.3 | 24.7 | 124 | 785.4 | 38.3 | 5.12 | 71.7 | 3345.6 | 0.37 | 788 | 171.5 | 959.5 | 42.22 | 36.03 | 0.26 | 78.51 | 46.05 | 39.66 | 0.29 | 85.99 | 716898.6 | 194128.6 | 112.2 | 4257.5 | 0 | 8374.7 | 140316.1 | 0 | 960 | 20936.3 | 196028.7 | 0 | 28790.2 | 3315.4 | 27588.9 | 88396.1 | 13031.1 | 12558.9 | 0 | 139006.2 | 32201.5 | 1024.7 | 16839.2 | 12779.1 | 1956.3 | 8315.2
4479 | 187 | Day187 | 14 | Hour14 | 7 | Summer | 2117 | #N/A | Summer | 728133.5 | 2024-07-06 14:00 | 720127 | 1359.1 | 1374.6 | 5272.7 | 728133.5 | 686942.1 | 534978.6 | 0.0461 | 0.0804 | 0.47 | 0.46 | 362.4 | 26.9 | 3.83 | 26.5 | 1217.5 | 0.23 | 364.3 | 62.8 | 427.1 | 389 | 28.8 | 4.11 | 28.5 | 1308.8 | 0.25 | 391 | 67.6 | 458.6 | 109.5 | 3.7 | 0.52 | 12.2 | 467.1 | 0.09 | 109.8 | 26.1 | 135.9 | 1672.2 | 175.9 | 25.46 | 66.8 | 4153.6 | 0.83 | 1684.4 | 190.8 | 1875.2 | 42.92 | 52.04 | 0.26 | 95.23 | 46.86 | 57.26 | 0.29 | 104.4 | 728133.5 | 193154.8 | 383.5 | 4257.5 | 0 | 8374.7 | 140221.8 | 0 | 958 | 20530.7 | 197654.7 | 0 | 34016.7 | 3315.4 | 31154.3 | 88396.1 | 13258.9 | 13945.1 | 0 | 134849.7 | 35795.8 | 1020.6 | 16757.2 | 13958.9 | 1780.3 | 8315.2
4480 | 187 | Day187 | 15 | Hour15 | 7 | Summer | 2117 | #N/A | Summer | 733999.2 | 2024-07-06 15:00 | 726823.4 | 265.1 | 1516.3 | 5394.3 | 733999.2 | 693107.4 | 540022.9 | 0.0464 | 0.0811 | 0.47 | 0.46 | 364.1 | 26.8 | 3.82 | 26.9 | 1225.3 | 0.23 | 365.9 | 63.4 | 429.4 | 390.3 | 28.7 | 4.09 | 28.9 | 1315.6 | 0.25 | 392.3 | 68.2 | 460.5 | 116.8 | 3.9 | 0.54 | 12.9 | 505 | 0.09 | 117 | 28 | 145 | 1037.9 | 62.2 | 10.36 | 104.9 | 2473.8 | 1.61 | 1042.6 | 179.1 | 1221.6 | 41.9 | 62.93 | 0.26 | 105.1 | 45.76 | 69.14 | 0.29 | 115.19 | 733999.2 | 193976.2 | 142.5 | 4257.5 | 0 | 8374.7 | 140220 | 0 | 955.2 | 19803.7 | 198095.6 | 0 | 36281.8 | 3315.4 | 32018.3 | 88396.1 | 14772.9 | 14148.2 | 0 | 129650.7 | 42551.9 | 1014.7 | 16040.2 | 14364.7 | 1926.2 | 8315.2
4481 | 187 | Day187 | 16 | Hour16 | 7 | Summer | 2117 | #N/A | Summer | 735079.7 | 2024-07-06 16:00 | 728419.4 | 1.6 | 1374.6 | 5284 | 735079.7 | 694600.5 | 548070.9 | 0.0464 | 0.0812 | 0.46 | 0.45 | 372.1 | 27.1 | 3.86 | 27.9 | 1253.7 | 0.24 | 374 | 65.3 | 439.3 | 399.1 | 29 | 4.14 | 30 | 1346.5 | 0.26 | 401.1 | 70.2 | 471.3 | 136.1 | 4.5 | 0.63 | 15.3 | 577.8 | 0.11 | 136.4 | 32.6 | 168.9 | 913.8 | 43.8 | 7.31 | 101.1 | 2623.5 | 1.34 | 917.1 | 179.6 | 1096.7 | 45.99 | 76.32 | 0.26 | 122.58 | 50.23 | 83.84 | 0.29 | 134.36 | 735079.7 | 187008.8 | 181.4 | 4257.5 | 0 | 8374.7 | 140404.5 | 0 | 949.9 | 19143.4 | 200240.8 | 0 | 39016.8 | 3315.4 | 31542.2 | 88396.1 | 17768.8 | 14572.7 | 0 | 120262.3 | 45672.9 | 980.3 | 15541.6 | 14410.1 | 1238.1 | 8315.2
4482 | 187 | Day187 | 17 | Hour17 | 7 | Summer | 2117 | #N/A | Summer | 729688.7 | 2024-07-06 17:00 | 723486 | 0 | 1374.6 | 4828.1 | 729688.7 | 690097.8 | 562763 | 0.0461 | 0.0806 | 0.44 | 0.43 | 386.3 | 27.7 | 3.96 | 29.4 | 1303.7 | 0.26 | 388.2 | 68.3 | 456.5 | 414.2 | 29.6 | 4.24 | 31.6 | 1400.2 | 0.28 | 416.2 | 73.4 | 489.6 | 187.7 | 5.7 | 0.84 | 22 | 781.4 | 0.18 | 188.1 | 45.3 | 233.4 | 928.1 | 51.7 | 7.5 | 84 | 3360.1 | 0.71 | 931.7 | 184.3 | 1116 | 47.09 | 108.54 | 0.27 | 155.89 | 51.37 | 119.12 | 0.29 | 170.78 | 729688.7 | 166925.7 | 991.2 | 4257.5 | 0 | 8374.7 | 141079.6 | 0 | 928.6 | 16947.1 | 201817.1 | 0 | 43598.3 | 3315.4 | 35180.8 | 88396.1 | 21097.6 | 14654.6 | 0 | 100000.4 | 48258.1 | 791.5 | 12168.6 | 14110.4 | 1819.6 | 8315.2
4483 | 187 | Day187 | 18 | Hour18 | 7 | Summer | 2117 | #N/A | Summer | 715366.3 | 2024-07-06 18:00 | 710986.3 | 0 | 0 | 4380 | 715366.3 | 678644.3 | 578052.9 | 0.0455 | 0.079 | 0.41 | 0.4 | 407.6 | 28.8 | 4.12 | 31.5 | 1379.2 | 0.28 | 409.6 | 72.7 | 482.3 | 436.5 | 30.8 | 4.41 | 33.8 | 1479.4 | 0.3 | 438.6 | 78 | 516.6 | 337.2 | 10.2 | 1.55 | 40.1 | 1356.1 | 0.35 | 337.9 | 80.6 | 418.5 | 1189.5 | 54.5 | 10.02 | 144.2 | 2706.6 | 2.3 | 1193.9 | 225.5 | 1419.4 | 62.94 | 144.06 | 0.26 | 207.26 | 68.48 | 157.42 | 0.29 | 226.19 | 715366.3 | 137313.4 | 2665.6 | 4257.5 | 0 | 8374.7 | 142174.2 | 0 | 858.1 | 11909.1 | 202856.9 | 0 | 49311.7 | 3315.4 | 37604.9 | 88396.1 | 24328.6 | 14767.3 | 0 | 71209.7 | 52599.9 | 736.6 | 10200.3 | 13360 | 1088.5 | 8315.2
4484 | 187 | Day187 | 19 | Hour19 | 7 | Summer | 2117 | #N/A | Summer | 693827.3 | 2024-07-06 19:00 | 690259.3 | 0 | 0 | 3568 | 693827.3 | 659585.7 | 583552.1 | 0.0444 | 0.0766 | 0.4 | 0.39 | 416.2 | 29.7 | 4.25 | 31.7 | 1408.8 | 0.28 | 418.2 | 73.8 | 492 | 445.3 | 31.7 | 4.53 | 34.1 | 1511 | 0.3 | 447.5 | 79.2 | 526.7 | 475.5 | 14.5 | 2.24 | 56.8 | 1880.1 | 0.51 | 476.6 | 112.9 | 589.5 | 762 | 25 | 3.56 | 85.8 | 3229.5 | 0.63 | 763.7 | 182.2 | 945.9 | 54.12 | 97.69 | 0.26 | 152.08 | 58.67 | 106.5 | 0.29 | 165.46 | 693827.3 | 110275.2 | 3705.3 | 4257.5 | 0 | 8374.7 | 143717.6 | 0 | 687.4 | 7779.3 | 205261.7 | 0 | 47057.5 | 3315.4 | 43432.7 | 88396.1 | 21347.7 | 14686 | 0 | 43467.7 | 57818.2 | 522.7 | 7768.8 | 10794.7 | 2080.8 | 8315.2
4485 | 187 | Day187 | 20 | Hour20 | 7 | Summer | 2117 | #N/A | Summer | 672705.6 | 2024-07-06 20:00 | 668250 | 0 | 0 | 4455.6 | 672705.5 | 639246.1 | 582503.5 | 0.0434 | 0.0741 | 0.4 | 0.39 | 412.2 | 30.4 | 4.34 | 30.4 | 1378.8 | 0.27 | 414.3 | 71.6 | 485.9 | 440.5 | 32.4 | 4.62 | 32.7 | 1477.6 | 0.29 | 442.8 | 76.8 | 519.5 | 487 | 14.8 | 2.21 | 57.5 | 1987 | 0.49 | 488 | 116.8 | 604.8 | 678.7 | 13 | 1.34 | 80.3 | 3518 | 0.31 | 679.5 | 185.2 | 864.7 | 46.07 | 58.05 | 0.26 | 104.39 | 49.81 | 63.12 | 0.29 | 113.22 | 672705.6 | 90202.1 | 4214.8 | 4257.5 | 0 | 8374.7 | 145048.8 | 0 | 253.5 | 4067.6 | 207375 | 0 | 34232.8 | 3315.4 | 54461.1 | 88396.1 | 17131.5 | 15695.7 | 0 | 13458.4 | 72080.3 | 342.3 | 2492.9 | 4849.3 | 3651.2 | 8315.2
4486 | 187 | Day187 | 21 | Hour21 | 7 | Summer | 2117 | #N/A | Summer | 648409 | 2024-07-06 21:00 | 642916 | 0 | 0 | 5493.1 | 648409 | 615727.5 | 566117.2 | 0.0423 | 0.0714 | 0.4 | 0.39 | 408.6 | 30.8 | 4.4 | 29.5 | 1353 | 0.26 | 410.7 | 69.9 | 480.6 | 434.6 | 32.6 | 4.65 | 31.6 | 1445.7 | 0.28 | 436.8 | 74.7 | 511.6 | 437 | 13 | 1.82 | 50.2 | 1905.5 | 0.35 | 437.9 | 107.1 | 545 | 679 | 13.1 | 1.36 | 80.3 | 3516.4 | 0.31 | 679.8 | 185.1 | 864.9 | 43.55 | 23.71 | 0.27 | 67.53 | 46.94 | 25.7 | 0.29 | 72.93 | 648409 | 82291.8 | 6993.2 | 4257.5 | 0 | 8374.7 | 143519.9 | 0 | 0 | 277.8 | 209292.6 | 0 | 22705.1 | 3315.4 | 50394.8 | 88396.1 | 14282 | 14585.8 | 0 | 354.6 | 81423.3 | 236.1 | 992.3 | 3926 | 3436.2 | 8315.2
4487 | 187 | Day187 | 22 | Hour22 | 7 | Summer | 2117 | #N/A | Summer | 607434 | 2024-07-06 22:00 | 601245.8 | 0 | 0 | 6188.2 | 607434 | 576932.2 | 523226.7 | 0.0404 | 0.0668 | 0.4 | 0.4 | 400.7 | 31.2 | 4.44 | 28 | 1314.1 | 0.25 | 402.9 | 67.2 | 470.1 | 419.5 | 32.5 | 4.64 | 29.4 | 1378.6 | 0.26 | 421.7 | 70.5 | 492.2 | 434.8 | 14.9 | 2.12 | 48.4 | 1828.4 | 0.36 | 435.9 | 103 | 538.8 | 1081 | 114.9 | 16.66 | 42.3 | 2636.2 | 0.55 | 1088.9 | 121 | 1209.9 | 38.85 | 0 | 0.27 | 39.12 | 41.66 | 0 | 0.29 | 41.96 | 607434 | 84207.3 | 4684.7 | 4257.5 | 0 | 8374.7 | 138351.1 | 0 | 0 | 0.2 | 205283.6 | 0 | 9235.2 | 3315.4 | 48367.9 | 88396.1 | 9178.3 | 3782.3 | 0 | 1.4 | 83991.5 | 214.2 | 68.3 | 379.3 | 3368.4 | 8315.2
4488 | 187 | Day187 | 23 | Hour23 | 7 | Summer | 2117 | #N/A | Summer | 572049.5 | 2024-07-06 23:00 | 558621.1 | 110 | 7241.6 | 6076.7 | 572049.5 | 537068 | 488034.4 | 0.0386 | 0.062 | 0.43 | 0.42 | 381.7 | 29.8 | 4.25 | 26.6 | 1255.1 | 0.23 | 383.8 | 64 | 447.8 | 398.9 | 31.1 | 4.43 | 27.8 | 1313.5 | 0.24 | 401.1 | 67 | 468.1 | 496.5 | 28.9 | 4.07 | 42.2 | 1877.4 | 0.3 | 498.5 | 98.3 | 596.8 | 522.7 | 25.3 | 3.39 | 48.2 | 2227.8 | 0.26 | 524.4 | 114.7 | 639.1 | 32.62 | 0 | 0.27 | 32.9 | 34.78 | 0 | 0.29 | 35.07 | 572049.5 | 84015.1 | 3739.5 | 4247.1 | 0 | 8374.7 | 125787.8 | 0 | 0 | 0 | 189827.1 | 0 | 6465.5 | 3315.4 | 48079.6 | 88125.6 | 6531.8 | 3540.2 | 0 | 0 | 83733.7 | 281.4 | 0.1 | 0 | 4059.7 | 8315.2
4489 | 188 | Day188 | 0 | Hour0 | 7 | Summer | 1 | 744746.8 | Summer Peak | 540815.8 | 2024-07-07 | 520129.8 | 110 | 14515.9 | 6060.1 | 540815.8 | 500889.1 | 458220.4 | 0.037 | 0.0577 | 0.44 | 0.44 | 367.1 | 28.5 | 4.05 | 26 | 1213.4 | 0.23 | 369 | 62.2 | 431.2 | 382.8 | 29.7 | 4.22 | 27 | 1265 | 0.24 | 384.9 | 64.8 | 449.7 | 479.8 | 28.6 | 3.97 | 39.4 | 1853.5 | 0.25 | 481.7 | 94.7 | 576.4 | 631.5 | 37.7 | 5.2 | 51.4 | 2469.1 | 0.3 | 634 | 125 | 759.1 | 30.15 | 0 | 0.28 | 30.42 | 31.93 | 0 | 0.29 | 32.22 | 540815.8 | 82595.4 | 1837.6 | 4239.5 | 0 | 8374.7 | 113350 | 0 | 0 | 0 | 176316.8 | 0 | 5618.6 | 3315.4 | 47443.8 | 88061 | 6254.6 | 3408.2 | 0 | 0 | 82248.3 | 347.1 | 0 | 276.7 | 1634.3 | 8315.2
4490 | 188 | Day188 | 1 | Hour1 | 7 | Summer | 2117 | #N/A | Summer Peak | 508870.1 | 2024-07-07 01:00 | 487880.2 | 120.2 | 14892.3 | 5977.5 | 508870.1 | 470446.3 | 426296.1 | 0.0357 | 0.0541 | 0.46 | 0.46 | 353.4 | 26.9 | 3.83 | 25.6 | 1181 | 0.22 | 355.2 | 60.8 | 416 | 367.5 | 28.1 | 3.99 | 26.5 | 1226.4 | 0.23 | 369.4 | 63.1 | 432.5 | 513 | 34.2 | 4.79 | 38.8 | 1871 | 0.26 | 515.3 | 94.7 | 610 | 613.3 | 41.6 | 5.8 | 45.4 | 2242.8 | 0.3 | 616.2 | 112.4 | 728.5 | 28.13 | 0 | 0.28 | 28.4 | 29.67 | 0 | 0.29 | 29.96 | 508870.1 | 82574 | 102.8 | 4239.5 | 0 | 8374.7 | 100475.2 | 0 | 0 | 0 | 164196.2 | 0 | 5618.6 | 3315.4 | 45564.9 | 88061 | 5986.3 | 361.4 | 0 | 0 | 82152.7 | 421.3 | 0 | 0 | 56.2 | 8315.2
4491 | 188 | Day188 | 2 | Hour2 | 7 | Summer | 2117 | #N/A | Summer Peak | 485493 | 2024-07-07 02:00 | 463634 | 1572.9 | 14892.3 | 5393.8 | 485493 | 447485.3 | 404228.2 | 0.0348 | 0.0514 | 0.46 | 0.46 | 345.6 | 26 | 3.69 | 25.5 | 1166.7 | 0.22 | 347.4 | 60.3 | 407.7 | 359.4 | 27.1 | 3.84 | 26.5 | 1211.2 | 0.23 | 361.3 | 62.6 | 423.9 | 532.1 | 37 | 5.21 | 38.9 | 1890.8 | 0.27 | 534.6 | 95.3 | 629.9 | 1055.5 | 117.8 | 17.12 | 36.1 | 2405.8 | 0.53 | 1063.7 | 107.9 | 1171.6 | 26.94 | 0 | 0.28 | 27.22 | 28.37 | 0 | 0.29 | 28.66 | 485493 | 81264.8 | 0 | 4239.5 | 0 | 8374.7 | 91694.9 | 0 | 0 | 0 | 157437 | 0 | 5618.6 | 3315.4 | 39693.3 | 88061 | 5793.7 | 0 | 0 | 0 | 80741.2 | 523.6 | 0 | 0 | 0 | 8315.2
4492 | 188 | Day188 | 3 | Hour3 | 7 | Summer | 2117 | #N/A | Summer Peak | 471807.4 | 2024-07-07 03:00 | 449687.5 | 1978.3 | 14892.3 | 5249.3 | 471807.4 | 434255.6 | 392285 | 0.0343 | 0.0498 | 0.47 | 0.46 | 342.6 | 25.5 | 3.62 | 25.6 | 1163.5 | 0.22 | 344.3 | 60.3 | 404.6 | 355.9 | 26.5 | 3.77 | 26.5 | 1206.8 | 0.23 | 357.7 | 62.5 | 420.2 | 552.1 | 39.9 | 5.63 | 39 | 1917.2 | 0.29 | 554.8 | 96.2 | 651 | 560.6 | 38.5 | 5.38 | 41.9 | 2035.9 | 0.29 | 563.2 | 102.7 | 665.9 | 25.75 | 0 | 0.27 | 26.03 | 27.08 | 0 | 0.29 | 27.36 | 471807.4 | 79522.4 | 0 | 4239.5 | 0 | 8374.7 | 87086.5 | 0 | 0 | 2.9 | 153930 | 0 | 5618.6 | 3315.4 | 36359.3 | 87683.6 | 5677.2 | 0 | 0 | 5.8 | 78923.1 | 590.7 | 0 | 0 | 0 | 8315.2
4493 | 188 | Day188 | 4 | Hour4 | 7 | Summer | 2117 | #N/A | Summer Peak | 466788.2 | 2024-07-07 04:00 | 445712.2 | 1126.3 | 14892.3 | 5057.3 | 466788.2 | 430484.5 | 389292.6 | 0.0342 | 0.0493 | 0.46 | 0.46 | 344.8 | 25.6 | 3.64 | 25.8 | 1172.4 | 0.22 | 346.5 | 60.8 | 407.3 | 357.7 | 26.6 | 3.78 | 26.7 | 1215.3 | 0.23 | 359.5 | 63 | 422.5 | 549 | 39.2 | 5.52 | 39.2 | 1922.8 | 0.28 | 551.6 | 96.6 | 648.2 | 548.6 | 32.6 | 4.48 | 44.6 | 2163 | 0.25 | 550.8 | 109.1 | 660 | 26.45 | 0 | 0.27 | 26.72 | 27.76 | 0 | 0.28 | 28.05 | 466788.2 | 77495.6 | 0 | 4239.5 | 0 | 8374.7 | 86571.8 | 0 | 0 | 221.1 | 153891.7 | 0 | 5555 | 3315.4 | 33717.5 | 88061 | 5566 | 0 | 0 | 1081.1 | 75620.6 | 572.7 | 8.8 | 0 | 0 | 8315.2
4494 | 188 | Day188 | 5 | Hour5 | 7 | Summer | 2117 | #N/A | Summer Peak | 474215.8 | 2024-07-07 05:00 | 452049.7 | 2439.7 | 14892.3 | 4834.1 | 474215.8 | 436507.2 | 389275.9 | 0.0344 | 0.05 | 0.47 | 0.46 | 341.3 | 25.4 | 3.6 | 25.5 | 1160.2 | 0.22 | 343.1 | 60.1 | 403.2 | 355.1 | 26.5 | 3.76 | 26.4 | 1205 | 0.23 | 357 | 62.4 | 419.3 | 503.6 | 35.7 | 5.03 | 36.2 | 1769.4 | 0.26 | 506.1 | 89 | 595.1 | 1037.9 | 116.1 | 16.85 | 35.1 | 2372.3 | 0.51 | 1046 | 105.9 | 1151.9 | 26.58 | 0 | 0.28 | 26.86 | 27.9 | 0 | 0.28 | 28.19 | 474215.8 | 84939.9 | 97 | 4239.5 | 0 | 8374.7 | 87198.6 | 0 | 0 | 679 | 154795.1 | 0 | 5555 | 3315.4 | 32073.6 | 88061 | 5566 | 0 | 0 | 10303.3 | 73474.1 | 483.5 | 825.3 | 0 | 0 | 8315.2
4495 | 188 | Day188 | 6 | Hour6 | 7 | Summer | 2117 | #N/A | Summer Peak | 492744.6 | 2024-07-07 06:00 | 468887.4 | 4330.8 | 14892.3 | 4634.1 | 492744.6 | 452463.9 | 381635.7 | 0.035 | 0.052 | 0.5 | 0.5 | 320.4 | 24 | 3.41 | 23.8 | 1082.9 | 0.21 | 322.1 | 56.2 | 378.2 | 335.1 | 25.2 | 3.58 | 24.8 | 1129.4 | 0.22 | 336.8 | 58.5 | 395.3 | 236.7 | 11.4 | 1.55 | 22.2 | 984.5 | 0.13 | 237.5 | 51.6 | 289 | 830.8 | 86.4 | 12.48 | 34 | 2105.1 | 0.41 | 836.8 | 96.9 | 933.7 | 26.1 | 0 | 0.29 | 26.39 | 27.47 | 0 | 0.28 | 27.76 | 492744.6 | 111108.9 | 840.6 | 4239.5 | 0 | 8374.7 | 85835.3 | 0 | 0 | 7487.9 | 148073.6 | 0 | 5555 | 3315.4 | 31774.6 | 88061 | 5566 | 0 | 0 | 36342.6 | 67003 | 275.5 | 4172.7 | 0 | 175.1 | 8315.2
4496 | 188 | Day188 | 7 | Hour7 | 7 | Summer | 2117 | #N/A | Summer Peak | 523763 | 2024-07-07 07:00 | 501363 | 3280.9 | 14892.3 | 4226.8 | 523763.1 | 483137.9 | 399762.3 | 0.0363 | 0.0558 | 0.5 | 0.49 | 328.5 | 25.2 | 3.58 | 23.7 | 1094.7 | 0.21 | 330.2 | 56.4 | 386.6 | 343.7 | 26.5 | 3.76 | 24.7 | 1141.6 | 0.22 | 345.5 | 58.8 | 404.3 | 137 | 3.9 | 0.49 | 15.4 | 647.9 | 0.08 | 137.2 | 34.7 | 171.9 | 893 | 89.2 | 12.86 | 39.8 | 2377.6 | 0.43 | 899.2 | 110.8 | 1010 | 27.87 | 0 | 0.29 | 28.16 | 29.48 | 0 | 0.29 | 29.77 | 523763 | 124000.7 | 440.1 | 4247.1 | 0 | 8374.7 | 96635.5 | 0 | 36.7 | 10615 | 155558.1 | 0 | 5555 | 3315.4 | 31674.2 | 88396.1 | 5566 | 0 | 0 | 73513.1 | 39641.2 | 194.8 | 6793.4 | 0 | 0 | 8315.2
4497 | 188 | Day188 | 8 | Hour8 | 7 | Summer | 2117 | #N/A | Summer Peak | 560900 | 2024-07-07 08:00 | 542642 | 1168.2 | 12680.6 | 4409.3 | 560900 | 521975 | 406050.4 | 0.0381 | 0.0606 | 0.5 | 0.5 | 329.1 | 25.7 | 3.65 | 23.2 | 1084.4 | 0.21 | 330.9 | 55.6 | 386.5 | 345 | 27 | 3.85 | 24.2 | 1132.8 | 0.22 | 346.9 | 58 | 404.9 | 95.9 | 2.4 | 0.29 | 11.1 | 464.7 | 0.06 | 96.1 | 25 | 121 | 471.2 | 12.2 | 1.39 | 52.7 | 2360.2 | 0.21 | 472 | 123.1 | 595 | 28.69 | 0 | 0.28 | 28.97 | 30.54 | 0 | 0.29 | 30.84 | 560900 | 154849.6 | 0 | 4247.1 | 0 | 8374.7 | 106175.4 | 0 | 504 | 13060.6 | 161567.1 | 0 | 5555 | 3315.4 | 22853.6 | 88396.1 | 5566 | 0 | 0 | 116409.1 | 24376.8 | 499 | 9222.3 | 0 | 0 | 8315.2
4498 | 188 | Day188 | 9 | Hour9 | 7 | Summer | 2117 | #N/A | Summer Peak | 610706 | 2024-07-07 09:00 | 583796.5 | 4972.9 | 16409.8 | 5526.8 | 610706.1 | 560503.9 | 429321.7 | 0.0399 | 0.0653 | 0.5 | 0.5 | 331.6 | 26.2 | 3.73 | 22.9 | 1082.6 | 0.2 | 333.4 | 55.2 | 388.6 | 351.7 | 28 | 3.98 | 24.1 | 1143.1 | 0.22 | 353.6 | 58.3 | 411.9 | 85.3 | 2.3 | 0.29 | 9.7 | 405.9 | 0.05 | 85.4 | 21.8 | 107.3 | 419.7 | 7.9 | 0.79 | 49.6 | 2194.7 | 0.18 | 420.2 | 115 | 535.2 | 30.46 | 0 | 0.28 | 30.74 | 32.76 | 0 | 0.29 | 33.05 | 610706 | 181384.4 | 0 | 4250 | 0 | 8374.7 | 118514.9 | 0 | 823.8 | 19895 | 172773.6 | 0 | 5555 | 3315.4 | 22518.1 | 88396.1 | 5624 | 0 | 0 | 139255.3 | 21095.4 | 315 | 14161.2 | 3.7 | 0 | 8315.2
4499 | 188 | Day188 | 10 | Hour10 | 7 | Summer | 2117 | #N/A | Summer Peak | 640914.8 | 2024-07-07 10:00 | 626776.8 | 4876.2 | 3408.2 | 5853.5 | 640914.8 | 600599.5 | 451852.3 | 0.0418 | 0.07 | 0.49 | 0.49 | 340.9 | 27 | 3.84 | 23.4 | 1111.7 | 0.21 | 342.7 | 56.6 | 399.3 | 360 | 28.5 | 4.06 | 24.7 | 1172.7 | 0.22 | 361.9 | 59.7 | 421.6 | 80.2 | 2 | 0.24 | 9.1 | 393.7 | 0.04 | 80.3 | 20.9 | 101.2 | 635 | 17.3 | 2.74 | 78.5 | 2513 | 0.73 | 636.3 | 153.6 | 789.9 | 33.85 | 0 | 0.27 | 34.12 | 36.69 | 0 | 0.29 | 36.97 | 640914.8 | 189062.4 | 0 | 4257.5 | 0 | 8374.7 | 127686.6 | 0 | 916.2 | 20907.8 | 185015.4 | 0 | 5904.2 | 3315.4 | 22740.3 | 88396.1 | 6162.1 | 0 | 0 | 146260.7 | 20775.5 | 202.2 | 17022.1 | 4392.6 | 71.2 | 8315.2
4500 | 188 | Day188 | 11 | Hour11 | 7 | Summer | 2117 | #N/A | Summer Peak | 676092 | 2024-07-07 11:00 | 663279.9 | 3981.8 | 2920 | 5910.2 | 676091.9 | 634478.7 | 484349.4 | 0.0434 | 0.0741 | 0.48 | 0.47 | 354.6 | 27.4 | 3.91 | 24.9 | 1166.5 | 0.22 | 356.5 | 59.8 | 416.2 | 375.2 | 29 | 4.14 | 26.4 | 1233.2 | 0.23 | 377.2 | 63.2 | 440.4 | 85.5 | 2.3 | 0.28 | 9.8 | 408.2 | 0.05 | 85.7 | 21.9 | 107.6 | 1091.3 | 58.8 | 10.23 | 120.5 | 2490.6 | 1.91 | 1095.8 | 195.2 | 1291 | 39.3 | 22.61 | 0.27 | 62.18 | 42.73 | 24.93 | 0.28 | 67.95 | 676092 | 191742.5 | 110 | 4257.5 | 0 | 8374.7 | 134918.9 | 0 | 950.3 | 21171.3 | 196568.3 | 0 | 13314.8 | 3315.4 | 24432.3 | 88396.1 | 9525.3 | 1136 | 0 | 148163.6 | 21262.7 | 194.5 | 18041.4 | 11073.7 | 136.5 | 8315.2
4501 | 188 | Day188 | 12 | Hour12 | 7 | Summer | 2117 | #N/A | Summer Peak | 702346.6 | 2024-07-07 12:00 | 691467.8 | 3491.5 | 1553.2 | 5834.2 | 702346.6 | 660538.5 | 509823.4 | 0.0447 | 0.0772 | 0.47 | 0.46 | 357 | 27.2 | 3.88 | 25.4 | 1182.9 | 0.22 | 358.8 | 60.8 | 419.6 | 382 | 29.1 | 4.15 | 27.3 | 1266.2 | 0.24 | 384 | 65.1 | 449 | 89.7 | 2.7 | 0.35 | 10 | 414.2 | 0.06 | 89.9 | 22.3 | 112.2 | 949 | 47.9 | 8.49 | 108.9 | 2180.6 | 1.72 | 952.7 | 174.3 | 1127 | 41.08 | 60.02 | 0.26 | 101.36 | 44.76 | 66.15 | 0.28 | 111.19 | 702346.6 | 192523.3 | 110 | 4257.5 | 0 | 8374.7 | 138427.1 | 0 | 959.2 | 21173.4 | 200817 | 0 | 19336.1 | 3315.4 | 26363.9 | 88396.1 | 10950.2 | 9475.3 | 0 | 147284.5 | 22933 | 173.1 | 18291 | 13766.1 | 348.6 | 8315.2
4502 | 188 | Day188 | 13 | Hour13 | 7 | Summer | 2117 | #N/A | Summer Peak | 721751 | 2024-07-07 13:00 | 712736 | 1814.6 | 1553.2 | 5647.1 | 721751 | 680166.7 | 527213.8 | 0.0457 | 0.0795 | 0.47 | 0.46 | 359.3 | 27 | 3.85 | 26 | 1199.1 | 0.22 | 361.1 | 61.7 | 422.9 | 385 | 28.9 | 4.12 | 27.9 | 1286.8 | 0.24 | 387 | 66.3 | 453.3 | 100 | 3.1 | 0.41 | 11.1 | 452.7 | 0.07 | 100.2 | 24.6 | 124.9 | 745.3 | 31.2 | 4.26 | 74.9 | 3170.5 | 0.47 | 747.4 | 169.6 | 917 | 42.96 | 84.95 | 0.26 | 128.17 | 46.88 | 93.53 | 0.28 | 140.69 | 721751 | 194537.2 | 221.8 | 4257.5 | 0 | 8374.7 | 140369.8 | 0 | 959 | 22025 | 202648.5 | 0 | 25917.8 | 3315.4 | 28458.8 | 88396.1 | 12257.7 | 12995.7 | 0 | 145750.6 | 25549.6 | 252.9 | 17434.9 | 14219.9 | 524.9 | 8315.2
4503 | 188 | Day188 | 14 | Hour14 | 7 | Summer | 2117 | #N/A | Summer Peak | 735021 | 2024-07-07 14:00 | 726601.8 | 1410.6 | 1553.2 | 5455.4 | 735021 | 692947 | 540525.9 | 0.0463 | 0.081 | 0.47 | 0.46 | 361.2 | 26.8 | 3.82 | 26.4 | 1214.5 | 0.23 | 363 | 62.6 | 425.6 | 388.1 | 28.8 | 4.1 | 28.4 | 1306.6 | 0.24 | 390.1 | 67.4 | 457.5 | 110.7 | 3.2 | 0.43 | 12.5 | 506.6 | 0.07 | 110.9 | 27.6 | 138.6 | 995.7 | 54.8 | 8.86 | 101.4 | 2811.2 | 1.34 | 999.7 | 185.5 | 1185.3 | 44.42 | 106.86 | 0.26 | 151.54 | 48.55 | 117.63 | 0.28 | 166.45 | 735021 | 194495.1 | 110 | 4257.5 | 0 | 8374.7 | 141309.4 | 0 | 957.2 | 22039.1 | 204034.4 | 0 | 31518.4 | 3315.4 | 31921.6 | 88396.1 | 12822.5 | 14465.9 | 0 | 143922.7 | 27117.1 | 458.9 | 17465 | 13836.2 | 1348.6 | 8315.2
4504 | 188 | Day188 | 15 | Hour15 | 7 | Summer | 2117 | #N/A | Summer Peak | 741985 | 2024-07-07 15:00 | 735076.7 | 143 | 1374.6 | 5390.7 | 741984.9 | 700754.9 | 551515.3 | 0.0467 | 0.0818 | 0.46 | 0.45 | 366.1 | 26.8 | 3.82 | 27.1 | 1238.4 | 0.23 | 367.9 | 64 | 431.9 | 392.7 | 28.8 | 4.09 | 29.1 | 1330.4 | 0.25 | 394.7 | 68.8 | 463.5 | 131.5 | 4 | 0.57 | 15 | 569.7 | 0.11 | 131.8 | 32 | 163.8 | 752.5 | 29.7 | 3.84 | 75 | 3425.2 | 0.35 | 754.4 | 177.2 | 931.6 | 43.13 | 126.03 | 0.26 | 169.42 | 47.12 | 138.5 | 0.28 | 185.9 | 741985 | 190469.7 | 204.4 | 4257.5 | 0 | 8374.7 | 141708.3 | 0 | 960.4 | 21359.7 | 205106 | 0 | 36617.1 | 3315.4 | 34864 | 88396.1 | 14147.7 | 14524 | 0 | 138475.7 | 29105.4 | 568.4 | 17061.8 | 14601.4 | 1827.7 | 8315.2
4505 | 188 | Day188 | 16 | Hour16 | 7 | Summer | 2117 | #N/A | Summer Peak | 744746.8 | 2024-07-07 16:00 | 738058 | 0 | 1374.6 | 5314.2 | 744746.8 | 703513.3 | 563411.5 | 0.0468 | 0.0821 | 0.45 | 0.44 | 376.8 | 27.1 | 3.87 | 28.4 | 1278.5 | 0.24 | 378.7 | 66.6 | 445.3 | 404.1 | 29.1 | 4.15 | 30.6 | 1372.7 | 0.26 | 406.1 | 71.5 | 477.6 | 158.2 | 4.9 | 0.71 | 18.3 | 663.4 | 0.14 | 158.5 | 38.1 | 196.7 | 874.1 | 43.3 | 5.86 | 79.7 | 3658.6 | 0.44 | 877 | 188.9 | 1065.9 | 48.39 | 137.16 | 0.26 | 185.82 | 52.89 | 150.72 | 0.29 | 203.9 | 744746.8 | 181335.3 | 245.2 | 4257.5 | 0 | 8374.7 | 142034.8 | 0 | 958 | 19939.6 | 206573.7 | 0 | 42219.3 | 3315.4 | 35174.7 | 88396.1 | 18007.5 | 14812.5 | 0 | 128813.8 | 30957.9 | 666 | 16659.7 | 14635.5 | 2271.5 | 8315.2
4506 | 188 | Day188 | 17 | Hour17 | 7 | Summer | 2117 | #N/A | Summer Peak | 739282.4 | 2024-07-07 17:00 | 732896.7 | 0 | 1296.5 | 5089.2 | 739282.4 | 698801.3 | 578245 | 0.0465 | 0.0815 | 0.43 | 0.42 | 392.7 | 27.9 | 3.99 | 30.2 | 1329 | 0.27 | 394.7 | 69.8 | 464.5 | 421 | 29.9 | 4.27 | 32.4 | 1426.9 | 0.28 | 423.1 | 75 | 498.1 | 216.4 | 6.5 | 0.97 | 25.7 | 884.5 | 0.22 | 216.8 | 52.1 | 268.9 | 976.9 | 39.4 | 7.43 | 123.6 | 2366.5 | 1.9 | 980.1 | 194.6 | 1174.7 | 51.03 | 169.44 | 0.26 | 220.74 | 55.73 | 186.04 | 0.29 | 242.06 | 739282.4 | 161037.4 | 1236.5 | 4257.5 | 0 | 8374.7 | 142965.5 | 0 | 942.5 | 16482.1 | 207722.7 | 0 | 45918.5 | 3315.4 | 38069.8 | 88396.1 | 23149.3 | 14838.9 | 0 | 110238.7 | 32682.4 | 691.8 | 12481.7 | 14769.2 | 2585.4 | 8315.2
4507 | 188 | Day188 | 18 | Hour18 | 7 | Summer | 2117 | #N/A | Summer Peak | 722322 | 2024-07-07 18:00 | 717609 | 0 | 0 | 4713 | 722322 | 684785.1 | 595715 | 0.0457 | 0.0797 | 0.4 | 0.39 | 416.4 | 29.1 | 4.17 | 32.4 | 1414 | 0.29 | 418.4 | 74.7 | 493.1 | 445.6 | 31.1 | 4.46 | 34.8 | 1515.4 | 0.31 | 447.7 | 80 | 527.7 | 356.7 | 10.9 | 1.69 | 42.7 | 1402.2 | 0.39 | 357.5 | 84.6 | 442.1 | 994 | 25.1 | 2.89 | 112.1 | 4963.1 | 0.46 | 995.5 | 260.1 | 1255.6 | 73.12 | 196.91 | 0.26 | 270.3 | 79.6 | 215.31 | 0.29 | 295.2 | 722322 | 126607 | 2474 | 4257.5 | 0 | 8374.7 | 144416.3 | 0 | 890.8 | 11504.1 | 210302.4 | 0 | 51685.5 | 3315.4 | 41605.3 | 88396.1 | 25995.5 | 14892.3 | 0 | 78722.5 | 34709.6 | 780 | 10123.5 | 13997.4 | 1379.3 | 8315.2
4508 | 188 | Day188 | 19 | Hour19 | 7 | Summer | 2117 | #N/A | Summer Peak | 698262.3 | 2024-07-07 19:00 | 694353 | 0 | 0 | 3909.4 | 698262.3 | 663396.8 | 597262.7 | 0.0446 | 0.077 | 0.38 | 0.37 | 424.9 | 30 | 4.29 | 32.7 | 1443.1 | 0.29 | 427 | 75.8 | 502.8 | 454.4 | 32 | 4.58 | 35.1 | 1546.4 | 0.31 | 456.6 | 81.3 | 537.8 | 487 | 14.6 | 2.29 | 58.8 | 1903.3 | 0.55 | 488.1 | 115.6 | 603.7 | 1126.9 | 59.7 | 10.57 | 127.4 | 2449.7 | 2.09 | 1131.5 | 201 | 1332.6 | 54.91 | 153.67 | 0.26 | 208.84 | 59.53 | 167.51 | 0.29 | 227.33 | 698262.3 | 100999.6 | 3467.3 | 4257.5 | 0 | 8374.7 | 145003.7 | 0 | 740.8 | 7786.1 | 211435.9 | 0 | 49666.7 | 3315.4 | 45050.7 | 88396.1 | 23404 | 14890.7 | 0 | 46478.3 | 45115.5 | 878.8 | 7668.9 | 12836.6 | 2137.2 | 8315.2
4509 | 188 | Day188 | 20 | Hour20 | 7 | Summer | 2117 | #N/A | Summer Peak | 675322.2 | 2024-07-07 20:00 | 671075.4 | 0 | 0 | 4246.8 | 675322.2 | 641895 | 599217 | 0.0435 | 0.0743 | 0.38 | 0.37 | 425 | 30.8 | 4.41 | 31.9 | 1427.7 | 0.28 | 427.1 | 74.5 | 501.6 | 454.6 | 32.9 | 4.7 | 34.3 | 1531.3 | 0.3 | 456.9 | 80 | 536.9 | 504.2 | 15.3 | 2.33 | 59.9 | 2025.1 | 0.53 | 505.3 | 120.4 | 625.7 | 710.9 | 13.6 | 1.39 | 84.1 | 3689.1 | 0.33 | 711.7 | 194.1 | 905.9 | 51.56 | 113.32 | 0.27 | 165.15 | 55.74 | 123.13 | 0.29 | 179.16 | 675322.2 | 76105.2 | 4794.9 | 4257.5 | 0 | 8374.7 | 146173.6 | 0 | 292.7 | 4166.6 | 213904.4 | 0 | 37676.1 | 3315.4 | 55375.7 | 88396.1 | 20173.5 | 16774.9 | 0 | 14474.2 | 56169 | 1002.7 | 2505.2 | 10708.3 | 4209.4 | 8315.2
4510 | 188 | Day188 | 21 | Hour21 | 7 | Summer | 2117 | #N/A | Summer Peak | 651280.4 | 2024-07-07 21:00 | 645841.7 | 0 | 0 | 5438.8 | 651280.4 | 618470.3 | 583709.8 | 0.0424 | 0.0716 | 0.38 | 0.36 | 421.8 | 31.4 | 4.49 | 30.8 | 1403.5 | 0.27 | 423.9 | 72.7 | 496.6 | 450.1 | 33.4 | 4.77 | 33.1 | 1503.5 | 0.29 | 452.4 | 78 | 530.4 | 477.6 | 14.4 | 2.08 | 55.7 | 2013 | 0.43 | 478.6 | 115.8 | 594.4 | 1091.1 | 42.9 | 8.5 | 143.4 | 2346.5 | 2.36 | 1094.7 | 214 | 1308.6 | 45.36 | 74.27 | 0.27 | 119.9 | 48.89 | 80.48 | 0.29 | 129.66 | 651280.4 | 67570.6 | 6564.7 | 4257.5 | 0 | 8374.7 | 145949.8 | 0 | 0 | 277.4 | 217391.8 | 0 | 25304.2 | 3315.4 | 51142.7 | 88396.1 | 16167 | 16845.8 | 0 | 337.6 | 65715.1 | 1240.5 | 1018 | 4063.4 | 4230.8 | 8315.2
4511 | 188 | Day188 | 22 | Hour22 | 7 | Summer | 2117 | #N/A | Summer Peak | 613262 | 2024-07-07 22:00 | 607211 | 0 | 0 | 6051 | 613262 | 582508.5 | 541855.2 | 0.0407 | 0.0674 | 0.39 | 0.38 | 413 | 32.2 | 4.59 | 28.7 | 1352.5 | 0.25 | 415.2 | 69.1 | 484.3 | 434.9 | 33.8 | 4.81 | 30.4 | 1428.6 | 0.27 | 437.2 | 73 | 510.2 | 427.5 | 13.6 | 1.9 | 48.3 | 1847.2 | 0.34 | 428.4 | 103.4 | 531.9 | 693.7 | 18.9 | 2.41 | 78.9 | 3265.4 | 0.43 | 694.9 | 176.4 | 871.3 | 40.43 | 1.86 | 0.27 | 42.57 | 43.39 | 2.01 | 0.3 | 45.69 | 613262 | 71406.8 | 5501.1 | 4257.5 | 0 | 8374.7 | 144286 | 0 | 0 | 0 | 210996.4 | 0 | 10320.7 | 3315.4 | 49255.6 | 88396.1 | 9621.7 | 7530.1 | 0 | 0.1 | 69836 | 1570.7 | 68.5 | 1256.8 | 3412.8 | 8315.2
4512 | 188 | Day188 | 23 | Hour23 | 7 | Summer | 2117 | #N/A | Summer Peak | 574649.8 | 2024-07-07 23:00 | 566612 | 110 | 1726.8 | 6201.1 | 574649.8 | 544562 | 502793.3 | 0.0389 | 0.0629 | 0.4 | 0.4 | 397.7 | 31.3 | 4.46 | 27.4 | 1301.1 | 0.24 | 399.9 | 66.3 | 466.1 | 415.6 | 32.6 | 4.65 | 28.7 | 1362.1 | 0.25 | 417.8 | 69.4 | 487.2 | 475.7 | 22.9 | 3.22 | 45.5 | 1894.6 | 0.32 | 477.2 | 102.1 | 579.3 | 802.2 | 73.2 | 10.49 | 42.3 | 2341.6 | 0.4 | 807.3 | 112.2 | 919.5 | 34.19 | 0 | 0.28 | 34.47 | 36.51 | 0 | 0.3 | 36.81 | 574649.8 | 71856.5 | 4390.6 | 4254.7 | 0 | 8374.7 | 133030.5 | 0 | 0 | 0 | 196633.2 | 0 | 5901.6 | 3315.4 | 47956.2 | 88396.1 | 6709.7 | 3830.5 | 0 | 0 | 70029 | 1827.5 | 0 | 1082.6 | 3034.4 | 8315.2
4513 | 189 | Day189 | 0 | Hour0 | 7 | Summer | 22 | 710668.9 | Summer | 547630.8 | 2024-07-08 | 530194 | 110 | 11356.6 | 5970.1 | 547630.8 | 510364.3 | 474881 | 0.0374 | 0.0588 | 0.42 | 0.42 | 385.6 | 30.1 | 4.29 | 26.9 | 1268.3 | 0.24 | 387.6 | 64.8 | 452.4 | 403 | 31.5 | 4.48 | 28.1 | 1324.9 | 0.25 | 405.2 | 67.7 | 472.8 | 483.2 | 28.6 | 3.97 | 40.1 | 1860.1 | 0.26 | 485.2 | 95.6 | 580.8 | 894.7 | 82.1 | 11.77 | 46.8 | 2598.9 | 0.44 | 900.3 | 124.3 | 1024.7 | 32.03 | 0 | 0.29 | 32.32 | 34 | 0 | 0.3 | 34.3 | 547630.8 | 72749.8 | 690.7 | 4247.1 | 0 | 8374.7 | 121760 | 0 | 0 | 0 | 184963 | 0 | 5675.6 | 3315.4 | 47762.9 | 88396.1 | 6287.1 | 3408.2 | 0 | 0 | 70568.1 | 2181.7 | 0 | 1411.1 | 265.6 | 8315.2
4514 | 189 | Day189 | 1 | Hour1 | 7 | Summer | 2117 | #N/A | Summer | 518844.9 | 2024-07-08 01:00 | 497745 | 110 | 14888.2 | 6101.6 | 518844.9 | 479776.2 | 447072 | 0.0361 | 0.0552 | 0.43 | 0.43 | 370.2 | 28.3 | 4.02 | 26.6 | 1237.4 | 0.23 | 372.2 | 63.6 | 435.7 | 385.8 | 29.5 | 4.2 | 27.7 | 1287.2 | 0.24 | 387.8 | 66.1 | 453.9 | 517.7 | 34.7 | 4.87 | 39.2 | 1871.9 | 0.27 | 520.1 | 95.1 | 615.1 | 802.6 | 65.5 | 9.31 | 49.3 | 2586.4 | 0.39 | 807.1 | 126.5 | 933.6 | 30.47 | 0 | 0.28 | 30.75 | 32.21 | 0 | 0.3 | 32.51 | 518844.9 | 71772.9 | 10.4 | 4247.1 | 0 | 8374.7 | 107551.6 | 0 | 0 | 0 | 176118.6 | 0 | 5675.6 | 3315.4 | 45970.1 | 88396.1 | 6037.7 | 1374.6 | 0 | 0 | 69513.6 | 2259.3 | 0 | 0 | 245.9 | 8315.2
4515 | 189 | Day189 | 2 | Hour2 | 7 | Summer | 2117 | #N/A | Summer | 492466.8 | 2024-07-08 02:00 | 471896.3 | 119.7 | 14892.3 | 5558.5 | 492466.9 | 455321.9 | 423053.4 | 0.0351 | 0.0523 | 0.44 | 0.44 | 361.3 | 27.3 | 3.88 | 26.4 | 1215.2 | 0.23 | 363.2 | 62.7 | 425.9 | 375.9 | 28.5 | 4.05 | 27.4 | 1261.9 | 0.24 | 377.8 | 65 | 442.8 | 519.9 | 34.2 | 4.8 | 39.9 | 1898.2 | 0.28 | 522.3 | 96.6 | 618.9 | 1044.2 | 116 | 16.84 | 36.3 | 2398.1 | 0.53 | 1052.3 | 107.9 | 1160.1 | 28.79 | 0 | 0.28 | 29.07 | 30.34 | 0 | 0.3 | 30.64 | 492466.8 | 69413.5 | 0 | 4247.1 | 0 | 8374.7 | 98361.9 | 0 | 0 | 0 | 165807.6 | 0 | 5675.6 | 3315.4 | 42960.6 | 88396.1 | 5879.6 | 34.7 | 0 | 0 | 66844.3 | 2569.2 | 0 | 0 | 83.2 | 8315.2
4516 | 189 | Day189 | 3 | Hour3 | 7 | Summer | 2117 | #N/A | Summer | 474950.9 | 2024-07-08 03:00 | 454644 | 397.2 | 14892.3 | 5017.4 | 474950.9 | 438963.9 | 406640.2 | 0.0345 | 0.0504 | 0.44 | 0.44 | 357.4 | 26.8 | 3.8 | 26.4 | 1209.2 | 0.23 | 359.2 | 62.5 | 421.8 | 371.4 | 27.9 | 3.96 | 27.4 | 1255 | 0.24 | 373.3 | 64.9 | 438.2 | 533.6 | 36.4 | 5.13 | 39.8 | 1907.9 | 0.28 | 536.1 | 96.7 | 632.8 | 639.1 | 44.4 | 6.21 | 46.4 | 2304 | 0.31 | 642.2 | 115.1 | 757.3 | 27.95 | 0 | 0.28 | 28.23 | 29.4 | 0 | 0.3 | 29.69 | 474950.9 | 68310.7 | 0 | 4247.1 | 0 | 8374.7 | 92378.5 | 0 | 0 | 0 | 160608.8 | 0 | 5675.6 | 3315.4 | 37844.5 | 88396.1 | 5794.7 | 4.6 | 0 | 0 | 65655.2 | 2655.5 | 0 | 0 | 0 | 8315.2
4517 | 189 | Day189 | 4 | Hour4 | 7 | Summer | 2117 | #N/A | Summer | 463844.3 | 2024-07-08 04:00 | 443476 | 593.6 | 14892.3 | 4882.4 | 463844.3 | 428355.1 | 397702.4 | 0.0341 | 0.0491 | 0.44 | 0.44 | 358.4 | 26.8 | 3.8 | 26.6 | 1214.1 | 0.23 | 360.2 | 62.9 | 423.1 | 372.3 | 27.9 | 3.95 | 27.6 | 1259.8 | 0.24 | 374.2 | 65.2 | 439.4 | 546.7 | 38.1 | 5.37 | 40.1 | 1930.6 | 0.29 | 549.3 | 97.7 | 647 | 1024.3 | 111.8 | 16.21 | 37.1 | 2428.5 | 0.5 | 1032 | 109.7 | 1141.7 | 27.68 | 0 | 0.28 | 27.97 | 29.08 | 0 | 0.3 | 29.37 | 463844.3 | 66141.8 | 0 | 4247.1 | 0 | 8374.7 | 90097.2 | 0 | 0 | 126.8 | 157624.4 | 0 | 5612 | 3315.4 | 34241.5 | 88396.1 | 5794 | 0 | 0 | 522.8 | 62628.8 | 2863.5 | 0 | 0 | 0 | 8315.2
4518 | 189 | Day189 | 5 | Hour5 | 7 | Summer | 2117 | #N/A | Summer | 461810.3 | 2024-07-08 05:00 | 440535.7 | 1908.6 | 14892.3 | 4473.7 | 461810.3 | 425567.3 | 389157.7 | 0.034 | 0.0487 | 0.46 | 0.45 | 349.8 | 26.1 | 3.71 | 26.1 | 1185.2 | 0.23 | 351.6 | 61.5 | 413.1 | 364.2 | 27.3 | 3.87 | 27 | 1232.1 | 0.23 | 366.1 | 63.8 | 429.9 | 492.7 | 33.8 | 4.76 | 36.7 | 1751.5 | 0.27 | 495 | 88.9 | 583.9 | 998.7 | 105.2 | 15.22 | 39.6 | 2486.6 | 0.49 | 1006 | 113.9 | 1119.8 | 27.22 | 0 | 0.29 | 27.51 | 28.58 | 0 | 0.3 | 28.87 | 461810.3 | 72652.6 | 0 | 4247.1 | 0 | 8374.7 | 87397.6 | 0 | 0 | 430.9 | 152875.8 | 0 | 5612 | 3315.4 | 33145 | 88396.1 | 5794 | 0 | 0 | 9945.6 | 59331.8 | 2944.4 | 502.5 | 0 | 0 | 8315.2
4519 | 189 | Day189 | 6 | Hour6 | 7 | Summer | 2117 | #N/A | Summer | 469442.4 | 2024-07-08 06:00 | 446212.4 | 4348.2 | 14892.3 | 3989.5 | 469442.4 | 430966.7 | 374936.9 | 0.0342 | 0.0494 | 0.49 | 0.49 | 324.6 | 24.1 | 3.42 | 24.4 | 1102.3 | 0.21 | 326.3 | 57.4 | 383.6 | 339.2 | 25.3 | 3.59 | 25.4 | 1148.2 | 0.22 | 340.9 | 59.7 | 400.6 | 212.1 | 7.9 | 1.06 | 22.2 | 935.3 | 0.13 | 212.7 | 50.1 | 262.7 | 729.5 | 62.3 | 8.88 | 42.1 | 2276.2 | 0.35 | 733.7 | 110 | 843.8 | 26.61 | 0 | 0.3 | 26.91 | 27.98 | 0 | 0.29 | 28.28 | 469442.4 | 94505.6 | 296.4 | 4247.1 | 0 | 8374.7 | 81557.7 | 0 | 0 | 5899 | 144309.4 | 0 | 5612 | 3315.4 | 33034.1 | 88396.1 | 5794 | 0 | 0 | 35632.1 | 50314.4 | 2660 | 2762.5 | 0 | 0 | 8315.2
4520 | 189 | Day189 | 7 | Hour7 | 7 | Summer | 2117 | #N/A | Summer | 494777.8 | 2024-07-08 07:00 | 470660.2 | 5353.3 | 14892.3 | 3872 | 494777.9 | 454122.8 | 385461.4 | 0.0351 | 0.0523 | 0.49 | 0.49 | 331.5 | 25.3 | 3.59 | 24.2 | 1107.3 | 0.21 | 333.3 | 57.3 | 390.5 | 346.9 | 26.6 | 3.78 | 25.1 | 1153.8 | 0.22 | 348.7 | 59.6 | 408.3 | 142.1 | 4 | 0.52 | 16.2 | 662.3 | 0.09 | 142.4 | 35.9 | 178.3 | 691.6 | 46.1 | 6.4 | 51.8 | 2571.2 | 0.32 | 694.8 | 128.5 | 823.2 | 27.18 | 0 | 0.3 | 27.47 | 28.66 | 0 | 0.29 | 28.95 | 494777.8 | 109316.5 | 0 | 4244.3 | 0 | 8374.7 | 91118.8 | 0 | 33.5 | 7554.9 | 148442 | 0 | 5612 | 3315.4 | 30164 | 88396.1 | 5794 | 0 | 0 | 71157.2 | 28344.9 | 2226 | 5286.2 | 0 | 0 | 8315.2
4521 | 189 | Day189 | 8 | Hour8 | 7 | Summer | 2117 | #N/A | Summer | 532440 | 2024-07-08 08:00 | 511318.2 | 1967.7 | 14857.9 | 4296.1 | 532439.9 | 492478.1 | 389671.7 | 0.0368 | 0.0571 | 0.5 | 0.5 | 329.1 | 25.5 | 3.64 | 23.4 | 1085.9 | 0.21 | 330.8 | 55.9 | 386.7 | 344.2 | 26.8 | 3.82 | 24.4 | 1131.7 | 0.22 | 346 | 58.2 | 404.2 | 101.7 | 2.6 | 0.32 | 11.9 | 481.3 | 0.07 | 101.9 | 26.3 | 128.1 | 490.4 | 26.1 | 3.52 | 42.7 | 2031.6 | 0.22 | 492.2 | 103.3 | 595.5 | 26.43 | 0 | 0.28 | 26.71 | 28.05 | 0 | 0.29 | 28.34 | 532440 | 142768.3 | 0 | 4242.6 | 0 | 8374.7 | 100177.4 | 0 | 517 | 10523 | 153485.6 | 0 | 5612 | 3315.4 | 21635.9 | 87033.9 | 5794 | 0 | 0 | 113060 | 17094.4 | 1574 | 6743.6 | 0 | 0 | 8315.2
4522 | 189 | Day189 | 9 | Hour9 | 7 | Summer | 2117 | #N/A | Summer | 583010 | 2024-07-08 09:00 | 556243 | 4999.5 | 16404.9 | 5362.6 | 583010 | 534640 | 413580.4 | 0.0388 | 0.0624 | 0.5 | 0.49 | 329.8 | 25.6 | 3.65 | 23.3 | 1089.1 | 0.2 | 331.5 | 55.8 | 387.3 | 349.5 | 27.3 | 3.89 | 24.5 | 1148.7 | 0.22 | 351.4 | 58.8 | 410.2 | 94.3 | 2.2 | 0.28 | 11.1 | 452.6 | 0.06 | 94.4 | 24.6 | 119 | 872.2 | 94.3 | 13.66 | 32.4 | 2096.2 | 0.43 | 878.7 | 95 | 973.8 | 26.17 | 0 | 0.16 | 26.33 | 28.3 | 0 | 0.18 | 28.48 | 583010 | 169429.6 | 41.1 | 4236.1 | 0 | 8374.7 | 109960.7 | 0 | 840.9 | 17038 | 169683.3 | 0 | 5612 | 3315.4 | 20171.5 | 86391.6 | 5794 | 0 | 0 | 136609.7 | 13680.1 | 1260.9 | 12226.8 | 106.8 | 0 | 8315.2
4523 | 189 | Day189 | 10 | Hour10 | 7 | Summer | 2117 | #N/A | Summer | 615254.2 | 2024-07-08 10:00 | 600425 | 4920.1 | 4246.5 | 5662.7 | 615254.2 | 575929.1 | 439117.9 | 0.0408 | 0.0675 | 0.49 | 0.48 | 345.2 | 27.4 | 3.9 | 23.7 | 1123.7 | 0.21 | 347.1 | 57.2 | 404.3 | 364.6 | 28.9 | 4.12 | 25 | 1184.9 | 0.22 | 366.5 | 60.4 | 426.9 | 80.3 | 1.9 | 0.22 | 9.3 | 399.2 | 0.04 | 80.5 | 21.2 | 101.7 | 519.7 | 9.8 | 0.98 | 61.4 | 2717.6 | 0.23 | 520.3 | 142.4 | 662.7 | 29.42 | 0 | 0.15 | 29.57 | 32.16 | 0 | 0.18 | 32.34 | 615254.2 | 176136.3 | 0 | 4243.6 | 0 | 8374.7 | 124440.8 | 0 | 933 | 18142.6 | 179449.4 | 0 | 5824.9 | 3315.4 | 20862.8 | 86391.6 | 6214.7 | 0 | 0 | 143901.6 | 11607.5 | 1551.5 | 14597.8 | 3313.2 | 0 | 8315.2
4524 | 189 | Day189 | 11 | Hour11 | 7 | Summer | 2117 | #N/A | Summer | 652546.8 | 2024-07-08 11:00 | 638220 | 4088.5 | 4147 | 6091.4 | 652546.8 | 611109.7 | 476140.8 | 0.0425 | 0.0717 | 0.47 | 0.46 | 356 | 27.7 | 3.95 | 24.9 | 1167 | 0.22 | 358 | 59.7 | 417.7 | 377.7 | 29.5 | 4.2 | 26.3 | 1236.5 | 0.23 | 379.7 | 63.3 | 443 | 84.6 | 2.1 | 0.25 | 9.7 | 413.6 | 0.05 | 84.8 | 22 | 106.8 | 665.3 | 18.8 | 2.69 | 78.4 | 2866 | 0.59 | 666.6 | 164 | 830.5 | 37.63 | 0 | 0.26 | 37.89 | 40.91 | 0 | 0.28 | 41.18 | 652546.8 | 176406 | 265.3 | 4243.6 | 0 | 8374.7 | 132127.7 | 0 | 952.6 | 17927.9 | 195005.3 | 0 | 9196.6 | 3315.4 | 24861.1 | 88396.1 | 8650.1 | 1704.9 | 0 | 144699.2 | 11092.2 | 1734.1 | 15696.8 | 9448.8 | 360.2 | 8315.2
4525 | 189 | Day189 | 12 | Hour12 | 7 | Summer | 2117 | #N/A | Summer | 679558 | 2024-07-08 12:00 | 666712.6 | 3837 | 3408.2 | 5600.2 | 679558 | 637552.6 | 502920.7 | 0.0437 | 0.0747 | 0.47 | 0.45 | 362.8 | 27.9 | 3.98 | 25.7 | 1190.8 | 0.23 | 364.7 | 61.2 | 425.9 | 388.9 | 29.9 | 4.27 | 27.5 | 1276.2 | 0.25 | 390.9 | 65.6 | 456.6 | 93.5 | 2.5 | 0.31 | 10.6 | 450.1 | 0.05 | 93.6 | 24 | 117.6 | 778 | 34.1 | 4.84 | 78.6 | 3123.9 | 0.58 | 780.3 | 171.8 | 952.1 | 39.79 | 2.93 | 0.26 | 42.98 | 43.31 | 3.22 | 0.28 | 46.8 | 679558 | 176637.3 | 126.4 | 4243.6 | 0 | 8374.7 | 137744.5 | 0 | 956.7 | 17253.7 | 198768.5 | 0 | 15016.4 | 3315.4 | 26754.6 | 88396.1 | 11691.7 | 8488.7 | 0 | 144082.6 | 12428.5 | 1915.7 | 15491.2 | 12573.6 | 1338.1 | 8315.2
4526 | 189 | Day189 | 13 | Hour13 | 7 | Summer | 2117 | #N/A | Summer | 695974 | 2024-07-08 13:00 | 685831.6 | 1314.5 | 3307.1 | 5520.8 | 695974 | 655270.4 | 516189.1 | 0.0445 | 0.0767 | 0.47 | 0.45 | 363.4 | 27.8 | 3.96 | 25.9 | 1196.9 | 0.23 | 365.3 | 61.6 | 427 | 390.4 | 29.8 | 4.25 | 27.9 | 1286.9 | 0.25 | 392.5 | 66.3 | 458.8 | 99.3 | 2.7 | 0.35 | 11.3 | 463 | 0.06 | 99.5 | 25.1 | 124.6 | 914.7 | 53 | 7.72 | 81.1 | 3228.6 | 0.72 | 918.4 | 177.6 | 1096 | 40.36 | 11.22 | 0.26 | 51.83 | 43.93 | 12.32 | 0.28 | 56.53 | 695974 | 179785 | 427.8 | 4243.6 | 0 | 8374.7 | 139868.4 | 0 | 954.7 | 18223.7 | 200684.2 | 0 | 18470.1 | 3315.4 | 26821.6 | 88396.1 | 12541.4 | 13045.7 | 0 | 143277.8 | 15261.3 | 2067.4 | 14428 | 13513 | 1540.3 | 8315.2
4527 | 189 | Day189 | 14 | Hour14 | 7 | Summer | 2117 | #N/A | Summer | 706348.8 | 2024-07-08 14:00 | 696991 | 671.8 | 3408.2 | 5277.7 | 706348.8 | 665620.7 | 524708.6 | 0.045 | 0.0778 | 0.47 | 0.45 | 363.9 | 27.6 | 3.95 | 26.1 | 1202.6 | 0.23 | 365.8 | 62 | 427.7 | 390.7 | 29.7 | 4.23 | 28.1 | 1292.4 | 0.25 | 392.8 | 66.6 | 459.4 | 98.4 | 2.4 | 0.3 | 11.5 | 468 | 0.06 | 98.6 | 25.5 | 124.1 | 871.2 | 49.4 | 6.77 | 73.3 | 3485 | 0.42 | 874.5 | 177.3 | 1051.8 | 40.55 | 22.98 | 0.25 | 63.78 | 44.17 | 25.2 | 0.27 | 69.64 | 706348.8 | 181640.2 | 417.8 | 4246.4 | 0 | 8374.7 | 140974.8 | 0 | 951.9 | 19254.4 | 201453.7 | 0 | 21723.3 | 3315.4 | 29944.7 | 88396.1 | 12843.7 | 13017.9 | 0 | 140452.7 | 18430 | 2551.2 | 14701.3 | 13053.6 | 1639.1 | 8315.2
4528 | 189 | Day189 | 15 | Hour15 | 7 | Summer | 2117 | #N/A | Summer | 710668.9 | 2024-07-08 15:00 | 701730.4 | 326.7 | 3408.2 | 5203.5 | 710668.9 | 670038.6 | 531723.3 | 0.0451 | 0.0782 | 0.46 | 0.45 | 366.3 | 27.6 | 3.94 | 26.4 | 1217.5 | 0.23 | 368.2 | 62.7 | 431 | 393.4 | 29.7 | 4.23 | 28.4 | 1308.8 | 0.25 | 395.4 | 67.5 | 462.9 | 104.8 | 2.6 | 0.32 | 12.2 | 501 | 0.07 | 105 | 27.2 | 132.1 | 919.5 | 45.5 | 7.45 | 99 | 2701.4 | 1.28 | 922.9 | 179.9 | 1102.8 | 40.71 | 30.76 | 0.25 | 71.72 | 44.33 | 33.72 | 0.27 | 78.32 | 710668.9 | 178945.6 | 712.7 | 4248.1 | 0 | 8374.7 | 141453.6 | 0 | 950.3 | 18483.2 | 202183.9 | 0 | 25437.4 | 3315.4 | 31400.6 | 88396.1 | 12856.6 | 13344 | 0 | 135007.9 | 21399.5 | 3104.7 | 15018.4 | 12745.5 | 1457.5 | 8315.2
4529 | 189 | Day189 | 16 | Hour16 | 7 | Summer | 2117 | #N/A | Summer | 708798 | 2024-07-08 16:00 | 700844.1 | 1019.7 | 1553.2 | 5381 | 708798 | 669264.2 | 535947.7 | 0.045 | 0.078 | 0.46 | 0.44 | 369.4 | 27.6 | 3.94 | 26.8 | 1234.7 | 0.23 | 371.3 | 63.7 | 435 | 396.7 | 29.6 | 4.22 | 28.9 | 1327.8 | 0.25 | 398.8 | 68.5 | 467.3 | 133.4 | 4.1 | 0.56 | 15.1 | 590.6 | 0.1 | 133.6 | 32.7 | 166.3 | 897.5 | 50.1 | 6.85 | 76.3 | 3612.3 | 0.43 | 900.8 | 184 | 1084.9 | 41.45 | 40.29 | 0.25 | 81.98 | 45.13 | 44.1 | 0.27 | 89.49 | 708798 | 172850.4 | 342.7 | 4257.5 | 0 | 8374.7 | 140664.2 | 0 | 948.1 | 17302.1 | 202359.4 | 0 | 28599.1 | 3315.4 | 31730.6 | 88396.1 | 13019.6 | 14888.2 | 0 | 124235.2 | 26930.6 | 3434.4 | 14503 | 10903.1 | 2036.3 | 8315.2
4530 | 189 | Day189 | 17 | Hour17 | 7 | Summer | 2117 | #N/A | Summer | 699170.1 | 2024-07-08 17:00 | 692775.7 | 0 | 1340.9 | 5053.5 | 699170.1 | 661856.1 | 544310.3 | 0.0446 | 0.077 | 0.45 | 0.43 | 378.2 | 27.9 | 3.98 | 27.8 | 1274.1 | 0.24 | 380.2 | 65.8 | 446 | 405.6 | 29.9 | 4.26 | 29.9 | 1368.3 | 0.26 | 407.6 | 70.7 | 478.4 | 191.8 | 5.6 | 0.82 | 22.7 | 803.6 | 0.18 | 192.2 | 46.7 | 238.9 | 1025.2 | 58.4 | 9.9 | 108.1 | 2415.5 | 1.68 | 1029.6 | 180.5 | 1210.2 | 42.1 | 61.7 | 0.25 | 104.04 | 45.74 | 67.39 | 0.27 | 113.39 | 699170.1 | 154859.8 | 1279.9 | 4257.5 | 0 | 8374.7 | 139247.4 | 0 | 933 | 15486.2 | 202115 | 0 | 33212.2 | 3315.4 | 35776.6 | 88396.1 | 13447.2 | 14888.2 | 0 | 105087.2 | 29694.2 | 3659.2 | 11145.5 | 11940.3 | 2008.4 | 8315.2
4531 | 189 | Day189 | 18 | Hour18 | 7 | Summer | 2117 | #N/A | Summer | 682806.5 | 2024-07-08 18:00 | 678107.2 | 222.2 | 0 | 4477 | 682806.5 | 648345.2 | 556680.6 | 0.0439 | 0.0753 | 0.42 | 0.41 | 397.3 | 29.1 | 4.15 | 29.5 | 1339.5 | 0.25 | 399.3 | 69.4 | 468.7 | 425.6 | 31.1 | 4.43 | 31.7 | 1438.2 | 0.27 | 427.7 | 74.6 | 502.4 | 328.5 | 9.9 | 1.51 | 39.2 | 1317.7 | 0.34 | 329.2 | 78.5 | 407.7 | 895 | 28.7 | 5.01 | 112.3 | 2981.2 | 1.33 | 897.2 | 201.5 | 1098.7 | 61.33 | 76.5 | 0.25 | 138.09 | 66.48 | 83.24 | 0.27 | 149.99 | 682806.5 | 126125.9 | 3139.2 | 4257.5 | 0 | 8374.7 | 140697.1 | 0 | 874.2 | 11267.7 | 202159.4 | 0 | 37682.2 | 3315.4 | 38406.7 | 88396.1 | 15364.1 | 14888.2 | 0 | 75681.9 | 35005.9 | 3296.2 | 9729.7 | 11358.3 | 1296.5 | 8315.2
4532 | 189 | Day189 | 19 | Hour19 | 7 | Summer | 2117 | #N/A | Summer | 662878.3 | 2024-07-08 19:00 | 658949 | 0 | 0 | 3929.3 | 662878.3 | 630646 | 565201.3 | 0.0429 | 0.073 | 0.4 | 0.39 | 411.6 | 30.7 | 4.37 | 30 | 1376.7 | 0.26 | 413.7 | 71.1 | 484.8 | 439.6 | 32.7 | 4.66 | 32.2 | 1473.7 | 0.28 | 441.9 | 76.2 | 518 | 438.8 | 13.3 | 1.99 | 51.8 | 1790.9 | 0.44 | 439.8 | 105.3 | 545 | 660.6 | 15.3 | 2.05 | 79.8 | 3036.1 | 0.52 | 661.6 | 170.4 | 832 | 43.14 | 42.92 | 0.26 | 86.32 | 46.57 | 46.49 | 0.28 | 93.33 | 662878.3 | 97677.1 | 2214.5 | 4257.5 | 0 | 8374.7 | 145273.5 | 0 | 721.8 | 7814.6 | 207937.9 | 0 | 31751.4 | 3315.4 | 44499.6 | 88396.1 | 14322.3 | 14858.3 | 0 | 45014.8 | 41603.7 | 2522.2 | 7584.1 | 9651.5 | 1277.5 | 8315.2
4533 | 189 | Day189 | 20 | Hour20 | 7 | Summer | 2117 | #N/A | Summer | 643821 | 2024-07-08 20:00 | 639519.4 | 0 | 0 | 4301.7 | 643821 | 612637.2 | 572200.5 | 0.042 | 0.0708 | 0.39 | 0.37 | 418.9 | 31.9 | 4.55 | 29.9 | 1381.2 | 0.26 | 421.1 | 71.1 | 492.2 | 446.5 | 33.9 | 4.84 | 32 | 1476.6 | 0.28 | 448.8 | 76.1 | 524.9 | 445.6 | 13 | 1.85 | 51.8 | 1926.2 | 0.38 | 446.5 | 109.3 | 555.8 | 874 | 40.3 | 6.24 | 92.3 | 3006.5 | 0.97 | 877 | 182.1 | 1059.1 | 42.97 | 18.25 | 0.26 | 61.49 | 46.28 | 19.71 | 0.28 | 66.27 | 643821 | 71620.6 | 4227.5 | 4257.5 | 0 | 8374.7 | 147970.4 | 0 | 280.1 | 4210.8 | 213077.4 | 0 | 20996.2 | 3315.4 | 52812 | 88396.1 | 13634.4 | 15138.8 | 0 | 13698.1 | 50812.8 | 2618.7 | 2512.8 | 5453.7 | 3201.4 | 8315.2
4534 | 189 | Day189 | 21 | Hour21 | 7 | Summer | 2117 | #N/A | Summer | 623328.4 | 2024-07-08 21:00 | 618847.9 | 0 | 0 | 4480.5 | 623328.4 | 593407 | 563689.3 | 0.0411 | 0.0685 | 0.37 | 0.36 | 423.6 | 32.6 | 4.65 | 29.9 | 1393.3 | 0.26 | 425.9 | 71.5 | 497.3 | 449 | 34.4 | 4.9 | 31.9 | 1482.4 | 0.28 | 451.3 | 76.1 | 527.5 | 429 | 13.1 | 1.83 | 49 | 1863.7 | 0.35 | 429.9 | 104.7 | 534.6 | 1031.2 | 41.2 | 8.24 | 136.1 | 2107.1 | 2.29 | 1034.7 | 199.5 | 1234.2 | 44.53 | 19.33 | 0.27 | 64.13 | 47.82 | 20.78 | 0.29 | 68.89 | 623328.4 | 59639.1 | 6767 | 4257.5 | 0 | 8374.7 | 147188 | 0 | 0 | 264.4 | 214903.2 | 0 | 16096.8 | 3315.4 | 50581.2 | 88396.1 | 11895.7 | 11913.5 | 0 | 308.6 | 56071.2 | 2995 | 1021.3 | 628 | 4775.5 | 8315.2
4535 | 189 | Day189 | 22 | Hour22 | 7 | Summer | 2117 | #N/A | Summer | 590529.9 | 2024-07-08 22:00 | 585187.7 | 0 | 0 | 5342.2 | 590529.9 | 561997.6 | 528918.7 | 0.0396 | 0.0648 | 0.38 | 0.37 | 419.7 | 33.2 | 4.73 | 28.6 | 1367.2 | 0.25 | 421.9 | 69.4 | 491.4 | 438.8 | 34.6 | 4.93 | 30 | 1432.4 | 0.26 | 441.2 | 72.8 | 514 | 430.1 | 15.2 | 2.21 | 47.9 | 1754 | 0.38 | 431.2 | 100.3 | 531.4 | 1346.2 | 149.4 | 21.71 | 46.9 | 3089.3 | 0.68 | 1356.6 | 139.1 | 1495.7 | 38.68 | 4.14 | 0.27 | 43.1 | 41.38 | 4.44 | 0.29 | 46.11 | 590529.9 | 61611.2 | 4669.7 | 4257.5 | 0 | 8374.7 | 144692.4 | 0 | 0 | 0.1 | 208858.6 | 0 | 6854.4 | 3315.4 | 48360.9 | 88396.1 | 7296.2 | 3842.8 | 0 | 0.6 | 58561.8 | 3048.6 | 65.2 | 909.1 | 3433.6 | 8315.2
4536 | 189 | Day189 | 23 | Hour23 | 7 | Summer | 2117 | #N/A | Summer | 555335.2 | 2024-07-08 23:00 | 548262.6 | 110 | 1851 | 5111.7 | 555335.2 | 527390.8 | 491480.5 | 0.0381 | 0.0607 | 0.4 | 0.4 | 395.8 | 31.1 | 4.42 | 27.4 | 1299.9 | 0.24 | 397.9 | 66.2 | 464.1 | 413.7 | 32.4 | 4.61 | 28.7 | 1360.9 | 0.25 | 415.9 | 69.3 | 485.2 | 490.8 | 28.4 | 3.99 | 41.9 | 1863.2 | 0.29 | 492.7 | 97.5 | 590.2 | 932.4 | 93.3 | 13.47 | 41.7 | 2461.3 | 0.47 | 938.9 | 115.2 | 1054.1 | 33.12 | 0 | 0.28 | 33.4 | 35.27 | 0 | 0.3 | 35.56 | 555335.2 | 63854.7 | 4168.7 | 4250 | 0 | 8374.7 | 127401.2 | 0 | 0 | 0 | 193326.4 | 0 | 4752 | 3315.4 | 47933.6 | 88396.1 | 6074.4 | 3488 | 0 | 0 | 60643.7 | 3211 | 0.1 | 0 | 3169.6 | 8315.2
4537 | 190 | Day190 | 0 | Hour0 | 7 | Summer | 47 | 671264.8 | Summer | 530331 | 2024-07-09 | 513753.4 | 110 | 11140.5 | 5327 | 530330.9 | 494904.6 | 467108 | 0.0367 | 0.0569 | 0.41 | 0.41 | 384.4 | 29.8 | 4.24 | 27.1 | 1273.5 | 0.24 | 386.5 | 65.1 | 451.6 | 400.7 | 31.1 | 4.42 | 28.2 | 1327 | 0.25 | 402.9 | 67.8 | 470.7 | 491.4 | 29.8 | 4.17 | 40.1 | 1862.9 | 0.27 | 493.4 | 95.7 | 589.1 | 907.6 | 92.3 | 13.34 | 39.2 | 2349.7 | 0.45 | 914 | 109.4 | 1023.4 | 31.49 | 0 | 0.28 | 31.78 | 33.38 | 0 | 0.3 | 33.68 | 530331 | 63222.9 | 1730.2 | 4247.1 | 0 | 8374.7 | 116435.3 | 0 | 0 | 0 | 185069.9 | 0 | 4053.1 | 3315.4 | 47907.1 | 88396.1 | 5829.6 | 1749.4 | 0 | 0 | 59951.2 | 3271.7 | 0 | 9.6 | 283 | 8315.2
4538 | 190 | Day190 | 1 | Hour1 | 7 | Summer | 2117 | #N/A | Summer | 503143 | 2024-07-09 01:00 | 482675.6 | 110 | 14888.2 | 5469.2 | 503143.1 | 465545.2 | 441088.9 | 0.0355 | 0.0534 | 0.43 | 0.42 | 373.6 | 28.7 | 4.08 | 26.7 | 1244.1 | 0.23 | 375.6 | 63.8 | 439.4 | 388.7 | 29.9 | 4.25 | 27.7 | 1293.4 | 0.24 | 390.8 | 66.3 | 457.1 | 512.1 | 32.7 | 4.59 | 40.3 | 1890.9 | 0.28 | 514.3 | 96.7 | 611.1 | 1087.3 | 121.3 | 17.62 | 37.3 | 2480.9 | 0.55 | 1095.8 | 111.4 | 1207.1 | 30.09 | 0 | 0.28 | 30.37 | 31.76 | 0 | 0.3 | 32.06 | 503143 | 62054.1 | 91.9 | 4247.1 | 0 | 8374.7 | 106161 | 0 | 0 | 0 | 173202.2 | 0 | 4053.1 | 3315.4 | 46309.9 | 88396.1 | 5562.8 | 1374.6 | 0 | 0 | 59081.6 | 2972.6 | 0 | 0 | 27.1 | 8315.2
4539 | 190 | Day190 | 2 | Hour2 | 7 | Summer | 2117 | #N/A | Summer | 478679.8 | 2024-07-09 02:00 | 458835.6 | 121.2 | 14888.2 | 4834.8 | 478679.8 | 442955.4 | 418695.6 | 0.0346 | 0.0508 | 0.43 | 0.43 | 366.9 | 27.9 | 3.97 | 26.6 | 1230.5 | 0.23 | 368.8 | 63.4 | 432.2 | 381.4 | 29 | 4.12 | 27.6 | 1278.3 | 0.24 | 383.4 | 65.8 | 449.2 | 536.9 | 36.7 | 5.19 | 40 | 1906.5 | 0.29 | 539.4 | 96.9 | 636.3 | 829.4 | 78.9 | 11.34 | 40.8 | 2319.3 | 0.41 | 834.8 | 110 | 944.8 | 29.15 | 0 | 0.28 | 29.43 | 30.69 | 0 | 0.29 | 30.99 | 478679.8 | 59984.2 | 0 | 4247.1 | 0 | 8374.7 | 97786.9 | 0 | 0 | 0 | 165133.2 | 0 | 4053.1 | 3315.4 | 40621.8 | 88396.1 | 5392.8 | 1374.6 | 0 | 0 | 57271.9 | 2712.2 | 0 | 0 | 18.1 | 8315.2
4540 | 190 | Day190 | 3 | Hour3 | 7 | Summer | 2117 | #N/A | Summer | 461369 | 2024-07-09 03:00 | 441996.4 | 136.6 | 14888.2 | 4348 | 461369.1 | 426963 | 407260.6 | 0.034 | 0.0489 | 0.42 | 0.42 | 370.5 | 28 | 3.98 | 27.1 | 1247.8 | 0.23 | 372.5 | 64.4 | 436.8 | 384.8 | 29.2 | 4.14 | 28.1 | 1294.1 | 0.24 | 386.8 | 66.7 | 453.5 | 542.9 | 37.4 | 5.29 | 40.3 | 1917.4 | 0.3 | 545.4 | 97.5 | 642.9 | 817.3 | 74 | 10.61 | 43.6 | 2403 | 0.4 | 822.4 | 115.3 | 937.7 | 28.68 | 0 | 0.28 | 28.97 | 30.14 | 0 | 0.29 | 30.43 | 461369 | 54108.5 | 0 | 4247.1 | 0 | 8374.7 | 94277.9 | 0 | 0 | 1.2 | 162489.4 | 0 | 4053.1 | 3315.4 | 36518.4 | 88396.1 | 5292.3 | 296.1 | 0 | 3.1 | 51635.7 | 2468.5 | 0 | 0 | 0 | 8315.2
4541 | 190 | Day190 | 4 | Hour4 | 7 | Summer | 2117 | #N/A | Summer | 450042.6 | 2024-07-09 04:00 | 430953.8 | 150.3 | 14892.3 | 4046.2 | 450042.6 | 416457.7 | 399438.4 | 0.0336 | 0.0476 | 0.42 | 0.42 | 372.3 | 28.2 | 4 | 27.3 | 1254.4 | 0.24 | 374.3 | 64.7 | 439 | 386.3 | 29.3 | 4.15 | 28.2 | 1300.6 | 0.24 | 388.3 | 67.1 | 455.4 | 549.2 | 38.5 | 5.45 | 40.2 | 1920 | 0.3 | 551.8 | 97.5 | 649.3 | 561.7 | 31.3 | 4.28 | 47.7 | 2265.4 | 0.27 | 563.8 | 115.3 | 679.1 | 28.45 | 0 | 0.28 | 28.73 | 29.86 | 0 | 0.29 | 30.15 | 450042.6 | 50604.2 | 0 | 4247.1 | 0 | 8374.7 | 92386.9 | 0 | 0 | 153.2 | 159308.1 | 0 | 4053.1 | 3315.4 | 34284.3 | 88396.1 | 5072.6 | 0 | 0 | 818.6 | 47442.8 | 2189.6 | 3.9 | 0 | 14.1 | 8315.2
4542 | 190 | Day190 | 5 | Hour5 | 7 | Summer | 2117 | #N/A | Summer | 445211 | 2024-07-09 05:00 | 426237 | 488 | 14888.2 | 3597.9 | 445211.1 | 411968.1 | 392808.3 | 0.0335 | 0.0471 | 0.43 | 0.42 | 368.2 | 27.9 | 3.95 | 27 | 1241.6 | 0.23 | 370.1 | 64.1 | 434.2 | 382.5 | 28.9 | 4.11 | 28 | 1289.3 | 0.24 | 384.4 | 66.5 | 450.9 | 504.1 | 35.5 | 5.04 | 36.8 | 1748.7 | 0.28 | 506.6 | 89 | 595.5 | 593.5 | 40.2 | 5.59 | 43.8 | 2185.8 | 0.28 | 596.2 | 109 | 705.2 | 28.14 | 0 | 0.28 | 28.42 | 29.52 | 0 | 0.29 | 29.81 | 445211 | 52402.7 | 0 | 4247.1 | 0 | 8374.7 | 90390.4 | 0 | 0 | 534.1 | 155990.8 | 0 | 3989.4 | 3315.4 | 33307 | 88396.1 | 4797.2 | 0 | 0 | 9046.4 | 40764.2 | 2058.1 | 561.8 | 0 | 0 | 8315.2
4543 | 190 | Day190 | 6 | Hour6 | 7 | Summer | 2117 | #N/A | Summer | 451680.9 | 2024-07-09 06:00 | 429311.9 | 4348.2 | 14888.2 | 3132.6 | 451680.9 | 414891.9 | 380969.9 | 0.0336 | 0.0475 | 0.46 | 0.46 | 348.3 | 26.4 | 3.74 | 25.6 | 1173.6 | 0.22 | 350.1 | 60.7 | 410.8 | 364.3 | 27.7 | 3.93 | 26.7 | 1224 | 0.23 | 366.2 | 63.2 | 429.4 | 262.2 | 13.1 | 1.83 | 24.4 | 1048.6 | 0.17 | 263.1 | 55.7 | 318.8 | 661.2 | 45.4 | 6.33 | 48.3 | 2415.6 | 0.31 | 664.3 | 120.3 | 784.6 | 27.5 | 0 | 0.3 | 27.8 | 28.88 | 0 | 0.29 | 29.16 | 451680.9 | 70711 | 0 | 4247.1 | 0 | 8374.7 | 86559.7 | 0 | 0 | 6158.3 | 148711.4 | 0 | 3989.4 | 3315.4 | 32578.8 | 88396.1 | 4797.2 | 0 | 0 | 33233.9 | 29552.1 | 1766.6 | 3180 | 0 | 0 | 8315.2
4544 | 190 | Day190 | 7 | Hour7 | 7 | Summer | 2117 | #N/A | Summer | 472178 | 2024-07-09 07:00 | 449811.9 | 4228.7 | 14892.3 | 3245.1 | 472178.1 | 434341.5 | 378161.6 | 0.0344 | 0.05 | 0.48 | 0.48 | 340 | 26.2 | 3.72 | 24.6 | 1131.4 | 0.22 | 341.8 | 58.3 | 400.1 | 355.9 | 27.5 | 3.91 | 25.6 | 1180.8 | 0.23 | 357.7 | 60.8 | 418.6 | 150.4 | 4.1 | 0.55 | 17.4 | 687.1 | 0.11 | 150.7 | 37.9 | 188.5 | 542.1 | 28.5 | 3.84 | 47.5 | 2255.7 | 0.25 | 544 | 114.7 | 658.7 | 27.16 | 0 | 0.29 | 27.46 | 28.58 | 0 | 0.28 | 28.87 | 472178 | 94016.5 | 0 | 4244.3 | 0 | 8374.7 | 90436.3 | 0 | 25.6 | 8912.9 | 146418.6 | 0 | 3989.4 | 3315.4 | 28189.5 | 88396.1 | 4797.2 | 0 | 0 | 66559.9 | 16939.8 | 1578.1 | 5504.2 | 0 | 0 | 8315.2
4545 | 190 | Day190 | 8 | Hour8 | 7 | Summer | 2117 | #N/A | Summer | 507519.8 | 2024-07-09 08:00 | 482996.9 | 3094.5 | 17633.4 | 3795 | 507519.8 | 465727.4 | 374468 | 0.0357 | 0.054 | 0.51 | 0.5 | 325.7 | 25.5 | 3.63 | 23.1 | 1071 | 0.21 | 327.5 | 55 | 382.5 | 341.3 | 26.9 | 3.82 | 24 | 1118.2 | 0.22 | 343.1 | 57.4 | 400.5 | 107.1 | 2.7 | 0.35 | 12.7 | 495.6 | 0.08 | 107.2 | 27.5 | 134.7 | 780.8 | 74.9 | 10.76 | 37.7 | 2177.4 | 0.38 | 786 | 102.6 | 888.7 | 25.67 | 0 | 0.28 | 25.95 | 27.13 | 0 | 0.28 | 27.41 | 507519.8 | 133051.8 | 0 | 4242.6 | 0 | 8374.7 | 95891.2 | 0 | 491.3 | 11694.7 | 145207.1 | 0 | 3989.4 | 3315.4 | 21616.4 | 87033.9 | 4797.2 | 0 | 0 | 107305 | 12138.9 | 1421.9 | 8088.6 | 0 | 0 | 8315.2
4546 | 190 | Day190 | 9 | Hour9 | 7 | Summer | 2117 | #N/A | Summer | 549627.4 | 2024-07-09 09:00 | 519794.6 | 6307.2 | 18651.3 | 4874.3 | 549627.4 | 500389.2 | 387366.1 | 0.0373 | 0.0584 | 0.51 | 0.51 | 317.9 | 24.7 | 3.5 | 22.6 | 1054.1 | 0.2 | 319.6 | 54.1 | 373.7 | 336.6 | 26.3 | 3.74 | 23.7 | 1110.2 | 0.21 | 338.4 | 56.9 | 395.3 | 96.9 | 2.4 | 0.31 | 11.5 | 448.1 | 0.07 | 97 | 24.9 | 121.9 | 342.6 | 9.6 | 1.13 | 38.4 | 1693.9 | 0.17 | 343.2 | 88.9 | 432.1 | 23.44 | 0 | 0.15 | 23.59 | 25.26 | 0 | 0.17 | 25.43 | 549627.4 | 162261.3 | 0 | 4231.7 | 0 | 8374.7 | 99925.9 | 0 | 819.4 | 17998.5 | 158277.8 | 0 | 3989.4 | 3315.4 | 18326.3 | 86127.6 | 4797.2 | 0 | 0 | 131507 | 10964.9 | 971.5 | 13623.8 | 0 | 0 | 8315.2
4547 | 190 | Day190 | 10 | Hour10 | 7 | Summer | 2117 | #N/A | Summer | 580325.7 | 2024-07-09 10:00 | 557353.6 | 5300.6 | 12549.7 | 5121.7 | 580325.7 | 535658.2 | 409220.2 | 0.0389 | 0.0626 | 0.5 | 0.5 | 327.7 | 25.7 | 3.65 | 22.9 | 1078.9 | 0.2 | 329.5 | 55.1 | 384.5 | 347.1 | 27.3 | 3.89 | 24.1 | 1138.3 | 0.21 | 348.9 | 58.1 | 407 | 92 | 2.2 | 0.29 | 11 | 427.4 | 0.07 | 92.2 | 23.7 | 115.9 | 490.4 | 16.7 | 2.96 | 61.4 | 1546.2 | 0.77 | 491.7 | 107.7 | 599.4 | 26.11 | 0 | 0.15 | 26.27 | 28.32 | 0 | 0.18 | 28.49 | 580325.7 | 171105.5 | 0 | 4231.7 | 0 | 8374.7 | 110414.1 | 0 | 914.4 | 19414.4 | 169076.4 | 0 | 3989.4 | 3315.4 | 18629.6 | 86391.6 | 4797.2 | 0 | 0 | 139752.7 | 10380.7 | 643.3 | 15510.7 | 19.5 | 0 | 8315.2
4548 | 190 | Day190 | 11 | Hour11 | 7 | Summer | 2117 | #N/A | Summer | 603964.3 | 2024-07-09 11:00 | 590205.9 | 4312.9 | 4147 | 5298.6 | 603964.3 | 566401 | 430546.3 | 0.0403 | 0.0663 | 0.49 | 0.49 | 337.4 | 26.8 | 3.81 | 23.2 | 1101.6 | 0.2 | 339.2 | 56 | 395.3 | 356.2 | 28.3 | 4.03 | 24.4 | 1161.1 | 0.22 | 358.1 | 59.1 | 417.2 | 84.4 | 2.4 | 0.31 | 9.5 | 397.4 | 0.05 | 84.6 | 21.3 | 105.9 | 922.5 | 99.4 | 14.41 | 36.3 | 2215.2 | 0.5 | 929.4 | 102.4 | 1031.8 | 28.81 | 0 | 0.26 | 29.07 | 31.32 | 0 | 0.28 | 31.59 | 603964.3 | 173418 | 0 | 4234.5 | 0 | 8374.7 | 119934 | 0 | 939 | 19598 | 176623.8 | 0 | 4053.1 | 3315.4 | 22518.2 | 86492.7 | 5000 | 0 | 0 | 141804 | 10636.9 | 440.1 | 16791.6 | 3657.1 | 150.9 | 8315.2
4549 | 190 | Day190 | 12 | Hour12 | 7 | Summer | 2117 | #N/A | Summer | 630355.6 | 2024-07-09 12:00 | 617608.8 | 3606.1 | 3887.8 | 5253 | 630355.6 | 591982.4 | 457444.2 | 0.0415 | 0.0692 | 0.48 | 0.47 | 353.7 | 28.3 | 4.03 | 24 | 1145.9 | 0.21 | 355.6 | 58.2 | 413.8 | 372.8 | 29.8 | 4.25 | 25.3 | 1206.7 | 0.23 | 374.9 | 61.3 | 436.2 | 78.8 | 1.8 | 0.2 | 9.1 | 395.9 | 0.04 | 78.9 | 20.9 | 99.9 | 630.7 | 36.8 | 5.05 | 52.2 | 2493.1 | 0.3 | 633.2 | 126.5 | 759.8 | 34.88 | 0 | 0.26 | 35.14 | 37.7 | 0 | 0.28 | 37.98 | 630355.6 | 172911.4 | 110 | 4242 | 0 | 8374.7 | 132141.7 | 0 | 927.8 | 19676.6 | 187619.6 | 0 | 4520.6 | 3315.4 | 22673.9 | 88396.1 | 6050.1 | 0 | 0 | 140613.2 | 11338.4 | 355.5 | 16875.6 | 7835.2 | 883.7 | 8315.2
4550 | 190 | Day190 | 13 | Hour13 | 7 | Summer | 2117 | #N/A | Summer | 649478.6 | 2024-07-09 13:00 | 637828.8 | 3024.1 | 3408.2 | 5217.4 | 649478.6 | 610825.1 | 476233.9 | 0.0423 | 0.0714 | 0.47 | 0.47 | 358.1 | 28.5 | 4.07 | 24.3 | 1159.1 | 0.22 | 360.1 | 58.9 | 419 | 378.6 | 30.2 | 4.31 | 25.7 | 1225.1 | 0.23 | 380.7 | 62.3 | 443 | 87.3 | 2.1 | 0.25 | 10.2 | 423.9 | 0.05 | 87.4 | 22.8 | 110.2 | 659.6 | 20.3 | 2.49 | 71.1 | 3177 | 0.31 | 660.9 | 165.8 | 826.7 | 37.17 | 0 | 0.26 | 37.43 | 40.22 | 0 | 0.27 | 40.5 | 649478.6 | 173244.6 | 111.7 | 4242 | 0 | 8374.7 | 136912.7 | 0 | 919.7 | 20776.6 | 194460.4 | 0 | 5060.8 | 3315.4 | 25207.1 | 88396.1 | 7172.9 | 2980.2 | 0 | 138343 | 12843.7 | 361.6 | 16164 | 10065 | 1318.7 | 8315.2
4551 | 190 | Day190 | 14 | Hour14 | 7 | Summer | 2117 | #N/A | Summer | 659927.6 | 2024-07-09 14:00 | 651106.2 | 0 | 3575.4 | 5246 | 659927.6 | 623190.6 | 488396.6 | 0.0429 | 0.0727 | 0.47 | 0.46 | 359.6 | 28.5 | 4.07 | 24.6 | 1166.6 | 0.22 | 361.5 | 59.4 | 420.9 | 380.5 | 30.2 | 4.3 | 26.1 | 1235.3 | 0.23 | 382.6 | 62.9 | 445.5 | 103.9 | 3 | 0.39 | 11.8 | 477.7 | 0.07 | 104.1 | 26 | 130.1 | 1324.2 | 130.2 | 18.76 | 61.2 | 3575 | 0.66 | 1333.2 | 167.9 | 1501.1 | 38.26 | 0 | 0.26 | 38.51 | 41.4 | 0 | 0.27 | 41.67 | 659927.6 | 171531.1 | 110 | 4244.8 | 0 | 8374.7 | 138639.1 | 0 | 912.2 | 20132.6 | 197016.8 | 0 | 6816.1 | 3315.4 | 27485.9 | 88396.1 | 7735.3 | 6262.2 | 0 | 134553.6 | 15444.6 | 488.1 | 16457.3 | 10794.9 | 2025.5 | 8315.2
4552 | 190 | Day190 | 15 | Hour15 | 7 | Summer | 2117 | #N/A | Summer | 668296.6 | 2024-07-09 15:00 | 659704 | 0 | 3408.2 | 5184.3 | 668296.6 | 631205.7 | 501165.9 | 0.0432 | 0.0735 | 0.47 | 0.46 | 361.2 | 28.3 | 4.04 | 25 | 1177.9 | 0.22 | 363.2 | 60.2 | 423.4 | 384.2 | 30.1 | 4.29 | 26.7 | 1254.2 | 0.24 | 386.3 | 64.1 | 450.4 | 126.2 | 4.1 | 0.55 | 14.1 | 555.3 | 0.09 | 126.4 | 30.6 | 157.1 | 750.1 | 26.1 | 4.06 | 87.1 | 2833.3 | 0.84 | 752 | 171.8 | 923.8 | 39.23 | 0 | 0.26 | 39.48 | 42.48 | 0 | 0.28 | 42.75 | 668296.6 | 167130.7 | 112.7 | 4246.5 | 0 | 8374.7 | 138639.1 | 0 | 925.5 | 18958 | 198288.2 | 0 | 10301.8 | 3315.4 | 31043.3 | 88396.1 | 9035.9 | 9412.1 | 0 | 127504.9 | 19093.4 | 648.8 | 15709 | 11324.6 | 2263.5 | 8315.2
4553 | 190 | Day190 | 16 | Hour16 | 7 | Summer | 2117 | #N/A | Summer | 671264.8 | 2024-07-09 16:00 | 662845.8 | 0 | 3261.5 | 5157.6 | 671264.8 | 634174.3 | 511771.4 | 0.0432 | 0.0737 | 0.46 | 0.45 | 367 | 28.6 | 4.08 | 25.6 | 1197.5 | 0.23 | 369 | 61.4 | 430.4 | 391.4 | 30.4 | 4.34 | 27.5 | 1280.3 | 0.24 | 393.5 | 65.7 | 459.2 | 138.6 | 4.2 | 0.56 | 15.6 | 626.4 | 0.1 | 138.8 | 34.3 | 173.1 | 742.1 | 33.9 | 4.5 | 69.9 | 3226.2 | 0.35 | 744.4 | 166.1 | 910.5 | 39.32 | 4.29 | 0.26 | 43.87 | 42.57 | 4.68 | 0.28 | 47.53 | 671264.8 | 159493.4 | 110.7 | 4257.5 | 0 | 8374.7 | 140234.9 | 0 | 918.1 | 18375.2 | 199551.4 | 0 | 12363.6 | 3315.4 | 31962.5 | 88396.1 | 10578.1 | 12626.6 | 0 | 116055.6 | 23195.8 | 948.7 | 15039.4 | 11198.5 | 994.8 | 8315.2
4554 | 190 | Day190 | 17 | Hour17 | 7 | Summer | 2117 | #N/A | Summer | 664114.4 | 2024-07-09 17:00 | 658917.9 | 0 | 398.6 | 4797.9 | 664114.4 | 630594.9 | 522929.3 | 0.043 | 0.0731 | 0.44 | 0.43 | 380.4 | 29.3 | 4.19 | 26.8 | 1248 | 0.24 | 382.4 | 64.1 | 446.4 | 404.6 | 31.1 | 4.44 | 28.7 | 1331.4 | 0.25 | 406.7 | 68.4 | 475.1 | 184.7 | 5.5 | 0.77 | 21.2 | 806.3 | 0.15 | 185.1 | 45.3 | 230.4 | 934 | 38.4 | 6.9 | 113.8 | 2522.7 | 1.62 | 937.1 | 189.4 | 1126.5 | 40.67 | 18.48 | 0.26 | 59.41 | 43.93 | 20.07 | 0.28 | 64.29 | 664114.4 | 141185 | 760.4 | 4257.5 | 0 | 8374.7 | 141754.5 | 0 | 901 | 15920 | 200731.5 | 0 | 17312 | 3315.4 | 33502.2 | 88396.1 | 11384.5 | 13140.4 | 0 | 97018.4 | 26242.3 | 1103.4 | 11826 | 12007.6 | 2384.5 | 8315.2
4555 | 190 | Day190 | 18 | Hour18 | 7 | Summer | 2117 | #N/A | Summer | 653333.8 | 2024-07-09 18:00 | 649092.9 | 0 | 0 | 4240.9 | 653333.8 | 621530.6 | 541026.6 | 0.0425 | 0.0719 | 0.41 | 0.4 | 401.4 | 30.8 | 4.39 | 28.5 | 1320.5 | 0.25 | 403.5 | 67.9 | 471.4 | 427.9 | 32.7 | 4.66 | 30.5 | 1412.1 | 0.27 | 430.1 | 72.7 | 502.8 | 299.6 | 8.8 | 1.29 | 35.4 | 1251.2 | 0.28 | 300.2 | 72.7 | 372.9 | 800.8 | 38.4 | 5.13 | 73.9 | 3420.6 | 0.38 | 803.4 | 175.9 | 979.3 | 62.92 | 33.59 | 0.26 | 96.77 | 67.87 | 36.38 | 0.29 | 104.54 | 653333.8 | 112307.2 | 2254.9 | 4257.5 | 0 | 8374.7 | 145498.3 | 0 | 846.7 | 11244.2 | 203648.4 | 0 | 21952.2 | 3315.4 | 36852.7 | 88396.1 | 12439 | 14037.4 | 0 | 68061.3 | 31144.4 | 1010.7 | 9859.8 | 12188.4 | 1497.6 | 8315.2
4556 | 190 | Day190 | 19 | Hour19 | 7 | Summer | 2117 | #N/A | Summer | 637686 | 2024-07-09 19:00 | 634251.1 | 0 | 0 | 3434.8 | 637685.9 | 607769.3 | 548903.1 | 0.0417 | 0.0701 | 0.4 | 0.38 | 412.4 | 31.7 | 4.52 | 29.2 | 1354.6 | 0.26 | 414.6 | 69.6 | 484.3 | 438.3 | 33.5 | 4.78 | 31.2 | 1444.6 | 0.28 | 440.6 | 74.3 | 515 | 399.6 | 12.1 | 1.74 | 46.4 | 1694.9 | 0.35 | 400.4 | 97 | 497.4 | 1039.3 | 66.4 | 10.88 | 100 | 2451.8 | 1.54 | 1044.2 | 173.5 | 1217.7 | 42.12 | 23.64 | 0.27 | 66.02 | 45.31 | 25.52 | 0.29 | 71.11 | 637686 | 88782.8 | 2850.4 | 4257.5 | 0 | 8374.7 | 146231.3 | 0 | 700.7 | 7547.6 | 207784 | 0 | 19144.7 | 3315.4 | 43230.5 | 88396.1 | 12599.4 | 12719.1 | 0 | 40850 | 38599.6 | 1085 | 7455.3 | 10051.1 | 1373.4 | 8315.2
4557 | 190 | Day190 | 20 | Hour20 | 7 | Summer | 2117 | #N/A | Summer | 622690.6 | 2024-07-09 20:00 | 618734.7 | 0 | 0 | 3955.9 | 622690.5 | 593345.2 | 557454.5 | 0.041 | 0.0684 | 0.39 | 0.38 | 415.3 | 32.3 | 4.62 | 28.9 | 1353.9 | 0.26 | 417.5 | 69.4 | 486.8 | 441 | 34.2 | 4.88 | 31 | 1443.8 | 0.27 | 443.3 | 74.1 | 517.4 | 430.9 | 13.4 | 1.91 | 49.4 | 1836.6 | 0.37 | 431.8 | 104.2 | 536.1 | 938.4 | 66.1 | 9.25 | 66.9 | 3373.3 | 0.44 | 942.9 | 167.6 | 1110.4 | 41.64 | 4.54 | 0.27 | 46.45 | 44.71 | 4.87 | 0.29 | 49.87 | 622690.6 | 65236.1 | 5227.9 | 4257.5 | 0 | 8374.7 | 146764 | 0 | 274.3 | 3992.5 | 211471.2 | 0 | 11370.6 | 3315.4 | 53640.9 | 88396.1 | 11351.9 | 13284.1 | 0 | 13335.7 | 46746.2 | 887.4 | 2437.3 | 4064.2 | 1737.4 | 8315.2
4558 | 190 | Day190 | 21 | Hour21 | 7 | Summer | 2117 | #N/A | Summer | 604916 | 2024-07-09 21:00 | 600618.4 | 0 | 0 | 4297.5 | 604915.9 | 576463.4 | 552787.1 | 0.0402 | 0.0663 | 0.37 | 0.36 | 423.1 | 33.1 | 4.71 | 29.2 | 1386 | 0.26 | 425.4 | 70.6 | 496 | 446.1 | 34.7 | 4.94 | 31.1 | 1467.4 | 0.27 | 448.5 | 74.9 | 523.3 | 416.7 | 13.8 | 1.97 | 46.9 | 1756.9 | 0.35 | 417.6 | 99.3 | 516.9 | 1979.4 | 227.5 | 33.09 | 61.4 | 4329.8 | 0.98 | 1995.2 | 190.7 | 2185.9 | 42.86 | 43.35 | 0.28 | 86.49 | 45.92 | 46.72 | 0.3 | 92.94 | 604916 | 52128.8 | 7678.2 | 4257.5 | 0 | 8374.7 | 146629.6 | 0 | 0 | 221 | 216328.4 | 0 | 8739.7 | 3315.4 | 51205.5 | 88396.1 | 8782.5 | 9079.4 | 0 | 244 | 50654.3 | 1009.5 | 985.6 | 1329.2 | 3918.1 | 8315.2
4559 | 190 | Day190 | 22 | Hour22 | 7 | Summer | 2117 | #N/A | Summer | 571482.4 | 2024-07-09 22:00 | 566827.1 | 0 | 0 | 4655.3 | 571482.4 | 544844.2 | 520046.4 | 0.0388 | 0.0626 | 0.37 | 0.37 | 417.6 | 32.9 | 4.68 | 28.7 | 1369.3 | 0.25 | 419.9 | 69.5 | 489.4 | 436.4 | 34.3 | 4.87 | 30 | 1434 | 0.26 | 438.8 | 72.9 | 511.6 | 432.9 | 20 | 2.82 | 42.5 | 1727.8 | 0.31 | 434.2 | 94.1 | 528.4 | 972.7 | 98.8 | 14.27 | 42.3 | 2517 | 0.49 | 979.5 | 117.4 | 1097 | 35.72 | 21.5 | 0.28 | 57.5 | 38.12 | 23.12 | 0.3 | 61.54 | 571482.4 | 51436.1 | 5668.4 | 4257.5 | 0 | 8374.7 | 138982.8 | 0 | 0 | 0.2 | 207666.7 | 0 | 5097.4 | 3315.4 | 48422.2 | 88396.1 | 6197.6 | 3667.5 | 0 | 1.1 | 50163.1 | 1271.7 | 59.6 | 130 | 3263.6 | 8315.2
4560 | 190 | Day190 | 23 | Hour23 | 7 | Summer | 2117 | #N/A | Summer | 537351.9 | 2024-07-09 23:00 | 528554.7 | 110 | 4371.1 | 4316.1 | 537351.9 | 508877 | 488604.1 | 0.0372 | 0.0584 | 0.39 | 0.38 | 403.8 | 31.4 | 4.47 | 28.2 | 1334.3 | 0.24 | 406 | 68 | 474 | 421.1 | 32.7 | 4.65 | 29.5 | 1393.9 | 0.25 | 423.4 | 71.1 | 494.5 | 486.2 | 28.2 | 3.92 | 41 | 1881.4 | 0.27 | 488.1 | 97.1 | 585.2 | 808.8 | 54.7 | 7.63 | 60 | 2963.9 | 0.39 | 812.5 | 148.4 | 960.9 | 32.58 | 4.18 | 0.28 | 37.05 | 34.61 | 4.51 | 0.31 | 39.42 | 537351.9 | 48747.7 | 3566.9 | 4250 | 0 | 8374.7 | 124828.5 | 0 | 0 | 0 | 194020.2 | 0 | 4874.9 | 3315.4 | 48140.6 | 88396.1 | 5951.5 | 2885.3 | 0 | 0 | 46965.1 | 1782.7 | 0.1 | 0 | 1768.5 | 8315.2
4561 | 191 | Day191 | 0 | Hour0 | 7 | Summer | 28 | 695014.2 | Summer | 509515.4 | 2024-07-10 | 494010.2 | 110 | 10919.1 | 4476.1 | 509515.4 | 476271.4 | 463328.6 | 0.0359 | 0.0547 | 0.39 | 0.39 | 393.3 | 29.9 | 4.24 | 28.3 | 1321.2 | 0.24 | 395.4 | 67.7 | 463.1 | 409.4 | 31.1 | 4.42 | 29.4 | 1375.2 | 0.25 | 411.5 | 70.5 | 482 | 504.4 | 31.2 | 4.37 | 40.6 | 1892.6 | 0.27 | 506.5 | 97.1 | 603.7 | 897.1 | 82.6 | 11.84 | 46.6 | 2596.6 | 0.44 | 902.8 | 124.1 | 1026.9 | 31.39 | 0 | 0.28 | 31.67 | 33.21 | 0 | 0.3 | 33.51 | 509515.4 | 46186.8 | 636.2 | 4247.1 | 0 | 8374.7 | 111464.2 | 0 | 0 | 0 | 188264.2 | 0 | 4644.5 | 3315.4 | 46779 | 88396.1 | 5832.5 | 1374.6 | 0 | 0 | 44501.1 | 1685.7 | 0 | 0 | 259.1 | 8315.2
4562 | 191 | Day191 | 1 | Hour1 | 7 | Summer | 2117 | #N/A | Summer | 485300.4 | 2024-07-10 01:00 | 465624.2 | 115.3 | 14888.2 | 4672.7 | 485300.4 | 449408.3 | 440046.8 | 0.0348 | 0.0515 | 0.4 | 0.4 | 386.7 | 29.3 | 4.16 | 28.1 | 1302.1 | 0.24 | 388.8 | 66.9 | 455.7 | 402.2 | 30.5 | 4.33 | 29.1 | 1352.6 | 0.25 | 404.3 | 69.5 | 473.8 | 519.9 | 32.9 | 4.62 | 41.2 | 1927.1 | 0.28 | 522.1 | 98.7 | 620.9 | 433.6 | 8.4 | 0.87 | 51.2 | 2245 | 0.2 | 434.1 | 118.2 | 552.2 | 29.91 | 0 | 0.29 | 30.19 | 31.52 | 0 | 0.3 | 31.82 | 485300.4 | 45253.6 | 0 | 4247.1 | 0 | 8374.7 | 103879.8 | 0 | 0 | 0 | 177401.1 | 0 | 4644.5 | 3315.4 | 44207.3 | 88396.1 | 5580.7 | 0 | 0 | 0 | 43800.5 | 1453.1 | 0 | 0 | 0 | 8315.2
4563 | 191 | Day191 | 2 | Hour2 | 7 | Summer | 2117 | #N/A | Summer | 465106 | 2024-07-10 02:00 | 444659 | 1631.3 | 14888.2 | 3927.5 | 465106 | 429519.3 | 422481.9 | 0.034 | 0.0491 | 0.4 | 0.39 | 387.9 | 29.3 | 4.15 | 28.3 | 1309.9 | 0.24 | 389.9 | 67.4 | 457.3 | 403.2 | 30.5 | 4.32 | 29.4 | 1359.5 | 0.25 | 405.3 | 69.9 | 475.2 | 533.4 | 35 | 4.93 | 41.2 | 1938 | 0.29 | 535.8 | 99 | 634.8 | 840.7 | 79.7 | 11.45 | 41.6 | 2361 | 0.42 | 846.2 | 112.1 | 958.3 | 29.34 | 0 | 0.29 | 29.63 | 30.84 | 0 | 0.3 | 31.14 | 465106 | 42624 | 0 | 4247.1 | 0 | 8374.7 | 99180.4 | 0 | 0 | 0 | 171953.8 | 0 | 4644.5 | 3315.4 | 36963.9 | 88396.1 | 5405.9 | 0 | 0 | 0 | 41275.5 | 1348.5 | 0 | 0 | 0 | 8315.2
4564 | 191 | Day191 | 3 | Hour3 | 7 | Summer | 2117 | #N/A | Summer | 454949.8 | 2024-07-10 03:00 | 433852.4 | 2525.2 | 14888.2 | 3683.9 | 454949.8 | 419246.4 | 416967.2 | 0.0337 | 0.0478 | 0.39 | 0.38 | 395 | 29.9 | 4.24 | 28.8 | 1332.3 | 0.25 | 397 | 68.6 | 465.6 | 410.7 | 31.1 | 4.42 | 29.8 | 1382.8 | 0.26 | 412.9 | 71.1 | 484 | 545.5 | 36.2 | 5.09 | 41.8 | 1971.1 | 0.3 | 547.9 | 100.6 | 648.5 | 605.1 | 38.4 | 5.32 | 47.2 | 2295.9 | 0.29 | 607.7 | 115.7 | 723.4 | 29.17 | 0 | 0.29 | 29.46 | 30.62 | 0 | 0.29 | 30.92 | 454949.8 | 37982.5 | 0 | 4247.1 | 0 | 8374.7 | 99053.9 | 0 | 0 | 2.2 | 170720.2 | 0 | 4644.5 | 3315.4 | 32909.6 | 88396.1 | 5305.6 | 0 | 0 | 4 | 37181.9 | 794.5 | 0 | 0 | 0 | 8315.2
4565 | 191 | Day191 | 4 | Hour4 | 7 | Summer | 2117 | #N/A | Summer | 453696.6 | 2024-07-10 04:00 | 433765.7 | 1634.7 | 14888.2 | 3408 | 453696.6 | 419165.8 | 418379.4 | 0.0337 | 0.0478 | 0.38 | 0.37 | 402.1 | 30.5 | 4.33 | 29.2 | 1354.2 | 0.25 | 404.2 | 69.6 | 473.8 | 418 | 31.8 | 4.51 | 30.2 | 1405.4 | 0.26 | 420.2 | 72.2 | 492.4 | 532.9 | 33.9 | 4.75 | 42.2 | 1971.5 | 0.29 | 535.2 | 101 | 636.2 | 513.4 | 21.5 | 2.81 | 50.1 | 2296.5 | 0.24 | 514.8 | 118.6 | 633.4 | 29.27 | 0 | 0.28 | 29.55 | 30.72 | 0 | 0.29 | 31.01 | 453696.6 | 35317.2 | 0 | 4247.1 | 0 | 8374.7 | 101109.6 | 0 | 0 | 141.1 | 172531.6 | 0 | 4644.5 | 3315.4 | 30595.1 | 88396.1 | 5165.3 | 0 | 0 | 784.6 | 33675.4 | 716 | 6.4 | 0 | 0 | 8315.2
4566 | 191 | Day191 | 5 | Hour5 | 7 | Summer | 2117 | #N/A | Summer | 464307.9 | 2024-07-10 05:00 | 444900.3 | 1217.9 | 14888.2 | 3301.5 | 464307.9 | 429749.4 | 423471.8 | 0.0341 | 0.0491 | 0.38 | 0.37 | 402.9 | 30.7 | 4.35 | 29.1 | 1354.7 | 0.25 | 405 | 69.5 | 474.5 | 419.4 | 32 | 4.54 | 30.1 | 1408.4 | 0.26 | 421.6 | 72.2 | 493.8 | 471 | 28.8 | 4.03 | 38.4 | 1771.1 | 0.26 | 473 | 91.3 | 564.2 | 491.7 | 19 | 2.43 | 49.3 | 2263.8 | 0.22 | 493 | 116.8 | 609.8 | 29.56 | 0 | 0.28 | 29.84 | 31.06 | 0 | 0.28 | 31.34 | 464307.9 | 40836.2 | 0 | 4247.1 | 0 | 8374.7 | 104333.3 | 0 | 0 | 467.8 | 176213 | 0 | 4580.9 | 3315.4 | 29019.5 | 88396.1 | 4991.7 | 0 | 0 | 8091.9 | 31730.1 | 546.3 | 496.7 | 0 | 0 | 8315.2
4567 | 191 | Day191 | 6 | Hour6 | 7 | Summer | 2117 | #N/A | Summer | 487743.8 | 2024-07-10 06:00 | 466321.5 | 3459.8 | 14888.2 | 3074.2 | 487743.8 | 450062.8 | 421176.5 | 0.0349 | 0.0516 | 0.41 | 0.41 | 381.3 | 29.1 | 4.14 | 27.4 | 1278.2 | 0.24 | 383.3 | 65.6 | 448.9 | 398.6 | 30.6 | 4.34 | 28.5 | 1332.3 | 0.25 | 400.7 | 68.3 | 468.9 | 262 | 10.8 | 1.46 | 26.5 | 1126.3 | 0.16 | 262.7 | 60.1 | 322.8 | 679.9 | 50.2 | 7.06 | 46.4 | 2371 | 0.32 | 683.3 | 117.1 | 800.4 | 29.41 | 0 | 0.29 | 29.69 | 30.98 | 0 | 0.28 | 31.26 | 487743.8 | 66567.3 | 0 | 4247.1 | 0 | 8374.7 | 104318.2 | 0 | 0 | 5634.3 | 173555.8 | 0 | 4580.9 | 3315.4 | 29396.5 | 88396.1 | 4991.7 | 0 | 0 | 32002.2 | 27790.9 | 1139.8 | 2804.8 | 0 | 0 | 8315.2
4568 | 191 | Day191 | 7 | Hour7 | 7 | Summer | 2117 | #N/A | Summer | 514733.3 | 2024-07-10 07:00 | 496673.2 | 686.2 | 14357 | 3016.9 | 514733.3 | 478760.7 | 426434.9 | 0.0361 | 0.0551 | 0.43 | 0.43 | 368.6 | 28.4 | 4.03 | 26.3 | 1230.2 | 0.23 | 370.5 | 63 | 433.5 | 385.4 | 29.8 | 4.23 | 27.3 | 1282.5 | 0.24 | 387.4 | 65.6 | 453.1 | 163.4 | 4.5 | 0.59 | 18.7 | 757.1 | 0.11 | 163.7 | 41.3 | 205 | 578.6 | 33.7 | 4.6 | 47.7 | 2305.2 | 0.27 | 580.9 | 116.5 | 697.4 | 29.77 | 0 | 0.27 | 30.05 | 31.49 | 0 | 0.29 | 31.78 | 514733.3 | 88298.4 | 0 | 4247.1 | 0 | 8374.7 | 107228.4 | 0 | 10.4 | 8383.5 | 174706 | 0 | 4580.9 | 3315.4 | 30594.5 | 88396.1 | 4991.7 | 0 | 0 | 63272 | 15149.8 | 1482.7 | 5227.7 | 0 | 0 | 8315.2
4569 | 191 | Day191 | 8 | Hour8 | 7 | Summer | 2117 | #N/A | Summer | 546244.9 | 2024-07-10 08:00 | 529975 | 1269.7 | 11620.7 | 3379.5 | 546244.9 | 510138.8 | 423713.8 | 0.0374 | 0.0589 | 0.46 | 0.46 | 353.7 | 27.6 | 3.92 | 24.8 | 1168.6 | 0.22 | 355.6 | 59.7 | 415.3 | 370.3 | 29 | 4.13 | 25.9 | 1219.7 | 0.23 | 372.3 | 62.3 | 434.6 | 122.3 | 3.1 | 0.41 | 14.3 | 567.9 | 0.09 | 122.5 | 31.2 | 153.8 | 904.5 | 90.1 | 12.98 | 40.6 | 2417.1 | 0.44 | 910.7 | 112.8 | 1023.5 | 29.84 | 0 | 0.27 | 30.12 | 31.69 | 0 | 0.29 | 31.97 | 546244.9 | 122531.1 | 0 | 4247.1 | 0 | 8374.7 | 111360.7 | 0 | 274.8 | 10651.9 | 172892.9 | 0 | 4580.9 | 3315.4 | 25554.1 | 88396.1 | 4991.7 | 0 | 0 | 98639.1 | 11601.5 | 1363.8 | 7452.5 | 0 | 0 | 8315.2
4570 | 191 | Day191 | 9 | Hour9 | 7 | Summer | 2117 | #N/A | Summer | 580095.3 | 2024-07-10 09:00 | 563274 | 5642.6 | 6965.2 | 4213.4 | 580095.3 | 541397.7 | 428697.6 | 0.0388 | 0.0626 | 0.48 | 0.47 | 343.6 | 27 | 3.84 | 23.9 | 1129.7 | 0.21 | 345.5 | 57.6 | 403.1 | 362.7 | 28.6 | 4.07 | 25.1 | 1188.1 | 0.22 | 364.6 | 60.5 | 425.2 | 116.8 | 2.9 | 0.38 | 13.7 | 546.6 | 0.08 | 116.9 | 30 | 146.9 | 1194.4 | 132.6 | 19.24 | 41.3 | 2760.6 | 0.59 | 1203.6 | 123.7 | 1327.4 | 30.43 | 0 | 0.27 | 30.69 | 32.53 | 0 | 0.28 | 32.81 | 580095.3 | 151397.7 | 0 | 4247.1 | 0 | 8374.7 | 116032.4 | 0 | 484.7 | 17629.8 | 175820.3 | 0 | 4580.9 | 3315.4 | 22938.8 | 88396.1 | 4991.7 | 0 | 0 | 121471.6 | 10486.7 | 1324.9 | 12538.2 | 0 | 0 | 8315.2
4571 | 191 | Day191 | 10 | Hour10 | 7 | Summer | 2117 | #N/A | Summer | 609392.2 | 2024-07-10 10:00 | 597270.8 | 4357.7 | 3229.7 | 4534 | 609392.2 | 573214.6 | 448549.1 | 0.0403 | 0.0664 | 0.47 | 0.47 | 353.4 | 28.3 | 4.03 | 23.9 | 1146.2 | 0.21 | 355.3 | 58.2 | 413.5 | 371.9 | 29.8 | 4.25 | 25.1 | 1204.1 | 0.22 | 373.9 | 61.1 | 435 | 89.9 | 2.2 | 0.27 | 10.5 | 434.6 | 0.05 | 90.1 | 23.4 | 113.5 | 717.7 | 49 | 6.83 | 52.6 | 2628.6 | 0.33 | 721 | 131 | 852 | 31.97 | 0 | 0.27 | 32.24 | 34.36 | 0 | 0.28 | 34.64 | 609392.2 | 160843.1 | 0 | 4250 | 0 | 8374.7 | 128282.6 | 0 | 585.2 | 18921.1 | 182332.9 | 0 | 4580.9 | 3315.4 | 23985.6 | 88396.1 | 5030.8 | 0 | 0 | 130214.2 | 10171.5 | 951.1 | 15191.6 | 920.4 | 165.4 | 8315.2
4572 | 191 | Day191 | 11 | Hour11 | 7 | Summer | 2117 | #N/A | Summer | 637461.8 | 2024-07-10 11:00 | 626392.4 | 3826 | 2459 | 4784.4 | 637461.8 | 600374.6 | 474697.1 | 0.0415 | 0.0695 | 0.46 | 0.46 | 364.5 | 29.1 | 4.15 | 24.7 | 1181.2 | 0.22 | 366.5 | 60 | 426.5 | 383.4 | 30.7 | 4.37 | 25.9 | 1241 | 0.23 | 385.5 | 63 | 448.5 | 99.5 | 2.3 | 0.27 | 11.7 | 485.6 | 0.06 | 99.7 | 26.2 | 125.9 | 835.5 | 65.1 | 9.19 | 53.9 | 2806.2 | 0.39 | 839.9 | 137.7 | 977.6 | 35.44 | 0.95 | 0.26 | 36.65 | 38.23 | 1.04 | 0.28 | 39.55 | 637461.8 | 162764.7 | 110.1 | 4257.5 | 0 | 8374.7 | 137345.4 | 0 | 668.3 | 19417.9 | 195161 | 0 | 5079.2 | 3315.4 | 26260.7 | 88396.1 | 6396.9 | 0 | 0 | 130888.8 | 10992.3 | 797.4 | 16419.1 | 8842.5 | 341.3 | 8315.2
4573 | 191 | Day191 | 12 | Hour12 | 7 | Summer | 2117 | #N/A | Summer | 658094.5 | 2024-07-10 12:00 | 648629.4 | 3524.2 | 1347.2 | 4593.7 | 658094.5 | 621060.1 | 494545 | 0.0425 | 0.0719 | 0.47 | 0.46 | 360.1 | 28.6 | 4.07 | 24.5 | 1172.8 | 0.21 | 362.1 | 59.5 | 421.5 | 382.9 | 30.4 | 4.33 | 26.1 | 1246.9 | 0.23 | 385 | 63.3 | 448.3 | 96.2 | 2.7 | 0.34 | 10.8 | 459 | 0.05 | 96.3 | 24.4 | 120.8 | 976.5 | 94.1 | 13.52 | 46.8 | 2711.3 | 0.47 | 983 | 127.7 | 1110.7 | 37.26 | 8.1 | 0.26 | 45.62 | 40.29 | 8.92 | 0.28 | 49.48 | 658094.5 | 163549.5 | 119.7 | 4257.5 | 0 | 8374.7 | 139078 | 0 | 735.7 | 18857.1 | 201199.9 | 0 | 5494.2 | 3315.4 | 31075.9 | 88396.1 | 6133.5 | 7100.1 | 0 | 131265.3 | 12009.2 | 682.3 | 16893.7 | 11339.3 | 539.3 | 8315.2
4574 | 191 | Day191 | 13 | Hour13 | 7 | Summer | 2117 | #N/A | Summer | 674064 | 2024-07-10 13:00 | 665421.8 | 2492 | 1518.5 | 4631.7 | 674064 | 636673.4 | 506952.6 | 0.0432 | 0.0737 | 0.47 | 0.46 | 359.8 | 28.3 | 4.04 | 24.7 | 1174.6 | 0.22 | 361.8 | 59.8 | 421.6 | 384.6 | 30.3 | 4.31 | 26.5 | 1256.6 | 0.23 | 386.7 | 64 | 450.7 | 105.5 | 3.3 | 0.44 | 11.7 | 475.5 | 0.07 | 105.7 | 25.9 | 131.6 | 939.8 | 78.9 | 11.22 | 55.5 | 2976.3 | 0.45 | 945.2 | 144.3 | 1089.5 | 38.04 | 10.88 | 0.26 | 49.17 | 41.19 | 11.96 | 0.28 | 53.43 | 674064 | 167111.4 | 116.7 | 4257.5 | 0 | 8374.7 | 140581.7 | 0 | 884 | 18785.5 | 202522.6 | 0 | 8595.8 | 3315.4 | 31899.9 | 88396.1 | 7555.1 | 11337 | 0 | 130973.7 | 15810.8 | 657.4 | 15649.2 | 12572.8 | 1174.4 | 8315.2
4575 | 191 | Day191 | 14 | Hour14 | 7 | Summer | 2117 | #N/A | Summer | 683517.4 | 2024-07-10 14:00 | 676618.8 | 966.3 | 1226.8 | 4705.5 | 683517.5 | 647075.2 | 513269.8 | 0.0437 | 0.0748 | 0.47 | 0.46 | 358.7 | 28.1 | 4 | 24.8 | 1175.1 | 0.22 | 360.6 | 59.9 | 420.5 | 383.5 | 30 | 4.27 | 26.7 | 1258.8 | 0.23 | 385.6 | 64.2 | 449.8 | 115.2 | 4 | 0.54 | 12.4 | 507.5 | 0.08 | 115.5 | 27.6 | 143.1 | 787.9 | 54 | 7.55 | 57.8 | 2864.9 | 0.38 | 791.6 | 143.2 | 934.8 | 38.62 | 9.43 | 0.26 | 48.3 | 41.84 | 10.33 | 0.28 | 52.45 | 683517.4 | 170247.7 | 110 | 4257.5 | 0 | 8374.7 | 140794.8 | 0 | 904.2 | 19769.2 | 201947.8 | 0 | 11910.4 | 3315.4 | 32760.2 | 88396.1 | 8134.4 | 13268.5 | 0 | 125792.5 | 23214.3 | 567.5 | 15193.1 | 13437.2 | 1770.3 | 8315.2
4576 | 191 | Day191 | 15 | Hour15 | 7 | Summer | 2117 | #N/A | Summer | 690203 | 2024-07-10 15:00 | 684513 | 651 | 213.3 | 4825.7 | 690203 | 654400.2 | 520661.4 | 0.044 | 0.0756 | 0.47 | 0.46 | 361 | 28 | 3.98 | 25.2 | 1188.8 | 0.22 | 362.9 | 60.7 | 423.7 | 386 | 29.8 | 4.25 | 27.1 | 1273.9 | 0.24 | 388 | 65.1 | 453.2 | 122.3 | 4.1 | 0.54 | 13.3 | 546.5 | 0.08 | 122.6 | 29.7 | 152.2 | 932 | 80.6 | 11.5 | 53.2 | 2863.5 | 0.46 | 937.5 | 138.6 | 1076.2 | 40.1 | 13.86 | 0.26 | 54.21 | 43.45 | 15.14 | 0.28 | 58.87 | 690203 | 169541.6 | 113.4 | 4257.5 | 0 | 8374.7 | 141070 | 0 | 911.2 | 19786.7 | 202635.2 | 0 | 15560.4 | 3315.4 | 33802.4 | 88396.1 | 8968.1 | 14168.1 | 0 | 119050.2 | 29244.1 | 549.4 | 15677.2 | 14217.7 | 3008.6 | 8315.2
4577 | 191 | Day191 | 16 | Hour16 | 7 | Summer | 2117 | #N/A | Summer | 695014.2 | 2024-07-10 16:00 | 689926 | 185.6 | 181.1 | 4721.6 | 695014.3 | 659423 | 534159.9 | 0.0442 | 0.0761 | 0.46 | 0.45 | 369.2 | 28.3 | 4.03 | 26.2 | 1219.1 | 0.23 | 371.1 | 62.6 | 433.7 | 394.4 | 30.1 | 4.29 | 28.1 | 1305.5 | 0.25 | 396.5 | 67.1 | 463.6 | 137.2 | 4.5 | 0.61 | 15.1 | 609.6 | 0.09 | 137.5 | 33.3 | 170.8 | 713.3 | 21.1 | 2.75 | 79.9 | 3293.6 | 0.45 | 714.7 | 178.1 | 892.8 | 40.29 | 16.95 | 0.26 | 57.5 | 43.67 | 18.48 | 0.28 | 62.43 | 695014.2 | 160854.4 | 220.2 | 4257.5 | 0 | 8374.7 | 142648.7 | 0 | 906.4 | 19571.6 | 204336.3 | 0 | 19828.5 | 3315.4 | 37259 | 88396.1 | 11211.4 | 14311.9 | 0 | 108065.4 | 31747.4 | 563.6 | 15572.7 | 13304 | 1158.9 | 8315.2
4578 | 191 | Day191 | 17 | Hour17 | 7 | Summer | 2117 | #N/A | Summer | 692691.4 | 2024-07-10 17:00 | 688173.6 | 50.5 | 0 | 4467.4 | 692691.4 | 657819.2 | 545563.5 | 0.0441 | 0.0759 | 0.44 | 0.43 | 378.1 | 28.6 | 4.07 | 27.1 | 1259.2 | 0.23 | 380 | 64.7 | 444.7 | 404.2 | 30.5 | 4.34 | 29.1 | 1349.4 | 0.25 | 406.3 | 69.4 | 475.7 | 187.3 | 6.6 | 0.94 | 20.5 | 789.7 | 0.15 | 187.7 | 44.1 | 231.8 | 948.2 | 39.5 | 7.11 | 115.5 | 2516.8 | 1.67 | 951.3 | 190.9 | 1142.2 | 40.24 | 14.61 | 0.26 | 55.11 | 43.59 | 15.89 | 0.29 | 59.76 | 692691.4 | 147127.9 | 1554 | 4257.5 | 0 | 8374.7 | 142909.4 | 0 | 891.7 | 16604.6 | 205811.6 | 0 | 25419.6 | 3315.4 | 39426.9 | 88396.1 | 11562.6 | 14535.6 | 0 | 95034 | 34080.7 | 516.9 | 12125.2 | 14506.2 | 1153.9 | 8315.2
4579 | 191 | Day191 | 18 | Hour18 | 7 | Summer | 2117 | #N/A | Summer | 678661.6 | 2024-07-10 18:00 | 674693.8 | 0 | 0 | 3967.9 | 678661.6 | 645361.7 | 558819.1 | 0.0435 | 0.0744 | 0.42 | 0.41 | 394.3 | 29.5 | 4.2 | 28.6 | 1318.3 | 0.25 | 396.3 | 68 | 464.3 | 422.2 | 31.5 | 4.48 | 30.8 | 1415.1 | 0.27 | 424.3 | 73 | 497.3 | 292.8 | 9.7 | 1.43 | 33.5 | 1190.1 | 0.28 | 293.4 | 69.1 | 362.5 | 968.1 | 41.3 | 7.65 | 119.8 | 2323.5 | 1.85 | 971.4 | 189.6 | 1161 | 63.91 | 16.68 | 0.26 | 80.85 | 69.09 | 18.09 | 0.29 | 87.47 | 678661.6 | 119842.5 | 3396.5 | 4257.5 | 0 | 8374.7 | 143288.6 | 0 | 828.4 | 11332.5 | 210215.5 | 0 | 27662.9 | 3315.4 | 41798.4 | 88396.1 | 13250.1 | 14863.4 | 0 | 70219.8 | 36932.2 | 529.6 | 9801.1 | 14238.9 | 900.4 | 8315.2
4580 | 191 | Day191 | 19 | Hour19 | 7 | Summer | 2117 | #N/A | Summer | 657315.7 | 2024-07-10 19:00 | 653497.5 | 0 | 0 | 3818.2 | 657315.7 | 625716.2 | 562909 | 0.0425 | 0.0721 | 0.4 | 0.39 | 404.4 | 30.8 | 4.4 | 28.8 | 1338.2 | 0.25 | 406.5 | 68.7 | 475.2 | 431.4 | 32.8 | 4.67 | 30.8 | 1431.5 | 0.27 | 433.7 | 73.6 | 507.2 | 402.4 | 11.5 | 1.65 | 47.3 | 1728 | 0.36 | 403.2 | 98.9 | 502.1 | 864.4 | 32.6 | 6.35 | 112.8 | 2058.1 | 1.76 | 867.1 | 174.6 | 1041.7 | 41.24 | 0.48 | 0.26 | 41.98 | 44.45 | 0.51 | 0.29 | 45.25 | 657315.7 | 94406.7 | 2055.4 | 4257.5 | 0 | 8374.7 | 146583.5 | 0 | 201.5 | 7315.4 | 212727.2 | 0 | 20695.7 | 3315.4 | 50293.3 | 88396.1 | 11990.6 | 14219.5 | 0 | 41302.2 | 45008.8 | 578.8 | 7369.3 | 10961.2 | 1630.6 | 8315.2
4581 | 191 | Day191 | 20 | Hour20 | 7 | Summer | 2117 | #N/A | Summer | 636033.4 | 2024-07-10 20:00 | 632342 | 0 | 0 | 3691.4 | 636033.4 | 606045.8 | 571129.2 | 0.0416 | 0.0698 | 0.38 | 0.37 | 415 | 31.8 | 4.54 | 29.3 | 1368.5 | 0.26 | 417.1 | 70.2 | 487.3 | 442.2 | 33.8 | 4.82 | 31.4 | 1463.3 | 0.27 | 444.5 | 75.1 | 519.6 | 430.4 | 13.2 | 1.87 | 49.4 | 1848.8 | 0.36 | 431.3 | 104.6 | 535.9 | 1230.2 | 123.1 | 18.42 | 62.6 | 2665.6 | 1.02 | 1238.9 | 142.4 | 1381.3 | 41.75 | 30.55 | 0.27 | 72.56 | 44.89 | 33.11 | 0.29 | 78.29 | 636033.4 | 64904.2 | 5548.4 | 4257.5 | 0 | 8374.7 | 146949.1 | 0 | 74.9 | 3815.9 | 220282.2 | 0 | 13542.6 | 3315.4 | 54248.1 | 88396.1 | 11436.8 | 14778.3 | 0 | 12769.4 | 47445.3 | 798.7 | 2350.2 | 5650.7 | 4166.5 | 8315.2
4582 | 191 | Day191 | 21 | Hour21 | 7 | Summer | 2117 | #N/A | Summer | 611811.3 | 2024-07-10 21:00 | 607715 | 0 | 0 | 4096.2 | 611811.3 | 583092.2 | 562039.4 | 0.0405 | 0.0671 | 0.37 | 0.36 | 423.5 | 32.7 | 4.66 | 29.6 | 1398.9 | 0.26 | 425.8 | 71.4 | 497.1 | 449.7 | 34.6 | 4.93 | 31.6 | 1490.4 | 0.27 | 452.1 | 76.1 | 528.2 | 428.7 | 13.9 | 1.98 | 48.6 | 1811.6 | 0.36 | 429.6 | 102.7 | 532.3 | 845.2 | 52.2 | 7.19 | 67 | 3272.6 | 0.39 | 848.7 | 164.6 | 1013.3 | 42 | 79.38 | 0.27 | 121.65 | 45.03 | 85.82 | 0.29 | 131.14 | 611811.3 | 49771.9 | 6383.9 | 4257.5 | 0 | 8374.7 | 146239.8 | 0 | 0 | 226.8 | 220225.8 | 0 | 11479.7 | 3315.4 | 51019.2 | 88396.1 | 8897.7 | 13449.5 | 0 | 246 | 48382.5 | 916.7 | 939.1 | 3241 | 4004.8 | 8315.2
4583 | 191 | Day191 | 22 | Hour22 | 7 | Summer | 2117 | #N/A | Summer | 572738.3 | 2024-07-10 22:00 | 568526.8 | 0 | 0 | 4211.5 | 572738.3 | 546413.5 | 527546.4 | 0.0389 | 0.0629 | 0.36 | 0.36 | 423.9 | 33.1 | 4.71 | 29.3 | 1398.4 | 0.25 | 426.2 | 71 | 497.2 | 443.5 | 34.6 | 4.91 | 30.7 | 1465.9 | 0.26 | 445.8 | 74.5 | 520.3 | 422 | 17.5 | 2.45 | 43.2 | 1749.8 | 0.3 | 423.2 | 95.4 | 518.6 | 704.9 | 24.4 | 4.53 | 90.5 | 2014.7 | 1.25 | 706.8 | 150.9 | 857.8 | 36.15 | 51.88 | 0.28 | 88.31 | 38.59 | 55.89 | 0.3 | 94.77 | 572738.3 | 45191.9 | 5129.4 | 4257.5 | 0 | 8374.7 | 139878.2 | 0 | 0 | 0 | 211937.4 | 0 | 7226.2 | 3315.4 | 48447.1 | 88396.1 | 6230.6 | 4353.8 | 0 | 0 | 44282 | 909.9 | 56.5 | 1945.4 | 3410.7 | 8315.2
4584 | 191 | Day191 | 23 | Hour23 | 7 | Summer | 2117 | #N/A | Summer | 532479.7 | 2024-07-10 23:00 | 526886.3 | 0 | 1738.9 | 3854.4 | 532479.7 | 507244.2 | 493086 | 0.0373 | 0.0585 | 0.37 | 0.37 | 409.3 | 31.5 | 4.48 | 28.9 | 1364.1 | 0.25 | 411.4 | 69.6 | 481.1 | 427.8 | 32.9 | 4.67 | 30.3 | 1427.6 | 0.26 | 430.1 | 72.9 | 502.9 | 494.4 | 28.9 | 4.01 | 41.4 | 1911.4 | 0.27 | 496.4 | 98.4 | 594.8 | 462.9 | 8.8 | 0.91 | 54.8 | 2402.2 | 0.21 | 463.4 | 126.4 | 589.8 | 33.11 | 31.78 | 0.28 | 65.16 | 35.17 | 34.17 | 0.3 | 69.64 | 532479.7 | 39393.7 | 4438.6 | 4247.1 | 0 | 8374.7 | 123431 | 0 | 0 | 0 | 198737 | 0 | 5641.6 | 3315.4 | 48167.1 | 88396.1 | 5853.4 | 2483.9 | 0 | 0 | 38745.4 | 648.3 | 0 | 1277 | 3578.3 | 8315.2
4585 | 192 | Day192 | 0 | Hour0 | 7 | Summer | 42 | 675316 | Summer | 503171.2 | 2024-07-11 | 490135.7 | 110 | 8948.9 | 3976.6 | 503171.2 | 472547.7 | 466510.4 | 0.0359 | 0.0545 | 0.38 | 0.38 | 399.2 | 30.2 | 4.29 | 28.8 | 1346 | 0.24 | 401.3 | 69 | 470.2 | 416.4 | 31.5 | 4.47 | 30 | 1404.1 | 0.25 | 418.6 | 71.9 | 490.5 | 512.8 | 30.6 | 4.26 | 42.3 | 1964.2 | 0.28 | 514.9 | 100.9 | 615.8 | 882.8 | 89.3 | 12.89 | 38.6 | 2303.8 | 0.44 | 888.9 | 107.4 | 996.3 | 32.07 | 0 | 0.29 | 32.35 | 33.94 | 0 | 0.3 | 34.23 | 503171.2 | 36660.8 | 544.2 | 4247.1 | 0 | 8374.7 | 111252.1 | 0 | 0 | 0 | 190809.5 | 0 | 4457.6 | 3315.4 | 47405.1 | 88396.1 | 5536 | 2172.6 | 0 | 0 | 36172.1 | 488.8 | 0 | 272.3 | 1050.6 | 8315.2
4586 | 192 | Day192 | 1 | Hour1 | 7 | Summer | 2117 | #N/A | Summer | 479142.2 | 2024-07-11 01:00 | 460057 | 110 | 14888.2 | 4087 | 479142.2 | 444088.9 | 443415.2 | 0.0347 | 0.051 | 0.39 | 0.38 | 392.4 | 29.5 | 4.18 | 28.7 | 1330 | 0.24 | 394.4 | 68.4 | 462.8 | 408.4 | 30.7 | 4.35 | 29.8 | 1383.2 | 0.25 | 410.5 | 71.1 | 481.6 | 520 | 32.7 | 4.57 | 41.5 | 1939 | 0.28 | 522.3 | 99.3 | 621.6 | 963.6 | 89.9 | 12.91 | 48.9 | 2754 | 0.47 | 969.9 | 131.1 | 1101 | 30.12 | 0 | 0.28 | 30.4 | 31.75 | 0 | 0.29 | 32.04 | 479142.2 | 35726.9 | 3.5 | 4247.1 | 0 | 8374.7 | 102923.1 | 0 | 0 | 0 | 181309.4 | 0 | 4418.6 | 3315.4 | 45099.4 | 88396.1 | 5327.9 | 0 | 0 | 0 | 35287.2 | 439.7 | 0 | 0 | 0 | 8315.2
4587 | 192 | Day192 | 2 | Hour2 | 7 | Summer | 2117 | #N/A | Summer | 457865.4 | 2024-07-11 02:00 | 438587.5 | 563.1 | 14888.2 | 3826.6 | 457865.4 | 423719.2 | 422772.7 | 0.0339 | 0.0485 | 0.39 | 0.38 | 391.9 | 29.4 | 4.16 | 28.8 | 1331.1 | 0.24 | 393.9 | 68.6 | 462.5 | 407.4 | 30.5 | 4.33 | 29.9 | 1382.7 | 0.25 | 409.5 | 71.2 | 480.7 | 529.2 | 34.1 | 4.78 | 41.4 | 1945.1 | 0.29 | 531.5 | 99.5 | 631 | 955.1 | 88.4 | 12.69 | 49.1 | 2751.7 | 0.47 | 961.2 | 131.3 | 1092.5 | 29.41 | 0 | 0.28 | 29.69 | 30.92 | 0 | 0.29 | 31.21 | 457865.4 | 35092.7 | 0 | 4247.1 | 0 | 8374.7 | 97605 | 0 | 0 | 0 | 173847.7 | 0 | 4418.6 | 3315.4 | 37371.8 | 88396.1 | 5196.2 | 0 | 0 | 0 | 34789.2 | 303.5 | 0 | 0 | 0 | 8315.2
4588 | 192 | Day192 | 3 | Hour3 | 7 | Summer | 2117 | #N/A | Summer | 447482.2 | 2024-07-11 03:00 | 427326.6 | 1885.6 | 14888.2 | 3381.9 | 447482.2 | 413019.9 | 413611.6 | 0.0335 | 0.0472 | 0.38 | 0.38 | 394.2 | 29.5 | 4.17 | 29.1 | 1341 | 0.25 | 396.2 | 69.1 | 465.3 | 409.5 | 30.6 | 4.34 | 30.2 | 1392.1 | 0.26 | 411.6 | 71.7 | 483.3 | 531.5 | 34.3 | 4.82 | 41.5 | 1952.1 | 0.29 | 533.9 | 99.8 | 633.6 | 903.7 | 87.2 | 12.55 | 43.3 | 2491 | 0.45 | 909.8 | 117.6 | 1027.4 | 29.16 | 0 | 0.28 | 29.43 | 30.61 | 0 | 0.29 | 30.89 | 447482.2 | 33870.6 | 0 | 4247.1 | 0 | 8374.7 | 95587 | 0 | 0 | 1.9 | 171662.6 | 0 | 4418.6 | 3315.4 | 32498.2 | 88396.1 | 5111.8 | 0 | 0 | 3.3 | 33487.7 | 377.7 | 0 | 0 | 0 | 8315.2
4589 | 192 | Day192 | 4 | Hour4 | 7 | Summer | 2117 | #N/A | Summer | 447150.4 | 2024-07-11 04:00 | 426552.2 | 2609.4 | 14888.2 | 3100.6 | 447150.4 | 412294.8 | 412035 | 0.0334 | 0.047 | 0.38 | 0.38 | 396.3 | 29.7 | 4.21 | 29.1 | 1346.2 | 0.25 | 398.3 | 69.3 | 467.6 | 412.2 | 30.9 | 4.38 | 30.2 | 1398.7 | 0.26 | 414.3 | 72 | 486.2 | 536.3 | 34.2 | 4.79 | 42.3 | 1985.4 | 0.29 | 538.6 | 101.5 | 640.2 | 786.6 | 74.7 | 10.74 | 38.8 | 2205.3 | 0.39 | 791.7 | 104.6 | 896.4 | 29.15 | 0 | 0.28 | 29.43 | 30.59 | 0 | 0.28 | 30.87 | 447150.4 | 35115.4 | 0 | 4247.1 | 0 | 8374.7 | 96496.8 | 0 | 0 | 176.3 | 171764 | 0 | 4418.6 | 3315.4 | 30062.2 | 88396.1 | 4960.1 | 0 | 0 | 841.9 | 33690.7 | 406.5 | 5.5 | 0 | 0 | 8315.2
4590 | 192 | Day192 | 5 | Hour5 | 7 | Summer | 2117 | #N/A | Summer | 457630.3 | 2024-07-11 05:00 | 437112.2 | 2520.9 | 14888.2 | 3109 | 457630.3 | 422356.7 | 414504.1 | 0.0338 | 0.0482 | 0.38 | 0.38 | 394 | 29.7 | 4.21 | 28.7 | 1333.4 | 0.24 | 396.1 | 68.5 | 464.6 | 410.6 | 31 | 4.4 | 29.8 | 1387.5 | 0.25 | 412.7 | 71.3 | 483.9 | 482 | 29.5 | 4.13 | 39.2 | 1816.5 | 0.26 | 484 | 93.4 | 577.3 | 945.6 | 97.7 | 14.11 | 39.3 | 2415.5 | 0.46 | 952.4 | 111.4 | 1063.8 | 29.1 | 0 | 0.28 | 29.38 | 30.56 | 0 | 0.28 | 30.84 | 457630.3 | 43126.2 | 0 | 4247.1 | 0 | 8374.7 | 99118 | 0 | 0 | 531.3 | 173116.8 | 0 | 4355 | 3315.4 | 28724.6 | 88396.1 | 4856.4 | 0 | 0 | 7936.3 | 34221.2 | 437.4 | 641.4 | 0 | 0 | 8315.2
4591 | 192 | Day192 | 6 | Hour6 | 7 | Summer | 2117 | #N/A | Summer | 478983.3 | 2024-07-11 06:00 | 457066.2 | 3918.5 | 14888.2 | 3110.4 | 478983.3 | 441319 | 409761.7 | 0.0345 | 0.0504 | 0.42 | 0.42 | 370.4 | 27.9 | 3.95 | 27.1 | 1254.9 | 0.23 | 372.3 | 64.6 | 436.9 | 387.4 | 29.3 | 4.15 | 28.2 | 1309.3 | 0.24 | 389.4 | 67.3 | 456.7 | 260.4 | 12.1 | 1.66 | 25 | 1077.9 | 0.16 | 261.2 | 57.1 | 318.4 | 722.4 | 62.6 | 8.92 | 40.9 | 2227.2 | 0.35 | 726.7 | 107.4 | 834.1 | 28.91 | 0 | 0.29 | 29.2 | 30.44 | 0 | 0.28 | 30.71 | 478983.3 | 69221.6 | 0 | 4247.1 | 0 | 8374.7 | 97173.3 | 0 | 0 | 5388.3 | 170616.2 | 0 | 4355 | 3315.4 | 28427.5 | 88396.1 | 4856.4 | 0 | 0 | 33666.3 | 29775.7 | 391.2 | 3029.1 | 0 | 0 | 8315.2
4592 | 192 | Day192 | 7 | Hour7 | 7 | Summer | 2117 | #N/A | Summer | 505096.9 | 2024-07-11 07:00 | 486341.8 | 940.5 | 14888.2 | 2926.4 | 505096.9 | 469050.5 | 418703.7 | 0.0356 | 0.0537 | 0.43 | 0.43 | 367.2 | 28.1 | 3.99 | 26.4 | 1230.6 | 0.23 | 369.1 | 63.1 | 432.2 | 383.5 | 29.4 | 4.18 | 27.4 | 1282.7 | 0.24 | 385.5 | 65.7 | 451.2 | 159.7 | 4.3 | 0.55 | 18.2 | 753.1 | 0.1 | 160 | 40.7 | 200.7 | 880.2 | 86.5 | 12.45 | 40.6 | 2389.8 | 0.43 | 886.2 | 111.9 | 998.2 | 29.28 | 0 | 0.28 | 29.56 | 30.93 | 0 | 0.28 | 31.22 | 505096.9 | 86393.2 | 0 | 4247.1 | 0 | 8374.7 | 104146.5 | 0 | 8.7 | 8248.7 | 172989.3 | 0 | 4355 | 3315.4 | 28023.2 | 88396.1 | 4856.4 | 0 | 0 | 58269.7 | 19277.1 | 588.9 | 5038 | 0 | 0 | 8315.2
4593 | 192 | Day192 | 8 | Hour8 | 7 | Summer | 2117 | #N/A | Summer | 535798 | 2024-07-11 08:00 | 518118.2 | 1159.4 | 13391.5 | 3129 | 535798 | 499043.7 | 418641.1 | 0.0368 | 0.0573 | 0.46 | 0.45 | 353.7 | 27.3 | 3.87 | 25.2 | 1179.4 | 0.22 | 355.5 | 60.4 | 415.9 | 370.7 | 28.7 | 4.08 | 26.2 | 1231.8 | 0.23 | 372.7 | 63 | 435.7 | 112.4 | 2.8 | 0.35 | 13.2 | 532.2 | 0.07 | 112.6 | 29 | 141.6 | 714 | 56.9 | 8.05 | 45 | 2358.1 | 0.34 | 717.9 | 115.3 | 833.2 | 29.43 | 0 | 0.28 | 29.71 | 31.19 | 0 | 0.29 | 31.48 | 535798 | 117156.9 | 0 | 4247.1 | 0 | 8374.7 | 107356 | 0 | 123.7 | 10646.3 | 174702.9 | 0 | 4355 | 3315.4 | 23037.4 | 88396.1 | 4856.4 | 0 | 0 | 89775.6 | 15946.4 | 665 | 7451.8 | 0 | 0 | 8315.2
4594 | 192 | Day192 | 9 | Hour9 | 7 | Summer | 2117 | #N/A | Summer | 566164.5 | 2024-07-11 09:00 | 549755.9 | 4736.2 | 7847.7 | 3824.7 | 566164.5 | 528797 | 419950.7 | 0.0381 | 0.0608 | 0.48 | 0.48 | 337.8 | 26.1 | 3.71 | 23.9 | 1123.8 | 0.21 | 339.6 | 57.5 | 397.1 | 355.8 | 27.6 | 3.93 | 25.1 | 1180 | 0.22 | 357.7 | 60.3 | 418 | 110.5 | 2.9 | 0.38 | 12.8 | 514.1 | 0.07 | 110.7 | 28.1 | 138.8 | 642.1 | 44.9 | 6.27 | 46.1 | 2318.9 | 0.3 | 645.1 | 115.3 | 760.4 | 29.42 | 0 | 0.28 | 29.7 | 31.39 | 0 | 0.29 | 31.67 | 566164.5 | 146213.8 | 0 | 4247.1 | 0 | 8374.7 | 108997.7 | 0 | 220.7 | 17258 | 174903.4 | 0 | 4355 | 3315.4 | 22504.9 | 88396.1 | 4856.4 | 0 | 0 | 112315.5 | 15687.6 | 732 | 12086.2 | 0 | 0 | 8315.2
4595 | 192 | Day192 | 10 | Hour10 | 7 | Summer | 2117 | #N/A | Summer | 596818.5 | 2024-07-11 10:00 | 582484.3 | 4980.4 | 5168.8 | 4184.9 | 596818.5 | 559478.6 | 439181.6 | 0.0395 | 0.0645 | 0.48 | 0.47 | 347 | 27.4 | 3.9 | 23.9 | 1138.1 | 0.21 | 348.9 | 57.9 | 406.8 | 365.5 | 28.9 | 4.11 | 25.1 | 1196.3 | 0.22 | 367.5 | 60.9 | 428.3 | 100.1 | 2.3 | 0.29 | 11.8 | 478.5 | 0.07 | 100.2 | 26.1 | 126.4 | 932.4 | 96.2 | 13.89 | 38.9 | 2386.9 | 0.46 | 939 | 110.1 | 1049.2 | 30.98 | 0 | 0.27 | 31.25 | 33.22 | 0 | 0.28 | 33.5 | 596818.5 | 157636.8 | 0 | 4247.1 | 0 | 8374.7 | 121345.2 | 0 | 265.6 | 18803.3 | 181591.2 | 0 | 4355 | 3315.4 | 22661.5 | 88396.1 | 4895.4 | 0 | 0 | 121604.8 | 15909.9 | 1053.2 | 15070.4 | 60.8 | 0 | 8315.2
4596 | 192 | Day192 | 11 | Hour11 | 7 | Summer | 2117 | #N/A | Summer | 622731 | 2024-07-11 11:00 | 610199.2 | 4084 | 3887.8 | 4560.1 | 622731 | 585363.7 | 460003.6 | 0.0407 | 0.0675 | 0.47 | 0.46 | 359.7 | 28.8 | 4.1 | 24.3 | 1167.2 | 0.21 | 361.7 | 59.2 | 420.9 | 378.5 | 30.3 | 4.32 | 25.5 | 1226.3 | 0.23 | 380.6 | 62.1 | 442.7 | 88.4 | 1.9 | 0.21 | 10.4 | 446 | 0.05 | 88.5 | 23.7 | 112.2 | 884.9 | 33 | 6.4 | 115.3 | 2155.7 | 1.77 | 887.6 | 180 | 1067.6 | 33.16 | 0 | 0.27 | 33.43 | 35.68 | 0 | 0.28 | 35.97 | 622731 | 162727.4 | 0 | 4250 | 0 | 8374.7 | 133176.5 | 0 | 280 | 19537.1 | 190130.3 | 0 | 4421.3 | 3315.4 | 22685.3 | 88396.1 | 5253.9 | 0 | 0 | 125588.1 | 16243.1 | 1079.2 | 16455.8 | 6091.6 | 398.3 | 8315.2
4597 | 192 | Day192 | 12 | Hour12 | 7 | Summer | 2117 | #N/A | Summer | 646422.2 | 2024-07-11 12:00 | 633950.3 | 4352.6 | 3408.2 | 4711.1 | 646422.2 | 607486.7 | 480370.8 | 0.0417 | 0.0701 | 0.46 | 0.46 | 360.9 | 28.9 | 4.11 | 24.4 | 1171.1 | 0.21 | 362.9 | 59.3 | 422.3 | 382.9 | 30.7 | 4.37 | 25.8 | 1240.1 | 0.23 | 385 | 62.8 | 447.9 | 98.9 | 2.4 | 0.3 | 11.6 | 472 | 0.06 | 99 | 25.7 | 124.7 | 865.2 | 71 | 10.09 | 52.8 | 2777.3 | 0.42 | 870 | 135.7 | 1005.7 | 35.79 | 0 | 0.27 | 36.05 | 38.65 | 0 | 0.28 | 38.93 | 646422.2 | 166051.4 | 116.7 | 4257.5 | 0 | 8374.7 | 138229.6 | 0 | 278 | 19466.7 | 197066.6 | 0 | 4864.8 | 3315.4 | 27342 | 88396.1 | 5710.9 | 2696.5 | 0 | 127673.7 | 17489.2 | 1143.8 | 16939 | 8939.7 | 999.6 | 8315.2
4598 | 192 | Day192 | 13 | Hour13 | 7 | Summer | 2117 | #N/A | Summer | 661684.5 | 2024-07-11 13:00 | 651862.2 | 2456.9 | 3039.4 | 4325.9 | 661684.5 | 624144 | 497490 | 0.0425 | 0.072 | 0.47 | 0.46 | 359.4 | 28.5 | 4.07 | 24.5 | 1168.2 | 0.22 | 361.4 | 59.4 | 420.7 | 384 | 30.5 | 4.35 | 26.2 | 1247.6 | 0.23 | 386.1 | 63.4 | 449.5 | 111.9 | 2.7 | 0.35 | 13.2 | 524.2 | 0.08 | 112.1 | 28.9 | 140.9 | 785.6 | 54.8 | 7.68 | 56.7 | 2825.1 | 0.38 | 789.3 | 141 | 930.3 | 37.5 | 0 | 0.26 | 37.76 | 40.56 | 0 | 0.28 | 40.84 | 661684.5 | 164194.4 | 119.9 | 4257.5 | 0 | 8374.7 | 139287.9 | 0 | 274.8 | 19680.7 | 199457.7 | 0 | 6479.2 | 3315.4 | 31722.1 | 88396.1 | 6886.6 | 9192.9 | 0 | 123176.4 | 20008.4 | 1054.3 | 16049.2 | 11363.3 | 1446 | 8315.2
4599 | 192 | Day192 | 14 | Hour14 | 7 | Summer | 2117 | #N/A | Summer | 667985 | 2024-07-11 14:00 | 662661.2 | 513.6 | 588.4 | 4221.9 | 667985 | 634178.4 | 504617 | 0.043 | 0.0732 | 0.47 | 0.46 | 359.7 | 28.4 | 4.05 | 24.7 | 1172.8 | 0.22 | 361.7 | 59.7 | 421.3 | 383.5 | 30.2 | 4.31 | 26.4 | 1252.3 | 0.23 | 385.6 | 63.8 | 449.4 | 127.7 | 3.3 | 0.43 | 15 | 587.2 | 0.09 | 127.9 | 32.5 | 160.5 | 1088.2 | 114.7 | 16.6 | 43.4 | 2693.5 | 0.54 | 1096.1 | 123.8 | 1219.9 | 38 | 0 | 0.26 | 38.27 | 41.08 | 0 | 0.28 | 41.37 | 667985 | 163368 | 111.8 | 4257.5 | 0 | 8374.7 | 139575.6 | 0 | 276.4 | 19839.4 | 199009 | 0 | 9489 | 3315.4 | 32759.6 | 88396.1 | 7298.7 | 12029.6 | 0 | 117287.6 | 24805.6 | 1158.9 | 15802.2 | 11473.9 | 1841.8 | 8315.2
4600 | 192 | Day192 | 15 | Hour15 | 7 | Summer | 2117 | #N/A | Summer | 672858.1 | 2024-07-11 15:00 | 668736.7 | 9.7 | 0 | 4111.7 | 672858.2 | 639816.2 | 514643.8 | 0.0432 | 0.0738 | 0.46 | 0.45 | 362.2 | 28.3 | 4.03 | 25.1 | 1188.3 | 0.22 | 364.1 | 60.6 | 424.7 | 386.5 | 30.2 | 4.29 | 26.9 | 1270.6 | 0.23 | 388.6 | 64.8 | 453.4 | 136.9 | 3.9 | 0.53 | 15.8 | 614.3 | 0.1 | 137.1 | 34.1 | 171.3 | 720.6 | 29.9 | 3.89 | 70.5 | 3235.5 | 0.34 | 722.5 | 167.1 | 889.6 | 38.09 | 2.34 | 0.27 | 40.7 | 41.16 | 2.54 | 0.29 | 43.99 | 672858.1 | 158214.3 | 110.5 | 4257.5 | 0 | 8374.7 | 139615.1 | 0 | 274 | 18648.2 | 201601.1 | 0 | 12202.8 | 3315.4 | 35374.1 | 88396.1 | 7832 | 13564.4 | 0 | 111038.4 | 27087 | 1166.7 | 15586.8 | 12469.5 | 1602.4 | 8315.2
4601 | 192 | Day192 | 16 | Hour16 | 7 | Summer | 2117 | #N/A | Summer | 675316 | 2024-07-11 16:00 | 671308.5 | 0 | 0 | 4007.5 | 675315.9 | 642190.9 | 526738.8 | 0.0434 | 0.0741 | 0.45 | 0.44 | 369.4 | 28.6 | 4.08 | 25.8 | 1216.4 | 0.23 | 371.3 | 62.1 | 433.5 | 394.7 | 30.5 | 4.34 | 27.7 | 1302.5 | 0.24 | 396.8 | 66.6 | 463.4 | 140 | 3.7 | 0.5 | 16.3 | 637.8 | 0.1 | 140.2 | 35.4 | 175.6 | 844.4 | 63.7 | 8.99 | 56.6 | 2885 | 0.41 | 848.7 | 142.7 | 991.4 | 38.33 | 1.73 | 0.27 | 40.33 | 41.42 | 1.87 | 0.29 | 43.58 | 675316 | 148577.2 | 225.8 | 4257.5 | 0 | 8374.7 | 140911 | 0 | 269.6 | 18302.5 | 206204.6 | 0 | 13897.9 | 3315.4 | 37507.8 | 88396.1 | 9008.5 | 14639.3 | 0 | 100493.7 | 28502.6 | 1008.7 | 14769.1 | 12262.9 | 1416.6 | 8315.2
4602 | 192 | Day192 | 17 | Hour17 | 7 | Summer | 2117 | #N/A | Summer | 671822 | 2024-07-11 17:00 | 668019 | 0 | 0 | 3802.9 | 671822 | 639128.1 | 545198 | 0.0432 | 0.0738 | 0.43 | 0.42 | 384.1 | 29.5 | 4.21 | 27.1 | 1269.1 | 0.24 | 386.1 | 64.9 | 451.1 | 410.7 | 31.5 | 4.48 | 29.1 | 1360.5 | 0.25 | 412.8 | 69.7 | 482.5 | 179.6 | 5.5 | 0.76 | 20.2 | 796.5 | 0.13 | 180 | 44 | 224 | 861.7 | 79.2 | 11.37 | 44.9 | 2495.3 | 0.43 | 867.2 | 119.4 | 986.6 | 38.88 | 2.09 | 0.27 | 41.24 | 41.99 | 2.26 | 0.3 | 44.54 | 671822 | 126624 | 1778.4 | 4257.5 | 0 | 8374.7 | 144274 | 0 | 262.6 | 15248.9 | 210722.3 | 0 | 17175.9 | 3315.4 | 41929.4 | 88396.1 | 10110.9 | 14863.4 | 0 | 82723.8 | 27436.9 | 951.9 | 11736.7 | 13009.9 | 937.8 | 8315.2
4603 | 192 | Day192 | 18 | Hour18 | 7 | Summer | 2117 | #N/A | Summer | 659801.3 | 2024-07-11 18:00 | 656416 | 0 | 0 | 3385.3 | 659801.3 | 628357.5 | 561522.6 | 0.0427 | 0.0726 | 0.41 | 0.4 | 399.7 | 30.5 | 4.35 | 28.5 | 1320.5 | 0.25 | 401.8 | 67.9 | 469.7 | 427.3 | 32.5 | 4.63 | 30.6 | 1416.1 | 0.27 | 429.6 | 72.9 | 502.4 | 279.7 | 8.4 | 1.19 | 32.3 | 1202.1 | 0.24 | 280.2 | 68.2 | 348.5 | 916.2 | 40.9 | 7.18 | 107.7 | 2445 | 1.54 | 919.4 | 181 | 1100.4 | 64.8 | 5.46 | 0.27 | 70.53 | 69.88 | 5.88 | 0.3 | 76.06 | 659801.3 | 98278.8 | 3279.7 | 4257.5 | 0 | 8374.7 | 145361.4 | 0 | 234.8 | 10659.5 | 213651.4 | 0 | 18323.7 | 3315.4 | 49487.8 | 88396.1 | 12329.4 | 14745.4 | 0 | 56715.2 | 29853 | 816.2 | 9533.6 | 10836.1 | 2132.3 | 8315.2
4604 | 192 | Day192 | 19 | Hour19 | 7 | Summer | 2117 | #N/A | Summer | 640964.1 | 2024-07-11 19:00 | 637173.4 | 0 | 0 | 3790.7 | 640964.1 | 610465.3 | 560280.5 | 0.0419 | 0.0705 | 0.4 | 0.38 | 404.3 | 31.1 | 4.44 | 28.4 | 1333.7 | 0.25 | 406.4 | 68.2 | 474.7 | 432 | 33.2 | 4.72 | 30.6 | 1428.9 | 0.27 | 434.2 | 73.2 | 507.5 | 391 | 12.3 | 1.73 | 44.5 | 1677.9 | 0.32 | 391.9 | 94.6 | 486.5 | 888.4 | 47.8 | 6.46 | 76.8 | 3663 | 0.41 | 891.5 | 186.1 | 1077.6 | 40.02 | 5.91 | 0.27 | 46.2 | 43.06 | 6.36 | 0.3 | 49.72 | 640964.1 | 80683.6 | 2219.7 | 4257.5 | 0 | 8374.7 | 145201.8 | 0 | 570.1 | 7118 | 217716.2 | 0 | 12562.6 | 3315.4 | 53199.6 | 88396.1 | 10273.3 | 14763.5 | 0 | 32352.8 | 39820 | 822.8 | 7028.3 | 7771.9 | 636 | 8315.2
4605 | 192 | Day192 | 20 | Hour20 | 7 | Summer | 2117 | #N/A | Summer | 621579.6 | 2024-07-11 20:00 | 617937.2 | 0 | 0 | 3642.4 | 621579.6 | 592544.6 | 563560.5 | 0.0411 | 0.0685 | 0.38 | 0.37 | 414.4 | 32.1 | 4.56 | 28.9 | 1370.5 | 0.25 | 416.6 | 69.8 | 486.4 | 441.3 | 34 | 4.84 | 31 | 1464 | 0.27 | 443.6 | 74.7 | 518.3 | 413.9 | 13.6 | 1.95 | 46.9 | 1733.8 | 0.36 | 414.8 | 98.7 | 513.5 | 475 | 9.2 | 0.95 | 56.1 | 2460.6 | 0.22 | 475.6 | 129.5 | 605 | 40.26 | 42.94 | 0.28 | 83.48 | 43.23 | 46.53 | 0.3 | 90.06 | 621579.6 | 58019.2 | 5785.4 | 4257.5 | 0 | 8374.7 | 145812.4 | 0 | 189.4 | 3674.4 | 221170.7 | 0 | 10633.4 | 3315.4 | 53458.3 | 88396.1 | 8112.3 | 14244.3 | 0 | 10042.9 | 43262.4 | 850.1 | 2281.6 | 2665.7 | 4579.6 | 8315.2
4606 | 192 | Day192 | 21 | Hour21 | 7 | Summer | 2117 | #N/A | Summer | 599668.4 | 2024-07-11 21:00 | 595407.5 | 0 | 0 | 4260.9 | 599668.4 | 571499.2 | 549790.1 | 0.0401 | 0.0661 | 0.36 | 0.35 | 426.3 | 32.9 | 4.69 | 29.8 | 1409.3 | 0.26 | 428.6 | 71.9 | 500.4 | 448.2 | 34.5 | 4.91 | 31.5 | 1486.2 | 0.27 | 450.6 | 75.9 | 526.4 | 413.3 | 13.9 | 2.01 | 46.6 | 1713.9 | 0.36 | 414.3 | 97.8 | 512 | 661.2 | 16.6 | 2.44 | 80.7 | 2839 | 0.63 | 662.4 | 165.5 | 827.8 | 39.86 | 135.55 | 0.28 | 175.7 | 42.7 | 146.56 | 0.3 | 189.56 | 599668.4 | 49878.3 | 6686 | 4257.5 | 0 | 8374.7 | 144440 | 0 | 0 | 246.9 | 219868.7 | 0 | 10180.3 | 3315.4 | 48842.1 | 88396.1 | 8502.7 | 6926.5 | 0 | 298.2 | 48366.9 | 966.3 | 895.1 | 4091 | 4027.3 | 8315.2
4607 | 192 | Day192 | 22 | Hour22 | 7 | Summer | 2117 | #N/A | Summer | 561989.8 | 2024-07-11 22:00 | 557965.9 | 0 | 0 | 4023.9 | 561989.8 | 536401.4 | 511071.5 | 0.0386 | 0.0621 | 0.38 | 0.37 | 408.5 | 31.5 | 4.47 | 28.7 | 1360.9 | 0.24 | 410.7 | 69.4 | 480.1 | 426.9 | 32.8 | 4.66 | 30.1 | 1424.8 | 0.26 | 429.1 | 72.7 | 501.8 | 470.2 | 25.4 | 3.51 | 41.3 | 1874.7 | 0.26 | 471.9 | 97.3 | 569.1 | 957.6 | 93.3 | 13.43 | 45.1 | 2610.9 | 0.48 | 964.1 | 123.1 | 1087.1 | 34.98 | 62.67 | 0.29 | 97.93 | 37.31 | 67.41 | 0.31 | 105.03 | 561989.8 | 50918.2 | 4221.6 | 4250 | 0 | 8374.7 | 130045.3 | 0 | 0 | 0.2 | 207177.8 | 0 | 6511.3 | 3315.4 | 48315 | 88396.1 | 6161.2 | 4303.3 | 0 | 0.9 | 50088.7 | 828.5 | 60.9 | 2138.2 | 3885.9 | 8315.2
4608 | 192 | Day192 | 23 | Hour23 | 7 | Summer | 2117 | #N/A | Summer | 523965.2 | 2024-07-11 23:00 | 518016.2 | 110 | 1769.7 | 4069.3 | 523965.2 | 498777.4 | 474930 | 0.0371 | 0.0579 | 0.4 | 0.39 | 388.3 | 29.4 | 4.17 | 28 | 1309 | 0.24 | 390.3 | 67.1 | 457.4 | 404.3 | 30.5 | 4.33 | 29.2 | 1365.7 | 0.25 | 406.4 | 70 | 476.4 | 511.2 | 32.5 | 4.52 | 40 | 1922.9 | 0.26 | 513.4 | 97.4 | 610.8 | 859.2 | 80 | 11.48 | 43.9 | 2455.3 | 0.43 | 864.7 | 117.2 | 981.9 | 32.61 | 42.97 | 0.29 | 75.86 | 34.64 | 46.2 | 0.31 | 81.15 | 523965.2 | 49035.2 | 4113.1 | 4247.1 | 0 | 8374.7 | 112697.7 | 0 | 0 | 0 | 192945.3 | 0 | 4654.6 | 3315.4 | 48141.3 | 88396.1 | 5711.2 | 2333.4 | 0 | 0 | 48351 | 684.2 | 0.1 | 1486.7 | 3155 | 8315.2
4609 | 193 | Day193 | 0 | Hour0 | 7 | Summer | 45 | 674656.5 | Summer | 499054.8 | 2024-07-12 | 482808.9 | 110 | 11858.9 | 4277.1 | 499054.8 | 465517.6 | 451879.4 | 0.0358 | 0.0541 | 0.4 | 0.4 | 378.7 | 28.3 | 4 | 27.8 | 1289.7 | 0.23 | 380.6 | 66.3 | 446.9 | 394.5 | 29.4 | 4.16 | 29 | 1344.2 | 0.24 | 396.5 | 69.1 | 465.6 | 514.5 | 32 | 4.45 | 41 | 1951.5 | 0.26 | 516.7 | 99.2 | 615.9 | 799.1 | 72.3 | 10.36 | 42.7 | 2352.3 | 0.39 | 804.1 | 112.9 | 917 | 31.32 | 8.62 | 0.29 | 40.23 | 33.16 | 9.42 | 0.31 | 42.88 | 499054.8 | 47175.4 | 720.2 | 4247.1 | 0 | 8374.7 | 102615.4 | 0 | 0 | 0 | 186363.6 | 0 | 3296.5 | 3315.4 | 47600 | 88396.1 | 5397 | 1553.2 | 0 | 0 | 46524 | 651.4 | 0 | 1412 | 339.3 | 8315.2
4610 | 193 | Day193 | 1 | Hour1 | 7 | Summer | 2117 | #N/A | Summer | 472473.6 | 2024-07-12 01:00 | 453103.6 | 110 | 14888.2 | 4371.8 | 472473.6 | 437413.3 | 427587.4 | 0.0346 | 0.0506 | 0.41 | 0.41 | 374 | 27.6 | 3.91 | 27.9 | 1281.9 | 0.23 | 375.9 | 66.1 | 442 | 388.8 | 28.7 | 4.07 | 29 | 1332.9 | 0.24 | 390.8 | 68.7 | 459.6 | 525.8 | 34.2 | 4.78 | 40.5 | 1947.2 | 0.27 | 528.1 | 98.6 | 626.7 | 757 | 62.2 | 8.84 | 46.2 | 2428.2 | 0.37 | 761.2 | 118.6 | 879.9 | 30 | 0 | 0.29 | 30.29 | 31.64 | 0 | 0.3 | 31.95 | 472473.6 | 44886.1 | 0.8 | 4247.1 | 0 | 8374.7 | 94221.9 | 0 | 0 | 0 | 177209.4 | 0 | 3264.6 | 3315.4 | 43359.1 | 88396.1 | 5198.2 | 0 | 0 | 0 | 44127.4 | 758.8 | 0 | 0 | 0 | 8315.2
4611 | 193 | Day193 | 2 | Hour2 | 7 | Summer | 2117 | #N/A | Summer | 451650.6 | 2024-07-12 02:00 | 431979.7 | 1142.1 | 14888.2 | 3640.5 | 451650.5 | 417383.7 | 409183.4 | 0.0338 | 0.048 | 0.4 | 0.4 | 377.4 | 27.7 | 3.93 | 28.3 | 1298.1 | 0.24 | 379.3 | 67.1 | 446.4 | 391.9 | 28.8 | 4.07 | 29.4 | 1348.1 | 0.25 | 393.9 | 69.6 | 463.5 | 524 | 33.4 | 4.65 | 41 | 1962.9 | 0.27 | 526.2 | 99.6 | 625.8 | 946 | 101.3 | 14.68 | 36.3 | 2291.9 | 0.47 | 953.1 | 104.7 | 1057.8 | 29.3 | 0 | 0.29 | 29.59 | 30.82 | 0 | 0.3 | 31.12 | 451650.6 | 42467.2 | 0 | 4247.1 | 0 | 8374.7 | 90253.5 | 0 | 0 | 0 | 172299.9 | 0 | 3264.6 | 3315.4 | 33961.5 | 88396.1 | 5070.4 | 0 | 0 | 0 | 41665.5 | 801.7 | 0 | 0 | 0 | 8315.2
4612 | 193 | Day193 | 3 | Hour3 | 7 | Summer | 2117 | #N/A | Summer | 442943 | 2024-07-12 03:00 | 421272 | 3225.2 | 14888.2 | 3557.7 | 442943 | 407219.8 | 402639.8 | 0.0334 | 0.0466 | 0.4 | 0.39 | 381.4 | 28.1 | 3.98 | 28.6 | 1309 | 0.24 | 383.3 | 67.6 | 450.9 | 396.6 | 29.3 | 4.14 | 29.6 | 1359.9 | 0.25 | 398.6 | 70.2 | 468.8 | 523.3 | 32.3 | 4.48 | 41.9 | 1994.5 | 0.26 | 525.5 | 101.4 | 626.9 | 1161.3 | 130.1 | 18.91 | 39.2 | 2632.1 | 0.58 | 1170.3 | 117.8 | 1288.1 | 29.14 | 0 | 0.29 | 29.44 | 30.61 | 0 | 0.29 | 30.9 | 442943 | 40303.2 | 0 | 4247.1 | 0 | 8374.7 | 89850.6 | 0 | 0 | 0.3 | 169729.7 | 0 | 3264.6 | 3315.4 | 30461.7 | 88396.1 | 4999.8 | 0 | 0 | 0.6 | 39290.2 | 1012.1 | 0 | 0 | 0 | 8315.2
4613 | 193 | Day193 | 4 | Hour4 | 7 | Summer | 2117 | #N/A | Summer | 441455.4 | 2024-07-12 04:00 | 421426.4 | 1563.5 | 14888.2 | 3577.3 | 441455.4 | 407397.4 | 402207.5 | 0.0333 | 0.0465 | 0.39 | 0.38 | 386.7 | 28.5 | 4.04 | 28.9 | 1327 | 0.24 | 388.6 | 68.5 | 457.1 | 402 | 29.7 | 4.2 | 30 | 1379.7 | 0.25 | 404 | 71.2 | 475.2 | 542.4 | 35.6 | 4.98 | 41.5 | 1999.6 | 0.28 | 544.8 | 101.1 | 646 | 908 | 96 | 13.91 | 35.9 | 2236.4 | 0.45 | 914.7 | 102.6 | 1017.3 | 29.17 | 0 | 0.29 | 29.46 | 30.62 | 0 | 0.29 | 30.91 | 441455.4 | 39247.9 | 0 | 4247.1 | 0 | 8374.7 | 90941.6 | 0 | 0 | 143.2 | 171594.3 | 0 | 3264.6 | 3315.4 | 27161.3 | 88396.1 | 4912.2 | 0 | 0 | 691.7 | 37558.7 | 854.2 | 0.6 | 0 | 0 | 8315.2
4614 | 193 | Day193 | 5 | Hour5 | 7 | Summer | 2117 | #N/A | Summer | 451722 | 2024-07-12 05:00 | 432275.7 | 1258.2 | 14888.2 | 3299.9 | 451722 | 417756.3 | 405477.7 | 0.0336 | 0.0476 | 0.39 | 0.39 | 386.3 | 28.6 | 4.05 | 28.7 | 1323.2 | 0.24 | 388.2 | 68.2 | 456.4 | 402 | 29.8 | 4.21 | 29.9 | 1376.9 | 0.25 | 404.1 | 71 | 475 | 497.6 | 32.4 | 4.53 | 38.3 | 1841 | 0.25 | 499.8 | 93.3 | 593.1 | 778.8 | 74.1 | 10.63 | 38.2 | 2192.9 | 0.38 | 783.9 | 103.6 | 887.6 | 29.27 | 0 | 0.29 | 29.56 | 30.74 | 0 | 0.29 | 31.03 | 451722 | 46244.4 | 0 | 4247.1 | 0 | 8374.7 | 93396.8 | 0 | 0 | 492.6 | 174727.6 | 0 | 3201 | 3315.4 | 24933.7 | 88396.1 | 4885.3 | 0 | 0 | 7620.7 | 37232.3 | 898.7 | 517.4 | 0 | 0 | 8315.2
4615 | 193 | Day193 | 6 | Hour6 | 7 | Summer | 2117 | #N/A | Summer | 472643.4 | 2024-07-12 06:00 | 451304.6 | 3306.7 | 14888.2 | 3143.8 | 472643.4 | 435863.8 | 403551.5 | 0.0342 | 0.0497 | 0.42 | 0.42 | 367.1 | 27.2 | 3.85 | 27.3 | 1256.5 | 0.23 | 369 | 64.8 | 433.8 | 383.7 | 28.5 | 4.04 | 28.4 | 1311.3 | 0.24 | 385.7 | 67.6 | 453.2 | 268.5 | 12.7 | 1.71 | 25.2 | 1133.4 | 0.14 | 269.3 | 59 | 328.3 | 904.1 | 98.5 | 14.27 | 33 | 2150.3 | 0.44 | 911 | 97.2 | 1008.2 | 29.12 | 0 | 0.3 | 29.41 | 30.66 | 0 | 0.29 | 30.94 | 472643.4 | 69092 | 0 | 4247.1 | 0 | 8374.7 | 93035.8 | 0 | 0 | 5730.5 | 173107.2 | 0 | 3201 | 3315.4 | 24988.8 | 88396.1 | 4885.3 | 0 | 0 | 30420.9 | 31914.8 | 1025.7 | 2928.9 | 0 | 0 | 8315.2
4616 | 193 | Day193 | 7 | Hour7 | 7 | Summer | 2117 | #N/A | Summer | 497250.2 | 2024-07-12 07:00 | 478372.1 | 751 | 14888.2 | 3238.9 | 497250.3 | 461535.8 | 409837.4 | 0.0352 | 0.0527 | 0.44 | 0.43 | 360.8 | 27.2 | 3.85 | 26.4 | 1223 | 0.22 | 362.7 | 62.9 | 425.6 | 376.6 | 28.4 | 4.02 | 27.5 | 1274.8 | 0.23 | 378.5 | 65.5 | 444.1 | 167.5 | 4.4 | 0.53 | 19 | 812.7 | 0.09 | 167.8 | 43.2 | 211 | 931.7 | 96.1 | 13.87 | 38.9 | 2386.6 | 0.46 | 938.3 | 110.1 | 1048.4 | 29.22 | 0 | 0.29 | 29.5 | 30.84 | 0 | 0.3 | 31.14 | 497250.2 | 87412.8 | 0 | 4247.1 | 0 | 8374.7 | 98262.8 | 0 | 6.2 | 8253 | 174482.5 | 0 | 3193.9 | 3315.4 | 24679.5 | 88396.1 | 4885.3 | 0 | 0 | 57003.5 | 20879.9 | 1270.2 | 5386.6 | 0 | 0 | 8315.2
4617 | 193 | Day193 | 8 | Hour8 | 7 | Summer | 2117 | #N/A | Summer | 525111 | 2024-07-12 08:00 | 508817.2 | 1202.9 | 11822.2 | 3268.5 | 525110.9 | 490315.4 | 412472.2 | 0.0364 | 0.0561 | 0.46 | 0.45 | 353.9 | 27.4 | 3.88 | 25.2 | 1177.3 | 0.22 | 355.8 | 60.3 | 416.1 | 369.3 | 28.6 | 4.07 | 26.1 | 1225.9 | 0.23 | 371.3 | 62.7 | 434 | 123.4 | 3 | 0.37 | 14.2 | 599.4 | 0.07 | 123.5 | 32.1 | 155.6 | 694.8 | 54.4 | 7.68 | 44.7 | 2327.1 | 0.33 | 698.5 | 114.1 | 812.7 | 29.24 | 0 | 0.29 | 29.53 | 30.97 | 0 | 0.3 | 31.27 | 525111 | 112638.7 | 0 | 4247.1 | 0 | 8374.7 | 105670.2 | 0 | 224.8 | 10130.3 | 171797.5 | 0 | 3193.9 | 3315.4 | 22592 | 88396.1 | 4885.3 | 0 | 0 | 87498.6 | 13538.4 | 1246.5 | 7412.2 | 0 | 0 | 8315.2
4618 | 193 | Day193 | 9 | Hour9 | 7 | Summer | 2117 | #N/A | Summer | 556772.4 | 2024-07-12 09:00 | 538688.2 | 4869.8 | 9519.3 | 3695.2 | 556772.5 | 518452.1 | 414413.7 | 0.0376 | 0.0594 | 0.48 | 0.48 | 335.7 | 25.9 | 3.68 | 23.9 | 1117.9 | 0.21 | 337.5 | 57.2 | 394.8 | 353.8 | 27.4 | 3.9 | 25 | 1173.6 | 0.22 | 355.7 | 60.1 | 415.7 | 115.3 | 2.8 | 0.33 | 13.3 | 564.8 | 0.06 | 115.5 | 30.2 | 145.7 | 809.6 | 76 | 10.91 | 40.5 | 2309 | 0.39 | 814.8 | 109.4 | 924.3 | 29.21 | 0 | 0.29 | 29.51 | 31.08 | 0 | 0.3 | 31.38 | 556772.4 | 142358.8 | 0 | 4247.1 | 0 | 8374.7 | 106230.5 | 0 | 608.7 | 17273.5 | 173247.8 | 0 | 3193.9 | 3315.4 | 22522.8 | 88396.1 | 4885.3 | 0 | 0 | 110621.2 | 12599.1 | 1256.3 | 11919 | 0 | 0 | 8315.2
4619 | 193 | Day193 | 10 | Hour10 | 7 | Summer | 2117 | #N/A | Summer | 583227.1 | 2024-07-12 10:00 | 569459.8 | 4345.5 | 5347.4 | 4074.5 | 583227.1 | 547350.5 | 433424.5 | 0.0388 | 0.0628 | 0.47 | 0.47 | 345.2 | 27 | 3.84 | 24.1 | 1139.7 | 0.21 | 347 | 58.1 | 405.2 | 363.1 | 28.5 | 4.05 | 25.3 | 1196.3 | 0.22 | 365.1 | 61 | 426.1 | 103.5 | 2.3 | 0.27 | 12.1 | 512.4 | 0.06 | 103.6 | 27.4 | 131 | 734.2 | 60.4 | 8.57 | 44.5 | 2365.6 | 0.35 | 738.3 | 115.1 | 853.5 | 30.45 | 0 | 0.28 | 30.73 | 32.54 | 0 | 0.3 | 32.84 | 583227.1 | 149802.6 | 0 | 4247.1 | 0 | 8374.7 | 116368.3 | 0 | 716.9 | 17979.6 | 182114 | 0 | 3193.9 | 3315.4 | 22529.6 | 88396.1 | 4885.3 | 0 | 0 | 117126.6 | 12663.6 | 1315.9 | 15048 | 115 | 0 | 8315.2
4620 | 193 | Day193 | 11 | Hour11 | 7 | Summer | 2117 | #N/A | Summer | 608083.6 | 2024-07-12 11:00 | 596247 | 3884.6 | 3408.2 | 4543.8 | 608083.5 | 572415.1 | 452904.3 | 0.04 | 0.0657 | 0.46 | 0.46 | 357.1 | 28.4 | 4.04 | 24.4 | 1165.4 | 0.21 | 359 | 59.1 | 418.2 | 375.4 | 29.9 | 4.26 | 25.5 | 1222.9 | 0.22 | 377.4 | 62 | 439.5 | 91.1 | 2.1 | 0.25 | 10.6 | 451.2 | 0.05 | 91.2 | 24 | 115.3 | 639.1 | 38.1 | 5.25 | 52.1 | 2500.7 | 0.31 | 641.7 | 126.7 | 768.3 | 32.67 | 0 | 0.28 | 32.95 | 35.03 | 0 | 0.3 | 35.33 | 608083.6 | 155179.2 | 0 | 4250 | 0 | 8374.7 | 128138.8 | 0 | 743.7 | 18539.8 | 189562 | 0 | 3257.6 | 3315.4 | 22685.4 | 88396.1 | 4924.4 | 0 | 0 | 122481.2 | 12237.9 | 1176.5 | 15649.1 | 4427.5 | 204.6 | 8315.2
4621 | 193 | Day193 | 12 | Hour12 | 7 | Summer | 2117 | #N/A | Summer | 631633.6 | 2024-07-12 12:00 | 620071.4 | 4755.6 | 1887.5 | 4919.1 | 631633.6 | 594638.3 | 470807.6 | 0.041 | 0.0684 | 0.46 | 0.46 | 363 | 29 | 4.12 | 24.6 | 1180.5 | 0.22 | 364.9 | 59.8 | 424.8 | 381.3 | 30.5 | 4.34 | 25.8 | 1238.3 | 0.23 | 383.4 | 62.8 | 446.2 | 97.7 | 2.5 | 0.3 | 11.1 | 479.4 | 0.05 | 97.9 | 25.4 | 123.3 | 802.4 | 33.7 | 5.91 | 95.8 | 2247.1 | 1.32 | 805 | 163.2 | 968.1 | 34.73 | 0 | 0.28 | 35 | 37.37 | 0 | 0.3 | 37.67 | 631633.6 | 160826 | 99 | 4257.5 | 0 | 8374.7 | 135540.1 | 0 | 791.8 | 18827.6 | 197432.5 | 0 | 3511 | 3315.4 | 24421 | 88396.1 | 5460.3 | 0 | 0 | 127438 | 12667.7 | 1100.9 | 16062.5 | 9061.6 | 393.1 | 8315.2
4622 | 193 | Day193 | 13 | Hour13 | 7 | Summer | 2117 | #N/A | Summer | 649224.9 | 2024-07-12 13:00 | 640202.8 | 2700.8 | 1553.2 | 4768.1 | 649224.9 | 613369.4 | 488223.8 | 0.0419 | 0.0706 | 0.46 | 0.45 | 363.7 | 29 | 4.13 | 24.6 | 1182.1 | 0.22 | 365.7 | 59.9 | 425.6 | 385.1 | 30.7 | 4.38 | 26.1 | 1251.5 | 0.23 | 387.2 | 63.4 | 450.6 | 94.3 | 2.3 | 0.27 | 10.8 | 468.5 | 0.05 | 94.5 | 24.8 | 119.2 | 522.5 | 11.8 | 1.54 | 63 | 2443.5 | 0.39 | 523.3 | 135.9 | 659.2 | 36.36 | 0 | 0.28 | 36.64 | 39.23 | 0 | 0.3 | 39.52 | 649224.9 | 161001.1 | 110.5 | 4257.5 | 0 | 8374.7 | 139438.7 | 0 | 833.7 | 19103.4 | 202554.4 | 0 | 3614.2 | 3315.4 | 27832 | 88396.1 | 5628.5 | 4701.7 | 0 | 125485.3 | 14551.1 | 1027.5 | 15566.4 | 11648.8 | 648.4 | 8315.2
4623 | 193 | Day193 | 14 | Hour14 | 7 | Summer | 2117 | #N/A | Summer | 660675 | 2024-07-12 14:00 | 653978 | 844.6 | 1095.7 | 4756.8 | 660675.1 | 626149.1 | 500022.3 | 0.0425 | 0.0722 | 0.46 | 0.46 | 359.9 | 28.6 | 4.08 | 24.4 | 1171.9 | 0.21 | 361.9 | 59.4 | 421.3 | 383.2 | 30.5 | 4.33 | 26.1 | 1249 | 0.23 | 385.3 | 63.4 | 448.7 | 104 | 2.6 | 0.32 | 11.9 | 506.9 | 0.06 | 104.2 | 27 | 131.2 | 703.3 | 20.6 | 2.48 | 76.8 | 3423.2 | 0.33 | 704.6 | 178.9 | 883.5 | 37.05 | 0 | 0.28 | 37.32 | 40.01 | 0 | 0.3 | 40.31 | 660675 | 160652.8 | 110 | 4257.5 | 0 | 8374.7 | 139783.8 | 0 | 829.1 | 18524.7 | 203345 | 0 | 4747.8 | 3315.4 | 31939.1 | 88396.1 | 5858.8 | 9894.1 | 0 | 122335.3 | 17907.3 | 1056.4 | 15444.3 | 12192.4 | 781 | 8315.2
4624 | 193 | Day193 | 15 | Hour15 | 7 | Summer | 2117 | #N/A | Summer | 669389.8 | 2024-07-12 15:00 | 664048.3 | 638.2 | 0 | 4703.2 | 669389.7 | 635465 | 510266.6 | 0.043 | 0.0733 | 0.47 | 0.46 | 359.1 | 28.4 | 4.04 | 24.5 | 1172.6 | 0.21 | 361.1 | 59.5 | 420.6 | 383.3 | 30.3 | 4.31 | 26.3 | 1253.8 | 0.23 | 385.4 | 63.7 | 449.1 | 110.2 | 2.9 | 0.35 | 12.5 | 532 | 0.06 | 110.4 | 28.4 | 138.8 | 1080.1 | 99 | 14.19 | 56.5 | 3143.2 | 0.53 | 1086.9 | 150.4 | 1237.3 | 37.74 | 0 | 0.28 | 38.02 | 40.79 | 0 | 0.3 | 41.09 | 669389.8 | 159123.2 | 110.7 | 4257.5 | 0 | 8374.7 | 140048.2 | 0 | 804.9 | 18049.5 | 204339.7 | 0 | 6691 | 3315.4 | 35125.1 | 88396.1 | 6490.5 | 13117.6 | 0 | 119711.1 | 19566.6 | 991 | 14592 | 11700 | 2229.5 | 8315.2
4625 | 193 | Day193 | 16 | Hour16 | 7 | Summer | 2117 | #N/A | Summer | 674656.5 | 2024-07-12 16:00 | 669973.4 | 50.5 | 0 | 4632.7 | 674656.5 | 640922.1 | 523146.1 | 0.0434 | 0.0741 | 0.46 | 0.45 | 363.9 | 28.4 | 4.05 | 25.2 | 1193.6 | 0.22 | 365.9 | 60.8 | 426.7 | 389.1 | 30.3 | 4.32 | 27.1 | 1279.1 | 0.24 | 391.2 | 65.3 | 456.5 | 123.3 | 3.3 | 0.41 | 14 | 591.2 | 0.07 | 123.5 | 31.6 | 155.2 | 724.5 | 21.1 | 3.25 | 87.4 | 2901.4 | 0.78 | 726 | 174 | 900.1 | 37.66 | 0 | 0.28 | 37.94 | 40.71 | 0 | 0.3 | 41.02 | 674656.5 | 151510.4 | 130.6 | 4257.5 | 0 | 8374.7 | 140439.8 | 0 | 761.9 | 18032.9 | 207294.8 | 0 | 9311.9 | 3315.4 | 38621.5 | 88396.1 | 8132.3 | 14871.5 | 0 | 111202.7 | 20553.3 | 959.6 | 13997.8 | 11686.1 | 2071 | 8315.2
4626 | 193 | Day193 | 17 | Hour17 | 7 | Summer | 2117 | #N/A | Summer | 673596.8 | 2024-07-12 17:00 | 668710.2 | 0 | 0 | 4886.5 | 673596.8 | 639717 | 541705.2 | 0.0433 | 0.074 | 0.44 | 0.43 | 374.6 | 28.8 | 4.1 | 26.4 | 1238.4 | 0.23 | 376.6 | 63.4 | 440 | 400.7 | 30.7 | 4.37 | 28.4 | 1327.6 | 0.25 | 402.8 | 68 | 470.9 | 161.2 | 4.8 | 0.63 | 18.1 | 738.3 | 0.11 | 161.5 | 40.1 | 201.6 | 849.8 | 46.5 | 6.3 | 72.8 | 3479.6 | 0.39 | 852.9 | 176.6 | 1029.5 | 39.55 | 1.39 | 0.28 | 41.22 | 42.74 | 1.51 | 0.31 | 44.55 | 673596.8 | 131891.6 | 1019.6 | 4257.5 | 0 | 8374.7 | 140768.2 | 0 | 644.2 | 14108.5 | 212312.9 | 0 | 13213.9 | 3315.4 | 45317.8 | 88396.1 | 9841 | 14888.2 | 0 | 93321.7 | 22980.2 | 837.1 | 10937.1 | 13697.3 | 1739 | 8315.2
4627 | 193 | Day193 | 18 | Hour18 | 7 | Summer | 2117 | #N/A | Summer | 662513.4 | 2024-07-12 18:00 | 658192.5 | 0 | 0 | 4320.9 | 662513.4 | 629943.3 | 564253.7 | 0.0429 | 0.073 | 0.41 | 0.4 | 394.8 | 29.9 | 4.27 | 28.3 | 1310.7 | 0.25 | 396.9 | 67.4 | 464.3 | 422.7 | 31.9 | 4.55 | 30.4 | 1407.4 | 0.26 | 424.9 | 72.4 | 497.3 | 271.2 | 8.2 | 1.14 | 30.8 | 1194.3 | 0.21 | 271.8 | 66.5 | 338.2 | 935.5 | 39.9 | 7.38 | 115.6 | 2257.3 | 1.78 | 938.7 | 183.4 | 1122.1 | 46.61 | 5.66 | 0.28 | 52.55 | 50.31 | 6.14 | 0.3 | 56.75 | 662513.4 | 98259.7 | 3474.8 | 4257.5 | 0 | 8374.7 | 142985.5 | 0 | 528.4 | 9037.7 | 217834.6 | 0 | 16581.9 | 3315.4 | 52224.1 | 88396.1 | 11945.5 | 14863.4 | 0 | 61101.5 | 26813.3 | 778.8 | 7711.7 | 11538.5 | 1614.2 | 8315.2
4628 | 193 | Day193 | 19 | Hour19 | 7 | Summer | 2117 | #N/A | Summer | 643875.8 | 2024-07-12 19:00 | 639805 | 0 | 0 | 4070.8 | 643875.8 | 612860.9 | 572599.4 | 0.0421 | 0.071 | 0.39 | 0.37 | 409.2 | 31.3 | 4.46 | 28.9 | 1355.2 | 0.25 | 411.4 | 69.4 | 480.8 | 438.1 | 33.4 | 4.76 | 31.2 | 1454.7 | 0.27 | 440.4 | 74.6 | 515 | 392.1 | 12.1 | 1.7 | 44.7 | 1694.3 | 0.32 | 392.9 | 95.3 | 488.2 | 1043.9 | 113 | 16.4 | 38.9 | 2480.9 | 0.53 | 1051.8 | 113 | 1164.8 | 41.65 | 14.21 | 0.28 | 56.14 | 44.84 | 15.45 | 0.3 | 60.6 | 643875.8 | 71276.4 | 2380.1 | 4257.5 | 0 | 8374.7 | 146358 | 0 | 387.6 | 3994.9 | 222335.6 | 0 | 13579.2 | 3315.4 | 55107.1 | 88396.1 | 10648.8 | 17846.9 | 0 | 31643.6 | 34514.5 | 735.9 | 5634.1 | 9488 | 2313.6 | 8315.2
4629 | 193 | Day193 | 20 | Hour20 | 7 | Summer | 2117 | #N/A | Summer | 625217.5 | 2024-07-12 20:00 | 621351.6 | 0 | 0 | 3865.9 | 625217.5 | 595682.7 | 570370.2 | 0.0413 | 0.069 | 0.38 | 0.36 | 417.8 | 32.1 | 4.57 | 29.3 | 1385.8 | 0.25 | 420 | 70.7 | 490.7 | 445.7 | 34.1 | 4.85 | 31.5 | 1483.3 | 0.27 | 448 | 75.8 | 523.8 | 435.7 | 13.9 | 2.01 | 49.9 | 1825.8 | 0.39 | 436.7 | 104.4 | 541.1 | 639.1 | 13.4 | 1.41 | 74.3 | 3299.4 | 0.28 | 639.9 | 172.7 | 812.5 | 42.21 | 62.04 | 0.28 | 104.53 | 45.36 | 67.42 | 0.3 | 113.08 | 625217.5 | 54847.3 | 4954.7 | 4257.5 | 0 | 8374.7 | 146364.9 | 0 | 123.4 | 2991.4 | 221532.4 | 0 | 13779 | 3315.4 | 54182.2 | 88396.1 | 8830.2 | 16383.1 | 0 | 7164.2 | 43849.7 | 718.6 | 1208.3 | 4328.5 | 3627.8 | 8315.2
4630 | 193 | Day193 | 21 | Hour21 | 7 | Summer | 2117 | #N/A | Summer | 603641 | 2024-07-12 21:00 | 599187.8 | 0 | 0 | 4453.2 | 603640.9 | 574979.7 | 550942.7 | 0.0404 | 0.0667 | 0.36 | 0.36 | 425.5 | 32.8 | 4.67 | 29.8 | 1408.1 | 0.26 | 427.8 | 71.8 | 499.6 | 447.2 | 34.4 | 4.89 | 31.5 | 1484.5 | 0.27 | 449.5 | 75.8 | 525.3 | 410.2 | 14.6 | 2.1 | 45.4 | 1689.2 | 0.35 | 411.2 | 95.8 | 507 | 931.6 | 33.3 | 6.28 | 120.2 | 2513.9 | 1.73 | 934.3 | 195.6 | 1129.9 | 40.77 | 148.12 | 0.28 | 189.17 | 43.71 | 160.46 | 0.31 | 204.47 | 603641 | 52698.2 | 6919.7 | 4257.5 | 0 | 8374.7 | 144860.4 | 0 | 0 | 219.5 | 219773.3 | 0 | 11375.6 | 3315.4 | 48879.4 | 88396.1 | 8504.1 | 6286.4 | 0 | 283.2 | 51438.9 | 756.6 | 701.9 | 3777.5 | 4184 | 8315.2
4631 | 193 | Day193 | 22 | Hour22 | 7 | Summer | 2117 | #N/A | Summer | 565469 | 2024-07-12 22:00 | 561218.3 | 0 | 0 | 4250.7 | 565469 | 539391.9 | 510561.4 | 0.0389 | 0.0627 | 0.38 | 0.38 | 404.2 | 31.1 | 4.41 | 28.5 | 1349.1 | 0.24 | 406.4 | 68.8 | 475.2 | 422.9 | 32.4 | 4.6 | 29.9 | 1414.6 | 0.25 | 425.2 | 72.2 | 497.3 | 459 | 23.7 | 3.27 | 41.6 | 1849 | 0.26 | 460.6 | 96.8 | 557.3 | 900.4 | 82.5 | 11.81 | 47 | 2635.1 | 0.43 | 906.1 | 125.6 | 1031.7 | 35.23 | 83.77 | 0.29 | 119.29 | 37.61 | 90.15 | 0.31 | 128.06 | 565469 | 54907.6 | 4722.9 | 4250 | 0 | 8374.7 | 128875.8 | 0 | 0 | 0.2 | 206355.8 | 0 | 7135.7 | 3315.4 | 48285.5 | 88396.1 | 6131 | 4718.6 | 0 | 1 | 54208.9 | 697.6 | 52.8 | 3321.7 | 3181.6 | 8315.2
4632 | 193 | Day193 | 23 | Hour23 | 7 | Summer | 2117 | #N/A | Summer | 531063.2 | 2024-07-12 23:00 | 521490.8 | 110 | 5100.2 | 4362.2 | 531063.2 | 501984.6 | 477024.1 | 0.0374 | 0.0585 | 0.4 | 0.4 | 386 | 29.2 | 4.14 | 27.9 | 1303.6 | 0.23 | 388 | 66.8 | 454.8 | 403 | 30.4 | 4.31 | 29.1 | 1363.4 | 0.24 | 405.1 | 69.8 | 474.9 | 502.5 | 31.1 | 4.32 | 40.2 | 1913.1 | 0.25 | 504.6 | 97.2 | 601.8 | 836.4 | 74.2 | 10.61 | 46.1 | 2510.2 | 0.41 | 841.5 | 121 | 962.5 | 33.5 | 49.43 | 0.29 | 83.22 | 35.64 | 53.57 | 0.31 | 89.52 | 531063.2 | 54039.1 | 2763.6 | 4247.1 | 0 | 8374.7 | 113263.1 | 0 | 0 | 0 | 194287 | 0 | 4993.3 | 3315.4 | 48253.1 | 88396.1 | 5603.1 | 3527.6 | 0 | 0 | 53408.1 | 631 | 0.1 | 3159.5 | 2702.2 | 8315.2
4633 | 194 | Day194 | 0 | Hour0 | 7 | Summer | 36 | 679834.5 | Summer | 502385.3 | 2024-07-13 | 485260.8 | 110 | 12417.3 | 4597.2 | 502385.3 | 467778.8 | 449498.7 | 0.036 | 0.0546 | 0.41 | 0.41 | 372.7 | 27.8 | 3.94 | 27.4 | 1269.5 | 0.23 | 374.6 | 65.3 | 439.9 | 388.2 | 28.9 | 4.1 | 28.5 | 1323.1 | 0.24 | 390.2 | 68 | 458.2 | 507 | 31.1 | 4.32 | 40.7 | 1935.7 | 0.26 | 509.1 | 98.5 | 607.6 | 902.8 | 89.3 | 12.87 | 41.3 | 2420 | 0.45 | 909 | 113.6 | 1022.5 | 31.16 | 21.47 | 0.29 | 52.92 | 33.01 | 23.53 | 0.31 | 56.85 | 502385.3 | 52886.6 | 185.5 | 4247.1 | 0 | 8374.7 | 101704.1 | 0 | 0 | 0 | 184515.8 | 0 | 3322.4 | 3315.4 | 47880.7 | 88396.1 | 5259.2 | 2297.8 | 0 | 0 | 52328.3 | 558.3 | 0 | 1641 | 950.7 | 8315.2
4634 | 194 | Day194 | 1 | Hour1 | 7 | Summer | 2117 | #N/A | Summer | 475346.2 | 2024-07-13 01:00 | 455743 | 110 | 14888.2 | 4605 | 475346.2 | 439875 | 423724.2 | 0.0348 | 0.051 | 0.42 | 0.42 | 364.6 | 26.8 | 3.79 | 27.3 | 1254 | 0.23 | 366.4 | 64.8 | 431.2 | 379 | 27.8 | 3.94 | 28.4 | 1303.8 | 0.24 | 380.9 | 67.3 | 448.2 | 525.8 | 34.3 | 4.79 | 40.4 | 1946.9 | 0.27 | 528.2 | 98.5 | 626.7 | 797.9 | 78.9 | 11.38 | 36.5 | 2136.7 | 0.4 | 803.3 | 100.3 | 903.6 | 29.89 | 0 | 0.29 | 30.18 | 31.55 | 0 | 0.3 | 31.85 | 475346.2 | 51622 | 0 | 4247.1 | 0 | 8374.7 | 92085.2 | 0 | 0 | 0 | 175098.9 | 0 | 3290.4 | 3315.4 | 43763.4 | 88396.1 | 5033.8 | 119.1 | 0 | 0 | 51150.6 | 471.4 | 0 | 0 | 0 | 8315.2
4635 | 194 | Day194 | 2 | Hour2 | 7 | Summer | 2117 | #N/A | Summer | 453334.1 | 2024-07-13 02:00 | 433621.1 | 815.2 | 14888.2 | 4009.5 | 453334.1 | 418916.1 | 402702.2 | 0.0339 | 0.0483 | 0.42 | 0.41 | 364.1 | 26.5 | 3.74 | 27.7 | 1261.8 | 0.23 | 365.9 | 65.3 | 431.2 | 378.4 | 27.5 | 3.89 | 28.7 | 1311.6 | 0.24 | 380.3 | 67.9 | 448.1 | 511.8 | 31.7 | 4.4 | 40.9 | 1946.4 | 0.26 | 513.9 | 99 | 612.9 | 1008.4 | 108.4 | 15.71 | 38.3 | 2430.5 | 0.5 | 1015.9 | 110.8 | 1126.7 | 29.06 | 0 | 0.29 | 29.35 | 30.59 | 0 | 0.3 | 30.89 | 453334.1 | 50631.9 | 0 | 4247.1 | 0 | 8374.7 | 86058.8 | 0 | 0 | 0 | 169894.9 | 0 | 3283.4 | 3315.4 | 34245.3 | 88396.1 | 4886.5 | 0 | 0 | 0 | 50187.3 | 444.6 | 0 | 0 | 0 | 8315.2
4636 | 194 | Day194 | 3 | Hour3 | 7 | Summer | 2117 | #N/A | Summer | 443860.3 | 2024-07-13 03:00 | 422520.1 | 2595.8 | 14888.2 | 3856.1 | 443860.3 | 408392.4 | 395214.6 | 0.0334 | 0.0468 | 0.41 | 0.41 | 367.9 | 26.7 | 3.77 | 28 | 1276.6 | 0.23 | 369.7 | 66.1 | 435.9 | 382.7 | 27.8 | 3.93 | 29.1 | 1326.9 | 0.24 | 384.6 | 68.7 | 453.3 | 518.9 | 32.3 | 4.49 | 41.3 | 1968.7 | 0.26 | 521.1 | 100.1 | 621.2 | 1023.3 | 107.4 | 15.55 | 41.1 | 2547.2 | 0.51 | 1030.7 | 117.2 | 1147.9 | 28.86 | 0 | 0.29 | 29.15 | 30.32 | 0 | 0.3 | 30.62 | 443860.3 | 48645.6 | 0 | 4247.1 | 0 | 8374.7 | 84926.5 | 0 | 0 | 0.2 | 168653.4 | 0 | 3283.4 | 3315.4 | 29227.2 | 88396.1 | 4790.8 | 0 | 0 | 0.5 | 48102.9 | 542 | 0 | 0 | 0 | 8315.2
4637 | 194 | Day194 | 4 | Hour4 | 7 | Summer | 2117 | #N/A | Summer | 441807 | 2024-07-13 04:00 | 421761 | 1361.3 | 14888.2 | 3796.4 | 441807 | 407706.6 | 394047.2 | 0.0333 | 0.0466 | 0.4 | 0.4 | 374 | 27.3 | 3.87 | 28.3 | 1292.6 | 0.24 | 375.9 | 66.8 | 442.7 | 388.8 | 28.4 | 4.02 | 29.4 | 1344.3 | 0.24 | 390.8 | 69.5 | 460.3 | 525.4 | 33.1 | 4.6 | 41.5 | 1981.9 | 0.27 | 527.7 | 100.6 | 628.3 | 1051.1 | 117.3 | 17.04 | 36 | 2397.8 | 0.53 | 1059.3 | 107.6 | 1166.8 | 28.8 | 0 | 0.29 | 29.09 | 30.24 | 0 | 0.29 | 30.53 | 441807 | 47759.8 | 0 | 4247.1 | 0 | 8374.7 | 86878.8 | 0 | 0 | 166.9 | 168899.6 | 0 | 3283.4 | 3315.4 | 25996 | 88396.1 | 4656 | 0 | 0 | 714.1 | 46250.8 | 628 | 0.5 | 0 | 0 | 8315.2
4638 | 194 | Day194 | 5 | Hour5 | 7 | Summer | 2117 | #N/A | Summer | 452794.4 | 2024-07-13 05:00 | 432763.9 | 1526.8 | 14888.2 | 3615.5 | 452794.4 | 418218.4 | 403149.4 | 0.0336 | 0.0477 | 0.39 | 0.39 | 382.5 | 28.3 | 4.01 | 28.4 | 1310.6 | 0.24 | 384.4 | 67.6 | 452 | 398.2 | 29.5 | 4.18 | 29.6 | 1364.4 | 0.25 | 400.2 | 70.3 | 470.5 | 504.8 | 32.6 | 4.56 | 39.1 | 1874.6 | 0.26 | 507 | 95.1 | 602 | 958.7 | 104 | 15.07 | 35.3 | 2292.6 | 0.47 | 965.9 | 103.8 | 1069.7 | 29.1 | 0 | 0.29 | 29.39 | 30.57 | 0 | 0.29 | 30.86 | 452794.4 | 49645.1 | 0 | 4247.1 | 0 | 8374.7 | 92939.2 | 0 | 0 | 553.6 | 173422.7 | 0 | 3219.7 | 3315.4 | 24590.1 | 88396.1 | 4644.3 | 0 | 0 | 6981 | 41422.6 | 687.9 | 609.7 | 0 | 0 | 8315.2
4639 | 194 | Day194 | 6 | Hour6 | 7 | Summer | 2117 | #N/A | Summer | 473379.2 | 2024-07-13 06:00 | 451877.6 | 3306.7 | 14888.2 | 3306.7 | 473379.2 | 436408.9 | 403229.9 | 0.0342 | 0.0497 | 0.42 | 0.42 | 368.4 | 27.6 | 3.91 | 27.1 | 1253.3 | 0.23 | 370.3 | 64.5 | 434.8 | 385.4 | 28.9 | 4.1 | 28.2 | 1308.8 | 0.24 | 387.4 | 67.3 | 454.7 | 299.5 | 15 | 2.04 | 27.3 | 1240.3 | 0.16 | 300.5 | 64.3 | 364.9 | 973.4 | 109.9 | 15.96 | 32 | 2192.8 | 0.48 | 981 | 97.5 | 1078.5 | 28.97 | 0 | 0.3 | 29.26 | 30.5 | 0 | 0.29 | 30.79 | 473379.2 | 70149.3 | 0 | 4247.1 | 0 | 8374.7 | 95134.7 | 0 | 0 | 6607.6 | 170932.6 | 0 | 3219.7 | 3315.4 | 24965.2 | 88396.1 | 4644.3 | 0 | 0 | 29111.2 | 33614.5 | 816 | 3208.5 | 0 | 0 | 8315.2
4640 | 194 | Day194 | 7 | Hour7 | 7 | Summer | 2117 | #N/A | Summer | 498898.2 | 2024-07-13 07:00 | 479647.1 | 981.6 | 14888.2 | 3381.4 | 498898.2 | 462742 | 403337.8 | 0.0352 | 0.0528 | 0.45 | 0.45 | 354.2 | 26.9 | 3.81 | 25.7 | 1194.4 | 0.22 | 356 | 61.4 | 417.4 | 369.8 | 28.1 | 3.99 | 26.8 | 1245.6 | 0.23 | 371.8 | 63.9 | 435.7 | 173.8 | 4.8 | 0.6 | 19.5 | 833.4 | 0.09 | 174.1 | 44.3 | 218.4 | 727.4 | 56.5 | 7.98 | 47.1 | 2447.5 | 0.34 | 731.2 | 120.1 | 851.4 | 28.89 | 0 | 0.29 | 29.17 | 30.5 | 0 | 0.3 | 30.8 | 498898.2 | 95560.4 | 0 | 4247.1 | 0 | 8374.7 | 97815.1 | 0 | 0.5 | 9653.1 | 168925.9 | 0 | 3219.7 | 3315.4 | 24399.4 | 88396.1 | 4644.3 | 0 | 0 | 64448.1 | 20559 | 899.7 | 6210.6 | 0 | 0 | 8315.2
4641 | 194 | Day194 | 8 | Hour8 | 7 | Summer | 2117 | #N/A | Summer | 528774.2 | 2024-07-13 08:00 | 511009 | 1956.9 | 12153.3 | 3655.1 | 528774.2 | 492377.1 | 407936.4 | 0.0365 | 0.0564 | 0.47 | 0.47 | 346.1 | 27 | 3.83 | 24.4 | 1145.7 | 0.21 | 347.9 | 58.6 | 406.6 | 362.7 | 28.4 | 4.03 | 25.4 | 1196.3 | 0.22 | 364.6 | 61.2 | 425.8 | 137.2 | 3.6 | 0.44 | 15.6 | 662.7 | 0.08 | 137.4 | 35.4 | 172.8 | 480 | 14.8 | 1.79 | 51.5 | 2328.3 | 0.21 | 480.9 | 120.9 | 601.8 | 29.04 | 0 | 0.29 | 29.33 | 30.8 | 0 | 0.3 | 31.1 | 528774.2 | 120837.8 | 0 | 4247.1 | 0 | 8374.7 | 105130.7 | 0 | 29.7 | 11494.2 | 166099.8 | 0 | 3219.7 | 3315.4 | 24508.6 | 88396.1 | 4644.3 | 0 | 0 | 97073.3 | 11314.9 | 925.6 | 8260.6 | 0 | 0 | 8315.2
4642 | 194 | Day194 | 9 | Hour9 | 7 | Summer | 2117 | #N/A | Summer | 557447.2 | 2024-07-13 09:00 | 542171.5 | 4892.6 | 6571.2 | 3811.9 | 557447.2 | 521721.6 | 418634.4 | 0.0377 | 0.0598 | 0.48 | 0.48 | 340.4 | 26.5 | 3.77 | 23.9 | 1126.5 | 0.21 | 342.2 | 57.6 | 399.8 | 356.5 | 27.9 | 3.97 | 24.9 | 1175.1 | 0.22 | 358.4 | 60 | 418.4 | 124.4 | 3.3 | 0.4 | 14.1 | 601.2 | 0.07 | 124.6 | 32.1 | 156.7 | 969.7 | 101.7 | 14.7 | 38.9 | 2430.3 | 0.47 | 976.8 | 111.5 | 1088.2 | 29.44 | 0 | 0.29 | 29.73 | 31.33 | 0 | 0.3 | 31.64 | 557447.2 | 138812.8 | 0 | 4247.1 | 0 | 8374.7 | 109138.8 | 0 | 95.2 | 14739.4 | 172567.4 | 0 | 3219.7 | 3315.4 | 24730.7 | 88396.1 | 4644.3 | 0 | 0 | 112035.3 | 10984.6 | 958.3 | 10544.6 | 0 | 0 | 8315.2
4643 | 194 | Day194 | 10 | Hour10 | 7 | Summer | 2117 | #N/A | Summer | 580609.8 | 2024-07-13 10:00 | 573217.8 | 2020.1 | 1463.8 | 3908.1 | 580609.7 | 550862.8 | 439623.8 | 0.039 | 0.0632 | 0.47 | 0.47 | 349.5 | 27.3 | 3.88 | 24.4 | 1155 | 0.21 | 351.4 | 58.8 | 410.2 | 364.9 | 28.6 | 4.06 | 25.4 | 1204.4 | 0.22 | 366.9 | 61.3 | 428.2 | 121.7 | 3.1 | 0.38 | 13.9 | 591.7 | 0.07 | 121.9 | 31.5 | 153.4 | 975.5 | 102.8 | 14.87 | 38.7 | 2428 | 0.48 | 982.6 | 111.2 | 1093.8 | 31.37 | 0 | 0.28 | 31.65 | 33.51 | 0 | 0.3 | 33.82 | 580609.8 | 140985.9 | 0 | 4247.1 | 0 | 8374.7 | 117216 | 0 | 151.1 | 15095.3 | 183956.9 | 0 | 3219.7 | 3315.4 | 26253.4 | 88396.1 | 4644.3 | 0 | 0 | 114106.8 | 10755.4 | 877.3 | 12128.8 | 213 | 1.9 | 8315.2
4644 | 194 | Day194 | 11 | Hour11 | 7 | Summer | 2117 | #N/A | Summer | 605896 | 2024-07-13 11:00 | 601002.5 | 822.6 | 4.1 | 4066.8 | 605896 | 576837 | 462716.1 | 0.0402 | 0.0663 | 0.46 | 0.45 | 362.9 | 28.9 | 4.1 | 24.7 | 1185.4 | 0.22 | 364.9 | 60.1 | 425 | 378.6 | 30.1 | 4.28 | 25.8 | 1236.4 | 0.23 | 380.6 | 62.7 | 443.4 | 103.6 | 2.5 | 0.3 | 11.9 | 509.6 | 0.06 | 103.8 | 27.1 | 130.9 | 563.5 | 34.2 | 4.71 | 45.4 | 2185.5 | 0.27 | 565.8 | 110.6 | 676.5 | 33.52 | 0 | 0.28 | 33.8 | 35.95 | 0 | 0.3 | 36.25 | 605896 | 143179.9 | 0 | 4250 | 0 | 8374.7 | 129635.5 | 0 | 251.4 | 15703.5 | 192248.6 | 0 | 3283.4 | 3315.4 | 28398.5 | 88396.1 | 4813.9 | 0 | 0 | 116348.8 | 10097.7 | 778.5 | 12402.2 | 4551.7 | 18.1 | 8315.2
4645 | 194 | Day194 | 12 | Hour12 | 7 | Summer | 2117 | #N/A | Summer | 631670.4 | 2024-07-13 12:00 | 625095.7 | 2170.8 | 0 | 4403.9 | 631670.4 | 599292.6 | 483920.4 | 0.0413 | 0.069 | 0.45 | 0.45 | 367.6 | 29.1 | 4.14 | 25.1 | 1203.6 | 0.22 | 369.6 | 61 | 430.6 | 384.3 | 30.4 | 4.33 | 26.2 | 1257.4 | 0.23 | 386.4 | 63.8 | 450.1 | 113.3 | 2.7 | 0.33 | 13.1 | 555.5 | 0.06 | 113.5 | 29.6 | 143.1 | 791.6 | 28.5 | 5.06 | 98.3 | 2405 | 1.27 | 793.8 | 170.3 | 964.1 | 35.59 | 0 | 0.28 | 35.87 | 38.27 | 0 | 0.3 | 38.58 | 631670.4 | 147750 | 50.1 | 4257.5 | 0 | 8374.7 | 135812.1 | 0 | 414 | 16465.1 | 203666.9 | 0 | 3543.9 | 3315.4 | 31065.2 | 88396.1 | 5388.4 | 50.1 | 0 | 119737.3 | 10434.7 | 698.9 | 12990.8 | 8544 | 1152 | 8315.2
4646 | 194 | Day194 | 13 | Hour13 | 7 | Summer | 2117 | #N/A | Summer | 653101.4 | 2024-07-13 13:00 | 645678.2 | 2903.4 | 0 | 4519.7 | 653101.4 | 618420.7 | 501291.4 | 0.0422 | 0.0713 | 0.45 | 0.45 | 367.3 | 29.1 | 4.14 | 25 | 1201.9 | 0.22 | 369.3 | 60.9 | 430.2 | 388 | 30.7 | 4.37 | 26.4 | 1269.5 | 0.23 | 390.2 | 64.3 | 454.5 | 112.3 | 2.6 | 0.3 | 13.1 | 558.8 | 0.06 | 112.5 | 29.7 | 142.2 | 1118.3 | 117.3 | 16.97 | 45.1 | 2786.5 | 0.56 | 1126.4 | 128.3 | 1254.7 | 37.37 | 0 | 0.28 | 37.65 | 40.31 | 0 | 0.3 | 40.62 | 653101.4 | 151809.9 | 281.4 | 4257.5 | 0 | 8374.7 | 140249.4 | 0 | 437.3 | 17084.1 | 208150.2 | 0 | 4608.3 | 3315.4 | 33549.4 | 88396.1 | 5519 | 4590.1 | 0 | 120741.3 | 12960.4 | 586.9 | 12940.6 | 10777.1 | 1478.1 | 8315.2
4647 | 194 | Day194 | 14 | Hour14 | 7 | Summer | 2117 | #N/A | Summer | 664773.9 | 2024-07-13 14:00 | 659567.2 | 670.6 | 0 | 4536 | 664773.8 | 631297.4 | 512599.5 | 0.0429 | 0.0729 | 0.45 | 0.45 | 365.3 | 28.7 | 4.09 | 25.1 | 1199 | 0.22 | 367.3 | 60.9 | 428.2 | 388.7 | 30.5 | 4.34 | 26.8 | 1277.5 | 0.23 | 390.8 | 64.9 | 455.7 | 122.3 | 3 | 0.36 | 14.2 | 593.4 | 0.07 | 122.4 | 31.9 | 154.3 | 1121.9 | 109.1 | 15.71 | 53 | 3065.6 | 0.56 | 1129.5 | 144.5 | 1274 | 37.97 | 0 | 0.28 | 38.25 | 41.01 | 0 | 0.3 | 41.32 | 664773.9 | 152174.4 | 110 | 4257.5 | 0 | 8374.7 | 140462.6 | 0 | 510.6 | 17179.9 | 209084.4 | 0 | 6908.6 | 3315.4 | 34319.4 | 88396.1 | 6333.3 | 11037.6 | 0 | 119289.8 | 14606.1 | 587.9 | 13162.2 | 13730.8 | 1187.3 | 8315.2
4648 | 194 | Day194 | 15 | Hour15 | 7 | Summer | 2117 | #N/A | Summer | 673805.6 | 2024-07-13 15:00 | 669399.2 | 0 | 0 | 4406.4 | 673805.6 | 640392.2 | 524483.9 | 0.0433 | 0.074 | 0.45 | 0.44 | 364.7 | 28.5 | 4.05 | 25.2 | 1201.8 | 0.22 | 366.7 | 61.1 | 427.8 | 389.3 | 30.3 | 4.31 | 27.1 | 1285.3 | 0.23 | 391.4 | 65.4 | 456.8 | 136 | 3.5 | 0.44 | 15.6 | 648.1 | 0.08 | 136.2 | 35 | 171.2 | 912.9 | 80.3 | 11.48 | 50.9 | 2759.3 | 0.45 | 918.4 | 133.2 | 1051.6 | 38.71 | 1.27 | 0.28 | 40.26 | 41.84 | 1.38 | 0.31 | 43.52 | 673805.6 | 149321.7 | 176 | 4257.5 | 0 | 8374.7 | 140592.3 | 0 | 556.4 | 17595.8 | 210822.7 | 0 | 8943.1 | 3315.4 | 38939.9 | 88396.1 | 6878 | 13788.1 | 0 | 113554.9 | 17059.2 | 555.4 | 12860.5 | 12039 | 2356.3 | 8315.2
4649 | 194 | Day194 | 16 | Hour16 | 7 | Summer | 2117 | #N/A | Summer | 679834.5 | 2024-07-13 16:00 | 675094.2 | 166.3 | 0 | 4573.9 | 679834.5 | 645645.8 | 535858 | 0.0436 | 0.0747 | 0.45 | 0.44 | 369.7 | 28.5 | 4.05 | 26 | 1222 | 0.23 | 371.6 | 62.5 | 434.1 | 395.2 | 30.4 | 4.32 | 27.9 | 1309.2 | 0.24 | 397.3 | 67 | 464.3 | 158 | 4.3 | 0.54 | 17.9 | 749.8 | 0.09 | 158.3 | 40.3 | 198.6 | 1065 | 112.6 | 16.31 | 42.1 | 2622 | 0.53 | 1072.8 | 120.4 | 1193.2 | 38.82 | 1.98 | 0.28 | 41.08 | 42 | 2.13 | 0.31 | 44.44 | 679834.5 | 143976.5 | 119.2 | 4257.5 | 0 | 8374.7 | 140791.9 | 0 | 644.7 | 14999.3 | 213732.5 | 0 | 11474.6 | 3315.4 | 41293.1 | 88396.1 | 9214.7 | 14888.2 | 0 | 106868.5 | 20940.4 | 523.6 | 13595.1 | 13103.7 | 842.8 | 8315.2
4650 | 194 | Day194 | 17 | Hour17 | 7 | Summer | 2117 | #N/A | Summer | 677974.9 | 2024-07-13 17:00 | 673272 | 18.9 | 0 | 4684 | 677974.9 | 643940.4 | 550790.5 | 0.0436 | 0.0745 | 0.43 | 0.42 | 380.3 | 28.9 | 4.11 | 27.1 | 1269.1 | 0.23 | 382.3 | 65 | 447.3 | 406.6 | 30.8 | 4.38 | 29.1 | 1359.6 | 0.25 | 408.7 | 69.7 | 478.4 | 214.5 | 6.2 | 0.86 | 24.7 | 950.6 | 0.17 | 214.9 | 53 | 267.9 | 678 | 18.2 | 2.11 | 75.2 | 3374.2 | 0.3 | 679.1 | 175.8 | 854.9 | 39.48 | 5.55 | 0.28 | 45.31 | 42.7 | 6.03 | 0.31 | 49.04 | 677974.9 | 127184.4 | 1043.4 | 4257.5 | 0 | 8374.7 | 141383.6 | 0 | 685.2 | 12037.3 | 215449.2 | 0 | 18038.9 | 3315.4 | 45686.6 | 88396.1 | 9956.8 | 14888.2 | 0 | 88436.3 | 25505.6 | 520 | 8415.5 | 14217.4 | 1217.3 | 8315.2
4651 | 194 | Day194 | 18 | Hour18 | 7 | Summer | 2117 | #N/A | Summer | 667014.2 | 2024-07-13 18:00 | 662376.6 | 0 | 0 | 4637.6 | 667014.2 | 633852.3 | 569665.6 | 0.0431 | 0.0733 | 0.41 | 0.39 | 397.3 | 29.8 | 4.24 | 28.8 | 1330.8 | 0.25 | 399.4 | 68.5 | 467.8 | 425.5 | 31.8 | 4.52 | 31 | 1428.9 | 0.27 | 427.7 | 73.6 | 501.3 | 342.1 | 11.3 | 1.64 | 38.8 | 1422.7 | 0.3 | 342.9 | 81.2 | 424.1 | 921.3 | 43.6 | 7.27 | 102.3 | 2669.5 | 1.35 | 924.6 | 182.3 | 1106.8 | 67.92 | 22.97 | 0.28 | 91.18 | 73.37 | 24.93 | 0.31 | 98.6 | 667014.2 | 97348.5 | 3515.2 | 4257.5 | 0 | 8374.7 | 142213.6 | 0 | 638.2 | 6699.2 | 219096.8 | 0 | 21412.3 | 3315.4 | 52088.5 | 88396.1 | 12120.8 | 14874.7 | 0 | 60284.5 | 29249 | 477.6 | 6518.1 | 13338.6 | 1157.6 | 8315.2
4652 | 194 | Day194 | 19 | Hour19 | 7 | Summer | 2117 | #N/A | Summer | 647052.8 | 2024-07-13 19:00 | 642864.3 | 0 | 0 | 4188.4 | 647052.7 | 615767.4 | 578012.9 | 0.0421 | 0.0711 | 0.39 | 0.37 | 413.1 | 31.4 | 4.47 | 29.5 | 1369.7 | 0.26 | 415.3 | 70.4 | 485.6 | 442.1 | 33.5 | 4.77 | 31.7 | 1469.8 | 0.28 | 444.4 | 75.6 | 520 | 426.2 | 12.9 | 1.84 | 49.3 | 1817.6 | 0.37 | 427 | 103.6 | 530.6 | 707.7 | 13.5 | 1.39 | 83.7 | 3673.2 | 0.32 | 708.5 | 193.3 | 901.8 | 43.61 | 41.73 | 0.28 | 85.62 | 46.96 | 45.17 | 0.3 | 92.43 | 647052.8 | 69039.8 | 2786 | 4257.5 | 0 | 8374.7 | 146639.1 | 0 | 450 | 3244.8 | 221480.2 | 0 | 16950.2 | 3315.4 | 56466.8 | 88396.1 | 12250.4 | 17096.6 | 0 | 28814.5 | 36091.8 | 438.8 | 3903.9 | 10174.9 | 3723.2 | 8315.2
4653 | 194 | Day194 | 20 | Hour20 | 7 | Summer | 2117 | #N/A | Summer | 626383.8 | 2024-07-13 20:00 | 622375.6 | 0 | 0 | 4008.1 | 626383.7 | 596721.6 | 572976.1 | 0.0412 | 0.0688 | 0.37 | 0.36 | 420 | 32.2 | 4.58 | 29.7 | 1390.5 | 0.26 | 422.3 | 71.2 | 493.4 | 449.4 | 34.3 | 4.88 | 31.9 | 1492.4 | 0.28 | 451.8 | 76.5 | 528.3 | 454.9 | 14.8 | 2.13 | 51.6 | 1909.3 | 0.39 | 455.9 | 108.6 | 564.5 | 716.8 | 15.7 | 1.97 | 86.1 | 3425.1 | 0.49 | 717.8 | 188.3 | 906.1 | 45.56 | 40.82 | 0.28 | 86.66 | 48.94 | 44.1 | 0.3 | 93.35 | 626383.8 | 53407.6 | 4128.4 | 4257.5 | 0 | 8374.7 | 146327.4 | 0 | 118.1 | 1070.5 | 221384.3 | 0 | 14175 | 3315.4 | 53987.3 | 88396.1 | 10538.5 | 18091.6 | 0 | 5258.5 | 46593.3 | 367.3 | 1025.2 | 3767.8 | 5069.2 | 8315.2
4654 | 194 | Day194 | 21 | Hour21 | 7 | Summer | 2117 | #N/A | Summer | 605813.6 | 2024-07-13 21:00 | 601083.6 | 0 | 0 | 4730.1 | 605813.6 | 576831.2 | 549625 | 0.0403 | 0.0666 | 0.37 | 0.36 | 421.6 | 32.8 | 4.67 | 29.3 | 1386.3 | 0.25 | 423.9 | 70.7 | 494.6 | 444.8 | 34.5 | 4.91 | 31.1 | 1466.8 | 0.27 | 447.1 | 74.9 | 522 | 411.1 | 14.5 | 2.09 | 45.6 | 1694.8 | 0.35 | 412.1 | 96.2 | 508.3 | 465.9 | 8.8 | 0.88 | 55 | 2436.1 | 0.2 | 466.4 | 127.7 | 594.1 | 39.48 | 26.98 | 0.29 | 66.75 | 42.31 | 29.1 | 0.31 | 71.72 | 605813.6 | 56188.7 | 5525.3 | 4257.5 | 0 | 8374.7 | 145428.5 | 0 | 0 | 188.4 | 220167.8 | 0 | 7595.1 | 3315.4 | 49327.5 | 88396.1 | 8790.5 | 8446.6 | 0 | 222.5 | 55457.5 | 320.3 | 287.2 | 3303 | 4028.6 | 8315.2
4655 | 194 | Day194 | 22 | Hour22 | 7 | Summer | 2117 | #N/A | Summer | 569034 | 2024-07-13 22:00 | 564515.2 | 0 | 0 | 4518.6 | 569033.9 | 542567.4 | 508157 | 0.0389 | 0.0627 | 0.39 | 0.39 | 402.4 | 31.3 | 4.45 | 28 | 1332.1 | 0.24 | 404.6 | 67.8 | 472.4 | 420.8 | 32.6 | 4.64 | 29.4 | 1395.4 | 0.25 | 423 | 71.1 | 494.1 | 450.7 | 23.4 | 3.23 | 40.7 | 1813.9 | 0.26 | 452.3 | 94.8 | 547.1 | 945.2 | 94.8 | 13.67 | 41.8 | 2503.9 | 0.46 | 951.7 | 116.6 | 1068.3 | 35.11 | 12.96 | 0.29 | 48.35 | 37.47 | 13.93 | 0.31 | 51.71 | 569034 | 60877 | 2976 | 4250 | 0 | 8374.7 | 131305.7 | 0 | 0 | 0.1 | 206356.8 | 0 | 4139.8 | 3315.4 | 48445 | 88396.1 | 5943.7 | 4653.7 | 0 | 0.7 | 60584.6 | 291.5 | 47.7 | 1635.3 | 3810.3 | 8315.2
4656 | 194 | Day194 | 23 | Hour23 | 7 | Summer | 2117 | #N/A | Summer | 531351.3 | 2024-07-13 23:00 | 525268 | 110 | 1340.7 | 4632.5 | 531351.3 | 505645.1 | 466583.4 | 0.0373 | 0.0586 | 0.42 | 0.42 | 374.2 | 28.4 | 4.03 | 27 | 1258.8 | 0.23 | 376.2 | 64.5 | 440.7 | 389.9 | 29.5 | 4.19 | 28.2 | 1313.9 | 0.24 | 391.9 | 67.4 | 459.3 | 500.8 | 31.7 | 4.41 | 39.4 | 1885.4 | 0.25 | 502.9 | 95.6 | 598.6 | 880.6 | 88.8 | 12.82 | 38.7 | 2303.8 | 0.44 | 886.8 | 107.5 | 994.3 | 32.45 | 1.6 | 0.29 | 34.34 | 34.5 | 1.72 | 0.31 | 36.52 | 531351.3 | 64768 | 2919.7 | 4247.1 | 0 | 8374.7 | 110555.6 | 0 | 0 | 0 | 189694.8 | 0 | 3154 | 3315.4 | 48088 | 88396.1 | 5638.5 | 2199.5 | 0 | 0 | 64515.5 | 252.4 | 0.1 | 522.8 | 3072.6 | 8315.2
4657 | 195 | Day195 | 0 | Hour0 | 7 | Summer | 48 | 670698 | Summer | 505796.6 | 2024-07-14 | 489138 | 110 | 11462.4 | 5086.2 | 505796.6 | 471539 | 441088.4 | 0.036 | 0.0546 | 0.43 | 0.43 | 361.3 | 27 | 3.83 | 26.6 | 1229.1 | 0.22 | 363.2 | 63.3 | 426.4 | 376.1 | 28.1 | 3.98 | 27.6 | 1279.1 | 0.23 | 378 | 65.8 | 443.8 | 529.5 | 34.5 | 4.82 | 40.7 | 1961.6 | 0.27 | 531.8 | 99.2 | 631 | 565.3 | 14.3 | 1.65 | 63.7 | 2826.3 | 0.26 | 566.2 | 148 | 714.1 | 30.09 | 0 | 0.29 | 30.38 | 31.84 | 0 | 0.31 | 32.15 | 505796.6 | 64708.2 | 125.9 | 4247.1 | 0 | 8374.7 | 99134.8 | 0 | 0 | 0 | 180260.3 | 0 | 3046.8 | 3315.4 | 47663.4 | 88396.1 | 5325.7 | 1198.1 | 0 | 0 | 64420.4 | 287.8 | 0 | 35 | 107.3 | 8315.2
4658 | 195 | Day195 | 1 | Hour1 | 7 | Summer | 2117 | #N/A | Summer | 479654.3 | 2024-07-14 01:00 | 459633.5 | 110.5 | 14888.2 | 5022 | 479654.3 | 443629.9 | 416612.3 | 0.0348 | 0.0512 | 0.44 | 0.44 | 357.2 | 26.7 | 3.78 | 26.4 | 1215.4 | 0.23 | 359 | 62.7 | 421.7 | 371.5 | 27.8 | 3.94 | 27.4 | 1262.2 | 0.23 | 373.4 | 65.1 | 438.4 | 543.3 | 37.4 | 5.25 | 40 | 1951.1 | 0.28 | 545.8 | 98.2 | 644 | 861.4 | 82.8 | 11.91 | 41.6 | 2383.5 | 0.43 | 867.1 | 112.7 | 979.8 | 29.18 | 0 | 0.29 | 29.47 | 30.76 | 0 | 0.31 | 31.07 | 479654.3 | 63042 | 0 | 4247.1 | 0 | 8374.7 | 92732 | 0 | 0 | 0 | 168929.6 | 0 | 3046.8 | 3315.4 | 42468.7 | 88396.1 | 5101.8 | 0 | 0 | 0 | 62736.1 | 306 | 0 | 0 | 0 | 8315.2
4659 | 195 | Day195 | 2 | Hour2 | 7 | Summer | 2117 | #N/A | Summer | 458813.2 | 2024-07-14 02:00 | 438297.9 | 1077.9 | 14888.2 | 4549.2 | 458813.2 | 423402.4 | 398008.1 | 0.034 | 0.0487 | 0.44 | 0.43 | 357.6 | 26.5 | 3.76 | 26.7 | 1221.5 | 0.23 | 359.4 | 63.2 | 422.6 | 371.6 | 27.6 | 3.91 | 27.7 | 1267.5 | 0.24 | 373.5 | 65.5 | 439 | 533.6 | 35.2 | 4.93 | 40.6 | 1962.5 | 0.27 | 536 | 99.2 | 635.2 | 983 | 105.8 | 15.34 | 37.2 | 2364.5 | 0.49 | 990.3 | 107.8 | 1098.1 | 28.57 | 0 | 0.29 | 28.86 | 30.04 | 0 | 0.3 | 30.35 | 458813.2 | 60805.1 | 0 | 4247.1 | 0 | 8374.7 | 88027.4 | 0 | 0 | 0 | 163118.6 | 0 | 3046.8 | 3315.4 | 34517.2 | 88396.1 | 4964.8 | 0 | 0 | 0 | 60512.3 | 292.8 | 0 | 0 | 0 | 8315.2
4660 | 195 | Day195 | 3 | Hour3 | 7 | Summer | 2117 | #N/A | Summer | 450144.4 | 2024-07-14 03:00 | 426854.4 | 4054 | 14888.2 | 4347.8 | 450144.5 | 412544 | 392960 | 0.0335 | 0.0472 | 0.43 | 0.42 | 363.8 | 27 | 3.83 | 27.2 | 1242.6 | 0.23 | 365.7 | 64.3 | 429.9 | 378.7 | 28.2 | 4 | 28.1 | 1289.7 | 0.24 | 380.6 | 66.6 | 447.3 | 527.8 | 34.3 | 4.78 | 40.7 | 1959 | 0.27 | 530.1 | 99.2 | 629.3 | 951.8 | 99.1 | 14.32 | 38.9 | 2408.3 | 0.47 | 958.7 | 110.8 | 1069.4 | 28.47 | 0 | 0.3 | 28.77 | 29.88 | 0 | 0.3 | 30.18 | 450144.4 | 57184.5 | 0 | 4247.1 | 0 | 8374.7 | 87932 | 0 | 0 | 0.1 | 162796.6 | 0 | 3000.6 | 3315.4 | 29967.9 | 88396.1 | 4929.4 | 0 | 0 | 0.5 | 56950.7 | 233.2 | 0 | 0 | 0 | 8315.2
4661 | 195 | Day195 | 4 | Hour4 | 7 | Summer | 2117 | #N/A | Summer | 445513.1 | 2024-07-14 04:00 | 425326 | 1374 | 14888.2 | 3924.9 | 445513.1 | 411114.3 | 393547.5 | 0.0334 | 0.0469 | 0.41 | 0.41 | 372 | 27.7 | 3.92 | 27.7 | 1268.5 | 0.24 | 373.9 | 65.5 | 439.4 | 386.5 | 28.8 | 4.08 | 28.7 | 1316.4 | 0.24 | 388.5 | 68 | 456.5 | 538.4 | 35.9 | 5.02 | 40.7 | 1971.2 | 0.27 | 540.8 | 99.5 | 640.3 | 582.1 | 30.1 | 4.04 | 51.5 | 2439.8 | 0.27 | 584.1 | 124.2 | 708.4 | 28.66 | 0 | 0.29 | 28.94 | 30.08 | 0 | 0.3 | 30.37 | 445513.1 | 51965.6 | 0 | 4247.1 | 0 | 8374.7 | 89311 | 0 | 0 | 114 | 164215.4 | 0 | 2983.1 | 3315.4 | 27775.1 | 88396.1 | 4929.4 | 0 | 0 | 504.1 | 51150.5 | 196.9 | 0.3 | 0 | 0 | 8315.2
4662 | 195 | Day195 | 5 | Hour5 | 7 | Summer | 2117 | #N/A | Summer | 455506.8 | 2024-07-14 05:00 | 436075.2 | 1086.3 | 14888.2 | 3457.1 | 455506.8 | 421370.6 | 402080.7 | 0.0337 | 0.048 | 0.4 | 0.4 | 379 | 28.4 | 4.02 | 28 | 1288.6 | 0.24 | 380.9 | 66.4 | 447.3 | 394.7 | 29.6 | 4.19 | 29 | 1340 | 0.25 | 396.7 | 69 | 465.7 | 498.8 | 32.9 | 4.6 | 38 | 1834.2 | 0.25 | 501 | 92.7 | 593.8 | 672.4 | 54.7 | 7.75 | 41.4 | 2186.5 | 0.32 | 676.1 | 106.6 | 782.7 | 28.86 | 0 | 0.29 | 29.15 | 30.31 | 0 | 0.29 | 30.6 | 455506.8 | 53426.1 | 0 | 4247.1 | 0 | 8374.7 | 93719.8 | 0 | 0 | 427 | 169980.9 | 0 | 2983.1 | 3315.4 | 26134.1 | 88396.1 | 4929.4 | 0 | 0 | 6946 | 45892.8 | 160.2 | 388.4 | 0 | 0 | 8315.2
4663 | 195 | Day195 | 6 | Hour6 | 7 | Summer | 2117 | #N/A | Summer | 475991.9 | 2024-07-14 06:00 | 455264.2 | 2487.6 | 14888.2 | 3352 | 475991.9 | 439615.7 | 401983.5 | 0.0344 | 0.0502 | 0.43 | 0.42 | 365.1 | 27.4 | 3.89 | 26.8 | 1237.9 | 0.23 | 366.9 | 63.8 | 430.7 | 381.6 | 28.8 | 4.08 | 27.9 | 1290.9 | 0.24 | 383.6 | 66.4 | 450 | 293.7 | 14.7 | 2.01 | 26.7 | 1214.8 | 0.15 | 294.7 | 63 | 357.7 | 513.6 | 9.7 | 0.97 | 60.7 | 2685.5 | 0.22 | 514.1 | 140.8 | 654.9 | 28.82 | 0 | 0.3 | 29.12 | 30.34 | 0 | 0.29 | 30.63 | 475991.9 | 74008.4 | 0 | 4247.1 | 0 | 8374.7 | 94846.9 | 0 | 0 | 4288.6 | 169419 | 0 | 2983.1 | 3315.4 | 25471.7 | 88396.1 | 4929.4 | 0 | 0 | 30684.1 | 38893.6 | 142.1 | 2595.6 | 0 | 0 | 8315.2
4664 | 195 | Day195 | 7 | Hour7 | 7 | Summer | 2117 | #N/A | Summer | 502264.4 | 2024-07-14 07:00 | 483193.7 | 928.1 | 14629.6 | 3513 | 502264.4 | 466080.1 | 405083.4 | 0.0354 | 0.0533 | 0.45 | 0.45 | 354.7 | 27.2 | 3.86 | 25.5 | 1185.9 | 0.22 | 356.5 | 60.9 | 417.4 | 370.1 | 28.5 | 4.04 | 26.5 | 1234.5 | 0.23 | 372.1 | 63.3 | 435.4 | 165.5 | 4.2 | 0.51 | 18.9 | 803.8 | 0.09 | 165.8 | 42.9 | 208.7 | 437 | 10.7 | 1.2 | 49.4 | 2208.1 | 0.19 | 437.6 | 115.3 | 552.9 | 29.05 | 0 | 0.29 | 29.34 | 30.68 | 0 | 0.3 | 30.98 | 502264.4 | 97181 | 0 | 4247.1 | 0 | 8374.7 | 100027.8 | 0 | 3.4 | 7384.5 | 167029.6 | 0 | 2983.1 | 3315.4 | 25780.1 | 88396.1 | 4929.4 | 0 | 0 | 65491.6 | 24177.9 | 123.6 | 4059.4 | 0 | 0 | 8315.2
4665 | 195 | Day195 | 8 | Hour8 | 7 | Summer | 2117 | #N/A | Summer | 530494.1 | 2024-07-14 08:00 | 515257.6 | 1648.2 | 9760 | 3828.3 | 530494.1 | 496358.8 | 406794.8 | 0.0367 | 0.0569 | 0.48 | 0.48 | 344.6 | 27 | 3.84 | 24.2 | 1134.3 | 0.21 | 346.5 | 58.1 | 404.6 | 360.3 | 28.3 | 4.03 | 25.2 | 1182.2 | 0.22 | 362.2 | 60.5 | 422.7 | 147.7 | 3.9 | 0.49 | 16.7 | 709.9 | 0.08 | 147.9 | 37.9 | 185.8 | 893.5 | 90.2 | 13 | 39.9 | 2353.2 | 0.45 | 899.7 | 110.2 | 1009.9 | 28.09 | 0 | 0.29 | 28.38 | 29.82 | 0 | 0.3 | 30.12 | 530494.1 | 123699.4 | 0 | 4247.1 | 0 | 8374.7 | 105821.9 | 0 | 270 | 9971.3 | 163775.1 | 0 | 2983.1 | 3315.4 | 25094.8 | 88253.2 | 4929.4 | 0 | 0 | 98553.1 | 14767.9 | 137 | 6380.8 | 0 | 0 | 8315.2
4666 | 195 | Day195 | 9 | Hour9 | 7 | Summer | 2117 | #N/A | Summer | 556339 | 2024-07-14 09:00 | 547573.2 | 3298 | 1508.3 | 3959.3 | 556338.9 | 526765.3 | 416886.8 | 0.038 | 0.0605 | 0.48 | 0.48 | 340.5 | 26.7 | 3.79 | 23.8 | 1121.3 | 0.21 | 342.3 | 57.3 | 399.6 | 355.6 | 27.9 | 3.97 | 24.9 | 1169.6 | 0.22 | 357.5 | 59.8 | 417.3 | 130.5 | 3.4 | 0.41 | 14.8 | 633.6 | 0.07 | 130.8 | 33.7 | 164.5 | 1220.6 | 130.6 | 18.9 | 46.7 | 2977.9 | 0.6 | 1229.7 | 135.6 | 1365.3 | 29.32 | 0 | 0.28 | 29.61 | 31.27 | 0 | 0.3 | 31.58 | 556339 | 139452.1 | 0 | 4247.1 | 0 | 8374.7 | 109578.9 | 0 | 458.9 | 12890.3 | 170518 | 0 | 2983.1 | 3315.4 | 24544.1 | 88396.1 | 4929.4 | 0 | 0 | 113059.7 | 12894.1 | 149 | 8441.8 | 10.1 | 0 | 8315.2
4667 | 195 | Day195 | 10 | Hour10 | 7 | Summer | 2117 | #N/A | Summer | 588025.5 | 2024-07-14 10:00 | 580288.6 | 3435.3 | 0 | 4301.6 | 588025.5 | 557442.6 | 437575.8 | 0.0394 | 0.0641 | 0.48 | 0.48 | 346.7 | 27.4 | 3.9 | 23.9 | 1135 | 0.21 | 348.6 | 57.8 | 406.4 | 362.4 | 28.7 | 4.08 | 25 | 1185.1 | 0.22 | 364.3 | 60.3 | 424.7 | 109.2 | 2.6 | 0.31 | 12.7 | 534.4 | 0.06 | 109.3 | 28.6 | 138 | 755.6 | 59 | 8.35 | 48.9 | 2519 | 0.37 | 759.6 | 124.1 | 883.7 | 31.33 | 0 | 0.28 | 31.61 | 33.53 | 0 | 0.3 | 33.83 | 588025.5 | 150449.7 | 76.4 | 4250 | 0 | 8374.7 | 119503.7 | 0 | 607.5 | 15470.6 | 180071.5 | 0 | 3046.8 | 3315.4 | 25596.8 | 88396.1 | 4944.4 | 0 | 0 | 122974.7 | 11221.3 | 175.6 | 10801.5 | 623.6 | 36.4 | 8315.2
4668 | 195 | Day195 | 11 | Hour11 | 7 | Summer | 2117 | #N/A | Summer | 618332.6 | 2024-07-14 11:00 | 608814.8 | 3694.5 | 1199.9 | 4623.5 | 618332.6 | 584075.9 | 461333.9 | 0.0406 | 0.0674 | 0.47 | 0.46 | 358.5 | 28.7 | 4.08 | 24.3 | 1162.3 | 0.22 | 360.5 | 59 | 419.5 | 375.8 | 30.1 | 4.28 | 25.5 | 1217.1 | 0.23 | 377.9 | 61.8 | 439.7 | 106.7 | 2.5 | 0.29 | 12.4 | 524.1 | 0.06 | 106.8 | 28.1 | 134.9 | 1164.8 | 112 | 16.11 | 56.2 | 3223.5 | 0.58 | 1172.5 | 152.4 | 1324.9 | 34.01 | 0 | 0.29 | 34.3 | 36.55 | 0 | 0.31 | 36.86 | 618332.6 | 156998.7 | 88 | 4257.5 | 0 | 8374.7 | 131478.1 | 0 | 770.6 | 17632.4 | 189682.5 | 0 | 3300.2 | 3315.4 | 26678.1 | 88396.1 | 5747.4 | 15.9 | 0 | 128132.9 | 10216.3 | 246.6 | 13205.2 | 6415.6 | 560.6 | 8315.2
4669 | 195 | Day195 | 12 | Hour12 | 7 | Summer | 2117 | #N/A | Summer | 641086.9 | 2024-07-14 12:00 | 631836.2 | 3194.8 | 1183.6 | 4872.3 | 641086.9 | 605501.7 | 481491.9 | 0.0417 | 0.0699 | 0.46 | 0.46 | 362.3 | 29 | 4.13 | 24.5 | 1173.9 | 0.22 | 364.2 | 59.5 | 423.8 | 381.7 | 30.5 | 4.34 | 25.9 | 1237.6 | 0.23 | 383.8 | 62.8 | 446.6 | 114.6 | 2.7 | 0.33 | 13.4 | 555.8 | 0.07 | 114.8 | 30 | 144.8 | 471.3 | 12.1 | 1.41 | 53 | 2344.5 | 0.22 | 472 | 122.9 | 594.9 | 35.59 | 0 | 0.28 | 35.88 | 38.37 | 0 | 0.31 | 38.68 | 641086.9 | 159595 | 110.3 | 4257.5 | 0 | 8374.7 | 137424.1 | 0 | 848.8 | 16059.9 | 197814.7 | 0 | 3319.2 | 3315.4 | 28866.1 | 88396.1 | 6112.2 | 3501.4 | 0 | 131494.8 | 10871.6 | 319.8 | 15132 | 11733.8 | 649.9 | 8315.2
4670 | 195 | Day195 | 13 | Hour13 | 7 | Summer | 2117 | #N/A | Summer | 657242.2 | 2024-07-14 13:00 | 649909.5 | 2589.4 | 0 | 4743.3 | 657242.2 | 622302.1 | 498874.7 | 0.0425 | 0.0719 | 0.46 | 0.45 | 360.2 | 28.6 | 4.07 | 24.5 | 1172.7 | 0.22 | 362.1 | 59.5 | 421.7 | 383.9 | 30.4 | 4.33 | 26.2 | 1251.6 | 0.23 | 386 | 63.6 | 449.5 | 109.4 | 3.2 | 0.4 | 12.1 | 518.8 | 0.06 | 109.6 | 27.6 | 137.2 | 624.9 | 17.8 | 2.13 | 68.6 | 3060.1 | 0.29 | 626 | 159.9 | 785.9 | 36.89 | 0 | 0.28 | 37.17 | 39.84 | 0 | 0.3 | 40.14 | 657242.2 | 158367.5 | 137.4 | 4257.5 | 0 | 8374.7 | 138781.4 | 0 | 700.8 | 16097.2 | 202289.2 | 0 | 4540.8 | 3315.4 | 30959.3 | 88396.1 | 6325.4 | 11497.5 | 0 | 128318.6 | 12854.5 | 396.4 | 13133.1 | 12026.4 | 2094.4 | 8315.2
4671 | 195 | Day195 | 14 | Hour14 | 7 | Summer | 2117 | #N/A | Summer | 665620 | 2024-07-14 14:00 | 660624.3 | 303.8 | 0 | 4691.8 | 665619.9 | 632256.9 | 508875.5 | 0.0429 | 0.0731 | 0.46 | 0.45 | 362.6 | 28.5 | 4.06 | 25 | 1187.8 | 0.22 | 364.6 | 60.4 | 425 | 386.9 | 30.3 | 4.32 | 26.8 | 1270 | 0.23 | 389 | 64.7 | 453.7 | 114.8 | 3.3 | 0.42 | 12.8 | 541.5 | 0.07 | 115 | 29 | 144 | 663.2 | 18.6 | 2.22 | 73 | 3256.4 | 0.3 | 664.3 | 170.1 | 834.5 | 37.51 | 0.19 | 0.28 | 37.98 | 40.52 | 0.2 | 0.3 | 41.03 | 665620 | 156744.4 | 164.5 | 4257.5 | 0 | 8374.7 | 139446.2 | 0 | 698.1 | 16152.5 | 205499.7 | 0 | 7369.9 | 3315.4 | 31481.8 | 88396.1 | 7095.2 | 13474.5 | 0 | 123555.4 | 15957 | 381.4 | 12528.4 | 11328.6 | 3078.6 | 8315.2
4672 | 195 | Day195 | 15 | Hour15 | 7 | Summer | 2117 | #N/A | Summer | 669905 | 2024-07-14 15:00 | 665166.8 | 0 | 0 | 4738.3 | 669905.1 | 636476.7 | 515433.3 | 0.0431 | 0.0735 | 0.46 | 0.45 | 363.6 | 28.5 | 4.05 | 25.1 | 1193.1 | 0.22 | 365.5 | 60.7 | 426.2 | 388 | 30.3 | 4.31 | 26.9 | 1276.3 | 0.23 | 390.1 | 65 | 455.1 | 128.9 | 4 | 0.53 | 14.2 | 593.2 | 0.08 | 129.2 | 31.9 | 161 | 524.4 | 16.1 | 1.97 | 56.5 | 2529 | 0.24 | 525.4 | 132 | 657.4 | 38.28 | 2.07 | 0.28 | 40.63 | 41.36 | 2.25 | 0.3 | 43.92 | 669905 | 154471.8 | 378.4 | 4257.5 | 0 | 8374.7 | 140192.8 | 0 | 692.8 | 14426.3 | 207210.7 | 0 | 8274.6 | 3315.4 | 34200.1 | 88396.1 | 7197.8 | 13635.1 | 0 | 116922.3 | 22082.8 | 347.5 | 12289.3 | 12529.6 | 944.8 | 8315.2
4673 | 195 | Day195 | 16 | Hour16 | 7 | Summer | 2117 | #N/A | Summer | 670698 | 2024-07-14 16:00 | 665766.4 | 0 | 0 | 4931.6 | 670697.9 | 637047.4 | 525837.3 | 0.0431 | 0.0735 | 0.45 | 0.44 | 366.7 | 28.6 | 4.07 | 25.5 | 1207.2 | 0.22 | 368.6 | 61.5 | 430.1 | 391.3 | 30.4 | 4.32 | 27.3 | 1291.4 | 0.24 | 393.4 | 65.9 | 459.2 | 149.1 | 4.8 | 0.63 | 16.4 | 678.7 | 0.09 | 149.4 | 36.6 | 186 | 694.1 | 25.8 | 3.28 | 70.4 | 3226 | 0.31 | 695.8 | 166.7 | 862.4 | 38.75 | 4.05 | 0.28 | 43.08 | 41.87 | 4.4 | 0.3 | 46.58 | 670698 | 144860.7 | 719 | 4257.5 | 0 | 8374.7 | 140450.8 | 0 | 334.9 | 12935.7 | 210398.1 | 0 | 8898 | 3315.4 | 39805.7 | 88396.1 | 7585.1 | 13636.8 | 0 | 103136.8 | 28147.7 | 305.5 | 10898.5 | 12110 | 1203.2 | 8315.2
4674 | 195 | Day195 | 17 | Hour17 | 7 | Summer | 2117 | #N/A | Summer | 662746 | 2024-07-14 17:00 | 658079.7 | 0 | 0 | 4666.3 | 662746 | 629939.5 | 530608.7 | 0.0428 | 0.0726 | 0.44 | 0.43 | 376.8 | 29.1 | 4.15 | 26.4 | 1241.2 | 0.23 | 378.8 | 63.5 | 442.2 | 402.4 | 31 | 4.41 | 28.4 | 1329.2 | 0.25 | 404.5 | 68.1 | 472.6 | 200.7 | 6.5 | 0.9 | 22.5 | 869.1 | 0.16 | 201.2 | 48.4 | 249.6 | 723.7 | 31 | 4.07 | 70 | 3211.6 | 0.34 | 725.8 | 165.8 | 891.6 | 38.85 | 8.86 | 0.28 | 47.99 | 41.93 | 9.64 | 0.31 | 51.87 | 662746 | 132137.2 | 1340.5 | 4257.5 | 0 | 8374.7 | 140513.4 | 0 | 430 | 13426 | 210864.5 | 0 | 11081.7 | 3315.4 | 38583.3 | 88396.1 | 9491.5 | 14390.2 | 0 | 87151.4 | 30847.2 | 282.6 | 7786.6 | 11410.8 | 961.7 | 8315.2
4675 | 195 | Day195 | 18 | Hour18 | 7 | Summer | 2117 | #N/A | Summer | 647064 | 2024-07-14 18:00 | 642550.3 | 0 | 0 | 4513.6 | 647063.9 | 615544 | 550631.6 | 0.042 | 0.0709 | 0.41 | 0.4 | 393.8 | 30.2 | 4.3 | 27.8 | 1304.1 | 0.24 | 395.9 | 66.8 | 462.7 | 421.9 | 32.2 | 4.59 | 30 | 1401.1 | 0.26 | 424.1 | 71.8 | 495.9 | 319.2 | 10 | 1.4 | 36.3 | 1376.9 | 0.26 | 319.9 | 77.4 | 397.4 | 1046.9 | 51.6 | 9.21 | 121.7 | 2414.8 | 1.92 | 1050.9 | 194.2 | 1245.1 | 65.33 | 7.65 | 0.28 | 73.26 | 70.39 | 8.3 | 0.3 | 79 | 647064 | 96432.4 | 3410.5 | 4257.5 | 0 | 8374.7 | 142030 | 0 | 371.4 | 6734.8 | 213841.6 | 0 | 14281 | 3315.4 | 47649.2 | 88396.1 | 9839.6 | 15236 | 0 | 58325.5 | 30760.6 | 240.1 | 8722.2 | 8836 | 1472.9 | 8315.2
4676 | 195 | Day195 | 19 | Hour19 | 7 | Summer | 2117 | #N/A | Summer | 626430.8 | 2024-07-14 19:00 | 622269 | 0 | 0 | 4161.7 | 626430.8 | 596684.4 | 558541.5 | 0.0411 | 0.0686 | 0.39 | 0.37 | 410.3 | 31.6 | 4.51 | 28.8 | 1354.3 | 0.25 | 412.5 | 69.2 | 481.7 | 438.5 | 33.7 | 4.8 | 31 | 1451.5 | 0.27 | 440.8 | 74.3 | 515.1 | 419.3 | 13.6 | 1.95 | 47.7 | 1762.4 | 0.36 | 420.3 | 100.3 | 520.6 | 629.6 | 12.3 | 1.28 | 74.2 | 3255.5 | 0.29 | 630.3 | 171.3 | 801.7 | 41.48 | 1.54 | 0.28 | 43.29 | 44.55 | 1.66 | 0.31 | 46.52 | 626430.8 | 67889.4 | 2358.1 | 4257.5 | 0 | 8374.7 | 144378.8 | 0 | 215.5 | 3725.2 | 218035.4 | 0 | 11426.2 | 3315.4 | 52313.4 | 88396.1 | 9742.5 | 15943.3 | 0 | 26896 | 36811.8 | 241 | 4266.1 | 6663.1 | 1465.7 | 8315.2
4677 | 195 | Day195 | 20 | Hour20 | 7 | Summer | 2117 | #N/A | Summer | 607547.5 | 2024-07-14 20:00 | 603581.5 | 0 | 0 | 3966 | 607547.5 | 579254.6 | 550573.6 | 0.0403 | 0.0666 | 0.38 | 0.37 | 414.7 | 32.3 | 4.6 | 28.8 | 1363.6 | 0.25 | 416.9 | 69.5 | 486.4 | 442 | 34.3 | 4.88 | 30.9 | 1457.8 | 0.27 | 444.4 | 74.4 | 518.8 | 426.2 | 15 | 2.17 | 47.5 | 1749.3 | 0.37 | 427.2 | 99.7 | 526.9 | 495.1 | 9.3 | 0.93 | 58.5 | 2588.8 | 0.22 | 495.6 | 135.7 | 631.3 | 40.44 | 0 | 0.29 | 40.73 | 43.34 | 0 | 0.31 | 43.65 | 607547.5 | 56973.9 | 4578.4 | 4257.5 | 0 | 8374.7 | 143615.6 | 0 | 107.2 | 2058.7 | 216208.1 | 0 | 8124.4 | 3315.4 | 50244.7 | 88396.1 | 8584.6 | 14874 | 0 | 6239.9 | 48292.1 | 276 | 1163.4 | 2026.6 | 2684.6 | 8315.2
4678 | 195 | Day195 | 21 | Hour21 | 7 | Summer | 2117 | #N/A | Summer | 587923.6 | 2024-07-14 21:00 | 583120 | 0 | 0 | 4803.6 | 587923.6 | 560110.6 | 529855.7 | 0.0395 | 0.0644 | 0.38 | 0.37 | 415.6 | 32.7 | 4.66 | 28.5 | 1360.3 | 0.25 | 417.8 | 69.1 | 486.9 | 435.9 | 34.2 | 4.86 | 30.1 | 1431.5 | 0.26 | 438.2 | 72.8 | 511 | 391.7 | 14.2 | 2.01 | 42.6 | 1640.6 | 0.31 | 392.6 | 91.5 | 484.2 | 1246.3 | 86.4 | 14.1 | 113.8 | 2722.9 | 1.85 | 1252.7 | 195.4 | 1448.1 | 37.95 | 0 | 0.29 | 38.24 | 40.57 | 0 | 0.31 | 40.88 | 587923.6 | 58067.8 | 6340.1 | 4257.5 | 0 | 8374.7 | 141952 | 0 | 0 | 204 | 213291.2 | 0 | 3881.9 | 3315.4 | 48256.1 | 88396.1 | 6953.9 | 4836.7 | 0 | 234.9 | 57309.4 | 319.5 | 537.5 | 892.3 | 3892.8 | 8315.2
4679 | 195 | Day195 | 22 | Hour22 | 7 | Summer | 2117 | #N/A | Summer | 554452.2 | 2024-07-14 22:00 | 549783.4 | 0 | 0 | 4668.9 | 554452.2 | 528829.9 | 491335.5 | 0.0381 | 0.0608 | 0.4 | 0.4 | 395.5 | 31.2 | 4.43 | 27.2 | 1299.7 | 0.24 | 397.7 | 66 | 463.7 | 412.8 | 32.5 | 4.61 | 28.5 | 1359.8 | 0.25 | 415.1 | 69.1 | 484.2 | 442.6 | 23.5 | 3.21 | 39.1 | 1799 | 0.23 | 444.1 | 92.7 | 536.9 | 935.6 | 93 | 13.42 | 42.4 | 2489.6 | 0.47 | 942 | 116.7 | 1058.7 | 34.01 | 0 | 0.29 | 34.31 | 36.23 | 0 | 0.32 | 36.54 | 554452.2 | 63116.8 | 3567.1 | 4250 | 0 | 8374.7 | 128470.5 | 0 | 0 | 0 | 197696.1 | 0 | 1739.5 | 3315.4 | 47148.8 | 88396.1 | 4872.7 | 3504.6 | 0 | 0 | 62725.4 | 391.4 | 50.5 | 110.3 | 2271.5 | 8315.2
4680 | 195 | Day195 | 23 | Hour23 | 7 | Summer | 2117 | #N/A | Summer | 520839.6 | 2024-07-14 23:00 | 514806.4 | 0 | 1164.2 | 4868.9 | 520839.5 | 495873.6 | 452382.5 | 0.0368 | 0.0571 | 0.43 | 0.43 | 366.3 | 28 | 3.97 | 26.3 | 1229.7 | 0.22 | 368.2 | 63 | 431.1 | 381 | 29 | 4.12 | 27.4 | 1281.6 | 0.23 | 383 | 65.7 | 448.6 | 507.6 | 32.7 | 4.56 | 39.2 | 1900 | 0.25 | 509.8 | 95.9 | 605.7 | 854.2 | 83.8 | 12.08 | 39.7 | 2307 | 0.43 | 859.9 | 108.6 | 968.5 | 31.42 | 0 | 0.3 | 31.71 | 33.34 | 0 | 0.32 | 33.66 | 520839.6 | 68457 | 3243.4 | 4247.1 | 0 | 8374.7 | 106904.5 | 0 | 0 | 0 | 183837.1 | 0 | 1516.2 | 3315.4 | 46712.9 | 88396.1 | 4811.8 | 1023.2 | 0 | 0 | 67993.9 | 463.1 | 0 | 36.8 | 1074.9 | 8315.2
4681 | 196 | Day196 | 0 | Hour0 | 7 | Summer | 64 | 639762.2 | Summer | 497268.2 | 2024-07-15 | 482724.9 | 110 | 9180.1 | 5253.3 | 497268.2 | 465546.5 | 426799.4 | 0.0356 | 0.0536 | 0.45 | 0.44 | 352.9 | 26.7 | 3.79 | 25.7 | 1191.8 | 0.22 | 354.7 | 61.2 | 416 | 366.7 | 27.7 | 3.93 | 26.7 | 1239.5 | 0.23 | 368.6 | 63.7 | 432.2 | 538.6 | 35.6 | 4.97 | 40.9 | 1986.2 | 0.27 | 541 | 100.1 | 641.2 | 457.5 | 15 | 1.86 | 48.5 | 2175 | 0.21 | 458.5 | 113.3 | 571.8 | 32.78 | 0 | 0.29 | 33.07 | 34.72 | 0 | 0.32 | 35.04 | 497268.2 | 70468.8 | 270.7 | 4247.1 | 0 | 8374.7 | 97268.4 | 0 | 0 | 0 | 172272.3 | 0 | 1516.2 | 3315.4 | 45908 | 88396.1 | 4545.4 | 685.1 | 0 | 0 | 69942.7 | 526.1 | 0 | 18.8 | 105.9 | 8315.2
4682 | 196 | Day196 | 1 | Hour1 | 7 | Summer | 2117 | #N/A | Summer | 475551 | 2024-07-15 01:00 | 455066.2 | 110 | 14672.3 | 5702.6 | 475551 | 439346.7 | 406130.3 | 0.0345 | 0.0505 | 0.46 | 0.46 | 342.8 | 25.9 | 3.68 | 25.1 | 1158 | 0.22 | 344.5 | 59.7 | 404.2 | 356.2 | 27 | 3.82 | 26 | 1202.8 | 0.22 | 358 | 61.9 | 420 | 534.5 | 36.7 | 5.14 | 39.3 | 1928.6 | 0.27 | 537 | 96.9 | 633.9 | 445.6 | 10.1 | 1.12 | 51.3 | 2261.1 | 0.21 | 446.2 | 118.7 | 565 | 28.92 | 0 | 0.3 | 29.22 | 30.45 | 0 | 0.32 | 30.77 | 475551 | 69420.8 | 61 | 4247.1 | 0 | 8374.7 | 90106.3 | 0 | 0 | 0 | 160219 | 0 | 1516.2 | 3315.4 | 45244.6 | 88396.1 | 4330.7 | 319 | 0 | 0 | 68917 | 503.8 | 0 | 0 | 0 | 8315.2
4683 | 196 | Day196 | 2 | Hour2 | 7 | Summer | 2117 | #N/A | Summer | 454416.6 | 2024-07-15 02:00 | 433955.6 | 129.8 | 14888.2 | 5443.1 | 454416.6 | 419298.9 | 387637.1 | 0.0338 | 0.048 | 0.46 | 0.46 | 341.2 | 25.8 | 3.66 | 25.1 | 1153.7 | 0.22 | 343 | 59.6 | 402.6 | 354.3 | 26.8 | 3.8 | 26 | 1197.8 | 0.22 | 356.2 | 61.8 | 418 | 513.6 | 33.3 | 4.65 | 39.5 | 1913.5 | 0.26 | 515.9 | 96.6 | 612.5 | 1105.4 | 118.2 | 17.13 | 42.5 | 2682 | 0.55 | 1113.6 | 122.5 | 1236.1 | 28.16 | 0 | 0.3 | 28.46 | 29.58 | 0 | 0.32 | 29.9 | 454416.6 | 66779.5 | 16.8 | 4247.1 | 0 | 8374.7 | 85477.5 | 0 | 0 | 0 | 152328.5 | 0 | 1516.2 | 3315.4 | 39758.2 | 88396.1 | 4200.8 | 5.7 | 0 | 0 | 66249.4 | 530.1 | 0 | 0 | 0 | 8315.2
4684 | 196 | Day196 | 3 | Hour3 | 7 | Summer | 2117 | #N/A | Summer | 440899.1 | 2024-07-15 03:00 | 420151.8 | 711 | 14888.2 | 5148.1 | 440899.1 | 406168 | 378243.9 | 0.0333 | 0.0464 | 0.46 | 0.46 | 343.9 | 25.9 | 3.67 | 25.5 | 1166.5 | 0.22 | 345.7 | 60.3 | 406 | 357.2 | 26.9 | 3.81 | 26.4 | 1210.7 | 0.23 | 359 | 62.5 | 421.5 | 501.7 | 31.4 | 4.36 | 39.7 | 1904.7 | 0.25 | 503.8 | 96.5 | 600.3 | 815 | 73.1 | 10.47 | 44.1 | 2418.8 | 0.4 | 820.1 | 116.3 | 936.4 | 27.76 | 0 | 0.3 | 28.06 | 29.11 | 0 | 0.31 | 29.42 | 440899.1 | 62655.2 | 0 | 4247.1 | 0 | 8374.7 | 82949.2 | 0 | 0 | 0 | 150217.4 | 0 | 1516.2 | 3315.4 | 35107.2 | 88396.1 | 4120.5 | 0 | 0 | 0.1 | 62073 | 582.1 | 0 | 0 | 0 | 8315.2
4685 | 196 | Day196 | 4 | Hour4 | 7 | Summer | 2117 | #N/A | Summer | 434271.7 | 2024-07-15 04:00 | 413084.6 | 1475.8 | 14888.2 | 4823.2 | 434271.7 | 399439.7 | 375930.1 | 0.033 | 0.0456 | 0.45 | 0.45 | 349.9 | 26.4 | 3.74 | 25.9 | 1185.2 | 0.22 | 351.7 | 61.2 | 412.9 | 363.7 | 27.5 | 3.9 | 26.8 | 1230.7 | 0.23 | 365.6 | 63.5 | 429.2 | 503.9 | 31.3 | 4.35 | 40.1 | 1919.1 | 0.25 | 506 | 97.3 | 603.3 | 1021.5 | 108.5 | 15.72 | 39.9 | 2500.8 | 0.51 | 1029.1 | 114.6 | 1143.6 | 27.81 | 0 | 0.3 | 28.11 | 29.13 | 0 | 0.31 | 29.44 | 434271.7 | 58341.6 | 0 | 4247.1 | 0 | 8374.7 | 83354 | 0 | 0 | 35.2 | 150018.6 | 0 | 1516.2 | 3315.4 | 32640.6 | 88396.1 | 4067.4 | 0 | 0 | 164.4 | 57596.6 | 545.4 | 0.1 | 0 | 0 | 8315.2
4686 | 196 | Day196 | 5 | Hour5 | 7 | Summer | 2117 | #N/A | Summer | 432660 | 2024-07-15 05:00 | 413353.4 | 179.6 | 14888.2 | 4238.9 | 432660 | 399709.3 | 376340.7 | 0.033 | 0.0455 | 0.44 | 0.44 | 355.2 | 27 | 3.82 | 26.1 | 1198.9 | 0.23 | 357.1 | 61.8 | 418.9 | 369.1 | 28 | 3.97 | 27 | 1245.2 | 0.23 | 371 | 64.2 | 435.2 | 474.3 | 29.9 | 4.16 | 37.4 | 1792.6 | 0.24 | 476.4 | 90.8 | 567.2 | 410.5 | 10.5 | 1.21 | 45.9 | 2057.6 | 0.18 | 411.1 | 107.3 | 518.4 | 27.9 | 0 | 0.29 | 28.19 | 29.23 | 0 | 0.3 | 29.53 | 432660 | 56319.4 | 0 | 4247.1 | 0 | 8374.7 | 85248.9 | 0 | 0 | 202 | 150232.8 | 0 | 1452.6 | 3315.4 | 31164.3 | 88396.1 | 3908.7 | 0 | 0 | 4026 | 51452.8 | 638.5 | 123.9 | 0 | 0 | 8315.2
4687 | 196 | Day196 | 6 | Hour6 | 7 | Summer | 2117 | #N/A | Summer | 442942.6 | 2024-07-15 06:00 | 419775.3 | 4332.1 | 14888.2 | 3947.1 | 442942.7 | 405839.7 | 369381 | 0.0332 | 0.0462 | 0.47 | 0.47 | 337.5 | 25.6 | 3.62 | 24.9 | 1140.7 | 0.22 | 339.3 | 58.9 | 398.2 | 352.1 | 26.8 | 3.8 | 25.8 | 1186.7 | 0.22 | 354 | 61.2 | 415.2 | 334 | 19.1 | 2.63 | 28.2 | 1318.1 | 0.17 | 335.3 | 67.5 | 402.8 | 433.5 | 10.9 | 1.23 | 48.8 | 2181.2 | 0.19 | 434.1 | 113.8 | 548 | 27.39 | 0 | 0.31 | 27.7 | 28.71 | 0 | 0.3 | 29.01 | 442942.6 | 73561.7 | 0.1 | 4247.1 | 0 | 8374.7 | 82449.2 | 0 | 0 | 4025.9 | 146549.4 | 0 | 1452.6 | 3315.4 | 30687.7 | 88396.1 | 3908.7 | 0 | 0 | 26024.1 | 43010 | 501.7 | 1267.7 | 0 | 0 | 8315.2
4688 | 196 | Day196 | 7 | Hour7 | 7 | Summer | 2117 | #N/A | Summer | 463305 | 2024-07-15 07:00 | 439797.4 | 4628.4 | 14892.3 | 3986.9 | 463305 | 424889.4 | 367328 | 0.0339 | 0.0486 | 0.5 | 0.49 | 325.5 | 25.1 | 3.56 | 23.6 | 1086.8 | 0.21 | 327.2 | 56 | 383.2 | 340.1 | 26.3 | 3.74 | 24.5 | 1131.6 | 0.22 | 341.9 | 58.3 | 400.2 | 190 | 7.2 | 0.94 | 19.5 | 856.5 | 0.1 | 190.5 | 45 | 235.5 | 830.4 | 78.2 | 11.23 | 41.3 | 2360.8 | 0.4 | 835.8 | 111.8 | 947.6 | 27.01 | 0 | 0.3 | 27.31 | 28.37 | 0 | 0.3 | 28.67 | 463305 | 95977.1 | 0 | 4247.1 | 0 | 8374.7 | 85154 | 0 | 3.6 | 7341 | 142780.7 | 0 | 1452.6 | 3315.4 | 29698.6 | 88396.1 | 3908.7 | 0 | 0 | 61729.7 | 26440.3 | 462.4 | 3848.1 | 0 | 0 | 8315.2
4689 | 196 | Day196 | 8 | Hour8 | 7 | Summer | 2117 | #N/A | Summer | 491939.4 | 2024-07-15 08:00 | 471379.4 | 1843.1 | 14892.3 | 3824.5 | 491939.3 | 454848.8 | 367801.6 | 0.0351 | 0.0522 | 0.51 | 0.5 | 325.6 | 25.7 | 3.66 | 22.9 | 1067.6 | 0.2 | 327.4 | 54.7 | 382.1 | 340.2 | 27 | 3.84 | 23.7 | 1112.1 | 0.21 | 342.1 | 56.9 | 399 | 116 | 2.8 | 0.34 | 13.4 | 564.8 | 0.07 | 116.2 | 30.3 | 146.4 | 826 | 84.1 | 12.14 | 35.4 | 2148.5 | 0.4 | 831.9 | 99.5 | 931.4 | 25.63 | 0 | 0.28 | 25.91 | 27.05 | 0 | 0.3 | 27.35 | 491939.4 | 124137.7 | 0 | 4247.1 | 0 | 8374.7 | 93998.8 | 0 | 369.3 | 9699.9 | 143852.8 | 0 | 1452.6 | 3315.4 | 21617.6 | 87033.9 | 3908.7 | 0 | 0 | 101224.1 | 12582 | 262.5 | 6364.6 | 0 | 0 | 8315.2
4690 | 196 | Day196 | 9 | Hour9 | 7 | Summer | 2117 | #N/A | Summer | 529745.8 | 2024-07-15 09:00 | 507122.7 | 6259.8 | 11801.5 | 4561.7 | 529745.7 | 488624.8 | 373838 | 0.0365 | 0.0563 | 0.53 | 0.53 | 305.9 | 24 | 3.41 | 21.6 | 1008.3 | 0.19 | 307.5 | 51.7 | 359.2 | 323.9 | 25.6 | 3.64 | 22.7 | 1062.5 | 0.2 | 325.6 | 54.4 | 380 | 102.7 | 2.4 | 0.29 | 11.9 | 506.3 | 0.06 | 102.9 | 27 | 129.9 | 418.2 | 7.9 | 0.8 | 49.3 | 2184.4 | 0.18 | 418.6 | 114.5 | 533.1 | 26.94 | 0 | 0.29 | 27.23 | 28.66 | 0 | 0.29 | 28.95 | 529745.8 | 155907.8 | 0 | 4247.1 | 0 | 8374.7 | 94406.4 | 0 | 736.3 | 16419.6 | 148074.3 | 0 | 1452.6 | 3315.4 | 21662.6 | 88396.1 | 3908.7 | 0 | 0 | 128158.5 | 10371.1 | 222.3 | 11328.6 | 0 | 0 | 8315.2
4691 | 196 | Day196 | 10 | Hour10 | 7 | Summer | 2117 | #N/A | Summer | 556754 | 2024-07-15 10:00 | 542315 | 4639 | 4914.9 | 4885.2 | 556754 | 521770 | 392454.7 | 0.0379 | 0.0602 | 0.52 | 0.52 | 311.7 | 24.4 | 3.47 | 21.9 | 1029.5 | 0.19 | 313.4 | 52.7 | 366.1 | 329 | 25.9 | 3.67 | 23.1 | 1084.2 | 0.2 | 330.7 | 55.4 | 386.1 | 112.9 | 3 | 0.36 | 12.7 | 551.1 | 0.06 | 113.1 | 29.2 | 142.3 | 500.9 | 21.5 | 2.8 | 48.2 | 2237.6 | 0.23 | 502.3 | 115 | 617.3 | 28.13 | 0 | 0.28 | 28.41 | 30.08 | 0 | 0.29 | 30.37 | 556754 | 164299.2 | 166.3 | 4247.1 | 0 | 8374.7 | 100854 | 0 | 868.4 | 17274.8 | 159807.8 | 0 | 1452.6 | 3315.4 | 21932 | 88396.1 | 3908.7 | 0 | 0 | 136733.9 | 9043.9 | 378.3 | 14168.9 | 0 | 0 | 8315.2
4692 | 196 | Day196 | 11 | Hour11 | 7 | Summer | 2117 | #N/A | Summer | 584627.3 | 2024-07-15 11:00 | 572563.2 | 3909 | 3408.2 | 4746.8 | 584627.3 | 550163.8 | 418290.9 | 0.0391 | 0.0635 | 0.5 | 0.5 | 331.2 | 26.5 | 3.77 | 22.6 | 1077.6 | 0.2 | 333 | 54.7 | 387.8 | 348.9 | 28 | 3.98 | 23.7 | 1133.5 | 0.21 | 350.8 | 57.6 | 408.4 | 91.7 | 2.1 | 0.24 | 10.7 | 456.4 | 0.05 | 91.9 | 24.3 | 116.2 | 585.1 | 33.2 | 4.53 | 49 | 2356.8 | 0.27 | 587.4 | 119.3 | 706.7 | 30.42 | 0 | 0.28 | 30.7 | 32.62 | 0 | 0.29 | 32.91 | 584627.3 | 166336.4 | 0 | 4247.1 | 0 | 8374.7 | 115819.6 | 0 | 892.6 | 18015.5 | 170225.7 | 0 | 1465.3 | 3315.4 | 22506.4 | 88396.1 | 3940.5 | 0 | 0 | 138610.5 | 8067.8 | 750 | 14861 | 366.6 | 160.5 | 8315.2
4693 | 196 | Day196 | 12 | Hour12 | 7 | Summer | 2117 | #N/A | Summer | 606303.8 | 2024-07-15 12:00 | 596173.4 | 3717.6 | 1553.2 | 4859.5 | 606303.8 | 572264.1 | 440919.4 | 0.0401 | 0.066 | 0.48 | 0.48 | 348.7 | 28.3 | 4.02 | 23.3 | 1123.8 | 0.21 | 350.6 | 56.8 | 407.5 | 366.5 | 29.7 | 4.23 | 24.5 | 1180.1 | 0.22 | 368.5 | 59.7 | 428.2 | 90.7 | 2.2 | 0.27 | 10.6 | 437.8 | 0.06 | 90.8 | 23.6 | 114.5 | 912.9 | 91 | 13.13 | 41.2 | 2421.2 | 0.46 | 919.2 | 113.4 | 1032.6 | 32.64 | 0 | 0.27 | 32.91 | 35.07 | 0 | 0.29 | 35.36 | 606303.8 | 165384.4 | 50.1 | 4250 | 0 | 8374.7 | 128250.5 | 0 | 875.2 | 18172.8 | 180150.4 | 0 | 1518.9 | 3315.4 | 22519.5 | 88396.1 | 4093.8 | 0 | 0 | 136798.6 | 8334.5 | 1203.2 | 15749.8 | 2156.9 | 716 | 8315.2
4694 | 196 | Day196 | 13 | Hour13 | 7 | Summer | 2117 | #N/A | Summer | 621338 | 2024-07-15 13:00 | 612232 | 2788.6 | 1339.9 | 4977.4 | 621338 | 587251.1 | 455885.4 | 0.0408 | 0.0678 | 0.47 | 0.47 | 355.6 | 28.9 | 4.11 | 23.7 | 1143.9 | 0.21 | 357.6 | 57.8 | 415.5 | 373.5 | 30.3 | 4.32 | 24.9 | 1200.5 | 0.22 | 375.5 | 60.7 | 436.2 | 106.1 | 3 | 0.4 | 12.1 | 485.6 | 0.07 | 106.3 | 26.5 | 132.9 | 843.7 | 35.5 | 6.45 | 103.1 | 2172.9 | 1.52 | 846.5 | 168.2 | 1014.7 | 33.99 | 0 | 0.27 | 34.26 | 36.55 | 0 | 0.29 | 36.84 | 621338 | 165452.6 | 276.3 | 4257.5 | 0 | 8374.7 | 133867.3 | 0 | 864.3 | 18493.5 | 186592.7 | 0 | 1769.7 | 3315.4 | 23974.9 | 88396.1 | 4694.3 | 366.6 | 0 | 133799.3 | 10953.2 | 1342.3 | 15285.3 | 7029.2 | 660.1 | 8315.2
4695 | 196 | Day196 | 14 | Hour14 | 7 | Summer | 2117 | #N/A | Summer | 630184.6 | 2024-07-15 14:00 | 623936.7 | 260.6 | 1339.9 | 4647.4 | 630184.6 | 598169.1 | 464776 | 0.0413 | 0.069 | 0.47 | 0.47 | 356.2 | 28.9 | 4.11 | 23.7 | 1146.2 | 0.21 | 358.2 | 58 | 416.2 | 374.6 | 30.4 | 4.32 | 25 | 1205.3 | 0.22 | 376.6 | 61 | 437.6 | 105.3 | 3.1 | 0.39 | 11.8 | 494.9 | 0.06 | 105.5 | 26.5 | 132 | 684.3 | 40.9 | 5.93 | 59.1 | 2411.1 | 0.51 | 687.2 | 131.1 | 818.3 | 34.76 | 0 | 0.27 | 35.03 | 37.42 | 0 | 0.29 | 37.71 | 630184.6 | 165408.6 | 111.7 | 4257.5 | 0 | 8374.7 | 135715.8 | 0 | 890.9 | 18790.1 | 189415.9 | 0 | 1769.7 | 3315.4 | 26196.7 | 88396.1 | 4912.5 | 2310.1 | 0 | 129375.8 | 14532.5 | 1819.2 | 15107.5 | 8730.6 | 1261 | 8315.2
4696 | 196 | Day196 | 15 | Hour15 | 7 | Summer | 2117 | #N/A | Summer | 636234.1 | 2024-07-15 15:00 | 631690.6 | 0 | 0 | 4543.6 | 636234.1 | 605388 | 472575.3 | 0.0416 | 0.0699 | 0.47 | 0.47 | 354.8 | 28.7 | 4.09 | 23.7 | 1143.6 | 0.21 | 356.8 | 57.8 | 414.7 | 375.1 | 30.3 | 4.31 | 25.1 | 1210.1 | 0.22 | 377.2 | 61.3 | 438.4 | 108.8 | 3.2 | 0.41 | 12.1 | 509 | 0.06 | 109 | 27.3 | 136.3 | 1055.8 | 108.6 | 15.69 | 44.6 | 2697.6 | 0.53 | 1063.4 | 125.1 | 1188.5 | 35.32 | 0 | 0.27 | 35.59 | 38.01 | 0 | 0.29 | 38.3 | 636234.1 | 163658.9 | 268.5 | 4257.5 | 0 | 8374.7 | 135977.3 | 0 | 868.7 | 17812 | 191364.8 | 0 | 1774.6 | 3315.4 | 26765.5 | 88396.1 | 5036.6 | 7044.3 | 0 | 125678.5 | 17139.5 | 2160.2 | 14841.1 | 8623.7 | 1516.7 | 8315.2
4697 | 196 | Day196 | 16 | Hour16 | 7 | Summer | 2117 | #N/A | Summer | 639762.2 | 2024-07-15 16:00 | 635085.6 | 171.3 | 0 | 4505.3 | 639762.2 | 608557.5 | 482122.6 | 0.0418 | 0.0702 | 0.47 | 0.46 | 358.1 | 28.9 | 4.11 | 24 | 1154.9 | 0.21 | 360.1 | 58.5 | 418.5 | 381.3 | 30.7 | 4.37 | 25.6 | 1231.9 | 0.23 | 383.5 | 62.4 | 445.9 | 137.1 | 4.5 | 0.61 | 15 | 610.1 | 0.09 | 137.4 | 33.2 | 170.6 | 575.7 | 26.2 | 3.48 | 54.3 | 2506.2 | 0.27 | 577.4 | 129 | 706.4 | 36.19 | 0 | 0.27 | 36.46 | 38.97 | 0 | 0.29 | 39.26 | 639762.2 | 157639.6 | 132 | 4257.5 | 0 | 8374.7 | 137544.9 | 0 | 883.2 | 17900.9 | 193156 | 0 | 2629.8 | 3315.4 | 27541.4 | 88396.1 | 5379.6 | 11395 | 0 | 116154.3 | 20145.1 | 2556.1 | 14008.5 | 8705.5 | 1795 | 8315.2
4698 | 196 | Day196 | 17 | Hour17 | 7 | Summer | 2117 | #N/A | Summer | 634370.4 | 2024-07-15 17:00 | 630240.9 | 62.6 | 0 | 4066.9 | 634370.4 | 604058.2 | 494861.4 | 0.0415 | 0.0696 | 0.46 | 0.44 | 367.6 | 29.4 | 4.19 | 24.8 | 1190 | 0.22 | 369.7 | 60.4 | 430 | 392.6 | 31.3 | 4.46 | 26.7 | 1273.8 | 0.24 | 394.7 | 64.7 | 459.4 | 190.6 | 7.1 | 1.01 | 20.6 | 790.7 | 0.15 | 191.1 | 44.2 | 235.3 | 539.1 | 16.9 | 2.08 | 57.8 | 2587.6 | 0.25 | 540.2 | 134.9 | 675.1 | 37.23 | 0 | 0.27 | 37.5 | 40.06 | 0 | 0.29 | 40.35 | 634370.4 | 139509 | 1114.1 | 4257.5 | 0 | 8374.7 | 138489 | 0 | 858.2 | 15736.6 | 194977.2 | 0 | 5024.4 | 3315.4 | 30802.4 | 88396.1 | 6248.3 | 13862.2 | 0 | 96263.8 | 23853.4 | 2797.1 | 11216.9 | 9227.1 | 2552.1 | 8315.2
4699 | 196 | Day196 | 18 | Hour18 | 7 | Summer | 2117 | #N/A | Summer | 622842.6 | 2024-07-15 18:00 | 619092 | 0 | 0 | 3750.6 | 622842.6 | 593695.2 | 515718.8 | 0.041 | 0.0684 | 0.42 | 0.41 | 389.9 | 30.7 | 4.38 | 26.8 | 1271.4 | 0.24 | 392.1 | 64.7 | 456.8 | 417 | 32.7 | 4.66 | 28.8 | 1363.9 | 0.25 | 419.2 | 69.6 | 488.8 | 299.6 | 10.2 | 1.49 | 33.9 | 1225.9 | 0.27 | 300.3 | 70.5 | 370.8 | 791.8 | 26.5 | 3.88 | 90.1 | 3238.4 | 0.73 | 793.6 | 186.8 | 980.4 | 63.97 | 1.49 | 0.27 | 65.73 | 68.72 | 1.6 | 0.3 | 70.62 | 622842.6 | 107123.9 | 2484 | 4257.5 | 0 | 8374.7 | 141158.3 | 0 | 743.9 | 10533.1 | 199506.6 | 0 | 10293.1 | 3315.4 | 35272.5 | 88396.1 | 7832.9 | 14827.7 | 0 | 66653 | 26270 | 2923.9 | 9516.4 | 9452.4 | 2093.3 | 8315.2
4700 | 196 | Day196 | 19 | Hour19 | 7 | Summer | 2117 | #N/A | Summer | 607118.5 | 2024-07-15 19:00 | 603875 | 0 | 0 | 3243.5 | 607118.5 | 579527.3 | 525561.3 | 0.0403 | 0.0666 | 0.4 | 0.39 | 403.3 | 31.8 | 4.54 | 27.7 | 1312 | 0.25 | 405.5 | 66.8 | 472.4 | 431.6 | 33.9 | 4.83 | 29.8 | 1408.8 | 0.26 | 433.9 | 71.9 | 505.8 | 413.5 | 14.4 | 2.12 | 46.5 | 1673.6 | 0.38 | 414.5 | 96.5 | 511 | 1083 | 114.4 | 16.57 | 42.9 | 2671.1 | 0.54 | 1090.9 | 122.7 | 1213.6 | 40.45 | 1.13 | 0.28 | 41.86 | 43.35 | 1.22 | 0.3 | 44.87 | 607118.5 | 81557.2 | 3750.2 | 4257.5 | 0 | 8374.7 | 142401.3 | 0 | 539 | 6717.7 | 200952.4 | 0 | 9736.8 | 3315.4 | 40992.2 | 88396.1 | 8426 | 14958.8 | 0 | 35139 | 36167.8 | 2993.7 | 7108.6 | 7356.1 | 1771.6 | 8315.2
4701 | 196 | Day196 | 20 | Hour20 | 7 | Summer | 2117 | #N/A | Summer | 591778.4 | 2024-07-15 20:00 | 587987 | 0 | 0 | 3791.4 | 591778.4 | 564701 | 524583.3 | 0.0396 | 0.0648 | 0.4 | 0.39 | 405.4 | 32.4 | 4.62 | 27.4 | 1311.7 | 0.24 | 407.6 | 66.6 | 474.2 | 432.4 | 34.4 | 4.9 | 29.5 | 1404 | 0.26 | 434.8 | 71.4 | 506.1 | 419.5 | 14.6 | 2.14 | 47.2 | 1698.6 | 0.39 | 420.6 | 97.9 | 518.5 | 1082.1 | 112.8 | 16.33 | 44.2 | 2716.2 | 0.54 | 1090 | 125.3 | 1215.3 | 38.18 | 0 | 0.28 | 38.46 | 40.84 | 0 | 0.3 | 41.14 | 591778.4 | 67195.1 | 6696.1 | 4257.5 | 0 | 8374.7 | 142153.4 | 0 | 172.2 | 3121 | 202838.2 | 0 | 3640.3 | 3315.4 | 44944.8 | 88396.1 | 6921.5 | 13045.2 | 0 | 8764.8 | 52109.2 | 3027.9 | 2162.4 | 1009.5 | 2499.9 | 8315.2
4702 | 196 | Day196 | 21 | Hour21 | 7 | Summer | 2117 | #N/A | Summer | 575093.4 | 2024-07-15 21:00 | 570269 | 0 | 0 | 4824.4 | 575093.4 | 548106.1 | 505267 | 0.0389 | 0.0629 | 0.4 | 0.4 | 401.2 | 32.2 | 4.58 | 27 | 1299.4 | 0.24 | 403.4 | 65.8 | 469.2 | 420.2 | 33.6 | 4.78 | 28.5 | 1365.1 | 0.25 | 422.5 | 69.2 | 491.8 | 393.2 | 16.1 | 2.25 | 40.6 | 1629 | 0.28 | 394.3 | 89.2 | 483.5 | 1789.7 | 200.6 | 29.23 | 61.2 | 3990.3 | 0.94 | 1803.6 | 180.4 | 1984 | 36.5 | 0 | 0.28 | 36.79 | 38.96 | 0 | 0.31 | 39.27 | 575093.4 | 69826.4 | 5580.6 | 4257.5 | 0 | 8374.7 | 137878.2 | 0 | 0 | 178.7 | 198067.9 | 0 | 2393.4 | 3315.4 | 46716.5 | 88396.1 | 5580 | 4706.7 | 0 | 227.1 | 66473.9 | 2946.7 | 793.1 | 1066.2 | 4179.7 | 8315.2
4703 | 196 | Day196 | 22 | Hour22 | 7 | Summer | 2117 | #N/A | Summer | 545049.4 | 2024-07-15 22:00 | 539623.1 | 0 | 213 | 5213.3 | 545049.4 | 519313.2 | 466162.4 | 0.0376 | 0.0596 | 0.43 | 0.43 | 370.5 | 29.2 | 4.15 | 25.6 | 1218.7 | 0.22 | 372.5 | 62 | 434.6 | 386.8 | 30.4 | 4.32 | 26.9 | 1275 | 0.23 | 388.9 | 64.9 | 453.8 | 446.2 | 25.5 | 3.5 | 37.5 | 1774.9 | 0.22 | 447.9 | 90.4 | 538.4 | 896.4 | 86.1 | 12.39 | 43.4 | 2480.4 | 0.45 | 902.3 | 117.4 | 1019.7 | 32.19 | 0 | 0.29 | 32.48 | 34.25 | 0 | 0.31 | 34.56 | 545049.4 | 78887 | 3093.6 | 4247.1 | 0 | 8374.7 | 118560.2 | 0 | 0 | 0.1 | 184604 | 0 | 878.1 | 3315.4 | 46504.2 | 88396.1 | 4511.3 | 3677.6 | 0 | 0.6 | 76128.9 | 2757.5 | 50.1 | 927.4 | 3584.4 | 8315.2
4704 | 196 | Day196 | 23 | Hour23 | 7 | Summer | 2117 | #N/A | Summer | 513338.5 | 2024-07-15 23:00 | 506180.5 | 110 | 1830.4 | 5217.6 | 513338.5 | 487775.3 | 432721.5 | 0.0364 | 0.056 | 0.46 | 0.46 | 348.1 | 26.9 | 3.82 | 24.8 | 1159.9 | 0.21 | 349.9 | 59.4 | 409.3 | 361.9 | 27.9 | 3.96 | 25.9 | 1209.4 | 0.22 | 363.8 | 62 | 425.8 | 485 | 31 | 4.31 | 37.6 | 1831.8 | 0.23 | 487.1 | 92.2 | 579.3 | 429.1 | 8.3 | 0.86 | 50.7 | 2220.2 | 0.2 | 429.6 | 116.9 | 546.5 | 30.5 | 0 | 0.29 | 30.79 | 32.33 | 0 | 0.31 | 32.64 | 513338.5 | 80617 | 3124.3 | 4247.1 | 0 | 8374.7 | 102110.1 | 0 | 0 | 0 | 170308.8 | 0 | 878.1 | 3315.4 | 45471.9 | 88396.1 | 4320.1 | 2174.8 | 0 | 0 | 77973.2 | 2643.8 | 0 | 106 | 3736.7 | 8315.2
4705 | 197 | Day197 | 0 | Hour0 | 7 | Summer | 60 | 652039.7 | Summer | 492846.5 | 2024-07-16 | 473654.6 | 110 | 13355.5 | 5726.5 | 492846.5 | 456995.1 | 411589.3 | 0.0352 | 0.0525 | 0.48 | 0.47 | 335.8 | 25.9 | 3.68 | 24.1 | 1120.4 | 0.21 | 337.5 | 57.5 | 395.1 | 349.1 | 26.9 | 3.82 | 25 | 1165.6 | 0.22 | 350.9 | 59.8 | 410.8 | 512.2 | 35.2 | 4.92 | 37.5 | 1858.2 | 0.25 | 514.6 | 93 | 607.6 | 757.7 | 62.5 | 8.89 | 46 | 2419.6 | 0.37 | 762 | 118.2 | 880.2 | 29.07 | 0 | 0.29 | 29.36 | 30.67 | 0 | 0.31 | 30.99 | 492846.5 | 81257.2 | 1277 | 4247.1 | 0 | 8374.7 | 94195.5 | 0 | 0 | 0 | 158823 | 0 | 878.1 | 3315.4 | 46103.3 | 88396.1 | 4073.5 | 1905.4 | 0 | 0 | 78730.7 | 2526.5 | 0 | 361 | 169.8 | 8315.2
4706 | 197 | Day197 | 1 | Hour1 | 7 | Summer | 2117 | #N/A | Summer | 466539.4 | 2024-07-16 01:00 | 445654.6 | 110 | 14888.2 | 5886.7 | 466539.4 | 430427.1 | 386063 | 0.0342 | 0.0493 | 0.49 | 0.49 | 326.1 | 25 | 3.55 | 23.7 | 1093.4 | 0.21 | 327.9 | 56.4 | 384.2 | 338.6 | 26 | 3.68 | 24.6 | 1134.6 | 0.21 | 340.4 | 58.5 | 398.8 | 491.6 | 33.6 | 4.69 | 36.2 | 1789.2 | 0.24 | 493.9 | 89.6 | 583.5 | 977.6 | 104 | 15.07 | 38.1 | 2387.4 | 0.49 | 984.9 | 109.4 | 1094.2 | 27.93 | 0 | 0.3 | 28.23 | 29.35 | 0 | 0.31 | 29.67 | 466539.4 | 80476.4 | 263.9 | 4198.3 | 0 | 8374.7 | 85641.8 | 0 | 0 | 0 | 147771.6 | 0 | 878.1 | 3315.4 | 43354.3 | 88396.1 | 3868.8 | 0 | 0 | 0 | 78125.9 | 2350.6 | 0 | 0 | 223.4 | 8315.2
4707 | 197 | Day197 | 2 | Hour2 | 7 | Summer | 2117 | #N/A | Summer | 445498.1 | 2024-07-16 02:00 | 424891.8 | 119.7 | 14888.2 | 5598.4 | 445498.1 | 410678.7 | 367133.8 | 0.0334 | 0.047 | 0.49 | 0.49 | 322.5 | 24.6 | 3.48 | 23.7 | 1085.7 | 0.21 | 324.1 | 56.1 | 380.3 | 334.6 | 25.5 | 3.62 | 24.5 | 1125.9 | 0.21 | 336.3 | 58.2 | 394.5 | 482.8 | 29.9 | 4.14 | 38.3 | 1851.9 | 0.23 | 484.8 | 93.5 | 578.3 | 1009.3 | 105.6 | 15.28 | 41 | 2523.2 | 0.5 | 1016.6 | 116.3 | 1132.9 | 27.03 | 0 | 0.3 | 27.32 | 28.33 | 0 | 0.31 | 28.64 | 445498.1 | 78364.2 | 0 | 4198.3 | 0 | 8374.7 | 79989.8 | 0 | 0 | 0 | 140989.3 | 0 | 878.1 | 3315.4 | 37267.1 | 88396.1 | 3724.9 | 0 | 0 | 0 | 75952.4 | 2411.8 | 0 | 0 | 0 | 8315.2
4708 | 197 | Day197 | 3 | Hour3 | 7 | Summer | 2117 | #N/A | Summer | 430722.5 | 2024-07-16 03:00 | 410274.6 | 128.8 | 14892.3 | 5426.7 | 430722.5 | 396746.3 | 355122.6 | 0.033 | 0.0453 | 0.49 | 0.49 | 320.4 | 24.2 | 3.44 | 23.8 | 1083.6 | 0.21 | 322 | 56.1 | 378.2 | 332.4 | 25.2 | 3.57 | 24.6 | 1123.4 | 0.22 | 334.1 | 58.2 | 392.3 | 490 | 30.6 | 4.24 | 38.7 | 1871.4 | 0.24 | 492 | 94.5 | 586.5 | 525.5 | 25.7 | 3.44 | 48 | 2233.7 | 0.25 | 527.2 | 114.6 | 641.8 | 26.36 | 0 | 0.3 | 26.66 | 27.59 | 0 | 0.31 | 27.91 | 430722.5 | 75599.9 | 0 | 4198.3 | 0 | 8374.7 | 76088.2 | 0 | 0 | 0 | 137097 | 0 | 878.1 | 3315.4 | 33137.8 | 88396.1 | 3636.9 | 0 | 0 | 0.1 | 73517.6 | 2082.2 | 0 | 0 | 0 | 8315.2
4709 | 197 | Day197 | 4 | Hour4 | 7 | Summer | 2117 | #N/A | Summer | 422537.6 | 2024-07-16 04:00 | 402212.6 | 203.2 | 14892.3 | 5229.4 | 422537.5 | 389050.7 | 349071.1 | 0.0327 | 0.0444 | 0.49 | 0.49 | 319.9 | 24.2 | 3.43 | 23.9 | 1083.7 | 0.21 | 321.6 | 56.2 | 377.8 | 331.9 | 25.1 | 3.56 | 24.7 | 1123.4 | 0.22 | 333.6 | 58.2 | 391.8 | 491 | 30.4 | 4.2 | 39 | 1886.2 | 0.24 | 493 | 95.3 | 588.3 | 910.8 | 90.6 | 13.07 | 41.2 | 2422.4 | 0.45 | 917.1 | 113.5 | 1030.6 | 26.13 | 0 | 0.3 | 26.43 | 27.33 | 0 | 0.31 | 27.64 | 422537.6 | 73466.4 | 0 | 4198.3 | 0 | 8374.7 | 74345.2 | 0 | 0 | 103.8 | 134767.6 | 0 | 878.1 | 3315.4 | 31222.6 | 88396.1 | 3573.1 | 0 | 0 | 422.6 | 71420.2 | 1519.9 | 0.1 | 0 | 0 | 8315.2
4710 | 197 | Day197 | 5 | Hour5 | 7 | Summer | 2117 | #N/A | Summer | 420953 | 2024-07-16 05:00 | 399493 | 1590.4 | 14888.2 | 4981.3 | 420952.9 | 386461.4 | 344849.6 | 0.0326 | 0.0441 | 0.5 | 0.5 | 317.9 | 24 | 3.4 | 23.7 | 1077.3 | 0.21 | 319.6 | 55.9 | 375.5 | 330.5 | 25 | 3.55 | 24.6 | 1118.1 | 0.22 | 332.2 | 57.9 | 390.2 | 458.6 | 28.6 | 3.96 | 36.3 | 1753.3 | 0.22 | 460.5 | 88.6 | 549.1 | 827 | 81.1 | 11.67 | 38.3 | 2250.7 | 0.4 | 832.6 | 105.5 | 938.1 | 25.86 | 0 | 0.3 | 26.16 | 27.02 | 0 | 0.31 | 27.33 | 420953 | 76103.3 | 135.6 | 4198.3 | 0 | 8374.7 | 73555.9 | 0 | 0 | 384.8 | 133704 | 0 | 814.5 | 3315.4 | 28840 | 88396.1 | 3515 | 0 | 0 | 6453.8 | 67785.4 | 1479.4 | 361.5 | 0 | 0 | 8315.2
4711 | 197 | Day197 | 6 | Hour6 | 7 | Summer | 2117 | #N/A | Summer | 427929 | 2024-07-16 06:00 | 403996.9 | 4350.3 | 14888.9 | 4692.9 | 427929 | 390768.1 | 328181.5 | 0.0327 | 0.0445 | 0.54 | 0.54 | 293.3 | 22.3 | 3.17 | 21.9 | 987.5 | 0.2 | 294.8 | 51.4 | 346.2 | 306.3 | 23.4 | 3.32 | 22.7 | 1028 | 0.2 | 307.9 | 53.4 | 361.3 | 240.7 | 11.9 | 1.6 | 22 | 1013.3 | 0.12 | 241.5 | 52.2 | 293.7 | 1119.6 | 126.4 | 18.36 | 36.8 | 2521.5 | 0.55 | 1128.4 | 112.1 | 1240.5 | 24.37 | 0 | 0.31 | 24.68 | 25.5 | 0 | 0.3 | 25.81 | 427929 | 99747.5 | 1069.3 | 4198.3 | 0 | 8374.7 | 69509 | 0 | 0 | 4778.7 | 122306 | 0 | 814.5 | 3315.4 | 26683.2 | 88396.1 | 3515 | 0 | 0 | 31490.8 | 62146.8 | 1331.1 | 2290.5 | 0 | 0 | 8315.2
4712 | 197 | Day197 | 7 | Hour7 | 7 | Summer | 2117 | #N/A | Summer | 448777.7 | 2024-07-16 07:00 | 424244.2 | 5144.6 | 14892.3 | 4496.6 | 448777.7 | 410064.2 | 329790.7 | 0.0334 | 0.0469 | 0.56 | 0.55 | 285 | 21.8 | 3.09 | 21.2 | 957.6 | 0.19 | 286.5 | 49.8 | 336.2 | 297.9 | 22.9 | 3.25 | 21.9 | 996.4 | 0.2 | 299.4 | 51.7 | 351.1 | 133.7 | 3.9 | 0.47 | 14.6 | 649.3 | 0.06 | 134 | 34 | 168 | 1076.7 | 120.9 | 17.56 | 35.9 | 2444 | 0.53 | 1085.1 | 108.9 | 1194 | 23.7 | 0 | 0.31 | 24.01 | 24.85 | 0 | 0.3 | 25.15 | 448777.7 | 118987 | 337.8 | 4198.3 | 0 | 8374.7 | 71205.3 | 0 | 4 | 7957.5 | 123961.1 | 0 | 814.5 | 3315.4 | 25672.5 | 88396.1 | 3515 | 0 | 0 | 68147.8 | 41695.6 | 1182 | 4447.8 | 0 | 0 | 8315.2
4713 | 197 | Day197 | 8 | Hour8 | 7 | Summer | 2117 | #N/A | Summer | 478823 | 2024-07-16 08:00 | 458151 | 2007 | 14841.6 | 3823.5 | 478823 | 442278.8 | 335866.6 | 0.0346 | 0.0508 | 0.56 | 0.56 | 286.1 | 22.3 | 3.17 | 20.7 | 948.5 | 0.19 | 287.7 | 49 | 336.6 | 298.4 | 23.3 | 3.32 | 21.4 | 986.5 | 0.19 | 300 | 50.9 | 350.9 | 90.7 | 2.6 | 0.31 | 10.1 | 437.6 | 0.05 | 90.8 | 23.1 | 114 | 628.2 | 41.5 | 5.76 | 47.3 | 2345.3 | 0.29 | 631 | 117.3 | 748.2 | 24.1 | 0 | 0.28 | 24.39 | 25.4 | 0 | 0.29 | 25.7 | 478823 | 142956.4 | 0 | 4192.1 | 0 | 8374.7 | 78811.9 | 0 | 391.5 | 10231.2 | 128192.1 | 0 | 814.5 | 3315.4 | 21617 | 87033.9 | 3515 | 0 | 0 | 105744.1 | 25370.3 | 1219.2 | 6813.7 | 0 | 0 | 8315.2
4714 | 197 | Day197 | 9 | Hour9 | 7 | Summer | 2117 | #N/A | Summer | 522793.4 | 2024-07-16 09:00 | 494357.1 | 5339.2 | 18479.6 | 4617.5 | 522793.4 | 476532.3 | 351974.9 | 0.0361 | 0.055 | 0.56 | 0.55 | 285.9 | 22.2 | 3.16 | 20.5 | 950.1 | 0.18 | 287.4 | 48.9 | 336.3 | 301.7 | 23.6 | 3.35 | 21.5 | 998.6 | 0.19 | 303.3 | 51.3 | 354.6 | 94 | 2.5 | 0.3 | 10.5 | 459 | 0.05 | 94.1 | 24.2 | 118.3 | 324.8 | 6.3 | 0.63 | 39 | 1696.2 | 0.16 | 325.2 | 89.6 | 414.8 | 22.07 | 0 | 0.16 | 22.23 | 23.62 | 0 | 0.18 | 23.79 | 522793.4 | 170818.4 | 0 | 4230 | 0 | 8374.7 | 86046.3 | 0 | 731 | 17271.3 | 141322.2 | 0 | 814.5 | 3315.4 | 18026.4 | 86330.4 | 3515 | 0 | 0 | 127398.4 | 24080.6 | 1337.1 | 11363.9 | 0 | 0 | 8315.2
4715 | 197 | Day197 | 10 | Hour10 | 7 | Summer | 2117 | #N/A | Summer | 556564.4 | 2024-07-16 10:00 | 532253.6 | 4939.7 | 14393.7 | 4977.4 | 556564.4 | 512248.1 | 377113.3 | 0.0376 | 0.0593 | 0.54 | 0.53 | 300.8 | 23.5 | 3.34 | 21.2 | 997.2 | 0.19 | 302.4 | 51 | 353.4 | 318.3 | 25 | 3.55 | 22.3 | 1051.2 | 0.2 | 320 | 53.7 | 373.7 | 91.7 | 2.6 | 0.32 | 10.1 | 445.6 | 0.04 | 91.9 | 23.4 | 115.3 | 365.8 | 7 | 0.71 | 43.1 | 1908.5 | 0.16 | 366.2 | 100 | 466.2 | 24.84 | 0 | 0.15 | 24.99 | 26.79 | 0 | 0.18 | 26.97 | 556564.4 | 179451.1 | 0 | 4230 | 0 | 8374.7 | 97084.4 | 0 | 861.9 | 18436.8 | 157299.6 | 0 | 846.7 | 3315.4 | 16055.9 | 86391.6 | 3515 | 0 | 0 | 134601.6 | 23855.3 | 1695.5 | 14659.5 | 16.5 | 184.8 | 8315.2
4716 | 197 | Day197 | 11 | Hour11 | 7 | Summer | 2117 | #N/A | Summer | 580431.4 | 2024-07-16 11:00 | 567082.6 | 4423.2 | 4147 | 4778.7 | 580431.4 | 544945.7 | 398681.9 | 0.039 | 0.0631 | 0.52 | 0.52 | 312.9 | 24.8 | 3.52 | 21.7 | 1025.5 | 0.19 | 314.6 | 52.3 | 366.9 | 329.9 | 26.1 | 3.72 | 22.8 | 1079.9 | 0.2 | 331.7 | 55.1 | 386.7 | 94.6 | 2.3 | 0.27 | 10.8 | 470.3 | 0.05 | 94.8 | 24.8 | 119.6 | 582.2 | 45.4 | 6.44 | 37.7 | 1936.3 | 0.29 | 585.3 | 95.5 | 680.9 | 26.57 | 0 | 0.15 | 26.72 | 28.87 | 0 | 0.18 | 29.05 | 580431.4 | 181749.5 | 166.3 | 4230 | 0 | 8374.7 | 107078.8 | 0 | 911.5 | 18264.8 | 164755.1 | 0 | 878.1 | 3315.4 | 19377.3 | 86391.6 | 4114.6 | 0 | 0 | 135443.5 | 24906.6 | 2223.2 | 15805.7 | 213 | 659.9 | 8315.2
4717 | 197 | Day197 | 12 | Hour12 | 7 | Summer | 2117 | #N/A | Summer | 608645 | 2024-07-16 12:00 | 595423 | 3866.7 | 4147 | 5208.3 | 608645 | 571467.6 | 424138.1 | 0.0402 | 0.0662 | 0.51 | 0.51 | 323.9 | 25.9 | 3.68 | 22.1 | 1053.7 | 0.2 | 325.7 | 53.5 | 379.2 | 341.6 | 27.3 | 3.89 | 23.3 | 1110.5 | 0.21 | 343.5 | 56.4 | 399.9 | 83.8 | 2.1 | 0.24 | 9.5 | 416.1 | 0.04 | 83.9 | 21.9 | 105.8 | 583.3 | 33.1 | 4.54 | 49.1 | 2332 | 0.28 | 585.6 | 118.6 | 704.2 | 31.4 | 0 | 0.27 | 31.67 | 33.87 | 0 | 0.29 | 34.16 | 608645 | 184506.8 | 0 | 4232.8 | 0 | 8374.7 | 117544.4 | 0 | 927.8 | 18500.5 | 174542.5 | 0 | 878.1 | 3315.4 | 22513.7 | 88396.1 | 4324.9 | 15.4 | 0 | 135132.1 | 27196.4 | 2750 | 15615.8 | 5965.1 | 837.2 | 8315.2
4718 | 197 | Day197 | 13 | Hour13 | 7 | Summer | 2117 | #N/A | Summer | 628163.5 | 2024-07-16 13:00 | 616398.8 | 3116.2 | 3408.2 | 5240.3 | 628163.5 | 591052.5 | 442798 | 0.0411 | 0.0685 | 0.5 | 0.49 | 337.7 | 27.4 | 3.9 | 22.6 | 1086.8 | 0.2 | 339.6 | 55 | 394.6 | 355.7 | 28.9 | 4.11 | 23.7 | 1144.1 | 0.21 | 357.7 | 57.9 | 415.6 | 82 | 1.9 | 0.22 | 9.4 | 413.1 | 0.04 | 82.1 | 21.7 | 103.8 | 938.6 | 49.4 | 8.5 | 103.4 | 2283.9 | 1.57 | 942.4 | 171.8 | 1114.3 | 34.15 | 0 | 0.27 | 34.41 | 36.84 | 0 | 0.28 | 37.12 | 628163.5 | 185365.5 | 95.5 | 4240.4 | 0 | 8374.7 | 128709.2 | 0 | 929.1 | 17791.5 | 180843.1 | 0 | 1131.6 | 3315.4 | 23009.4 | 88396.1 | 4469.6 | 213 | 0 | 133498.5 | 30110.4 | 3036 | 15257.3 | 8874.2 | 305.1 | 8315.2
4719 | 197 | Day197 | 14 | Hour14 | 7 | Summer | 2117 | #N/A | Summer | 640172.2 | 2024-07-16 14:00 | 631367.8 | 94.3 | 3353.7 | 5356.4 | 640172.2 | 605003.3 | 456915.7 | 0.0417 | 0.0701 | 0.49 | 0.49 | 344 | 27.7 | 3.94 | 23.2 | 1108.1 | 0.21 | 345.9 | 56.3 | 402.2 | 362.8 | 29.2 | 4.16 | 24.5 | 1169.1 | 0.22 | 364.8 | 59.4 | 424.2 | 83.1 | 2 | 0.23 | 9.4 | 419.5 | 0.04 | 83.3 | 22 | 105.2 | 961.2 | 92.4 | 13.29 | 46.5 | 2659.1 | 0.48 | 967.6 | 125.8 | 1093.4 | 35.65 | 0 | 0.26 | 35.91 | 38.48 | 0 | 0.28 | 38.76 | 640172.2 | 183256.5 | 192.1 | 4240.4 | 0 | 8374.7 | 131583.4 | 0 | 919.5 | 17078.5 | 185421.1 | 0 | 2763 | 3315.4 | 23571.2 | 88396.1 | 6293.4 | 2764.8 | 0 | 127530.1 | 34200.6 | 3527.8 | 14322.2 | 11830.6 | 670 | 8315.2
4720 | 197 | Day197 | 15 | Hour15 | 7 | Summer | 2117 | #N/A | Summer | 647238.4 | 2024-07-16 15:00 | 640252.9 | 217.6 | 1553.2 | 5214.6 | 647238.3 | 613281.1 | 467728.2 | 0.0421 | 0.071 | 0.49 | 0.48 | 346.4 | 27.7 | 3.95 | 23.5 | 1117.9 | 0.21 | 348.3 | 56.9 | 405.2 | 367.9 | 29.4 | 4.19 | 25.1 | 1189.2 | 0.23 | 369.9 | 60.6 | 430.5 | 86 | 2.1 | 0.24 | 9.7 | 431.9 | 0.04 | 86.1 | 22.6 | 108.7 | 716.2 | 34.2 | 4.58 | 66.1 | 3065.3 | 0.34 | 718.4 | 157.6 | 876 | 36.73 | 0 | 0.26 | 36.99 | 39.65 | 0 | 0.28 | 39.93 | 647238.4 | 179510.2 | 283.9 | 4246.5 | 0 | 8374.7 | 132853.8 | 0 | 908.7 | 16578.7 | 186208.1 | 0 | 4958.6 | 3315.4 | 23712.7 | 88396.1 | 7018.2 | 8360.2 | 0 | 119586.2 | 38512.5 | 3924.1 | 13374.2 | 11450.1 | 1845.2 | 8315.2
4721 | 197 | Day197 | 16 | Hour16 | 7 | Summer | 2117 | #N/A | Summer | 652039.7 | 2024-07-16 16:00 | 645573.4 | 0 | 1481.4 | 4984.8 | 652039.7 | 618234.1 | 479440.9 | 0.0423 | 0.0716 | 0.49 | 0.47 | 349.6 | 27.9 | 3.98 | 23.8 | 1129.5 | 0.21 | 351.5 | 57.5 | 409.1 | 374.6 | 29.8 | 4.24 | 25.7 | 1213.7 | 0.23 | 376.7 | 61.9 | 438.6 | 99.1 | 3 | 0.36 | 10.7 | 481.3 | 0.05 | 99.2 | 25.1 | 124.3 | 787.9 | 37.6 | 5.02 | 72.8 | 3376.3 | 0.37 | 790.4 | 173.5 | 963.8 | 38 | 0 | 0.26 | 38.26 | 41.03 | 0 | 0.28 | 41.31 | 652039.7 | 172598.8 | 792.5 | 4257.5 | 0 | 8374.7 | 134282.1 | 0 | 903.2 | 17187.8 | 186621.6 | 0 | 7098.6 | 3315.4 | 24678.8 | 88396.1 | 7532.5 | 14091 | 0 | 106052.6 | 44297 | 4158.2 | 13307.6 | 11598.6 | 3156.6 | 8315.2
4722 | 197 | Day197 | 17 | Hour17 | 7 | Summer | 2117 | #N/A | Summer | 649408.6 | 2024-07-16 17:00 | 642876 | 198.8 | 1320 | 5013.8 | 649408.6 | 615736.3 | 490080.9 | 0.0422 | 0.0712 | 0.47 | 0.46 | 361.2 | 28.5 | 4.07 | 25 | 1169.6 | 0.23 | 363.1 | 59.9 | 423 | 387.2 | 30.4 | 4.34 | 26.9 | 1257.6 | 0.24 | 389.3 | 64.5 | 453.7 | 136.8 | 4.3 | 0.56 | 15.1 | 626.2 | 0.09 | 137.1 | 33.8 | 170.9 | 611.6 | 12.5 | 1.33 | 71.7 | 3144.5 | 0.28 | 612.3 | 165.5 | 777.8 | 38.09 | 0 | 0.26 | 38.36 | 41.12 | 0 | 0.28 | 41.4 | 649408.6 | 159327.7 | 913.5 | 4257.5 | 0 | 8374.7 | 135708.4 | 0 | 859.7 | 14426.7 | 189008.1 | 0 | 10034.5 | 3315.4 | 25830.5 | 88396.1 | 9509.1 | 14733 | 0 | 91445.5 | 48525 | 4070.8 | 11147.2 | 12630.5 | 1176.7 | 8315.2
4723 | 197 | Day197 | 18 | Hour18 | 7 | Summer | 2117 | #N/A | Summer | 638110.1 | 2024-07-16 18:00 | 633461.8 | 50.5 | 0 | 4597.9 | 638110.1 | 607003.1 | 500819.4 | 0.0418 | 0.0702 | 0.45 | 0.44 | 377.4 | 29.6 | 4.23 | 26.2 | 1225.3 | 0.24 | 379.4 | 62.8 | 442.2 | 404.1 | 31.6 | 4.51 | 28.2 | 1316.1 | 0.25 | 406.2 | 67.5 | 473.7 | 270.5 | 7.8 | 1.1 | 31.5 | 1173.6 | 0.23 | 271 | 66.6 | 337.6 | 869.1 | 36.8 | 6.66 | 105.8 | 2245.8 | 1.56 | 872 | 173.2 | 1045.2 | 58.06 | 0 | 0.26 | 58.32 | 62.57 | 0 | 0.29 | 62.85 | 638110.1 | 137290.8 | 2267.9 | 4257.5 | 0 | 8374.7 | 137971 | 0 | 715.3 | 11225.1 | 189685.4 | 0 | 13915.6 | 3315.4 | 27544 | 88396.1 | 10228.2 | 14863.4 | 0 | 66893.8 | 54973.8 | 3482.9 | 9316.6 | 13011.9 | 1379.9 | 8315.2
4724 | 197 | Day197 | 19 | Hour19 | 7 | Summer | 2117 | #N/A | Summer | 623454 | 2024-07-16 19:00 | 619115.8 | 0 | 0 | 4338.3 | 623454 | 593678.5 | 507235.3 | 0.0411 | 0.0685 | 0.43 | 0.42 | 385.8 | 30.4 | 4.34 | 26.6 | 1251.8 | 0.24 | 387.9 | 64 | 451.9 | 413 | 32.4 | 4.62 | 28.7 | 1345.4 | 0.26 | 415.2 | 68.9 | 484.1 | 396.8 | 12.3 | 1.72 | 45.1 | 1723.1 | 0.32 | 397.6 | 96.5 | 494.1 | 1018.2 | 54.1 | 9.05 | 109 | 2670.9 | 1.56 | 1022.3 | 189 | 1211.2 | 39.77 | 0 | 0.27 | 40.04 | 42.72 | 0 | 0.29 | 43.01 | 623454 | 116218.7 | 3197.1 | 4257.5 | 0 | 8374.7 | 139086.7 | 0 | 682.3 | 7560.6 | 194529.4 | 0 | 10526.7 | 3315.4 | 31443.1 | 88396.1 | 9432.4 | 14676.3 | 0 | 41594.2 | 63734.1 | 2647.5 | 7557.3 | 9540 | 2728.3 | 8315.2
4725 | 197 | Day197 | 20 | Hour20 | 7 | Summer | 2117 | #N/A | Summer | 610027.3 | 2024-07-16 20:00 | 604732.1 | 0 | 0 | 5295.2 | 610027.3 | 580272.2 | 512690.4 | 0.0404 | 0.0669 | 0.43 | 0.42 | 386.8 | 30.9 | 4.4 | 26.2 | 1249.9 | 0.23 | 388.9 | 63.6 | 452.4 | 411.8 | 32.7 | 4.66 | 28.2 | 1336.5 | 0.25 | 414.1 | 68.1 | 482.1 | 427.8 | 14.7 | 2.1 | 47.6 | 1793.9 | 0.35 | 428.9 | 101.1 | 530 | 778.1 | 37 | 4.93 | 72 | 3340.4 | 0.37 | 780.5 | 171.6 | 952.1 | 39.45 | 0 | 0.27 | 39.72 | 42.3 | 0 | 0.29 | 42.6 | 610027.3 | 97337 | 3549.7 | 4257.5 | 0 | 8374.7 | 139382.8 | 0 | 238.4 | 3867.2 | 196308.5 | 0 | 5438.9 | 3315.4 | 43437.3 | 88396.1 | 7429.6 | 12799.8 | 0 | 12073.2 | 78905.9 | 2252.3 | 2407.3 | 4490.6 | 2127 | 8315.2
4726 | 197 | Day197 | 21 | Hour21 | 7 | Summer | 2117 | #N/A | Summer | 593295.1 | 2024-07-16 21:00 | 587271.7 | 0 | 0 | 6023.4 | 593295.1 | 563958 | 505493 | 0.0397 | 0.065 | 0.42 | 0.41 | 389.7 | 31.2 | 4.45 | 26.3 | 1260 | 0.23 | 391.9 | 63.9 | 455.8 | 409.3 | 32.7 | 4.65 | 27.8 | 1327.8 | 0.25 | 411.6 | 67.4 | 479 | 399.2 | 14.2 | 2.01 | 43.8 | 1674.8 | 0.32 | 400.2 | 93.8 | 494 | 902 | 59.5 | 9.32 | 80.3 | 2433.6 | 1.08 | 906.4 | 153.2 | 1059.5 | 37.91 | 0 | 0.28 | 38.19 | 40.57 | 0 | 0.3 | 40.86 | 593295.1 | 87802.1 | 6013.7 | 4257.5 | 0 | 8374.7 | 137755.6 | 0 | 0 | 202.6 | 197206.2 | 0 | 2567.5 | 3315.4 | 47223.6 | 88396.1 | 6175.9 | 4206.9 | 0 | 260.5 | 84632.2 | 2706.8 | 932.7 | 1636.9 | 3296.3 | 8315.2
4727 | 197 | Day197 | 22 | Hour22 | 7 | Summer | 2117 | #N/A | Summer | 557567.4 | 2024-07-16 22:00 | 551908.5 | 0 | 0 | 5658.9 | 557567.4 | 530790 | 467212.4 | 0.0383 | 0.0612 | 0.45 | 0.44 | 366.7 | 29.1 | 4.14 | 25.2 | 1195.1 | 0.22 | 368.7 | 60.9 | 429.6 | 382.9 | 30.3 | 4.31 | 26.4 | 1250.6 | 0.23 | 385 | 63.8 | 448.8 | 436.8 | 23.6 | 3.23 | 38 | 1768.9 | 0.22 | 438.4 | 90.8 | 529.2 | 1023.5 | 104.8 | 15.15 | 43.7 | 2623 | 0.52 | 1030.8 | 122 | 1152.7 | 32.6 | 0 | 0.28 | 32.88 | 34.75 | 0 | 0.3 | 35.05 | 557567.4 | 90355 | 4145.6 | 4250 | 0 | 8374.7 | 120844.2 | 0 | 0 | 0.2 | 180589.9 | 0 | 1979.2 | 3315.4 | 47164.5 | 88396.1 | 5579.8 | 2573 | 0 | 1.1 | 87079.1 | 3274.7 | 50.1 | 0 | 3412.9 | 8315.2
4728 | 197 | Day197 | 23 | Hour23 | 7 | Summer | 2117 | #N/A | Summer | 526881.6 | 2024-07-16 23:00 | 514779.3 | 110 | 6209.8 | 5782.5 | 526881.6 | 495847.1 | 435682 | 0.0368 | 0.0571 | 0.47 | 0.47 | 343.8 | 26.6 | 3.78 | 24.5 | 1142.2 | 0.21 | 345.7 | 58.6 | 404.3 | 358.4 | 27.6 | 3.93 | 25.6 | 1192.4 | 0.22 | 360.3 | 61.2 | 421.5 | 506.3 | 34.1 | 4.76 | 37.8 | 1854.1 | 0.25 | 508.6 | 93.2 | 601.8 | 674 | 47.9 | 6.72 | 47.9 | 2394.2 | 0.33 | 677.3 | 119.3 | 796.6 | 30 | 0 | 0.29 | 30.29 | 31.82 | 0 | 0.3 | 32.12 | 526881.6 | 91199.6 | 3159.3 | 4242.6 | 0 | 8374.7 | 103089.3 | 0 | 0 | 0 | 169557.4 | 0 | 1979.2 | 3315.4 | 45801.8 | 88396.1 | 5260.8 | 2505.4 | 0 | 0 | 88045.5 | 3154.1 | 0.1 | 0 | 2718.4 | 8315.2
4729 | 198 | Day198 | 0 | Hour0 | 7 | Summer | 15 | 725006.9 | Summer | 496307.6 | 2024-07-17 | 480718.2 | 110 | 9980.3 | 5499.1 | 496307.6 | 463661.9 | 405199.7 | 0.0355 | 0.0533 | 0.49 | 0.49 | 323.1 | 24.4 | 3.47 | 23.8 | 1088.3 | 0.21 | 324.8 | 56.2 | 381 | 335.9 | 25.4 | 3.6 | 24.7 | 1132.6 | 0.21 | 337.6 | 58.5 | 396.1 | 481.8 | 30.2 | 4.2 | 38 | 1829.1 | 0.24 | 483.9 | 92.6 | 576.4 | 483.7 | 19.9 | 2.59 | 47.6 | 2174.4 | 0.23 | 485 | 112.5 | 597.4 | 28.27 | 0 | 0.29 | 28.55 | 29.86 | 0 | 0.3 | 30.16 | 496307.6 | 91107.9 | 2114.8 | 4232.6 | 0 | 8374.7 | 88679.6 | 0 | 0 | 0 | 156315.2 | 0 | 1979.2 | 3315.4 | 45265.8 | 88396.1 | 4999.5 | 1526.6 | 0 | 0 | 88393.4 | 2714.5 | 0 | 0 | 2131 | 8315.2
4730 | 198 | Day198 | 1 | Hour1 | 7 | Summer | 2117 | #N/A | Summer | 474004.6 | 2024-07-17 01:00 | 453165.1 | 150.9 | 14892.3 | 5796.2 | 474004.6 | 437549.5 | 382996.8 | 0.0345 | 0.0502 | 0.5 | 0.5 | 319.6 | 24.2 | 3.43 | 23.6 | 1077 | 0.21 | 321.3 | 55.8 | 377.1 | 331.5 | 25.1 | 3.56 | 24.4 | 1115.6 | 0.21 | 333.2 | 57.7 | 391 | 486.1 | 31.5 | 4.39 | 37.5 | 1814.6 | 0.24 | 488.3 | 91.6 | 579.9 | 568 | 37.2 | 5.17 | 43.3 | 2117.7 | 0.27 | 570.5 | 106.5 | 677 | 25.76 | 0 | 0.29 | 26.05 | 27.05 | 0 | 0.3 | 27.35 | 474004.6 | 91007.8 | 422.1 | 4232.6 | 0 | 8373.7 | 83452.2 | 0 | 0 | 0 | 147439.1 | 0 | 1979.2 | 3315.4 | 41536.6 | 87397.2 | 4786.6 | 62 | 0 | 0 | 88341.5 | 2666.2 | 0 | 0 | 302.7 | 8315.2
4731 | 198 | Day198 | 2 | Hour2 | 7 | Summer | 2117 | #N/A | Summer | 455841.9 | 2024-07-17 02:00 | 433898.8 | 1608.5 | 14892.3 | 5442.2 | 455841.9 | 419245 | 366016.9 | 0.0338 | 0.048 | 0.5 | 0.5 | 319.1 | 24.1 | 3.42 | 23.7 | 1076 | 0.21 | 320.8 | 55.8 | 376.6 | 330.4 | 25 | 3.55 | 24.4 | 1112.4 | 0.21 | 332.1 | 57.6 | 389.7 | 490.2 | 32.3 | 4.5 | 37.3 | 1814.3 | 0.24 | 492.3 | 91.5 | 583.8 | 630.4 | 60.7 | 8.74 | 31.2 | 1738.8 | 0.33 | 634.6 | 83.1 | 717.7 | 24.38 | 0 | 0.29 | 24.67 | 25.53 | 0 | 0.3 | 25.83 | 455841.9 | 89825 | 46.8 | 4232.6 | 0 | 8373.7 | 79939.6 | 0 | 0 | 0 | 141390.4 | 0 | 1979.2 | 3315.4 | 35298 | 86740.7 | 4665.9 | 34.7 | 0 | 0 | 87371.3 | 2453.7 | 0 | 0 | 0 | 8315.2
4732 | 198 | Day198 | 3 | Hour3 | 7 | Summer | 2117 | #N/A | Summer | 448908.2 | 2024-07-17 03:00 | 424077.6 | 4509.6 | 14892.3 | 5428.6 | 448908.2 | 409900.3 | 359703.4 | 0.0334 | 0.0469 | 0.5 | 0.5 | 320.6 | 24.2 | 3.43 | 23.8 | 1082.6 | 0.21 | 322.3 | 56.1 | 378.4 | 332.5 | 25.1 | 3.57 | 24.6 | 1119.5 | 0.22 | 334.2 | 58 | 392.2 | 491 | 31.8 | 4.43 | 37.9 | 1832.6 | 0.24 | 493.1 | 92.5 | 585.7 | 694.1 | 69.3 | 10 | 32 | 1838 | 0.37 | 698.9 | 86.9 | 785.7 | 24.18 | 0 | 0.3 | 24.47 | 25.29 | 0 | 0.3 | 25.59 | 448908.2 | 89204.7 | 0 | 4232.6 | 0 | 8373.7 | 78936.6 | 0 | 0 | 0 | 140411.6 | 0 | 1979.2 | 3315.4 | 31734.2 | 86120.1 | 4599.8 | 0 | 0 | 0 | 86914.7 | 2290 | 0 | 0 | 0 | 8315.2
4733 | 198 | Day198 | 4 | Hour4 | 7 | Summer | 2117 | #N/A | Summer | 448958.8 | 2024-07-17 04:00 | 425812.1 | 2881.5 | 14892.3 | 5372.8 | 448958.8 | 411560.7 | 359613.7 | 0.0335 | 0.0471 | 0.49 | 0.49 | 323.9 | 24.5 | 3.48 | 24 | 1091.4 | 0.21 | 325.5 | 56.6 | 382.1 | 336.3 | 25.5 | 3.62 | 24.8 | 1131.5 | 0.22 | 338 | 58.6 | 396.6 | 496.1 | 32.8 | 4.57 | 37.8 | 1833 | 0.25 | 498.4 | 92.5 | 590.8 | 595.3 | 51.9 | 7.4 | 33.5 | 1825.7 | 0.28 | 598.9 | 87.9 | 686.8 | 23.44 | 0 | 0.29 | 23.73 | 24.55 | 0 | 0.3 | 24.84 | 448958.8 | 89345.1 | 177.1 | 4232.6 | 0 | 8373.7 | 80130.4 | 0 | 0 | 141.7 | 141189.8 | 0 | 1947.6 | 3315.4 | 29646.5 | 86034.9 | 4565.6 | 0 | 0 | 493.5 | 86659.6 | 2050.2 | 0 | 0 | 0 | 8315.2
4734 | 198 | Day198 | 5 | Hour5 | 7 | Summer | 2117 | #N/A | Summer | 460232.2 | 2024-07-17 05:00 | 439131.4 | 1111.6 | 14892.3 | 5096.8 | 460232.2 | 424236.2 | 363999.7 | 0.0339 | 0.0486 | 0.5 | 0.49 | 321.7 | 24.3 | 3.45 | 23.8 | 1084.4 | 0.21 | 323.4 | 56.2 | 379.5 | 334 | 25.3 | 3.59 | 24.6 | 1124.3 | 0.22 | 335.7 | 58.2 | 393.9 | 454.4 | 30 | 4.19 | 34.6 | 1678.2 | 0.23 | 456.4 | 84.7 | 541.1 | 491.6 | 27.4 | 3.73 | 43.2 | 1999.1 | 0.26 | 493.4 | 102.8 | 596.2 | 24.97 | 0 | 0.29 | 25.26 | 26.14 | 0 | 0.29 | 26.44 | 460232.2 | 96232.5 | 209 | 4232.6 | 0 | 8374.7 | 81667.2 | 0 | 0 | 547.1 | 144125.4 | 0 | 1915.6 | 3315.4 | 28828 | 86766.2 | 4565.6 | 0 | 0 | 8617.3 | 85176.5 | 1891.6 | 541.2 | 0 | 284.1 | 8315.2
4735 | 198 | Day198 | 6 | Hour6 | 7 | Summer | 2117 | #N/A | Summer | 485149.7 | 2024-07-17 06:00 | 461513.7 | 3862.4 | 14892.3 | 4881.3 | 485149.7 | 445474.1 | 363482.8 | 0.0348 | 0.0512 | 0.53 | 0.53 | 300.6 | 22.8 | 3.23 | 22.3 | 1012.3 | 0.2 | 302.2 | 52.5 | 354.7 | 314.4 | 23.9 | 3.39 | 23.1 | 1055.8 | 0.2 | 316.1 | 54.7 | 370.7 | 218.9 | 9.6 | 1.28 | 21.1 | 954.7 | 0.11 | 219.6 | 49.6 | 269.1 | 762.6 | 72 | 10.33 | 37.8 | 2163.7 | 0.37 | 767.5 | 102.4 | 869.9 | 26.17 | 0 | 0.3 | 26.47 | 27.51 | 0 | 0.29 | 27.81 | 485149.7 | 121666.9 | 1616.4 | 4237.1 | 0 | 8374.7 | 80492.3 | 0 | 0 | 6656.1 | 141435.7 | 0 | 1915.6 | 3315.4 | 29133.8 | 88396.1 | 4565.6 | 0 | 0 | 33464.7 | 80004.6 | 1541.5 | 3379.1 | 0 | 0 | 8315.2
4736 | 198 | Day198 | 7 | Hour7 | 7 | Summer | 2117 | #N/A | Summer | 515699.7 | 2024-07-17 07:00 | 495766.4 | 461.2 | 14736.8 | 4735.4 | 515699.7 | 477853.2 | 380837.4 | 0.0361 | 0.0552 | 0.52 | 0.52 | 311.9 | 24.4 | 3.47 | 22.2 | 1027.9 | 0.2 | 313.6 | 52.9 | 366.5 | 325.5 | 25.5 | 3.63 | 23.1 | 1070.6 | 0.21 | 327.2 | 55 | 382.2 | 125.5 | 3.2 | 0.38 | 14.3 | 614.9 | 0.07 | 125.7 | 32.6 | 158.3 | 742.1 | 71.7 | 10.31 | 35.3 | 2052.6 | 0.36 | 747.1 | 96.6 | 843.6 | 26.94 | 0 | 0.29 | 27.23 | 28.47 | 0 | 0.3 | 28.77 | 515699.7 | 134862.3 | 936 | 4247.1 | 0 | 8374.7 | 93006.1 | 0 | 4.3 | 9846.8 | 146638.2 | 0 | 1915.6 | 3315.4 | 29442.5 | 88396.1 | 4565.6 | 0 | 0 | 68696.3 | 55073.8 | 1241.1 | 6155.2 | 0 | 0 | 8315.2
4737 | 198 | Day198 | 8 | Hour8 | 7 | Summer | 2117 | #N/A | Summer | 547962.2 | 2024-07-17 08:00 | 536783.5 | 1549.9 | 5254.6 | 4374.2 | 547962.2 | 516479.1 | 383280.5 | 0.0378 | 0.0599 | 0.53 | 0.53 | 308.1 | 24.5 | 3.49 | 21.4 | 1003.4 | 0.19 | 309.8 | 51.4 | 361.2 | 322.5 | 25.7 | 3.66 | 22.4 | 1047.9 | 0.2 | 324.3 | 53.6 | 377.9 | 89.2 | 2.2 | 0.26 | 10.2 | 440.5 | 0.05 | 89.4 | 23.4 | 112.7 | 414.3 | 12.8 | 1.55 | 44.4 | 2008.9 | 0.18 | 415.1 | 104.3 | 519.4 | 26.45 | 0 | 0.28 | 26.74 | 28.22 | 0 | 0.3 | 28.52 | 547962.2 | 164681.7 | 0 | 4247.1 | 0 | 8374.7 | 99912.9 | 0 | 466.9 | 12614.9 | 148827 | 0 | 1915.6 | 3315.4 | 25088.2 | 87033.9 | 4565.6 | 0 | 0 | 108477.6 | 42069.7 | 1052.6 | 8617.5 | 0 | 0 | 8315.2
4738 | 198 | Day198 | 9 | Hour9 | 7 | Summer | 2117 | #N/A | Summer | 590675.4 | 2024-07-17 09:00 | 576920.2 | 4916.2 | 3412.4 | 5426.6 | 590675.4 | 554111.2 | 397903.2 | 0.0395 | 0.0644 | 0.54 | 0.54 | 304.5 | 24.2 | 3.45 | 21.1 | 992.1 | 0.19 | 306.2 | 50.7 | 356.8 | 321.2 | 25.6 | 3.64 | 22.2 | 1045.1 | 0.2 | 322.9 | 53.4 | 376.3 | 85.5 | 2.2 | 0.26 | 9.7 | 420.1 | 0.04 | 85.7 | 22.3 | 107.9 | 897.2 | 95.2 | 13.77 | 35.8 | 2215.5 | 0.46 | 903.8 | 101.9 | 1005.8 | 28.32 | 0 | 0.28 | 28.6 | 30.42 | 0 | 0.3 | 30.72 | 590675.4 | 192772.2 | 0 | 4247.1 | 0 | 8374.7 | 106623.1 | 0 | 827.4 | 19202.5 | 158481.9 | 0 | 1915.6 | 3315.4 | 22493.1 | 87886.6 | 4565.6 | 0 | 0 | 131692.8 | 40241.5 | 808.1 | 13477.7 | 0 | 6.6 | 8315.2
4739 | 198 | Day198 | 10 | Hour10 | 7 | Summer | 2117 | #N/A | Summer | 630835.8 | 2024-07-17 10:00 | 616981.6 | 4383.9 | 3412.4 | 6057.9 | 630835.8 | 591520.9 | 429032.5 | 0.0413 | 0.0688 | 0.52 | 0.52 | 324.5 | 26.4 | 3.77 | 21.7 | 1038.6 | 0.2 | 326.3 | 52.7 | 379 | 342.5 | 27.9 | 3.98 | 22.9 | 1095.4 | 0.21 | 344.4 | 55.6 | 400 | 75.3 | 1.6 | 0.18 | 8.8 | 380.4 | 0.04 | 75.4 | 20.2 | 95.6 | 932 | 53.9 | 9.06 | 96.8 | 2226.2 | 1.48 | 936 | 163.5 | 1099.6 | 32.81 | 0 | 0.28 | 33.08 | 35.43 | 0 | 0.29 | 35.73 | 630835.8 | 201803.3 | 0 | 4257.5 | 0 | 8374.7 | 124663.7 | 0 | 931.5 | 20208.1 | 170332.4 | 0 | 2169.1 | 3315.4 | 22519.2 | 88396.1 | 5004.4 | 0 | 0 | 138694 | 41012.5 | 957.3 | 16526.2 | 624.1 | 0 | 8315.2
4740 | 198 | Day198 | 11 | Hour11 | 7 | Summer | 2117 | #N/A | Summer | 662614.4 | 2024-07-17 11:00 | 650933.1 | 3829 | 1553.2 | 6299.1 | 662614.4 | 623084.8 | 460775.1 | 0.0428 | 0.0725 | 0.5 | 0.49 | 343.4 | 27.4 | 3.92 | 23.4 | 1105.4 | 0.21 | 345.3 | 56.4 | 401.7 | 362 | 28.9 | 4.13 | 24.6 | 1164.8 | 0.22 | 364 | 59.4 | 423.4 | 81.8 | 1.8 | 0.2 | 9.5 | 414.4 | 0.04 | 81.9 | 21.8 | 103.8 | 1006.1 | 58.6 | 9.62 | 101.6 | 2583.5 | 1.47 | 1010.5 | 179 | 1189.5 | 38.05 | 0 | 0.27 | 38.33 | 41.25 | 0 | 0.29 | 41.55 | 662614.4 | 201839.3 | 317.4 | 4257.5 | 0 | 8374.7 | 134133.2 | 0 | 960.5 | 20342.8 | 183244.1 | 0 | 7616 | 3315.4 | 22727.2 | 88396.1 | 8098.5 | 294.9 | 0 | 139241.9 | 40014.6 | 1279.5 | 17595.1 | 8535.7 | 138.1 | 8315.2
4741 | 198 | Day198 | 12 | Hour12 | 7 | Summer | 2117 | #N/A | Summer | 686496.8 | 2024-07-17 12:00 | 675804 | 3214.4 | 1374.6 | 6103.8 | 686496.8 | 646121.6 | 485109.8 | 0.0439 | 0.0753 | 0.49 | 0.48 | 347.1 | 27.3 | 3.89 | 24.1 | 1126.3 | 0.22 | 349 | 57.7 | 406.7 | 369.4 | 29 | 4.14 | 25.7 | 1199.2 | 0.23 | 371.4 | 61.5 | 432.8 | 91 | 2.5 | 0.31 | 10.3 | 431.8 | 0.05 | 91.2 | 23.2 | 114.4 | 762.4 | 24.5 | 3.84 | 90.6 | 2923.4 | 0.86 | 764.2 | 178 | 942.2 | 39.66 | 21.95 | 0.27 | 61.88 | 43.11 | 24.13 | 0.29 | 67.53 | 686496.8 | 201387 | 204.4 | 4257.5 | 0 | 8374.7 | 136779 | 0 | 965.1 | 20441.1 | 189627.6 | 0 | 11968.5 | 3315.4 | 25396.1 | 88396.1 | 10098.2 | 6692.2 | 0 | 137980.8 | 40424.1 | 1575.9 | 17657.5 | 12116.1 | 239.8 | 8315.2
4742 | 198 | Day198 | 13 | Hour13 | 7 | Summer | 2117 | #N/A | Summer | 705595.7 | 2024-07-17 13:00 | 696065.7 | 2445.1 | 1374.6 | 5710.3 | 705595.7 | 664843.7 | 503993.8 | 0.0448 | 0.0775 | 0.49 | 0.48 | 349.2 | 26.9 | 3.85 | 24.7 | 1143.9 | 0.22 | 351.1 | 58.8 | 409.9 | 372.9 | 28.7 | 4.1 | 26.4 | 1222.9 | 0.24 | 374.9 | 62.9 | 437.8 | 101 | 2.9 | 0.38 | 11.4 | 465.5 | 0.07 | 101.2 | 25.3 | 126.5 | 903.1 | 40.5 | 7.23 | 107.4 | 2298.7 | 1.59 | 906.3 | 176.3 | 1082.7 | 40.69 | 36.27 | 0.27 | 77.23 | 44.3 | 39.9 | 0.29 | 84.49 | 705595.7 | 201601.9 | 115.4 | 4257.5 | 0 | 8374.7 | 137704.4 | 0 | 963.9 | 21055.4 | 193072.6 | 0 | 17636.1 | 3315.4 | 29320 | 88396.1 | 11764 | 10037.4 | 0 | 136339.1 | 41497.8 | 1745.6 | 16950.9 | 13435.6 | 472.2 | 8315.2
4743 | 198 | Day198 | 14 | Hour14 | 7 | Summer | 2117 | #N/A | Summer | 715970.3 | 2024-07-17 14:00 | 708692.5 | 260.6 | 1374.6 | 5642.6 | 715970.3 | 676497.4 | 518906 | 0.0454 | 0.0789 | 0.48 | 0.47 | 353.5 | 26.8 | 3.83 | 25.4 | 1171.6 | 0.22 | 355.4 | 60.3 | 415.7 | 378.4 | 28.7 | 4.09 | 27.2 | 1256.1 | 0.24 | 380.4 | 64.7 | 445.1 | 109.1 | 3.6 | 0.48 | 11.9 | 489.8 | 0.07 | 109.3 | 26.5 | 135.9 | 907 | 42.2 | 7.41 | 105.5 | 2338.3 | 1.55 | 910.3 | 175.6 | 1085.9 | 41.24 | 45.36 | 0.27 | 86.87 | 44.92 | 49.78 | 0.29 | 95 | 715970.3 | 197064.2 | 123.7 | 4257.5 | 0 | 8374.7 | 138342.3 | 0 | 966 | 20162.9 | 196281.6 | 0 | 23960.7 | 3315.4 | 30457.9 | 88396.1 | 12183.4 | 13212.6 | 0 | 131802.7 | 42396.6 | 1736.1 | 16833.3 | 14088.6 | 1704.5 | 8315.2
4744 | 198 | Day198 | 15 | Hour15 | 7 | Summer | 2117 | #N/A | Summer | 722488.9 | 2024-07-17 15:00 | 715912 | 0 | 1152.7 | 5424.1 | 722488.9 | 683153.6 | 531070.9 | 0.0457 | 0.0797 | 0.48 | 0.46 | 358.4 | 26.9 | 3.84 | 25.9 | 1195.2 | 0.23 | 360.2 | 61.6 | 421.9 | 384.2 | 28.8 | 4.1 | 27.9 | 1283.5 | 0.24 | 386.2 | 66.2 | 452.4 | 112.9 | 3.7 | 0.51 | 12.6 | 489.3 | 0.09 | 113.1 | 27.2 | 140.4 | 771.6 | 38.3 | 5.27 | 71.4 | 3146.5 | 0.45 | 774.2 | 165.3 | 939.5 | 41.84 | 49.76 | 0.27 | 91.86 | 45.58 | 54.58 | 0.29 | 100.45 | 722488.9 | 191418 | 274.4 | 4257.5 | 0 | 8374.7 | 139648.6 | 0 | 969.3 | 18421.4 | 198084.8 | 0 | 28703.6 | 3315.4 | 32728.6 | 88396.1 | 12758 | 14529.3 | 0 | 124765 | 45447 | 1815.3 | 15809.3 | 14109.8 | 3344.4 | 8315.2
4745 | 198 | Day198 | 16 | Hour16 | 7 | Summer | 2117 | #N/A | Summer | 725006.9 | 2024-07-17 16:00 | 718113.5 | 94.3 | 1374.6 | 5424.4 | 725006.9 | 685174.1 | 539131.9 | 0.0459 | 0.0799 | 0.47 | 0.46 | 364 | 26.9 | 3.84 | 26.8 | 1221.5 | 0.23 | 365.8 | 63.2 | 429 | 390.3 | 28.8 | 4.11 | 28.8 | 1312.4 | 0.25 | 392.3 | 68 | 460.3 | 137.1 | 4.7 | 0.66 | 15.1 | 582.5 | 0.11 | 137.4 | 32.5 | 170 | 794.4 | 38 | 5.15 | 74.1 | 3335.5 | 0.42 | 796.9 | 173.6 | 970.5 | 42.2 | 64.23 | 0.27 | 106.7 | 46.01 | 70.54 | 0.3 | 116.85 | 725006.9 | 185874.9 | 365.7 | 4257.5 | 0 | 8374.7 | 138829.9 | 0 | 971.5 | 18325.4 | 198844.6 | 0 | 33280 | 3315.4 | 34393.5 | 88396.1 | 14502 | 14572.6 | 0 | 116001.2 | 48643.3 | 1933.5 | 14696.2 | 14177.7 | 1945 | 8315.2
4746 | 198 | Day198 | 17 | Hour17 | 7 | Summer | 2117 | #N/A | Summer | 719177.8 | 2024-07-17 17:00 | 713368.4 | 0 | 458.4 | 5351 | 719177.8 | 680799.7 | 549565.6 | 0.0456 | 0.0794 | 0.45 | 0.44 | 375.7 | 27.5 | 3.93 | 28.1 | 1258.9 | 0.25 | 377.6 | 65.6 | 443.3 | 402.8 | 29.4 | 4.2 | 30.2 | 1352.5 | 0.27 | 404.8 | 70.6 | 475.4 | 181.9 | 5.9 | 0.86 | 20.7 | 756 | 0.16 | 182.3 | 43.3 | 225.6 | 772.8 | 25.2 | 3.26 | 83.5 | 3561.8 | 0.44 | 774.5 | 189.8 | 964.2 | 42.28 | 100.88 | 0.27 | 143.43 | 46.03 | 110.58 | 0.3 | 156.92 | 719177.8 | 169612.2 | 2100.9 | 4257.5 | 0 | 8374.7 | 139136.5 | 0 | 959.4 | 15662.2 | 198984.8 | 0 | 36199.7 | 3315.4 | 35939.6 | 88396.1 | 18207 | 14653.4 | 0 | 97940.3 | 52670.4 | 2379.9 | 11967.4 | 14736.3 | 2355.7 | 8315.2
4747 | 198 | Day198 | 18 | Hour18 | 7 | Summer | 2117 | #N/A | Summer | 705639.4 | 2024-07-17 18:00 | 700634.5 | 0 | 0 | 5004.9 | 705639.5 | 669080.1 | 563644.9 | 0.045 | 0.078 | 0.43 | 0.42 | 393.5 | 28.6 | 4.09 | 29.6 | 1316.6 | 0.26 | 395.4 | 68.9 | 464.3 | 421.6 | 30.6 | 4.37 | 31.8 | 1414.1 | 0.28 | 423.7 | 74.1 | 497.7 | 301.6 | 9.1 | 1.38 | 35.8 | 1218.2 | 0.31 | 302.3 | 72.2 | 374.5 | 1083.2 | 48.8 | 9.01 | 132.1 | 2481 | 2.1 | 1087.1 | 206.6 | 1293.8 | 67.57 | 133.16 | 0.27 | 201 | 73.45 | 145.61 | 0.3 | 219.36 | 705639.4 | 141994.6 | 3161.1 | 4257.5 | 0 | 8374.7 | 141493.2 | 0 | 899.6 | 11526 | 201869.4 | 0 | 38263.9 | 3315.4 | 39124.1 | 88396.1 | 20521.8 | 14867.6 | 0 | 70221.6 | 56631.8 | 2715.6 | 10074.8 | 14221.5 | 2281.1 | 8315.2
4748 | 198 | Day198 | 19 | Hour19 | 7 | Summer | 2117 | #N/A | Summer | 683814.2 | 2024-07-17 19:00 | 679274.1 | 0 | 0 | 4540.1 | 683814.2 | 649390.2 | 563897.1 | 0.044 | 0.0755 | 0.41 | 0.4 | 402.7 | 29.5 | 4.22 | 30 | 1347.9 | 0.26 | 404.8 | 70.2 | 475 | 429.6 | 31.4 | 4.49 | 32.1 | 1441.5 | 0.28 | 431.8 | 75.1 | 506.9 | 446.4 | 13.9 | 2.16 | 53.1 | 1747.9 | 0.49 | 447.4 | 105.3 | 552.7 | 1064.9 | 58.2 | 10.32 | 119.5 | 2208.7 | 2.01 | 1069.4 | 185.9 | 1255.3 | 44.19 | 89.76 | 0.27 | 134.22 | 47.84 | 97.76 | 0.3 | 145.89 | 683814.2 | 119917.1 | 2045.8 | 4257.5 | 0 | 8374.7 | 142776.9 | 0 | 733.7 | 7602.5 | 203661.9 | 0 | 36005 | 3315.4 | 43062.4 | 88396.1 | 18211.8 | 13789.6 | 0 | 41212.9 | 67650.7 | 2717.4 | 7831.8 | 10533.3 | 1669.3 | 8315.2
4749 | 198 | Day198 | 20 | Hour20 | 7 | Summer | 2117 | #N/A | Summer | 662434.6 | 2024-07-17 20:00 | 657062.6 | 0 | 0 | 5372 | 662434.6 | 628833.6 | 557023 | 0.0429 | 0.073 | 0.42 | 0.41 | 395.4 | 30 | 4.29 | 28.4 | 1300.9 | 0.25 | 397.4 | 67.3 | 464.7 | 421.9 | 31.9 | 4.55 | 30.5 | 1393.3 | 0.27 | 424 | 72.1 | 496.2 | 460.4 | 13.2 | 1.92 | 54.4 | 1946.9 | 0.43 | 461.3 | 112.6 | 573.9 | 772.6 | 25.2 | 3.13 | 81.9 | 3678 | 0.36 | 774.2 | 191.6 | 965.9 | 43.39 | 31.96 | 0.28 | 75.63 | 46.85 | 34.73 | 0.3 | 81.88 | 662434.6 | 105411.6 | 4598 | 4257.5 | 0 | 8374.7 | 142795.2 | 0 | 265.5 | 3752.9 | 203723.2 | 0 | 22015.1 | 3315.4 | 49740.2 | 88396.1 | 14941.8 | 14865.8 | 0 | 12655.4 | 86090.2 | 2647.6 | 2471.4 | 6183.1 | 2613 | 8315.2
4750 | 198 | Day198 | 21 | Hour21 | 7 | Summer | 2117 | #N/A | Summer | 638337.8 | 2024-07-17 21:00 | 632086 | 0 | 0 | 6251.7 | 638337.7 | 605595.2 | 542456.6 | 0.0419 | 0.0704 | 0.42 | 0.41 | 396.5 | 30.6 | 4.38 | 28 | 1293.4 | 0.25 | 398.6 | 66.6 | 465.2 | 419.6 | 32.3 | 4.61 | 29.8 | 1374.6 | 0.27 | 421.9 | 70.9 | 492.7 | 424.6 | 12.5 | 1.72 | 48.8 | 1874.2 | 0.33 | 425.4 | 104.7 | 530.2 | 740.3 | 35.6 | 4.76 | 68.2 | 3160.9 | 0.35 | 742.7 | 162.5 | 905.2 | 40.92 | 12.92 | 0.28 | 54.12 | 44.07 | 14.04 | 0.31 | 58.41 | 638337.8 | 95881.2 | 6089.9 | 4257.5 | 0 | 8374.7 | 141872.9 | 0 | 0 | 128.9 | 204867.2 | 0 | 13165.9 | 3315.4 | 48702.7 | 88396.1 | 12849.5 | 10564.7 | 0 | 113 | 92845.6 | 2793.6 | 918.7 | 2333.5 | 3972.9 | 8315.2
4751 | 198 | Day198 | 22 | Hour22 | 7 | Summer | 2117 | #N/A | Summer | 598481.8 | 2024-07-17 22:00 | 592014.4 | 0 | 213 | 6254.4 | 598481.8 | 568242.6 | 498323.2 | 0.0401 | 0.066 | 0.44 | 0.43 | 374.3 | 29.4 | 4.18 | 25.9 | 1227.2 | 0.23 | 376.3 | 62.6 | 438.9 | 392.1 | 30.6 | 4.36 | 27.3 | 1289.2 | 0.24 | 394.2 | 65.8 | 460 | 441.2 | 18.9 | 2.71 | 45.4 | 1756.5 | 0.35 | 442.5 | 97.8 | 540.4 | 906.7 | 48.7 | 8.12 | 96.1 | 2389.5 | 1.37 | 910.4 | 167.7 | 1078.1 | 35.37 | 0.9 | 0.29 | 36.56 | 37.91 | 0.98 | 0.31 | 39.21 | 598481.8 | 100158.7 | 4849 | 4257.5 | 0 | 8374.7 | 129788.2 | 0 | 0 | 0.2 | 195431.2 | 0 | 4773.5 | 3315.4 | 48082.6 | 88396.1 | 6695.1 | 4359.8 | 0 | 0.9 | 97034 | 3123.6 | 35.6 | 977.6 | 3397.2 | 8315.2
4752 | 198 | Day198 | 23 | Hour23 | 7 | Summer | 2117 | #N/A | Summer | 565344.4 | 2024-07-17 23:00 | 549007 | 110 | 9992.8 | 6234.7 | 565344.4 | 527995.9 | 462849 | 0.0383 | 0.0611 | 0.46 | 0.46 | 354.4 | 27.7 | 3.93 | 24.9 | 1167.5 | 0.22 | 356.3 | 59.7 | 416 | 370 | 28.8 | 4.1 | 26 | 1220 | 0.23 | 372 | 62.4 | 434.4 | 475.3 | 28.5 | 3.95 | 38.9 | 1835.4 | 0.24 | 477.3 | 93.7 | 570.9 | 917.4 | 89.2 | 12.84 | 43.4 | 2505.1 | 0.46 | 923.6 | 118.2 | 1041.8 | 31.02 | 0 | 0.28 | 31.31 | 33.03 | 0 | 0.31 | 33.34 | 565344.4 | 102495.4 | 3928.8 | 4239.5 | 0 | 8374.7 | 115365.1 | 0 | 0 | 0 | 178305.8 | 0 | 4375.1 | 3315.4 | 47819.6 | 88061 | 5996.5 | 3067.3 | 0 | 0 | 99795.5 | 2700 | 0.1 | 622 | 3818.7 | 8315.2
4753 | 199 | Day199 | 0 | Hour0 | 7 | Summer | 8 | 735092.5 | Summer | 530610.6 | 2024-07-18 | 511305 | 110 | 12831.1 | 6364.5 | 530610.5 | 492535.3 | 426178 | 0.0367 | 0.0569 | 0.49 | 0.49 | 331 | 25.2 | 3.58 | 24 | 1108 | 0.21 | 332.8 | 57.1 | 389.9 | 344.6 | 26.2 | 3.73 | 25 | 1153 | 0.22 | 346.4 | 59.4 | 405.8 | 489.1 | 32.2 | 4.5 | 37.4 | 1801 | 0.25 | 491.3 | 91.2 | 582.5 | 466.6 | 13.8 | 1.67 | 50.8 | 2265.4 | 0.22 | 467.4 | 118.4 | 585.8 | 28.63 | 0 | 0.29 | 28.92 | 30.32 | 0 | 0.31 | 30.63 | 530610.6 | 104432.5 | 1754.7 | 4215.3 | 0 | 8374.7 | 97744.8 | 0 | 0 | 0 | 163677.9 | 0 | 4151.7 | 3315.4 | 47630.6 | 88061 | 5864.5 | 1387.4 | 0 | 0 | 102064 | 2368.5 | 0 | 0 | 1654.2 | 8315.2
4754 | 199 | Day199 | 1 | Hour1 | 7 | Summer | 2117 | #N/A | Summer | 502064 | 2024-07-18 01:00 | 481000.6 | 129.5 | 14892.3 | 6041.5 | 502064 | 463918.3 | 397659.5 | 0.0355 | 0.0534 | 0.5 | 0.5 | 322.1 | 24.2 | 3.43 | 23.8 | 1088.2 | 0.21 | 323.8 | 56.3 | 380.1 | 334.8 | 25.2 | 3.58 | 24.7 | 1129.1 | 0.21 | 336.6 | 58.4 | 395 | 478.5 | 31.2 | 4.37 | 37 | 1766.4 | 0.25 | 480.6 | 89.7 | 570.3 | 518 | 33.8 | 4.71 | 39.6 | 1930.9 | 0.25 | 520.3 | 97.2 | 617.4 | 24.57 | 0 | 0.29 | 24.86 | 25.85 | 0 | 0.31 | 26.15 | 502064 | 104404.5 | 203 | 4215.3 | 0 | 8373.7 | 88187.1 | 0 | 0 | 0 | 154536.3 | 0 | 4151.7 | 3315.4 | 42624.7 | 86034.9 | 5613.6 | 403.7 | 0 | 0 | 102698.7 | 1705.8 | 0 | 0 | 101.8 | 8315.2
4755 | 199 | Day199 | 2 | Hour2 | 7 | Summer | 2117 | #N/A | Summer | 480975.3 | 2024-07-18 02:00 | 458710.8 | 1752.9 | 14892.3 | 5619.2 | 480975.3 | 442801.4 | 378198.2 | 0.0347 | 0.0509 | 0.5 | 0.5 | 318.3 | 23.7 | 3.37 | 23.8 | 1079.4 | 0.21 | 319.9 | 56 | 375.9 | 330.4 | 24.7 | 3.51 | 24.6 | 1118.7 | 0.21 | 332.1 | 58 | 390.2 | 490.7 | 33.3 | 4.68 | 36.7 | 1770.3 | 0.26 | 493 | 89.6 | 582.5 | 816.5 | 87.5 | 12.68 | 31.3 | 1973.4 | 0.41 | 822.5 | 90.2 | 912.8 | 23.73 | 0 | 0.29 | 24.02 | 24.94 | 0 | 0.3 | 25.24 | 480975.3 | 102777 | 0 | 4215.3 | 0 | 8373.7 | 82640.1 | 0 | 0 | 0 | 147347.4 | 0 | 4151.7 | 3315.4 | 36692.5 | 86034.9 | 5427.2 | 0 | 0 | 0 | 101557.7 | 1219.4 | 0 | 0 | 3.9 | 8315.2
4756 | 199 | Day199 | 3 | Hour3 | 7 | Summer | 2117 | #N/A | Summer | 470830.7 | 2024-07-18 03:00 | 446759 | 3738.1 | 14892.3 | 5441.3 | 470830.7 | 431459.7 | 369470.4 | 0.0342 | 0.0495 | 0.5 | 0.5 | 317.7 | 23.7 | 3.36 | 23.8 | 1078.9 | 0.21 | 319.3 | 56 | 375.3 | 329.9 | 24.6 | 3.5 | 24.7 | 1117.6 | 0.21 | 331.6 | 58 | 389.6 | 486.6 | 32.7 | 4.59 | 36.8 | 1765.9 | 0.25 | 488.8 | 89.5 | 578.3 | 781.9 | 80.9 | 11.7 | 32.6 | 1981.5 | 0.39 | 787.5 | 91.8 | 879.3 | 23.37 | 0 | 0.28 | 23.65 | 24.53 | 0 | 0.3 | 24.83 | 470830.7 | 101360.3 | 0 | 4215.3 | 0 | 8373.7 | 80510.9 | 0 | 0 | 0 | 144292.4 | 0 | 4151.7 | 3315.4 | 33264.4 | 86034.9 | 5311.6 | 0 | 0 | 0.1 | 100466.4 | 893.8 | 0 | 0 | 0 | 8315.2
4757 | 199 | Day199 | 4 | Hour4 | 7 | Summer | 2117 | #N/A | Summer | 469602.2 | 2024-07-18 04:00 | 446442.8 | 2858.2 | 14892.3 | 5408.7 | 469602.1 | 431169.1 | 370000 | 0.0342 | 0.0495 | 0.5 | 0.49 | 322 | 24.1 | 3.41 | 24.1 | 1091.8 | 0.21 | 323.7 | 56.7 | 380.4 | 334.7 | 25 | 3.55 | 25 | 1133.1 | 0.22 | 336.5 | 58.8 | 395.2 | 499.7 | 34 | 4.78 | 37.4 | 1801.6 | 0.26 | 502 | 91.1 | 593.1 | 661.1 | 59.5 | 8.51 | 35.4 | 1967.8 | 0.32 | 665.2 | 94.2 | 759.4 | 24.56 | 0 | 0.29 | 24.85 | 25.79 | 0 | 0.3 | 26.09 | 469602.2 | 99602.2 | 0 | 4215.3 | 0 | 8374.7 | 81829.6 | 0 | 0 | 113.3 | 145371.6 | 0 | 4088.1 | 3315.4 | 30808.1 | 86698.8 | 5298.3 | 0 | 0 | 346.5 | 98366.8 | 775.6 | 0.1 | 0 | 0 | 8315.2
4758 | 199 | Day199 | 5 | Hour5 | 7 | Summer | 2117 | #N/A | Summer | 480485.2 | 2024-07-18 05:00 | 458004 | 2400.2 | 14892.3 | 5188.7 | 480485.2 | 442140.2 | 375213.8 | 0.0346 | 0.0508 | 0.49 | 0.49 | 325.8 | 24.6 | 3.49 | 24 | 1097.2 | 0.21 | 327.5 | 56.8 | 384.3 | 339.2 | 25.7 | 3.65 | 24.9 | 1140.1 | 0.22 | 341 | 59 | 400 | 484.6 | 34.2 | 4.82 | 35.1 | 1707.9 | 0.25 | 486.9 | 86 | 572.9 | 782.9 | 78.4 | 11.3 | 34.8 | 2079.1 | 0.38 | 788.3 | 96.8 | 885.1 | 24.84 | 0 | 0.29 | 25.13 | 26.05 | 0 | 0.29 | 26.35 | 480485.2 | 105271.4 | 16.7 | 4215.3 | 0 | 8374.7 | 85971.6 | 0 | 0 | 494.8 | 147893.8 | 0 | 4088.1 | 3315.4 | 29341.2 | 86698.8 | 5298.3 | 0 | 0 | 8264 | 95890.2 | 622.3 | 408.6 | 0 | 0 | 8315.2
4759 | 199 | Day199 | 6 | Hour6 | 7 | Summer | 2117 | #N/A | Summer | 501463.4 | 2024-07-18 06:00 | 478312.4 | 3543.8 | 14892.3 | 4714.9 | 501463.5 | 461355 | 379800.8 | 0.0354 | 0.0532 | 0.51 | 0.51 | 319.3 | 24.5 | 3.48 | 23.2 | 1063.4 | 0.21 | 321 | 54.9 | 375.9 | 334.2 | 25.8 | 3.67 | 24.1 | 1108.9 | 0.21 | 336 | 57.2 | 393.1 | 218.9 | 9.1 | 1.21 | 21.8 | 955.8 | 0.12 | 219.5 | 50.3 | 269.8 | 753 | 74.5 | 10.73 | 34.2 | 2027.6 | 0.37 | 758.2 | 94.8 | 852.9 | 26.49 | 0 | 0.3 | 26.79 | 27.93 | 0 | 0.29 | 28.22 | 501463.4 | 121662.7 | 311.3 | 4215.3 | 0 | 8374.7 | 89984.4 | 0 | 0 | 6359.7 | 146429.5 | 0 | 4088.1 | 3315.4 | 29722.7 | 88061 | 5298.3 | 0 | 0 | 31934.7 | 82881.7 | 486.6 | 3063.3 | 0 | 345.3 | 8315.2
4760 | 199 | Day199 | 7 | Hour7 | 7 | Summer | 2117 | #N/A | Summer | 531060.2 | 2024-07-18 07:00 | 511273.8 | 477 | 14892.3 | 4417.1 | 531060.2 | 492440.2 | 401153.7 | 0.0368 | 0.0571 | 0.5 | 0.5 | 330 | 25.8 | 3.67 | 23.3 | 1085.2 | 0.21 | 331.8 | 55.7 | 387.5 | 345 | 27.1 | 3.86 | 24.2 | 1131.5 | 0.22 | 346.9 | 58 | 404.9 | 129 | 3.5 | 0.43 | 14.5 | 619.9 | 0.07 | 129.2 | 33 | 162.2 | 539.8 | 26.6 | 3.55 | 48.9 | 2303.3 | 0.25 | 541.6 | 117.6 | 659.2 | 28.17 | 0 | 0.28 | 28.46 | 29.85 | 0 | 0.3 | 30.15 | 531060.2 | 129906.5 | 325.7 | 4247.1 | 0 | 8374.7 | 101327.4 | 0 | 3.7 | 9703.5 | 155039.3 | 0 | 4088.1 | 3315.4 | 30741.5 | 88396.1 | 5298.3 | 0 | 0 | 62251.6 | 57578.6 | 369.2 | 5848 | 0 | 0 | 8315.2
4761 | 199 | Day199 | 8 | Hour8 | 7 | Summer | 2117 | #N/A | Summer | 569156.5 | 2024-07-18 08:00 | 550863.7 | 552.1 | 12703.5 | 5037.2 | 569156.5 | 529633.8 | 404806.2 | 0.0385 | 0.0617 | 0.51 | 0.51 | 324.4 | 25.6 | 3.65 | 22.6 | 1060.3 | 0.2 | 326.2 | 54.3 | 380.4 | 340.2 | 27 | 3.84 | 23.6 | 1108.2 | 0.21 | 342 | 56.7 | 398.7 | 101.2 | 3.4 | 0.43 | 10.8 | 466.6 | 0.06 | 101.4 | 24.8 | 126.2 | 879.5 | 91.4 | 13.21 | 36 | 2228.6 | 0.43 | 885.8 | 102.5 | 988.3 | 29.07 | 0 | 0.28 | 29.35 | 30.99 | 0 | 0.3 | 31.29 | 569156.5 | 164350.3 | 21.9 | 4245.5 | 0 | 8374.7 | 108166.3 | 0 | 504.1 | 12527 | 160264.4 | 0 | 4088.1 | 3315.4 | 22635.5 | 88396.1 | 5298.3 | 0 | 0 | 105761.7 | 45278.6 | 279 | 8407 | 0 | 7.8 | 8315.2
4762 | 199 | Day199 | 9 | Hour9 | 7 | Summer | 2117 | #N/A | Summer | 614980.3 | 2024-07-18 09:00 | 591859.7 | 5033.1 | 11955.1 | 6132.4 | 614980.3 | 567988.6 | 423937.5 | 0.0403 | 0.0663 | 0.52 | 0.51 | 325.9 | 26 | 3.71 | 22.3 | 1056 | 0.2 | 327.7 | 53.8 | 381.5 | 345.5 | 27.7 | 3.95 | 23.5 | 1116 | 0.21 | 347.4 | 56.8 | 404.2 | 85.8 | 2.6 | 0.34 | 9.5 | 400 | 0.05 | 85.9 | 21.4 | 107.3 | 796 | 38.8 | 6.96 | 94.4 | 1835.4 | 1.5 | 799.1 | 149.5 | 948.6 | 28.95 | 0 | 0.29 | 29.24 | 31.41 | 0 | 0.3 | 31.71 | 614980.3 | 191042.8 | 0 | 4238.9 | 0 | 8374.7 | 118878.1 | 0 | 865.3 | 19466.4 | 169472.6 | 0 | 4175.1 | 3315.4 | 22292.9 | 87565.8 | 5624 | 0 | 0 | 127630.4 | 42764.6 | 316.2 | 13904.3 | 0 | 0 | 8315.2
4763 | 199 | Day199 | 10 | Hour10 | 7 | Summer | 2117 | #N/A | Summer | 647302.1 | 2024-07-18 10:00 | 632027 | 4680.3 | 4147 | 6447.8 | 647302.1 | 605417.2 | 451210.3 | 0.0421 | 0.0708 | 0.5 | 0.5 | 337.1 | 26.7 | 3.81 | 23.1 | 1095.4 | 0.21 | 338.9 | 55.8 | 394.7 | 356.5 | 28.3 | 4.04 | 24.4 | 1157.3 | 0.22 | 358.4 | 59 | 417.4 | 88.8 | 3.1 | 0.39 | 9.2 | 416.7 | 0.04 | 89 | 21.6 | 110.6 | 570.5 | 23.8 | 3.21 | 57.6 | 2458.6 | 0.35 | 572.1 | 131 | 703 | 34.77 | 0 | 0.28 | 35.04 | 37.87 | 0 | 0.3 | 38.17 | 647302.1 | 196091.8 | 0 | 4246.4 | 0 | 8374.7 | 127665.7 | 0 | 960.1 | 20534.5 | 181718.4 | 0 | 6818.8 | 3315.4 | 24599.9 | 87624.9 | 6692.6 | 153.6 | 0 | 133380.5 | 40606.3 | 610.4 | 16749.7 | 3596.4 | 0 | 8315.2
4764 | 199 | Day199 | 11 | Hour11 | 7 | Summer | 2117 | #N/A | Summer | 679876.5 | 2024-07-18 11:00 | 665854.6 | 3889.4 | 3887.8 | 6244.8 | 679876.5 | 636793.8 | 483613.8 | 0.0436 | 0.0745 | 0.49 | 0.48 | 346.3 | 26.8 | 3.82 | 24.4 | 1138.1 | 0.22 | 348.1 | 58.4 | 406.5 | 369.7 | 28.6 | 4.08 | 26.1 | 1215.2 | 0.23 | 371.7 | 62.3 | 434 | 103.8 | 3.5 | 0.46 | 11.1 | 475.2 | 0.06 | 104.1 | 25.3 | 129.3 | 627.3 | 12.2 | 1.26 | 74 | 3250.5 | 0.29 | 628 | 170.9 | 798.9 | 39.54 | 42.3 | 0.28 | 82.12 | 43.09 | 46.77 | 0.3 | 90.15 | 679876.5 | 196262.7 | 215.4 | 4246.4 | 0 | 8374.7 | 132595.1 | 0 | 986.2 | 20137.3 | 188170.5 | 0 | 15836.1 | 3315.4 | 26688.6 | 88396.1 | 9566.1 | 6209.3 | 0 | 136678.4 | 37372.9 | 1088 | 17730.4 | 8988.5 | 85.4 | 8315.2
4765 | 199 | Day199 | 12 | Hour12 | 7 | Summer | 2117 | #N/A | Summer | 704717.7 | 2024-07-18 12:00 | 691703.1 | 3497.8 | 3408.2 | 6108.6 | 704717.7 | 660677.9 | 509077.3 | 0.0448 | 0.0774 | 0.48 | 0.47 | 353.7 | 26.7 | 3.81 | 25.5 | 1175.1 | 0.22 | 355.6 | 60.6 | 416.2 | 381.2 | 28.8 | 4.11 | 27.5 | 1266.4 | 0.24 | 383.2 | 65.3 | 448.5 | 107.5 | 3.3 | 0.45 | 12.1 | 476.7 | 0.08 | 107.7 | 26.3 | 134 | 834.7 | 29 | 5.42 | 107.3 | 2358.2 | 1.49 | 837.1 | 178 | 1015.1 | 41.26 | 90.73 | 0.28 | 132.26 | 45.04 | 100.37 | 0.3 | 145.71 | 704717.7 | 195640.4 | 129.3 | 4246.4 | 0 | 8374.7 | 135575.9 | 0 | 984.8 | 20255.3 | 192700.1 | 0 | 24610 | 3315.4 | 28083.6 | 88396.1 | 12180.2 | 11465.6 | 0 | 135803.5 | 36870.3 | 1726.4 | 17540.8 | 11939.7 | 829.5 | 8315.2
4766 | 199 | Day199 | 13 | Hour13 | 7 | Summer | 2117 | #N/A | Summer | 718494.2 | 2024-07-18 13:00 | 708690.6 | 424.6 | 3408.2 | 5970.7 | 718494.2 | 676338 | 520805.5 | 0.0456 | 0.0793 | 0.48 | 0.47 | 354.9 | 26.4 | 3.77 | 25.9 | 1191.6 | 0.22 | 356.8 | 61.5 | 418.2 | 382.1 | 28.4 | 4.05 | 28 | 1283.9 | 0.24 | 384.1 | 66.3 | 450.4 | 114.6 | 3.7 | 0.53 | 13 | 488.3 | 0.09 | 114.9 | 27.5 | 142.4 | 633 | 19.9 | 2.42 | 67.6 | 3058.9 | 0.28 | 634.3 | 158.8 | 793.1 | 41.99 | 110.34 | 0.27 | 152.61 | 45.85 | 121.73 | 0.3 | 167.88 | 718494.2 | 197688.7 | 251 | 4246.4 | 0 | 8374.7 | 135942.5 | 0 | 983.1 | 20582.9 | 193790.5 | 0 | 30984.3 | 3315.4 | 29181.5 | 88396.1 | 12362.2 | 13960.8 | 0 | 135425.4 | 38443.6 | 2253.6 | 16854.7 | 12152.1 | 921.3 | 8315.2
4767 | 199 | Day199 | 14 | Hour14 | 7 | Summer | 2117 | #N/A | Summer | 727547.2 | 2024-07-18 14:00 | 717795.2 | 523.5 | 3408.2 | 5820.3 | 727547.2 | 684711.9 | 530580.2 | 0.0461 | 0.0803 | 0.48 | 0.47 | 356.9 | 26.3 | 3.75 | 26.3 | 1203.7 | 0.23 | 358.7 | 62.2 | 420.9 | 384.1 | 28.3 | 4.03 | 28.4 | 1296.8 | 0.24 | 386.1 | 67.1 | 453.1 | 127.6 | 4.2 | 0.59 | 14.2 | 550.5 | 0.1 | 127.9 | 30.6 | 158.5 | 930.5 | 39.3 | 6.96 | 111.6 | 2542.7 | 1.57 | 933.6 | 187.8 | 1121.4 | 42.62 | 118.25 | 0.28 | 161.15 | 46.58 | 130.55 | 0.3 | 177.42 | 727547.2 | 196966.9 | 110 | 4246.4 | 0 | 8374.7 | 136402 | 0 | 979.7 | 20874.9 | 196374.4 | 0 | 33873.3 | 3315.4 | 31826.4 | 88396.1 | 13278.3 | 14383.1 | 0 | 131543.5 | 40843.2 | 2725.6 | 16663.8 | 12539.5 | 1770.7 | 8315.2
4768 | 199 | Day199 | 15 | Hour15 | 7 | Summer | 2117 | #N/A | Summer | 733293.4 | 2024-07-18 15:00 | 723014.1 | 1166.3 | 3408.2 | 5704.7 | 733293.4 | 689507.7 | 537739 | 0.0463 | 0.0809 | 0.47 | 0.46 | 359.7 | 26.3 | 3.74 | 26.8 | 1217.7 | 0.23 | 361.5 | 63.1 | 424.6 | 387.5 | 28.3 | 4.03 | 28.9 | 1313 | 0.25 | 389.5 | 68.1 | 457.5 | 142.1 | 4.7 | 0.67 | 16 | 599.1 | 0.12 | 142.5 | 33.9 | 176.3 | 729 | 28 | 3.66 | 74.1 | 3290.9 | 0.37 | 730.8 | 172.2 | 903.1 | 42.63 | 125.24 | 0.28 | 168.15 | 46.63 | 138.37 | 0.3 | 185.31 | 733293.4 | 195554.4 | 194.4 | 4248.1 | 0 | 8374.7 | 136536.2 | 0 | 978.1 | 20649 | 197648.8 | 0 | 36922.6 | 3315.4 | 32941.2 | 88396.1 | 14486.2 | 14675.2 | 0 | 128045.1 | 42839.1 | 3043 | 16309 | 13688.2 | 1759 | 8315.2
4769 | 199 | Day199 | 16 | Hour16 | 7 | Summer | 2117 | #N/A | Summer | 735092.5 | 2024-07-18 16:00 | 725746.6 | 0 | 3408.2 | 5937.6 | 735092.5 | 692009.8 | 546648.6 | 0.0465 | 0.0813 | 0.46 | 0.45 | 369.8 | 26.7 | 3.81 | 27.9 | 1250.4 | 0.24 | 371.6 | 65.2 | 436.9 | 397.9 | 28.7 | 4.1 | 30.1 | 1346.7 | 0.26 | 399.8 | 70.3 | 470.1 | 170.3 | 5.2 | 0.76 | 19.9 | 704.9 | 0.16 | 170.6 | 41 | 211.6 | 756.2 | 27.4 | 3.51 | 78.1 | 3485.6 | 0.37 | 757.9 | 182 | 940 | 47.36 | 141.52 | 0.28 | 189.16 | 51.83 | 156.16 | 0.3 | 208.29 | 735092.5 | 188443.9 | 321.4 | 4257.5 | 0 | 8374.7 | 137755.9 | 0 | 974.9 | 19969.1 | 199576.7 | 0 | 39938.8 | 3315.4 | 31628.2 | 88396.1 | 18212.4 | 14871.5 | 0 | 118710.2 | 45580.9 | 3208.7 | 16177.3 | 12917.8 | 817.1 | 8315.2
4770 | 199 | Day199 | 17 | Hour17 | 7 | Summer | 2117 | #N/A | Summer | 732883.7 | 2024-07-18 17:00 | 722381.8 | 1265.5 | 3408.2 | 5828.2 | 732883.7 | 688915.7 | 559672.3 | 0.0463 | 0.0809 | 0.45 | 0.44 | 380.1 | 27.1 | 3.87 | 29.1 | 1285.4 | 0.26 | 381.9 | 67.5 | 449.4 | 409.3 | 29.1 | 4.17 | 31.4 | 1385.7 | 0.28 | 411.3 | 72.8 | 484.1 | 238.4 | 7 | 1.03 | 28.1 | 994.6 | 0.23 | 238.9 | 57.8 | 296.7 | 957.5 | 35.7 | 6.86 | 124.2 | 2382.8 | 1.89 | 960.4 | 195.8 | 1156.2 | 47.17 | 179.65 | 0.28 | 227.1 | 51.63 | 198.47 | 0.31 | 250.4 | 732883.7 | 173211.4 | 956 | 4257.5 | 0 | 8374.7 | 137700.4 | 0 | 959.7 | 16948.5 | 199763.7 | 0 | 43948 | 3315.4 | 36602.5 | 88396.1 | 21657.9 | 14700.1 | 0 | 102022.6 | 49755.3 | 3525.2 | 12703.8 | 13877.4 | 1630.5 | 8315.2
4771 | 199 | Day199 | 18 | Hour18 | 7 | Summer | 2117 | #N/A | Summer | 717169.6 | 2024-07-18 18:00 | 711664.2 | 0 | 34.7 | 5470.7 | 717169.5 | 679099.5 | 573076.8 | 0.0457 | 0.0796 | 0.42 | 0.41 | 400.6 | 28.1 | 4.03 | 31.1 | 1361.6 | 0.27 | 402.6 | 71.8 | 474.3 | 429.3 | 30.1 | 4.31 | 33.4 | 1461.7 | 0.29 | 431.4 | 77.1 | 508.5 | 402.7 | 12.1 | 1.84 | 48 | 1619.5 | 0.42 | 403.6 | 96.4 | 500 | 876.6 | 20.6 | 2.34 | 100.5 | 4402.7 | 0.42 | 877.9 | 231.8 | 1109.7 | 87.79 | 208.57 | 0.28 | 296.64 | 95.75 | 228.57 | 0.31 | 324.62 | 717169.6 | 144092.8 | 2875.5 | 4257.5 | 0 | 8374.7 | 138792.1 | 0 | 905.1 | 12008.1 | 201814.9 | 0 | 49837.9 | 3315.4 | 36896.8 | 88396.1 | 23627.7 | 14888.2 | 0 | 73257.1 | 54330.3 | 3592.1 | 10545.8 | 13917.7 | 1058.8 | 8315.2
4772 | 199 | Day199 | 19 | Hour19 | 7 | Summer | 2117 | #N/A | Summer | 697741.5 | 2024-07-18 19:00 | 693003.6 | 0 | 0 | 4737.9 | 697741.5 | 661970.7 | 579186.6 | 0.0448 | 0.0773 | 0.41 | 0.39 | 411.8 | 29.4 | 4.21 | 31.5 | 1389.5 | 0.28 | 413.8 | 73 | 486.8 | 440.7 | 31.4 | 4.49 | 33.8 | 1490.3 | 0.3 | 442.8 | 78.3 | 521.2 | 490.5 | 15 | 2.28 | 58.1 | 1968.2 | 0.51 | 491.5 | 116.9 | 608.5 | 1048 | 44.6 | 8.45 | 131.8 | 2361.2 | 2.12 | 1051.6 | 202.7 | 1254.3 | 53.78 | 153.55 | 0.28 | 207.61 | 58.36 | 167.73 | 0.31 | 226.4 | 697741.5 | 118554.9 | 3143.5 | 4257.5 | 0 | 8374.7 | 142396 | 0 | 725.6 | 7861.9 | 204816.4 | 0 | 45120.4 | 3315.4 | 41896.3 | 88396.1 | 22731.5 | 14738.8 | 0 | 42967 | 63625.8 | 3374.7 | 7936.4 | 12389.8 | 2463.9 | 8315.2
4773 | 199 | Day199 | 20 | Hour20 | 7 | Summer | 2117 | #N/A | Summer | 678793.5 | 2024-07-18 20:00 | 673365.2 | 0 | 0 | 5428.3 | 678793.5 | 643840.9 | 581737.9 | 0.0438 | 0.0751 | 0.41 | 0.39 | 406 | 30 | 4.29 | 29.9 | 1354.1 | 0.26 | 408.1 | 70.4 | 478.5 | 434.6 | 32 | 4.57 | 32.2 | 1453.7 | 0.28 | 436.8 | 75.6 | 512.4 | 494.3 | 14.8 | 2.21 | 58.5 | 2026 | 0.49 | 495.4 | 119 | 614.4 | 720.1 | 20.4 | 2.51 | 80 | 3461.6 | 0.38 | 721.4 | 183.3 | 904.7 | 47.07 | 86.55 | 0.28 | 133.91 | 50.95 | 94.37 | 0.31 | 145.63 | 678793.5 | 97055.7 | 5143.3 | 4257.5 | 0 | 8374.7 | 144678.3 | 0 | 269.8 | 3789 | 208239.5 | 0 | 31732.7 | 3315.4 | 54079.7 | 88396.1 | 17442 | 16078.7 | 0 | 13252 | 76043 | 3701.9 | 2555.7 | 6466.7 | 2453.4 | 8315.2
4774 | 199 | Day199 | 21 | Hour21 | 7 | Summer | 2117 | #N/A | Summer | 654727.1 | 2024-07-18 21:00 | 648647.2 | 0 | 0 | 6079.9 | 654727.1 | 620877.3 | 566019.7 | 0.0428 | 0.0725 | 0.41 | 0.4 | 401.8 | 30.5 | 4.35 | 28.9 | 1324.9 | 0.26 | 403.9 | 68.4 | 472.3 | 428.2 | 32.3 | 4.61 | 31 | 1418 | 0.27 | 430.4 | 73.3 | 503.7 | 458.2 | 13.6 | 1.95 | 53.4 | 1953.6 | 0.4 | 459.2 | 111.7 | 570.9 | 751 | 19.8 | 2.39 | 84.7 | 3658.1 | 0.39 | 752.2 | 193.8 | 946.1 | 45.57 | 32.5 | 0.29 | 78.35 | 49.18 | 35.37 | 0.32 | 84.87 | 654727.1 | 88707.4 | 6903.6 | 4257.5 | 0 | 8374.7 | 143639.2 | 0 | 0 | 144.4 | 211116.8 | 0 | 18836.4 | 3315.4 | 52082.1 | 88396.1 | 14256.2 | 14841.5 | 0 | 92.8 | 84458.4 | 4011.9 | 939.8 | 1626.7 | 4540.8 | 8315.2
4775 | 199 | Day199 | 22 | Hour22 | 7 | Summer | 2117 | #N/A | Summer | 614090 | 2024-07-18 22:00 | 607369 | 0 | 0 | 6721.1 | 614090.1 | 582474 | 523484.8 | 0.041 | 0.068 | 0.41 | 0.41 | 395.2 | 30.7 | 4.38 | 27.6 | 1298.5 | 0.24 | 397.3 | 66.4 | 463.7 | 413.8 | 32 | 4.56 | 29 | 1363.1 | 0.25 | 416 | 69.7 | 485.7 | 436 | 15.7 | 2.26 | 47.9 | 1796.7 | 0.37 | 437.1 | 101.6 | 538.7 | 818.9 | 65.6 | 9.31 | 51.6 | 2670.1 | 0.41 | 823.4 | 131.3 | 954.6 | 38.45 | 2.59 | 0.29 | 41.33 | 41.31 | 2.82 | 0.32 | 44.45 | 614090 | 90605.3 | 4898.8 | 4257.5 | 0 | 8374.7 | 137675.9 | 0 | 0 | 0.2 | 206989.2 | 0 | 8333.4 | 3315.4 | 48827.9 | 88396.1 | 8767.7 | 3648.2 | 0 | 0.9 | 86422.2 | 4182 | 39.8 | 0 | 3417.8 | 8315.2
4776 | 199 | Day199 | 23 | Hour23 | 7 | Summer | 2117 | #N/A | Summer | 576396.1 | 2024-07-18 23:00 | 564992.6 | 110 | 5280.3 | 6013.3 | 576396.1 | 542906.3 | 485759.8 | 0.0391 | 0.0632 | 0.43 | 0.43 | 378.8 | 29.6 | 4.21 | 26.4 | 1245 | 0.23 | 380.8 | 63.6 | 444.4 | 395.6 | 30.8 | 4.39 | 27.6 | 1301.9 | 0.24 | 397.7 | 66.5 | 464.2 | 478.9 | 26 | 3.62 | 42.3 | 1883.5 | 0.28 | 480.6 | 98.5 | 579.1 | 512.2 | 19.2 | 2.44 | 51.8 | 2375.8 | 0.23 | 513.4 | 122.7 | 636.1 | 33.42 | 0 | 0.3 | 33.72 | 35.71 | 0 | 0.32 | 36.03 | 576396.1 | 90636.3 | 3729.8 | 4244.2 | 0 | 8374.7 | 125565.7 | 0 | 0 | 0 | 188899.6 | 0 | 6818.1 | 3315.4 | 48143.5 | 88396.1 | 6719.5 | 1553.2 | 0 | 0 | 86450.5 | 4185.8 | 0.1 | 0 | 2899.2 | 8315.2
4777 | 200 | Day200 | 0 | Hour0 | 7 | Summer | 11 | 730963.3 | Summer | 546915.2 | 2024-07-19 | 527211.5 | 119.7 | 13229.2 | 6354.7 | 546915.2 | 507456.1 | 455909 | 0.0375 | 0.0589 | 0.45 | 0.45 | 363.8 | 28 | 3.98 | 26 | 1207.7 | 0.23 | 365.7 | 62 | 427.8 | 379.1 | 29.2 | 4.15 | 27 | 1257.3 | 0.24 | 381.1 | 64.5 | 445.6 | 507.2 | 31.9 | 4.47 | 40.3 | 1894.1 | 0.27 | 509.4 | 96.8 | 606.2 | 936.6 | 93.2 | 13.45 | 42.3 | 2488.5 | 0.47 | 943 | 116.6 | 1059.6 | 30.73 | 0 | 0.29 | 31.02 | 32.64 | 0 | 0.32 | 32.96 | 546915.2 | 91006.2 | 1274 | 4244.2 | 0 | 8374.7 | 112111.6 | 0 | 0 | 0 | 177421.6 | 0 | 6513.7 | 3315.4 | 46178.4 | 88396.1 | 6704.6 | 1374.6 | 0 | 0 | 86703.7 | 4302.5 | 0 | 0 | 530.3 | 8315.2
4778 | 200 | Day200 | 1 | Hour1 | 7 | Summer | 2117 | #N/A | Summer | 517225 | 2024-07-19 01:00 | 496114.6 | 110 | 14892.3 | 6108 | 517225 | 478150.7 | 427569.3 | 0.0362 | 0.0553 | 0.46 | 0.46 | 354.4 | 27.1 | 3.86 | 25.6 | 1180.2 | 0.22 | 356.3 | 60.8 | 417.1 | 368.8 | 28.3 | 4.02 | 26.5 | 1225.7 | 0.23 | 370.8 | 63.1 | 433.9 | 522.1 | 34 | 4.78 | 40.5 | 1914.3 | 0.28 | 524.4 | 97.6 | 622 | 564.6 | 37.3 | 5.2 | 43.9 | 2094.2 | 0.3 | 567.1 | 106.3 | 673.5 | 27.68 | 0 | 0.3 | 27.98 | 29.24 | 0 | 0.32 | 29.56 | 517225 | 89655.7 | 8.3 | 4173.5 | 0 | 8374.7 | 102553.4 | 0 | 0 | 0 | 164207.6 | 0 | 6513.7 | 3315.4 | 44248.4 | 87694.6 | 6479.7 | 0 | 0 | 0 | 85489.8 | 4165.9 | 0 | 0 | 0 | 8315.2
4779 | 200 | Day200 | 2 | Hour2 | 7 | Summer | 2117 | #N/A | Summer | 495814.8 | 2024-07-19 02:00 | 473061 | 2398.8 | 14892.3 | 5462.6 | 495814.8 | 456350.3 | 409045.6 | 0.0353 | 0.0527 | 0.46 | 0.46 | 353 | 26.7 | 3.8 | 25.8 | 1183.6 | 0.23 | 354.8 | 61.1 | 416 | 367.4 | 27.9 | 3.97 | 26.7 | 1228.7 | 0.23 | 369.3 | 63.4 | 432.7 | 513.1 | 33.5 | 4.71 | 39.9 | 1874.9 | 0.28 | 515.4 | 95.8 | 611.2 | 777.4 | 75 | 10.8 | 37.3 | 2137.6 | 0.39 | 782.6 | 101.1 | 883.7 | 26.05 | 0 | 0.3 | 26.36 | 27.48 | 0 | 0.32 | 27.81 | 495814.8 | 86769.1 | 0 | 4173.5 | 0 | 8374.7 | 96530.3 | 0 | 0 | 0 | 159862.6 | 0 | 6513.7 | 3315.4 | 37244.7 | 86698.8 | 6331.9 | 0 | 0 | 0 | 82691.3 | 4077.8 | 0 | 0 | 0 | 8315.2
4780 | 200 | Day200 | 3 | Hour3 | 7 | Summer | 2117 | #N/A | Summer | 484231 | 2024-07-19 03:00 | 460191.4 | 3941.8 | 14892.3 | 5205.4 | 484231 | 444167.8 | 402120.8 | 0.0348 | 0.0512 | 0.45 | 0.45 | 356.2 | 26.8 | 3.81 | 26.2 | 1198.8 | 0.23 | 358.1 | 62 | 420 | 370.9 | 28.1 | 3.99 | 27.1 | 1244.1 | 0.24 | 372.8 | 64.3 | 437.1 | 519.5 | 34.9 | 4.92 | 39.5 | 1866.8 | 0.28 | 521.9 | 95.2 | 617.1 | 706.7 | 65.2 | 9.35 | 36.7 | 2038.2 | 0.35 | 711.2 | 97.5 | 808.7 | 25.86 | 0 | 0.31 | 26.16 | 27.23 | 0 | 0.32 | 27.54 | 484231 | 82110.2 | 0 | 4173.5 | 0 | 8374.7 | 94433.5 | 0 | 0 | 0 | 159158.9 | 0 | 6513.7 | 3315.4 | 33224.2 | 86698.8 | 6228.1 | 0 | 0 | 0 | 78124 | 3986.1 | 0 | 0 | 0 | 8315.2
4781 | 200 | Day200 | 4 | Hour4 | 7 | Summer | 2117 | #N/A | Summer | 483128 | 2024-07-19 04:00 | 459410.6 | 3877.2 | 14892.3 | 4947.9 | 483128.1 | 443440.8 | 403083.6 | 0.0348 | 0.0511 | 0.44 | 0.44 | 364.2 | 27.6 | 3.93 | 26.5 | 1219.9 | 0.23 | 366.1 | 62.9 | 429.1 | 379.6 | 28.9 | 4.11 | 27.5 | 1267.1 | 0.24 | 381.6 | 65.3 | 446.9 | 512.3 | 33.4 | 4.69 | 40 | 1868.4 | 0.28 | 514.6 | 95.7 | 610.3 | 497.3 | 27.7 | 3.78 | 42.4 | 2005.3 | 0.24 | 499.2 | 102.2 | 601.4 | 26.03 | 0 | 0.31 | 26.34 | 27.38 | 0 | 0.31 | 27.7 | 483128 | 80044.4 | 0 | 4173.5 | 0 | 8374.7 | 97494.6 | 0 | 0 | 105.2 | 160189.4 | 0 | 6513.7 | 3315.4 | 30138.9 | 86698.8 | 6184.5 | 0 | 0 | 358.1 | 75766.5 | 3814.6 | 0 | 0 | 304.4 | 8315.2
4782 | 200 | Day200 | 5 | Hour5 | 7 | Summer | 2117 | #N/A | Summer | 491491.7 | 2024-07-19 05:00 | 470655.6 | 1451.3 | 14892.3 | 4492.5 | 491491.7 | 454101.3 | 407464.2 | 0.0352 | 0.0524 | 0.44 | 0.44 | 366.7 | 27.9 | 3.97 | 26.5 | 1225.1 | 0.23 | 368.6 | 63.1 | 431.7 | 382.1 | 29.2 | 4.16 | 27.5 | 1273.4 | 0.24 | 384.1 | 65.5 | 449.6 | 479.7 | 31.2 | 4.38 | 37.4 | 1757.6 | 0.26 | 481.8 | 89.9 | 571.7 | 694.7 | 62.1 | 8.9 | 37.8 | 2064.8 | 0.34 | 699 | 99.4 | 798.4 | 26.44 | 0 | 0.31 | 26.75 | 27.79 | 0 | 0.31 | 28.1 | 491491.7 | 84027.5 | 0 | 4173.5 | 0 | 8374.7 | 100543.2 | 0 | 0 | 442.1 | 162923.4 | 0 | 6513.7 | 3315.4 | 28743.3 | 86698.8 | 6178.1 | 0 | 0 | 7791.5 | 72228.3 | 3565.5 | 401.5 | 0 | 0 | 8315.2
4783 | 200 | Day200 | 6 | Hour6 | 7 | Summer | 2117 | #N/A | Summer | 511681 | 2024-07-19 06:00 | 490692.7 | 1814.2 | 14892.3 | 4281.8 | 511681 | 473034 | 404780.6 | 0.036 | 0.0547 | 0.47 | 0.47 | 346.4 | 26.4 | 3.75 | 25.1 | 1158.4 | 0.22 | 348.2 | 59.7 | 407.9 | 362.2 | 27.7 | 3.94 | 26.1 | 1207.4 | 0.23 | 364.1 | 62.2 | 426.2 | 282.3 | 13.7 | 1.87 | 26.4 | 1168.8 | 0.16 | 283.2 | 61.3 | 344.5 | 429.4 | 11.9 | 1.39 | 47.4 | 2125.9 | 0.19 | 430.1 | 110.8 | 540.9 | 27.04 | 0 | 0.31 | 27.35 | 28.54 | 0 | 0.31 | 28.84 | 511681 | 106900.4 | 1124.8 | 4173.5 | 0 | 8374.7 | 98670.5 | 0 | 0 | 4620.5 | 160561.9 | 0 | 6491.8 | 3315.4 | 28002.7 | 88065.7 | 5999.6 | 0 | 0 | 31408.1 | 67719.4 | 3152.3 | 2704.5 | 0 | 174 | 8315.2
4784 | 200 | Day200 | 7 | Hour7 | 7 | Summer | 2117 | #N/A | Summer | 541938.4 | 2024-07-19 07:00 | 520813.4 | 1675.6 | 14892.3 | 4557.1 | 541938.4 | 501397.2 | 415044.7 | 0.0373 | 0.0583 | 0.48 | 0.48 | 344.3 | 26.6 | 3.79 | 24.5 | 1138.9 | 0.22 | 346.1 | 58.5 | 404.7 | 360.1 | 28 | 3.98 | 25.5 | 1187.4 | 0.23 | 362 | 60.9 | 422.9 | 151.1 | 4.2 | 0.53 | 17.2 | 712.9 | 0.09 | 151.4 | 38.4 | 189.9 | 409.2 | 12.8 | 1.57 | 44.7 | 1964.1 | 0.21 | 410 | 103.3 | 513.3 | 27.95 | 0 | 0.3 | 28.25 | 29.67 | 0 | 0.31 | 29.99 | 541938.4 | 126893.7 | 316.3 | 4173.5 | 0 | 8374.7 | 105903.6 | 0 | 2.6 | 7612.9 | 163743.1 | 0 | 6513.7 | 3315.4 | 28431.4 | 88088.5 | 6184.5 | 0 | 0 | 65461.6 | 51491.5 | 2325 | 4176.5 | 0 | 0 | 8315.2
4785 | 200 | Day200 | 8 | Hour8 | 7 | Summer | 2117 | #N/A | Summer | 576362.4 | 2024-07-19 08:00 | 557681.6 | 1018.5 | 12805.7 | 4856.7 | 576362.4 | 536006.3 | 422389.9 | 0.0389 | 0.0625 | 0.49 | 0.49 | 340.9 | 26.7 | 3.81 | 23.8 | 1116.6 | 0.21 | 342.7 | 57.2 | 399.9 | 357.5 | 28.2 | 4.01 | 24.9 | 1167.1 | 0.22 | 359.5 | 59.7 | 419.2 | 112.8 | 2.8 | 0.36 | 13.1 | 535.3 | 0.07 | 112.9 | 29 | 142 | 542.1 | 28.1 | 3.81 | 48 | 2250.9 | 0.26 | 544 | 115.2 | 659.2 | 30.47 | 0 | 0.29 | 30.76 | 32.52 | 0 | 0.31 | 32.84 | 576362.4 | 153972.5 | 0 | 4250 | 0 | 8374.7 | 113782 | 0 | 392.8 | 11230.6 | 167669 | 0 | 6513.7 | 3315.4 | 23912.6 | 88396.1 | 6176.4 | 0 | 0 | 108359.3 | 31994.2 | 1995.5 | 6619.8 | 10.8 | 1.1 | 8315.2
4786 | 200 | Day200 | 9 | Hour9 | 7 | Summer | 2117 | #N/A | Summer | 614162.4 | 2024-07-19 09:00 | 595554 | 5053 | 7817 | 5738.5 | 614162.4 | 571430.7 | 435000.1 | 0.0405 | 0.0668 | 0.5 | 0.49 | 337.4 | 26.6 | 3.8 | 23.4 | 1099.7 | 0.21 | 339.2 | 56.2 | 395.4 | 356.4 | 28.2 | 4.02 | 24.6 | 1158.7 | 0.22 | 358.3 | 59.2 | 417.5 | 108.1 | 3.4 | 0.45 | 11.9 | 492.1 | 0.07 | 108.4 | 26.6 | 134.9 | 1314.2 | 134.3 | 19.4 | 56.2 | 3388 | 0.65 | 1323.5 | 157.3 | 1480.8 | 32.24 | 0 | 0.29 | 32.53 | 34.79 | 0 | 0.31 | 35.1 | 614162.4 | 179162.3 | 0 | 4257.5 | 0 | 8374.7 | 120795.4 | 0 | 713.4 | 18005.6 | 174193.7 | 0 | 6600.7 | 3315.4 | 22515.5 | 88396.1 | 6551.1 | 0 | 0 | 129877.6 | 28610.3 | 1955.4 | 12376.4 | 3126.7 | 6.6 | 8315.2
4787 | 200 | Day200 | 10 | Hour10 | 7 | Summer | 2117 | #N/A | Summer | 648895 | 2024-07-19 10:00 | 634145.3 | 4682.3 | 3887.8 | 6179.6 | 648895 | 607375.4 | 464127.3 | 0.0422 | 0.071 | 0.48 | 0.48 | 348.8 | 27.4 | 3.9 | 24.2 | 1138.2 | 0.22 | 350.7 | 58.2 | 408.9 | 368.3 | 28.9 | 4.13 | 25.5 | 1200.3 | 0.23 | 370.2 | 61.3 | 431.6 | 96.9 | 2.6 | 0.32 | 11 | 466 | 0.05 | 97.1 | 24.9 | 121.9 | 862.6 | 29.5 | 5.46 | 110.5 | 2512.8 | 1.5 | 864.9 | 185.8 | 1050.8 | 37.31 | 0 | 0.29 | 37.6 | 40.51 | 0 | 0.31 | 40.82 | 648895 | 184767.7 | 0 | 4257.5 | 0 | 8374.7 | 130145.1 | 0 | 829.6 | 19331.2 | 186859 | 0 | 9251.4 | 3315.4 | 25249.4 | 88396.1 | 8125 | 153.6 | 0 | 138049.4 | 24436.2 | 2121.4 | 15382.6 | 6433.1 | 56.9 | 8315.2
4788 | 200 | Day200 | 11 | Hour11 | 7 | Summer | 2117 | #N/A | Summer | 681627 | 2024-07-19 11:00 | 668488.5 | 3962.6 | 3408.2 | 5767.7 | 681627.1 | 639218.1 | 496682.1 | 0.0438 | 0.0749 | 0.47 | 0.46 | 359.4 | 27.6 | 3.94 | 25.6 | 1179.5 | 0.23 | 361.3 | 60.8 | 422.2 | 382.8 | 29.4 | 4.19 | 27.3 | 1255.7 | 0.24 | 384.8 | 64.8 | 449.6 | 97.9 | 2.5 | 0.31 | 11.2 | 473.5 | 0.05 | 98.1 | 25.3 | 123.4 | 864.6 | 43.2 | 7.11 | 93.1 | 2496.3 | 1.22 | 867.9 | 167.8 | 1035.7 | 40.57 | 2.91 | 0.29 | 43.77 | 44.18 | 3.21 | 0.31 | 47.7 | 681627 | 184944.9 | 180.2 | 4257.5 | 0 | 8374.7 | 135590 | 0 | 902 | 18827.8 | 194708.8 | 0 | 16318.7 | 3315.4 | 27294 | 88396.1 | 12598.2 | 5648.6 | 0 | 140552.7 | 22048.3 | 2614.1 | 16718.1 | 10417.3 | 484.3 | 8315.2
4789 | 200 | Day200 | 12 | Hour12 | 7 | Summer | 2117 | #N/A | Summer | 708847.8 | 2024-07-19 12:00 | 696380.6 | 3576.5 | 3408.2 | 5482.4 | 708847.7 | 664995.6 | 526862.7 | 0.045 | 0.0779 | 0.47 | 0.45 | 363.9 | 27.2 | 3.88 | 26.5 | 1214.3 | 0.23 | 365.8 | 62.8 | 428.6 | 391.4 | 29.2 | 4.17 | 28.6 | 1306.5 | 0.25 | 393.4 | 67.6 | 461 | 116.8 | 3.8 | 0.53 | 13.1 | 504.2 | 0.09 | 117 | 28.2 | 145.2 | 667.2 | 18.5 | 2.2 | 73.8 | 3276 | 0.31 | 668.4 | 171.5 | 839.9 | 42.22 | 36.16 | 0.28 | 78.66 | 46.1 | 39.89 | 0.31 | 86.3 | 708847.8 | 181985 | 110.2 | 4257.5 | 0 | 8374.7 | 137707.8 | 0 | 910.4 | 17458.5 | 200136.8 | 0 | 26586.3 | 3315.4 | 31564.2 | 88396.1 | 13753.6 | 12660.1 | 0 | 138859.8 | 21480.5 | 3275.7 | 16421.5 | 13591.5 | 970.2 | 8315.2
4790 | 200 | Day200 | 13 | Hour13 | 7 | Summer | 2117 | #N/A | Summer | 726181 | 2024-07-19 13:00 | 716315.1 | 3046 | 1518.5 | 5301.3 | 726180.9 | 683386.6 | 546170.5 | 0.0459 | 0.0801 | 0.46 | 0.45 | 371 | 27.2 | 3.89 | 27.5 | 1246.3 | 0.24 | 372.9 | 64.7 | 437.7 | 399.1 | 29.3 | 4.18 | 29.7 | 1341.7 | 0.26 | 401.1 | 69.7 | 470.9 | 121.6 | 3.3 | 0.46 | 14.3 | 538.9 | 0.1 | 121.8 | 30.4 | 152.1 | 762.8 | 25.3 | 3.21 | 81.3 | 3562.8 | 0.4 | 764.5 | 187.6 | 952.1 | 45.82 | 63.98 | 0.28 | 110.08 | 50.09 | 70.47 | 0.3 | 120.86 | 726181 | 180010.5 | 263.8 | 4257.5 | 0 | 8374.7 | 139979.8 | 0 | 913.2 | 16533.1 | 203160.8 | 0 | 33789.3 | 3315.4 | 33613.2 | 88396.1 | 16451.5 | 14568.3 | 0 | 135700.3 | 22979.7 | 3884.2 | 14508.4 | 14044.9 | 2938 | 8315.2
4791 | 200 | Day200 | 14 | Hour14 | 7 | Summer | 2117 | #N/A | Summer | 730963.3 | 2024-07-19 14:00 | 724366.1 | 0 | 1372.8 | 5224.3 | 730963.3 | 690832.2 | 557536.8 | 0.0463 | 0.0809 | 0.45 | 0.44 | 377.4 | 27.5 | 3.92 | 28.3 | 1269.2 | 0.25 | 379.3 | 66.1 | 445.4 | 405.1 | 29.4 | 4.2 | 30.4 | 1364.2 | 0.27 | 407.1 | 71.1 | 478.2 | 140.6 | 3.8 | 0.51 | 16.4 | 635.9 | 0.11 | 140.8 | 35.4 | 176.2 | 1064.7 | 49.8 | 8.66 | 122.8 | 2801.5 | 1.77 | 1068.6 | 206.7 | 1275.3 | 63.82 | 82.75 | 0.27 | 146.85 | 69.74 | 90.87 | 0.3 | 160.91 | 730963.3 | 173426.5 | 1533 | 4257.5 | 0 | 8374.7 | 141568.8 | 0 | 895.7 | 14842.2 | 205788.7 | 0 | 36332.2 | 3315.4 | 35017.9 | 88396.1 | 18251.5 | 14700.9 | 0 | 127833.8 | 26063.5 | 3791.2 | 13376.6 | 14466.8 | 2314.2 | 8315.2
4792 | 200 | Day200 | 15 | Hour15 | 7 | Summer | 2117 | #N/A | Summer | 728584.8 | 2024-07-19 15:00 | 723465.3 | 0 | 0 | 5119.5 | 728584.8 | 690069.8 | 561157.8 | 0.0461 | 0.0806 | 0.45 | 0.43 | 380.7 | 27.7 | 3.95 | 28.5 | 1280.1 | 0.25 | 382.6 | 66.8 | 449.3 | 407.4 | 29.5 | 4.22 | 30.7 | 1373.1 | 0.27 | 409.5 | 71.7 | 481.1 | 169.6 | 4.6 | 0.64 | 20 | 750.5 | 0.14 | 169.9 | 42.4 | 212.2 | 1304.7 | 57 | 10.56 | 160.6 | 3057.8 | 2.52 | 1309.3 | 252.4 | 1561.7 | 58.15 | 76.64 | 0.27 | 135.06 | 63.42 | 83.92 | 0.3 | 147.64 | 728584.8 | 167427 | 1650.5 | 4257.5 | 0 | 8374.7 | 141939.2 | 0 | 878.2 | 13932 | 206505.6 | 0 | 36854.8 | 3315.4 | 36631.5 | 88396.1 | 18728.3 | 14504.3 | 0 | 118852.1 | 30432.7 | 3332 | 11635.9 | 14022.7 | 1606.8 | 8315.2
4793 | 200 | Day200 | 16 | Hour16 | 7 | Summer | 2117 | #N/A | Summer | 722944.8 | 2024-07-19 16:00 | 716930 | 336.3 | 638.4 | 5040.1 | 722944.8 | 684125.8 | 557891.9 | 0.0457 | 0.0797 | 0.44 | 0.43 | 381 | 27.8 | 3.97 | 28.5 | 1280.5 | 0.25 | 382.9 | 66.7 | 449.6 | 407.8 | 29.7 | 4.24 | 30.6 | 1373.1 | 0.27 | 409.9 | 71.6 | 481.5 | 208.9 | 6.2 | 0.9 | 24.6 | 874.6 | 0.2 | 209.3 | 50.7 | 260 | 717.9 | 21.2 | 2.64 | 79.1 | 3420.1 | 0.38 | 719.2 | 181.1 | 900.3 | 41.97 | 60.6 | 0.27 | 102.83 | 45.72 | 66.37 | 0.29 | 112.38 | 722944.8 | 165052.9 | 981.2 | 4257.5 | 0 | 8374.7 | 141514.3 | 0 | 853.4 | 14595.3 | 205437.5 | 0 | 36166.9 | 3315.4 | 37435.9 | 88396.1 | 18217.1 | 13795.3 | 0 | 111432.4 | 35286.6 | 2885.3 | 10731.5 | 14208.6 | 1262.4 | 8315.2
4794 | 200 | Day200 | 17 | Hour17 | 7 | Summer | 2117 | #N/A | Summer | 710444.2 | 2024-07-19 17:00 | 705892.7 | 0 | 0 | 4551.5 | 710444.2 | 674003.4 | 563001.5 | 0.0452 | 0.0783 | 0.43 | 0.42 | 389.5 | 28.3 | 4.05 | 29.2 | 1309.2 | 0.26 | 391.5 | 68.2 | 459.7 | 416.7 | 30.3 | 4.32 | 31.3 | 1403.4 | 0.27 | 418.8 | 73.2 | 492 | 268.1 | 8.2 | 1.24 | 31.8 | 1082 | 0.27 | 268.7 | 64.1 | 332.7 | 881.9 | 35.5 | 5.76 | 100.7 | 2970.2 | 1.13 | 884.5 | 189.6 | 1074.1 | 47.46 | 64.99 | 0.27 | 112.72 | 51.59 | 70.99 | 0.29 | 122.87 | 710444.2 | 147442.7 | 1224.3 | 4257.5 | 0 | 8374.7 | 141860.5 | 0 | 844.5 | 12698.5 | 206653.6 | 0 | 36214.8 | 3315.4 | 39282.2 | 88396.1 | 18549.5 | 14872.9 | 0 | 94265.6 | 37032.6 | 2601.5 | 9611.7 | 12273.9 | 1638.8 | 8315.2
4795 | 200 | Day200 | 18 | Hour18 | 7 | Summer | 2117 | #N/A | Summer | 695302.4 | 2024-07-19 18:00 | 691102.3 | 0 | 0 | 4200.1 | 695302.4 | 660394 | 571372.8 | 0.0444 | 0.0766 | 0.41 | 0.4 | 401.4 | 29.2 | 4.18 | 30 | 1348.1 | 0.26 | 403.4 | 70.3 | 473.7 | 429 | 31.2 | 4.46 | 32.2 | 1443.6 | 0.28 | 431.2 | 75.3 | 506.5 | 385.7 | 11.7 | 1.75 | 45.4 | 1576.1 | 0.38 | 386.5 | 92.5 | 479 | 929.6 | 43.7 | 7.87 | 110 | 2200 | 1.71 | 933.1 | 176.1 | 1109.2 | 48.78 | 49.13 | 0.27 | 98.18 | 52.9 | 53.53 | 0.29 | 106.72 | 695302.4 | 123929.6 | 1505.3 | 4257.5 | 0 | 8374.7 | 143143.9 | 0 | 790.6 | 8557.7 | 209205.1 | 0 | 35758.2 | 3315.4 | 43965.8 | 88396.1 | 18843.9 | 14607.1 | 0 | 69138.2 | 43075.9 | 2367.2 | 8101.5 | 9791.3 | 1167.5 | 8315.2
4796 | 200 | Day200 | 19 | Hour19 | 7 | Summer | 2117 | #N/A | Summer | 675703.6 | 2024-07-19 19:00 | 671827.4 | 0 | 0 | 3876.1 | 675703.5 | 642611.9 | 583636.7 | 0.0435 | 0.0744 | 0.39 | 0.38 | 417 | 30.6 | 4.37 | 30.9 | 1399.2 | 0.27 | 419.1 | 72.6 | 491.7 | 444.2 | 32.6 | 4.65 | 33 | 1493.6 | 0.29 | 446.5 | 77.6 | 524.1 | 469.6 | 14.2 | 2.17 | 55.8 | 1886.2 | 0.49 | 470.6 | 112.2 | 582.8 | 669.7 | 13.2 | 1.43 | 79.5 | 3415.3 | 0.34 | 670.4 | 181.3 | 851.8 | 45.03 | 23.85 | 0.27 | 69.14 | 48.68 | 25.93 | 0.29 | 74.9 | 675703.6 | 92066.8 | 1324.4 | 4257.5 | 0 | 8374.7 | 146544.9 | 0 | 603.8 | 5125 | 212540.6 | 0 | 34955.4 | 3315.4 | 53339.3 | 88396.1 | 17282.9 | 13305.5 | 0 | 37241.7 | 46665.3 | 2431.1 | 5108 | 6485.6 | 984.7 | 8315.2
4797 | 200 | Day200 | 20 | Hour20 | 7 | Summer | 2117 | #N/A | Summer | 655933.8 | 2024-07-19 20:00 | 651684.7 | 0 | 0 | 4249.1 | 655933.8 | 623964.2 | 582413.6 | 0.0425 | 0.0721 | 0.39 | 0.37 | 416.8 | 31.3 | 4.46 | 30.2 | 1383 | 0.27 | 418.9 | 71.5 | 490.4 | 444.3 | 33.2 | 4.74 | 32.4 | 1479.2 | 0.28 | 446.6 | 76.6 | 523.2 | 461.4 | 13.3 | 1.91 | 54.2 | 1973.8 | 0.41 | 462.3 | 113.1 | 575.4 | 815.8 | 31.3 | 4.02 | 82.2 | 3739.9 | 0.38 | 817.8 | 193.8 | 1011.6 | 45.06 | 0.68 | 0.27 | 46.01 | 48.59 | 0.73 | 0.29 | 49.61 | 655933.8 | 73520.2 | 5595.5 | 4257.5 | 0 | 8374.7 | 146533.5 | 0 | 220.1 | 2524.1 | 217552.9 | 0 | 23033.3 | 3315.4 | 54019.9 | 88396.1 | 15664.2 | 15670.6 | 0 | 9641.1 | 58544 | 2590.9 | 1582.2 | 4845.1 | 2400.4 | 8315.2
4798 | 200 | Day200 | 21 | Hour21 | 7 | Summer | 2117 | #N/A | Summer | 632482.7 | 2024-07-19 21:00 | 627459.2 | 0 | 0 | 5023.5 | 632482.7 | 601413.4 | 559711.1 | 0.0415 | 0.0695 | 0.38 | 0.37 | 418.7 | 31.9 | 4.55 | 29.9 | 1380.6 | 0.26 | 420.9 | 71.1 | 492 | 441.2 | 33.5 | 4.78 | 31.6 | 1458.5 | 0.28 | 443.5 | 75.1 | 518.7 | 423.6 | 12.9 | 1.79 | 48.2 | 1854.3 | 0.33 | 424.4 | 103.6 | 528 | 891.9 | 37.4 | 6.05 | 100.5 | 2957.3 | 1.15 | 894.6 | 188.9 | 1083.6 | 43.13 | 0 | 0.28 | 43.4 | 46.37 | 0 | 0.3 | 46.67 | 632482.7 | 72771.6 | 5444.3 | 4257.5 | 0 | 8374.7 | 145509.4 | 0 | 0 | 74 | 218488.4 | 0 | 15239.4 | 3315.4 | 50376.9 | 88396.1 | 13446 | 6862.9 | 0 | 214.6 | 69635.4 | 2847.6 | 563.6 | 2108.7 | 3439.3 | 8315.2
4799 | 200 | Day200 | 22 | Hour22 | 7 | Summer | 2117 | #N/A | Summer | 593588.6 | 2024-07-19 22:00 | 588142.6 | 0 | 0 | 5446 | 593588.6 | 564723.5 | 514152.5 | 0.0398 | 0.0652 | 0.4 | 0.4 | 397.1 | 31.2 | 4.43 | 27.4 | 1304.4 | 0.24 | 399.2 | 66.3 | 465.5 | 414.9 | 32.5 | 4.62 | 28.7 | 1365.5 | 0.25 | 417.1 | 69.4 | 486.5 | 441.8 | 18.3 | 2.62 | 45.9 | 1780 | 0.35 | 443.1 | 99.1 | 542.1 | 1088.7 | 73.4 | 12.02 | 101.5 | 2424.4 | 1.63 | 1094.2 | 174.2 | 1268.4 | 35.99 | 0 | 0.28 | 36.27 | 38.52 | 0 | 0.3 | 38.83 | 593588.6 | 79436.1 | 3338.2 | 4257.5 | 0 | 8374.7 | 136607.1 | 0 | 0 | 0.2 | 206113.2 | 0 | 5204.7 | 3315.4 | 48546.3 | 88396.1 | 6283.4 | 3716 | 0 | 0.9 | 76674.8 | 2760.3 | 14.2 | 1053.6 | 1876.3 | 8315.2
4800 | 200 | Day200 | 23 | Hour23 | 7 | Summer | 2117 | #N/A | Summer | 557824.8 | 2024-07-19 23:00 | 547269.8 | 110 | 5509.8 | 4935.2 | 557824.8 | 526428.1 | 478478.3 | 0.0381 | 0.0607 | 0.43 | 0.42 | 379.5 | 29.7 | 4.22 | 26.5 | 1250.7 | 0.23 | 381.5 | 63.8 | 445.3 | 396.2 | 30.9 | 4.39 | 27.7 | 1307.7 | 0.24 | 398.3 | 66.7 | 465.1 | 468.8 | 26.7 | 3.7 | 39.8 | 1835.3 | 0.25 | 470.6 | 94.6 | 565.2 | 449.2 | 8.6 | 0.88 | 53.1 | 2329.8 | 0.21 | 449.7 | 122.6 | 572.3 | 32.67 | 0 | 0.28 | 32.95 | 34.8 | 0 | 0.3 | 35.1 | 557824.8 | 79346.5 | 2396.8 | 4247.1 | 0 | 8374.7 | 122024.9 | 0 | 0 | 0 | 188050.6 | 0 | 4803.3 | 3315.4 | 48149.4 | 88396.1 | 5798.1 | 2921.8 | 0 | 0 | 76841.4 | 2505.1 | 0.1 | 209.6 | 1938.6 | 8315.2
4801 | 201 | Day201 | 0 | Hour0 | 7 | Summer | 25 | 706566.2 | Summer | 529328.2 | 2024-07-20 | 511276.4 | 110 | 12481.2 | 5460.7 | 529328.2 | 492548.2 | 449801.7 | 0.0366 | 0.0567 | 0.44 | 0.44 | 367.1 | 28.4 | 4.03 | 26.1 | 1220.2 | 0.23 | 369.1 | 62.5 | 431.6 | 382.2 | 29.5 | 4.2 | 27.1 | 1269.2 | 0.24 | 384.2 | 65 | 449.2 | 499.4 | 30.8 | 4.31 | 40.3 | 1880.7 | 0.27 | 501.5 | 96.4 | 597.8 | 904.1 | 84.6 | 12.15 | 45.7 | 2573.7 | 0.45 | 910 | 122.5 | 1032.5 | 30.46 | 0 | 0.28 | 30.74 | 32.27 | 0 | 0.3 | 32.58 | 529328.2 | 79526.5 | 734.7 | 4244.2 | 0 | 8374.7 | 110286.3 | 0 | 0 | 0 | 176932.4 | 0 | 4803.3 | 3315.4 | 45831.6 | 88396.1 | 5508.3 | 1374.6 | 0 | 0 | 77473.3 | 2053.2 | 0 | 0 | 113.9 | 8315.2
4802 | 201 | Day201 | 1 | Hour1 | 7 | Summer | 2117 | #N/A | Summer | 501672.2 | 2024-07-20 01:00 | 481529 | 110.7 | 14812.3 | 5220.1 | 501672.1 | 464451.3 | 423547.5 | 0.0355 | 0.0534 | 0.44 | 0.44 | 364.1 | 28 | 3.98 | 26.1 | 1213.9 | 0.23 | 366 | 62.3 | 428.3 | 378.8 | 29.2 | 4.15 | 27 | 1260.3 | 0.24 | 380.8 | 64.6 | 445.4 | 469.6 | 27.7 | 3.85 | 39.3 | 1806.9 | 0.26 | 471.5 | 93.2 | 564.7 | 545.6 | 32.7 | 4.51 | 45.3 | 2130.5 | 0.29 | 547.8 | 108.9 | 656.6 | 28.11 | 0 | 0.29 | 28.4 | 29.64 | 0 | 0.3 | 29.94 | 501672.2 | 78124.6 | 0.1 | 4219.8 | 0 | 8374.7 | 103092.4 | 0 | 0 | 0 | 167277.3 | 0 | 4803.3 | 3315.4 | 40023.6 | 87133.5 | 5307.3 | 0 | 0 | 0 | 76249.4 | 1875.2 | 0 | 0 | 177.9 | 8315.2
4803 | 201 | Day201 | 2 | Hour2 | 7 | Summer | 2117 | #N/A | Summer | 482950.6 | 2024-07-20 02:00 | 459659 | 3644.9 | 14892.3 | 4754.4 | 482950.6 | 443736.7 | 407974.1 | 0.0346 | 0.0509 | 0.44 | 0.44 | 364.8 | 28 | 3.98 | 26.2 | 1217.5 | 0.23 | 366.7 | 62.6 | 429.3 | 379.8 | 29.3 | 4.16 | 27.2 | 1263.1 | 0.24 | 381.8 | 64.9 | 446.6 | 488.6 | 30.3 | 4.24 | 39.5 | 1834.2 | 0.27 | 490.7 | 94.2 | 584.9 | 434.6 | 19.6 | 2.58 | 41 | 1910.4 | 0.2 | 435.9 | 97.9 | 533.8 | 26.51 | 0 | 0.28 | 26.79 | 27.91 | 0 | 0.3 | 28.21 | 482950.6 | 74976.5 | 0 | 4219.8 | 0 | 8374.7 | 99209.1 | 0 | 0 | 0 | 161914.6 | 0 | 4766.3 | 3315.4 | 33924 | 87033.9 | 5216.3 | 0 | 0 | 0 | 73136.4 | 1840.1 | 0 | 0 | 0 | 8315.2
4804 | 201 | Day201 | 3 | Hour3 | 7 | Summer | 2117 | #N/A | Summer | 472803.6 | 2024-07-20 03:00 | 448010 | 5286.9 | 14892.3 | 4614.3 | 472803.6 | 432687.3 | 401856.9 | 0.0342 | 0.0495 | 0.43 | 0.43 | 367.4 | 28.2 | 4 | 26.5 | 1226.6 | 0.23 | 369.3 | 63.1 | 432.4 | 383 | 29.5 | 4.19 | 27.4 | 1273.7 | 0.24 | 385.1 | 65.4 | 450.5 | 512.6 | 34.3 | 4.83 | 39.1 | 1847.9 | 0.28 | 515 | 94.2 | 609.2 | 400.9 | 10.5 | 1.21 | 44.7 | 2004 | 0.18 | 401.5 | 104.5 | 506 | 26.33 | 0 | 0.3 | 26.62 | 27.68 | 0 | 0.3 | 27.97 | 472803.6 | 70946.7 | 0 | 4219.8 | 0 | 8374.7 | 97617 | 0 | 0 | 0.1 | 159915.2 | 0 | 4739.7 | 3315.4 | 31424.9 | 87033.9 | 5216.3 | 0 | 0 | 0.1 | 69010 | 1936.5 | 0 | 0 | 0 | 8315.2
4805 | 201 | Day201 | 4 | Hour4 | 7 | Summer | 2117 | #N/A | Summer | 470518.2 | 2024-07-20 04:00 | 447593 | 3512.1 | 14892.3 | 4520.8 | 470518.2 | 432301.2 | 402012.8 | 0.0342 | 0.0494 | 0.42 | 0.42 | 375.3 | 28.9 | 4.11 | 26.9 | 1248.3 | 0.24 | 377.3 | 64.1 | 441.4 | 391.3 | 30.3 | 4.3 | 27.9 | 1297.6 | 0.24 | 393.4 | 66.6 | 460 | 505.4 | 32.6 | 4.58 | 39.6 | 1856.6 | 0.28 | 507.7 | 95 | 602.7 | 368.7 | 7.1 | 0.71 | 43.4 | 1923.7 | 0.16 | 369.1 | 100.8 | 469.9 | 26.45 | 0 | 0.3 | 26.75 | 27.78 | 0 | 0.29 | 28.07 | 470518.2 | 68505.4 | 0 | 4219.8 | 0 | 8374.7 | 100041.4 | 0 | 0 | 30.8 | 160884.6 | 0 | 4739.7 | 3315.4 | 28187 | 87033.9 | 5216.3 | 0 | 0 | 202.4 | 66119.4 | 2152.8 | 0.1 | 0 | 0 | 8315.2
4806 | 201 | Day201 | 5 | Hour5 | 7 | Summer | 2117 | #N/A | Summer | 478964.2 | 2024-07-20 05:00 | 459640.9 | 225.6 | 14892.3 | 4205.4 | 478964.2 | 443736.9 | 407307.9 | 0.0346 | 0.0508 | 0.42 | 0.42 | 377.8 | 29.2 | 4.16 | 26.9 | 1253.3 | 0.24 | 379.8 | 64.3 | 444.1 | 393.6 | 30.5 | 4.34 | 27.9 | 1303.2 | 0.24 | 395.7 | 66.8 | 462.5 | 460.5 | 28.1 | 3.93 | 37.6 | 1736.7 | 0.25 | 462.4 | 89.4 | 551.8 | 773.4 | 76.4 | 11 | 36.2 | 2089.3 | 0.4 | 778.6 | 98.5 | 877.2 | 27.47 | 0 | 0.28 | 27.75 | 28.89 | 0 | 0.29 | 29.17 | 478964.2 | 71656.3 | 16.5 | 4219.8 | 0 | 8374.7 | 103103.6 | 0 | 0 | 160.2 | 163559.3 | 0 | 4739.7 | 3315.4 | 27185.2 | 87577.4 | 5216.3 | 0 | 0 | 5858.3 | 63710.6 | 1927.1 | 116 | 0 | 0 | 8315.2
4807 | 201 | Day201 | 6 | Hour6 | 7 | Summer | 2117 | #N/A | Summer | 500452 | 2024-07-20 06:00 | 480084.8 | 1393.5 | 14892.3 | 4081.4 | 500452 | 463093.1 | 408644.6 | 0.0354 | 0.0532 | 0.45 | 0.44 | 362.2 | 28.1 | 4 | 25.7 | 1198.7 | 0.23 | 364.1 | 61.5 | 425.6 | 378.9 | 29.5 | 4.2 | 26.7 | 1250.6 | 0.24 | 381 | 64.1 | 445 | 273.4 | 12.4 | 1.7 | 26.4 | 1146.8 | 0.16 | 274.2 | 60.6 | 334.8 | 642.6 | 48.6 | 6.84 | 42.8 | 2204.9 | 0.3 | 645.9 | 108.6 | 754.5 | 27.66 | 0 | 0.29 | 27.95 | 29.15 | 0 | 0.29 | 29.44 | 500452 | 91807.4 | 1134.2 | 4219.8 | 0 | 8374.7 | 103647.6 | 0 | 0 | 3419.6 | 162693.8 | 0 | 4739.7 | 3315.4 | 26907 | 88396.1 | 5216.3 | 0 | 0 | 26624.8 | 60072.2 | 1690.7 | 1005.6 | 0 | 7.8 | 8315.2
4808 | 201 | Day201 | 7 | Hour7 | 7 | Summer | 2117 | #N/A | Summer | 525507 | 2024-07-20 07:00 | 507565.4 | 776.7 | 13115.4 | 4049.5 | 525506.9 | 489035 | 412606.5 | 0.0365 | 0.0563 | 0.47 | 0.46 | 351.3 | 27.4 | 3.9 | 24.7 | 1158.4 | 0.22 | 353.2 | 59.3 | 412.5 | 367.9 | 28.8 | 4.1 | 25.8 | 1209.4 | 0.23 | 369.8 | 61.9 | 431.7 | 148.5 | 4.2 | 0.54 | 16.9 | 692.2 | 0.1 | 148.8 | 37.6 | 186.3 | 768.5 | 73.2 | 10.52 | 38.3 | 2160.3 | 0.39 | 773.5 | 102.8 | 876.3 | 28.19 | 0 | 0.28 | 28.47 | 29.84 | 0 | 0.29 | 30.13 | 525507 | 112900.4 | 311 | 4222.7 | 0 | 8374.7 | 106274.6 | 0 | 1.5 | 7018.3 | 163909 | 0 | 4739.7 | 3315.4 | 28211.6 | 88031.4 | 5216.3 | 0 | 0 | 60877.1 | 43261 | 1742.5 | 3157 | 0 | 0 | 8315.2
4809 | 201 | Day201 | 8 | Hour8 | 7 | Summer | 2117 | #N/A | Summer | 556748.6 | 2024-07-20 08:00 | 539647.8 | 1431.4 | 11625 | 4044.5 | 556748.6 | 519235.6 | 427108.3 | 0.0378 | 0.06 | 0.47 | 0.46 | 357.4 | 28.4 | 4.04 | 24.6 | 1164.7 | 0.22 | 359.4 | 59.3 | 418.7 | 374.8 | 29.9 | 4.25 | 25.6 | 1217.4 | 0.23 | 376.8 | 62 | 438.8 | 120.8 | 3 | 0.39 | 14.1 | 569.4 | 0.08 | 121 | 31.1 | 152.1 | 442.1 | 16.4 | 2.08 | 45.7 | 2057.4 | 0.22 | 443.1 | 107 | 550.2 | 29.54 | 0 | 0.28 | 29.81 | 31.44 | 0 | 0.29 | 31.73 | 556748.6 | 129640.3 | 0 | 4247.1 | 0 | 8374.7 | 117187.2 | 0 | 379.5 | 9278.4 | 170672.8 | 0 | 4739.7 | 3315.4 | 25559.1 | 87796 | 5216.3 | 0 | 0 | 92403.2 | 25912.2 | 1666.9 | 5939.1 | 0 | 0 | 8315.2
4810 | 201 | Day201 | 9 | Hour9 | 7 | Summer | 2117 | #N/A | Summer | 587429.9 | 2024-07-20 09:00 | 572911.5 | 3452.7 | 6755.3 | 4310.4 | 587429.9 | 550452.1 | 437429.9 | 0.0392 | 0.0636 | 0.47 | 0.47 | 355.3 | 28.5 | 4.06 | 24.1 | 1149.9 | 0.22 | 357.2 | 58.4 | 415.7 | 373.2 | 30 | 4.28 | 25.2 | 1204.7 | 0.23 | 375.2 | 61.2 | 436.4 | 106.3 | 2.5 | 0.32 | 12.5 | 505.8 | 0.07 | 106.4 | 27.6 | 134 | 498.5 | 19 | 2.42 | 50.2 | 2303.7 | 0.22 | 499.8 | 118.9 | 618.7 | 31.37 | 0 | 0.26 | 31.64 | 33.55 | 0 | 0.28 | 33.83 | 587429.9 | 150000 | 0 | 4250 | 0 | 8374.7 | 124450.5 | 0 | 683.8 | 14290.2 | 175509.5 | 0 | 4739.7 | 3315.4 | 23138.6 | 88396.1 | 5255.4 | 0 | 0 | 113009.2 | 20521.8 | 1495.1 | 9635.1 | 138.9 | 0 | 8315.2
4811 | 201 | Day201 | 10 | Hour10 | 7 | Summer | 2117 | #N/A | Summer | 615979.4 | 2024-07-20 10:00 | 606907.2 | 3766.1 | 956.8 | 4349.4 | 615979.4 | 582246.5 | 458349.1 | 0.0406 | 0.0673 | 0.47 | 0.46 | 361.2 | 29.1 | 4.14 | 24.3 | 1165 | 0.22 | 363.2 | 59.1 | 422.3 | 378.9 | 30.5 | 4.35 | 25.5 | 1220.6 | 0.23 | 381 | 61.9 | 442.9 | 90.1 | 2.1 | 0.24 | 10.4 | 448.2 | 0.05 | 90.3 | 23.8 | 114.1 | 895.5 | 43.9 | 7.71 | 102.6 | 2197 | 1.56 | 898.9 | 168.5 | 1067.4 | 33.69 | 0 | 0.26 | 33.94 | 36.22 | 0 | 0.28 | 36.49 | 615979.4 | 157630.4 | 0 | 4257.5 | 0 | 8374.7 | 133075.4 | 0 | 765.9 | 16565.4 | 184977.8 | 0 | 4890.4 | 3315.4 | 25291.8 | 88396.1 | 5769.9 | 0 | 0 | 122291.9 | 16758.9 | 1248.3 | 11940.9 | 2482.6 | 34.1 | 8315.2
4812 | 201 | Day201 | 11 | Hour11 | 7 | Summer | 2117 | #N/A | Summer | 645797 | 2024-07-20 11:00 | 636792.9 | 3494.5 | 1065.9 | 4443.8 | 645797.1 | 610078.3 | 482919.3 | 0.0419 | 0.0706 | 0.46 | 0.46 | 366.1 | 29.1 | 4.15 | 25 | 1187.4 | 0.22 | 368.1 | 60.4 | 428.5 | 385.2 | 30.7 | 4.37 | 26.2 | 1248 | 0.23 | 387.3 | 63.5 | 450.8 | 81.8 | 1.8 | 0.2 | 9.5 | 416 | 0.04 | 81.9 | 21.9 | 103.8 | 759.2 | 21.9 | 2.62 | 83 | 3715.8 | 0.34 | 760.5 | 193.8 | 954.3 | 36.47 | 0 | 0.25 | 36.72 | 39.36 | 0 | 0.27 | 39.63 | 645797 | 162877.8 | 220.5 | 4257.5 | 0 | 8374.7 | 138487.6 | 0 | 831.7 | 17719.9 | 198402.7 | 0 | 5431.6 | 3315.4 | 27757.2 | 88396.1 | 7382.5 | 893.5 | 0 | 127728.6 | 15357.5 | 1240.1 | 14276.9 | 6623.6 | 1020.4 | 8315.2
4813 | 201 | Day201 | 12 | Hour12 | 7 | Summer | 2117 | #N/A | Summer | 667526.4 | 2024-07-20 12:00 | 660626.4 | 2639 | 0 | 4260.9 | 667526.4 | 632197.5 | 501703.6 | 0.043 | 0.0732 | 0.46 | 0.45 | 367.5 | 28.9 | 4.12 | 25.3 | 1195.9 | 0.23 | 369.5 | 61 | 430.5 | 389.5 | 30.6 | 4.37 | 26.9 | 1268.3 | 0.24 | 391.6 | 64.8 | 456.4 | 86.8 | 2.1 | 0.25 | 10 | 426.9 | 0.05 | 87 | 22.7 | 109.7 | 613.4 | 17.9 | 2.15 | 66.9 | 2993 | 0.28 | 614.5 | 156.1 | 770.7 | 38.83 | 1.37 | 0.25 | 40.45 | 42.01 | 1.5 | 0.27 | 43.77 | 667526.4 | 165822.8 | 110.1 | 4257.5 | 0 | 8374.7 | 141451.5 | 0 | 838.7 | 17619.8 | 202134.7 | 0 | 9089 | 3315.4 | 28942.4 | 88396.1 | 8999.7 | 6632.5 | 0 | 130789.4 | 15256.7 | 1318.1 | 15391.1 | 10466.7 | 439.3 | 8315.2
4814 | 201 | Day201 | 13 | Hour13 | 7 | Summer | 2117 | #N/A | Summer | 686067 | 2024-07-20 13:00 | 680190.8 | 1920.1 | 0 | 3956 | 686067 | 650312.9 | 517260 | 0.0439 | 0.0754 | 0.46 | 0.45 | 366.6 | 28.6 | 4.07 | 25.5 | 1200.6 | 0.22 | 368.5 | 61.4 | 429.9 | 390.2 | 30.4 | 4.33 | 27.2 | 1278.9 | 0.24 | 392.2 | 65.4 | 457.6 | 95 | 2.6 | 0.33 | 10.8 | 447 | 0.06 | 95.1 | 24.1 | 119.2 | 919.1 | 45.3 | 7.74 | 102.7 | 2430.3 | 1.47 | 922.5 | 175.5 | 1098 | 39.97 | 4.69 | 0.24 | 44.9 | 43.31 | 5.11 | 0.26 | 48.69 | 686067 | 168806.9 | 110.6 | 4257.5 | 0 | 8374.7 | 143199.1 | 0 | 840.1 | 18347.9 | 204378.6 | 0 | 13647.6 | 3315.4 | 32296.8 | 88396.1 | 9594.9 | 9688.8 | 0 | 130830.8 | 17140.3 | 1647.9 | 14666.7 | 11737.8 | 721.2 | 8315.2
4815 | 201 | Day201 | 14 | Hour14 | 7 | Summer | 2117 | #N/A | Summer | 697429.7 | 2024-07-20 14:00 | 693573 | 26.5 | 0 | 3830.2 | 697429.7 | 662682.9 | 530767 | 0.0445 | 0.0768 | 0.46 | 0.45 | 367.6 | 28.5 | 4.06 | 25.7 | 1206.5 | 0.23 | 369.5 | 61.7 | 431.3 | 391.2 | 30.3 | 4.31 | 27.5 | 1285.9 | 0.24 | 393.2 | 65.8 | 459.1 | 100.6 | 2.8 | 0.37 | 11.4 | 467.4 | 0.06 | 100.7 | 25.3 | 126.1 | 871.3 | 52.4 | 7.76 | 77 | 2910.2 | 0.76 | 875 | 163.9 | 1038.9 | 40.43 | 5.35 | 0.24 | 46.03 | 43.85 | 5.83 | 0.26 | 49.94 | 697429.7 | 166662.7 | 424.6 | 4257.5 | 0 | 8374.7 | 144832.2 | 0 | 180.3 | 18335.9 | 206310.1 | 0 | 16104.9 | 3315.4 | 37097.6 | 88396.1 | 10276.7 | 11377.2 | 0 | 125998 | 20446.4 | 1702 | 14932.9 | 11558.8 | 1579.2 | 8315.2
4816 | 201 | Day201 | 15 | Hour15 | 7 | Summer | 2117 | #N/A | Summer | 705318.7 | 2024-07-20 15:00 | 701424 | 0 | 0 | 3894.7 | 705318.7 | 669926.6 | 546522.8 | 0.0449 | 0.0777 | 0.45 | 0.44 | 371.8 | 28.5 | 4.06 | 26.3 | 1225.8 | 0.23 | 373.7 | 62.9 | 436.7 | 396.1 | 30.3 | 4.32 | 28.2 | 1308.4 | 0.25 | 398.2 | 67.2 | 465.4 | 114.6 | 3.2 | 0.41 | 12.9 | 539.6 | 0.07 | 114.8 | 29 | 143.8 | 775.4 | 36.7 | 4.97 | 72.8 | 3266.8 | 0.42 | 777.9 | 170.3 | 948.1 | 41.24 | 7.46 | 0.24 | 48.94 | 44.76 | 8.13 | 0.26 | 53.15 | 705318.7 | 158795.9 | 263.9 | 4257.5 | 0 | 8374.7 | 145529.6 | 0 | 155.5 | 16240.8 | 208996.7 | 0 | 19559.2 | 3315.4 | 42886.5 | 88396.1 | 11952.3 | 12990.9 | 0 | 117034.8 | 23906.6 | 1458.2 | 14094.9 | 12166.3 | 2703.7 | 8315.2
4817 | 201 | Day201 | 16 | Hour16 | 7 | Summer | 2117 | #N/A | Summer | 706566.2 | 2024-07-20 16:00 | 702802.8 | 0 | 0 | 3763.4 | 706566.2 | 671208.7 | 551120.5 | 0.0449 | 0.0778 | 0.45 | 0.44 | 372.6 | 28.5 | 4.06 | 26.5 | 1230.2 | 0.23 | 374.6 | 63.2 | 437.8 | 397.8 | 30.3 | 4.33 | 28.4 | 1316 | 0.25 | 399.9 | 67.6 | 467.5 | 138.4 | 4 | 0.53 | 15.7 | 633.9 | 0.09 | 138.6 | 34.6 | 173.2 | 767.5 | 30.4 | 4.46 | 82.7 | 3016 | 0.69 | 769.6 | 172.8 | 942.4 | 42.2 | 3.83 | 0.24 | 46.27 | 45.81 | 4.17 | 0.26 | 50.24 | 706566.2 | 155445.6 | 787 | 4257.5 | 0 | 8374.7 | 145650.8 | 0 | 143.5 | 16135.9 | 209642.5 | 0 | 20275.3 | 3315.4 | 44206.8 | 88396.1 | 12129.1 | 14085.3 | 0 | 107669.3 | 29924.7 | 1572.3 | 12460.3 | 10990.5 | 1247.2 | 8315.2
4818 | 201 | Day201 | 17 | Hour17 | 7 | Summer | 2117 | #N/A | Summer | 700590.2 | 2024-07-20 17:00 | 696774.4 | 0 | 0 | 3815.8 | 700590.2 | 665666.1 | 559046.2 | 0.0446 | 0.0771 | 0.44 | 0.43 | 382.5 | 28.9 | 4.12 | 27.5 | 1270.7 | 0.24 | 384.5 | 65.4 | 449.9 | 408.4 | 30.8 | 4.39 | 29.5 | 1359.5 | 0.26 | 410.5 | 70 | 480.6 | 196.1 | 5.8 | 0.8 | 22.4 | 864.5 | 0.15 | 196.5 | 48.3 | 244.7 | 934.2 | 42.8 | 7.47 | 108.6 | 2476.8 | 1.56 | 937.5 | 182.8 | 1120.3 | 43.76 | 3.68 | 0.24 | 47.69 | 47.46 | 4.02 | 0.26 | 51.73 | 700590.2 | 141544 | 833.3 | 4257.5 | 0 | 8374.7 | 145739.1 | 0 | 183.6 | 14360.2 | 210135.2 | 0 | 25182.7 | 3315.4 | 45291.9 | 88396.1 | 13074.5 | 14445.9 | 0 | 91487 | 33775.9 | 1737.3 | 10142.1 | 11308.9 | 1502.2 | 8315.2
4819 | 201 | Day201 | 18 | Hour18 | 7 | Summer | 2117 | #N/A | Summer | 686314.8 | 2024-07-20 18:00 | 682469 | 0 | 0 | 3845.9 | 686314.8 | 652472.3 | 572125.7 | 0.0439 | 0.0755 | 0.41 | 0.4 | 397.9 | 29.8 | 4.24 | 28.8 | 1330.5 | 0.25 | 399.9 | 68.6 | 468.5 | 425.7 | 31.8 | 4.52 | 31 | 1426.2 | 0.27 | 427.8 | 73.6 | 501.4 | 309.6 | 9.1 | 1.29 | 35.8 | 1342.2 | 0.26 | 310.2 | 75.9 | 386.1 | 1000.1 | 43.2 | 7.98 | 123.1 | 2391.9 | 1.91 | 1003.6 | 194.9 | 1198.5 | 63.22 | 18.57 | 0.24 | 82.03 | 68.43 | 20.18 | 0.26 | 88.88 | 686314.8 | 114189.1 | 2499.6 | 4257.5 | 0 | 8374.7 | 146331.3 | 0 | 184 | 10423.4 | 212513.5 | 0 | 29275 | 3315.4 | 48978.8 | 88396.1 | 13591 | 14592.8 | 0 | 65174.7 | 36944.1 | 1463 | 9116.4 | 10016 | 1932 | 8315.2
4820 | 201 | Day201 | 19 | Hour19 | 7 | Summer | 2117 | #N/A | Summer | 666044.8 | 2024-07-20 19:00 | 662451.4 | 0 | 0 | 3593.4 | 666044.8 | 633968.9 | 578689.3 | 0.043 | 0.0732 | 0.39 | 0.38 | 412.1 | 31.1 | 4.44 | 29.7 | 1363 | 0.26 | 414.2 | 70.4 | 484.6 | 439.3 | 33 | 4.71 | 31.9 | 1457.3 | 0.28 | 441.6 | 75.4 | 517 | 418.5 | 12.1 | 1.72 | 48.9 | 1805.3 | 0.36 | 419.4 | 102.8 | 522.2 | 716.7 | 13.7 | 1.39 | 84.7 | 3728.8 | 0.32 | 717.5 | 195.9 | 913.3 | 44.71 | 12.14 | 0.24 | 57.09 | 48.25 | 13.19 | 0.26 | 61.71 | 666044.8 | 87355.4 | 3266.7 | 4257.5 | 0 | 8374.7 | 148127.8 | 0 | 152.8 | 6303.1 | 217327 | 0 | 22637.6 | 3315.4 | 53545.3 | 88396.1 | 15529.6 | 13911.5 | 0 | 35440.8 | 44209.8 | 1248.9 | 7194.7 | 8987 | 1868.4 | 8315.2
4821 | 201 | Day201 | 20 | Hour20 | 7 | Summer | 2117 | #N/A | Summer | 646940.1 | 2024-07-20 20:00 | 643483.7 | 0 | 0 | 3456.5 | 646940.1 | 616389.3 | 572731.6 | 0.0421 | 0.071 | 0.39 | 0.38 | 415.1 | 31.7 | 4.54 | 29.5 | 1361.9 | 0.26 | 417.3 | 70.2 | 487.4 | 441.9 | 33.7 | 4.81 | 31.6 | 1455.1 | 0.28 | 444.2 | 75.1 | 519.3 | 418 | 12.6 | 1.8 | 48.3 | 1791 | 0.36 | 418.9 | 101.8 | 520.7 | 681.8 | 13.9 | 1.57 | 81 | 3421.5 | 0.38 | 682.7 | 183.1 | 865.8 | 44.43 | 23.36 | 0.25 | 68.04 | 47.84 | 25.24 | 0.27 | 73.35 | 646940.1 | 74208.5 | 5283.4 | 4257.5 | 0 | 8374.7 | 148099.8 | 0 | 52.9 | 3309.1 | 217290 | 0 | 16253.2 | 3315.4 | 52068.7 | 88396.1 | 14282.4 | 15110.4 | 0 | 8829.9 | 60611.4 | 1405.2 | 2046.6 | 4109.1 | 3826.1 | 8315.2
4822 | 201 | Day201 | 21 | Hour21 | 7 | Summer | 2117 | #N/A | Summer | 623867.2 | 2024-07-20 21:00 | 619286.2 | 0 | 0 | 4580.9 | 623867.2 | 593865.5 | 548880 | 0.041 | 0.0684 | 0.39 | 0.38 | 414.2 | 32.1 | 4.58 | 29 | 1357.3 | 0.26 | 416.4 | 69.5 | 485.9 | 436.4 | 33.7 | 4.81 | 30.6 | 1433.7 | 0.27 | 438.7 | 73.4 | 512.1 | 413.5 | 13.8 | 2 | 46.8 | 1713.2 | 0.37 | 414.5 | 98 | 512.5 | 644.2 | 12.3 | 1.26 | 76.1 | 3347.8 | 0.29 | 644.9 | 175.9 | 820.8 | 48.07 | 1.49 | 0.25 | 49.82 | 51.59 | 1.6 | 0.27 | 53.47 | 623867.2 | 74987.3 | 6274.8 | 4257.5 | 0 | 8374.7 | 146143.6 | 0 | 0 | 66.4 | 215149 | 0 | 11471.8 | 3315.4 | 47719.9 | 88396.1 | 10774.7 | 7002.3 | 0 | 94.7 | 73452.8 | 1373.3 | 819 | 2651.8 | 4145 | 8315.2
4823 | 201 | Day201 | 22 | Hour22 | 7 | Summer | 2117 | #N/A | Summer | 585253.4 | 2024-07-20 22:00 | 580057.6 | 0 | 0 | 5195.7 | 585253.4 | 557218.8 | 502372.1 | 0.0394 | 0.0641 | 0.42 | 0.41 | 385.6 | 30.2 | 4.29 | 26.7 | 1271.1 | 0.23 | 387.7 | 64.6 | 452.3 | 403 | 31.5 | 4.47 | 28 | 1331 | 0.24 | 405.2 | 67.7 | 472.9 | 469.3 | 25.6 | 3.63 | 42.1 | 1782.9 | 0.31 | 471.1 | 95.3 | 566.3 | 627.3 | 37.2 | 5.12 | 51.3 | 2462.7 | 0.3 | 629.8 | 124.7 | 754.6 | 33.77 | 0 | 0.26 | 34.03 | 36.09 | 0 | 0.28 | 36.36 | 585253.4 | 82881.2 | 4127.5 | 4250 | 0 | 8374.7 | 130780 | 0 | 0 | 0 | 201954.6 | 0 | 3695.5 | 3315.4 | 48291.9 | 88396.1 | 5585.3 | 3601.2 | 0 | 0.1 | 81448.7 | 1432.4 | 18.2 | 1952.4 | 3855 | 8315.2
4824 | 201 | Day201 | 23 | Hour23 | 7 | Summer | 2117 | #N/A | Summer | 546216 | 2024-07-20 23:00 | 540077 | 97.8 | 626.6 | 5414.5 | 546216 | 519682.7 | 459275.7 | 0.0378 | 0.0598 | 0.45 | 0.45 | 353.4 | 27 | 3.83 | 25.4 | 1185.4 | 0.22 | 355.3 | 60.8 | 416 | 368.5 | 28 | 3.98 | 26.6 | 1239.4 | 0.23 | 370.4 | 63.6 | 434 | 510.2 | 33.8 | 4.75 | 39.1 | 1850.5 | 0.27 | 512.5 | 94.3 | 606.8 | 666.7 | 43.8 | 6.09 | 50.6 | 2485.4 | 0.32 | 669.7 | 124.8 | 794.4 | 30.73 | 0 | 0.26 | 30.99 | 32.69 | 0 | 0.28 | 32.97 | 546216 | 86940.2 | 3943.4 | 4247.1 | 0 | 8374.7 | 107915.5 | 0 | 0 | 0 | 184721.2 | 0 | 1939.2 | 3315.4 | 47718.7 | 88396.1 | 5298.9 | 3405.4 | 0 | 0 | 85509.2 | 1431 | 0 | 1418.5 | 2990.3 | 8315.2
4825 | 202 | Day202 | 0 | Hour0 | 7 | Summer | 51 | 668101.3 | Summer | 521660.4 | 2024-07-21 | 504633.2 | 110 | 11066.8 | 5850.5 | 521660.5 | 486274.6 | 432471.6 | 0.0364 | 0.056 | 0.47 | 0.46 | 341.6 | 26 | 3.69 | 24.7 | 1148.2 | 0.21 | 343.4 | 59 | 402.3 | 355.2 | 27 | 3.82 | 25.8 | 1196.8 | 0.22 | 357 | 61.5 | 418.5 | 508.3 | 32.5 | 4.56 | 40 | 1874.7 | 0.28 | 510.5 | 95.9 | 606.4 | 661.5 | 45.7 | 6.4 | 48.1 | 2393.2 | 0.32 | 664.6 | 119.5 | 784.1 | 29.45 | 0 | 0.26 | 29.71 | 31.2 | 0 | 0.28 | 31.48 | 521660.4 | 89188.9 | 916.1 | 4247.1 | 0 | 8374.7 | 99611.4 | 0 | 0 | 0 | 171797 | 0 | 1939.2 | 3315.4 | 45759.5 | 88396.1 | 4706.6 | 3408.2 | 0 | 0 | 87595.5 | 1593.4 | 0 | 1374.6 | 862.6 | 8315.2
4826 | 202 | Day202 | 1 | Hour1 | 7 | Summer | 2117 | #N/A | Summer | 495694 | 2024-07-21 01:00 | 475410.4 | 139.2 | 14181.3 | 5963 | 495693.9 | 458661.1 | 405528.6 | 0.0352 | 0.0527 | 0.48 | 0.48 | 333.3 | 25.1 | 3.57 | 24.5 | 1127 | 0.21 | 335 | 58.1 | 393.1 | 345.9 | 26.1 | 3.7 | 25.4 | 1170.4 | 0.22 | 347.7 | 60.3 | 408.1 | 533.2 | 37.1 | 5.24 | 39.2 | 1874.8 | 0.29 | 535.7 | 95.2 | 630.9 | 761.6 | 67.6 | 9.65 | 41.7 | 2297.9 | 0.37 | 766.2 | 110.3 | 876.5 | 28.2 | 0 | 0.27 | 28.47 | 29.74 | 0 | 0.28 | 30.02 | 495694 | 90165.4 | 12.8 | 4247.1 | 0 | 8374.7 | 90799.9 | 0 | 0 | 0 | 161741.6 | 0 | 1914.5 | 3315.4 | 41622.7 | 88396.1 | 4705.4 | 398.2 | 0 | 0 | 88426.4 | 1739 | 0 | 0 | 0 | 8315.2
4827 | 202 | Day202 | 2 | Hour2 | 7 | Summer | 2117 | #N/A | Summer | 476315.2 | 2024-07-21 02:00 | 453673.6 | 2447.1 | 14545.6 | 5648.9 | 476315.2 | 438067.5 | 387250.1 | 0.0344 | 0.0501 | 0.48 | 0.47 | 334.3 | 25.2 | 3.58 | 24.6 | 1130 | 0.21 | 336 | 58.4 | 394.4 | 346.9 | 26.1 | 3.71 | 25.5 | 1172.7 | 0.22 | 348.7 | 60.5 | 409.2 | 530.4 | 37.4 | 5.29 | 38.8 | 1847.5 | 0.29 | 533 | 93.9 | 626.9 | 605.1 | 49.2 | 6.97 | 38.3 | 1971 | 0.31 | 608.4 | 97.1 | 705.5 | 26.44 | 0 | 0.27 | 26.71 | 27.77 | 0 | 0.28 | 28.05 | 476315.2 | 89065.1 | 7.1 | 4247.1 | 0 | 8374.7 | 87369.9 | 0 | 0 | 0 | 155529.9 | 0 | 1875.6 | 3315.4 | 34438.1 | 87386.8 | 4705.4 | 0 | 0 | 0 | 87259.4 | 1805.7 | 0 | 0 | 0 | 8315.2
4828 | 202 | Day202 | 3 | Hour3 | 7 | Summer | 2117 | #N/A | Summer | 467531.8 | 2024-07-21 03:00 | 442072 | 4913.1 | 14890.9 | 5655.8 | 467531.8 | 427056.1 | 380256.5 | 0.034 | 0.0488 | 0.47 | 0.47 | 336.9 | 25.4 | 3.6 | 24.9 | 1139.8 | 0.22 | 338.6 | 58.9 | 397.5 | 350.3 | 26.4 | 3.75 | 25.8 | 1183.8 | 0.22 | 352.1 | 61.1 | 413.2 | 530.5 | 37.1 | 5.25 | 39.1 | 1855.7 | 0.3 | 533 | 94.5 | 627.5 | 786.3 | 80.1 | 11.55 | 34.7 | 2048.8 | 0.41 | 791.8 | 95.9 | 887.7 | 26.31 | 0 | 0.28 | 26.59 | 27.61 | 0 | 0.27 | 27.89 | 467531.8 | 87275.3 | 0 | 4247.1 | 0 | 8374.7 | 86212.5 | 0 | 0 | 0 | 154263.3 | 0 | 1875.6 | 3315.4 | 30137.7 | 87124.8 | 4705.4 | 0 | 0 | 0.1 | 85385.5 | 1889.7 | 0 | 0 | 0 | 8315.2
4829 | 202 | Day202 | 4 | Hour4 | 7 | Summer | 2117 | #N/A | Summer | 465231 | 2024-07-21 04:00 | 440822 | 4335.9 | 14545.6 | 5527.6 | 465231 | 425877.9 | 382983.2 | 0.0339 | 0.0486 | 0.46 | 0.46 | 345.4 | 26.2 | 3.72 | 25.3 | 1163.3 | 0.22 | 347.2 | 60 | 407.2 | 359.3 | 27.3 | 3.87 | 26.2 | 1208.3 | 0.23 | 361.1 | 62.3 | 423.4 | 539.1 | 38.2 | 5.42 | 39.2 | 1869.6 | 0.3 | 541.7 | 95 | 636.7 | 507.4 | 25.6 | 3.43 | 46.3 | 2147.4 | 0.25 | 509.1 | 110.3 | 619.4 | 26.67 | 0 | 0.28 | 26.95 | 27.99 | 0 | 0.27 | 28.26 | 465231 | 82247.8 | 1 | 4247.1 | 0 | 8374.7 | 88883.7 | 0 | 0 | 29.1 | 155540.2 | 0 | 1875.6 | 3315.4 | 28745.2 | 87294.9 | 4705.4 | 0 | 0 | 180.5 | 80108.9 | 1929.3 | 0 | 0 | 0 | 8315.2
4830 | 202 | Day202 | 5 | Hour5 | 7 | Summer | 2117 | #N/A | Summer | 470812.3 | 2024-07-21 05:00 | 450991.4 | 261.6 | 14545.6 | 5013.7 | 470812.3 | 435546.7 | 387800.6 | 0.0342 | 0.0497 | 0.45 | 0.45 | 352.2 | 26.9 | 3.82 | 25.5 | 1180 | 0.22 | 354.1 | 60.8 | 414.8 | 365.7 | 28 | 3.97 | 26.5 | 1225.2 | 0.23 | 367.6 | 63 | 430.7 | 489 | 33 | 4.66 | 37.2 | 1744.3 | 0.27 | 491.2 | 89.2 | 580.4 | 398.7 | 7.5 | 0.75 | 48 | 2086.9 | 0.19 | 399.1 | 110.2 | 509.3 | 27.04 | 0 | 0.26 | 27.3 | 28.39 | 0 | 0.27 | 28.66 | 470812.3 | 83011.7 | 0 | 4247.1 | 0 | 8374.7 | 92873.6 | 0 | 0 | 198.6 | 158179 | 0 | 1875.6 | 3315.4 | 26842.7 | 87387.2 | 4705.4 | 0 | 0 | 3536.3 | 77280.2 | 1996.6 | 92.2 | 0 | 0 | 8315.2
4831 | 202 | Day202 | 6 | Hour6 | 7 | Summer | 2117 | #N/A | Summer | 487496.2 | 2024-07-21 06:00 | 468885.7 | 245.6 | 13675.4 | 4689.5 | 487496.2 | 452522.1 | 391928.7 | 0.0349 | 0.0517 | 0.47 | 0.46 | 344.9 | 26.5 | 3.77 | 24.8 | 1150.7 | 0.22 | 346.7 | 59.2 | 405.9 | 359.1 | 27.6 | 3.93 | 25.8 | 1197.3 | 0.23 | 361 | 61.5 | 422.5 | 302.8 | 16.6 | 2.31 | 26.7 | 1183.9 | 0.18 | 303.9 | 62 | 365.9 | 940.4 | 97.9 | 14.15 | 38.4 | 2378.2 | 0.46 | 947.2 | 109.4 | 1056.6 | 27.19 | 0 | 0.26 | 27.45 | 28.61 | 0 | 0.27 | 28.88 | 487496.2 | 95567.6 | 1070.1 | 4247.1 | 0 | 8374.7 | 94850.1 | 0 | 0 | 2926.7 | 158582.8 | 0 | 1875.6 | 3315.4 | 26511.3 | 88396.1 | 4705.4 | 0 | 0 | 22962.9 | 67679.8 | 1998.1 | 1188.7 | 0 | 0 | 8315.2
4832 | 202 | Day202 | 7 | Hour7 | 7 | Summer | 2117 | #N/A | Summer | 509772.4 | 2024-07-21 07:00 | 494179.9 | 2053.6 | 9183.5 | 4355.4 | 509772.4 | 476453.2 | 399255.2 | 0.0359 | 0.0546 | 0.47 | 0.47 | 343.2 | 26.7 | 3.8 | 24.3 | 1135.7 | 0.21 | 345 | 58.2 | 403.3 | 357.6 | 27.9 | 3.96 | 25.3 | 1182.6 | 0.22 | 359.6 | 60.6 | 420.2 | 163.5 | 5.1 | 0.69 | 18.2 | 734.6 | 0.11 | 163.9 | 40.1 | 204 | 368.7 | 6.9 | 0.7 | 43.5 | 1927.8 | 0.16 | 369.1 | 101 | 470.1 | 26.62 | 0 | 0.25 | 26.87 | 28.21 | 0 | 0.28 | 28.48 | 509772.4 | 110517.3 | 0 | 4247.1 | 0 | 8374.7 | 100530.9 | 0 | 0.8 | 5267.3 | 161101.4 | 0 | 1875.6 | 3315.4 | 28070.7 | 87033.9 | 4705.4 | 0 | 0 | 55234.8 | 48029.6 | 1984.9 | 2773.4 | 0 | 0 | 8315.2
4833 | 202 | Day202 | 8 | Hour8 | 7 | Summer | 2117 | #N/A | Summer | 533027.3 | 2024-07-21 08:00 | 524205.6 | 1887.6 | 2951.6 | 3982.5 | 533027.3 | 504773.4 | 400701.4 | 0.0371 | 0.058 | 0.48 | 0.48 | 340 | 26.8 | 3.81 | 23.7 | 1114.6 | 0.21 | 341.8 | 57 | 398.8 | 354.8 | 28 | 3.99 | 24.7 | 1161.7 | 0.22 | 356.7 | 59.4 | 416.1 | 116.2 | 3.4 | 0.45 | 13.3 | 527.5 | 0.08 | 116.4 | 29.1 | 145.5 | 785.5 | 78 | 11.24 | 36.3 | 2108.6 | 0.4 | 790.8 | 99.3 | 890.1 | 27.67 | 0 | 0.26 | 27.93 | 29.43 | 0 | 0.27 | 29.7 | 533027.3 | 132325.9 | 0 | 4247.1 | 0 | 8374.7 | 105945.6 | 0 | 129.7 | 7711.8 | 162352.9 | 0 | 1880.3 | 3315.4 | 22493.2 | 87386.8 | 4705.4 | 0 | 0 | 94505.2 | 28040.3 | 1939 | 4533.3 | 348.6 | 158.1 | 8315.2
4834 | 202 | Day202 | 9 | Hour9 | 7 | Summer | 2117 | #N/A | Summer | 567581 | 2024-07-21 09:00 | 554446.1 | 4731.1 | 3887.8 | 4516.1 | 567581 | 533196.3 | 408999.8 | 0.0383 | 0.0614 | 0.5 | 0.5 | 326.2 | 25.6 | 3.64 | 22.8 | 1073.9 | 0.2 | 327.9 | 54.9 | 382.8 | 343.1 | 27 | 3.84 | 24 | 1127.6 | 0.21 | 344.9 | 57.6 | 402.5 | 113.5 | 3.6 | 0.49 | 12.6 | 504.5 | 0.08 | 113.7 | 27.7 | 141.4 | 870.9 | 83.3 | 11.97 | 42.2 | 2435.9 | 0.42 | 876.7 | 114.9 | 991.6 | 29.01 | 0 | 0.26 | 29.27 | 31.03 | 0 | 0.27 | 31.3 | 567581 | 158581.2 | 0 | 4247.1 | 0 | 8374.7 | 107664.8 | 0 | 233.5 | 14440.4 | 167841.9 | 0 | 1935.1 | 3315.4 | 22519.3 | 88396.1 | 4705.4 | 0 | 0 | 119380.9 | 22723.6 | 1802.8 | 9411 | 1462 | 55.8 | 8315.2
4835 | 202 | Day202 | 10 | Hour10 | 7 | Summer | 2117 | #N/A | Summer | 596944.9 | 2024-07-21 10:00 | 584465.6 | 4546.7 | 3408.2 | 4524.4 | 596944.9 | 561328.5 | 432521.9 | 0.0396 | 0.0647 | 0.49 | 0.48 | 341.5 | 27.3 | 3.88 | 23.3 | 1109.4 | 0.21 | 343.4 | 56.4 | 399.8 | 359.7 | 28.8 | 4.1 | 24.5 | 1166.4 | 0.22 | 361.7 | 59.3 | 420.9 | 92.8 | 2.1 | 0.27 | 11.1 | 438.8 | 0.07 | 93 | 24.2 | 117.1 | 572.7 | 31.7 | 4.32 | 48.9 | 2319.8 | 0.27 | 574.9 | 118.1 | 692.9 | 30.93 | 0 | 0.25 | 31.19 | 33.22 | 0 | 0.26 | 33.48 | 596944.9 | 164423 | 166.3 | 4250 | 0 | 8374.7 | 121278.3 | 0 | 268.8 | 15332.3 | 177348.8 | 0 | 1939.2 | 3315.4 | 22519.6 | 88396.1 | 4933.6 | 0 | 0 | 128262.1 | 18983.3 | 1576.4 | 12387.1 | 2015.7 | 39 | 8315.2
4836 | 202 | Day202 | 11 | Hour11 | 7 | Summer | 2117 | #N/A | Summer | 621912 | 2024-07-21 11:00 | 609938.8 | 3905.2 | 3408.2 | 4659.7 | 621911.9 | 585100.7 | 454716.8 | 0.0407 | 0.0676 | 0.47 | 0.47 | 354.1 | 28.4 | 4.05 | 23.9 | 1146 | 0.21 | 356 | 58.1 | 414.1 | 372.9 | 30 | 4.28 | 25.1 | 1205.1 | 0.22 | 375 | 61.1 | 436 | 86.6 | 2.2 | 0.28 | 9.9 | 415.4 | 0.05 | 86.7 | 22.3 | 109 | 1590.9 | 178 | 25.86 | 53.9 | 3621.3 | 0.79 | 1603.2 | 162 | 1765.3 | 32.98 | 0 | 0.25 | 33.22 | 35.49 | 0 | 0.26 | 35.75 | 621912 | 167195.1 | 0 | 4250 | 0 | 8374.7 | 131708.3 | 0 | 280.6 | 16241.8 | 188991.4 | 0 | 1941.9 | 3315.4 | 22675.1 | 88396.1 | 5063.9 | 0 | 0 | 132133.8 | 16889.7 | 1649.3 | 13337.7 | 4284.6 | 724.1 | 8315.2
4837 | 202 | Day202 | 12 | Hour12 | 7 | Summer | 2117 | #N/A | Summer | 640122.4 | 2024-07-21 12:00 | 630406.8 | 3686.2 | 1374.6 | 4654.9 | 640122.5 | 604130.7 | 472754.8 | 0.0417 | 0.0699 | 0.46 | 0.46 | 361.4 | 29.1 | 4.15 | 24.2 | 1166.3 | 0.21 | 363.4 | 59 | 422.4 | 381.5 | 30.8 | 4.38 | 25.5 | 1231.1 | 0.23 | 383.7 | 62.3 | 445.9 | 90.8 | 2.3 | 0.29 | 10.3 | 440.9 | 0.05 | 91 | 23.5 | 114.4 | 965.3 | 52.2 | 9.01 | 105.6 | 2254.8 | 1.65 | 969.3 | 173.3 | 1142.6 | 34.43 | 0 | 0.24 | 34.67 | 37.13 | 0 | 0.25 | 37.38 | 640122.4 | 167367.6 | 482.6 | 4257.5 | 0 | 8374.7 | 139180.1 | 0 | 282.6 | 15904.2 | 195463.6 | 0 | 2640.9 | 3315.4 | 23273 | 88396.1 | 5269.8 | 2101.1 | 0 | 132958.6 | 16970.6 | 1251.6 | 14204.8 | 7148.6 | 1211.7 | 8315.2
4838 | 202 | Day202 | 13 | Hour13 | 7 | Summer | 2117 | #N/A | Summer | 653460.5 | 2024-07-21 13:00 | 647417.6 | 1554.8 | 0 | 4488.1 | 653460.5 | 619898.9 | 486392.1 | 0.0425 | 0.0719 | 0.46 | 0.46 | 364.3 | 29.4 | 4.18 | 24.4 | 1172.7 | 0.22 | 366.4 | 59.4 | 425.8 | 385.5 | 31 | 4.42 | 25.9 | 1242 | 0.23 | 387.6 | 63 | 450.6 | 93.2 | 2.3 | 0.27 | 10.5 | 466.1 | 0.04 | 93.3 | 24.5 | 117.8 | 709.3 | 29 | 4.69 | 80.5 | 2381.4 | 0.91 | 711.5 | 151.7 | 863.2 | 35.71 | 0.48 | 0.23 | 36.42 | 38.54 | 0.52 | 0.25 | 39.3 | 653460.5 | 167068.4 | 1045.5 | 4257.5 | 0 | 8374.7 | 142621.5 | 0 | 279.8 | 16235 | 197784.7 | 0 | 3780.5 | 3315.4 | 24990.6 | 88396.1 | 6431.2 | 5394.3 | 0 | 131631.9 | 17665.1 | 1256.7 | 13484.1 | 10183.2 | 1636.2 | 8315.2
4839 | 202 | Day202 | 14 | Hour14 | 7 | Summer | 2117 | #N/A | Summer | 662315 | 2024-07-21 14:00 | 657965.1 | 0 | 0 | 4349.9 | 662315.1 | 629639.4 | 495364.9 | 0.043 | 0.0732 | 0.46 | 0.46 | 364 | 29.2 | 4.17 | 24.5 | 1172.7 | 0.22 | 366 | 59.5 | 425.6 | 387.1 | 31 | 4.42 | 26.1 | 1248.5 | 0.23 | 389.2 | 63.4 | 452.6 | 91.9 | 2.2 | 0.26 | 10.5 | 458 | 0.04 | 92 | 24.1 | 116.1 | 754.3 | 37.3 | 4.99 | 68.3 | 3203.7 | 0.35 | 756.7 | 163.9 | 920.6 | 37.13 | 1.24 | 0.23 | 38.6 | 40.09 | 1.35 | 0.25 | 41.69 | 662315 | 166950.2 | 141.2 | 4257.5 | 0 | 8374.7 | 143561.3 | 0 | 901.2 | 15986.7 | 198744.1 | 0 | 5195.7 | 3315.4 | 26217.4 | 88396.1 | 7177.2 | 9984.2 | 0 | 128954.3 | 19773.3 | 1334.7 | 13366.9 | 11263.6 | 2202.2 | 8315.2
4840 | 202 | Day202 | 15 | Hour15 | 7 | Summer | 2117 | #N/A | Summer | 667591.8 | 2024-07-21 15:00 | 663427.2 | 0 | 0 | 4164.6 | 667591.8 | 634666.4 | 501202.2 | 0.0433 | 0.0739 | 0.47 | 0.46 | 363.5 | 29.1 | 4.16 | 24.6 | 1169.8 | 0.22 | 365.5 | 59.5 | 425 | 387.4 | 31 | 4.42 | 26.3 | 1249.2 | 0.24 | 389.5 | 63.6 | 453.1 | 101.9 | 2.6 | 0.33 | 11.7 | 488.9 | 0.06 | 102 | 26.3 | 128.3 | 1043.7 | 106.9 | 15.44 | 44.4 | 2686.8 | 0.52 | 1051.1 | 124.6 | 1175.6 | 37.54 | 0 | 0.23 | 37.76 | 40.55 | 0 | 0.24 | 40.8 | 667591.8 | 166389.6 | 112 | 4257.5 | 0 | 8374.7 | 143893.8 | 0 | 906.2 | 15582 | 199280.1 | 0 | 5419.8 | 3315.4 | 27291 | 88396.1 | 8048.6 | 12813.3 | 0 | 125240.8 | 23343 | 1317.6 | 12783.8 | 9185.9 | 2408.1 | 8315.2
4841 | 202 | Day202 | 16 | Hour16 | 7 | Summer | 2117 | #N/A | Summer | 668101.3 | 2024-07-21 16:00 | 664033 | 0 | 0 | 4068.2 | 668101.3 | 635213.7 | 508083.4 | 0.0434 | 0.074 | 0.46 | 0.45 | 367.5 | 29.3 | 4.18 | 25 | 1185.4 | 0.22 | 369.5 | 60.4 | 429.9 | 391.8 | 31.2 | 4.45 | 26.7 | 1266.2 | 0.24 | 393.9 | 64.5 | 458.5 | 115.9 | 3.2 | 0.41 | 13.1 | 543.1 | 0.07 | 116.1 | 29.3 | 145.4 | 601.8 | 11.6 | 1.18 | 71 | 3129.3 | 0.27 | 602.4 | 164.4 | 766.8 | 38.05 | 0 | 0.23 | 38.27 | 41.1 | 0 | 0.24 | 41.34 | 668101.3 | 160017.9 | 254.9 | 4257.5 | 0 | 8374.7 | 144518.2 | 0 | 891.4 | 15429.5 | 201375.2 | 0 | 6600.5 | 3315.4 | 29320.1 | 88396.1 | 8639.5 | 13031.2 | 0 | 116514 | 25881.1 | 1301.9 | 12472.7 | 9692.8 | 2000 | 8315.2
4842 | 202 | Day202 | 17 | Hour17 | 7 | Summer | 2117 | #N/A | Summer | 661162.6 | 2024-07-21 17:00 | 657290.1 | 0 | 0 | 3872.5 | 661162.6 | 628970.8 | 514806.9 | 0.0431 | 0.0733 | 0.45 | 0.44 | 375 | 29.7 | 4.24 | 25.6 | 1215.7 | 0.23 | 377.1 | 61.9 | 439 | 400.2 | 31.6 | 4.51 | 27.5 | 1300.1 | 0.24 | 402.4 | 66.3 | 468.6 | 145.9 | 4.1 | 0.55 | 16.7 | 661.7 | 0.11 | 146.1 | 36.5 | 182.6 | 1035.3 | 103.1 | 14.86 | 46.7 | 2757.2 | 0.51 | 1042.4 | 129 | 1171.4 | 39.44 | 0 | 0.23 | 39.67 | 42.57 | 0 | 0.25 | 42.81 | 661162.6 | 146355.8 | 1894.1 | 4257.5 | 0 | 8374.7 | 144812.7 | 0 | 878.3 | 13615.2 | 204019.3 | 0 | 8358.6 | 3315.4 | 29709.1 | 88396.1 | 8615.2 | 13054.1 | 0 | 100462.3 | 29939.1 | 1460.9 | 10373.6 | 10046.7 | 815.2 | 8315.2
4843 | 202 | Day202 | 18 | Hour18 | 7 | Summer | 2117 | #N/A | Summer | 645741.9 | 2024-07-21 18:00 | 642001 | 0 | 0 | 3740.9 | 645741.9 | 614781.9 | 527759 | 0.0424 | 0.0716 | 0.42 | 0.41 | 392.4 | 30.8 | 4.4 | 27.1 | 1276.4 | 0.24 | 394.5 | 65.2 | 459.6 | 418.7 | 32.8 | 4.68 | 29 | 1365.4 | 0.26 | 421 | 69.8 | 490.7 | 275.5 | 8.5 | 1.23 | 31.7 | 1164.6 | 0.24 | 276.1 | 66.5 | 342.6 | 1270 | 108 | 15.86 | 79.6 | 3539.5 | 0.92 | 1277.5 | 185.3 | 1462.9 | 45.13 | 15.09 | 0.23 | 60.45 | 48.61 | 16.38 | 0.25 | 65.24 | 645741.9 | 117982.9 | 2768.5 | 4257.5 | 0 | 8374.7 | 145978 | 0 | 821 | 10393.4 | 206910.3 | 0 | 10796.1 | 3315.4 | 34044.6 | 88396.1 | 9694.4 | 13223.5 | 0 | 71467.8 | 33513.9 | 1786.8 | 8899.9 | 7479.5 | 891.4 | 8315.2
4844 | 202 | Day202 | 19 | Hour19 | 7 | Summer | 2117 | #N/A | Summer | 625789.4 | 2024-07-21 19:00 | 622215 | 0 | 0 | 3574.3 | 625789.4 | 596389.7 | 531344.3 | 0.0415 | 0.0694 | 0.4 | 0.39 | 405.1 | 31.8 | 4.54 | 28.1 | 1309.5 | 0.26 | 407.3 | 67.2 | 474.5 | 431 | 33.7 | 4.82 | 30 | 1396.8 | 0.27 | 433.3 | 71.7 | 505.1 | 393.8 | 12.8 | 1.85 | 44.8 | 1646.1 | 0.35 | 394.7 | 93.9 | 488.6 | 603.5 | 11.5 | 1.16 | 71.3 | 3141.9 | 0.27 | 604.2 | 165.1 | 769.2 | 39.99 | 49.62 | 0.24 | 89.84 | 42.98 | 53.61 | 0.25 | 96.83 | 625789.4 | 94445.1 | 1845.9 | 4257.5 | 0 | 8374.7 | 145502.6 | 0 | 648.9 | 6896.4 | 206193.1 | 0 | 8908.7 | 3315.4 | 40245.5 | 88396.1 | 11969.6 | 12335.3 | 0 | 40407.5 | 44267.6 | 2224.7 | 7047.6 | 3791 | 743.6 | 8315.2
4845 | 202 | Day202 | 20 | Hour20 | 7 | Summer | 2117 | #N/A | Summer | 607747 | 2024-07-21 20:00 | 603568.5 | 0 | 0 | 4178.6 | 607747.1 | 579048.5 | 530168.4 | 0.0406 | 0.0672 | 0.4 | 0.39 | 408 | 32.2 | 4.6 | 28 | 1319.1 | 0.25 | 410.2 | 67.4 | 477.6 | 429.6 | 33.8 | 4.83 | 29.7 | 1393.4 | 0.27 | 432 | 71.3 | 503.2 | 400.4 | 15.2 | 2.23 | 43.7 | 1595.5 | 0.36 | 401.5 | 91.3 | 492.8 | 947.5 | 38.5 | 7.2 | 119 | 2331.2 | 1.81 | 950.6 | 188.9 | 1139.6 | 37.48 | 42.51 | 0.24 | 80.24 | 40.2 | 45.91 | 0.26 | 86.37 | 607747 | 77578.7 | 5368.5 | 4257.5 | 0 | 8374.7 | 144282 | 0 | 222.3 | 3538.2 | 206342.2 | 0 | 5791.3 | 3315.4 | 47232 | 88396.1 | 9904.4 | 6904.2 | 0 | 11540.1 | 60780.9 | 1497.3 | 2213.4 | 1852.3 | 3156.9 | 8315.2
4846 | 202 | Day202 | 21 | Hour21 | 7 | Summer | 2117 | #N/A | Summer | 586345.3 | 2024-07-21 21:00 | 581992.4 | 0 | 0 | 4352.8 | 586345.3 | 558915.8 | 516111.2 | 0.0396 | 0.0647 | 0.4 | 0.39 | 401.3 | 31.5 | 4.48 | 27.7 | 1319 | 0.24 | 403.4 | 67.1 | 470.5 | 420.7 | 32.9 | 4.67 | 29.2 | 1387 | 0.25 | 423 | 70.6 | 493.5 | 433.4 | 20.3 | 2.93 | 43 | 1670.4 | 0.35 | 434.8 | 92.8 | 527.7 | 1047.2 | 95.5 | 13.68 | 55.2 | 3066.5 | 0.51 | 1053.8 | 146.7 | 1200.5 | 38.89 | 34.67 | 0.25 | 73.81 | 41.58 | 37.29 | 0.26 | 79.14 | 586345.3 | 70234.1 | 6563.5 | 4250 | 0 | 8374.7 | 136413.4 | 0 | 0 | 118.7 | 203931 | 0 | 6930.3 | 3315.4 | 47375.1 | 88396.1 | 6275.9 | 4285.6 | 0 | 224.7 | 68736.1 | 1154.7 | 862.2 | 2877.7 | 4152.7 | 8315.2
4847 | 202 | Day202 | 22 | Hour22 | 7 | Summer | 2117 | #N/A | Summer | 552676.6 | 2024-07-21 22:00 | 547820.4 | 0 | 0 | 4856.2 | 552676.6 | 526868.5 | 478524.7 | 0.0382 | 0.061 | 0.42 | 0.42 | 373.6 | 29 | 4.1 | 26.2 | 1248.3 | 0.22 | 375.6 | 63.5 | 439.1 | 390.4 | 30.2 | 4.27 | 27.5 | 1307 | 0.23 | 392.4 | 66.5 | 458.9 | 492.1 | 30.4 | 4.27 | 39.8 | 1840.6 | 0.27 | 494.1 | 94.7 | 588.8 | 935.1 | 93.2 | 13.44 | 42.1 | 2487.1 | 0.46 | 941.6 | 116.4 | 1058 | 32.3 | 0 | 0.25 | 32.55 | 34.41 | 0 | 0.26 | 34.67 | 552676.6 | 74151.8 | 4244 | 4247.1 | 0 | 8374.7 | 118621.9 | 0 | 0 | 0.2 | 194770.4 | 0 | 1865.6 | 3315.4 | 47589 | 88396.1 | 3644.8 | 3455.7 | 0 | 0.9 | 73164.2 | 986.5 | 26.5 | 1763.4 | 4052.2 | 8315.2
4848 | 202 | Day202 | 23 | Hour23 | 7 | Summer | 2117 | #N/A | Summer | 519259.6 | 2024-07-21 23:00 | 511952.4 | 0 | 2387.6 | 4919.6 | 519259.6 | 493076.7 | 442279.6 | 0.0369 | 0.0572 | 0.45 | 0.45 | 351.3 | 27 | 3.82 | 25.1 | 1181.7 | 0.21 | 353.1 | 60.3 | 413.5 | 365.2 | 27.9 | 3.95 | 26.2 | 1232.8 | 0.22 | 367.1 | 63 | 430.1 | 464 | 27.8 | 3.84 | 37.8 | 1804.2 | 0.23 | 465.9 | 91.6 | 557.5 | 855 | 77.7 | 11.13 | 45.3 | 2510.2 | 0.42 | 860.4 | 120.2 | 980.6 | 30.26 | 0 | 0.25 | 30.51 | 32.11 | 0 | 0.27 | 32.37 | 519259.6 | 76980 | 2874.8 | 4247.1 | 0 | 8374.7 | 103861.2 | 0 | 0 | 0 | 177667.2 | 0 | 936.6 | 3315.4 | 46119.3 | 88396.1 | 3262 | 3225.2 | 0 | 0 | 75947.3 | 1032.7 | 0.1 | 1553.2 | 2829.9 | 8315.2
4849 | 203 | Day203 | 0 | Hour0 | 7 | Summer | 63 | 641848.8 | Summer | 490066.3 | 2024-07-22 | 478858.6 | 110 | 5794.6 | 5303.1 | 490066.3 | 461793.3 | 410274.3 | 0.0356 | 0.0536 | 0.47 | 0.47 | 333.4 | 25.2 | 3.56 | 24.4 | 1133.4 | 0.21 | 335.1 | 58.2 | 393.3 | 346.2 | 26 | 3.68 | 25.4 | 1180.5 | 0.21 | 348 | 60.7 | 408.7 | 495.2 | 33.3 | 4.65 | 37.1 | 1811.6 | 0.24 | 497.4 | 91.1 | 588.5 | 824.3 | 77.2 | 11.08 | 41.6 | 2347.4 | 0.41 | 829.6 | 111.7 | 941.3 | 29.01 | 0 | 0.25 | 29.26 | 30.67 | 0 | 0.27 | 30.94 | 490066.3 | 79792 | 1095.2 | 4198.3 | 0 | 8374.7 | 90450.4 | 0 | 0 | 0 | 163919.6 | 0 | 878.1 | 3315.4 | 44796.1 | 88396.1 | 3297.2 | 1553.2 | 0 | 0 | 78677.6 | 1114.4 | 0 | 1354.4 | 94.4 | 8315.2
4850 | 203 | Day203 | 1 | Hour1 | 7 | Summer | 2117 | #N/A | Summer | 467291.6 | 2024-07-22 01:00 | 450910.8 | 116.5 | 10935.7 | 5328.6 | 467291.6 | 435316.7 | 389173.9 | 0.0346 | 0.0504 | 0.48 | 0.48 | 328.5 | 24.7 | 3.49 | 24.3 | 1120.3 | 0.21 | 330.2 | 57.7 | 387.9 | 341.3 | 25.6 | 3.62 | 25.2 | 1165.8 | 0.21 | 343.1 | 60 | 403.1 | 488.5 | 32.3 | 4.51 | 37 | 1801.7 | 0.24 | 490.7 | 90.8 | 581.5 | 887.2 | 87 | 12.53 | 41.2 | 2404.5 | 0.44 | 893.3 | 113 | 1006.3 | 28.32 | 0 | 0.25 | 28.58 | 29.84 | 0 | 0.27 | 30.1 | 467291.6 | 78117.7 | 53.6 | 4198.3 | 0 | 8374.7 | 84371.4 | 0 | 0 | 0 | 155273.8 | 0 | 878.1 | 3315.4 | 40097.5 | 88396.1 | 3173.5 | 1041.5 | 0 | 0 | 76973.4 | 1144.3 | 0 | 0 | 19 | 8315.2
4851 | 203 | Day203 | 2 | Hour2 | 7 | Summer | 2117 | #N/A | Summer | 449491 | 2024-07-22 02:00 | 429268 | 139.5 | 14892.3 | 5191.2 | 449491 | 414768.1 | 373043.9 | 0.0338 | 0.0478 | 0.48 | 0.48 | 325.2 | 24.2 | 3.42 | 24.3 | 1115.9 | 0.21 | 326.8 | 57.6 | 384.5 | 337.6 | 25.1 | 3.55 | 25.2 | 1158.7 | 0.21 | 339.3 | 59.8 | 399.1 | 486.3 | 31.8 | 4.43 | 37.2 | 1805.5 | 0.24 | 488.4 | 91.1 | 579.6 | 604 | 41.5 | 5.8 | 44.1 | 2193.1 | 0.29 | 606.8 | 109.6 | 716.4 | 27.34 | 0 | 0.26 | 27.59 | 28.71 | 0 | 0.26 | 28.97 | 449491 | 76447.1 | 0 | 4198.3 | 0 | 8374.7 | 79149 | 0 | 0 | 0 | 150339.3 | 0 | 878.1 | 3315.4 | 35316 | 88396.1 | 3076.9 | 0 | 0 | 0 | 75258.9 | 1188.2 | 0 | 0 | 0 | 8315.2
4852 | 203 | Day203 | 3 | Hour3 | 7 | Summer | 2117 | #N/A | Summer | 435957 | 2024-07-22 03:00 | 415526.8 | 352.2 | 14892.3 | 5185.7 | 435957 | 401700.7 | 362251.6 | 0.0333 | 0.0462 | 0.48 | 0.48 | 326 | 24.4 | 3.46 | 24.3 | 1114.3 | 0.21 | 327.7 | 57.6 | 385.3 | 338.6 | 25.4 | 3.59 | 25.2 | 1157.2 | 0.21 | 340.3 | 59.7 | 400.1 | 480.1 | 29.5 | 4.09 | 38.5 | 1839.7 | 0.24 | 482.1 | 93.4 | 575.5 | 399.6 | 7.6 | 0.78 | 47.3 | 2076 | 0.18 | 400 | 109.2 | 509.2 | 26.94 | 0 | 0.26 | 27.19 | 28.24 | 0 | 0.26 | 28.5 | 435957 | 73705.5 | 2.3 | 4198.3 | 0 | 8374.7 | 77521 | 0 | 0 | 0 | 144383.6 | 0 | 878.1 | 3315.4 | 32160.9 | 88396.1 | 3021 | 0 | 0 | 0.1 | 72418 | 1287.4 | 0 | 0 | 0 | 8315.2
4853 | 203 | Day203 | 4 | Hour4 | 7 | Summer | 2117 | #N/A | Summer | 428543.4 | 2024-07-22 04:00 | 407922.9 | 1171.6 | 14892.3 | 4556.6 | 428543.4 | 394464.7 | 360810.1 | 0.033 | 0.0452 | 0.47 | 0.47 | 334.6 | 25.2 | 3.57 | 24.8 | 1138.9 | 0.21 | 336.3 | 58.8 | 395.1 | 347.8 | 26.2 | 3.71 | 25.7 | 1183.6 | 0.22 | 349.6 | 61 | 410.6 | 493.3 | 30.9 | 4.29 | 39 | 1873.3 | 0.24 | 495.4 | 94.9 | 590.2 | 889.1 | 88.3 | 12.72 | 40.3 | 2375.1 | 0.44 | 895.2 | 111.2 | 1006.5 | 26.6 | 0 | 0.25 | 26.86 | 27.87 | 0 | 0.26 | 28.13 | 428543.4 | 67733.3 | 7.3 | 4198.3 | 0 | 8374.7 | 78867.6 | 0 | 0 | 122.9 | 144097.1 | 0 | 878.1 | 3315.4 | 29687.2 | 88396.1 | 2988.3 | 0 | 0 | 435.6 | 66047.3 | 1127.5 | 0 | 0 | 0 | 8315.2
4854 | 203 | Day203 | 5 | Hour5 | 7 | Summer | 2117 | #N/A | Summer | 428660.2 | 2024-07-22 05:00 | 407584.6 | 1967.3 | 14892.3 | 4216 | 428660.2 | 394156.4 | 360194.5 | 0.0329 | 0.0451 | 0.47 | 0.47 | 335.2 | 25.3 | 3.58 | 24.8 | 1140.3 | 0.21 | 336.9 | 58.8 | 395.8 | 349.2 | 26.4 | 3.74 | 25.7 | 1187 | 0.22 | 351.1 | 61.1 | 412.2 | 455.6 | 28.3 | 3.93 | 36.2 | 1734.3 | 0.23 | 457.5 | 88 | 545.5 | 710.1 | 54.3 | 7.66 | 46.8 | 2416.7 | 0.33 | 713.8 | 118.9 | 832.7 | 26.55 | 0 | 0.26 | 26.81 | 27.8 | 0 | 0.26 | 28.06 | 428660.2 | 68465.8 | 16.3 | 4198.3 | 0 | 8374.7 | 79381.9 | 0 | 0 | 468.3 | 144446.5 | 0 | 726.2 | 3315.4 | 28583.9 | 88396.1 | 2755.1 | 0 | 0 | 5790.7 | 61003.3 | 1203.5 | 419.5 | 0 | 0 | 8315.2
4855 | 203 | Day203 | 6 | Hour6 | 7 | Summer | 2117 | #N/A | Summer | 436130.4 | 2024-07-22 06:00 | 412921 | 4333.2 | 14892.3 | 3983.8 | 436130.4 | 399253.3 | 348266.2 | 0.0331 | 0.0457 | 0.51 | 0.5 | 313.2 | 23.7 | 3.36 | 23.2 | 1062.6 | 0.2 | 314.9 | 54.9 | 369.8 | 327.9 | 24.9 | 3.53 | 24.1 | 1110.2 | 0.21 | 329.6 | 57.3 | 386.9 | 227.9 | 9.8 | 1.3 | 22.3 | 995.9 | 0.12 | 228.5 | 52 | 280.5 | 409 | 10.5 | 1.21 | 45.8 | 2049.2 | 0.18 | 409.7 | 106.9 | 516.5 | 26.13 | 0 | 0.27 | 26.41 | 27.4 | 0 | 0.26 | 27.65 | 436130.4 | 87864.2 | 798.6 | 4198.3 | 0 | 8374.7 | 75623.3 | 0 | 0 | 5691 | 135656 | 0 | 726.2 | 3315.4 | 28422.4 | 88396.1 | 2755.1 | 0 | 0 | 25303.6 | 55601.1 | 1268.5 | 2824.2 | 0 | 0 | 8315.2
4856 | 203 | Day203 | 7 | Hour7 | 7 | Summer | 2117 | #N/A | Summer | 455066.8 | 2024-07-22 07:00 | 430863.2 | 5406 | 14892.3 | 3905.2 | 455066.8 | 416345.1 | 351207.3 | 0.0337 | 0.0477 | 0.51 | 0.51 | 309 | 23.5 | 3.33 | 22.7 | 1046.1 | 0.2 | 310.7 | 54 | 364.6 | 323.6 | 24.7 | 3.5 | 23.6 | 1092 | 0.2 | 325.3 | 56.2 | 381.5 | 134.1 | 4 | 0.5 | 14.8 | 635.5 | 0.07 | 134.4 | 33.8 | 168.2 | 924.3 | 99.1 | 14.35 | 36 | 2249.4 | 0.47 | 931.2 | 103.2 | 1034.4 | 25.4 | 0 | 0.27 | 25.68 | 26.69 | 0 | 0.26 | 26.95 | 455066.8 | 103859.5 | 36.8 | 4198.3 | 0 | 8374.7 | 78320.7 | 0 | 1.2 | 8350.4 | 139103.5 | 0 | 726.2 | 3315.4 | 26899.1 | 87477.5 | 2755.1 | 0 | 0 | 58340 | 35852 | 1315.9 | 5217.5 | 0 | 0 | 8315.2
4857 | 203 | Day203 | 8 | Hour8 | 7 | Summer | 2117 | #N/A | Summer | 483913.8 | 2024-07-22 08:00 | 461477 | 2573.1 | 15893.4 | 3970.3 | 483913.8 | 445422.5 | 354273 | 0.0348 | 0.0512 | 0.53 | 0.52 | 308.3 | 24.1 | 3.43 | 21.9 | 1022.6 | 0.19 | 309.9 | 52.4 | 362.4 | 322.3 | 25.3 | 3.59 | 22.8 | 1066.5 | 0.2 | 324 | 54.6 | 378.7 | 87.6 | 2 | 0.24 | 10.3 | 431 | 0.05 | 87.7 | 23.1 | 110.8 | 453.8 | 20.2 | 2.66 | 43 | 2003.9 | 0.2 | 455.2 | 102.8 | 558 | 24.72 | 0 | 0.25 | 24.97 | 26.05 | 0 | 0.26 | 26.31 | 483913.8 | 129640.8 | 0 | 4196.6 | 0 | 8374.7 | 86713.1 | 0 | 359.2 | 10643.2 | 139540.7 | 0 | 726.2 | 3315.4 | 21617.2 | 87033.9 | 2755.1 | 0 | 0 | 100097.1 | 17284 | 1257.3 | 7378.9 | 0 | 0 | 8315.2
4858 | 203 | Day203 | 9 | Hour9 | 7 | Summer | 2117 | #N/A | Summer | 517264.8 | 2024-07-22 09:00 | 495839.9 | 5031.7 | 11983.8 | 4409.4 | 517264.8 | 477928.6 | 360600.9 | 0.0361 | 0.0552 | 0.55 | 0.54 | 294 | 22.9 | 3.25 | 21 | 979.4 | 0.18 | 295.5 | 50.2 | 345.8 | 310.2 | 24.3 | 3.44 | 22 | 1030 | 0.19 | 311.9 | 52.8 | 364.7 | 93.1 | 2.5 | 0.31 | 10.5 | 446.8 | 0.05 | 93.3 | 23.8 | 117.1 | 448.7 | 30.2 | 4.2 | 34.9 | 1662.6 | 0.25 | 450.7 | 84.5 | 535.3 | 23.51 | 0 | 0.26 | 23.77 | 25.16 | 0 | 0.26 | 25.42 | 517264.8 | 156663.9 | 0 | 4196.6 | 0 | 8374.7 | 87840.5 | 0 | 704.7 | 17127.2 | 144023 | 0 | 726.2 | 3315.4 | 21592.5 | 87776.8 | 2755.1 | 0 | 0 | 124879.9 | 12813.1 | 1139 | 12161.5 | 0 | 0 | 8315.2
4859 | 203 | Day203 | 10 | Hour10 | 7 | Summer | 2117 | #N/A | Summer | 543585 | 2024-07-22 10:00 | 530037.1 | 4621.2 | 4382.4 | 4544.3 | 543585 | 510159.3 | 379170.8 | 0.0375 | 0.059 | 0.53 | 0.53 | 300.6 | 23.3 | 3.31 | 21.4 | 1004 | 0.18 | 302.2 | 51.3 | 353.5 | 316.6 | 24.6 | 3.49 | 22.5 | 1055.3 | 0.19 | 318.2 | 54 | 372.2 | 87.2 | 2.2 | 0.26 | 10 | 426 | 0.05 | 87.3 | 22.7 | 110 | 353.9 | 7.4 | 0.78 | 42.6 | 1830.1 | 0.19 | 354.3 | 97.2 | 451.5 | 24.72 | 0 | 0.25 | 24.96 | 26.62 | 0 | 0.26 | 26.88 | 543585 | 164414.2 | 0 | 4245.5 | 0 | 8374.7 | 94175.3 | 0 | 857.9 | 18572.1 | 156222.1 | 0 | 726.2 | 3315.4 | 21592.5 | 87763.9 | 2755.1 | 0 | 0 | 132416.1 | 11326.8 | 1241.4 | 14774.3 | 213 | 0 | 8315.2
4860 | 203 | Day203 | 11 | Hour11 | 7 | Summer | 2117 | #N/A | Summer | 572008.8 | 2024-07-22 11:00 | 560097.2 | 3989 | 3576.3 | 4346.2 | 572008.8 | 538380.1 | 406366.5 | 0.0388 | 0.0624 | 0.51 | 0.51 | 318 | 24.9 | 3.54 | 22.2 | 1055.2 | 0.19 | 319.7 | 53.7 | 373.4 | 334.6 | 26.3 | 3.73 | 23.3 | 1108.5 | 0.2 | 336.4 | 56.4 | 392.8 | 83.7 | 2.3 | 0.29 | 9.4 | 399.6 | 0.05 | 83.8 | 21.3 | 105.1 | 837.5 | 74.5 | 10.64 | 45.7 | 2520.3 | 0.4 | 842.7 | 120.9 | 963.6 | 28.75 | 0 | 0.24 | 28.99 | 30.78 | 0 | 0.25 | 31.03 | 572008.8 | 165642.2 | 114.2 | 4245.5 | 0 | 8374.7 | 106306.2 | 0 | 899.2 | 18499.8 | 170264.4 | 0 | 726.2 | 3315.4 | 21868.7 | 88396.1 | 2755.1 | 0 | 0 | 134838.6 | 10297.4 | 1107.2 | 16075.2 | 243.7 | 1.8 | 8315.2
4861 | 203 | Day203 | 12 | Hour12 | 7 | Summer | 2117 | #N/A | Summer | 596476.1 | 2024-07-22 12:00 | 585443.1 | 3705.5 | 3063.9 | 4263.5 | 596476.1 | 562088.5 | 428904 | 0.0399 | 0.0653 | 0.49 | 0.49 | 333.8 | 26.6 | 3.78 | 22.7 | 1094.6 | 0.2 | 335.7 | 55.4 | 391.1 | 351.2 | 28.1 | 3.98 | 23.9 | 1149.6 | 0.21 | 353.1 | 58.2 | 411.3 | 72 | 1.7 | 0.2 | 8.3 | 353.3 | 0.04 | 72.1 | 18.9 | 91 | 627.2 | 44.1 | 6.17 | 44.8 | 2257.4 | 0.29 | 630.2 | 112.2 | 742.4 | 30.54 | 0 | 0.24 | 30.78 | 32.76 | 0 | 0.25 | 33.01 | 596476.1 | 167572.1 | 0 | 4245.5 | 0 | 8374.7 | 119085.3 | 0 | 900.9 | 18862.1 | 179392.6 | 0 | 820 | 3315.4 | 22519.2 | 88396.1 | 2755.1 | 0 | 0 | 136031.3 | 10698.2 | 1079.6 | 16026.8 | 590.2 | 130.5 | 8315.2
4862 | 203 | Day203 | 13 | Hour13 | 7 | Summer | 2117 | #N/A | Summer | 614783.7 | 2024-07-22 13:00 | 606559.1 | 2435.7 | 1367.6 | 4421.3 | 614783.7 | 581775.1 | 446272.1 | 0.0408 | 0.0677 | 0.48 | 0.48 | 343.9 | 27.6 | 3.91 | 23.2 | 1123.6 | 0.2 | 345.8 | 56.7 | 402.5 | 360.6 | 28.9 | 4.11 | 24.3 | 1177 | 0.21 | 362.6 | 59.4 | 422 | 76.7 | 2 | 0.25 | 8.7 | 369.9 | 0.04 | 76.8 | 19.7 | 96.5 | 950.9 | 97.7 | 14.11 | 40 | 2446.8 | 0.46 | 957.6 | 113 | 1070.7 | 31.76 | 0 | 0.23 | 32 | 34.13 | 0 | 0.25 | 34.38 | 614783.7 | 168511.6 | 32.7 | 4245.5 | 0 | 8374.7 | 127061.3 | 0 | 887.7 | 19434.1 | 187124.5 | 0 | 1645.3 | 3315.4 | 23282.4 | 88396.1 | 2794.2 | 0 | 0 | 135532.6 | 11594.8 | 1062.3 | 15743.8 | 672.7 | 224.9 | 8315.2
4863 | 203 | Day203 | 14 | Hour14 | 7 | Summer | 2117 | #N/A | Summer | 627386.6 | 2024-07-22 14:00 | 622031.2 | 114.8 | 833.7 | 4406.9 | 627386.6 | 596163.6 | 458154.7 | 0.0416 | 0.0695 | 0.48 | 0.47 | 351.8 | 28.4 | 4.04 | 23.4 | 1141.1 | 0.2 | 353.8 | 57.5 | 411.3 | 367.9 | 29.7 | 4.23 | 24.5 | 1193.1 | 0.21 | 369.9 | 60.1 | 430 | 76.5 | 1.8 | 0.21 | 8.8 | 379.4 | 0.04 | 76.6 | 20.1 | 96.8 | 574.9 | 28.5 | 3.81 | 51.9 | 2447.6 | 0.26 | 576.8 | 124.9 | 701.7 | 32.91 | 0 | 0.23 | 33.14 | 35.41 | 0 | 0.25 | 35.66 | 627386.6 | 169231.9 | 110 | 4248.3 | 0 | 8374.7 | 133939.9 | 0 | 887.9 | 20225.2 | 190412.7 | 0 | 2041.5 | 3315.4 | 24295.1 | 88396.1 | 2981.7 | 39.2 | 0 | 132580.6 | 14605.3 | 932.9 | 15748.8 | 5436.2 | 700.8 | 8315.2
4864 | 203 | Day203 | 15 | Hour15 | 7 | Summer | 2117 | #N/A | Summer | 636959.4 | 2024-07-22 15:00 | 632471.5 | 0 | 0 | 4487.9 | 636959.4 | 605866 | 471876.1 | 0.0421 | 0.0707 | 0.46 | 0.46 | 362.6 | 29.5 | 4.2 | 23.9 | 1166.5 | 0.21 | 364.6 | 58.8 | 423.4 | 379.5 | 30.9 | 4.4 | 25.1 | 1220.8 | 0.22 | 381.6 | 61.5 | 443.1 | 79.6 | 1.7 | 0.19 | 9.3 | 401.8 | 0.04 | 79.7 | 21.3 | 101 | 987 | 100.3 | 14.49 | 42.7 | 2562.5 | 0.49 | 994 | 119.2 | 1113.1 | 34.14 | 0 | 0.23 | 34.37 | 36.76 | 0 | 0.25 | 37 | 636959.4 | 165083.3 | 126.3 | 4257.5 | 0 | 8374.7 | 141007.8 | 0 | 883.2 | 19341.3 | 193699.6 | 0 | 2433.5 | 3315.4 | 25605 | 88396.1 | 3875.8 | 784.3 | 0 | 125837.1 | 18138.6 | 883.2 | 15782.5 | 8184.8 | 1975.7 | 8315.2
4865 | 203 | Day203 | 16 | Hour16 | 7 | Summer | 2117 | #N/A | Summer | 641848.8 | 2024-07-22 16:00 | 637741.9 | 0 | 0 | 4107 | 641848.8 | 610777.1 | 485238.6 | 0.0423 | 0.0713 | 0.46 | 0.46 | 364.2 | 29.6 | 4.21 | 24.1 | 1170.8 | 0.21 | 366.2 | 59.1 | 425.3 | 386.3 | 31.4 | 4.47 | 25.7 | 1242.4 | 0.23 | 388.4 | 62.7 | 451.2 | 100.5 | 2.6 | 0.32 | 11.4 | 485.5 | 0.06 | 100.6 | 25.9 | 126.5 | 912.6 | 39.1 | 7.06 | 110.6 | 2347.1 | 1.63 | 915.7 | 181 | 1096.7 | 35.09 | 0 | 0.23 | 35.33 | 37.79 | 0 | 0.25 | 38.04 | 641848.8 | 156610.2 | 384.6 | 4257.5 | 0 | 8374.7 | 142158.2 | 0 | 870.2 | 18848.1 | 195285.4 | 0 | 2689.9 | 3315.4 | 27761.8 | 88396.1 | 4668.5 | 7946.4 | 0 | 114144 | 21932.7 | 815.1 | 15248.3 | 9582.3 | 3038.3 | 8315.2
4866 | 203 | Day203 | 17 | Hour17 | 7 | Summer | 2117 | #N/A | Summer | 638827.7 | 2024-07-22 17:00 | 635131.6 | 0 | 0 | 3696.1 | 638827.7 | 608363.1 | 502126.7 | 0.0421 | 0.0709 | 0.45 | 0.44 | 374.6 | 30.1 | 4.29 | 25.2 | 1206.5 | 0.22 | 376.6 | 61.2 | 437.8 | 399.2 | 32 | 4.56 | 26.9 | 1288.6 | 0.24 | 401.4 | 65.4 | 466.8 | 130.6 | 3.8 | 0.5 | 14.7 | 604.9 | 0.08 | 130.9 | 32.7 | 163.6 | 817.2 | 54 | 7.82 | 65.2 | 2770.1 | 0.58 | 821 | 147.9 | 968.9 | 35.97 | 0 | 0.24 | 36.2 | 38.72 | 0 | 0.25 | 38.97 | 638827.7 | 136701 | 809.3 | 4257.5 | 0 | 8374.7 | 143146.7 | 0 | 832 | 15897.7 | 198292 | 0 | 4712.5 | 3315.4 | 31632 | 88396.1 | 6748.3 | 12442.2 | 0 | 94022.2 | 25249.7 | 699.4 | 11631.2 | 9131.4 | 1943.2 | 8315.2
4867 | 203 | Day203 | 18 | Hour18 | 7 | Summer | 2117 | #N/A | Summer | 629127.4 | 2024-07-22 18:00 | 625534.2 | 0 | 0 | 3593.2 | 629127.4 | 599461.6 | 524399.9 | 0.0417 | 0.0698 | 0.42 | 0.41 | 394 | 31.2 | 4.45 | 27.1 | 1272.3 | 0.24 | 396.2 | 65.1 | 461.2 | 420.7 | 33.2 | 4.74 | 29.1 | 1362.1 | 0.26 | 423 | 69.7 | 492.7 | 279.6 | 9.3 | 1.32 | 31.3 | 1187.7 | 0.23 | 280.3 | 66.8 | 347 | 777 | 29.7 | 4.14 | 82.2 | 3274.8 | 0.57 | 779 | 180 | 959 | 61.45 | 6.87 | 0.24 | 68.56 | 66.04 | 7.43 | 0.26 | 73.73 | 629127.4 | 104727.5 | 2505.6 | 4257.5 | 0 | 8374.7 | 144252.4 | 0 | 729.4 | 10613.4 | 202461.5 | 0 | 7604.7 | 3315.4 | 39379.5 | 88396.1 | 10179.9 | 13672.5 | 0 | 63182.1 | 29548.7 | 653.9 | 9478.8 | 7829.9 | 3035.9 | 8315.2
4868 | 203 | Day203 | 19 | Hour19 | 7 | Summer | 2117 | #N/A | Summer | 614308.3 | 2024-07-22 19:00 | 610933.2 | 0 | 0 | 3375 | 614308.3 | 585893.4 | 534610.6 | 0.041 | 0.0681 | 0.4 | 0.39 | 405.5 | 32 | 4.57 | 28 | 1309.7 | 0.25 | 407.7 | 67.1 | 474.7 | 433.1 | 34 | 4.86 | 30.1 | 1403.5 | 0.27 | 435.4 | 72 | 507.4 | 396.1 | 13.6 | 1.96 | 44.4 | 1640.3 | 0.34 | 397 | 93.3 | 490.4 | 1378.1 | 147.5 | 21.39 | 53 | 3329.9 | 0.7 | 1388.3 | 152.4 | 1540.7 | 37.98 | 68.31 | 0.24 | 106.53 | 40.77 | 73.87 | 0.26 | 114.9 | 614308.3 | 79697.7 | 4008.7 | 4257.5 | 0 | 8374.7 | 144175.5 | 0 | 554.1 | 6639.8 | 203996 | 0 | 7235.6 | 3315.4 | 46834.9 | 88396.1 | 10869.2 | 13146.9 | 0 | 33118.8 | 38886.8 | 498.2 | 7024.1 | 3295 | 2024.7 | 8315.2
4869 | 203 | Day203 | 20 | Hour20 | 7 | Summer | 2117 | #N/A | Summer | 598764.8 | 2024-07-22 20:00 | 595021.6 | 0 | 0 | 3743.2 | 598764.8 | 571083.2 | 530661.1 | 0.0402 | 0.0662 | 0.39 | 0.38 | 411.3 | 32.5 | 4.64 | 28.2 | 1330 | 0.25 | 413.5 | 67.9 | 481.5 | 435.3 | 34.3 | 4.89 | 30.1 | 1412.7 | 0.27 | 437.6 | 72.2 | 509.9 | 385.2 | 14.5 | 2.08 | 41.8 | 1571.6 | 0.32 | 386.2 | 88.7 | 474.9 | 1077.8 | 60.2 | 10.42 | 117.1 | 2398.9 | 1.89 | 1082.4 | 189.1 | 1271.5 | 36.62 | 66.28 | 0.25 | 103.15 | 39.23 | 71.61 | 0.26 | 111.1 | 598764.8 | 68103.8 | 6614.6 | 4257.5 | 0 | 8374.7 | 143510.9 | 0 | 166.9 | 3162.4 | 205384.7 | 0 | 5417.6 | 3315.4 | 48031.7 | 88396.1 | 9547.5 | 7810.3 | 0 | 8601.4 | 55786.6 | 386.5 | 2113.3 | 1002.4 | 2252.2 | 8315.2
4870 | 203 | Day203 | 21 | Hour21 | 7 | Summer | 2117 | #N/A | Summer | 580401.5 | 2024-07-22 21:00 | 575975.5 | 0 | 0 | 4426 | 580401.5 | 553290.2 | 512419 | 0.0394 | 0.0641 | 0.4 | 0.39 | 399.9 | 31.2 | 4.44 | 27.7 | 1318.1 | 0.24 | 402 | 67.1 | 469.1 | 418.8 | 32.6 | 4.63 | 29.2 | 1384.1 | 0.25 | 421.1 | 70.5 | 491.6 | 417.7 | 21 | 2.95 | 39.2 | 1642.7 | 0.28 | 419.2 | 88.2 | 507.4 | 973.8 | 93.2 | 13.72 | 51.1 | 2427.1 | 0.68 | 980.3 | 123.6 | 1103.9 | 34.03 | 34.11 | 0.25 | 68.39 | 36.37 | 36.71 | 0.27 | 73.35 | 580401.5 | 67982.5 | 5753.2 | 4257.5 | 0 | 8374.7 | 133811.9 | 0 | 0 | 107.9 | 202561.5 | 0 | 7122.5 | 3315.4 | 48024.1 | 88396.1 | 6392.3 | 4409.7 | 0 | 208.8 | 67346.3 | 319.6 | 770.1 | 2455.9 | 4541.5 | 8315.2
4871 | 203 | Day203 | 22 | Hour22 | 7 | Summer | 2117 | #N/A | Summer | 549108.2 | 2024-07-22 22:00 | 544147.6 | 0 | 0 | 4960.6 | 549108.2 | 523427 | 476375.7 | 0.0381 | 0.0606 | 0.42 | 0.42 | 372.6 | 28.7 | 4.07 | 26.3 | 1247.8 | 0.22 | 374.6 | 63.6 | 438.1 | 389.1 | 29.9 | 4.23 | 27.6 | 1306.2 | 0.23 | 391.2 | 66.6 | 457.8 | 496 | 30.8 | 4.32 | 40 | 1847.7 | 0.28 | 498 | 95.2 | 593.2 | 863.8 | 82 | 11.79 | 42.6 | 2424.1 | 0.43 | 869.5 | 115 | 984.5 | 31.91 | 0 | 0.26 | 32.17 | 33.98 | 0 | 0.27 | 34.25 | 549108.2 | 72732.5 | 4150 | 4247.1 | 0 | 8374.7 | 116514.4 | 0 | 0 | 0.1 | 192274.8 | 0 | 3263.9 | 3315.4 | 48066.7 | 88396.1 | 4150.2 | 3622.3 | 0 | 0.9 | 72491 | 240.5 | 23.6 | 926.9 | 3954.9 | 8315.2
4872 | 203 | Day203 | 23 | Hour23 | 7 | Summer | 2117 | #N/A | Summer | 515492.6 | 2024-07-22 23:00 | 509785.1 | 60.7 | 755.4 | 4891.3 | 515492.6 | 491041.2 | 438411.3 | 0.0368 | 0.0569 | 0.46 | 0.45 | 344.2 | 26.2 | 3.71 | 24.8 | 1163.7 | 0.21 | 346 | 59.5 | 405.5 | 358.8 | 27.2 | 3.85 | 26 | 1216.8 | 0.22 | 360.7 | 62.3 | 423 | 497.9 | 32.1 | 4.48 | 38.5 | 1860.3 | 0.25 | 500.1 | 94 | 594.1 | 841.5 | 74.7 | 10.68 | 46.2 | 2524.9 | 0.41 | 846.7 | 121.6 | 968.2 | 30.04 | 0 | 0.26 | 30.3 | 31.87 | 0 | 0.28 | 32.15 | 515492.6 | 77081.3 | 3888.6 | 4247.1 | 0 | 8374.7 | 99952.8 | 0 | 0 | 0 | 174661.7 | 0 | 1257.9 | 3315.4 | 47596.3 | 88396.1 | 3313.4 | 3407.1 | 0 | 0 | 76861.9 | 219.4 | 0.1 | 914.9 | 3067.6 | 8315.2
4873 | 204 | Day204 | 0 | Hour0 | 7 | Summer | 56 | 657025.6 | Summer | 492979.2 | 2024-07-23 | 477740 | 110 | 9920 | 5209.1 | 492979.2 | 460735.9 | 415783.4 | 0.0356 | 0.0535 | 0.47 | 0.47 | 331.5 | 24.9 | 3.52 | 24.4 | 1132.9 | 0.2 | 333.2 | 58.2 | 391.4 | 345.1 | 25.8 | 3.65 | 25.5 | 1182.6 | 0.21 | 346.8 | 60.8 | 407.6 | 506.8 | 34 | 4.76 | 38.1 | 1852.7 | 0.25 | 509.2 | 93.3 | 602.5 | 944.7 | 97.7 | 14.12 | 39.3 | 2400.2 | 0.47 | 951.4 | 111 | 1062.4 | 29.28 | 0 | 0.26 | 29.54 | 30.96 | 0 | 0.28 | 31.23 | 492979.2 | 77195.8 | 888.7 | 4198.3 | 0 | 8374.7 | 89719.7 | 0 | 0 | 0 | 166326.6 | 0 | 878.1 | 3315.4 | 46956.6 | 88396.1 | 3096.4 | 3632.8 | 0 | 0 | 77025 | 170.8 | 0 | 1213.5 | 243.3 | 8315.2
4874 | 204 | Day204 | 1 | Hour1 | 7 | Summer | 2117 | #N/A | Summer | 469366.5 | 2024-07-23 01:00 | 449336.4 | 116.5 | 14539.4 | 5374.2 | 469366.5 | 433822.1 | 389986.1 | 0.0345 | 0.0502 | 0.49 | 0.49 | 320.2 | 24.1 | 3.41 | 23.7 | 1093.1 | 0.2 | 321.9 | 56.3 | 378.2 | 332.7 | 25 | 3.53 | 24.6 | 1137.3 | 0.21 | 334.4 | 58.6 | 392.9 | 474.9 | 29.5 | 4.09 | 37.8 | 1811.3 | 0.24 | 476.9 | 91.8 | 568.7 | 916.8 | 95.2 | 13.77 | 37.8 | 2315.7 | 0.46 | 923.4 | 106.9 | 1030.3 | 27.98 | 0 | 0.27 | 28.25 | 29.46 | 0 | 0.28 | 29.73 | 469366.5 | 79380.4 | 325.8 | 4198.3 | 0 | 8374.7 | 82595 | 0 | 0 | 0 | 152592.6 | 0 | 878.1 | 3315.4 | 45124.9 | 88396.1 | 2932.8 | 1252.5 | 0 | 0 | 79240.4 | 140 | 0 | 0 | 46.3 | 8315.2
4875 | 204 | Day204 | 2 | Hour2 | 7 | Summer | 2117 | #N/A | Summer | 447156.4 | 2024-07-23 02:00 | 427350 | 110 | 14545.6 | 5150.9 | 447156.5 | 412942.9 | 369446.5 | 0.0337 | 0.0476 | 0.5 | 0.49 | 315.1 | 23.5 | 3.32 | 23.6 | 1082.3 | 0.2 | 316.7 | 55.9 | 372.7 | 327.1 | 24.3 | 3.44 | 24.5 | 1124 | 0.21 | 328.7 | 58.1 | 386.8 | 476.6 | 29.5 | 4.09 | 38.1 | 1820.6 | 0.24 | 478.6 | 92.4 | 571 | 744.5 | 66.4 | 9.5 | 40.6 | 2223.3 | 0.37 | 749.1 | 106.9 | 856 | 26.97 | 0 | 0.26 | 27.23 | 28.31 | 0 | 0.27 | 28.59 | 447156.4 | 77710 | 0 | 4198.3 | 0 | 8374.7 | 76294.3 | 0 | 0 | 0 | 145485.5 | 0 | 878.1 | 3315.4 | 39674.2 | 88396.1 | 2829.8 | 0 | 0 | 0 | 77559.4 | 150.6 | 0 | 0 | 0 | 8315.2
4876 | 204 | Day204 | 3 | Hour3 | 7 | Summer | 2117 | #N/A | Summer | 432129.6 | 2024-07-23 03:00 | 412173.2 | 134 | 14781.1 | 5041.4 | 432129.6 | 398500 | 355985.1 | 0.0332 | 0.0458 | 0.5 | 0.5 | 314.4 | 23.6 | 3.33 | 23.5 | 1075 | 0.2 | 316 | 55.6 | 371.7 | 326.5 | 24.5 | 3.46 | 24.4 | 1116.3 | 0.21 | 328.2 | 57.7 | 385.9 | 497.7 | 32.2 | 4.49 | 38.4 | 1855.7 | 0.25 | 499.8 | 93.8 | 593.6 | 847 | 87.1 | 12.59 | 35.7 | 2166 | 0.42 | 853 | 100.4 | 953.4 | 26.06 | 0 | 0.26 | 26.33 | 27.31 | 0 | 0.27 | 27.58 | 432129.6 | 76144.6 | 25.9 | 4198.3 | 0 | 8374.7 | 74114 | 0 | 0 | 0 | 138226.5 | 0 | 878.1 | 3315.4 | 35694.3 | 88396.1 | 2761.6 | 0 | 0 | 0 | 75971.4 | 173.2 | 0 | 0 | 0 | 8315.2
4877 | 204 | Day204 | 4 | Hour4 | 7 | Summer | 2117 | #N/A | Summer | 423801.8 | 2024-07-23 04:00 | 403202.8 | 994.5 | 14892.3 | 4712.2 | 423801.8 | 389952.6 | 347944.4 | 0.0329 | 0.0447 | 0.5 | 0.5 | 313.7 | 23.5 | 3.32 | 23.6 | 1074.5 | 0.2 | 315.3 | 55.7 | 370.9 | 325.9 | 24.4 | 3.45 | 24.4 | 1115.9 | 0.21 | 327.5 | 57.7 | 385.3 | 504.3 | 33.1 | 4.62 | 38.4 | 1866.4 | 0.25 | 506.5 | 94.1 | 600.7 | 856.8 | 88.2 | 12.75 | 36 | 2187.6 | 0.43 | 862.9 | 101.3 | 964.2 | 25.27 | 0 | 0.26 | 25.53 | 26.46 | 0 | 0.27 | 26.73 | 423801.8 | 75857.4 | 0 | 4198.3 | 0 | 8374.7 | 72191.4 | 0 | 0 | 126.1 | 135719.5 | 0 | 878.1 | 3315.4 | 32176.2 | 88396.1 | 2694.6 | 0 | 0 | 397.6 | 75160.2 | 173.5 | 0 | 0 | 0 | 8315.2
4878 | 204 | Day204 | 5 | Hour5 | 7 | Summer | 2117 | #N/A | Summer | 421100.4 | 2024-07-23 05:00 | 399742.8 | 1889.2 | 14892.3 | 4576 | 421100.4 | 386660.8 | 341461.5 | 0.0327 | 0.0443 | 0.51 | 0.5 | 310.3 | 23.3 | 3.3 | 23.2 | 1060.6 | 0.2 | 311.8 | 54.9 | 366.7 | 323.2 | 24.3 | 3.44 | 24.1 | 1104 | 0.21 | 324.9 | 57 | 381.9 | 477.1 | 31 | 4.32 | 36.7 | 1776.1 | 0.24 | 479.2 | 89.7 | 568.9 | 750 | 67.1 | 9.59 | 40.6 | 2244.9 | 0.36 | 754.6 | 107.6 | 862.2 | 25.26 | 0 | 0.27 | 25.53 | 26.44 | 0 | 0.27 | 26.71 | 421100.4 | 79638.9 | 12 | 4198.3 | 0 | 8374.7 | 71516.4 | 0 | 0 | 521.7 | 132598.8 | 0 | 744.9 | 3315.4 | 29943.6 | 88396.1 | 2361.1 | 0 | 0 | 7023.5 | 71903.6 | 190.1 | 482.1 | 0 | 0 | 8315.2
4879 | 204 | Day204 | 6 | Hour6 | 7 | Summer | 2117 | #N/A | Summer | 425806.8 | 2024-07-23 06:00 | 402184 | 4354.7 | 14892.3 | 4375.7 | 425806.7 | 388994.4 | 329921.1 | 0.0328 | 0.0445 | 0.54 | 0.54 | 296.6 | 22.8 | 3.22 | 21.9 | 999.3 | 0.19 | 298.2 | 51.7 | 349.9 | 310.5 | 23.9 | 3.39 | 22.7 | 1043.3 | 0.2 | 312.1 | 53.9 | 366 | 219.3 | 8.3 | 1.08 | 22.5 | 990.4 | 0.12 | 219.8 | 52.1 | 271.9 | 847.7 | 82.7 | 11.9 | 39.6 | 2319.4 | 0.41 | 853.4 | 108.8 | 962.3 | 24.62 | 0 | 0.28 | 24.9 | 25.8 | 0 | 0.26 | 26.06 | 425806.8 | 95885.6 | 77.6 | 4198.3 | 0 | 8374.7 | 70988.5 | 0 | 0 | 5029.4 | 122034.8 | 0 | 744.9 | 3315.4 | 29429.7 | 88396.1 | 2361.1 | 0 | 0 | 24259.2 | 66377.8 | 219.3 | 3130.4 | 0 | 0 | 8315.2
4880 | 204 | Day204 | 7 | Hour7 | 7 | Summer | 2117 | #N/A | Summer | 445518.4 | 2024-07-23 07:00 | 421412.3 | 5141.1 | 14892.3 | 4072.8 | 445518.4 | 407330.1 | 337673.8 | 0.0334 | 0.0467 | 0.54 | 0.53 | 295.5 | 22.6 | 3.19 | 21.8 | 999.6 | 0.19 | 297 | 51.6 | 348.7 | 309.8 | 23.8 | 3.36 | 22.6 | 1044.2 | 0.2 | 311.4 | 53.8 | 365.2 | 130.2 | 4.1 | 0.51 | 14.2 | 613.7 | 0.07 | 130.5 | 32.5 | 163 | 646.5 | 62.2 | 8.94 | 31.9 | 1799.4 | 0.33 | 650.8 | 85.6 | 736.4 | 24.22 | 0 | 0.27 | 24.49 | 25.42 | 0 | 0.26 | 25.69 | 445518.4 | 107844.7 | 39 | 4198.3 | 0 | 8374.7 | 73549.7 | 0 | 0.6 | 7226.1 | 129406.7 | 0 | 744.9 | 3315.4 | 28101.1 | 87582.8 | 2361.1 | 0 | 0 | 56221.7 | 44120.8 | 275.4 | 4740.2 | 0 | 0 | 8315.2
4881 | 204 | Day204 | 8 | Hour8 | 7 | Summer | 2117 | #N/A | Summer | 473734.2 | 2024-07-23 08:00 | 453028.4 | 1930 | 14999.3 | 3776.5 | 473734.2 | 437387.2 | 344090.9 | 0.0345 | 0.0504 | 0.54 | 0.53 | 297.8 | 23.1 | 3.27 | 21.5 | 997.5 | 0.19 | 299.4 | 51.3 | 350.7 | 311.3 | 24.2 | 3.43 | 22.3 | 1040 | 0.2 | 313 | 53.4 | 366.3 | 85.2 | 2.4 | 0.3 | 9.6 | 405 | 0.05 | 85.4 | 21.7 | 107 | 567.6 | 41.2 | 5.78 | 39.4 | 2001.6 | 0.27 | 570.4 | 99.1 | 669.5 | 24.2 | 0 | 0.25 | 24.45 | 25.49 | 0 | 0.26 | 25.75 | 473734.2 | 129643.3 | 0 | 4184.4 | 0 | 8374.7 | 80834.7 | 0 | 338.6 | 9361.9 | 135625.2 | 0 | 744.9 | 3315.4 | 21616.7 | 87033.9 | 2361.1 | 0 | 0 | 96943.8 | 22786.1 | 212.9 | 6495.7 | 0 | 0 | 8315.2
4882 | 204 | Day204 | 9 | Hour9 | 7 | Summer | 2117 | #N/A | Summer | 515944.5 | 2024-07-23 09:00 | 488192.9 | 4923.1 | 18220 | 4608.6 | 515944.5 | 470690.5 | 357420.8 | 0.0358 | 0.0544 | 0.55 | 0.54 | 291.3 | 22.8 | 3.23 | 20.7 | 969.4 | 0.18 | 292.9 | 49.6 | 342.5 | 307.4 | 24.1 | 3.42 | 21.7 | 1019.3 | 0.19 | 309 | 52.1 | 361.1 | 86.2 | 2.3 | 0.29 | 9.7 | 413.1 | 0.05 | 86.4 | 22 | 108.4 | 734.1 | 78.4 | 11.35 | 29.7 | 1798.6 | 0.4 | 739.5 | 83.4 | 823 | 23.64 | 0 | 0.26 | 23.9 | 25.19 | 0 | 0.26 | 25.45 | 515944.5 | 158523.7 | 0 | 4184.4 | 0 | 8374.7 | 87344.8 | 0 | 685.7 | 16451.9 | 141904.6 | 0 | 744.9 | 3315.4 | 21592.5 | 87598.4 | 2361.1 | 0 | 0 | 121288.2 | 19870.5 | 227.4 | 10772.4 | 0 | 0 | 8315.2
4883 | 204 | Day204 | 10 | Hour10 | 7 | Summer | 2117 | #N/A | Summer | 541897.3 | 2024-07-23 10:00 | 524114.6 | 4932.2 | 8233 | 4617.6 | 541897.3 | 504588.8 | 375410 | 0.0372 | 0.0583 | 0.54 | 0.53 | 298.2 | 23.4 | 3.31 | 21 | 990.8 | 0.18 | 299.8 | 50.6 | 350.4 | 315.1 | 24.8 | 3.52 | 22.1 | 1043.5 | 0.19 | 316.8 | 53.2 | 370 | 90.9 | 2.7 | 0.33 | 10 | 433.2 | 0.05 | 91.1 | 22.9 | 114.1 | 511.2 | 32.1 | 4.44 | 41.5 | 1964.2 | 0.27 | 513.3 | 100.2 | 613.5 | 24.75 | 0 | 0.25 | 25.01 | 26.61 | 0 | 0.26 | 26.87 | 541897.3 | 166487.3 | 0 | 4184.4 | 0 | 8374.7 | 94394.9 | 0 | 789.1 | 17166.6 | 152175.5 | 0 | 744.9 | 3315.4 | 21623 | 88236.1 | 2361.1 | 0 | 0 | 128406.9 | 19922.2 | 202.5 | 14359.2 | 0 | 0 | 8315.2
4884 | 204 | Day204 | 11 | Hour11 | 7 | Summer | 2117 | #N/A | Summer | 570151.7 | 2024-07-23 11:00 | 557721.2 | 4128.1 | 3904.9 | 4397.4 | 570151.7 | 536182.8 | 400062.7 | 0.0386 | 0.062 | 0.52 | 0.52 | 312.6 | 24.7 | 3.51 | 21.6 | 1031.4 | 0.19 | 314.2 | 52.4 | 366.7 | 329.1 | 26.1 | 3.71 | 22.7 | 1084 | 0.2 | 330.9 | 55.1 | 386 | 87 | 2.2 | 0.27 | 9.9 | 422.2 | 0.05 | 87.2 | 22.5 | 109.7 | 704.8 | 48.1 | 6.7 | 51.7 | 2583 | 0.33 | 708 | 128.7 | 836.8 | 28.42 | 0 | 0.25 | 28.67 | 30.44 | 0 | 0.26 | 30.7 | 570151.7 | 170089 | 40.9 | 4233.2 | 0 | 8374.7 | 105521.2 | 0 | 841.1 | 17797.9 | 164589.4 | 0 | 744.9 | 3315.4 | 22485.9 | 88396.1 | 2361.1 | 0 | 0 | 131045.6 | 20192.2 | 212.2 | 14924.1 | 374.9 | 0 | 8315.2
4885 | 204 | Day204 | 12 | Hour12 | 7 | Summer | 2117 | #N/A | Summer | 597841.6 | 2024-07-23 12:00 | 586486 | 3576.5 | 3408.2 | 4370.8 | 597841.6 | 563127.5 | 425962.2 | 0.0398 | 0.0652 | 0.5 | 0.5 | 330.5 | 26.5 | 3.77 | 22.4 | 1080 | 0.19 | 332.3 | 54.6 | 386.9 | 347.9 | 28 | 3.97 | 23.5 | 1135.1 | 0.2 | 349.8 | 57.4 | 407.2 | 76.6 | 1.6 | 0.19 | 9 | 380.8 | 0.04 | 76.7 | 20.4 | 97.1 | 910.5 | 90.3 | 13.01 | 41.2 | 2445.8 | 0.44 | 916.8 | 114.2 | 1031 | 30.79 | 0 | 0.25 | 31.03 | 33.05 | 0 | 0.26 | 33.31 | 597841.6 | 171879.3 | 98.4 | 4233.2 | 0 | 8374.7 | 118916 | 0 | 886.2 | 18670.1 | 176785.6 | 0 | 749.6 | 3315.4 | 22518.9 | 88396.1 | 2361.1 | 213 | 0 | 129282.4 | 22774.4 | 266.2 | 15501.4 | 1002.9 | 82.4 | 8315.2
4886 | 204 | Day204 | 13 | Hour13 | 7 | Summer | 2117 | #N/A | Summer | 619095.9 | 2024-07-23 13:00 | 609664.7 | 3180.3 | 1865.6 | 4385.3 | 619095.9 | 584770.3 | 448577.5 | 0.0408 | 0.0678 | 0.48 | 0.48 | 347.7 | 28.2 | 4.01 | 23.1 | 1125.9 | 0.2 | 349.6 | 56.7 | 406.3 | 365.3 | 29.7 | 4.22 | 24.2 | 1181.9 | 0.21 | 367.4 | 59.5 | 426.9 | 80.8 | 2.2 | 0.28 | 9 | 388.8 | 0.04 | 81 | 20.6 | 101.6 | 1045.9 | 105.7 | 15.25 | 45.6 | 2745.9 | 0.51 | 1053.2 | 127.5 | 1180.7 | 32.57 | 0 | 0.24 | 32.81 | 35.04 | 0 | 0.26 | 35.3 | 619095.9 | 170518.4 | 5.1 | 4236.1 | 0 | 8374.7 | 131322.5 | 0 | 885.3 | 19592.6 | 186604.6 | 0 | 820.1 | 3315.4 | 22846.4 | 88396.1 | 2419.1 | 237.4 | 0 | 126307.9 | 23397.8 | 334.7 | 15573.4 | 5677.3 | 379.4 | 8315.2
4887 | 204 | Day204 | 14 | Hour14 | 7 | Summer | 2117 | #N/A | Summer | 633719.3 | 2024-07-23 14:00 | 627899.3 | 36 | 1374.6 | 4409.4 | 633719.3 | 601758 | 463150.3 | 0.0416 | 0.0698 | 0.47 | 0.47 | 356.1 | 29 | 4.13 | 23.5 | 1143.9 | 0.21 | 358.1 | 57.7 | 415.8 | 373.9 | 30.5 | 4.34 | 24.7 | 1200.5 | 0.22 | 376 | 60.5 | 436.5 | 82.3 | 2.1 | 0.25 | 9.2 | 410 | 0.04 | 82.4 | 21.4 | 103.9 | 747.6 | 38 | 5.11 | 66.9 | 3140.5 | 0.35 | 750.1 | 160.5 | 910.7 | 34.74 | 0 | 0.24 | 34.98 | 37.41 | 0 | 0.26 | 37.66 | 633719.3 | 170569 | 110.1 | 4243.6 | 0 | 8374.7 | 138030.3 | 0 | 875.3 | 20397 | 189225.3 | 0 | 1839.6 | 3315.4 | 24193 | 88396.1 | 4036 | 1386.2 | 0 | 123469.6 | 25462.9 | 364.1 | 15711.8 | 8281.5 | 2253.2 | 8315.2
4888 | 204 | Day204 | 15 | Hour15 | 7 | Summer | 2117 | #N/A | Summer | 644880.8 | 2024-07-23 15:00 | 640589.4 | 0 | 0 | 4291.3 | 644880.8 | 613561.7 | 473899.5 | 0.0422 | 0.0711 | 0.48 | 0.47 | 354 | 28.8 | 4.1 | 23.4 | 1138.4 | 0.21 | 356 | 57.4 | 413.4 | 374.9 | 30.5 | 4.34 | 24.9 | 1206.4 | 0.22 | 377 | 60.9 | 437.9 | 91.4 | 2.6 | 0.31 | 10.1 | 446.3 | 0.04 | 91.6 | 23.4 | 114.9 | 975 | 84.6 | 12.08 | 55.3 | 2987.5 | 0.48 | 980.8 | 144.4 | 1125.2 | 35.5 | 0 | 0.24 | 35.74 | 38.25 | 0 | 0.26 | 38.51 | 644880.8 | 170981.2 | 114 | 4257.5 | 0 | 8374.7 | 139417.1 | 0 | 844 | 19883.1 | 191031.6 | 0 | 2605.8 | 3315.4 | 24725.8 | 88396.1 | 4130.3 | 7531.2 | 0 | 120441.2 | 29458.8 | 354 | 15790.4 | 10698 | 1407 | 8315.2
4889 | 204 | Day204 | 16 | Hour16 | 7 | Summer | 2117 | #N/A | Summer | 654265.8 | 2024-07-23 16:00 | 650113 | 0 | 0 | 4152.7 | 654265.7 | 622412.6 | 486069.7 | 0.0426 | 0.0722 | 0.48 | 0.47 | 353.9 | 28.7 | 4.09 | 23.5 | 1137.2 | 0.21 | 355.9 | 57.5 | 413.3 | 377 | 30.5 | 4.35 | 25.2 | 1213.9 | 0.22 | 379.1 | 61.4 | 440.5 | 107.2 | 3.2 | 0.4 | 11.7 | 514.5 | 0.05 | 107.4 | 27 | 134.4 | 771.2 | 56.5 | 7.94 | 53.3 | 2691.5 | 0.37 | 775.1 | 133.6 | 908.6 | 36.12 | 0 | 0.24 | 36.36 | 38.94 | 0 | 0.26 | 39.2 | 654265.8 | 168196 | 251.4 | 4257.5 | 0 | 8374.7 | 140598.9 | 0 | 806.9 | 19357.4 | 191659.3 | 0 | 3657.9 | 3315.4 | 28213.3 | 88396.1 | 5079.7 | 12265.5 | 0 | 114839.3 | 32813.9 | 378.5 | 15519.1 | 10624.9 | 1407.8 | 8315.2
4890 | 204 | Day204 | 17 | Hour17 | 7 | Summer | 2117 | #N/A | Summer | 657025.6 | 2024-07-23 17:00 | 653175.7 | 0 | 0 | 3849.9 | 657025.6 | 625265.5 | 507455.6 | 0.0427 | 0.0725 | 0.46 | 0.45 | 368 | 29.3 | 4.18 | 25 | 1191.9 | 0.22 | 370 | 60.6 | 430.6 | 393.6 | 31.2 | 4.45 | 26.9 | 1278.2 | 0.24 | 395.7 | 65.1 | 460.8 | 146.1 | 4.4 | 0.59 | 16.3 | 665.6 | 0.1 | 146.3 | 36.2 | 182.5 | 671.2 | 24.8 | 3.24 | 69.4 | 3039.2 | 0.36 | 672.8 | 160 | 832.9 | 38.28 | 0 | 0.24 | 38.52 | 41.28 | 0 | 0.26 | 41.54 | 657025.6 | 149570 | 799.7 | 4257.5 | 0 | 8374.7 | 142481.8 | 0 | 748 | 15581.1 | 197973 | 0 | 8294 | 3315.4 | 31145.5 | 88396.1 | 7525.4 | 14892.3 | 0 | 95892.7 | 36958.4 | 389.9 | 11821.1 | 10882.8 | 2414.4 | 8315.2
4891 | 204 | Day204 | 18 | Hour18 | 7 | Summer | 2117 | #N/A | Summer | 650931 | 2024-07-23 18:00 | 647379 | 0 | 0 | 3552.1 | 650931.1 | 619915.1 | 532948.4 | 0.0424 | 0.0718 | 0.43 | 0.41 | 391.3 | 30.5 | 4.35 | 27.2 | 1280.6 | 0.24 | 393.4 | 65.4 | 458.9 | 418.9 | 32.5 | 4.64 | 29.3 | 1374.9 | 0.26 | 421.2 | 70.4 | 491.5 | 284.6 | 9.5 | 1.36 | 32 | 1193.5 | 0.24 | 285.3 | 67.7 | 353 | 860.6 | 39.9 | 6.8 | 98 | 2400.3 | 1.34 | 863.7 | 169.9 | 1033.6 | 45.79 | 1.05 | 0.24 | 47.09 | 49.35 | 1.14 | 0.26 | 50.75 | 650931 | 117982.6 | 3217.4 | 4257.5 | 0 | 8374.7 | 145081.5 | 0 | 697.1 | 10057.7 | 202817.3 | 0 | 16107.2 | 3315.4 | 36621.7 | 88396.1 | 9892 | 14867.6 | 0 | 64545.6 | 42293.4 | 388.7 | 9215 | 12198.6 | 1407.4 | 8315.2
4892 | 204 | Day204 | 19 | Hour19 | 7 | Summer | 2117 | #N/A | Summer | 637745 | 2024-07-23 19:00 | 634401.2 | 0 | 0 | 3343.7 | 637745 | 607879 | 539945 | 0.0418 | 0.0703 | 0.41 | 0.4 | 399.8 | 31.2 | 4.45 | 27.8 | 1303.4 | 0.25 | 401.9 | 66.7 | 468.6 | 428.2 | 33.3 | 4.75 | 30 | 1401 | 0.27 | 430.5 | 71.8 | 502.3 | 412.6 | 13.5 | 1.95 | 46.8 | 1725.2 | 0.36 | 413.5 | 98.4 | 511.9 | 642.1 | 12.2 | 1.24 | 76 | 3341.4 | 0.29 | 642.8 | 175.6 | 818.5 | 44.78 | 3.33 | 0.25 | 48.35 | 48.18 | 3.56 | 0.26 | 52.01 | 637745 | 97800 | 4202.2 | 4257.5 | 0 | 8374.7 | 145367.7 | 0 | 516.8 | 6732.9 | 204208 | 0 | 14053.1 | 3315.4 | 41769.8 | 88396.1 | 10844.7 | 15155.7 | 0 | 35198.5 | 54952.1 | 399.6 | 6945 | 8902.5 | 3603.4 | 8315.2
4893 | 204 | Day204 | 20 | Hour20 | 7 | Summer | 2117 | #N/A | Summer | 623566.2 | 2024-07-23 20:00 | 619204.1 | 0 | 0 | 4362.1 | 623566.2 | 593737.1 | 535093.8 | 0.0411 | 0.0686 | 0.42 | 0.41 | 391.8 | 31.3 | 4.46 | 26.6 | 1264.2 | 0.24 | 393.9 | 64.3 | 458.2 | 419.2 | 33.3 | 4.75 | 28.7 | 1357.9 | 0.26 | 421.5 | 69.2 | 490.7 | 429.2 | 15 | 2.16 | 47.8 | 1772.5 | 0.37 | 430.2 | 100.7 | 531 | 620.5 | 17.9 | 2.14 | 67.9 | 3035.4 | 0.28 | 621.7 | 158.4 | 780.1 | 37.51 | 2.51 | 0.25 | 40.27 | 40.28 | 2.68 | 0.27 | 43.23 | 623566.2 | 88472.4 | 5284.5 | 4257.5 | 0 | 8374.7 | 144133.6 | 0 | 164.6 | 2627.4 | 203036.6 | 0 | 5067.9 | 3315.4 | 49691.1 | 88396.1 | 8274.8 | 15261.7 | 0 | 9437.7 | 75788.2 | 454.6 | 2147.6 | 2752 | 1712.7 | 8315.2
4894 | 204 | Day204 | 21 | Hour21 | 7 | Summer | 2117 | #N/A | Summer | 606408.2 | 2024-07-23 21:00 | 600995.1 | 0 | 0 | 5413.1 | 606408.2 | 576739.9 | 516373 | 0.0404 | 0.0666 | 0.42 | 0.41 | 387.6 | 30.8 | 4.39 | 26.3 | 1263 | 0.23 | 389.7 | 64 | 453.7 | 408.1 | 32.3 | 4.59 | 27.9 | 1334.8 | 0.24 | 410.3 | 67.7 | 478 | 397 | 16.2 | 2.26 | 41 | 1650 | 0.28 | 398.1 | 90.2 | 488.4 | 1011 | 100.2 | 14.45 | 46 | 2703.1 | 0.5 | 1017.9 | 126.7 | 1144.6 | 36.25 | 9.37 | 0.26 | 45.89 | 38.85 | 10.04 | 0.28 | 49.16 | 606408.2 | 90035.2 | 5760.1 | 4257.5 | 0 | 8374.7 | 138855.4 | 0 | 0 | 96.6 | 202667.2 | 0 | 3966.1 | 3315.4 | 47827.6 | 88396.1 | 5736.4 | 7216.6 | 0 | 200.7 | 89250.1 | 487.9 | 617.5 | 1615.5 | 4267.3 | 8315.2
4895 | 204 | Day204 | 22 | Hour22 | 7 | Summer | 2117 | #N/A | Summer | 572274.4 | 2024-07-23 22:00 | 566863.8 | 0 | 0 | 5410.7 | 572274.4 | 544798.1 | 477765.2 | 0.0389 | 0.0629 | 0.44 | 0.44 | 367.9 | 28.9 | 4.11 | 25.5 | 1209.3 | 0.22 | 369.9 | 61.6 | 431.5 | 384.4 | 30.2 | 4.29 | 26.7 | 1265.9 | 0.23 | 386.5 | 64.5 | 451 | 433.1 | 24.1 | 3.32 | 37.3 | 1717 | 0.23 | 434.8 | 88.6 | 523.3 | 530.1 | 24.4 | 3.23 | 49.8 | 2303 | 0.25 | 531.7 | 118.5 | 650.1 | 32.22 | 0 | 0.26 | 32.49 | 34.39 | 0 | 0.28 | 34.67 | 572274.4 | 94509.3 | 4325.1 | 4250 | 0 | 8374.7 | 122598.9 | 0 | 0 | 0.1 | 188743.2 | 0 | 2404.8 | 3315.4 | 48059.5 | 88396.1 | 5178.5 | 2118.9 | 0 | 0.4 | 94055.8 | 452.9 | 19.8 | 550.3 | 3263.2 | 8315.2
4896 | 204 | Day204 | 23 | Hour23 | 7 | Summer | 2117 | #N/A | Summer | 536829.4 | 2024-07-23 23:00 | 529586.2 | 110 | 1668.6 | 5464.5 | 536829.4 | 509755.4 | 440293.1 | 0.0374 | 0.0589 | 0.47 | 0.47 | 340.9 | 26.2 | 3.72 | 24.4 | 1139.1 | 0.21 | 342.7 | 58.4 | 401.1 | 355.7 | 27.2 | 3.87 | 25.6 | 1190.6 | 0.22 | 357.5 | 61.1 | 418.6 | 500.3 | 33.4 | 4.69 | 37.8 | 1821.3 | 0.26 | 502.6 | 92.1 | 594.7 | 476.6 | 16.3 | 2.04 | 49.9 | 2248.7 | 0.22 | 477.7 | 116.9 | 594.6 | 29.78 | 0 | 0.26 | 30.05 | 31.66 | 0 | 0.28 | 31.94 | 536829.4 | 96536.3 | 3788.8 | 4247.1 | 0 | 8374.7 | 103302.2 | 0 | 0 | 0 | 172724.3 | 0 | 2404.8 | 3315.4 | 47198.4 | 88396.1 | 4987.9 | 1553.2 | 0 | 0 | 96040.8 | 495.5 | 0 | 0 | 2366.4 | 8315.2
4897 | 205 | Day205 | 0 | Hour0 | 7 | Summer | 6 | 739427.9 | Summer | 512031.1 | 2024-07-24 | 494155.6 | 110 | 11968.4 | 5797.2 | 512031.1 | 476317.4 | 414078 | 0.0361 | 0.0551 | 0.49 | 0.48 | 330.7 | 25.3 | 3.59 | 23.9 | 1107.5 | 0.21 | 332.4 | 57 | 389.4 | 344.5 | 26.4 | 3.74 | 24.9 | 1153.7 | 0.22 | 346.3 | 59.3 | 405.7 | 475 | 28.9 | 4.02 | 38.5 | 1814.1 | 0.25 | 477 | 92.7 | 569.6 | 718 | 59.1 | 8.41 | 43.6 | 2297.7 | 0.35 | 722 | 112.2 | 834.2 | 27.83 | 0 | 0.27 | 28.1 | 29.44 | 0 | 0.28 | 29.72 | 512031.1 | 97953.1 | 331.9 | 4239.5 | 0 | 8374.7 | 94962.5 | 0 | 0 | 0 | 160745 | 0 | 2404.8 | 3315.4 | 46055.5 | 88061 | 4733.5 | 854.1 | 0 | 0 | 97503.2 | 449.9 | 0 | 0 | 183.8 | 8315.2
4898 | 205 | Day205 | 1 | Hour1 | 7 | Summer | 2117 | #N/A | Summer | 487040.4 | 2024-07-24 01:00 | 465902.8 | 271.1 | 14892.3 | 5974.2 | 487040.4 | 449595.1 | 389842.9 | 0.035 | 0.0518 | 0.5 | 0.5 | 325 | 24.9 | 3.53 | 23.6 | 1087.4 | 0.21 | 326.7 | 56.1 | 382.7 | 337.8 | 25.9 | 3.67 | 24.5 | 1129.5 | 0.21 | 339.6 | 58.2 | 397.8 | 493.8 | 31.7 | 4.43 | 38.5 | 1835.3 | 0.26 | 496 | 93.3 | 589.3 | 545.3 | 34.5 | 4.77 | 43.6 | 2076.3 | 0.28 | 547.7 | 105.5 | 653.2 | 25.79 | 0 | 0.27 | 26.06 | 27.14 | 0 | 0.28 | 27.43 | 487040.4 | 97197.5 | 0 | 4239.5 | 0 | 8374.7 | 88703.4 | 0 | 0 | 0 | 149348 | 0 | 2404.8 | 3315.4 | 41031.5 | 87854.3 | 4571.3 | 0 | 0 | 0 | 96757.2 | 440.3 | 0 | 0 | 0 | 8315.2
4899 | 205 | Day205 | 2 | Hour2 | 7 | Summer | 2117 | #N/A | Summer | 469747.2 | 2024-07-24 02:00 | 446047.9 | 3410.7 | 14892.3 | 5396.3 | 469747.3 | 430775 | 373981 | 0.0342 | 0.0495 | 0.5 | 0.49 | 325.2 | 24.8 | 3.51 | 23.8 | 1092 | 0.21 | 326.9 | 56.4 | 383.3 | 338.1 | 25.8 | 3.66 | 24.7 | 1133.4 | 0.22 | 339.9 | 58.5 | 398.4 | 474.8 | 28.7 | 3.99 | 38.7 | 1818.9 | 0.25 | 476.7 | 93 | 569.7 | 457.6 | 23.5 | 3.16 | 41.1 | 1923.9 | 0.22 | 459.2 | 98.5 | 557.7 | 25.42 | 0 | 0.28 | 25.7 | 26.68 | 0 | 0.28 | 26.96 | 469747.2 | 95766.3 | 0 | 4239.5 | 0 | 8374.7 | 84799.2 | 0 | 0 | 0 | 145515.5 | 0 | 2341.2 | 3315.4 | 33452.1 | 87404.5 | 4538.9 | 0 | 0 | 0 | 95325.4 | 440.8 | 0 | 0 | 0 | 8315.2
4900 | 205 | Day205 | 3 | Hour3 | 7 | Summer | 2117 | #N/A | Summer | 461425.7 | 2024-07-24 03:00 | 435920.3 | 5343.6 | 14892.3 | 5269.5 | 461425.7 | 421165.3 | 366385.4 | 0.0338 | 0.0483 | 0.49 | 0.49 | 325.5 | 24.6 | 3.5 | 24 | 1096.9 | 0.21 | 327.2 | 56.8 | 383.9 | 339 | 25.7 | 3.65 | 24.9 | 1139.4 | 0.22 | 340.8 | 58.9 | 399.7 | 481.6 | 29.2 | 4.06 | 39.3 | 1842.2 | 0.25 | 483.6 | 94.2 | 577.8 | 809.1 | 80.6 | 11.61 | 37.3 | 2165.3 | 0.41 | 814.7 | 101.9 | 916.6 | 25.19 | 0 | 0.28 | 25.47 | 26.42 | 0 | 0.28 | 26.7 | 461425.7 | 95040.3 | 0 | 4239.5 | 0 | 8374.7 | 82700.6 | 0 | 0 | 0 | 144556 | 0 | 2341.2 | 3315.4 | 28830.8 | 87488.3 | 4538.9 | 0 | 0 | 0 | 94578 | 462.3 | 0 | 0 | 0 | 8315.2
4901 | 205 | Day205 | 4 | Hour4 | 7 | Summer | 2117 | #N/A | Summer | 461902.8 | 2024-07-24 04:00 | 437310.6 | 4421.6 | 14892.3 | 5278.3 | 461902.8 | 422501.9 | 366297.5 | 0.0339 | 0.0484 | 0.49 | 0.48 | 330.1 | 25.1 | 3.57 | 24.2 | 1108.5 | 0.21 | 331.8 | 57.3 | 389.1 | 343.8 | 26.2 | 3.73 | 25.1 | 1152 | 0.22 | 345.6 | 59.5 | 405.1 | 494.5 | 31.4 | 4.39 | 39 | 1846.6 | 0.26 | 496.6 | 94.1 | 590.7 | 803.2 | 79.9 | 11.51 | 37.1 | 2152.5 | 0.41 | 808.7 | 101.3 | 910 | 25.22 | 0 | 0.27 | 25.49 | 26.47 | 0 | 0.27 | 26.74 | 461902.8 | 95605.3 | 0 | 4239.5 | 0 | 8374.7 | 84699.2 | 0 | 0 | 39.8 | 145402.1 | 0 | 2341.2 | 3315.4 | 26147 | 87239.4 | 4538.9 | 0 | 0 | 131.8 | 94980.6 | 453.2 | 0 | 0 | 0 | 8315.2
4902 | 205 | Day205 | 5 | Hour5 | 7 | Summer | 2117 | #N/A | Summer | 471624.9 | 2024-07-24 05:00 | 451127.4 | 367.4 | 14892.3 | 5237.6 | 471624.9 | 435640.1 | 371467.6 | 0.0343 | 0.0499 | 0.48 | 0.48 | 332.4 | 25.4 | 3.61 | 24.2 | 1113.4 | 0.21 | 334.1 | 57.4 | 391.6 | 346.1 | 26.5 | 3.76 | 25.1 | 1158 | 0.22 | 347.9 | 59.7 | 407.6 | 477.7 | 31.5 | 4.42 | 36.6 | 1747.2 | 0.25 | 479.9 | 88.7 | 568.6 | 809.9 | 90.5 | 13.13 | 28.4 | 1856.9 | 0.42 | 816.2 | 83.9 | 900.1 | 25.57 | 0 | 0.26 | 25.83 | 26.85 | 0 | 0.27 | 27.12 | 471624.9 | 100157.2 | 0 | 4239.5 | 0 | 8374.7 | 87663.9 | 0 | 0 | 296.4 | 148637.9 | 0 | 2341.2 | 3315.4 | 24946.9 | 87409.2 | 4538.9 | 0 | 0 | 5724.1 | 93534.1 | 602.6 | 166.9 | 0 | 7.8 | 8315.2
4903 | 205 | Day205 | 6 | Hour6 | 7 | Summer | 2117 | #N/A | Summer | 493670.4 | 2024-07-24 06:00 | 473392.1 | 424.3 | 14892.3 | 4961.8 | 493670.4 | 456747.2 | 373927 | 0.0352 | 0.0524 | 0.51 | 0.5 | 320.2 | 24.6 | 3.49 | 23.2 | 1069.1 | 0.2 | 321.9 | 55.1 | 377.1 | 334.1 | 25.7 | 3.65 | 24.1 | 1113.4 | 0.21 | 335.9 | 57.4 | 393.2 | 267.6 | 13.7 | 1.89 | 24.2 | 1089.1 | 0.15 | 268.6 | 56.7 | 325.3 | 775.7 | 72.8 | 10.45 | 39.2 | 2214.5 | 0.38 | 780.7 | 105.3 | 886 | 26.78 | 0 | 0.27 | 27.04 | 28.22 | 0 | 0.28 | 28.5 | 493670.4 | 119743.5 | 311 | 4239.5 | 0 | 8374.7 | 89028.9 | 0 | 0 | 4335.7 | 148404.3 | 0 | 2341.2 | 3315.4 | 25217 | 88156 | 4538.9 | 0 | 0 | 26715.2 | 87910.5 | 782.1 | 1922.2 | 0 | 88.6 | 8315.2
4904 | 205 | Day205 | 7 | Hour7 | 7 | Summer | 2117 | #N/A | Summer | 523512.8 | 2024-07-24 07:00 | 504678.8 | 402.2 | 13856.7 | 4575 | 523512.8 | 486314.1 | 397140.5 | 0.0364 | 0.056 | 0.49 | 0.49 | 333.2 | 26.2 | 3.73 | 23.4 | 1095.2 | 0.21 | 335 | 56.1 | 391.1 | 347.7 | 27.4 | 3.9 | 24.3 | 1140.7 | 0.22 | 349.6 | 58.4 | 408 | 138 | 3.6 | 0.44 | 15.8 | 665.9 | 0.08 | 138.2 | 35.6 | 173.8 | 516 | 26.5 | 3.56 | 45.8 | 2167.7 | 0.24 | 517.8 | 110.4 | 628.2 | 28.32 | 0 | 0.27 | 28.59 | 29.97 | 0 | 0.28 | 30.25 | 523512.8 | 126372.3 | 311 | 4247.1 | 0 | 8374.7 | 101614.1 | 0 | 0.5 | 7466.1 | 156799.3 | 0 | 2341.2 | 3315.4 | 27202.7 | 88396.1 | 4538.9 | 0 | 0 | 57639.3 | 60574.9 | 691.5 | 3973.9 | 11.5 | 0 | 8315.2
4905 | 205 | Day205 | 8 | Hour8 | 7 | Summer | 2117 | #N/A | Summer | 546303.2 | 2024-07-24 08:00 | 542118.3 | 197.6 | 243 | 3744.3 | 546303.2 | 521552 | 404556.2 | 0.0379 | 0.0602 | 0.49 | 0.49 | 336.7 | 26.8 | 3.82 | 23.2 | 1096.6 | 0.21 | 338.5 | 56 | 394.5 | 350.4 | 27.9 | 3.97 | 24.2 | 1141.2 | 0.22 | 352.3 | 58.2 | 410.5 | 108.7 | 2.7 | 0.33 | 12.6 | 523.4 | 0.07 | 108.8 | 28.2 | 137 | 427.2 | 8.9 | 0.93 | 49.7 | 2207 | 0.19 | 427.7 | 115.5 | 543.2 | 28.83 | 0 | 0.26 | 29.09 | 30.71 | 0 | 0.28 | 30.99 | 546303.2 | 141747 | 0 | 4247.1 | 0 | 8374.7 | 108860.1 | 0 | 339.9 | 10220.8 | 161075.6 | 0 | 2341.2 | 3315.4 | 23407 | 88396.1 | 4538.9 | 0 | 0 | 94678.1 | 35637.7 | 870.5 | 6201.5 | 0 | 304.4 | 8315.2
4906 | 205 | Day205 | 9 | Hour9 | 7 | Summer | 2117 | #N/A | Summer | 594925.2 | 2024-07-24 09:00 | 582196 | 4812.6 | 3408.2 | 4508.3 | 594925.2 | 559122.7 | 424049.6 | 0.0396 | 0.0647 | 0.5 | 0.5 | 333.6 | 26.7 | 3.8 | 22.7 | 1082.9 | 0.2 | 335.5 | 55.1 | 390.5 | 351.3 | 28.2 | 4.02 | 23.9 | 1138 | 0.21 | 353.2 | 57.8 | 411.1 | 92.4 | 2.3 | 0.29 | 10.6 | 444.8 | 0.05 | 92.5 | 23.9 | 116.4 | 1078.2 | 120.3 | 17.46 | 36.7 | 2473.5 | 0.53 | 1086.6 | 110.6 | 1197.2 | 30.87 | 1.05 | 0.27 | 32.19 | 33.15 | 1.14 | 0.28 | 34.57 | 594925.2 | 170875.6 | 0 | 4247.1 | 0 | 8374.7 | 118570.2 | 0 | 636.5 | 17342.7 | 171744.9 | 0 | 2341.2 | 3315.4 | 22482 | 88396.1 | 4577.9 | 0 | 0 | 121526.2 | 30320.9 | 1049.3 | 11236.3 | 1238.1 | 0 | 8315.2
4907 | 205 | Day205 | 10 | Hour10 | 7 | Summer | 2117 | #N/A | Summer | 635876.2 | 2024-07-24 10:00 | 622882.1 | 4638.8 | 3408.2 | 4947.1 | 635876.2 | 597091.6 | 457005.7 | 0.0414 | 0.0692 | 0.49 | 0.48 | 349.4 | 28.2 | 4.03 | 23.4 | 1123.9 | 0.21 | 351.3 | 57 | 408.3 | 368.7 | 29.9 | 4.26 | 24.6 | 1184 | 0.22 | 370.8 | 60 | 430.8 | 71 | 1.6 | 0.17 | 8.2 | 362.4 | 0.03 | 71.1 | 19 | 90.2 | 863.3 | 54.2 | 7.48 | 67.6 | 3313.2 | 0.4 | 867 | 166.4 | 1033.4 | 35.42 | 3.45 | 0.26 | 39.13 | 38.27 | 3.76 | 0.28 | 42.3 | 635876.2 | 178870.5 | 0 | 4257.5 | 0 | 8374.7 | 133720 | 0 | 795.5 | 18280.7 | 185313.9 | 0 | 2903.6 | 3315.4 | 24937.8 | 88396.1 | 5534.3 | 252.5 | 0 | 129686 | 28938.5 | 1169.9 | 14769.2 | 5240.9 | 78.4 | 8315.2
4908 | 205 | Day205 | 11 | Hour11 | 7 | Summer | 2117 | #N/A | Summer | 668688.3 | 2024-07-24 11:00 | 658369.3 | 3850.1 | 1553.2 | 4915.6 | 668688.3 | 630055.9 | 485317.3 | 0.043 | 0.0731 | 0.48 | 0.47 | 356.4 | 28.2 | 4.02 | 24.5 | 1157.8 | 0.22 | 358.3 | 59 | 417.4 | 378.5 | 29.9 | 4.27 | 26 | 1229 | 0.23 | 380.5 | 62.7 | 443.2 | 78.6 | 1.9 | 0.22 | 8.9 | 390.9 | 0.04 | 78.7 | 20.6 | 99.3 | 833.1 | 29.9 | 5.69 | 107.8 | 2207.6 | 1.57 | 835.6 | 174 | 1009.6 | 38.75 | 6.65 | 0.26 | 45.66 | 42.01 | 7.24 | 0.28 | 49.53 | 668688.3 | 183371 | 276.7 | 4257.5 | 0 | 8374.7 | 138294.4 | 0 | 804.7 | 19391.2 | 193247.5 | 0 | 9973.6 | 3315.4 | 25037 | 88396.1 | 8271.8 | 5872.6 | 0 | 133480.5 | 28481.5 | 1213 | 15653.2 | 12717.5 | 83.9 | 8315.2
4909 | 205 | Day205 | 12 | Hour12 | 7 | Summer | 2117 | #N/A | Summer | 695933.2 | 2024-07-24 12:00 | 686610.2 | 3214.4 | 1372.4 | 4736.1 | 695933.2 | 656201 | 509706.6 | 0.0443 | 0.0762 | 0.48 | 0.47 | 356.1 | 27.6 | 3.93 | 24.9 | 1170.8 | 0.22 | 358 | 59.9 | 417.8 | 381.5 | 29.6 | 4.21 | 26.7 | 1254.9 | 0.23 | 383.5 | 64.2 | 447.8 | 89.3 | 2.2 | 0.27 | 10.3 | 431.2 | 0.05 | 89.5 | 23.2 | 112.7 | 738 | 26.1 | 3.81 | 82.2 | 3004.2 | 0.66 | 739.8 | 171.9 | 911.7 | 39.93 | 7.95 | 0.26 | 48.13 | 43.39 | 8.66 | 0.28 | 52.33 | 695933.2 | 186226.6 | 135.9 | 4257.5 | 0 | 8374.7 | 140046.9 | 0 | 819.7 | 19775.2 | 199007.1 | 0 | 16086.3 | 3315.4 | 29265.5 | 88396.1 | 9333.7 | 11487.5 | 0 | 135258.2 | 28841.4 | 1532.1 | 16629.5 | 14380.7 | 152.1 | 8315.2
4910 | 205 | Day205 | 13 | Hour13 | 7 | Summer | 2117 | #N/A | Summer | 714542.8 | 2024-07-24 13:00 | 707840.1 | 1982.6 | 123.1 | 4597 | 714542.8 | 675805.6 | 528218.6 | 0.0452 | 0.0785 | 0.47 | 0.46 | 359.7 | 27.5 | 3.93 | 25.5 | 1188.5 | 0.22 | 361.6 | 61 | 422.6 | 385.5 | 29.5 | 4.2 | 27.4 | 1275.4 | 0.24 | 387.5 | 65.5 | 453 | 96.2 | 2.4 | 0.3 | 11.1 | 461 | 0.06 | 96.4 | 24.9 | 121.3 | 752.4 | 22.7 | 2.99 | 84.1 | 3441.3 | 0.49 | 753.9 | 186.8 | 940.7 | 40.5 | 25.21 | 0.26 | 65.97 | 44.07 | 27.62 | 0.28 | 71.98 | 714542.8 | 186324.2 | 110 | 4257.5 | 0 | 8374.7 | 142727.1 | 0 | 812.2 | 20684 | 202190 | 0 | 21105.5 | 3315.4 | 32466 | 88396.1 | 11136 | 14140.3 | 0 | 133164.6 | 29787.1 | 1876.3 | 16215 | 14612.7 | 1081.2 | 8315.2
4911 | 205 | Day205 | 14 | Hour14 | 7 | Summer | 2117 | #N/A | Summer | 726253.2 | 2024-07-24 14:00 | 721513.8 | 166.3 | 0 | 4573.2 | 726253.2 | 688416.2 | 541796 | 0.0459 | 0.08 | 0.47 | 0.46 | 363.9 | 27.5 | 3.92 | 26.1 | 1210.5 | 0.23 | 365.8 | 62.2 | 428 | 389.6 | 29.4 | 4.19 | 28 | 1298.3 | 0.24 | 391.6 | 66.8 | 458.4 | 101.5 | 2.7 | 0.34 | 11.6 | 481.2 | 0.06 | 101.7 | 25.9 | 127.6 | 960.4 | 48.9 | 8.52 | 108.2 | 2316.1 | 1.66 | 964.2 | 177.7 | 1141.9 | 41.67 | 44.61 | 0.26 | 86.53 | 45.37 | 48.82 | 0.28 | 94.47 | 726253.2 | 184457.2 | 110 | 4257.5 | 0 | 8374.7 | 144347.8 | 0 | 772.7 | 20254.1 | 205036.2 | 0 | 26254.4 | 3315.4 | 34810 | 88396.1 | 12001.5 | 14892.3 | 0 | 128097.4 | 33267.4 | 2065.7 | 16353.7 | 14833.6 | 2164.9 | 8315.2
4912 | 205 | Day205 | 15 | Hour15 | 7 | Summer | 2117 | #N/A | Summer | 735495.8 | 2024-07-24 15:00 | 730971.6 | 138.2 | 0 | 4386.1 | 735495.8 | 697121.5 | 557675 | 0.0463 | 0.081 | 0.46 | 0.45 | 371.1 | 27.6 | 3.93 | 27 | 1249.7 | 0.23 | 373 | 64.3 | 437.3 | 397.4 | 29.5 | 4.2 | 29 | 1340.2 | 0.25 | 399.4 | 69 | 468.4 | 112.5 | 2.9 | 0.38 | 13 | 523.7 | 0.08 | 112.7 | 28.7 | 141.3 | 988.9 | 45.3 | 8.28 | 119.2 | 2298.1 | 1.88 | 992.5 | 188.2 | 1180.6 | 43.01 | 57.95 | 0.25 | 101.22 | 46.88 | 63.48 | 0.28 | 110.64 | 735495.8 | 177820.8 | 347.5 | 4257.5 | 0 | 8374.7 | 145497.5 | 0 | 773.1 | 18513.9 | 207982.5 | 0 | 33811 | 3315.4 | 38435.2 | 88396.1 | 12365.2 | 14892.3 | 0 | 118715.6 | 37357.8 | 2460.6 | 15574.8 | 15233.6 | 2744.1 | 8315.2
4913 | 205 | Day205 | 16 | Hour16 | 7 | Summer | 2117 | #N/A | Summer | 739427.9 | 2024-07-24 16:00 | 735101 | 0 | 0 | 4326.9 | 739427.9 | 700914.9 | 568279.7 | 0.0465 | 0.0815 | 0.45 | 0.44 | 379.1 | 27.8 | 3.96 | 28 | 1281.5 | 0.24 | 381 | 66.3 | 447.2 | 405.8 | 29.7 | 4.23 | 30.1 | 1374.2 | 0.26 | 407.8 | 71.1 | 479 | 137 | 4 | 0.55 | 15.8 | 606.5 | 0.11 | 137.3 | 33.9 | 171.2 | 732.7 | 28 | 3.66 | 74.8 | 3303.3 | 0.38 | 734.5 | 173.3 | 907.9 | 44.57 | 75.02 | 0.25 | 119.84 | 48.6 | 82.15 | 0.28 | 131.02 | 739427.9 | 171148.1 | 858.3 | 4257.5 | 0 | 8374.7 | 145847.9 | 0 | 776.2 | 17235.6 | 209411.4 | 0 | 38730.8 | 3315.4 | 39197.9 | 88396.1 | 15035.9 | 14853.9 | 0 | 107941 | 42736.9 | 2458.6 | 14459.8 | 15241.1 | 2012.5 | 8315.2
4914 | 205 | Day205 | 17 | Hour17 | 7 | Summer | 2117 | #N/A | Summer | 735663.4 | 2024-07-24 17:00 | 731335.2 | 0 | 0 | 4328.2 | 735663.4 | 697452.8 | 579457.6 | 0.0463 | 0.0811 | 0.43 | 0.42 | 387.9 | 28.1 | 4 | 29 | 1318.5 | 0.25 | 389.8 | 68.4 | 458.2 | 415.5 | 30 | 4.27 | 31.2 | 1414.5 | 0.26 | 417.5 | 73.4 | 490.9 | 194.2 | 6.4 | 0.96 | 22.5 | 775.2 | 0.19 | 194.7 | 45.6 | 240.3 | 1009.8 | 27.3 | 3.4 | 114.3 | 4827.2 | 0.58 | 1011.5 | 258.3 | 1269.9 | 70.44 | 103.17 | 0.26 | 173.87 | 76.78 | 112.88 | 0.28 | 189.94 | 735663.4 | 156205.8 | 1981.8 | 4257.5 | 0 | 8374.7 | 145685.9 | 0 | 744.8 | 14634.4 | 211219.9 | 0 | 43177.2 | 3315.4 | 41889.7 | 88396.1 | 16291.2 | 14868.3 | 0 | 90488.3 | 47358.5 | 2979.8 | 11150 | 15233.6 | 1986.1 | 8315.2
4915 | 205 | Day205 | 18 | Hour18 | 7 | Summer | 2117 | #N/A | Summer | 722250.8 | 2024-07-24 18:00 | 718043.8 | 0 | 0 | 4207.1 | 722250.8 | 685245.2 | 583872.3 | 0.0457 | 0.0795 | 0.42 | 0.41 | 398.2 | 28.9 | 4.11 | 29.8 | 1349.3 | 0.25 | 400.2 | 70.1 | 470.2 | 426.6 | 30.8 | 4.4 | 32 | 1448.6 | 0.27 | 428.7 | 75.3 | 504 | 332.6 | 10.1 | 1.54 | 39.5 | 1335.4 | 0.35 | 333.3 | 79.4 | 412.7 | 1015.6 | 29.1 | 3.66 | 113.3 | 4813.9 | 0.58 | 1017.5 | 257 | 1274.5 | 63.39 | 110.42 | 0.26 | 174.07 | 68.95 | 120.64 | 0.28 | 189.88 | 722250.8 | 138378.5 | 3545.4 | 4257.5 | 0 | 8374.7 | 146875.4 | 0 | 674.8 | 10373.4 | 212276.8 | 0 | 42625.3 | 3315.4 | 42235 | 88396.1 | 17263.9 | 14706.7 | 0 | 65967.2 | 58448.8 | 2914.2 | 9387.6 | 14761.2 | 777.7 | 8315.2
4916 | 205 | Day205 | 19 | Hour19 | 7 | Summer | 2117 | #N/A | Summer | 701365.6 | 2024-07-24 19:00 | 697204 | 0 | 0 | 4161.5 | 701365.5 | 666063.8 | 577002 | 0.0447 | 0.0772 | 0.42 | 0.41 | 394.9 | 29.2 | 4.17 | 28.9 | 1328.1 | 0.25 | 396.9 | 68.6 | 465.5 | 422.4 | 31.2 | 4.44 | 31 | 1423.2 | 0.27 | 424.6 | 73.5 | 498.1 | 473.5 | 13.8 | 2.08 | 56.5 | 1936.1 | 0.48 | 474.5 | 114.4 | 588.8 | 671.8 | 13.4 | 1.48 | 79.8 | 3403.7 | 0.35 | 672.6 | 181.4 | 854 | 45.66 | 34.36 | 0.26 | 80.28 | 49.5 | 37.42 | 0.28 | 87.2 | 701365.6 | 124363.5 | 1458.8 | 4257.5 | 0 | 8374.7 | 146311.2 | 0 | 505.7 | 6910.5 | 212380.2 | 0 | 33269.9 | 3315.4 | 50057.8 | 88396.1 | 14250.4 | 14930 | 0 | 35640.9 | 78478 | 2828.4 | 7178.7 | 13877.8 | 1988.3 | 8315.2
4917 | 205 | Day205 | 20 | Hour20 | 7 | Summer | 2117 | #N/A | Summer | 681557.2 | 2024-07-24 20:00 | 676435 | 0 | 0 | 5122.3 | 681557.3 | 646867.7 | 565003.4 | 0.0437 | 0.0749 | 0.43 | 0.42 | 384.1 | 29.3 | 4.18 | 27.4 | 1269.4 | 0.24 | 386.1 | 65.3 | 451.3 | 411.5 | 31.2 | 4.45 | 29.5 | 1364.9 | 0.26 | 413.6 | 70.3 | 483.9 | 447 | 13.1 | 1.84 | 51.8 | 1941.7 | 0.37 | 447.9 | 109.8 | 557.6 | 943.8 | 48.8 | 8.48 | 105.5 | 2263.7 | 1.62 | 947.5 | 173.4 | 1120.9 | 42.02 | 0 | 0.26 | 42.28 | 45.45 | 0 | 0.29 | 45.74 | 681557.2 | 116553.9 | 5262.5 | 4257.5 | 0 | 8374.7 | 144234.7 | 0 | 156.8 | 3277.9 | 210693.2 | 0 | 19017.3 | 3315.4 | 52270.9 | 88396.1 | 12317.2 | 16863.7 | 0 | 9947.4 | 100037.3 | 3134.5 | 2228.6 | 9584.9 | 2265.2 | 8315.2
4918 | 205 | Day205 | 21 | Hour21 | 7 | Summer | 2117 | #N/A | Summer | 655951.3 | 2024-07-24 21:00 | 650375.7 | 0 | 0 | 5575.7 | 655951.3 | 622689.5 | 548415 | 0.0426 | 0.0721 | 0.43 | 0.42 | 383 | 29.4 | 4.19 | 27 | 1266.4 | 0.23 | 385 | 64.8 | 449.8 | 407.5 | 31.2 | 4.44 | 28.9 | 1353.1 | 0.25 | 409.6 | 69.3 | 479 | 429.2 | 13.4 | 1.85 | 48.5 | 1879.6 | 0.33 | 430.1 | 104.6 | 534.7 | 1057.8 | 56.9 | 9.75 | 115.4 | 2539 | 1.77 | 1062.2 | 191.5 | 1253.7 | 41.76 | 0.55 | 0.27 | 42.57 | 45.03 | 0.59 | 0.29 | 45.91 | 655951.3 | 107536.3 | 6645.4 | 4257.5 | 0 | 8374.7 | 140765 | 0 | 0 | 108.7 | 210878.6 | 0 | 13617.8 | 3315.4 | 49910.1 | 88396.1 | 9584.5 | 12669.8 | 0 | 175.7 | 104862.1 | 2389.8 | 810.7 | 2658.5 | 3659.7 | 8315.2
4919 | 205 | Day205 | 22 | Hour22 | 7 | Summer | 2117 | #N/A | Summer | 614389.1 | 2024-07-24 22:00 | 608266.3 | 0 | 0 | 6122.8 | 614389.1 | 583494.2 | 506662.1 | 0.0407 | 0.0675 | 0.44 | 0.43 | 374.9 | 29.4 | 4.18 | 25.9 | 1231.9 | 0.23 | 376.9 | 62.7 | 439.6 | 392.6 | 30.7 | 4.37 | 27.2 | 1292.8 | 0.24 | 394.7 | 65.8 | 460.5 | 406 | 16.5 | 2.31 | 41.9 | 1690.8 | 0.29 | 407.1 | 92.4 | 499.5 | 888.2 | 35.7 | 6.49 | 109.6 | 2374.8 | 1.58 | 891.1 | 180.8 | 1071.9 | 35.28 | 0 | 0.27 | 35.55 | 37.86 | 0 | 0.29 | 38.15 | 614389.1 | 107727 | 4453.5 | 4257.5 | 0 | 8374.7 | 133113.6 | 0 | 0 | 0 | 201767.6 | 0 | 5058.1 | 3315.4 | 48143.7 | 88396.1 | 6373.7 | 3408.2 | 0 | 0.1 | 105278.6 | 2448.4 | 23.8 | 2080.2 | 2607.9 | 8315.2
4920 | 205 | Day205 | 23 | Hour23 | 7 | Summer | 2117 | #N/A | Summer | 578251 | 2024-07-24 23:00 | 566157.9 | 110 | 6225 | 5758.2 | 578251 | 544111.5 | 471000.5 | 0.0389 | 0.0629 | 0.46 | 0.46 | 354.7 | 27.7 | 3.94 | 24.8 | 1168.5 | 0.22 | 356.6 | 59.7 | 416.3 | 371.3 | 28.9 | 4.12 | 26 | 1225.2 | 0.23 | 373.3 | 62.6 | 435.9 | 501.1 | 32.3 | 4.52 | 39.1 | 1852.8 | 0.26 | 503.3 | 94.4 | 597.7 | 513.7 | 19.7 | 2.53 | 51.8 | 2355.4 | 0.24 | 514.9 | 122.1 | 637 | 31.72 | 0 | 0.27 | 31.99 | 33.85 | 0 | 0.29 | 34.14 | 578251 | 107250.5 | 4002.4 | 4239.5 | 0 | 8374.7 | 118431.2 | 0 | 0 | 0 | 183261.2 | 0 | 3889.2 | 3315.4 | 47895.2 | 88396.1 | 5787.4 | 3408.2 | 0 | 0 | 104802.8 | 2447.7 | 0 | 1204.7 | 4045.9 | 8315.2
4921 | 206 | Day206 | 0 | Hour0 | 7 | Summer | 12 | 729524.6 | Summer | 549070 | 2024-07-25 | 527881.3 | 110.1 | 14892.3 | 6186.3 | 549070.1 | 508153 | 442702.7 | 0.0374 | 0.0587 | 0.48 | 0.47 | 340 | 26.1 | 3.7 | 24.4 | 1136 | 0.21 | 341.7 | 58.3 | 400 | 355 | 27.2 | 3.87 | 25.4 | 1184.7 | 0.22 | 356.9 | 60.8 | 417.6 | 498 | 31.8 | 4.45 | 39.1 | 1851.3 | 0.26 | 500.2 | 94.3 | 594.5 | 465.2 | 14.3 | 1.74 | 50.1 | 2244.5 | 0.22 | 466.1 | 117.1 | 583.2 | 29.79 | 0 | 0.27 | 30.07 | 31.62 | 0 | 0.29 | 31.91 | 549070 | 106367.4 | 477.9 | 4239.5 | 0 | 8374.7 | 105043.6 | 0 | 0 | 0 | 173755.6 | 0 | 3889.2 | 3315.4 | 47850.8 | 88396.1 | 5414.7 | 1945.2 | 0 | 0 | 103041.9 | 3325.5 | 0 | 342.4 | 1651.1 | 8315.2
4922 | 206 | Day206 | 1 | Hour1 | 7 | Summer | 2117 | #N/A | Summer | 517758.8 | 2024-07-25 01:00 | 496850.4 | 179.4 | 14892.3 | 5836.6 | 517758.8 | 478902.1 | 413857.9 | 0.0361 | 0.0552 | 0.49 | 0.49 | 332.2 | 25.5 | 3.62 | 23.9 | 1107.4 | 0.21 | 333.9 | 57 | 390.9 | 346.2 | 26.6 | 3.79 | 24.8 | 1151.7 | 0.22 | 348 | 59.2 | 407.2 | 490 | 30.1 | 4.19 | 39.6 | 1858.2 | 0.26 | 492 | 95 | 587 | 1030.2 | 118.2 | 17.21 | 33.4 | 2248.2 | 0.55 | 1038.4 | 100.6 | 1139 | 26.86 | 0 | 0.27 | 27.14 | 28.38 | 0 | 0.29 | 28.66 | 517758.8 | 103900.9 | 32.2 | 4239.5 | 0 | 8374.7 | 97067.5 | 0 | 0 | 0 | 158601.4 | 0 | 3889.2 | 3315.4 | 45029.1 | 88097 | 5211.7 | 0 | 0 | 0 | 100431.7 | 3469.3 | 0 | 0 | 1.4 | 8315.2
4923 | 206 | Day206 | 2 | Hour2 | 7 | Summer | 2117 | #N/A | Summer | 496920.1 | 2024-07-25 02:00 | 474562.8 | 1878.4 | 14892.3 | 5586.5 | 496920.1 | 457832.2 | 395886.1 | 0.0353 | 0.0527 | 0.49 | 0.49 | 330.5 | 25.2 | 3.58 | 24.1 | 1107.4 | 0.21 | 332.2 | 57.1 | 389.4 | 344.6 | 26.4 | 3.74 | 25 | 1151.3 | 0.22 | 346.4 | 59.3 | 405.7 | 516.3 | 34.4 | 4.82 | 39.3 | 1878.5 | 0.27 | 518.6 | 95.4 | 614 | 571.6 | 38.1 | 5.31 | 44 | 2112.5 | 0.3 | 574.1 | 107 | 681.2 | 26.13 | 0 | 0.28 | 26.4 | 27.54 | 0 | 0.28 | 27.82 | 496920.1 | 101033.9 | 0.4 | 4239.5 | 0 | 8374.7 | 91494.3 | 0 | 0 | 0 | 153498.6 | 0 | 3889.2 | 3315.4 | 39207.9 | 86792.8 | 5073.3 | 0 | 0 | 0 | 97271.2 | 3762.7 | 0 | 0 | 0 | 8315.2
4924 | 206 | Day206 | 3 | Hour3 | 7 | Summer | 2117 | #N/A | Summer | 486325.6 | 2024-07-25 03:00 | 461745.6 | 4326.1 | 14892.3 | 5361.5 | 486325.6 | 445694.1 | 387732.4 | 0.0348 | 0.0512 | 0.48 | 0.48 | 333 | 25.3 | 3.59 | 24.3 | 1118.5 | 0.21 | 334.7 | 57.7 | 392.5 | 347.4 | 26.5 | 3.76 | 25.3 | 1163.2 | 0.22 | 349.3 | 60 | 409.2 | 523.7 | 36 | 5.06 | 38.9 | 1870.6 | 0.28 | 526.1 | 94.7 | 620.9 | 698.3 | 68.4 | 9.84 | 32.4 | 1903.6 | 0.34 | 703.1 | 89.2 | 792.3 | 25.09 | 0 | 0.28 | 25.36 | 26.42 | 0 | 0.28 | 26.7 | 486325.6 | 98593.2 | 0 | 4239.5 | 0 | 8374.7 | 89712.7 | 0 | 0 | 0 | 152424.4 | 0 | 3861.6 | 3315.4 | 34077.5 | 86698.8 | 5027.7 | 0 | 0 | 0 | 95037.5 | 3555.7 | 0 | 0 | 358.1 | 8315.2
4925 | 206 | Day206 | 4 | Hour4 | 7 | Summer | 2117 | #N/A | Summer | 484333.6 | 2024-07-25 04:00 | 461129 | 3223.5 | 14892.3 | 5088.7 | 484333.6 | 445118.3 | 389165.3 | 0.0347 | 0.0511 | 0.47 | 0.47 | 341.1 | 26.1 | 3.7 | 24.7 | 1141.3 | 0.22 | 342.9 | 58.8 | 401.7 | 356.1 | 27.3 | 3.88 | 25.7 | 1187.6 | 0.23 | 357.9 | 61.1 | 419.1 | 517.8 | 34.9 | 4.9 | 39.1 | 1869.9 | 0.27 | 520.2 | 94.9 | 615.1 | 529.2 | 33.9 | 4.69 | 41.7 | 2012.1 | 0.27 | 531.5 | 101.7 | 633.2 | 25.8 | 0 | 0.28 | 26.08 | 27.14 | 0 | 0.28 | 27.42 | 484333.6 | 95168.3 | 0 | 4239.5 | 0 | 8374.7 | 92429.4 | 0 | 0 | 81.7 | 153870.7 | 0 | 3856.9 | 3315.4 | 31275.9 | 86775.1 | 5027.7 | 0 | 0 | 191.2 | 91440.2 | 3455.3 | 0 | 0 | 0 | 8315.2
4926 | 206 | Day206 | 5 | Hour5 | 7 | Summer | 2117 | #N/A | Summer | 495201.6 | 2024-07-25 05:00 | 473416.3 | 1883.3 | 14892.3 | 5009.6 | 495201.5 | 456767.8 | 395307.4 | 0.0352 | 0.0525 | 0.47 | 0.47 | 346.4 | 26.8 | 3.82 | 24.7 | 1147.8 | 0.22 | 348.2 | 59 | 407.2 | 362 | 28.1 | 4 | 25.7 | 1196.3 | 0.23 | 363.9 | 61.4 | 425.3 | 473 | 30.1 | 4.21 | 37.4 | 1760 | 0.25 | 475 | 89.9 | 564.9 | 502.6 | 28.8 | 3.94 | 42.7 | 2017.7 | 0.25 | 504.6 | 102.9 | 607.5 | 26.08 | 0 | 0.27 | 26.36 | 27.46 | 0 | 0.28 | 27.73 | 495201.6 | 99894.1 | 0 | 4239.5 | 0 | 8374.7 | 98101.2 | 0 | 0 | 415.6 | 155409.5 | 0 | 3825.6 | 3315.4 | 29962.2 | 87051.7 | 5027.7 | 0 | 0 | 7394.1 | 88803.8 | 3280.6 | 324.8 | 0 | 0 | 8315.2
4927 | 206 | Day206 | 6 | Hour6 | 7 | Summer | 2117 | #N/A | Summer | 515965.6 | 2024-07-25 06:00 | 493738 | 2580.1 | 14892.3 | 4755.2 | 515965.6 | 475982.6 | 397335.6 | 0.036 | 0.0548 | 0.49 | 0.49 | 335.2 | 26.2 | 3.73 | 23.7 | 1103 | 0.21 | 337 | 56.6 | 393.6 | 351.5 | 27.6 | 3.93 | 24.7 | 1153.3 | 0.22 | 353.4 | 59.1 | 412.5 | 287.4 | 15.1 | 2.08 | 25.7 | 1155.3 | 0.16 | 288.4 | 60.2 | 348.6 | 435.3 | 12.7 | 1.52 | 47.3 | 2133.8 | 0.19 | 436.1 | 111 | 547.1 | 26.33 | 0 | 0.28 | 26.61 | 27.79 | 0 | 0.28 | 28.07 | 515965.6 | 118630 | 980.4 | 4239.5 | 0 | 8374.7 | 100178.5 | 0 | 0 | 5901.8 | 153112.4 | 0 | 3825.6 | 3315.4 | 30220.4 | 88061 | 5027.7 | 0 | 0 | 27625.6 | 82107.9 | 2994.7 | 2647.8 | 0 | 1.5 | 8315.2
4928 | 206 | Day206 | 7 | Hour7 | 7 | Summer | 2117 | #N/A | Summer | 543374.2 | 2024-07-25 07:00 | 522947.8 | 778.8 | 14892.3 | 4755.3 | 543374.3 | 503514.4 | 407711.8 | 0.0372 | 0.0581 | 0.5 | 0.5 | 331 | 25.9 | 3.69 | 23.3 | 1089.4 | 0.21 | 332.8 | 55.8 | 388.6 | 346.4 | 27.2 | 3.87 | 24.2 | 1137.5 | 0.21 | 348.3 | 58.2 | 406.5 | 140.4 | 3.8 | 0.47 | 16 | 668.8 | 0.08 | 140.6 | 36 | 176.6 | 368.8 | 8.5 | 0.94 | 42.9 | 1880.9 | 0.18 | 369.3 | 99 | 468.3 | 26.88 | 0 | 0.27 | 27.15 | 28.51 | 0 | 0.29 | 28.79 | 543374.2 | 135662.5 | 0 | 4239.5 | 0 | 8374.7 | 104133.2 | 0 | 0 | 8547.6 | 159858.9 | 0 | 3825.6 | 3315.4 | 31636.4 | 87300.3 | 5027.7 | 0 | 0 | 59442.5 | 64914.8 | 2757.6 | 5272.2 | 0 | 0 | 8315.2
4929 | 206 | Day206 | 8 | Hour8 | 7 | Summer | 2117 | #N/A | Summer | 575957 | 2024-07-25 08:00 | 557973.4 | 1124.2 | 12266.9 | 4592.4 | 575957 | 536415.9 | 416133.4 | 0.0386 | 0.0621 | 0.5 | 0.5 | 331.7 | 26.3 | 3.75 | 22.9 | 1081.5 | 0.2 | 333.5 | 55.2 | 388.7 | 348 | 27.7 | 3.95 | 23.9 | 1131.1 | 0.21 | 349.9 | 57.7 | 407.5 | 113.3 | 3.9 | 0.51 | 12.2 | 512.4 | 0.07 | 113.5 | 27.5 | 141 | 914.1 | 94.3 | 13.62 | 38.9 | 2341.1 | 0.46 | 920.7 | 108.7 | 1029.4 | 28.24 | 0 | 0.28 | 28.52 | 30.11 | 0 | 0.29 | 30.4 | 575957 | 159823.6 | 8.2 | 4247.1 | 0 | 8374.7 | 112689.2 | 0 | 352.2 | 10585.7 | 165234.8 | 0 | 3825.6 | 3315.4 | 25671 | 87739.6 | 5027.7 | 0 | 0 | 94568.3 | 51625.6 | 2691.8 | 7202.1 | 0 | 0 | 8315.2
4930 | 206 | Day206 | 9 | Hour9 | 7 | Summer | 2117 | #N/A | Summer | 612427 | 2024-07-25 09:00 | 594427.8 | 4924.1 | 7689.1 | 5385.9 | 612427 | 570520.9 | 422456.3 | 0.0402 | 0.0662 | 0.52 | 0.51 | 322.9 | 25.7 | 3.66 | 22.2 | 1050.4 | 0.2 | 324.6 | 53.5 | 378.1 | 341.4 | 27.3 | 3.89 | 23.3 | 1107.3 | 0.21 | 343.2 | 56.4 | 399.6 | 100.3 | 3.2 | 0.42 | 11 | 458 | 0.06 | 100.5 | 24.7 | 125.2 | 586.9 | 36.9 | 5.09 | 45.9 | 2251.1 | 0.27 | 589.4 | 113.1 | 702.4 | 30.25 | 0 | 0.28 | 30.53 | 32.55 | 0 | 0.29 | 32.84 | 612427 | 189970.6 | 0 | 4250 | 0 | 8374.7 | 117185.3 | 0 | 690.9 | 17462.2 | 169677.7 | 0 | 3825.6 | 3315.4 | 22364.8 | 88396.1 | 5066.8 | 0 | 0 | 122214.2 | 46916.9 | 2686.4 | 11711.8 | 0 | 0 | 8315.2
4931 | 206 | Day206 | 10 | Hour10 | 7 | Summer | 2117 | #N/A | Summer | 644907.6 | 2024-07-25 10:00 | 630763.4 | 4565.4 | 3842.6 | 5736 | 644907.6 | 604390.9 | 447481.6 | 0.0418 | 0.0702 | 0.51 | 0.5 | 333.8 | 26.8 | 3.81 | 22.6 | 1079.7 | 0.2 | 335.7 | 54.8 | 390.5 | 352.3 | 28.3 | 4.03 | 23.8 | 1138 | 0.21 | 354.3 | 57.8 | 412 | 75.9 | 1.9 | 0.22 | 8.7 | 374.8 | 0.04 | 76 | 19.9 | 95.8 | 708.3 | 52.6 | 7.39 | 48.1 | 2461.3 | 0.33 | 711.9 | 121.5 | 833.4 | 33.97 | 0 | 0.27 | 34.24 | 36.76 | 0 | 0.29 | 37.05 | 644907.6 | 197426 | 139.7 | 4257.5 | 0 | 8374.7 | 128324 | 0 | 793.3 | 19037.6 | 180733.1 | 0 | 4101.4 | 3315.4 | 24215.8 | 88396.1 | 5623.8 | 0 | 0 | 128418.6 | 46385.2 | 2791.3 | 14994 | 3367.2 | 105.7 | 8315.2
4932 | 206 | Day206 | 11 | Hour11 | 7 | Summer | 2117 | #N/A | Summer | 674058.7 | 2024-07-25 11:00 | 660891.2 | 4053.8 | 3408.2 | 5705.4 | 674058.7 | 632349.1 | 473461.4 | 0.0432 | 0.0735 | 0.5 | 0.49 | 339.4 | 26.9 | 3.84 | 23.3 | 1100.1 | 0.21 | 341.2 | 56.1 | 397.3 | 362.5 | 28.8 | 4.1 | 24.8 | 1174.4 | 0.22 | 364.4 | 59.9 | 424.3 | 85.6 | 2.1 | 0.26 | 10 | 407 | 0.06 | 85.8 | 22.2 | 107.9 | 755.4 | 41.7 | 5.69 | 64.5 | 3062.7 | 0.36 | 758.1 | 155.9 | 914 | 37.08 | 0 | 0.27 | 37.36 | 40.28 | 0 | 0.29 | 40.57 | 674058.7 | 200597.3 | 104.5 | 4257.5 | 0 | 8374.7 | 133753.7 | 0 | 906.5 | 19258.2 | 189659.8 | 0 | 6425.8 | 3315.4 | 25025.6 | 88396.1 | 7712.6 | 6435.7 | 0 | 133145 | 44375.6 | 2911.9 | 16406.9 | 8711.9 | 502.9 | 8315.2
4933 | 206 | Day206 | 12 | Hour12 | 7 | Summer | 2117 | #N/A | Summer | 696281.9 | 2024-07-25 12:00 | 684000 | 3466.5 | 3408.2 | 5407.2 | 696281.9 | 653737.6 | 494816.9 | 0.0442 | 0.0761 | 0.49 | 0.48 | 342.9 | 26.8 | 3.82 | 23.8 | 1120.9 | 0.21 | 344.7 | 57.3 | 402 | 368.9 | 28.8 | 4.11 | 25.7 | 1206.6 | 0.23 | 370.9 | 61.7 | 432.6 | 88.6 | 2.3 | 0.28 | 10.2 | 422.2 | 0.05 | 88.7 | 22.8 | 111.5 | 1115.3 | 99.5 | 14.39 | 62.6 | 3195.7 | 0.64 | 1122.2 | 158 | 1280.2 | 38.26 | 0.83 | 0.27 | 39.36 | 41.64 | 0.92 | 0.29 | 42.84 | 696281.9 | 201465 | 128.4 | 4257.5 | 0 | 8374.7 | 136678.9 | 0 | 909.6 | 19175.6 | 194564.7 | 0 | 11891.8 | 3315.4 | 25768.9 | 88396.1 | 8813.9 | 12626.7 | 0 | 133188.2 | 45400 | 2791.6 | 16720 | 12258.7 | 213.1 | 8315.2
4934 | 206 | Day206 | 13 | Hour13 | 7 | Summer | 2117 | #N/A | Summer | 711904.6 | 2024-07-25 13:00 | 701409.9 | 2825.7 | 2434.4 | 5234.6 | 711904.6 | 669822.3 | 512491.8 | 0.045 | 0.078 | 0.49 | 0.48 | 347.9 | 26.7 | 3.81 | 24.7 | 1145.5 | 0.22 | 349.7 | 58.9 | 408.6 | 374.7 | 28.7 | 4.09 | 26.7 | 1235.2 | 0.24 | 376.7 | 63.6 | 440.2 | 95.3 | 2.5 | 0.32 | 10.9 | 451.8 | 0.06 | 95.4 | 24.4 | 119.8 | 1143.2 | 94.1 | 14.65 | 84.4 | 2531 | 1.36 | 1150 | 160.1 | 1310.2 | 38.75 | 9.91 | 0.27 | 48.93 | 42.22 | 10.92 | 0.29 | 53.42 | 711904.6 | 199412.8 | 110.7 | 4257.5 | 0 | 8374.7 | 137649.5 | 0 | 908 | 18883.8 | 196600.1 | 0 | 18272.6 | 3315.4 | 29436.7 | 88396.1 | 11537.4 | 14541.2 | 0 | 129544.6 | 47289.1 | 2787.3 | 15877 | 13293.7 | 1386 | 8315.2
4935 | 206 | Day206 | 14 | Hour14 | 7 | Summer | 2117 | #N/A | Summer | 720416.4 | 2024-07-25 14:00 | 713359 | 393.6 | 1375.1 | 5288.7 | 720416.4 | 680856.7 | 520906.6 | 0.0455 | 0.0792 | 0.48 | 0.47 | 351.6 | 26.7 | 3.81 | 25.2 | 1164.2 | 0.22 | 353.5 | 59.9 | 413.4 | 377.1 | 28.6 | 4.08 | 27.1 | 1250.8 | 0.24 | 379.1 | 64.5 | 443.6 | 103.6 | 2.8 | 0.36 | 11.8 | 484.2 | 0.07 | 103.8 | 26.3 | 130 | 799.3 | 32.7 | 5.23 | 90 | 2738.4 | 0.98 | 801.7 | 171.8 | 973.5 | 38.96 | 21.19 | 0.27 | 60.42 | 42.43 | 23.22 | 0.29 | 65.94 | 720416.4 | 199509.9 | 110 | 4257.5 | 0 | 8374.7 | 139084.1 | 0 | 907.7 | 19387.1 | 198206.8 | 0 | 22598.4 | 3315.4 | 30108.9 | 88396.1 | 12169.7 | 14284.9 | 0 | 126083.4 | 50035.2 | 3096.4 | 15077.7 | 13491.9 | 2925.7 | 8315.2
4936 | 206 | Day206 | 15 | Hour15 | 7 | Summer | 2117 | #N/A | Summer | 727613.7 | 2024-07-25 15:00 | 721108.5 | 0 | 1374.6 | 5130.6 | 727613.7 | 688011.6 | 529816.5 | 0.0459 | 0.08 | 0.48 | 0.47 | 353.8 | 26.6 | 3.79 | 25.6 | 1179.8 | 0.22 | 355.7 | 60.8 | 416.4 | 379.6 | 28.5 | 4.06 | 27.5 | 1267.7 | 0.24 | 381.5 | 65.4 | 446.9 | 120.8 | 3.6 | 0.49 | 13.8 | 536.5 | 0.09 | 121 | 29.8 | 150.8 | 1054.8 | 66 | 11.12 | 106.3 | 2266.9 | 1.75 | 1059.8 | 174.3 | 1234.1 | 39.93 | 30.2 | 0.27 | 70.39 | 43.5 | 33.07 | 0.29 | 76.86 | 727613.7 | 197797.2 | 162.2 | 4257.5 | 0 | 8374.7 | 139347.2 | 0 | 911.7 | 19717.3 | 198821.8 | 0 | 27448.1 | 3315.4 | 32680 | 88396.1 | 12484.1 | 14529.4 | 0 | 120214.3 | 54063.3 | 2890.6 | 15052 | 14377.6 | 1826.2 | 8315.2
4937 | 206 | Day206 | 16 | Hour16 | 7 | Summer | 2117 | #N/A | Summer | 729524.6 | 2024-07-25 16:00 | 723771.9 | 0 | 862.3 | 4890.5 | 729524.6 | 690481.1 | 538360.2 | 0.046 | 0.0803 | 0.47 | 0.46 | 359.5 | 26.7 | 3.81 | 26.3 | 1204.8 | 0.23 | 361.3 | 62.3 | 423.6 | 385.8 | 28.6 | 4.08 | 28.3 | 1295.2 | 0.24 | 387.8 | 67 | 454.8 | 138.2 | 4.1 | 0.57 | 15.8 | 606.2 | 0.11 | 138.5 | 33.9 | 172.4 | 919.9 | 43.4 | 7.23 | 102.2 | 2677.6 | 1.34 | 923.2 | 182.4 | 1105.5 | 40.71 | 32.41 | 0.27 | 73.39 | 44.35 | 35.45 | 0.29 | 80.09 | 729524.6 | 191164.5 | 969.2 | 4257.5 | 0 | 8374.7 | 139595.3 | 0 | 906.2 | 19151 | 199724.3 | 0 | 31611.9 | 3315.4 | 33838.6 | 88396.1 | 13567.8 | 14709.4 | 0 | 112417.2 | 56733.4 | 1956.7 | 15333.4 | 14132.2 | 1292.5 | 8315.2
4938 | 206 | Day206 | 17 | Hour17 | 7 | Summer | 2117 | #N/A | Summer | 723439.8 | 2024-07-25 17:00 | 718824.9 | 0 | 0 | 4614.9 | 723439.8 | 685955 | 546584.2 | 0.0457 | 0.0797 | 0.46 | 0.45 | 368.6 | 27.3 | 3.9 | 27.1 | 1232.9 | 0.24 | 370.5 | 63.9 | 434.4 | 395.1 | 29.2 | 4.16 | 29.2 | 1324.9 | 0.25 | 397.1 | 68.8 | 465.9 | 185.4 | 5.9 | 0.85 | 21.3 | 773.3 | 0.17 | 185.8 | 44.4 | 230.2 | 757 | 27.8 | 3.59 | 78.1 | 3461.5 | 0.39 | 758.8 | 181.4 | 940.2 | 40.7 | 24.64 | 0.27 | 65.62 | 44.28 | 26.91 | 0.29 | 71.48 | 723439.8 | 176855.6 | 2309.7 | 4257.5 | 0 | 8374.7 | 140609.4 | 0 | 891.8 | 16484.9 | 201236 | 0 | 32380 | 3315.4 | 35896.4 | 88396.1 | 15450.7 | 14358.5 | 0 | 96364.2 | 61464.8 | 1649.8 | 11982 | 13778.1 | 996.8 | 8315.2
4939 | 206 | Day206 | 18 | Hour18 | 7 | Summer | 2117 | #N/A | Summer | 709299.9 | 2024-07-25 18:00 | 705176.6 | 0 | 0 | 4123.3 | 709299.9 | 673415.4 | 558450.6 | 0.045 | 0.0781 | 0.44 | 0.43 | 381.6 | 28.3 | 4.04 | 28 | 1273 | 0.25 | 383.6 | 66 | 449.6 | 409.3 | 30.2 | 4.32 | 30.2 | 1369.1 | 0.27 | 411.3 | 71.1 | 482.4 | 322.7 | 9.9 | 1.48 | 37.9 | 1319.3 | 0.32 | 323.4 | 77.3 | 400.6 | 993.3 | 48.6 | 8.5 | 113.7 | 2464.3 | 1.71 | 997.1 | 187.6 | 1184.7 | 59.4 | 33.72 | 0.27 | 93.39 | 64.51 | 36.72 | 0.29 | 101.52 | 709299.9 | 150849.2 | 3733.7 | 4257.5 | 0 | 8374.7 | 142891 | 0 | 833.2 | 11418.4 | 203306.8 | 0 | 32202.7 | 3315.4 | 40770.3 | 88396.1 | 16329.4 | 14872.9 | 0 | 67402.9 | 69454.8 | 1739.9 | 10004.3 | 12200.3 | 1648.2 | 8315.2
4940 | 206 | Day206 | 19 | Hour19 | 7 | Summer | 2117 | #N/A | Summer | 687715.7 | 2024-07-25 19:00 | 684119.5 | 0 | 0 | 3596.2 | 687715.7 | 654014.6 | 557170.9 | 0.044 | 0.0756 | 0.43 | 0.42 | 389.2 | 29.2 | 4.17 | 28.2 | 1290.4 | 0.25 | 391.3 | 66.8 | 458 | 414.7 | 31 | 4.43 | 30.2 | 1378.7 | 0.27 | 416.9 | 71.4 | 488.3 | 434.3 | 12.6 | 1.87 | 51.5 | 1804.9 | 0.42 | 435.2 | 105.4 | 540.6 | 811.1 | 41.1 | 5.54 | 72.7 | 3400.8 | 0.39 | 813.8 | 174.2 | 988 | 42.43 | 5.18 | 0.26 | 47.88 | 45.92 | 5.64 | 0.29 | 51.85 | 687715.7 | 130544.8 | 2048.9 | 4257.5 | 0 | 8374.7 | 143887.9 | 0 | 655.1 | 7467.6 | 207064.7 | 0 | 26074.5 | 3315.4 | 45182.6 | 88396.1 | 15306.5 | 13261.9 | 0 | 37040.8 | 83764.7 | 1616.7 | 7690 | 9941 | 2123.9 | 8315.2
4941 | 206 | Day206 | 20 | Hour20 | 7 | Summer | 2117 | #N/A | Summer | 666956.1 | 2024-07-25 20:00 | 662160.6 | 0 | 0 | 4795.4 | 666956.1 | 633694.6 | 546937.2 | 0.043 | 0.0732 | 0.44 | 0.43 | 380 | 29.5 | 4.22 | 26.7 | 1234.6 | 0.24 | 382 | 63.6 | 445.6 | 404.9 | 31.3 | 4.47 | 28.7 | 1321.6 | 0.26 | 407.1 | 68.1 | 475.2 | 417.1 | 13.2 | 1.84 | 47.2 | 1805.1 | 0.33 | 418 | 101.1 | 519.1 | 846.5 | 40.7 | 6.29 | 87.6 | 2871.9 | 0.93 | 849.4 | 173.4 | 1022.9 | 39.94 | 0.87 | 0.27 | 41.08 | 43.11 | 0.95 | 0.29 | 44.35 | 666956.1 | 120018.9 | 6165.8 | 4257.5 | 0 | 8374.7 | 142877.3 | 0 | 218.2 | 3603.1 | 205922.6 | 0 | 10709.5 | 3315.4 | 49984.7 | 88396.1 | 13205.7 | 13727.9 | 0 | 10720.1 | 103472.9 | 2004.6 | 2397 | 2914.9 | 2708.6 | 8315.2
4942 | 206 | Day206 | 21 | Hour21 | 7 | Summer | 2117 | #N/A | Summer | 641936 | 2024-07-25 21:00 | 636469 | 0 | 0 | 5467.1 | 641936.1 | 609825.2 | 526745.9 | 0.0419 | 0.0704 | 0.44 | 0.43 | 378.5 | 29.6 | 4.22 | 26.3 | 1237.8 | 0.23 | 380.6 | 63.2 | 443.8 | 398.7 | 31 | 4.42 | 27.8 | 1308.2 | 0.24 | 400.8 | 66.9 | 467.7 | 406.3 | 13.6 | 1.9 | 45.2 | 1740.8 | 0.32 | 407.3 | 97.2 | 504.4 | 787.2 | 44.3 | 6.03 | 66.3 | 3184.1 | 0.36 | 790.1 | 161.3 | 951.4 | 38.3 | 0 | 0.27 | 38.57 | 41.22 | 0 | 0.29 | 41.51 | 641936 | 115190.2 | 5393.6 | 4257.5 | 0 | 8374.7 | 139474.2 | 0 | 0 | 98.9 | 204471 | 0 | 8607.4 | 3315.4 | 48644.2 | 88396.1 | 8868.1 | 6943.6 | 0 | 169.5 | 111469.5 | 3452.3 | 876.6 | 1082.8 | 4368.3 | 8315.2
4943 | 206 | Day206 | 22 | Hour22 | 7 | Summer | 2117 | #N/A | Summer | 600068.2 | 2024-07-25 22:00 | 594307.4 | 36.7 | 0 | 5724.1 | 600068.2 | 570520 | 483017.6 | 0.04 | 0.0658 | 0.46 | 0.46 | 353.9 | 27.7 | 3.93 | 24.7 | 1166.7 | 0.21 | 355.8 | 59.5 | 415.3 | 370.4 | 28.9 | 4.1 | 25.9 | 1223.8 | 0.22 | 372.4 | 62.4 | 434.8 | 479 | 26.4 | 3.76 | 42.8 | 1800 | 0.33 | 480.8 | 96.6 | 577.4 | 927.6 | 93.8 | 13.52 | 40.4 | 2435.9 | 0.45 | 934.1 | 113.1 | 1047.2 | 32.77 | 0 | 0.27 | 33.04 | 35.09 | 0 | 0.29 | 35.39 | 600068.2 | 117050.6 | 4483.4 | 4250 | 0 | 8374.7 | 122703.3 | 0 | 0 | 0.1 | 191610.4 | 0 | 2639.5 | 3315.4 | 48148.2 | 88396.1 | 5688.4 | 3408.2 | 0 | 0.7 | 113082.7 | 3967 | 21.5 | 0 | 3677.9 | 8315.2
4944 | 206 | Day206 | 23 | Hour23 | 7 | Summer | 2117 | #N/A | Summer | 568396.2 | 2024-07-25 23:00 | 551408.5 | 110 | 10812.2 | 6065.5 | 568396.2 | 530327.5 | 452347.8 | 0.0382 | 0.0611 | 0.48 | 0.48 | 335.9 | 26 | 3.7 | 23.8 | 1113 | 0.21 | 337.6 | 57 | 394.7 | 351.2 | 27.1 | 3.86 | 24.9 | 1165.6 | 0.22 | 353.1 | 59.7 | 412.8 | 462.4 | 28.1 | 3.89 | 37.4 | 1778.8 | 0.23 | 464.3 | 90.5 | 554.7 | 890 | 84.2 | 12.1 | 44.2 | 2504.5 | 0.44 | 895.8 | 119 | 1014.8 | 30.65 | 0 | 0.27 | 30.92 | 32.61 | 0 | 0.29 | 32.9 | 568396.2 | 116048.4 | 3844.9 | 4242.4 | 0 | 8374.7 | 109010 | 0 | 0 | 0 | 176891.4 | 0 | 1727.8 | 3315.4 | 47882.4 | 88396.1 | 5570.1 | 3092.6 | 0 | 0 | 112028.3 | 4020.1 | 0.1 | 0 | 3019.7 | 8315.2
4945 | 207 | Day207 | 0 | Hour0 | 7 | Summer | 7 | 738469.4 | Summer | 533904.2 | 2024-07-26 | 512974 | 128.6 | 14679.3 | 6122.4 | 533904.3 | 494152.2 | 419606.7 | 0.0367 | 0.0569 | 0.5 | 0.5 | 318.5 | 24.2 | 3.44 | 23.2 | 1070.2 | 0.2 | 320.2 | 55.2 | 375.4 | 331.5 | 25.2 | 3.57 | 24.1 | 1113.7 | 0.21 | 333.2 | 57.4 | 390.6 | 498.2 | 33.6 | 4.7 | 37.3 | 1817.3 | 0.25 | 500.5 | 91.5 | 592 | 555.5 | 36.5 | 5.07 | 43 | 2069 | 0.28 | 557.9 | 104.7 | 662.6 | 27.76 | 0 | 0.27 | 28.04 | 29.38 | 0 | 0.29 | 29.66 | 533904.2 | 114297.5 | 412 | 4242.4 | 0 | 8374.7 | 94427.9 | 0 | 0 | 0 | 164327.1 | 0 | 1727.8 | 3315.4 | 47893.5 | 88219.5 | 5213.9 | 1452.6 | 0 | 0 | 110266.2 | 4031.3 | 0 | 0 | 93.7 | 8315.2
4946 | 207 | Day207 | 1 | Hour1 | 7 | Summer | 2117 | #N/A | Summer | 501904 | 2024-07-26 01:00 | 481145.6 | 112.1 | 14700.5 | 5945.8 | 501904 | 464082.9 | 390801.6 | 0.0355 | 0.0533 | 0.52 | 0.52 | 309.5 | 23.5 | 3.33 | 22.8 | 1040.2 | 0.2 | 311.1 | 53.8 | 364.9 | 321.2 | 24.4 | 3.46 | 23.6 | 1079.6 | 0.21 | 322.9 | 55.8 | 378.7 | 502.1 | 34.5 | 4.84 | 37 | 1808.7 | 0.25 | 504.5 | 90.9 | 595.4 | 900.2 | 91.9 | 13.28 | 38.6 | 2321.6 | 0.45 | 906.5 | 107.9 | 1014.4 | 26.81 | 0 | 0.27 | 27.08 | 28.26 | 0 | 0.28 | 28.54 | 501904 | 111102.5 | 0.5 | 4190.7 | 0 | 8374.7 | 85879.5 | 0 | 0 | 0 | 149955.4 | 0 | 1727.8 | 3315.4 | 44355.5 | 88061 | 4941.1 | 0 | 0 | 0 | 107124.8 | 3977.7 | 0 | 0 | 301.9 | 8315.2
4947 | 207 | Day207 | 2 | Hour2 | 7 | Summer | 2117 | #N/A | Summer | 478868.6 | 2024-07-26 02:00 | 458119.3 | 212.2 | 14892.3 | 5644.7 | 478868.6 | 442264.3 | 370646.3 | 0.0346 | 0.0507 | 0.52 | 0.52 | 308.4 | 23.3 | 3.31 | 22.8 | 1038.6 | 0.2 | 310 | 53.8 | 363.8 | 320.4 | 24.2 | 3.44 | 23.6 | 1078.5 | 0.21 | 322 | 55.8 | 377.9 | 499.6 | 34.4 | 4.83 | 36.8 | 1796 | 0.25 | 502 | 90.4 | 592.3 | 892.5 | 100.9 | 14.67 | 29.4 | 1993.5 | 0.45 | 899.5 | 88.9 | 988.5 | 24.42 | 0 | 0.27 | 24.69 | 25.63 | 0 | 0.28 | 25.91 | 478868.6 | 108222.3 | 9.4 | 4181.3 | 0 | 8374.7 | 81290.3 | 0 | 0 | 0 | 143021.6 | 0 | 1727.8 | 3315.4 | 37302.1 | 86698.8 | 4724.9 | 0 | 0 | 0 | 104418.2 | 3804.1 | 0 | 0 | 0 | 8315.2
4948 | 207 | Day207 | 3 | Hour3 | 7 | Summer | 2117 | #N/A | Summer | 467328.9 | 2024-07-26 03:00 | 445624.3 | 1394.2 | 14892.3 | 5418.1 | 467328.9 | 430403.7 | 361175.1 | 0.0342 | 0.0493 | 0.52 | 0.51 | 308.5 | 23.3 | 3.3 | 22.9 | 1041.7 | 0.2 | 310.1 | 54 | 364.1 | 320.7 | 24.2 | 3.43 | 23.8 | 1082.3 | 0.21 | 322.4 | 56.1 | 378.4 | 501.3 | 34.7 | 4.87 | 36.7 | 1798.2 | 0.25 | 503.7 | 90.4 | 594 | 882.3 | 99.5 | 14.47 | 29.8 | 1979.1 | 0.46 | 889.2 | 88.9 | 978.1 | 23.25 | 0 | 0.26 | 23.51 | 24.37 | 0 | 0.27 | 24.64 | 467328.9 | 106153.8 | 0 | 4181.3 | 0 | 8374.7 | 78923 | 0 | 0 | 0 | 140631 | 0 | 1727.8 | 3315.4 | 33217.1 | 86207.9 | 4596.9 | 0 | 0 | 0 | 102179.5 | 3974.3 | 0 | 0 | 0 | 8315.2
4949 | 207 | Day207 | 4 | Hour4 | 7 | Summer | 2117 | #N/A | Summer | 466527.4 | 2024-07-26 04:00 | 444777.4 | 1426.7 | 14892.3 | 5431 | 466527.5 | 429602 | 361533.4 | 0.0341 | 0.0492 | 0.51 | 0.51 | 313.7 | 23.7 | 3.37 | 23.2 | 1056.9 | 0.2 | 315.3 | 54.7 | 370 | 326.4 | 24.7 | 3.51 | 24.1 | 1099.1 | 0.21 | 328.1 | 56.9 | 385 | 507.6 | 35.6 | 5 | 36.8 | 1806.6 | 0.26 | 510 | 90.7 | 600.7 | 461.4 | 27.4 | 3.78 | 38.2 | 1808 | 0.23 | 463.2 | 92.1 | 555.4 | 23.44 | 0 | 0.26 | 23.69 | 24.58 | 0 | 0.27 | 24.84 | 466527.4 | 104994.1 | 0 | 4181.3 | 0 | 8374.7 | 80583.6 | 0 | 0 | 151.8 | 141994.5 | 0 | 1727.8 | 3315.4 | 30306.5 | 86518.4 | 4531.2 | 0 | 0 | 419.6 | 100772.4 | 3650.3 | 0 | 0 | 0 | 8315.2
4950 | 207 | Day207 | 5 | Hour5 | 7 | Summer | 2117 | #N/A | Summer | 476852.4 | 2024-07-26 05:00 | 455122 | 1552.2 | 14892.3 | 5285.9 | 476852.4 | 439423.7 | 364002 | 0.0345 | 0.0504 | 0.51 | 0.51 | 313.1 | 23.8 | 3.37 | 23 | 1054.5 | 0.2 | 314.7 | 54.5 | 369.1 | 326.4 | 24.8 | 3.52 | 23.9 | 1097.8 | 0.21 | 328.1 | 56.6 | 384.7 | 485.1 | 34.1 | 4.79 | 35.2 | 1723.4 | 0.25 | 487.5 | 86.6 | 574.1 | 466.8 | 22.7 | 3.02 | 42.6 | 2001.5 | 0.21 | 468.3 | 102.3 | 570.6 | 24.38 | 0 | 0.26 | 24.64 | 25.59 | 0 | 0.26 | 25.85 | 476852.4 | 112850.4 | 0 | 4178.4 | 0 | 8374.7 | 82856 | 0 | 0 | 611.4 | 144837.6 | 0 | 1664.1 | 3315.4 | 28018 | 86698.8 | 4059 | 0 | 0 | 9260.6 | 99856.1 | 3122.2 | 565.3 | 0 | 231.2 | 8315.2
4951 | 207 | Day207 | 6 | Hour6 | 7 | Summer | 2117 | #N/A | Summer | 497817.8 | 2024-07-26 06:00 | 473473.5 | 4197.7 | 14892.3 | 5254.3 | 497817.8 | 456824.1 | 355277.3 | 0.0352 | 0.0524 | 0.55 | 0.55 | 288.6 | 22 | 3.12 | 21.2 | 969.6 | 0.19 | 290.1 | 50.2 | 340.3 | 302.6 | 23.1 | 3.28 | 22.1 | 1014.3 | 0.19 | 304.2 | 52.4 | 356.6 | 249.8 | 13.2 | 1.8 | 22.3 | 1015.4 | 0.13 | 250.7 | 52.6 | 303.2 | 694.3 | 66.3 | 9.52 | 33.8 | 1945.8 | 0.34 | 698.8 | 91.8 | 790.7 | 23.62 | 0 | 0.27 | 23.89 | 24.81 | 0 | 0.26 | 25.08 | 497817.8 | 142540.5 | 1258.2 | 4178.4 | 0 | 8374.7 | 79919.8 | 0 | 0 | 7426.2 | 138153.9 | 0 | 1664.1 | 3315.4 | 27655 | 86698.8 | 4059 | 0 | 0 | 36333.4 | 96091.4 | 2689.6 | 3742.5 | 0 | 0 | 8315.2
4952 | 207 | Day207 | 7 | Hour7 | 7 | Summer | 2117 | #N/A | Summer | 527129.2 | 2024-07-26 07:00 | 501772.3 | 5354.6 | 14892.3 | 5110 | 527129.2 | 483578 | 364681.5 | 0.0363 | 0.0556 | 0.56 | 0.55 | 288.8 | 22.5 | 3.2 | 20.7 | 955.5 | 0.18 | 290.3 | 49.2 | 339.5 | 303 | 23.7 | 3.37 | 21.6 | 999.7 | 0.19 | 304.7 | 51.4 | 356.1 | 124.3 | 3.9 | 0.5 | 13.6 | 581.8 | 0.07 | 124.5 | 30.9 | 155.4 | 454.2 | 22.7 | 3.03 | 40.9 | 1928.3 | 0.21 | 455.7 | 98.4 | 554.1 | 24.15 | 0 | 0.28 | 24.42 | 25.53 | 0 | 0.27 | 25.81 | 527129.2 | 162447.8 | 0 | 4178.4 | 0 | 8374.7 | 87452.1 | 0 | 0.6 | 10629.1 | 140125.7 | 0 | 1664.1 | 3315.4 | 28813.3 | 86698.8 | 4059 | 0 | 0 | 70925.2 | 78565.7 | 2327.1 | 6752.4 | 0 | 0 | 8315.2
4953 | 207 | Day207 | 8 | Hour8 | 7 | Summer | 2117 | #N/A | Summer | 558113.9 | 2024-07-26 08:00 | 536313.7 | 2052.5 | 14988 | 4759.7 | 558113.8 | 516108.6 | 368284.1 | 0.0377 | 0.0596 | 0.56 | 0.56 | 288.2 | 22.9 | 3.26 | 20.1 | 940.8 | 0.18 | 289.8 | 48.2 | 338 | 301.7 | 24 | 3.42 | 21 | 982.9 | 0.19 | 303.3 | 50.3 | 353.6 | 79 | 1.8 | 0.21 | 9.2 | 391.5 | 0.04 | 79.1 | 20.9 | 100 | 579.6 | 46.5 | 6.58 | 36.2 | 1905.3 | 0.27 | 582.8 | 93.1 | 675.9 | 24.75 | 0 | 0.26 | 25.01 | 26.3 | 0 | 0.27 | 26.57 | 558113.9 | 189829.7 | 21.9 | 4181.5 | 0 | 8374.7 | 95276.2 | 0 | 408.1 | 13262.8 | 142154.3 | 0 | 1664.1 | 3315.4 | 22203.3 | 87033.9 | 4059 | 0 | 0 | 107205.8 | 67066 | 1887 | 9061.9 | 0 | 0 | 8315.2
4954 | 207 | Day207 | 9 | Hour9 | 7 | Summer | 2117 | #N/A | Summer | 600693.4 | 2024-07-26 09:00 | 572205.2 | 4909.6 | 18102.2 | 5476.5 | 600693.4 | 549764.2 | 381032.2 | 0.0392 | 0.0636 | 0.57 | 0.57 | 280.1 | 21.9 | 3.12 | 19.7 | 924.7 | 0.17 | 281.7 | 47.3 | 329 | 296.3 | 23.3 | 3.32 | 20.7 | 974.1 | 0.18 | 297.9 | 49.8 | 347.7 | 75.6 | 2 | 0.24 | 8.6 | 364.2 | 0.04 | 75.7 | 19.5 | 95.2 | 346.2 | 8 | 0.89 | 40.2 | 1764.3 | 0.17 | 346.7 | 92.8 | 439.5 | 22.91 | 0 | 0.14 | 23.05 | 24.73 | 0 | 0.16 | 24.89 | 600693.4 | 219661.3 | 0 | 4230.3 | 0 | 8374.7 | 97624.1 | 0 | 792.4 | 20064.8 | 154133.9 | 0 | 1664.1 | 3315.4 | 22194.7 | 85435.9 | 4059 | 0 | 0 | 131111.1 | 66189.1 | 1503.9 | 14030.3 | 0 | 0 | 8315.2
4955 | 207 | Day207 | 10 | Hour10 | 7 | Summer | 2117 | #N/A | Summer | 634988.4 | 2024-07-26 10:00 | 608838.6 | 4716.5 | 15712.1 | 5721.2 | 634988.4 | 583988.3 | 410497.8 | 0.0408 | 0.0677 | 0.55 | 0.55 | 295.9 | 23.5 | 3.34 | 20.4 | 969.2 | 0.18 | 297.5 | 49.4 | 346.9 | 313.9 | 25 | 3.56 | 21.5 | 1023.8 | 0.19 | 315.6 | 52.1 | 367.7 | 71.5 | 1.9 | 0.24 | 8.1 | 343.3 | 0.04 | 71.7 | 18.3 | 90 | 668.6 | 49.9 | 7.78 | 55.3 | 1650.8 | 0.82 | 672.2 | 104.7 | 776.9 | 26.99 | 0 | 0.26 | 27.24 | 29.2 | 0 | 0.27 | 29.46 | 634988.4 | 224490.6 | 139.3 | 4230.3 | 0 | 8374.7 | 110818.7 | 0 | 904.9 | 20897.1 | 168062.2 | 0 | 1664.1 | 3315.4 | 22320.4 | 87513.6 | 4059 | 0 | 0 | 136369.3 | 65120.6 | 1198.8 | 17101.7 | 0 | 7.4 | 8315.2
4956 | 207 | Day207 | 11 | Hour11 | 7 | Summer | 2117 | #N/A | Summer | 659160.4 | 2024-07-26 11:00 | 641439 | 4122.7 | 7946.6 | 5652 | 659160.4 | 614304 | 432404.2 | 0.0423 | 0.0714 | 0.54 | 0.53 | 310.1 | 24.9 | 3.54 | 21 | 1006.8 | 0.19 | 311.8 | 51.1 | 362.8 | 327.9 | 26.4 | 3.75 | 22.1 | 1062.2 | 0.2 | 329.7 | 53.8 | 383.5 | 70.9 | 2 | 0.25 | 7.8 | 342.9 | 0.04 | 71.1 | 18.1 | 89.1 | 544.4 | 27.8 | 3.74 | 48.4 | 2290.1 | 0.25 | 546.3 | 116.7 | 662.9 | 31.04 | 0 | 0.25 | 31.3 | 33.58 | 0 | 0.26 | 33.84 | 659160.4 | 226756.2 | 94.3 | 4233.1 | 0 | 8374.7 | 122419 | 0 | 934.8 | 21255 | 177437 | 0 | 1672 | 3315.4 | 22364.4 | 88396.1 | 4098 | 0 | 0 | 138523.4 | 65155 | 887.9 | 17972.7 | 0 | 73.3 | 8315.2
4957 | 207 | Day207 | 12 | Hour12 | 7 | Summer | 2117 | #N/A | Summer | 681331.4 | 2024-07-26 12:00 | 668450 | 3492.5 | 3621.2 | 5767.6 | 681331.4 | 639329.1 | 453065.8 | 0.0436 | 0.0744 | 0.52 | 0.52 | 323.4 | 26.2 | 3.73 | 21.7 | 1038.4 | 0.2 | 325.2 | 52.7 | 377.9 | 341.5 | 27.7 | 3.95 | 22.8 | 1094.9 | 0.21 | 343.4 | 55.5 | 398.9 | 63.6 | 1.6 | 0.18 | 7.2 | 321.3 | 0.03 | 63.7 | 16.8 | 80.5 | 659.7 | 43.6 | 6.09 | 50 | 2431.9 | 0.33 | 662.7 | 122.6 | 785.2 | 33.61 | 2.79 | 0.24 | 36.65 | 36.47 | 3.08 | 0.26 | 39.81 | 681331.4 | 228265.6 | 0 | 4243.5 | 0 | 8374.7 | 132973.4 | 0 | 932.2 | 21252 | 182986.1 | 0 | 2967.1 | 3315.4 | 24068.9 | 88396.1 | 5740.5 | 0 | 0 | 140917.2 | 64659.9 | 504.2 | 18272.3 | 5965.6 | 85.4 | 8315.2
4958 | 207 | Day207 | 13 | Hour13 | 7 | Summer | 2117 | #N/A | Summer | 703533 | 2024-07-26 13:00 | 691767 | 2600.9 | 3621.2 | 5543.9 | 703533 | 660890 | 473243.8 | 0.0446 | 0.077 | 0.52 | 0.51 | 327.7 | 26.1 | 3.72 | 22.3 | 1059.3 | 0.2 | 329.5 | 53.9 | 383.5 | 347.4 | 27.7 | 3.95 | 23.6 | 1121.9 | 0.21 | 349.3 | 57.1 | 406.4 | 74.2 | 2 | 0.25 | 8.3 | 362.5 | 0.04 | 74.4 | 19.1 | 93.4 | 652.5 | 19.9 | 2.42 | 70.4 | 3155.1 | 0.3 | 653.7 | 164.5 | 818.2 | 37.05 | 21.34 | 0.24 | 58.63 | 40.32 | 23.53 | 0.26 | 64.11 | 703533 | 230289.2 | 110 | 4243.5 | 0 | 8374.7 | 135698.2 | 0 | 929 | 22281.5 | 189111.6 | 0 | 6875.9 | 3315.4 | 27421.6 | 88396.1 | 7496.1 | 2200.5 | 0 | 142134 | 64543.3 | 401.5 | 17406.7 | 9873.9 | 130.8 | 8315.2
4959 | 207 | Day207 | 14 | Hour14 | 7 | Summer | 2117 | #N/A | Summer | 718881.4 | 2024-07-26 14:00 | 709728.2 | 738.1 | 3116.2 | 5298.9 | 718881.5 | 677471.1 | 488700.5 | 0.0454 | 0.0789 | 0.51 | 0.51 | 330.4 | 25.9 | 3.69 | 22.9 | 1076.9 | 0.2 | 332.2 | 55.1 | 387.2 | 350.8 | 27.5 | 3.93 | 24.3 | 1143.5 | 0.22 | 352.7 | 58.5 | 411.2 | 86.2 | 2.5 | 0.3 | 9.5 | 417.6 | 0.04 | 86.4 | 21.9 | 108.3 | 736.4 | 27.9 | 4.37 | 83.8 | 2680.2 | 0.84 | 738.4 | 163.9 | 902.3 | 38.41 | 34.02 | 0.24 | 72.66 | 41.85 | 37.44 | 0.26 | 79.54 | 718881.4 | 230181 | 110 | 4246.4 | 0 | 8374.7 | 136641.4 | 0 | 930.3 | 22278.3 | 190765 | 0 | 12828.9 | 3315.4 | 29688.4 | 88396.1 | 9033.9 | 5300.3 | 0 | 141563.9 | 65070.8 | 337.6 | 17614.4 | 11063.3 | 1228.6 | 8315.2
4960 | 207 | Day207 | 15 | Hour15 | 7 | Summer | 2117 | #N/A | Summer | 729671.4 | 2024-07-26 15:00 | 722768.8 | 0 | 1587.6 | 5314.9 | 729671.4 | 689505.1 | 500511.5 | 0.046 | 0.0803 | 0.51 | 0.51 | 331.3 | 25.7 | 3.66 | 23.2 | 1087.7 | 0.2 | 333.1 | 55.7 | 388.8 | 353 | 27.3 | 3.89 | 24.8 | 1160.7 | 0.22 | 354.9 | 59.5 | 414.4 | 97.7 | 2.8 | 0.35 | 11 | 457.7 | 0.06 | 97.9 | 24.7 | 122.5 | 1041.7 | 49.1 | 8.91 | 124 | 2399.6 | 1.96 | 1045.6 | 196.1 | 1241.6 | 39.6 | 40.86 | 0.24 | 80.69 | 43.16 | 44.87 | 0.26 | 88.29 | 729671.4 | 229160 | 124.5 | 4248.1 | 0 | 8374.7 | 136943.6 | 0 | 934.3 | 22055.2 | 191879 | 0 | 16992 | 3315.4 | 30834 | 88396.1 | 9683.2 | 9720.8 | 0 | 138618.9 | 67173.6 | 378.1 | 17124.9 | 12977.5 | 2153.6 | 8315.2
4961 | 207 | Day207 | 16 | Hour16 | 7 | Summer | 2117 | #N/A | Summer | 738469.4 | 2024-07-26 16:00 | 731991.9 | 0 | 1374.6 | 5103 | 738469.5 | 698025 | 516523.2 | 0.0464 | 0.0812 | 0.51 | 0.5 | 336.7 | 25.6 | 3.66 | 24.1 | 1113.7 | 0.21 | 338.4 | 57.3 | 395.8 | 360.3 | 27.4 | 3.9 | 25.9 | 1194.5 | 0.23 | 362.2 | 61.5 | 423.7 | 111.1 | 3.4 | 0.45 | 12.5 | 500.6 | 0.08 | 111.3 | 27.4 | 138.8 | 768.2 | 26 | 3.38 | 82.1 | 3515.1 | 0.44 | 769.9 | 187 | 956.8 | 40.5 | 45.6 | 0.24 | 86.34 | 44.18 | 50.06 | 0.26 | 94.5 | 738469.4 | 221946.2 | 398 | 4257.5 | 0 | 8374.7 | 137255.4 | 0 | 934.3 | 21178.1 | 193971.5 | 0 | 22402.2 | 3315.4 | 33492.1 | 88396.1 | 11701.2 | 12959.2 | 0 | 129142.8 | 70124.3 | 566.7 | 16976.9 | 11435.6 | 2405.6 | 8315.2
4962 | 207 | Day207 | 17 | Hour17 | 7 | Summer | 2117 | #N/A | Summer | 737930 | 2024-07-26 17:00 | 731753.2 | 0 | 1193.6 | 4983.2 | 737929.9 | 697849.5 | 535600.6 | 0.0463 | 0.0811 | 0.49 | 0.47 | 350.7 | 26 | 3.71 | 25.7 | 1177.4 | 0.22 | 352.5 | 60.8 | 413.3 | 376.3 | 27.9 | 3.97 | 27.7 | 1266.3 | 0.24 | 378.2 | 65.5 | 443.7 | 166.7 | 5.3 | 0.76 | 19 | 702.7 | 0.14 | 167.1 | 40 | 207.1 | 778.1 | 40.3 | 5.52 | 69.8 | 3170.7 | 0.42 | 780.8 | 164.4 | 945.2 | 41.86 | 51.43 | 0.24 | 93.54 | 45.66 | 56.41 | 0.26 | 102.34 | 737930 | 202329.3 | 1245.8 | 4257.5 | 0 | 8374.7 | 137703.8 | 0 | 924.8 | 17349.1 | 196180.6 | 0 | 32261.7 | 3315.4 | 36461.5 | 88396.1 | 13239.2 | 14164.2 | 0 | 107014.8 | 76429.8 | 610.8 | 12778.8 | 14414.4 | 1811 | 8315.2
4963 | 207 | Day207 | 18 | Hour18 | 7 | Summer | 2117 | #N/A | Summer | 724622.9 | 2024-07-26 18:00 | 719885.1 | 0 | 0 | 4737.8 | 724622.9 | 686973 | 559629.3 | 0.0457 | 0.0797 | 0.45 | 0.44 | 377.1 | 27.4 | 3.9 | 28.2 | 1275.4 | 0.24 | 378.9 | 66.3 | 445.3 | 404.1 | 29.3 | 4.17 | 30.4 | 1369.8 | 0.26 | 406.1 | 71.3 | 477.4 | 323.5 | 9.5 | 1.42 | 38.5 | 1331.9 | 0.32 | 324.2 | 78.3 | 402.4 | 1236.5 | 54.8 | 10.05 | 150.6 | 2940.8 | 2.34 | 1240.9 | 238.9 | 1479.8 | 51.45 | 76.06 | 0.24 | 127.75 | 55.96 | 83 | 0.26 | 139.22 | 724622.9 | 164993.5 | 3042.6 | 4257.5 | 0 | 8374.7 | 140173.4 | 0 | 863.8 | 12022.5 | 200452.4 | 0 | 41209.7 | 3315.4 | 39299.5 | 88396.1 | 16815.6 | 14292.4 | 0 | 69745.5 | 81855.6 | 506.1 | 10449.8 | 14053.5 | 1711.8 | 8315.2
4964 | 207 | Day207 | 19 | Hour19 | 7 | Summer | 2117 | #N/A | Summer | 703509 | 2024-07-26 19:00 | 699784 | 0 | 0 | 3725.2 | 703509.1 | 668481.2 | 570884.8 | 0.0447 | 0.0774 | 0.43 | 0.42 | 390 | 28.7 | 4.09 | 28.7 | 1315.7 | 0.25 | 392 | 68 | 460 | 417.4 | 30.6 | 4.36 | 30.9 | 1411.8 | 0.26 | 419.5 | 73 | 492.5 | 462.9 | 13.9 | 2.08 | 54.7 | 1899 | 0.46 | 463.9 | 111.4 | 575.3 | 763.6 | 16 | 1.89 | 91.1 | 3762.9 | 0.46 | 764.6 | 203.3 | 967.9 | 46.97 | 33.21 | 0.24 | 80.41 | 50.93 | 36.13 | 0.26 | 87.32 | 703509 | 132624.2 | 3494.1 | 4257.5 | 0 | 8374.7 | 143887.8 | 0 | 689.8 | 7814.1 | 206546.8 | 0 | 37005 | 3315.4 | 47185.4 | 88396.1 | 14425.3 | 13996.7 | 0 | 39132.4 | 84390.2 | 597.8 | 7862.7 | 12312.1 | 1702.5 | 8315.2
4965 | 207 | Day207 | 20 | Hour20 | 7 | Summer | 2117 | #N/A | Summer | 682803.5 | 2024-07-26 20:00 | 678528.8 | 0 | 0 | 4274.7 | 682803.5 | 648846.2 | 575178.9 | 0.0437 | 0.075 | 0.43 | 0.41 | 388.9 | 29.3 | 4.18 | 28 | 1292.8 | 0.24 | 390.9 | 66.6 | 457.5 | 416.6 | 31.3 | 4.46 | 30.2 | 1390 | 0.26 | 418.7 | 71.7 | 490.4 | 456.3 | 13.4 | 1.89 | 52.9 | 1977.3 | 0.38 | 457.3 | 111.9 | 569.2 | 750.1 | 22.9 | 2.76 | 80.7 | 3645.5 | 0.33 | 751.6 | 189.4 | 941 | 43.19 | 13.56 | 0.24 | 57 | 46.71 | 14.73 | 0.26 | 61.7 | 682803.5 | 107624.6 | 6110.7 | 4257.5 | 0 | 8374.7 | 144056.3 | 0 | 228.4 | 3625.1 | 210673.6 | 0 | 23712.4 | 3315.4 | 55389.1 | 88396.1 | 13301.2 | 17591.8 | 0 | 11610.6 | 91453 | 707.4 | 2507 | 8670.7 | 4754.6 | 8315.2
4966 | 207 | Day207 | 21 | Hour21 | 7 | Summer | 2117 | #N/A | Summer | 656122.9 | 2024-07-26 21:00 | 651875.9 | 0 | 0 | 4247 | 656122.9 | 624133.7 | 564303 | 0.0425 | 0.0721 | 0.41 | 0.4 | 395.6 | 30.2 | 4.29 | 28.1 | 1313.5 | 0.24 | 397.7 | 67.3 | 465 | 423.2 | 32.1 | 4.57 | 30.3 | 1409.9 | 0.26 | 425.4 | 72.4 | 497.8 | 450.6 | 14 | 1.97 | 51.3 | 1947.5 | 0.36 | 451.5 | 109.4 | 560.9 | 766.6 | 24.5 | 3.45 | 86.7 | 3290.1 | 0.62 | 768.3 | 184.9 | 953.2 | 44.43 | 22.64 | 0.25 | 67.32 | 47.9 | 24.46 | 0.27 | 72.62 | 656122.9 | 91819.9 | 6031.7 | 4257.5 | 0 | 8374.7 | 143357.7 | 0 | 0 | 89.1 | 213930 | 0 | 18123.4 | 3315.4 | 51201 | 88396.1 | 10716.3 | 16599.1 | 0 | 146.9 | 90799.5 | 784.4 | 885.1 | 4360.7 | 4931.4 | 8315.2
4967 | 207 | Day207 | 22 | Hour22 | 7 | Summer | 2117 | #N/A | Summer | 614532.2 | 2024-07-26 22:00 | 609767.2 | 0 | 0 | 4765 | 614532.2 | 584941 | 524776.5 | 0.0407 | 0.0675 | 0.41 | 0.41 | 394.9 | 30.9 | 4.39 | 27.4 | 1297.3 | 0.24 | 397 | 66.1 | 463.1 | 413.7 | 32.3 | 4.59 | 28.7 | 1361.4 | 0.25 | 415.9 | 69.4 | 485.3 | 404.2 | 15 | 2.08 | 43.2 | 1720.9 | 0.29 | 405.2 | 94.5 | 499.7 | 570.4 | 15.4 | 1.8 | 63.4 | 2822.1 | 0.26 | 571.3 | 147.6 | 718.9 | 38.01 | 6.73 | 0.25 | 44.99 | 40.77 | 7.23 | 0.27 | 48.27 | 614532.2 | 89755.7 | 4086.8 | 4257.5 | 0 | 8374.7 | 139078.2 | 0 | 0 | 0.1 | 208254.2 | 0 | 7685 | 3315.4 | 49621.7 | 88396.1 | 7632.5 | 4074.4 | 0 | 0.6 | 88734.6 | 1020.4 | 19.5 | 1616.8 | 4261.1 | 8315.2
4968 | 207 | Day207 | 23 | Hour23 | 7 | Summer | 2117 | #N/A | Summer | 579741.4 | 2024-07-26 23:00 | 567209 | 110 | 7665.8 | 4756.7 | 579741.4 | 545142.6 | 489814.3 | 0.0389 | 0.0629 | 0.43 | 0.43 | 375.8 | 29.3 | 4.17 | 26.2 | 1239.5 | 0.23 | 377.8 | 63.2 | 441 | 393.3 | 30.6 | 4.36 | 27.4 | 1298.9 | 0.24 | 395.4 | 66.2 | 461.6 | 502.3 | 32.1 | 4.5 | 39.6 | 1856.6 | 0.27 | 504.5 | 95 | 599.5 | 955.1 | 96.1 | 13.87 | 42.2 | 2508.4 | 0.47 | 961.8 | 117.1 | 1078.8 | 32.7 | 0 | 0.26 | 32.96 | 34.89 | 0 | 0.27 | 35.16 | 579741.4 | 89927.1 | 4157.8 | 4247.1 | 0 | 8374.7 | 125312 | 0 | 0 | 0 | 193158.9 | 0 | 5294.5 | 3315.4 | 48140.8 | 88396.1 | 5943.4 | 3473.6 | 0 | 0 | 88742.6 | 1184.5 | 0 | 1113 | 2983.4 | 8315.2
4969 | 208 | Day208 | 0 | Hour0 | 7 | Summer | 4 | 740910.8 | Summer Peak | 546186.2 | 2024-07-27 | 529226.9 | 110 | 11882.8 | 4966.5 | 546186.2 | 509454 | 459622.6 | 0.0374 | 0.0587 | 0.44 | 0.44 | 361.5 | 27.8 | 3.95 | 25.8 | 1205.4 | 0.22 | 363.4 | 61.7 | 425.2 | 378.7 | 29.2 | 4.14 | 26.9 | 1260.5 | 0.23 | 380.7 | 64.5 | 445.2 | 519.1 | 33.5 | 4.69 | 40.4 | 1917.6 | 0.27 | 521.4 | 97.6 | 619 | 1104.7 | 117.4 | 17 | 43.1 | 2707 | 0.55 | 1112.8 | 123.9 | 1236.8 | 30.71 | 0 | 0.26 | 30.97 | 32.61 | 0 | 0.27 | 32.88 | 546186.2 | 86563.6 | 653.1 | 4247.1 | 0 | 8374.7 | 111350.6 | 0 | 0 | 0 | 181555.9 | 0 | 4618.6 | 3315.4 | 48118.2 | 88396.1 | 5661.6 | 3331.2 | 0 | 0 | 84856.9 | 1706.7 | 0 | 0 | 554.2 | 8315.2
4970 | 208 | Day208 | 1 | Hour1 | 7 | Summer | 2117 | #N/A | Summer Peak | 517444.8 | 2024-07-27 01:00 | 497853.4 | 110 | 14679.3 | 4802.1 | 517444.8 | 479871.1 | 436651.6 | 0.0361 | 0.0552 | 0.45 | 0.45 | 360 | 27.8 | 3.95 | 25.7 | 1196.4 | 0.22 | 361.9 | 61.4 | 423.3 | 375.8 | 29.1 | 4.14 | 26.7 | 1245.8 | 0.23 | 377.8 | 63.9 | 441.7 | 507.2 | 31.9 | 4.46 | 40.2 | 1899.2 | 0.27 | 509.4 | 96.9 | 606.2 | 426.7 | 8.3 | 0.84 | 50.2 | 2223.5 | 0.19 | 427.2 | 116.5 | 543.7 | 29.22 | 0 | 0.26 | 29.47 | 30.89 | 0 | 0.27 | 31.16 | 517444.8 | 80793.2 | 8.6 | 4247.1 | 0 | 8374.7 | 105609.2 | 0 | 0 | 0 | 169293.1 | 0 | 4616.2 | 3315.4 | 45929.5 | 88396.1 | 5487.1 | 1374.6 | 0 | 0 | 78745.6 | 2047.6 | 0 | 48 | 175.8 | 8315.2
4971 | 208 | Day208 | 2 | Hour2 | 7 | Summer | 2117 | #N/A | Summer Peak | 497207.4 | 2024-07-27 02:00 | 475689.4 | 2408.9 | 14679.3 | 4429.8 | 497207.4 | 458910.6 | 417264 | 0.0353 | 0.0527 | 0.45 | 0.45 | 358.4 | 27.7 | 3.94 | 25.6 | 1188.4 | 0.23 | 360.3 | 61.1 | 421.4 | 374.1 | 29 | 4.13 | 26.6 | 1235.9 | 0.23 | 376.1 | 63.4 | 439.5 | 516.1 | 33.8 | 4.74 | 39.7 | 1894.5 | 0.27 | 518.4 | 96.3 | 614.6 | 480.7 | 9.1 | 0.91 | 57.7 | 2516 | 0.23 | 481.3 | 132.7 | 614 | 27.34 | 0 | 0.26 | 27.6 | 28.83 | 0 | 0.27 | 29.1 | 497207.4 | 79943.4 | 0 | 4247.1 | 0 | 8374.7 | 101340.6 | 0 | 0 | 0 | 160598.1 | 0 | 4555 | 3315.4 | 41083.5 | 88262.4 | 5487.1 | 0 | 0 | 0 | 77408.6 | 2534.8 | 0 | 0 | 6.6 | 8315.2
4972 | 208 | Day208 | 3 | Hour3 | 7 | Summer | 2117 | #N/A | Summer Peak | 487263.9 | 2024-07-27 03:00 | 463270 | 5308.2 | 14679.3 | 4006.3 | 487263.9 | 447147 | 410728.2 | 0.0348 | 0.0513 | 0.44 | 0.44 | 364.7 | 28.2 | 4.01 | 26.1 | 1209.3 | 0.23 | 366.6 | 62.1 | 428.8 | 381.3 | 29.6 | 4.22 | 27 | 1259.2 | 0.24 | 383.4 | 64.6 | 448 | 513.9 | 33.8 | 4.74 | 39.5 | 1882.8 | 0.27 | 516.2 | 95.6 | 611.8 | 552.2 | 35.9 | 4.98 | 43 | 2081.9 | 0.28 | 554.6 | 105.1 | 659.7 | 27.21 | 0 | 0.27 | 27.48 | 28.67 | 0 | 0.27 | 28.94 | 487263.9 | 76535.6 | 0 | 4247.1 | 0 | 8374.7 | 100950.8 | 0 | 0 | 0 | 160132.5 | 0 | 4555 | 3315.4 | 35936.6 | 87729 | 5487.1 | 0 | 0 | 0 | 73412.4 | 3123.2 | 0 | 0 | 0 | 8315.2
4973 | 208 | Day208 | 4 | Hour4 | 7 | Summer | 2117 | #N/A | Summer Peak | 484599.6 | 2024-07-27 04:00 | 461862.6 | 4124.2 | 14679.3 | 3933.4 | 484599.5 | 445818.5 | 410179.8 | 0.0347 | 0.0511 | 0.44 | 0.43 | 369.5 | 28.7 | 4.08 | 26.3 | 1222.5 | 0.23 | 371.5 | 62.8 | 434.3 | 386.4 | 30.1 | 4.28 | 27.3 | 1273.7 | 0.24 | 388.4 | 65.3 | 453.8 | 511.8 | 33.6 | 4.7 | 39.4 | 1878.2 | 0.27 | 514.1 | 95.5 | 609.5 | 581.5 | 41 | 5.74 | 42.3 | 2091.4 | 0.29 | 584.3 | 104.7 | 689 | 27.32 | 0 | 0.27 | 27.59 | 28.8 | 0 | 0.26 | 29.06 | 484599.6 | 74419.8 | 0 | 4247.1 | 0 | 8374.7 | 102232.5 | 0 | 0 | 29.2 | 160280.2 | 0 | 4555 | 3315.4 | 34006.5 | 87681.2 | 5487.1 | 0 | 0 | 55.1 | 71096.6 | 3238.9 | 0 | 0 | 0 | 8315.2
4974 | 208 | Day208 | 5 | Hour5 | 7 | Summer | 2117 | #N/A | Summer Peak | 492853.2 | 2024-07-27 05:00 | 472816.4 | 1304.1 | 14679.3 | 4053.4 | 492853.2 | 456197.9 | 411578.5 | 0.0351 | 0.0524 | 0.44 | 0.44 | 367.2 | 28.4 | 4.04 | 26.2 | 1217 | 0.23 | 369.1 | 62.5 | 431.6 | 383.3 | 29.7 | 4.23 | 27.2 | 1267.2 | 0.24 | 385.3 | 65 | 450.3 | 486.5 | 30.9 | 4.32 | 38.4 | 1813.3 | 0.26 | 488.6 | 92.5 | 581.1 | 512.4 | 29.6 | 4.05 | 43.3 | 2050 | 0.26 | 514.4 | 104.5 | 618.9 | 27.7 | 0 | 0.26 | 27.96 | 29.17 | 0 | 0.26 | 29.44 | 492853.2 | 81274.7 | 0 | 4247.1 | 0 | 8374.7 | 102990.2 | 0 | 0 | 252.1 | 162932.3 | 0 | 4555 | 3315.4 | 31935 | 87741.7 | 5487.1 | 0 | 0 | 5394.1 | 71931.8 | 3696.7 | 130.5 | 0 | 0 | 8315.2
4975 | 208 | Day208 | 6 | Hour6 | 7 | Summer | 2117 | #N/A | Summer Peak | 511193.8 | 2024-07-27 06:00 | 492244.6 | 462.6 | 14598.9 | 3887.8 | 511193.8 | 474572.4 | 410440 | 0.0359 | 0.0546 | 0.47 | 0.46 | 353 | 27.5 | 3.92 | 25 | 1163.1 | 0.22 | 354.8 | 59.7 | 414.5 | 369.5 | 28.9 | 4.11 | 26 | 1214.9 | 0.23 | 371.4 | 62.3 | 433.7 | 291.7 | 15 | 2.05 | 26.4 | 1188.5 | 0.16 | 292.7 | 61.8 | 354.5 | 973.6 | 100.7 | 14.54 | 40.4 | 2484.8 | 0.48 | 980.6 | 114.5 | 1095.1 | 28.48 | 0 | 0.26 | 28.73 | 30.09 | 0 | 0.27 | 30.36 | 511193.8 | 100753.9 | 1539.2 | 4247.1 | 0 | 8374.7 | 103720.2 | 0 | 0 | 3113.4 | 159395 | 0 | 4555 | 3315.4 | 31410.1 | 88396.1 | 5487.1 | 0 | 0 | 26897.3 | 66895.4 | 3847.7 | 1734.3 | 0 | 0 | 8315.2
4976 | 208 | Day208 | 7 | Hour7 | 7 | Summer | 2117 | #N/A | Summer Peak | 537917.2 | 2024-07-27 07:00 | 520995.6 | 856.7 | 12291.7 | 3773.2 | 537917.2 | 501685.4 | 423089.7 | 0.0371 | 0.0579 | 0.47 | 0.47 | 351.8 | 27.6 | 3.92 | 24.7 | 1156.2 | 0.22 | 353.7 | 59.2 | 412.9 | 369 | 29 | 4.14 | 25.7 | 1208.2 | 0.23 | 371 | 61.8 | 432.8 | 150.5 | 4.5 | 0.58 | 16.6 | 705.5 | 0.09 | 150.8 | 37.7 | 188.5 | 678.2 | 52.8 | 7.45 | 43.9 | 2281 | 0.32 | 681.8 | 111.9 | 793.8 | 28.4 | 0 | 0.26 | 28.66 | 30.11 | 0 | 0.27 | 30.38 | 537917.2 | 114827.6 | 330.5 | 4247.1 | 0 | 8374.7 | 109429.5 | 0 | 0.5 | 5949.3 | 166318.1 | 0 | 4555 | 3315.4 | 32636.2 | 88396.1 | 5487.1 | 0 | 0 | 55084.6 | 49987.6 | 3805.6 | 2771.8 | 0 | 0 | 8315.2
4977 | 208 | Day208 | 8 | Hour8 | 7 | Summer | 2117 | #N/A | Summer Peak | 573328.9 | 2024-07-27 08:00 | 555686.6 | 1591.1 | 11951.6 | 4099.6 | 573328.9 | 534267.2 | 427188.6 | 0.0385 | 0.0618 | 0.48 | 0.48 | 349.4 | 27.8 | 3.96 | 24 | 1136.6 | 0.21 | 351.3 | 57.9 | 409.3 | 366.7 | 29.3 | 4.17 | 25.1 | 1188.8 | 0.22 | 368.7 | 60.5 | 429.3 | 101.6 | 2.6 | 0.33 | 11.8 | 481.5 | 0.07 | 101.8 | 26.2 | 127.9 | 507.4 | 24.4 | 3.25 | 47.3 | 2184.2 | 0.25 | 509 | 112.4 | 621.4 | 29.11 | 0 | 0.26 | 29.37 | 31.06 | 0 | 0.27 | 31.33 | 573328.9 | 146140.2 | 43.6 | 4247.1 | 0 | 8374.7 | 118236.6 | 0 | 327.9 | 8813.4 | 170711 | 0 | 4555 | 3315.4 | 24981.6 | 87236.6 | 5487.1 | 0 | 0 | 93749.2 | 39384.4 | 3865.2 | 4885.8 | 0 | 0 | 8315.2
4978 | 208 | Day208 | 9 | Hour9 | 7 | Summer | 2117 | #N/A | Summer Peak | 607921.8 | 2024-07-27 09:00 | 591183.2 | 5187.9 | 6629.8 | 4920.9 | 607921.8 | 567481.8 | 428313 | 0.0401 | 0.0658 | 0.5 | 0.5 | 332.5 | 26.4 | 3.76 | 22.9 | 1082 | 0.2 | 334.3 | 55.1 | 389.5 | 351.2 | 28 | 3.99 | 24 | 1139.5 | 0.21 | 353.1 | 58 | 411.2 | 93.1 | 2.4 | 0.31 | 10.7 | 441.2 | 0.06 | 93.3 | 23.8 | 117.1 | 1330.2 | 141.7 | 20.5 | 51.4 | 3265.1 | 0.65 | 1340 | 148.9 | 1488.9 | 30.02 | 0 | 0.26 | 30.28 | 32.31 | 0 | 0.27 | 32.58 | 607921.8 | 179608.8 | 0 | 4247.1 | 0 | 8374.7 | 119183.9 | 0 | 637.5 | 16208.5 | 172195.8 | 0 | 4555 | 3315.4 | 22518.8 | 88396.1 | 5526.2 | 0 | 0 | 122816.2 | 36030.1 | 3916.3 | 10062.4 | 0 | 14.4 | 8315.2
4979 | 208 | Day208 | 10 | Hour10 | 7 | Summer | 2117 | #N/A | Summer Peak | 638995.3 | 2024-07-27 10:00 | 625307.6 | 4888.7 | 3412.4 | 5386.6 | 638995.3 | 599296.1 | 450453.2 | 0.0416 | 0.0696 | 0.49 | 0.49 | 341.4 | 27.3 | 3.89 | 23.2 | 1104.5 | 0.21 | 343.3 | 56.1 | 399.4 | 360.4 | 28.9 | 4.12 | 24.4 | 1164.1 | 0.22 | 362.4 | 59.1 | 421.5 | 79.8 | 2 | 0.25 | 9.1 | 387.3 | 0.04 | 79.9 | 20.7 | 100.6 | 897.9 | 38.7 | 7.08 | 109.7 | 2216.1 | 1.67 | 901 | 176.2 | 1077.2 | 33.18 | 0 | 0.25 | 33.43 | 35.89 | 0 | 0.26 | 36.15 | 638995.3 | 188542.1 | 0 | 4250 | 0 | 8374.7 | 129512.5 | 0 | 725 | 18267.1 | 182507 | 0 | 4808.5 | 3315.4 | 23292.7 | 88396.1 | 5996.4 | 0 | 0 | 132445.4 | 33217.7 | 3886.9 | 13724.2 | 3348.9 | 75 | 8315.2
4980 | 208 | Day208 | 11 | Hour11 | 7 | Summer | 2117 | #N/A | Summer Peak | 668889.9 | 2024-07-27 11:00 | 655811 | 3992.9 | 3408.2 | 5677.6 | 668889.9 | 627636.1 | 474972.6 | 0.0429 | 0.073 | 0.49 | 0.48 | 348.5 | 27.6 | 3.93 | 24 | 1130 | 0.21 | 350.4 | 57.7 | 408.1 | 369.6 | 29.3 | 4.18 | 25.3 | 1196.1 | 0.23 | 371.6 | 61 | 432.6 | 75.4 | 1.6 | 0.18 | 8.8 | 382 | 0.04 | 75.5 | 20.2 | 95.7 | 507.7 | 12.1 | 1.68 | 61.5 | 2284.3 | 0.43 | 508.6 | 129.6 | 638.2 | 36.71 | 0 | 0.25 | 36.96 | 39.82 | 0 | 0.26 | 40.08 | 668889.9 | 193917.3 | 128.5 | 4257.5 | 0 | 8374.7 | 135594.3 | 0 | 743.8 | 19422.9 | 193997.2 | 0 | 6035.8 | 3315.4 | 24847.9 | 88396.1 | 8441.8 | 1583.5 | 0 | 137397.6 | 32311.2 | 4041.7 | 15720.9 | 9398.2 | 99.2 | 8315.2
4981 | 208 | Day208 | 12 | Hour12 | 7 | Summer | 2117 | #N/A | Summer Peak | 693995.2 | 2024-07-27 12:00 | 681720.1 | 3551.3 | 3408.2 | 5315.5 | 693995.3 | 651637.6 | 495346.2 | 0.0441 | 0.0758 | 0.49 | 0.48 | 347.3 | 27.3 | 3.89 | 24 | 1130.4 | 0.21 | 349.2 | 57.8 | 406.9 | 371 | 29.2 | 4.16 | 25.7 | 1207 | 0.23 | 373 | 61.7 | 434.7 | 84.3 | 2.1 | 0.26 | 9.7 | 404.9 | 0.05 | 84.4 | 21.8 | 106.3 | 593 | 19.4 | 2.49 | 63.7 | 2750.1 | 0.33 | 594.3 | 145.8 | 740 | 38.46 | 15.03 | 0.25 | 53.73 | 41.81 | 16.57 | 0.26 | 58.65 | 693995.2 | 198649.1 | 110 | 4257.5 | 0 | 8374.7 | 138759.6 | 0 | 741 | 20044.4 | 199642 | 0 | 8254.4 | 3315.4 | 27462 | 88396.1 | 9086.5 | 7687.8 | 0 | 138244.9 | 35659.2 | 3959.7 | 16749.3 | 11765.7 | 176.7 | 8315.2
4982 | 208 | Day208 | 13 | Hour13 | 7 | Summer | 2117 | #N/A | Summer Peak | 714417.6 | 2024-07-27 13:00 | 704234 | 1907.3 | 3145.8 | 5130.5 | 714417.6 | 672445.5 | 511328.4 | 0.0451 | 0.0782 | 0.49 | 0.48 | 348.6 | 27 | 3.85 | 24.4 | 1144.8 | 0.21 | 350.5 | 58.6 | 409.1 | 373.1 | 28.9 | 4.13 | 26.1 | 1225.1 | 0.23 | 375.1 | 62.7 | 437.8 | 96.8 | 3.3 | 0.45 | 10.4 | 430.2 | 0.06 | 97 | 23.2 | 120.2 | 937.3 | 40.1 | 7.33 | 114.8 | 2331.5 | 1.73 | 940.5 | 184.7 | 1125.2 | 39.05 | 31.9 | 0.25 | 71.2 | 42.52 | 35.13 | 0.27 | 77.91 | 714417.6 | 203089.2 | 151.8 | 4257.5 | 0 | 8374.7 | 141087 | 0 | 737.7 | 20754 | 201912.2 | 0 | 14665.9 | 3315.4 | 29711.9 | 88396.1 | 9674.5 | 9781.4 | 0 | 137790.6 | 39785.7 | 4021.3 | 16603.1 | 11646.8 | 704.1 | 8315.2
4983 | 208 | Day208 | 14 | Hour14 | 7 | Summer | 2117 | #N/A | Summer Peak | 727819 | 2024-07-27 14:00 | 720416.3 | 992.8 | 1374.6 | 5035.2 | 727819 | 687373.8 | 525960.1 | 0.0459 | 0.08 | 0.48 | 0.47 | 352 | 27 | 3.85 | 24.9 | 1161.7 | 0.22 | 353.9 | 59.6 | 413.5 | 377 | 28.9 | 4.12 | 26.7 | 1245.9 | 0.23 | 379 | 63.9 | 442.9 | 99.8 | 2.7 | 0.35 | 11.4 | 466.9 | 0.06 | 100 | 25.3 | 125.3 | 596.8 | 11.4 | 1.15 | 70.4 | 3116 | 0.26 | 597.4 | 163.3 | 760.7 | 41.2 | 46.2 | 0.25 | 87.65 | 44.9 | 50.76 | 0.27 | 95.93 | 727819 | 201858.9 | 110 | 4257.5 | 0 | 8374.7 | 142954.3 | 0 | 735.3 | 20277.8 | 204101.3 | 0 | 19254.5 | 3315.4 | 31248.8 | 88396.1 | 10877.2 | 13070.2 | 0 | 133046.3 | 43532.6 | 4266.9 | 16538.5 | 13047.3 | 1707.2 | 8315.2
4984 | 208 | Day208 | 15 | Hour15 | 7 | Summer | 2117 | #N/A | Summer Peak | 737641.3 | 2024-07-27 15:00 | 731069.4 | 0 | 1374.6 | 5197.4 | 737641.3 | 697185.3 | 535948.6 | 0.0463 | 0.0811 | 0.48 | 0.47 | 355.8 | 27.1 | 3.86 | 25.4 | 1175.5 | 0.22 | 357.7 | 60.5 | 418.2 | 381.3 | 28.9 | 4.13 | 27.4 | 1262.4 | 0.24 | 383.3 | 65.1 | 448.4 | 106.1 | 3 | 0.39 | 12.1 | 491.3 | 0.07 | 106.3 | 26.7 | 133 | 762.6 | 29.9 | 3.85 | 76.2 | 3480 | 0.35 | 764.5 | 180 | 944.5 | 41.14 | 52.48 | 0.25 | 93.87 | 44.86 | 57.61 | 0.27 | 102.75 | 737641.3 | 201692.7 | 110.5 | 4257.5 | 0 | 8374.7 | 144115.2 | 0 | 736.9 | 20085.3 | 206896.9 | 0 | 21391.9 | 3315.4 | 31514.3 | 88396.1 | 13107.9 | 14468.1 | 0 | 127988.5 | 48526.3 | 4355.8 | 15680.7 | 13553.1 | 1744.6 | 8315.2
4985 | 208 | Day208 | 16 | Hour16 | 7 | Summer | 2117 | #N/A | Summer Peak | 740910.8 | 2024-07-27 16:00 | 734204.6 | 167.2 | 1374.6 | 5164.4 | 740910.8 | 700084.1 | 548073.2 | 0.0465 | 0.0814 | 0.47 | 0.46 | 364 | 27.3 | 3.9 | 26.4 | 1210 | 0.23 | 365.9 | 62.5 | 428.4 | 390.1 | 29.2 | 4.17 | 28.4 | 1299.3 | 0.25 | 392.1 | 67.2 | 459.3 | 126.5 | 3.8 | 0.53 | 14.5 | 551.5 | 0.1 | 126.7 | 30.9 | 157.7 | 1628.4 | 178.6 | 25.92 | 58.4 | 3814.8 | 0.81 | 1640.8 | 172.3 | 1813.1 | 41.06 | 48.43 | 0.25 | 89.75 | 44.79 | 53.15 | 0.28 | 98.22 | 740910.8 | 192837.6 | 302.3 | 4257.5 | 0 | 8374.7 | 145030.8 | 0 | 738 | 19172.9 | 208542.6 | 0 | 26971.1 | 3315.4 | 33588.7 | 88396.1 | 14735.1 | 14558.7 | 0 | 117406.5 | 51120.9 | 4399.4 | 15604 | 13434.8 | 1508.5 | 8315.2
4986 | 208 | Day208 | 17 | Hour17 | 7 | Summer | 2117 | #N/A | Summer Peak | 735429.2 | 2024-07-27 17:00 | 730014.4 | 0 | 281.3 | 5133.5 | 735429.2 | 696259.4 | 567941.9 | 0.0462 | 0.0809 | 0.44 | 0.43 | 382.7 | 28 | 4.01 | 28.4 | 1283.4 | 0.25 | 384.6 | 66.7 | 451.3 | 410 | 30 | 4.28 | 30.6 | 1378.6 | 0.27 | 412.1 | 71.7 | 483.8 | 193.4 | 6 | 0.9 | 22.6 | 786 | 0.19 | 193.8 | 46.1 | 239.9 | 754.7 | 20.7 | 2.44 | 83.6 | 3719.1 | 0.35 | 756 | 194.5 | 950.6 | 42.18 | 68.05 | 0.26 | 110.49 | 45.96 | 74.52 | 0.28 | 120.76 | 735429.2 | 167487.4 | 2536.8 | 4257.5 | 0 | 8374.7 | 145901.1 | 0 | 732.3 | 15105 | 210436.7 | 0 | 35965.1 | 3315.4 | 35907.7 | 88396.1 | 18033.2 | 14817.6 | 0 | 94451.4 | 52775.3 | 4423.3 | 12108.9 | 14016 | 2209.1 | 8315.2
4987 | 208 | Day208 | 18 | Hour18 | 7 | Summer | 2117 | #N/A | Summer Peak | 719894 | 2024-07-27 18:00 | 714922.6 | 0 | 0 | 4971.4 | 719893.9 | 682422.9 | 588304.6 | 0.0454 | 0.0791 | 0.41 | 0.4 | 407.6 | 29.5 | 4.22 | 30.7 | 1370.9 | 0.27 | 409.6 | 71.6 | 481.2 | 436.3 | 31.5 | 4.5 | 33 | 1470.5 | 0.29 | 438.4 | 76.9 | 515.3 | 381 | 11.6 | 1.81 | 45.9 | 1481.4 | 0.43 | 381.9 | 90.2 | 472 | 999.9 | 20.7 | 2.3 | 117.9 | 5056.4 | 0.52 | 1001.2 | 268.7 | 1269.9 | 71.22 | 114.3 | 0.26 | 185.77 | 77.42 | 124.71 | 0.28 | 202.41 | 719894 | 131589.3 | 3445.4 | 4257.5 | 0 | 8374.7 | 148603.7 | 0 | 686.8 | 11332.4 | 212714.2 | 0 | 42636 | 3315.4 | 40646.9 | 88396.1 | 21022.3 | 14892.3 | 0 | 61920.9 | 53220.8 | 4428.4 | 9919.7 | 13676.1 | 2858.6 | 8315.2
4988 | 208 | Day208 | 19 | Hour19 | 7 | Summer | 2117 | #N/A | Summer Peak | 695453 | 2024-07-27 19:00 | 691454.7 | 0 | 0 | 3998.3 | 695452.9 | 660826 | 591382.9 | 0.0443 | 0.0763 | 0.39 | 0.38 | 415.2 | 30.3 | 4.32 | 30.9 | 1398.4 | 0.27 | 417.3 | 72.6 | 489.9 | 443.8 | 32.3 | 4.61 | 33.2 | 1498.4 | 0.29 | 446 | 77.9 | 523.9 | 475.9 | 14.6 | 2.26 | 56.8 | 1874.2 | 0.52 | 476.9 | 112.8 | 589.8 | 908.1 | 32.7 | 6.21 | 117.5 | 2399.4 | 1.72 | 910.8 | 189.5 | 1100.2 | 45.41 | 70.11 | 0.26 | 115.78 | 49.19 | 76.21 | 0.28 | 125.68 | 695453 | 104070.1 | 3043 | 4257.5 | 0 | 8374.7 | 148509 | 0 | 555.3 | 7633.5 | 216265.3 | 0 | 38735.1 | 3315.4 | 47835.2 | 88396.1 | 18026 | 14625.7 | 0 | 37613.6 | 54622.6 | 3645 | 7735.9 | 13181.2 | 2174.4 | 8315.2
4989 | 208 | Day208 | 20 | Hour20 | 7 | Summer | 2117 | #N/A | Summer Peak | 673036.4 | 2024-07-27 20:00 | 668340.7 | 0 | 0 | 4695.8 | 673036.4 | 639466.7 | 589930.4 | 0.0432 | 0.0737 | 0.4 | 0.38 | 409.5 | 30.7 | 4.38 | 29.6 | 1365.1 | 0.26 | 411.6 | 70.4 | 482 | 438.9 | 32.8 | 4.67 | 31.9 | 1467.9 | 0.28 | 441.1 | 75.7 | 516.9 | 472.7 | 13.7 | 2.03 | 56 | 1972.7 | 0.45 | 473.7 | 114.9 | 588.6 | 1002.5 | 45.6 | 7.87 | 115.7 | 2753.2 | 1.61 | 1006 | 198.2 | 1204.2 | 44.43 | 23.8 | 0.26 | 68.49 | 47.99 | 25.79 | 0.28 | 74.06 | 673036.4 | 83106 | 6244.8 | 4257.5 | 0 | 8374.7 | 148125.5 | 0 | 190.6 | 3471.6 | 218836.7 | 0 | 25448.8 | 3315.4 | 54502.7 | 88396.1 | 13969.8 | 18458.4 | 0 | 11223.4 | 64565.7 | 3654.6 | 2447.6 | 9657.4 | 2936.4 | 8315.2
4990 | 208 | Day208 | 21 | Hour21 | 7 | Summer | 2117 | #N/A | Summer Peak | 644350.2 | 2024-07-27 21:00 | 639627.8 | 0 | 0 | 4722.5 | 644350.3 | 612843.2 | 572050.1 | 0.0419 | 0.0705 | 0.39 | 0.38 | 410.5 | 31.4 | 4.48 | 29 | 1359.1 | 0.25 | 412.7 | 69.6 | 482.3 | 438.6 | 33.4 | 4.76 | 31.2 | 1457.3 | 0.27 | 440.9 | 74.7 | 515.6 | 456 | 14.4 | 2.05 | 52.1 | 1937.6 | 0.39 | 456.9 | 109.9 | 566.9 | 842.4 | 51.8 | 7.47 | 70.8 | 2970.8 | 0.6 | 846 | 159.5 | 1005.5 | 43.37 | 24.15 | 0.26 | 67.78 | 46.67 | 26.01 | 0.28 | 72.96 | 644350.2 | 72300.2 | 4921.8 | 4257.5 | 0 | 8374.7 | 146852.9 | 0 | 0 | 65.3 | 219395 | 0 | 16173.4 | 3315.4 | 51763.2 | 88396.1 | 10843.2 | 17756.8 | 0 | 99.7 | 68022.7 | 4112.4 | 848 | 3955.8 | 3904.3 | 8315.2
4991 | 208 | Day208 | 22 | Hour22 | 7 | Summer | 2117 | #N/A | Summer Peak | 602270.6 | 2024-07-27 22:00 | 596870.2 | 0 | 0 | 5400.3 | 602270.5 | 573000.6 | 527909 | 0.04 | 0.0658 | 0.39 | 0.39 | 408.1 | 32.1 | 4.56 | 28.1 | 1337.7 | 0.24 | 410.3 | 68 | 478.3 | 426.7 | 33.4 | 4.76 | 29.5 | 1401.6 | 0.26 | 429 | 71.3 | 500.3 | 401.2 | 15 | 2.12 | 43.3 | 1667.1 | 0.32 | 402.3 | 93.1 | 495.3 | 491.1 | 19.6 | 2.54 | 48.8 | 2225.7 | 0.23 | 492.4 | 115.2 | 607.6 | 37.44 | 6.78 | 0.26 | 44.49 | 40.09 | 7.29 | 0.28 | 47.67 | 602270.6 | 74361.5 | 4288.7 | 4257.5 | 0 | 8374.7 | 142032 | 0 | 0 | 0 | 211417 | 0 | 6711.4 | 3315.4 | 48357.8 | 88396.1 | 7136.5 | 3621.9 | 0 | 0.1 | 70266.4 | 4095.1 | 14.7 | 804.5 | 3415.3 | 8315.2
4992 | 208 | Day208 | 23 | Hour23 | 7 | Summer | 2117 | #N/A | Summer Peak | 566107.4 | 2024-07-27 23:00 | 554689.8 | 110 | 5850.4 | 5457.2 | 566107.4 | 533492.5 | 490904.1 | 0.0382 | 0.0612 | 0.42 | 0.41 | 385.5 | 30 | 4.26 | 27 | 1274.2 | 0.23 | 387.5 | 65 | 452.5 | 402.6 | 31.2 | 4.44 | 28.3 | 1333.6 | 0.24 | 404.8 | 68.1 | 472.8 | 502.6 | 31.8 | 4.45 | 39.9 | 1867.1 | 0.27 | 504.8 | 95.6 | 600.4 | 1151.8 | 123.7 | 17.92 | 43.8 | 2781.2 | 0.58 | 1160.4 | 126.9 | 1287.2 | 32.55 | 0 | 0.26 | 32.81 | 34.66 | 0 | 0.29 | 34.95 | 566107.4 | 75203.3 | 3891.2 | 4247.1 | 0 | 8374.7 | 124872.8 | 0 | 0 | 0 | 194847.5 | 0 | 5241.7 | 3315.4 | 48140.6 | 88396.1 | 6168.8 | 3408.2 | 0 | 0 | 71590.9 | 3612.3 | 0 | 52 | 2418.8 | 8315.2
4993 | 209 | Day209 | 0 | Hour0 | 7 | Summer | 24 | 707415.1 | Summer | 537613.2 | 2024-07-28 | 517598.6 | 110 | 14078.2 | 5826.5 | 537613.3 | 498588.6 | 461234.9 | 0.0367 | 0.0571 | 0.43 | 0.43 | 371.7 | 28.6 | 4.07 | 26.4 | 1236.7 | 0.23 | 373.6 | 63.3 | 437 | 387.3 | 29.8 | 4.24 | 27.5 | 1288.2 | 0.24 | 389.3 | 66 | 455.3 | 495.9 | 29.7 | 4.13 | 40.7 | 1901.4 | 0.26 | 497.9 | 97.4 | 595.3 | 1132.3 | 123.5 | 17.93 | 41.3 | 2671.5 | 0.57 | 1140.9 | 121 | 1261.9 | 30.87 | 0 | 0.27 | 31.14 | 32.71 | 0 | 0.29 | 32.99 | 537613.2 | 76378.3 | 598.8 | 4247.1 | 0 | 8374.7 | 113059.4 | 0 | 0 | 0 | 181757.2 | 0 | 5231 | 3315.4 | 48000.6 | 88396.1 | 5840.2 | 2414.3 | 0 | 0 | 72877 | 3501.4 | 0 | 1372.4 | 1596.5 | 8315.2
4994 | 209 | Day209 | 1 | Hour1 | 7 | Summer | 2117 | #N/A | Summer | 508107.3 | 2024-07-28 01:00 | 487179.5 | 147.2 | 14892.3 | 5888.3 | 508107.3 | 469861.3 | 430294.7 | 0.0355 | 0.0537 | 0.45 | 0.45 | 357.3 | 27.3 | 3.87 | 25.8 | 1196.1 | 0.22 | 359.2 | 61.5 | 420.7 | 371.4 | 28.3 | 4.03 | 26.8 | 1242.6 | 0.23 | 373.3 | 63.9 | 437.2 | 510.4 | 32.3 | 4.52 | 40.3 | 1902 | 0.27 | 512.6 | 97.1 | 609.7 | 1107.4 | 123.7 | 17.97 | 37.8 | 2522.6 | 0.56 | 1116 | 113.1 | 1229.1 | 28.97 | 0 | 0.27 | 29.25 | 30.58 | 0 | 0.29 | 30.86 | 508107.3 | 77812.6 | 40.7 | 4247.1 | 0 | 8374.7 | 101485.6 | 0 | 0 | 0 | 167524.6 | 0 | 5231 | 3315.4 | 45388.2 | 88396.1 | 5632.3 | 658.9 | 0 | 0 | 74505.5 | 3307.1 | 0 | 0 | 571.6 | 8315.2
4995 | 209 | Day209 | 2 | Hour2 | 7 | Summer | 2117 | #N/A | Summer | 487000.1 | 2024-07-28 02:00 | 464737.4 | 1913.9 | 14892.3 | 5456.4 | 487000.1 | 448604.6 | 410864.5 | 0.0347 | 0.0512 | 0.45 | 0.45 | 352.3 | 26.7 | 3.79 | 25.7 | 1184.2 | 0.22 | 354.1 | 61.1 | 415.2 | 366 | 27.8 | 3.94 | 26.7 | 1229.1 | 0.23 | 367.9 | 63.4 | 431.3 | 530 | 34.6 | 4.86 | 40.9 | 1943.8 | 0.28 | 532.4 | 98.9 | 631.3 | 946.3 | 97.4 | 14.07 | 39.6 | 2427.9 | 0.46 | 953 | 112.1 | 1065.1 | 27.99 | 0 | 0.27 | 28.26 | 29.49 | 0 | 0.28 | 29.77 | 487000.1 | 76135.6 | 0 | 4247.1 | 0 | 8374.7 | 94931.8 | 0 | 0 | 0 | 159938 | 0 | 5194.8 | 3315.4 | 40938.9 | 88396.1 | 5527.7 | 0 | 0 | 0 | 73169.2 | 2966.4 | 0 | 0 | 0 | 8315.2
4996 | 209 | Day209 | 3 | Hour3 | 7 | Summer | 2117 | #N/A | Summer | 477565 | 2024-07-28 03:00 | 452068.8 | 5477.3 | 14892.3 | 5126.6 | 477565.1 | 436579.2 | 404195.8 | 0.0343 | 0.0498 | 0.45 | 0.45 | 355.2 | 26.8 | 3.8 | 26.1 | 1197.5 | 0.23 | 357.1 | 61.8 | 418.9 | 369.7 | 28 | 3.97 | 27 | 1242.7 | 0.23 | 371.6 | 64.1 | 435.7 | 545.8 | 37.3 | 5.24 | 40.6 | 1954.6 | 0.29 | 548.3 | 98.9 | 647.2 | 668.3 | 54 | 7.64 | 41.4 | 2185.3 | 0.32 | 672 | 106.7 | 778.7 | 27.91 | 0 | 0.29 | 28.2 | 29.35 | 0 | 0.28 | 29.63 | 477565 | 73369.3 | 0 | 4247.1 | 0 | 8374.7 | 93278.6 | 0 | 0 | 0 | 159470 | 0 | 5167.4 | 3315.4 | 36418.7 | 88396.1 | 5527.7 | 0 | 0 | 0 | 70472.2 | 2897 | 0 | 0 | 0 | 8315.2
4997 | 209 | Day209 | 4 | Hour4 | 7 | Summer | 2117 | #N/A | Summer | 472641.4 | 2024-07-28 04:00 | 449905.4 | 3177.9 | 14892.3 | 4665.8 | 472641.5 | 434519.9 | 401915.8 | 0.0342 | 0.0496 | 0.44 | 0.44 | 361.7 | 27.4 | 3.89 | 26.5 | 1216.7 | 0.23 | 363.6 | 62.8 | 426.4 | 376 | 28.5 | 4.05 | 27.4 | 1262.4 | 0.24 | 378 | 65.1 | 443.1 | 540.4 | 36.1 | 5.07 | 41 | 1959 | 0.28 | 542.9 | 99.4 | 642.3 | 716 | 58.4 | 8.27 | 43.9 | 2324.1 | 0.34 | 720 | 113.3 | 833.3 | 27.98 | 0 | 0.28 | 28.25 | 29.39 | 0 | 0.28 | 29.67 | 472641.4 | 70725.6 | 0 | 4247.1 | 0 | 8374.7 | 94420.8 | 0 | 0 | 22.9 | 159742.9 | 0 | 5167.4 | 3315.4 | 32723.6 | 88396.1 | 5527.7 | 0 | 0 | 52.4 | 67963.6 | 2686.7 | 0 | 0 | 0 | 8315.2
4998 | 209 | Day209 | 5 | Hour5 | 7 | Summer | 2117 | #N/A | Summer | 479473.9 | 2024-07-28 05:00 | 459939.4 | 237.6 | 14892.3 | 4404.5 | 479473.9 | 444037.4 | 407440.5 | 0.0346 | 0.0507 | 0.43 | 0.43 | 365.8 | 27.7 | 3.93 | 26.7 | 1230.4 | 0.23 | 367.7 | 63.4 | 431.1 | 380.1 | 28.8 | 4.09 | 27.7 | 1277.1 | 0.24 | 382.1 | 65.8 | 447.9 | 510.2 | 33.6 | 4.71 | 39.2 | 1860.9 | 0.27 | 512.5 | 94.7 | 607.2 | 640.3 | 44.9 | 6.27 | 45.9 | 2309.6 | 0.3 | 643.4 | 114.8 | 758.2 | 28.33 | 0 | 0.27 | 28.6 | 29.79 | 0 | 0.28 | 30.07 | 479473.9 | 72033.4 | 0 | 4247.1 | 0 | 8374.7 | 96933.1 | 0 | 0 | 217.6 | 164214.2 | 0 | 5167.4 | 3315.4 | 31264.7 | 88396.1 | 5527.7 | 0 | 0 | 4763.5 | 64708.2 | 2344.2 | 104 | 0 | 6.6 | 8315.2
4999 | 209 | Day209 | 6 | Hour6 | 7 | Summer | 2117 | #N/A | Summer | 500066.2 | 2024-07-28 06:00 | 478895 | 2461.8 | 14888.2 | 3821.1 | 500066.2 | 461986.5 | 412105.1 | 0.0353 | 0.0529 | 0.45 | 0.45 | 356.8 | 27.1 | 3.85 | 25.9 | 1197.1 | 0.22 | 358.7 | 61.6 | 420.3 | 372.2 | 28.4 | 4.03 | 26.9 | 1245.5 | 0.23 | 374.2 | 64.1 | 438.2 | 285.7 | 14.7 | 2.02 | 25.9 | 1154.4 | 0.16 | 286.7 | 60.4 | 347.1 | 1040.8 | 113.6 | 16.47 | 37.8 | 2467.8 | 0.51 | 1048.7 | 111.4 | 1160.1 | 28.7 | 0 | 0.28 | 28.98 | 30.27 | 0 | 0.28 | 30.55 | 500066.2 | 87961.1 | 0 | 4247.1 | 0 | 8374.7 | 99172.5 | 0 | 0 | 4460.8 | 165947.8 | 0 | 5167.4 | 3315.4 | 31956.3 | 88396.1 | 5527.7 | 0 | 0 | 28464.8 | 53407.7 | 1627.8 | 1439.9 | 0 | 0 | 8315.2
5000 | 209 | Day209 | 7 | Hour7 | 7 | Summer | 2117 | #N/A | Summer | 526355 | 2024-07-28 07:00 | 507174.4 | 882 | 14888.2 | 3410.5 | 526355.1 | 488682.8 | 428527.5 | 0.0365 | 0.0562 | 0.45 | 0.45 | 359.2 | 27.6 | 3.92 | 25.7 | 1198.7 | 0.22 | 361.1 | 61.5 | 422.6 | 375.1 | 28.9 | 4.11 | 26.7 | 1248.2 | 0.23 | 377.1 | 64 | 441 | 157.3 | 4.5 | 0.57 | 17.6 | 740.8 | 0.09 | 157.6 | 39.7 | 197.4 | 755.3 | 61.8 | 8.77 | 46.1 | 2443.4 | 0.36 | 759.5 | 119 | 878.5 | 29.51 | 0 | 0.28 | 29.78 | 31.23 | 0 | 0.29 | 31.52 | 526355 | 97827.6 | 0 | 4247.1 | 0 | 8374.7 | 106424.6 | 0 | 0.3 | 7601.1 | 173425.8 | 0 | 5167.4 | 3315.4 | 33648.6 | 88396.1 | 5527.7 | 0 | 0 | 58750 | 30375.7 | 1100.5 | 4057.8 | 0 | 0 | 8315.2
5001 | 209 | Day209 | 8 | Hour8 | 7 | Summer | 2117 | #N/A | Summer | 556472 | 2024-07-28 08:00 | 541270.4 | 662.3 | 11030.5 | 3508.8 | 556472 | 520749.4 | 426361.5 | 0.0379 | 0.0602 | 0.47 | 0.47 | 351.4 | 27.4 | 3.89 | 24.7 | 1160.9 | 0.22 | 353.3 | 59.4 | 412.7 | 367.2 | 28.7 | 4.08 | 25.7 | 1209.7 | 0.23 | 369.2 | 61.8 | 431 | 111.6 | 2.7 | 0.34 | 13 | 533.5 | 0.07 | 111.8 | 29 | 140.7 | 487.5 | 18.5 | 2.35 | 49.2 | 2254.7 | 0.22 | 488.7 | 116.4 | 605.1 | 30.02 | 0 | 0.27 | 30.29 | 31.91 | 0 | 0.29 | 32.19 | 556472 | 130110.5 | 0 | 4247.1 | 0 | 8374.7 | 112310.4 | 0 | 421.3 | 9765.4 | 174020.7 | 0 | 5167.4 | 3315.4 | 25002 | 88396.1 | 5527.7 | 0 | 0 | 97315.1 | 21939.3 | 669.4 | 6673.7 | 0 | 0 | 8315.2
5002 | 209 | Day209 | 9 | Hour9 | 7 | Summer | 2117 | #N/A | Summer | 594034.7 | 2024-07-28 09:00 | 576858 | 4799.3 | 8157.3 | 4220.1 | 594034.7 | 554096.3 | 431339 | 0.0394 | 0.0642 | 0.49 | 0.48 | 338.3 | 26.4 | 3.75 | 23.7 | 1116.3 | 0.21 | 340.1 | 57 | 397.1 | 356.4 | 27.9 | 3.96 | 24.9 | 1174.1 | 0.22 | 358.3 | 60 | 418.3 | 101.4 | 2.3 | 0.28 | 12 | 488.9 | 0.06 | 101.5 | 26.6 | 128.1 | 1116 | 115 | 16.61 | 46.6 | 2861.3 | 0.55 | 1124 | 132.1 | 1256.1 | 30.46 | 0 | 0.27 | 30.73 | 32.68 | 0 | 0.28 | 32.96 | 594034.7 | 162695.7 | 0 | 4250 | 0 | 8374.7 | 115701.4 | 0 | 808 | 17881 | 178077.9 | 0 | 5167.4 | 3315.4 | 22528.4 | 88396.1 | 5527.7 | 0 | 0 | 123388.4 | 20051.9 | 566.3 | 11187.7 | 782.2 | 0 | 8315.2
5003 | 209 | Day209 | 10 | Hour10 | 7 | Summer | 2117 | #N/A | Summer | 625973.4 | 2024-07-28 10:00 | 612795.3 | 4647.3 | 3887.8 | 4643.1 | 625973.4 | 587656.1 | 455416.3 | 0.041 | 0.0682 | 0.48 | 0.47 | 351.5 | 27.9 | 3.97 | 24.1 | 1146.6 | 0.21 | 353.4 | 58.3 | 411.7 | 370.7 | 29.4 | 4.19 | 25.3 | 1207.7 | 0.22 | 372.7 | 61.4 | 434.1 | 85.1 | 1.8 | 0.21 | 10 | 426 | 0.05 | 85.2 | 22.7 | 107.9 | 732.2 | 36.6 | 5.98 | 78.3 | 2151.6 | 1.01 | 734.9 | 142.7 | 877.6 | 33.11 | 0 | 0.27 | 33.38 | 35.75 | 0 | 0.28 | 36.04 | 625973.4 | 170557.1 | 0 | 4257.5 | 0 | 8374.7 | 129172.4 | 0 | 927.2 | 18445.8 | 188329.6 | 0 | 5170.1 | 3315.4 | 22705.9 | 88396.1 | 5694.5 | 0 | 0 | 131511.1 | 19216.5 | 456.5 | 15182.6 | 4714.5 | 73.3 | 8315.2
5004 | 209 | Day209 | 11 | Hour11 | 7 | Summer | 2117 | #N/A | Summer | 655586.1 | 2024-07-28 11:00 | 643490 | 3887.5 | 3408.2 | 4800.3 | 655586.1 | 616210.5 | 481808.5 | 0.0424 | 0.0716 | 0.47 | 0.46 | 358 | 28.3 | 4.03 | 24.6 | 1164.6 | 0.22 | 359.9 | 59.3 | 419.2 | 379.4 | 30 | 4.27 | 26.1 | 1234.9 | 0.23 | 381.5 | 62.9 | 444.4 | 84 | 1.8 | 0.21 | 9.9 | 418.7 | 0.05 | 84.1 | 22.4 | 106.5 | 1204.4 | 127.5 | 18.47 | 47.5 | 2958.4 | 0.61 | 1213.2 | 135.8 | 1349.1 | 36.99 | 0 | 0.27 | 37.26 | 40.07 | 0 | 0.28 | 40.35 | 655586.1 | 173777.6 | 110.2 | 4257.5 | 0 | 8374.7 | 136798.6 | 0 | 959.1 | 18316.6 | 197235 | 0 | 6344.1 | 3315.4 | 24958 | 88396.1 | 7668.3 | 4350.6 | 0 | 134512.8 | 19553.2 | 435.8 | 15938.9 | 11552.9 | 159.3 | 8315.2
5005 | 209 | Day209 | 12 | Hour12 | 7 | Summer | 2117 | #N/A | Summer | 678945.9 | 2024-07-28 12:00 | 668395.8 | 3519.9 | 2395.6 | 4634.6 | 678945.9 | 639312.2 | 499430.6 | 0.0435 | 0.0743 | 0.47 | 0.46 | 355.6 | 27.9 | 3.98 | 24.6 | 1157.3 | 0.22 | 357.6 | 59.2 | 416.7 | 380.3 | 29.8 | 4.25 | 26.4 | 1239.3 | 0.24 | 382.4 | 63.4 | 445.8 | 94 | 2.4 | 0.29 | 10.8 | 456.1 | 0.05 | 94.1 | 24.4 | 118.5 | 819.6 | 31.9 | 4.96 | 92 | 2994.9 | 0.91 | 821.9 | 181.5 | 1003.4 | 38.96 | 2.93 | 0.26 | 42.15 | 42.29 | 3.23 | 0.28 | 45.8 | 678945.9 | 179515.3 | 110.1 | 4257.5 | 0 | 8374.7 | 138912.1 | 0 | 952.9 | 19268 | 199130.4 | 0 | 8991.7 | 3315.4 | 27508.9 | 88396.1 | 9477.9 | 10955.8 | 0 | 136896.8 | 21874.9 | 522.7 | 15871.8 | 13518.8 | 881.7 | 8315.2
5006 | 209 | Day209 | 13 | Hour13 | 7 | Summer | 2117 | #N/A | Summer | 692831.2 | 2024-07-28 13:00 | 683851 | 2924.7 | 1553.2 | 4502.5 | 692831.3 | 653637.1 | 511993.8 | 0.0442 | 0.076 | 0.47 | 0.46 | 357.6 | 27.8 | 3.97 | 25 | 1166.9 | 0.22 | 359.6 | 59.9 | 419.4 | 383.4 | 29.7 | 4.25 | 26.9 | 1253.3 | 0.24 | 385.4 | 64.4 | 449.8 | 93.9 | 2.6 | 0.32 | 10.5 | 449.7 | 0.05 | 94 | 24 | 118 | 891.3 | 38.9 | 7.12 | 108.8 | 2166.6 | 1.67 | 894.4 | 173.8 | 1068.2 | 39.41 | 7.45 | 0.26 | 47.12 | 42.8 | 8.19 | 0.28 | 51.28 | 692831.2 | 180837.5 | 131.5 | 4257.5 | 0 | 8374.7 | 140547.9 | 0 | 947.2 | 19198 | 200839.5 | 0 | 12220.1 | 3315.4 | 29262.3 | 88396.1 | 11163.9 | 13484.9 | 0 | 135952.9 | 24052.2 | 687.2 | 15919.4 | 13900.3 | 1990.4 | 8315.2
5007 | 209 | Day209 | 14 | Hour14 | 7 | Summer | 2117 | #N/A | Summer | 701763.8 | 2024-07-28 14:00 | 695708 | 167.8 | 1553.2 | 4334.8 | 701763.8 | 664587.7 | 523024.9 | 0.0447 | 0.0773 | 0.47 | 0.46 | 362.7 | 27.9 | 3.99 | 25.6 | 1190.8 | 0.23 | 364.6 | 61.1 | 425.7 | 387.6 | 29.8 | 4.25 | 27.5 | 1275 | 0.24 | 389.6 | 65.5 | 455.1 | 93.6 | 2.2 | 0.27 | 10.9 | 453.4 | 0.06 | 93.8 | 24.4 | 118.2 | 873.9 | 35.2 | 4.56 | 86.5 | 3959.1 | 0.4 | 876.2 | 204.5 | 1080.7 | 40.29 | 8.57 | 0.26 | 49.12 | 43.76 | 9.37 | 0.28 | 53.4 | 701763.8 | 178739 | 112.8 | 4257.5 | 0 | 8374.7 | 142539.4 | 0 | 943.9 | 18924 | 203834.6 | 0 | 16446 | 3315.4 | 30601.7 | 88396.1 | 11608 | 13538.7 | 0 | 130657.3 | 27409.7 | 804 | 15429.1 | 13410 | 2335.7 | 8315.2
5008 | 209 | Day209 | 15 | Hour15 | 7 | Summer | 2117 | #N/A | Summer | 706819.4 | 2024-07-28 15:00 | 701196.5 | 0 | 1374.6 | 4248.2 | 706819.4 | 669655.5 | 533343.3 | 0.045 | 0.0779 | 0.46 | 0.45 | 368.7 | 28.2 | 4.02 | 26.2 | 1216.3 | 0.23 | 370.6 | 62.6 | 433.2 | 394.3 | 30.1 | 4.29 | 28.2 | 1303 | 0.25 | 396.3 | 67.1 | 463.4 | 107.7 | 2.9 | 0.39 | 12.4 | 495.1 | 0.08 | 107.9 | 27.2 | 135.1 | 950.7 | 40.8 | 7.18 | 113.2 | 2599.8 | 1.59 | 953.9 | 191.1 | 1145 | 41.14 | 9.75 | 0.26 | 51.15 | 44.7 | 10.65 | 0.28 | 55.63 | 706819.4 | 173476 | 115.9 | 4257.5 | 0 | 8374.7 | 143948.6 | 0 | 948.3 | 18424.1 | 205949.4 | 0 | 20339.1 | 3315.4 | 32057.2 | 88396.1 | 12526.8 | 14062.7 | 0 | 123147.1 | 29860.7 | 1095.8 | 14918.6 | 13268.5 | 2619.9 | 8315.2
5009 | 209 | Day209 | 16 | Hour16 | 7 | Summer | 2117 | #N/A | Summer | 707415.1 | 2024-07-28 16:00 | 701599.4 | 0 | 1553.2 | 4262.5 | 707415.1 | 670041.7 | 541677.2 | 0.045 | 0.0779 | 0.45 | 0.44 | 375.9 | 28.4 | 4.04 | 27.1 | 1249 | 0.24 | 377.9 | 64.4 | 442.2 | 402.3 | 30.3 | 4.32 | 29.1 | 1339 | 0.25 | 404.4 | 69.1 | 473.5 | 121.1 | 3.3 | 0.45 | 14.1 | 546.4 | 0.09 | 121.4 | 30.4 | 151.7 | 956 | 49 | 8.68 | 109.2 | 2162.8 | 1.75 | 959.8 | 174.1 | 1133.9 | 40.78 | 8.68 | 0.26 | 49.72 | 44.31 | 9.47 | 0.29 | 54.07 | 707415.1 | 165737.9 | 149.2 | 4257.5 | 0 | 8374.7 | 144282.4 | 0 | 950.8 | 18759 | 206157.4 | 0 | 26241.2 | 3315.4 | 32607.2 | 88396.1 | 13408.4 | 14487.8 | 0 | 113110.9 | 32054.1 | 863 | 14606.8 | 13246.6 | 1235.1 | 8315.2
5010 | 209 | Day209 | 17 | Hour17 | 7 | Summer | 2117 | #N/A | Summer | 698678.7 | 2024-07-28 17:00 | 693255.3 | 0 | 1374.6 | 4048.7 | 698678.7 | 662367.5 | 551512.3 | 0.0445 | 0.0769 | 0.43 | 0.42 | 387.3 | 28.9 | 4.13 | 28.2 | 1289.9 | 0.25 | 389.3 | 66.7 | 456 | 414.7 | 30.9 | 4.41 | 30.3 | 1383.9 | 0.27 | 416.9 | 71.6 | 488.5 | 175.1 | 5 | 0.73 | 20.6 | 745.7 | 0.16 | 175.5 | 42.9 | 218.4 | 738.1 | 24.5 | 3.06 | 77.9 | 3498.2 | 0.35 | 739.7 | 182.2 | 921.9 | 42.21 | 37.18 | 0.27 | 79.66 | 45.8 | 40.51 | 0.29 | 86.6 | 698678.7 | 147166.4 | 1731.6 | 4257.5 | 0 | 8374.7 | 144485.4 | 0 | 942.8 | 16169.3 | 206857.6 | 0 | 29437.5 | 3315.4 | 34950.2 | 88396.1 | 15156.8 | 14549.5 | 0 | 94896.1 | 34263.5 | 894.7 | 11985.5 | 12961.8 | 1531.5 | 8315.2
5011 | 209 | Day209 | 18 | Hour18 | 7 | Summer | 2117 | #N/A | Summer | 679852.8 | 2024-07-28 18:00 | 675291 | 0 | 867.8 | 3694 | 679852.7 | 645809.6 | 563438.1 | 0.0436 | 0.0748 | 0.41 | 0.39 | 406.5 | 30.3 | 4.32 | 29.7 | 1350.9 | 0.26 | 408.5 | 70.1 | 478.6 | 435.5 | 32.3 | 4.62 | 32 | 1451.3 | 0.28 | 437.7 | 75.4 | 513.1 | 314.6 | 9.6 | 1.47 | 37.5 | 1250.2 | 0.34 | 315.3 | 74.9 | 390.1 | 1003.8 | 39.5 | 7.43 | 127.2 | 2512.5 | 1.92 | 1007 | 202.6 | 1209.6 | 62 | 62.03 | 0.27 | 124.29 | 67.11 | 67.37 | 0.29 | 134.78 | 679852.8 | 116414.6 | 3831.3 | 4257.5 | 0 | 8374.7 | 146383.7 | 0 | 888.6 | 11425.6 | 208789.7 | 0 | 30632.8 | 3315.4 | 37580.3 | 88396.1 | 17009.1 | 14867.6 | 0 | 66653.2 | 36999.6 | 447.6 | 10167.6 | 11878.5 | 1777 | 8315.2
5012 | 209 | Day209 | 19 | Hour19 | 7 | Summer | 2117 | #N/A | Summer | 653925.8 | 2024-07-28 19:00 | 650665.5 | 0 | 0 | 3260.2 | 653925.7 | 623030.8 | 562196.7 | 0.0425 | 0.0719 | 0.39 | 0.38 | 417.5 | 31.5 | 4.5 | 30.2 | 1379.2 | 0.27 | 419.7 | 71.3 | 491 | 444.7 | 33.4 | 4.78 | 32.3 | 1473 | 0.29 | 447 | 76.3 | 523.3 | 438.7 | 13 | 1.95 | 52 | 1800.4 | 0.44 | 439.6 | 105.8 | 545.4 | 757.7 | 27.6 | 4.29 | 86.7 | 2833 | 0.84 | 759.7 | 171.3 | 931 | 46.97 | 31.49 | 0.27 | 78.74 | 50.64 | 34.05 | 0.29 | 84.99 | 653925.8 | 91729.1 | 1942.3 | 4257.5 | 0 | 8374.7 | 147323.4 | 0 | 712.7 | 7710.6 | 210816.6 | 0 | 25138.5 | 3315.4 | 42902 | 88396.1 | 15776.2 | 13953.9 | 0 | 38556.5 | 44347.8 | 401.6 | 7846.4 | 9409.6 | 1626.8 | 8315.2
5013 | 209 | Day209 | 20 | Hour20 | 7 | Summer | 2117 | #N/A | Summer | 633463.4 | 2024-07-28 20:00 | 629279.8 | 0 | 0 | 4183.6 | 633463.4 | 603173.1 | 561656 | 0.0415 | 0.0695 | 0.39 | 0.38 | 415.6 | 32.2 | 4.6 | 29.2 | 1353.5 | 0.26 | 417.8 | 69.6 | 487.4 | 442.9 | 34.1 | 4.88 | 31.3 | 1447.5 | 0.28 | 445.2 | 74.5 | 519.8 | 441.4 | 13.6 | 1.97 | 51.1 | 1854.4 | 0.4 | 442.4 | 106.5 | 548.8 | 991.3 | 43.6 | 7.99 | 120.8 | 2386 | 1.86 | 994.8 | 192.4 | 1187.2 | 41.58 | 3.76 | 0.27 | 45.62 | 44.71 | 4.06 | 0.3 | 49.07 | 633463.4 | 71807.4 | 3341.7 | 4257.5 | 0 | 8374.7 | 147691.8 | 0 | 240.7 | 3572.8 | 213658 | 0 | 12136.9 | 3315.4 | 51905.8 | 88396.1 | 13443.3 | 15134.8 | 0 | 11817.8 | 55119.4 | 1056.7 | 2479 | 1296.8 | 2507.8 | 8315.2
5014 | 209 | Day209 | 21 | Hour21 | 7 | Summer | 2117 | #N/A | Summer | 610034.6 | 2024-07-28 21:00 | 605373.4 | 0 | 0 | 4661.1 | 610034.5 | 580894.5 | 547185.9 | 0.0404 | 0.0669 | 0.38 | 0.37 | 416 | 32.6 | 4.64 | 28.8 | 1358.1 | 0.25 | 418.2 | 69.3 | 487.6 | 440.7 | 34.3 | 4.89 | 30.7 | 1443.9 | 0.27 | 443.1 | 73.8 | 516.9 | 417.4 | 13.5 | 1.94 | 47.4 | 1756.2 | 0.36 | 418.3 | 99.8 | 518.2 | 583.7 | 11.3 | 1.17 | 69.1 | 3015.4 | 0.27 | 584.4 | 159 | 743.4 | 41 | 4.22 | 0.28 | 45.5 | 43.95 | 4.55 | 0.3 | 48.8 | 610034.6 | 62848.6 | 6808.1 | 4257.5 | 0 | 8374.7 | 145528 | 0 | 0 | 77.5 | 212907.2 | 0 | 8190.7 | 3315.4 | 49950.2 | 88396.1 | 9531.1 | 9926.9 | 0 | 138.5 | 61454.4 | 1178.1 | 866.8 | 1313.6 | 3717.7 | 8315.2
5015 | 209 | Day209 | 22 | Hour22 | 7 | Summer | 2117 | #N/A | Summer | 574031 | 2024-07-28 22:00 | 568750.4 | 0 | 0 | 5280.7 | 574031 | 546643 | 506958.9 | 0.0389 | 0.0629 | 0.4 | 0.39 | 403.1 | 32.3 | 4.59 | 27.2 | 1308.2 | 0.24 | 405.4 | 66.3 | 471.6 | 421.6 | 33.6 | 4.79 | 28.6 | 1372.2 | 0.25 | 424 | 69.6 | 493.5 | 422 | 18.8 | 2.64 | 42 | 1712.6 | 0.3 | 423.3 | 93.1 | 516.4 | 556.9 | 26.2 | 3.5 | 51.9 | 2392 | 0.27 | 558.7 | 123.3 | 681.9 | 35.27 | 0 | 0.28 | 35.56 | 37.66 | 0 | 0.31 | 37.96 | 574031 | 67072.1 | 4413.5 | 4257.5 | 0 | 8374.7 | 137889.9 | 0 | 0 | 0 | 200031.5 | 0 | 2049.2 | 3315.4 | 47844.5 | 88396.1 | 5341.4 | 5045.2 | 0 | 0.1 | 66893.2 | 178.8 | 16.5 | 1191 | 3586.6 | 8315.2
5016 | 209 | Day209 | 23 | Hour23 | 7 | Summer | 2117 | #N/A | Summer | 536990.6 | 2024-07-28 23:00 | 531641 | 0 | 0 | 5349.5 | 536990.6 | 511781.3 | 466175.6 | 0.0374 | 0.0588 | 0.43 | 0.42 | 374.6 | 29.1 | 4.14 | 26.3 | 1240.4 | 0.23 | 376.6 | 63.3 | 439.9 | 390.4 | 30.3 | 4.3 | 27.5 | 1295.6 | 0.24 | 392.5 | 66.2 | 458.7 | 484.2 | 31.1 | 4.33 | 37.6 | 1814.7 | 0.24 | 486.4 | 91.8 | 578.1 | 1144.5 | 126.4 | 18.35 | 40.4 | 2650.2 | 0.58 | 1153.3 | 119.5 | 1272.8 | 31.88 | 0 | 0.29 | 32.16 | 33.88 | 0 | 0.31 | 34.18 | 536990.6 | 70814.9 | 3381.4 | 4247.1 | 0 | 8374.7 | 115585.9 | 0 | 0 | 0 | 185802.4 | 0 | 1900.3 | 3315.4 | 47576.9 | 88396.1 | 5180 | 2415.3 | 0 | 0 | 70446.3 | 368.6 | 0 | 927.7 | 2916.5 | 8315.2
5017 | 210 | Day210 | 0 | Hour0 | 7 | Summer | 54 | 663279.4 | Summer | 504071.2 | 2024-07-29 | 497617 | 110 | 957.7 | 5386.5 | 504071.3 | 479680.8 | 430345 | 0.036 | 0.0551 | 0.45 | 0.45 | 355.3 | 27.4 | 3.9 | 25.4 | 1181.4 | 0.22 | 357.1 | 60.6 | 417.8 | 369.3 | 28.4 | 4.04 | 26.5 | 1230.6 | 0.23 | 371.2 | 63.2 | 434.4 | 500.2 | 32.6 | 4.55 | 38.3 | 1860 | 0.25 | 502.4 | 93.8 | 596.3 | 526.6 | 22.2 | 2.9 | 51.3 | 2348.8 | 0.25 | 528 | 121.4 | 649.4 | 29.86 | 0 | 0.29 | 30.15 | 31.62 | 0 | 0.31 | 31.93 | 504071.2 | 73726.3 | 2676.1 | 4247.1 | 0 | 8374.7 | 101872.2 | 0 | 0 | 0 | 168386.2 | 0 | 1530.9 | 3315.4 | 45157.7 | 88396.1 | 5013.9 | 1374.6 | 0 | 0 | 73322.5 | 403.8 | 0 | 0 | 2289 | 8315.2
5018 | 210 | Day210 | 1 | Hour1 | 7 | Summer | 2117 | #N/A | Summer | 481477.9 | 2024-07-29 01:00 | 467459 | 110 | 8582.3 | 5326.7 | 481477.9 | 451138.6 | 406685.2 | 0.0349 | 0.0517 | 0.46 | 0.46 | 348.2 | 26.7 | 3.79 | 25.2 | 1164.3 | 0.22 | 350 | 59.9 | 409.9 | 361.3 | 27.6 | 3.92 | 26.2 | 1211.1 | 0.23 | 363.2 | 62.3 | 425.5 | 528.2 | 36.8 | 5.16 | 38.4 | 1887.3 | 0.27 | 530.7 | 94.7 | 625.4 | 850.8 | 82.8 | 11.93 | 40.2 | 2319.5 | 0.42 | 856.5 | 109.4 | 965.9 | 28.7 | 0 | 0.28 | 28.98 | 30.26 | 0 | 0.3 | 30.57 | 481477.9 | 74792.7 | 589.9 | 4247.1 | 0 | 8374.7 | 94233.5 | 0 | 0 | 0 | 160235.9 | 0 | 1530.9 | 3315.4 | 39626 | 88396.1 | 4761 | 1374.6 | 0 | 0 | 74368 | 424.8 | 0 | 0 | 481 | 8315.2
5019 | 210 | Day210 | 2 | Hour2 | 7 | Summer | 2117 | #N/A | Summer | 464338 | 2024-07-29 02:00 | 444556.6 | 114.2 | 14158.9 | 5508.4 | 464338 | 429401.8 | 389564.7 | 0.0341 | 0.0491 | 0.46 | 0.46 | 344.5 | 26.3 | 3.73 | 25.1 | 1155.8 | 0.22 | 346.3 | 59.6 | 405.9 | 357.2 | 27.2 | 3.86 | 26 | 1199 | 0.23 | 359.1 | 61.8 | 420.9 | 514 | 34.2 | 4.79 | 38.9 | 1885.6 | 0.26 | 516.3 | 95.1 | 611.5 | 648.7 | 53.8 | 7.66 | 39.1 | 2059.5 | 0.32 | 652.4 | 100.6 | 753 | 27.8 | 0 | 0.29 | 28.09 | 29.2 | 0 | 0.3 | 29.51 | 464338 | 74773.3 | 227.5 | 4247.1 | 0 | 8374.7 | 89312.4 | 0 | 0 | 0 | 154041 | 0 | 1530.9 | 3315.4 | 35330.6 | 88396.1 | 4588.7 | 200.2 | 0 | 0 | 74446.8 | 326.5 | 0 | 0 | 0 | 8315.2
5020 | 210 | Day210 | 3 | Hour3 | 7 | Summer | 2117 | #N/A | Summer | 450654.4 | 2024-07-29 03:00 | 429521.4 | 753.2 | 14892.3 | 5487.5 | 450654.4 | 415102.5 | 376721 | 0.0336 | 0.0474 | 0.47 | 0.46 | 343.1 | 26.2 | 3.72 | 25.1 | 1151.1 | 0.22 | 344.9 | 59.4 | 404.3 | 355.9 | 27.1 | 3.85 | 26 | 1193.8 | 0.23 | 357.7 | 61.6 | 419.4 | 504.8 | 31.8 | 4.41 | 39.9 | 1910.4 | 0.25 | 507 | 96.9 | 603.9 | 543 | 29.1 | 3.96 | 47.2 | 2226 | 0.26 | 545 | 113.6 | 658.6 | 27.35 | 0 | 0.29 | 27.64 | 28.69 | 0 | 0.3 | 28.99 | 450654.4 | 73933.3 | 2.3 | 4247.1 | 0 | 8374.7 | 86256.9 | 0 | 0 | 0 | 148589.3 | 0 | 1530.9 | 3315.4 | 31544.3 | 88396.1 | 4463.9 | 0 | 0 | 0 | 73444.3 | 489 | 0 | 0 | 0 | 8315.2
5021 | 210 | Day210 | 4 | Hour4 | 7 | Summer | 2117 | #N/A | Summer | 442831.4 | 2024-07-29 04:00 | 421104.4 | 1512.6 | 14892.3 | 5322.1 | 442831.5 | 407087.9 | 369934.8 | 0.0333 | 0.0465 | 0.46 | 0.46 | 343.7 | 26.2 | 3.72 | 25.2 | 1154.1 | 0.22 | 345.5 | 59.7 | 405.1 | 356.8 | 27.2 | 3.86 | 26.1 | 1197.7 | 0.23 | 358.7 | 61.9 | 420.5 | 497.7 | 30.2 | 4.19 | 40.3 | 1916.6 | 0.25 | 499.7 | 97.4 | 597.1 | 818.1 | 81.2 | 11.69 | 37 | 2196.5 | 0.4 | 823.7 | 102.6 | 926.3 | 27.2 | 0 | 0.29 | 27.49 | 28.52 | 0 | 0.3 | 28.82 | 442831.4 | 72896.6 | 8.2 | 4247.1 | 0 | 8374.7 | 84678.7 | 0 | 0 | 72.3 | 146611.6 | 0 | 1480.6 | 3315.4 | 28376.2 | 88396.1 | 4446.2 | 0 | 0 | 175 | 72181.3 | 468 | 0 | 0 | 0 | 8315.2
5022 | 210 | Day210 | 5 | Hour5 | 7 | Summer | 2117 | #N/A | Summer | 441742.6 | 2024-07-29 05:00 | 420165.7 | 1759.6 | 14892.3 | 4924.9 | 441742.6 | 406199.7 | 368433.4 | 0.0332 | 0.0463 | 0.46 | 0.46 | 342.5 | 26 | 3.69 | 25.2 | 1153.6 | 0.22 | 344.3 | 59.7 | 403.9 | 356 | 27 | 3.83 | 26.1 | 1198.2 | 0.23 | 357.8 | 61.9 | 419.7 | 479.7 | 29.7 | 4.12 | 38.3 | 1829.4 | 0.24 | 481.7 | 92.9 | 574.6 | 1009.2 | 108.9 | 15.78 | 37.7 | 2430.9 | 0.5 | 1016.8 | 110.3 | 1127 | 27.37 | 0 | 0.29 | 27.66 | 28.66 | 0 | 0.3 | 28.96 | 441742.6 | 73309.2 | 29.6 | 4247.1 | 0 | 8374.7 | 83584 | 0 | 0 | 394.1 | 147141.2 | 0 | 1472.1 | 3315.4 | 27426.9 | 88396.1 | 4446.2 | 0 | 0 | 6001.1 | 66424.4 | 489.6 | 272.3 | 0 | 0 | 8315.2
5023 | 210 | Day210 | 6 | Hour6 | 7 | Summer | 2117 | #N/A | Summer | 449259.4 | 2024-07-29 06:00 | 425702.2 | 4249.5 | 14892.3 | 4415.4 | 449259.4 | 411477.3 | 354385.4 | 0.0334 | 0.047 | 0.5 | 0.5 | 315.4 | 23.7 | 3.36 | 23.6 | 1067.8 | 0.21 | 317 | 55.5 | 372.5 | 329.2 | 24.8 | 3.52 | 24.5 | 1111.7 | 0.21 | 330.9 | 57.7 | 388.6 | 223.6 | 9.4 | 1.24 | 22.1 | 981.3 | 0.12 | 224.2 | 51.4 | 275.6 | 498.9 | 24.6 | 3.29 | 45.2 | 2127.6 | 0.23 | 500.5 | 108.6 | 609.2 | 26.74 | 0 | 0.3 | 27.04 | 28.04 | 0 | 0.29 | 28.33 | 449259.4 | 94874 | 491.3 | 4247.1 | 0 | 8374.7 | 77163.2 | 0 | 0 | 5508.1 | 139434.2 | 0 | 1472.1 | 3315.4 | 27045.1 | 88396.1 | 4446.2 | 0 | 0 | 28858.5 | 60093 | 414.4 | 2440.7 | 0 | 0 | 8315.2
5024 | 210 | Day210 | 7 | Hour7 | 7 | Summer | 2117 | #N/A | Summer | 469355.8 | 2024-07-29 07:00 | 446181.6 | 4056.9 | 14892.3 | 4225 | 469355.8 | 430945.3 | 359983.1 | 0.0341 | 0.0493 | 0.51 | 0.51 | 310.5 | 23.4 | 3.32 | 23.1 | 1049.7 | 0.2 | 312.1 | 54.4 | 366.5 | 324.1 | 24.5 | 3.48 | 24 | 1092.5 | 0.21 | 325.8 | 56.6 | 382.4 | 125.8 | 3.4 | 0.41 | 14.2 | 607.2 | 0.07 | 126 | 32.3 | 158.4 | 398.3 | 8.8 | 0.94 | 45.9 | 2043.1 | 0.17 | 398.9 | 106.8 | 505.7 | 26.87 | 0 | 0.3 | 27.16 | 28.24 | 0 | 0.29 | 28.53 | 469355.8 | 109372.7 | 102.7 | 4244.3 | 0 | 8374.7 | 79758.4 | 0 | 0.3 | 7600.3 | 142927.1 | 0 | 1486 | 3315.4 | 26932.2 | 88396.1 | 4446.2 | 0 | 0 | 61206.1 | 40106.4 | 459.5 | 5009.9 | 0 | 0 | 8315.2
5025 | 210 | Day210 | 8 | Hour8 | 7 | Summer | 2117 | #N/A | Summer | 502171.4 | 2024-07-29 08:00 | 480441.6 | 1752.7 | 15976.3 | 4000.7 | 502171.5 | 463399.7 | 361342.1 | 0.0355 | 0.0533 | 0.53 | 0.53 | 305.8 | 23.6 | 3.36 | 22.1 | 1016.5 | 0.2 | 307.5 | 52.4 | 359.9 | 318.8 | 24.7 | 3.5 | 23 | 1057.8 | 0.2 | 320.5 | 54.5 | 375 | 92.3 | 2.5 | 0.32 | 10.5 | 439.2 | 0.06 | 92.5 | 23.6 | 116.1 | 664.1 | 61.5 | 8.83 | 34.2 | 1906.7 | 0.33 | 668.4 | 91.1 | 759.5 | 25.3 | 0 | 0.28 | 25.57 | 26.72 | 0 | 0.29 | 27.01 | 502171.4 | 140829.3 | 0 | 4242.6 | 0 | 8374.7 | 87202.2 | 0 | 383.9 | 10377.1 | 143479.2 | 0 | 1530.9 | 3315.4 | 21599.4 | 87033.9 | 4563.7 | 0 | 0 | 105240.8 | 24411.5 | 416 | 6451 | 0 | 0 | 8315.2
5026 | 210 | Day210 | 9 | Hour9 | 7 | Summer | 2117 | #N/A | Summer | 539587.6 | 2024-07-29 09:00 | 518945.3 | 5245 | 10550.9 | 4846.4 | 539587.5 | 499708.8 | 371553 | 0.0371 | 0.0578 | 0.54 | 0.53 | 298.6 | 23.1 | 3.28 | 21.5 | 992.8 | 0.19 | 300.2 | 51.1 | 351.3 | 315 | 24.3 | 3.46 | 22.6 | 1045.8 | 0.2 | 316.6 | 53.8 | 370.5 | 87.2 | 2 | 0.24 | 10.2 | 428.1 | 0.05 | 87.3 | 23 | 110.3 | 347.6 | 6.7 | 0.69 | 41.1 | 1798.3 | 0.16 | 347.9 | 94.8 | 442.7 | 23.34 | 0 | 0.15 | 23.48 | 25.18 | 0 | 0.17 | 25.35 | 539587.6 | 168034.6 | 0 | 4233.2 | 0 | 8374.7 | 91707 | 0 | 785.1 | 16975.2 | 151018.8 | 0 | 1530.9 | 3315.4 | 20294.1 | 86391.6 | 4687.1 | 0 | 0 | 128951.6 | 20914.7 | 408.1 | 11554.1 | 0 | 0 | 8315.2
5027 | 210 | Day210 | 10 | Hour10 | 7 | Summer | 2117 | #N/A | Summer | 570464.9 | 2024-07-29 10:00 | 556470.6 | 4697.4 | 4147 | 5149.9 | 570464.9 | 534957.7 | 396938.3 | 0.0387 | 0.0621 | 0.52 | 0.52 | 309.8 | 24 | 3.4 | 22.1 | 1029.6 | 0.19 | 311.5 | 52.8 | 364.3 | 326.6 | 25.3 | 3.59 | 23.2 | 1084.2 | 0.2 | 328.3 | 55.6 | 383.9 | 93.2 | 2.3 | 0.27 | 10.8 | 453.8 | 0.05 | 93.3 | 24.3 | 117.6 | 892.2 | 98.3 | 14.28 | 31.7 | 2070.5 | 0.45 | 899.1 | 93.5 | 992.6 | 25.14 | 0 | 0.14 | 25.28 | 27.31 | 0 | 0.17 | 27.48 | 570464.9 | 173526.6 | 0 | 4233.2 | 0 | 8374.7 | 100780.3 | 0 | 865.7 | 16693.6 | 165521 | 0 | 1530.9 | 3315.4 | 21943.6 | 86391.6 | 4847.5 | 0 | 0 | 136078.7 | 19501.4 | 387.1 | 14464.8 | 0 | 522.6 | 8315.2
5028 | 210 | Day210 | 11 | Hour11 | 7 | Summer | 2117 | #N/A | Summer | 601589 | 2024-07-29 11:00 | 588397 | 4146.6 | 3887.8 | 5157.6 | 601589 | 564834.1 | 422672.2 | 0.04 | 0.0657 | 0.51 | 0.5 | 324 | 25.6 | 3.64 | 22.4 | 1063.1 | 0.2 | 325.8 | 54.2 | 380 | 341.5 | 27 | 3.84 | 23.6 | 1119.3 | 0.21 | 343.3 | 57 | 400.3 | 81 | 1.8 | 0.2 | 9.5 | 403.2 | 0.04 | 81.1 | 21.6 | 102.7 | 564.8 | 19.5 | 3.22 | 67.8 | 1975.4 | 0.74 | 566.2 | 126.9 | 693.1 | 30.08 | 0 | 0.26 | 30.34 | 32.38 | 0 | 0.27 | 32.65 | 601589 | 178916.7 | 0 | 4233.2 | 0 | 8374.7 | 114392.4 | 0 | 879.1 | 17999.2 | 175464 | 0 | 1530.9 | 3315.4 | 22505.4 | 88396.1 | 4459.9 | 0 | 0 | 139898.1 | 19615.1 | 525.3 | 14201.8 | 1019.6 | 425.4 | 8315.2
5029 | 210 | Day210 | 12 | Hour12 | 7 | Summer | 2117 | #N/A | Summer | 625606.1 | 2024-07-29 12:00 | 613484 | 3626.9 | 3408.2 | 5086.9 | 625606.1 | 588238.1 | 445750.1 | 0.0411 | 0.0685 | 0.49 | 0.49 | 341.9 | 27.5 | 3.91 | 23.1 | 1106.2 | 0.2 | 343.8 | 56.1 | 399.8 | 360.4 | 29 | 4.13 | 24.3 | 1164.9 | 0.22 | 362.4 | 59 | 421.4 | 79.8 | 1.7 | 0.2 | 9.4 | 396.9 | 0.04 | 79.9 | 21.2 | 101.1 | 1023.4 | 111.4 | 16.17 | 37.5 | 2419.8 | 0.51 | 1031.1 | 109.8 | 1140.9 | 32.21 | 0 | 0.25 | 32.46 | 34.71 | 0 | 0.26 | 34.98 | 625606.1 | 179856 | 81.2 | 4236.1 | 0 | 8374.7 | 128422.2 | 0 | 900.1 | 18086.9 | 184104.4 | 0 | 1530.9 | 3315.4 | 22518.8 | 88396.1 | 4770.2 | 0 | 0 | 139349.8 | 20790.3 | 728.9 | 15236.8 | 6681.9 | 1190 | 8315.2
5030 | 210 | Day210 | 13 | Hour13 | 7 | Summer | 2117 | #N/A | Summer | 644000 | 2024-07-29 13:00 | 632428 | 3059.4 | 3408.2 | 5104.4 | 644000 | 605858.2 | 461748.1 | 0.042 | 0.0706 | 0.48 | 0.48 | 352 | 28.7 | 4.08 | 23.3 | 1128.5 | 0.21 | 354 | 57 | 411 | 371.4 | 30.3 | 4.31 | 24.6 | 1190 | 0.22 | 373.5 | 60.1 | 433.6 | 81.6 | 1.8 | 0.21 | 9.6 | 403.5 | 0.05 | 81.7 | 21.6 | 103.3 | 836.1 | 30.6 | 5.83 | 108.1 | 2167 | 1.6 | 838.6 | 173.1 | 1011.7 | 34.2 | 0 | 0.25 | 34.45 | 36.94 | 0 | 0.26 | 37.2 | 644000 | 182251.9 | 110 | 4243.6 | 0 | 8374.7 | 138296.9 | 0 | 904.6 | 18303.4 | 189048.1 | 0 | 1687.1 | 3315.4 | 22674.4 | 88396.1 | 4957.2 | 644.5 | 0 | 138510.6 | 23560.2 | 973.1 | 14766.3 | 9553.3 | 1082.8 | 8315.2
5031 | 210 | Day210 | 14 | Hour14 | 7 | Summer | 2117 | #N/A | Summer | 654140.5 | 2024-07-29 14:00 | 645611.2 | 7.9 | 3408.2 | 5113 | 654140.5 | 618094 | 475285.3 | 0.0426 | 0.0721 | 0.48 | 0.47 | 351.6 | 28.5 | 4.06 | 23.4 | 1127.2 | 0.21 | 353.5 | 57.1 | 410.6 | 374 | 30.3 | 4.31 | 25 | 1201 | 0.23 | 376 | 60.9 | 436.9 | 85.9 | 2.5 | 0.31 | 9.5 | 412.6 | 0.04 | 86 | 21.8 | 107.8 | 926.7 | 42.7 | 7.74 | 110.9 | 2192.6 | 1.73 | 930.1 | 176.7 | 1106.9 | 35.06 | 0 | 0.24 | 35.3 | 37.88 | 0 | 0.26 | 38.14 | 654140.5 | 178855.2 | 874.3 | 4246.4 | 0 | 8374.7 | 139273.6 | 0 | 873.5 | 17081.3 | 190689.7 | 0 | 2573.3 | 3315.4 | 23448.1 | 88396.1 | 6003.6 | 8089.9 | 0 | 133389.6 | 26304.5 | 1206.3 | 14571.9 | 11403.6 | 974.2 | 8315.2
5032 | 210 | Day210 | 15 | Hour15 | 7 | Summer | 2117 | #N/A | Summer | 660478.6 | 2024-07-29 15:00 | 654110.2 | 0 | 1740.4 | 4628 | 660478.6 | 625983.6 | 485449.1 | 0.043 | 0.073 | 0.48 | 0.47 | 354 | 28.6 | 4.08 | 23.7 | 1133.4 | 0.22 | 356 | 57.6 | 413.5 | 378.3 | 30.5 | 4.35 | 25.5 | 1213.6 | 0.23 | 380.4 | 61.7 | 442.1 | 90.9 | 2.6 | 0.33 | 10.1 | 428 | 0.05 | 91 | 22.9 | 114 | 911.7 | 59.9 | 9.67 | 84.6 | 2218.5 | 1.27 | 916.1 | 151.1 | 1067.2 | 36.4 | 0.1 | 0.24 | 36.74 | 39.35 | 0.11 | 0.25 | 39.71 | 660478.6 | 175029.5 | 111.2 | 4248.1 | 0 | 8374.7 | 140518.4 | 0 | 853 | 16724.5 | 191780.5 | 0 | 3418.9 | 3315.4 | 25192.2 | 88396.1 | 7409.4 | 12684.1 | 0 | 128152.2 | 28193.7 | 1106.1 | 13354.4 | 12047.9 | 2829.4 | 8315.2
5033 | 210 | Day210 | 16 | Hour16 | 7 | Summer | 2117 | #N/A | Summer | 663279.4 | 2024-07-29 16:00 | 657199.1 | 94.3 | 1553.2 | 4432.8 | 663279.3 | 628870.5 | 494042.9 | 0.0431 | 0.0733 | 0.47 | 0.46 | 360.1 | 29 | 4.13 | 24.3 | 1154.1 | 0.22 | 362 | 58.7 | 420.8 | 384.4 | 30.8 | 4.4 | 26 | 1235 | 0.24 | 386.6 | 62.9 | 449.5 | 106.5 | 3.3 | 0.44 | 11.8 | 483 | 0.07 | 106.7 | 26.2 | 133 | 955.1 | 95 | 13.78 | 44.2 | 2467.3 | 0.53 | 961.7 | 117.9 | 1079.6 | 37.52 | 2.72 | 0.23 | 40.48 | 40.57 | 2.97 | 0.25 | 43.79 | 663279.4 | 169236.5 | 541.8 | 4257.5 | 0 | 8374.7 | 142497.5 | 0 | 831.6 | 17910.1 | 192995 | 0 | 5779.9 | 3315.4 | 26960.5 | 88396.1 | 8244.7 | 12679.7 | 0 | 118542.2 | 30728.4 | 1224.1 | 13317.3 | 11305.7 | 1997.6 | 8315.2
5034 | 210 | Day210 | 17 | Hour17 | 7 | Summer | 2117 | #N/A | Summer | 657049.7 | 2024-07-29 17:00 | 652664.2 | 0 | 0 | 4385.5 | 657049.7 | 624700.2 | 507547.3 | 0.0428 | 0.0727 | 0.45 | 0.44 | 373.5 | 29.7 | 4.24 | 25.5 | 1204.4 | 0.23 | 375.5 | 61.4 | 436.9 | 399.5 | 31.6 | 4.52 | 27.4 | 1292.2 | 0.25 | 401.6 | 66 | 467.6 | 155.8 | 5 | 0.7 | 17.6 | 669.9 | 0.12 | 156.1 | 37.5 | 193.7 | 965.8 | 63.6 | 9.92 | 85.7 | 2640.2 | 1.14 | 970.4 | 164.7 | 1135.1 | 38.59 | 2.01 | 0.23 | 40.83 | 41.65 | 2.18 | 0.25 | 44.09 | 657049.7 | 149502.4 | 1227.2 | 4257.5 | 0 | 8374.7 | 143877.1 | 0 | 733.6 | 14720 | 194961.8 | 0 | 10464 | 3315.4 | 28342.5 | 88396.1 | 9441.5 | 14889.6 | 0 | 97936.1 | 34948.1 | 1164.6 | 11621 | 12338.3 | 1276.5 | 8315.2
5035 | 210 | Day210 | 18 | Hour18 | 7 | Summer | 2117 | #N/A | Summer | 645333.6 | 2024-07-29 18:00 | 640932 | 0 | 0 | 4401.5 | 645333.6 | 613855.1 | 525941.5 | 0.0422 | 0.0713 | 0.43 | 0.42 | 389.8 | 30.7 | 4.38 | 26.9 | 1265.3 | 0.24 | 391.9 | 64.7 | 456.5 | 416 | 32.6 | 4.65 | 28.9 | 1355.3 | 0.26 | 418.3 | 69.4 | 487.6 | 282.7 | 8.8 | 1.24 | 32.2 | 1219.4 | 0.23 | 283.3 | 68.6 | 351.9 | 751.7 | 23.5 | 2.88 | 80.5 | 3620.5 | 0.34 | 753.2 | 188.5 | 941.6 | 65.67 | 9.2 | 0.24 | 75.1 | 70.75 | 9.98 | 0.25 | 80.98 | 645333.6 | 119392.1 | 2119.5 | 4257.5 | 0 | 8374.7 | 145126.7 | 0 | 637.1 | 10519.6 | 200503.3 | 0 | 12720.3 | 3315.4 | 36860.8 | 88396.1 | 10156.6 | 14110.6 | 0 | 65898.8 | 40955.9 | 1380.7 | 9485.8 | 9813.8 | 2119.3 | 8315.2
5036 | 210 | Day210 | 19 | Hour19 | 7 | Summer | 2117 | #N/A | Summer | 626679.8 | 2024-07-29 19:00 | 623193.6 | 0 | 0 | 3486.2 | 626679.8 | 597403.1 | 534640.8 | 0.0414 | 0.0692 | 0.41 | 0.39 | 406.6 | 32 | 4.57 | 28.2 | 1310.6 | 0.26 | 408.8 | 67.3 | 476.1 | 434.6 | 34 | 4.87 | 30.3 | 1405.9 | 0.28 | 436.9 | 72.3 | 509.2 | 421.6 | 13.1 | 1.9 | 48.7 | 1771.4 | 0.38 | 422.5 | 101.6 | 524.1 | 602 | 11.5 | 1.17 | 71.2 | 3130.6 | 0.27 | 602.6 | 164.5 | 767.2 | 41.26 | 23.55 | 0.24 | 65.04 | 44.34 | 25.44 | 0.26 | 70.04 | 626679.8 | 92039.1 | 2874 | 4257.5 | 0 | 8374.7 | 146321.2 | 0 | 438.4 | 6895.2 | 202392.1 | 0 | 10955.8 | 3315.4 | 40276.7 | 88396.1 | 12598.5 | 14878.8 | 0 | 32550.1 | 50783.9 | 1371.4 | 7447.2 | 7468.9 | 1212.5 | 8315.2
5037 | 210 | Day210 | 20 | Hour20 | 7 | Summer | 2117 | #N/A | Summer | 609330 | 2024-07-29 20:00 | 604773.8 | 0 | 0 | 4556.2 | 609330 | 580269.7 | 529833.1 | 0.0405 | 0.067 | 0.41 | 0.4 | 403.4 | 32.1 | 4.59 | 27.6 | 1293.1 | 0.25 | 405.6 | 66.2 | 471.8 | 429 | 34 | 4.86 | 29.6 | 1381 | 0.27 | 431.3 | 70.8 | 502.1 | 416 | 14.5 | 2.12 | 46.7 | 1687.2 | 0.38 | 417 | 97.1 | 514.1 | 1296.9 | 129.1 | 18.64 | 58.7 | 3437.4 | 0.65 | 1305.9 | 161.3 | 1467.2 | 37.13 | 36.54 | 0.25 | 73.92 | 39.81 | 39.49 | 0.26 | 79.57 | 609330 | 79496.9 | 5360.3 | 4257.5 | 0 | 8374.7 | 143981.5 | 0 | 131.3 | 3255.6 | 200235.7 | 0 | 5346.6 | 3315.4 | 47859.9 | 88396.1 | 10871.5 | 11833.9 | 0 | 7945.2 | 67162.9 | 1001.9 | 2199.9 | 2389.7 | 2848.3 | 8315.2
5038 | 210 | Day210 | 21 | Hour21 | 7 | Summer | 2117 | #N/A | Summer | 587808.4 | 2024-07-29 21:00 | 582397.8 | 0 | 0 | 5410.5 | 587808.4 | 559382.4 | 508250.3 | 0.0395 | 0.0645 | 0.41 | 0.4 | 399.4 | 31.9 | 4.55 | 27 | 1291.4 | 0.24 | 401.6 | 65.6 | 467.2 | 417.7 | 33.3 | 4.74 | 28.4 | 1354.2 | 0.25 | 420 | 68.8 | 488.9 | 406.6 | 18.1 | 2.6 | 41.2 | 1597.4 | 0.32 | 407.9 | 88.9 | 496.8 | 903.2 | 40.3 | 7.28 | 108.6 | 2227.3 | 1.65 | 906.4 | 175.5 | 1081.8 | 35.86 | 0 | 0.25 | 36.12 | 38.34 | 0 | 0.27 | 38.61 | 587808.4 | 79558.1 | 6008.1 | 4257.5 | 0 | 8374.7 | 139219.9 | 0 | 0 | 53.7 | 199356.4 | 0 | 3106.2 | 3315.4 | 47380.8 | 88396.1 | 6890.9 | 1944.2 | 0 | 123.7 | 78590.3 | 790.5 | 781.7 | 225.5 | 4006.3 | 8315.2
5039 | 210 | Day210 | 22 | Hour22 | 7 | Summer | 2117 | #N/A | Summer | 552948.8 | 2024-07-29 22:00 | 547206 | 0 | 0 | 5742.8 | 552948.8 | 526393.4 | 468679.2 | 0.038 | 0.0606 | 0.43 | 0.43 | 371.7 | 29.3 | 4.17 | 25.6 | 1221.1 | 0.22 | 373.7 | 62.1 | 435.8 | 387.3 | 30.5 | 4.33 | 26.8 | 1275 | 0.23 | 389.4 | 64.9 | 454.3 | 466.1 | 27.7 | 3.84 | 38.4 | 1801.1 | 0.24 | 468 | 92.1 | 560.2 | 488.3 | 14.5 | 1.76 | 53.1 | 2371.8 | 0.23 | 489.2 | 123.8 | 613 | 31.8 | 0 | 0.26 | 32.06 | 33.85 | 0 | 0.28 | 34.13 | 552948.8 | 84269.6 | 3143.4 | 4247.1 | 0 | 8374.7 | 120866.1 | 0 | 0 | 0 | 185636.2 | 0 | 1677 | 3315.4 | 47178.6 | 88396.1 | 4469.9 | 1374.6 | 0 | 0.1 | 83785.9 | 483.6 | 9.9 | 0 | 3000.5 | 8315.2
5040 | 210 | Day210 | 23 | Hour23 | 7 | Summer | 2117 | #N/A | Summer | 518248.4 | 2024-07-29 23:00 | 511701 | 110 | 755.4 | 5682 | 518248.5 | 492956.4 | 432868.8 | 0.0366 | 0.0567 | 0.46 | 0.46 | 346.5 | 26.7 | 3.79 | 24.7 | 1158.4 | 0.21 | 348.3 | 59.3 | 407.7 | 360.4 | 27.7 | 3.92 | 25.8 | 1207.7 | 0.22 | 362.3 | 61.9 | 424.2 | 485.3 | 31.3 | 4.36 | 37.5 | 1817.8 | 0.24 | 487.4 | 91.7 | 579.1 | 955.8 | 93.8 | 13.52 | 44.3 | 2584.2 | 0.47 | 962.3 | 121.5 | 1083.7 | 29.83 | 0 | 0.26 | 30.09 | 31.63 | 0 | 0.28 | 31.92 | 518248.4 | 85379.7 | 2185.1 | 4239.5 | 0 | 8374.7 | 102057.8 | 0 | 0 | 0 | 172227.9 | 0 | 878.1 | 3315.4 | 45601.4 | 88396.1 | 4218.1 | 1374.6 | 0 | 0 | 85030.3 | 349.4 | 0 | 0 | 2648.5 | 8315.2
5041 | 211 | Day211 | 0 | Hour0 | 7 | Summer | 58 | 652446.6 | Summer | 498777 | 2024-07-30 | 478734 | 110 | 14040.7 | 5892.2 | 498776.9 | 461784.5 | 412891.4 | 0.0354 | 0.0531 | 0.47 | 0.47 | 338.4 | 26 | 3.69 | 24.4 | 1133.8 | 0.21 | 340.2 | 58.2 | 398.4 | 351.4 | 26.9 | 3.82 | 25.3 | 1178.8 | 0.22 | 353.3 | 60.5 | 413.7 | 494.3 | 33.2 | 4.64 | 37 | 1809.2 | 0.24 | 496.5 | 91 | 587.5 | 633.4 | 42.2 | 5.88 | 47.5 | 2341 | 0.3 | 636.3 | 117.4 | 753.7 | 29.15 | 0 | 0.26 | 29.41 | 30.78 | 0 | 0.28 | 31.06 | 498777 | 85885.6 | 1893.9 | 4239.5 | 0 | 8374.7 | 95349.2 | 0 | 0 | 0 | 163436 | 0 | 878.1 | 3315.4 | 41905.8 | 88396.1 | 4005.8 | 1096.8 | 0 | 0 | 85576 | 309.6 | 0 | 0 | 1369.7 | 8315.2
5042 | 211 | Day211 | 1 | Hour1 | 7 | Summer | 2117 | #N/A | Summer | 470632.4 | 2024-07-30 01:00 | 449802 | 110 | 14892.3 | 5828.1 | 470632.5 | 434345.4 | 387347.4 | 0.0344 | 0.0499 | 0.48 | 0.48 | 330.6 | 25.3 | 3.58 | 24.1 | 1111.2 | 0.21 | 332.3 | 57.2 | 389.6 | 342.7 | 26.1 | 3.71 | 25 | 1153.2 | 0.22 | 344.5 | 59.4 | 403.9 | 500.8 | 34.5 | 4.83 | 36.8 | 1808.2 | 0.25 | 503.2 | 90.7 | 593.9 | 654.4 | 51 | 7.22 | 42.7 | 2184.6 | 0.32 | 657.9 | 107.8 | 765.7 | 27.69 | 0 | 0.27 | 27.96 | 29.12 | 0 | 0.28 | 29.4 | 470632.4 | 83285 | 1324.8 | 4190.7 | 0 | 8374.7 | 87099.9 | 0 | 0 | 0 | 151927.4 | 0 | 878.1 | 3315.4 | 38284.3 | 88112.6 | 3839.4 | 0 | 0 | 0 | 82897.5 | 387.6 | 0 | 0 | 145.6 | 8315.2
5043 | 211 | Day211 | 2 | Hour2 | 7 | Summer | 2117 | #N/A | Summer | 448325.8 | 2024-07-30 02:00 | 427850 | 119.7 | 14892.3 | 5463.7 | 448325.8 | 413474.6 | 367499.4 | 0.0336 | 0.0474 | 0.49 | 0.49 | 324.5 | 24.7 | 3.5 | 23.9 | 1093.1 | 0.21 | 326.2 | 56.5 | 382.7 | 336.3 | 25.6 | 3.63 | 24.7 | 1133.3 | 0.22 | 338.1 | 58.5 | 396.6 | 477.4 | 29.9 | 4.14 | 37.8 | 1816 | 0.24 | 479.4 | 91.9 | 571.3 | 380.6 | 7.2 | 0.72 | 45 | 1990.2 | 0.17 | 381 | 104.3 | 485.3 | 26.44 | 0 | 0.27 | 26.71 | 27.72 | 0 | 0.28 | 28 | 448325.8 | 80826.4 | 269.2 | 4190.7 | 0 | 8374.7 | 80753 | 0 | 0 | 0 | 142702.8 | 0 | 819.3 | 3315.4 | 35208.2 | 88061 | 3805.2 | 0 | 0 | 0 | 80437.3 | 389.1 | 0 | 0 | 0 | 8315.2
5044 | 211 | Day211 | 3 | Hour3 | 7 | Summer | 2117 | #N/A | Summer | 432755 | 2024-07-30 03:00 | 412313.6 | 134 | 14892.3 | 5415.1 | 432755.1 | 398673.6 | 352613.6 | 0.0331 | 0.0456 | 0.5 | 0.5 | 319.2 | 24.1 | 3.42 | 23.8 | 1080.3 | 0.21 | 320.8 | 56 | 376.9 | 331 | 25 | 3.54 | 24.6 | 1120.1 | 0.21 | 332.7 | 58 | 390.7 | 497.3 | 32.9 | 4.59 | 37.7 | 1835.2 | 0.25 | 499.6 | 92.5 | 592.1 | 400.3 | 11.3 | 1.34 | 44.8 | 1975.8 | 0.2 | 401 | 103.8 | 504.7 | 24.73 | 0 | 0.27 | 25 | 25.85 | 0 | 0.28 | 26.13 | 432755 | 80141.4 | 56.6 | 4190.7 | 0 | 8374.7 | 75701 | 0 | 0 | 0 | 137127.1 | 0 | 814.5 | 3315.4 | 31484.5 | 87744 | 3805.2 | 0 | 0 | 0 | 79790.6 | 350.8 | 0 | 0 | 0 | 8315.2
5045 | 211 | Day211 | 4 | Hour4 | 7 | Summer | 2117 | #N/A | Summer | 423498.3 | 2024-07-30 04:00 | 402678.6 | 603.4 | 14892.3 | 5324 | 423498.3 | 389482.4 | 345388.4 | 0.0328 | 0.0445 | 0.5 | 0.49 | 320.4 | 24.2 | 3.42 | 23.9 | 1085.5 | 0.21 | 322.1 | 56.3 | 378.4 | 332.4 | 25.1 | 3.55 | 24.8 | 1125.8 | 0.22 | 334.1 | 58.4 | 392.5 | 504.6 | 34 | 4.76 | 37.8 | 1842.2 | 0.25 | 506.9 | 92.7 | 599.6 | 876.8 | 89.3 | 12.89 | 38.5 | 2282.8 | 0.45 | 882.9 | 106.7 | 989.6 | 24.43 | 0 | 0.27 | 24.7 | 25.52 | 0 | 0.28 | 25.81 | 423498.3 | 78109.9 | 4.4 | 4190.7 | 0 | 8374.7 | 74147.9 | 0 | 0 | 39.9 | 134959.8 | 0 | 814.5 | 3315.4 | 28724.2 | 87051.7 | 3805.2 | 0 | 0 | 97 | 77731.4 | 241.6 | 0 | 0 | 42.5 | 8315.2
5046 | 211 | Day211 | 5 | Hour5 | 7 | Summer | 2117 | #N/A | Summer | 420955.4 | 2024-07-30 05:00 | 399128.8 | 1929.6 | 14892.3 | 5004.7 | 420955.4 | 386097.5 | 338223.3 | 0.0326 | 0.0441 | 0.51 | 0.5 | 313.4 | 23.5 | 3.34 | 23.5 | 1063.7 | 0.21 | 315 | 55.3 | 370.3 | 325.7 | 24.5 | 3.47 | 24.4 | 1104.4 | 0.21 | 327.4 | 57.3 | 384.7 | 469.7 | 30.8 | 4.29 | 35.9 | 1742.6 | 0.23 | 471.8 | 87.9 | 559.7 | 853.3 | 87.5 | 12.64 | 37 | 2202.5 | 0.44 | 859.4 | 102.7 | 962.1 | 23.77 | 0 | 0.28 | 24.06 | 24.82 | 0 | 0.28 | 25.1 | 420955.4 | 82732.1 | 30.1 | 4190.7 | 0 | 8374.7 | 71604.8 | 0 | 0 | 257.8 | 131751 | 0 | 814.5 | 3315.4 | 27455.9 | 86881 | 3805.2 | 0 | 0 | 6477.2 | 75806 | 191.1 | 175.3 | 0 | 0 | 8315.2
5047 | 211 | Day211 | 6 | Hour6 | 7 | Summer | 2117 | #N/A | Summer | 425469.1 | 2024-07-30 06:00 | 401820.5 | 4295.7 | 14892.3 | 4460.5 | 425469.1 | 388670.7 | 320455.3 | 0.0327 | 0.0444 | 0.55 | 0.55 | 292.9 | 22.7 | 3.23 | 21.5 | 971 | 0.2 | 294.5 | 50.5 | 345 | 306.2 | 23.9 | 3.4 | 22.3 | 1011.3 | 0.2 | 307.9 | 52.5 | 360.4 | 198.9 | 7.9 | 1.04 | 20.2 | 887.3 | 0.11 | 199.4 | 46.7 | 246.1 | 337.9 | 6.4 | 0.64 | 40.9 | 1769.5 | 0.17 | 338.3 | 93.6 | 431.9 | 22.51 | 0 | 0.29 | 22.8 | 23.51 | 0 | 0.28 | 23.79 | 425469.1 | 105013.7 | 0 | 4190.7 | 0 | 8374.7 | 70521.3 | 0 | 0 | 3786.5 | 114822.1 | 0 | 814.5 | 3315.4 | 26962.4 | 87649.1 | 3805.2 | 0 | 0 | 29892.3 | 71137.4 | 197.4 | 1683.3 | 0 | 0 | 8315.2
5048 | 211 | Day211 | 7 | Hour7 | 7 | Summer | 2117 | #N/A | Summer | 444435.6 | 2024-07-30 07:00 | 419711.6 | 5606.7 | 14892.3 | 4224.9 | 444435.5 | 405726 | 324819.8 | 0.0333 | 0.0465 | 0.56 | 0.56 | 286.9 | 22.1 | 3.15 | 21.1 | 954.5 | 0.19 | 288.4 | 49.6 | 338 | 300.5 | 23.3 | 3.32 | 21.9 | 995.4 | 0.2 | 302.1 | 51.6 | 353.7 | 122 | 3.7 | 0.45 | 13.3 | 584.9 | 0.06 | 122.2 | 30.8 | 153 | 397.8 | 10.1 | 1.15 | 44.7 | 1998.7 | 0.17 | 398.4 | 104.3 | 502.7 | 22.13 | 0 | 0.28 | 22.41 | 23.21 | 0 | 0.27 | 23.48 | 444435.6 | 119615.7 | 2 | 4190.7 | 0 | 8374.7 | 71821.5 | 0 | 0 | 5979.2 | 119313 | 0 | 814.5 | 3315.4 | 26483.9 | 86698.8 | 3805.2 | 0 | 0 | 64373.1 | 49064.6 | 198.8 | 3143.2 | 0 | 0 | 8315.2
5049 | 211 | Day211 | 8 | Hour8 | 7 | Summer | 2117 | #N/A | Summer | 473111.8 | 2024-07-30 08:00 | 452465.4 | 1714.4 | 15343.7 | 3588.3 | 473111.7 | 436847.6 | 339606 | 0.0345 | 0.0503 | 0.55 | 0.54 | 296.1 | 23.1 | 3.28 | 21.3 | 979.3 | 0.19 | 297.7 | 50.6 | 348.2 | 308.7 | 24.1 | 3.43 | 22.2 | 1019.4 | 0.2 | 310.4 | 52.6 | 363 | 85.7 | 2 | 0.24 | 10 | 421.7 | 0.05 | 85.8 | 22.6 | 108.4 | 458.2 | 24.4 | 3.3 | 39.8 | 1896.6 | 0.21 | 459.8 | 96.4 | 556.2 | 24.06 | 0 | 0.26 | 24.32 | 25.33 | 0 | 0.27 | 25.6 | 473111.8 | 133505.7 | 0 | 4198.3 | 0 | 8374.7 | 80327.2 | 0 | 207.1 | 7520.8 | 130137.6 | 0 | 814.5 | 3315.4 | 21599.3 | 87033.9 | 3805.2 | 0 | 0 | 101861.1 | 23753.9 | 162.8 | 4662.2 | 0 | 0 | 8315.2
5050 | 211 | Day211 | 9 | Hour9 | 7 | Summer | 2117 | #N/A | Summer | 517044.1 | 2024-07-30 09:00 | 489959.2 | 4516.6 | 18780.1 | 3788.2 | 517044.1 | 472315.1 | 359186.6 | 0.036 | 0.0547 | 0.55 | 0.54 | 293.7 | 23 | 3.27 | 20.9 | 969.8 | 0.19 | 295.3 | 49.9 | 345.2 | 309.3 | 24.3 | 3.45 | 21.9 | 1018 | 0.2 | 311 | 52.3 | 363.3 | 83 | 2.6 | 0.32 | 9.1 | 388.9 | 0.05 | 83.2 | 20.7 | 103.9 | 482.7 | 11.3 | 1.25 | 55 | 2453.5 | 0.21 | 483.4 | 128.2 | 611.6 | 26.51 | 0 | 0.26 | 26.77 | 28.03 | 0 | 0.26 | 28.29 | 517044.1 | 157857.5 | 0 | 4198.3 | 0 | 8374.7 | 88011.7 | 0 | 446.2 | 15302.6 | 140629.3 | 0 | 814.5 | 3315.4 | 21641.4 | 88396.1 | 3805.2 | 0 | 0 | 121214.7 | 20771.8 | 122.2 | 8694.2 | 0 | 0 | 8315.2
5051 | 211 | Day211 | 10 | Hour10 | 7 | Summer | 2117 | #N/A | Summer | 550097.1 | 2024-07-30 10:00 | 527741 | 4604.5 | 13875.1 | 3876.5 | 550097.1 | 507910.8 | 387488.5 | 0.0376 | 0.0591 | 0.52 | 0.52 | 309.3 | 24.3 | 3.45 | 21.8 | 1020.5 | 0.19 | 311 | 52.2 | 363.2 | 326.9 | 25.8 | 3.67 | 22.8 | 1074.2 | 0.2 | 328.7 | 54.9 | 383.6 | 81.3 | 1.8 | 0.21 | 9.5 | 405 | 0.04 | 81.4 | 21.6 | 103 | 996.1 | 104.6 | 15.13 | 39.8 | 2491.1 | 0.49 | 1003.3 | 114.2 | 1117.5 | 28.27 | 0 | 0.26 | 28.52 | 30.09 | 0 | 0.26 | 30.35 | 550097.1 | 162608.6 | 81.2 | 4247.1 | 0 | 8374.7 | 99303.3 | 0 | 553.4 | 17246.8 | 157558.5 | 0 | 814.5 | 3315.4 | 21592.5 | 88396.1 | 3805.2 | 0 | 0 | 126434.4 | 18278.2 | 95.8 | 12753.3 | 0 | 0 | 8315.2
5052 | 211 | Day211 | 11 | Hour11 | 7 | Summer | 2117 | #N/A | Summer | 574120.4 | 2024-07-30 11:00 | 561241 | 3983.3 | 5183.2 | 3712.9 | 574120.4 | 539345.5 | 414498.3 | 0.039 | 0.0629 | 0.5 | 0.49 | 332.7 | 26.6 | 3.78 | 22.8 | 1084.8 | 0.2 | 334.6 | 55.1 | 389.7 | 350.6 | 28.1 | 3.99 | 23.9 | 1141 | 0.21 | 352.5 | 58 | 410.5 | 102.9 | 2.9 | 0.36 | 11.4 | 493 | 0.06 | 103 | 26.2 | 129.2 | 445.2 | 11.9 | 1.38 | 49.4 | 2216.9 | 0.2 | 446 | 115.5 | 561.5 | 30.02 | 0 | 0.24 | 30.27 | 32.13 | 0 | 0.25 | 32.38 | 574120.4 | 159622.1 | 0 | 4247.1 | 0 | 8374.7 | 113947.3 | 0 | 643.6 | 16799.7 | 169923.5 | 0 | 814.5 | 3315.4 | 21674.4 | 88396.1 | 3805.2 | 0 | 0 | 126862.4 | 15209.2 | 107.2 | 14490.1 | 0 | 0 | 8315.2
5053 | 211 | Day211 | 12 | Hour12 | 7 | Summer | 2117 | #N/A | Summer | 600233.1 | 2024-07-30 12:00 | 590514 | 3580.8 | 2283.2 | 3855 | 600233.1 | 566719.3 | 439708.6 | 0.0403 | 0.0662 | 0.48 | 0.48 | 348.3 | 28.1 | 3.99 | 23.4 | 1128.7 | 0.21 | 350.2 | 57.1 | 407.3 | 366 | 29.5 | 4.2 | 24.6 | 1185 | 0.22 | 368.1 | 60 | 428 | 93.8 | 2.6 | 0.32 | 10.5 | 449.7 | 0.05 | 93.9 | 23.9 | 117.8 | 480.2 | 16 | 1.97 | 50.5 | 2292 | 0.21 | 481.2 | 118.8 | 600 | 31.8 | 0 | 0.24 | 32.04 | 34.15 | 0 | 0.25 | 34.39 | 600233.1 | 160524.6 | 81.2 | 4247.1 | 0 | 8374.7 | 126198.9 | 0 | 718.5 | 18260.9 | 181239.6 | 0 | 1492.6 | 3315.4 | 22518.7 | 88396.1 | 3844.3 | 0 | 0 | 128030 | 13398.8 | 116.3 | 14115.3 | 1307.8 | 56.9 | 8315.2
5054 | 211 | Day211 | 13 | Hour13 | 7 | Summer | 2117 | #N/A | Summer | 619306.1 | 2024-07-30 13:00 | 611622.5 | 2385.8 | 1276.4 | 4021.4 | 619306.1 | 586411.6 | 455978.6 | 0.0412 | 0.0686 | 0.47 | 0.47 | 358.7 | 29.2 | 4.15 | 23.8 | 1153.7 | 0.21 | 360.7 | 58.2 | 418.9 | 376.2 | 30.6 | 4.36 | 24.9 | 1209.3 | 0.22 | 378.3 | 61 | 439.3 | 102.3 | 3.1 | 0.42 | 11.6 | 455.9 | 0.07 | 102.6 | 25.2 | 127.7 | 973.2 | 99.8 | 14.4 | 41.1 | 2511.4 | 0.47 | 980.1 | 116.1 | 1096.2 | 33.24 | 0 | 0.23 | 33.48 | 35.76 | 0 | 0.25 | 36.01 | 619306.1 | 163327.5 | 166.3 | 4250 | 0 | 8374.7 | 135613.5 | 0 | 765.1 | 18868.4 | 187144 | 0 | 2138.6 | 3315.4 | 22601.7 | 88396.1 | 3978.4 | 0 | 0 | 129734 | 13863.1 | 96.9 | 14922.9 | 4991.7 | 633.1 | 8315.2
5055 | 211 | Day211 | 14 | Hour14 | 7 | Summer | 2117 | #N/A | Summer | 633541.8 | 2024-07-30 14:00 | 627898 | 260.6 | 1316.3 | 4066.9 | 633541.7 | 601575.7 | 469722 | 0.0419 | 0.0703 | 0.46 | 0.46 | 366.5 | 29.8 | 4.25 | 24.4 | 1171.6 | 0.22 | 368.5 | 59.3 | 427.9 | 384.3 | 31.3 | 4.46 | 25.5 | 1228.2 | 0.23 | 386.5 | 62.2 | 448.7 | 105.6 | 3.3 | 0.44 | 11.7 | 478.7 | 0.07 | 105.8 | 26 | 131.8 | 581.9 | 20.3 | 2.54 | 60.2 | 2746.3 | 0.26 | 583.2 | 142.2 | 725.4 | 35.15 | 0 | 0.23 | 35.38 | 37.88 | 0 | 0.25 | 38.13 | 633541.8 | 163819.7 | 110.4 | 4257.5 | 0 | 8374.7 | 140902.7 | 0 | 771.6 | 18432.5 | 190437.1 | 0 | 3072.6 | 3315.4 | 23977.1 | 88396.1 | 6217.8 | 660.5 | 0 | 129153.6 | 15369.7 | 92.4 | 14860.6 | 9610.1 | 822.9 | 8315.2
5056 | 211 | Day211 | 15 | Hour15 | 7 | Summer | 2117 | #N/A | Summer | 644433.2 | 2024-07-30 15:00 | 640406.8 | 202.5 | 0 | 3824 | 644433.2 | 613220 | 481050 | 0.0424 | 0.0717 | 0.46 | 0.46 | 365.4 | 29.5 | 4.22 | 24.5 | 1168.4 | 0.22 | 367.4 | 59.3 | 426.8 | 386.1 | 31.2 | 4.46 | 25.9 | 1235.2 | 0.24 | 388.3 | 62.8 | 451.1 | 98.1 | 3.2 | 0.42 | 10.7 | 449.8 | 0.06 | 98.3 | 24.1 | 122.4 | 1053.8 | 54 | 9.57 | 120.3 | 2384.6 | 1.92 | 1058 | 191.9 | 1249.9 | 36.47 | 0 | 0.23 | 36.7 | 39.34 | 0 | 0.25 | 39.59 | 644433.2 | 163383.2 | 110 | 4257.5 | 0 | 8374.7 | 141562.2 | 0 | 737.4 | 18304.4 | 191720.1 | 0 | 3955.6 | 3315.4 | 25300.3 | 88396.1 | 7564.2 | 6493.9 | 0 | 125956.6 | 18282.3 | 102.5 | 14225.6 | 10289.7 | 1192 | 8315.2
5057 | 211 | Day211 | 16 | Hour16 | 7 | Summer | 2117 | #N/A | Summer | 652446.6 | 2024-07-30 16:00 | 648774.6 | 19.6 | 0 | 3652.4 | 652446.6 | 621023.5 | 492909.9 | 0.0428 | 0.0725 | 0.46 | 0.45 | 368.4 | 29.6 | 4.23 | 24.8 | 1183.1 | 0.22 | 370.4 | 60.1 | 430.5 | 390.9 | 31.4 | 4.48 | 26.4 | 1256.6 | 0.24 | 393 | 63.9 | 456.9 | 117.2 | 4 | 0.55 | 12.8 | 511.3 | 0.08 | 117.5 | 28 | 145.5 | 993.8 | 86.1 | 12.27 | 56.4 | 3065.4 | 0.48 | 999.7 | 147.8 | 1147.6 | 37.65 | 0 | 0.23 | 37.89 | 40.64 | 0 | 0.25 | 40.89 | 652446.6 | 159536.7 | 143.2 | 4257.5 | 0 | 8374.7 | 143269.1 | 0 | 697.8 | 18773.2 | 194770.6 | 0 | 6187.9 | 3315.4 | 27230.7 | 88396.1 | 7757.7 | 9206.9 | 0 | 119545.3 | 20357 | 163.5 | 14183.4 | 10880.1 | 2190.3 | 8315.2
5058 | 211 | Day211 | 17 | Hour17 | 7 | Summer | 2117 | #N/A | Summer | 652160.7 | 2024-07-30 17:00 | 648782.2 | 0 | 0 | 3378.5 | 652160.7 | 621069.3 | 513491.2 | 0.0427 | 0.0724 | 0.44 | 0.43 | 380.3 | 30 | 4.29 | 26.1 | 1231.4 | 0.23 | 382.4 | 62.9 | 445.3 | 405 | 31.9 | 4.55 | 28 | 1314.8 | 0.25 | 407.2 | 67.2 | 474.4 | 158.6 | 5.3 | 0.76 | 17.8 | 667.9 | 0.13 | 159 | 37.7 | 196.7 | 1463.6 | 149.6 | 21.96 | 66.5 | 3467.5 | 0.94 | 1474.1 | 170.1 | 1644.2 | 38.88 | 1.25 | 0.24 | 40.37 | 41.95 | 1.36 | 0.25 | 43.56 | 652160.7 | 138669.4 | 803.1 | 4257.5 | 0 | 8374.7 | 144079.1 | 0 | 645.9 | 14981 | 199354.5 | 0 | 10644.8 | 3315.4 | 31353.4 | 88396.1 | 9665.6 | 13246.8 | 0 | 99367.1 | 23450.8 | 224.6 | 11471.5 | 11435 | 3019.7 | 8315.2
5059 | 211 | Day211 | 18 | Hour18 | 7 | Summer | 2117 | #N/A | Summer | 645194.4 | 2024-07-30 18:00 | 642028.1 | 0 | 0 | 3166.3 | 645194.4 | 614852.7 | 542247.2 | 0.0423 | 0.0714 | 0.41 | 0.39 | 403.5 | 31.1 | 4.44 | 28.4 | 1323.8 | 0.25 | 405.7 | 67.9 | 473.6 | 431.3 | 33.2 | 4.73 | 30.5 | 1418.8 | 0.27 | 433.6 | 72.9 | 506.4 | 301.5 | 9.1 | 1.31 | 35 | 1278.3 | 0.27 | 302.2 | 73.2 | 375.4 | 816.5 | 26 | 4.61 | 103.4 | 2668.5 | 1.26 | 818.5 | 183.3 | 1001.8 | 67.55 | 17.73 | 0.24 | 85.52 | 72.79 | 19.23 | 0.26 | 92.28 | 645194.4 | 102947.2 | 2682.7 | 4257.5 | 0 | 8374.7 | 146097.9 | 0 | 453.5 | 10370.5 | 206614.5 | 0 | 17972.4 | 3315.4 | 38351.5 | 88396.1 | 11681.2 | 14503.3 | 0 | 63536.3 | 28298.8 | 288 | 8989.2 | 12694.3 | 1981.8 | 8315.2
5060 | 211 | Day211 | 19 | Hour19 | 7 | Summer | 2117 | #N/A | Summer | 631197.1 | 2024-07-30 19:00 | 628237 | 0 | 0 | 2960.2 | 631197.1 | 602089 | 555350 | 0.0416 | 0.0697 | 0.39 | 0.38 | 418.4 | 32.2 | 4.61 | 29.7 | 1361.2 | 0.27 | 420.6 | 70.3 | 490.9 | 446.2 | 34.2 | 4.9 | 31.8 | 1457.3 | 0.29 | 448.6 | 75.3 | 523.9 | 427.9 | 13.1 | 1.9 | 49.8 | 1793.9 | 0.39 | 428.8 | 103.3 | 532.1 | 752.3 | 21.8 | 3.02 | 86.8 | 3319.9 | 0.6 | 753.8 | 185.9 | 939.7 | 44.24 | 52.45 | 0.24 | 96.93 | 47.59 | 56.77 | 0.26 | 104.62 | 631197.1 | 75847.1 | 3918.7 | 4257.5 | 0 | 8374.7 | 146981.7 | 0 | 228.2 | 6683 | 206940.9 | 0 | 16639.9 | 3315.4 | 47656.6 | 88396.1 | 15035.3 | 13833.2 | 0 | 26632.5 | 42100.3 | 203.1 | 7161.2 | 9021.9 | 3036.5 | 8315.2
5061 | 211 | Day211 | 20 | Hour20 | 7 | Summer | 2117 | #N/A | Summer | 615377.7 | 2024-07-30 20:00 | 611700 | 0 | 0 | 3677.7 | 615377.7 | 586720.1 | 544879.2 | 0.0408 | 0.0678 | 0.39 | 0.38 | 413.8 | 32.5 | 4.64 | 28.7 | 1337.7 | 0.26 | 416.1 | 68.7 | 484.7 | 440.7 | 34.4 | 4.92 | 30.8 | 1429.4 | 0.28 | 443.1 | 73.5 | 516.5 | 434.9 | 14.5 | 2.13 | 49.7 | 1771.8 | 0.41 | 435.9 | 102.6 | 538.5 | 1070.8 | 99.8 | 14.87 | 60.7 | 2583.7 | 0.86 | 1077.8 | 138 | 1215.8 | 39.6 | 36.18 | 0.25 | 76.03 | 42.5 | 39.1 | 0.27 | 81.86 | 615377.7 | 70498.5 | 4953.1 | 4257.5 | 0 | 8374.7 | 145841.6 | 0 | 77.1 | 2942.1 | 209254.9 | 0 | 7391 | 3315.4 | 48239.5 | 88396.1 | 12229.9 | 12625.5 | 0 | 6326.8 | 61000.2 | 152.3 | 2109.3 | 2994.2 | 1483.2 | 8315.2
5062 | 211 | Day211 | 21 | Hour21 | 7 | Summer | 2117 | #N/A | Summer | 596950.6 | 2024-07-30 21:00 | 592167.7 | 0 | 0 | 4782.9 | 596950.6 | 568498.3 | 521078.1 | 0.04 | 0.0656 | 0.39 | 0.39 | 408.2 | 32.4 | 4.62 | 27.8 | 1324.9 | 0.25 | 410.4 | 67.4 | 477.8 | 427.5 | 33.8 | 4.82 | 29.3 | 1390.5 | 0.26 | 429.8 | 70.8 | 500.6 | 399.1 | 15.4 | 2.2 | 42.7 | 1632.5 | 0.32 | 400.1 | 91.5 | 491.6 | 838 | 30 | 5.66 | 108 | 2260.2 | 1.55 | 840.5 | 175.8 | 1016.3 | 40.59 | 0 | 0.26 | 40.84 | 43.42 | 0 | 0.27 | 43.7 | 596950.6 | 75872.5 | 5727.4 | 4257.5 | 0 | 8374.7 | 142848.8 | 0 | 0 | 50.2 | 206745.2 | 0 | 4511.9 | 3315.4 | 46718.7 | 88396.1 | 7838.6 | 2343.8 | 0 | 110.6 | 75564.5 | 147.3 | 711.4 | 779 | 3384.1 | 8315.2
5063 | 211 | Day211 | 22 | Hour22 | 7 | Summer | 2117 | #N/A | Summer | 561540 | 2024-07-30 22:00 | 556271.5 | 97.8 | 0 | 5170.7 | 561540 | 534886.7 | 478228.1 | 0.0384 | 0.0617 | 0.42 | 0.42 | 377.9 | 29.5 | 4.19 | 26.4 | 1249.6 | 0.23 | 379.9 | 63.7 | 443.5 | 393.8 | 30.7 | 4.36 | 27.5 | 1303.8 | 0.24 | 395.9 | 66.4 | 462.3 | 474.9 | 27.9 | 3.89 | 39.7 | 1821.2 | 0.26 | 476.8 | 94.1 | 570.8 | 644.9 | 39 | 5.38 | 52 | 2507.9 | 0.31 | 647.5 | 126.8 | 774.3 | 32.33 | 0 | 0.26 | 32.59 | 34.45 | 0 | 0.28 | 34.73 | 561540 | 83311.8 | 2731.2 | 4247.1 | 0 | 8374.7 | 122576 | 0 | 0 | 0 | 192566.9 | 0 | 3135.6 | 3315.4 | 47661.9 | 88396.1 | 5223.1 | 0.2 | 0 | 0.1 | 83130 | 181.7 | 9.1 | 0 | 1299.8 | 8315.2
5064 | 211 | Day211 | 23 | Hour23 | 7 | Summer | 2117 | #N/A | Summer | 530733.9 | 2024-07-30 23:00 | 519224.2 | 110 | 5926.4 | 5473.2 | 530733.8 | 500030.4 | 445490.4 | 0.037 | 0.0576 | 0.45 | 0.45 | 355 | 27.2 | 3.87 | 25.4 | 1186.7 | 0.22 | 356.8 | 60.8 | 417.7 | 370.1 | 28.3 | 4.02 | 26.5 | 1238.8 | 0.23 | 372 | 63.5 | 435.5 | 491.7 | 30.5 | 4.25 | 39.4 | 1854.7 | 0.26 | 493.8 | 94.8 | 588.6 | 996.2 | 103.9 | 15.04 | 40.6 | 2500.2 | 0.5 | 1003.4 | 115.3 | 1118.7 | 30.44 | 0 | 0.26 | 30.7 | 32.3 | 0 | 0.28 | 32.58 | 530733.9 | 85243.5 | 1914.3 | 4244.2 | 0 | 8374.7 | 106217.7 | 0 | 0 | 0 | 177945 | 0 | 2366 | 3315.4 | 47717.5 | 88396.1 | 4999.5 | 0 | 0 | 0 | 85031.9 | 211.6 | 0 | 0 | 578.8 | 8315.2
5065 | 212 | Day212 | 0 | Hour0 | 7 | Summer | 16 | 721579.3 | Summer | 502302.6 | 2024-07-31 | 484361.1 | 110 | 12441.2 | 5390.4 | 502302.7 | 467091.9 | 417071.7 | 0.0356 | 0.0538 | 0.47 | 0.47 | 341.8 | 26.1 | 3.7 | 24.8 | 1147.6 | 0.21 | 343.6 | 59 | 402.6 | 354.6 | 27 | 3.83 | 25.7 | 1191.9 | 0.22 | 356.5 | 61.3 | 417.8 | 515 | 34.1 | 4.78 | 39.4 | 1874.8 | 0.27 | 517.3 | 95.3 | 612.7 | 846.7 | 77.8 | 11.15 | 44.2 | 2458.6 | 0.42 | 852.1 | 117.5 | 969.6 | 28.92 | 0 | 0.27 | 29.19 | 30.56 | 0 | 0.28 | 30.84 | 502302.6 | 85230.9 | 611 | 4244.2 | 0 | 8374.7 | 95897 | 0 | 0 | 0 | 164549.3 | 0 | 2366 | 3315.4 | 43637.2 | 88396.1 | 4720.1 | 960.6 | 0 | 0 | 85005.9 | 225 | 0 | 0 | 995.7 | 8315.2
5066 | 212 | Day212 | 1 | Hour1 | 7 | Summer | 2117 | #N/A | Summer | 476545.6 | 2024-07-31 01:00 | 455926.3 | 176.4 | 14892.3 | 5550.6 | 476545.7 | 440151.7 | 392075.8 | 0.0346 | 0.0506 | 0.48 | 0.48 | 336.6 | 25.7 | 3.65 | 24.5 | 1129.7 | 0.21 | 338.4 | 58.3 | 396.7 | 349.3 | 26.6 | 3.78 | 25.4 | 1171.9 | 0.22 | 351.1 | 60.4 | 411.5 | 518.5 | 34.5 | 4.85 | 39.5 | 1880.6 | 0.28 | 520.8 | 95.6 | 616.4 | 921.8 | 88.4 | 12.71 | 44.7 | 2560.1 | 0.45 | 927.9 | 121.1 | 1049 | 27.56 | 0 | 0.27 | 27.83 | 29 | 0 | 0.28 | 29.28 | 476545.6 | 84469.8 | 55.4 | 4244.2 | 0 | 8374.7 | 89474.6 | 0 | 0 | 0 | 152939.9 | 0 | 2366 | 3315.4 | 38383.3 | 88396.1 | 4526.2 | 0 | 0 | 0 | 84193.7 | 276.2 | 0 | 0 | 216.1 | 8315.2
5067 | 212 | Day212 | 2 | Hour2 | 7 | Summer | 2117 | #N/A | Summer | 457910.4 | 2024-07-31 02:00 | 436118.4 | 2009.8 | 14892.3 | 4889.9 | 457910.4 | 421344 | 375796.1 | 0.0339 | 0.0483 | 0.48 | 0.48 | 337.2 | 25.7 | 3.65 | 24.6 | 1130.9 | 0.22 | 338.9 | 58.4 | 397.3 | 349.8 | 26.7 | 3.79 | 25.5 | 1172.2 | 0.22 | 351.6 | 60.5 | 412.1 | 498.4 | 31.3 | 4.38 | 39.7 | 1862.1 | 0.27 | 500.5 | 95.3 | 595.8 | 673.7 | 66.4 | 9.57 | 31.1 | 1811.4 | 0.34 | 678.3 | 85.1 | 763.4 | 25.06 | 0 | 0.27 | 25.33 | 26.28 | 0 | 0.28 | 26.56 | 457910.4 | 82114.4 | 0 | 4244.2 | 0 | 8374.7 | 86133.8 | 0 | 0 | 0 | 146764.8 | 0 | 2366 | 3315.4 | 33160.6 | 87033.9 | 4402.6 | 0 | 0 | 0 | 81756.9 | 357.5 | 0 | 0 | 217.5 | 8315.2
5068 | 212 | Day212 | 3 | Hour3 | 7 | Summer | 2117 | #N/A | Summer | 451111.6 | 2024-07-31 03:00 | 426585.2 | 4586 | 14892.3 | 5048 | 451111.6 | 412285.7 | 371019.5 | 0.0335 | 0.0472 | 0.47 | 0.47 | 341.1 | 26 | 3.69 | 24.9 | 1146 | 0.22 | 342.9 | 59.2 | 402.1 | 354.9 | 27.1 | 3.85 | 25.8 | 1189.9 | 0.23 | 356.8 | 61.4 | 418.2 | 495.2 | 31.3 | 4.38 | 39.4 | 1844.9 | 0.27 | 497.3 | 94.4 | 591.7 | 653.1 | 54.3 | 7.72 | 39.3 | 2074.8 | 0.32 | 656.8 | 101.2 | 758 | 25.04 | 0 | 0.28 | 25.32 | 26.25 | 0 | 0.28 | 26.53 | 451111.6 | 80092.1 | 0 | 4244.2 | 0 | 8374.7 | 85624.8 | 0 | 0 | 0 | 146980.2 | 0 | 2366 | 3315.4 | 28738.5 | 87033.9 | 4341.8 | 0 | 0 | 0 | 79714.7 | 377.4 | 0 | 0 | 3.9 | 8315.2
5069 | 212 | Day212 | 4 | Hour4 | 7 | Summer | 2117 | #N/A | Summer | 450089.4 | 2024-07-31 04:00 | 427846.8 | 2506 | 14892.3 | 4844.3 | 450089.4 | 413503.5 | 371289.3 | 0.0335 | 0.0473 | 0.46 | 0.46 | 347.8 | 26.6 | 3.78 | 25.3 | 1165.3 | 0.22 | 349.6 | 60.1 | 409.7 | 361.8 | 27.7 | 3.93 | 26.2 | 1211 | 0.23 | 363.7 | 62.4 | 426.1 | 519.8 | 34.9 | 4.9 | 39.5 | 1875.8 | 0.28 | 522.2 | 95.4 | 617.7 | 383.1 | 7.3 | 0.75 | 45.3 | 1988.6 | 0.18 | 383.6 | 104.6 | 488.2 | 25.25 | 0 | 0.27 | 25.52 | 26.49 | 0 | 0.27 | 26.77 | 450089.4 | 78800.1 | 0 | 4244.2 | 0 | 8374.7 | 87650.3 | 0 | 0 | 114.4 | 148424.6 | 0 | 2366 | 3315.4 | 25570.4 | 87033.9 | 4309.9 | 0 | 0 | 313.1 | 77974 | 398.6 | 0 | 0 | 0 | 8315.2
5070 | 212 | Day212 | 5 | Hour5 | 7 | Summer | 2117 | #N/A | Summer | 461690.6 | 2024-07-31 05:00 | 440682 | 1519.7 | 14892.3 | 4596.5 | 461690.5 | 425724.8 | 377526.2 | 0.0339 | 0.0487 | 0.46 | 0.46 | 351.2 | 27.1 | 3.85 | 25.2 | 1171 | 0.22 | 353 | 60.2 | 413.2 | 365.3 | 28.2 | 4.01 | 26.2 | 1216.2 | 0.23 | 367.2 | 62.5 | 429.7 | 489.7 | 32.6 | 4.59 | 37.4 | 1771.4 | 0.27 | 491.9 | 90.3 | 582.2 | 415.3 | 11.8 | 1.4 | 45.4 | 2045.4 | 0.18 | 416.1 | 106.4 | 522.5 | 25.65 | 0 | 0.27 | 25.91 | 26.86 | 0 | 0.27 | 27.13 | 461690.6 | 84164.3 | 16.5 | 4244.2 | 0 | 8374.7 | 91831.7 | 0 | 0 | 522 | 151903.4 | 0 | 2302.3 | 3315.4 | 24286.2 | 87033.9 | 4217.9 | 0 | 0 | 7289.5 | 76018.8 | 334 | 424.7 | 0 | 0 | 8315.2
5071 | 212 | Day212 | 6 | Hour6 | 7 | Summer | 2117 | #N/A | Summer | 483817.8 | 2024-07-31 06:00 | 461395.8 | 3343.4 | 14892.3 | 4186.3 | 483817.8 | 445398.7 | 377719.6 | 0.0347 | 0.051 | 0.49 | 0.48 | 333.5 | 25.9 | 3.68 | 23.8 | 1106.1 | 0.21 | 335.3 | 56.9 | 392.2 | 349.8 | 27.3 | 3.88 | 24.8 | 1156.8 | 0.22 | 351.7 | 59.4 | 411.1 | 300.4 | 15.8 | 2.19 | 26.9 | 1201.5 | 0.17 | 301.5 | 62.7 | 364.2 | 833.9 | 81.5 | 11.73 | 38.8 | 2276.9 | 0.4 | 839.5 | 106.8 | 946.3 | 25.87 | 0 | 0.28 | 26.15 | 27.17 | 0 | 0.27 | 27.44 | 483817.8 | 106098.2 | 1363.3 | 4244.2 | 0 | 8374.7 | 92271.7 | 0 | 0 | 5780.9 | 148664.1 | 0 | 2302.3 | 3315.4 | 24569.8 | 88396.1 | 4217.9 | 0 | 0 | 29427.2 | 70494.2 | 395.9 | 3215.2 | 0 | 0 | 8315.2
5072 | 212 | Day212 | 7 | Hour7 | 7 | Summer | 2117 | #N/A | Summer | 511436.7 | 2024-07-31 07:00 | 490498.6 | 1923.4 | 14892.3 | 4122.5 | 511436.7 | 472957.5 | 391750.1 | 0.0358 | 0.0543 | 0.49 | 0.49 | 336.2 | 26.5 | 3.77 | 23.5 | 1103.4 | 0.21 | 338 | 56.5 | 394.5 | 351.6 | 27.8 | 3.96 | 24.5 | 1150.6 | 0.22 | 353.5 | 58.8 | 412.3 | 151.5 | 4 | 0.51 | 17.3 | 719.3 | 0.09 | 151.8 | 38.8 | 190.5 | 393.5 | 9.8 | 1.11 | 45.3 | 1985.2 | 0.19 | 394.1 | 104.5 | 498.5 | 26.64 | 0 | 0.27 | 26.91 | 28.17 | 0 | 0.28 | 28.44 | 511436.7 | 119686.7 | 311 | 4244.2 | 0 | 8374.7 | 100637.4 | 0 | 0 | 8319.3 | 153668.4 | 0 | 2302.3 | 3315.4 | 26488.3 | 88190.4 | 4217.9 | 0 | 0 | 61044 | 49936.6 | 386.8 | 5358.8 | 0 | 0 | 8315.2
5073 | 212 | Day212 | 8 | Hour8 | 7 | Summer | 2117 | #N/A | Summer | 542086 | 2024-07-31 08:00 | 527719.4 | 363.9 | 10296.6 | 3706 | 542086 | 508065.1 | 408808.3 | 0.0372 | 0.0584 | 0.48 | 0.48 | 341.6 | 27.1 | 3.86 | 23.6 | 1117.2 | 0.21 | 343.5 | 57 | 400.5 | 357.8 | 28.5 | 4.05 | 24.6 | 1167.3 | 0.22 | 359.8 | 59.5 | 419.2 | 116.3 | 3.1 | 0.4 | 13.4 | 544.6 | 0.08 | 116.5 | 29.6 | 146.1 | 675.3 | 51.4 | 7.24 | 44.7 | 2308.4 | 0.32 | 678.9 | 113.6 | 792.5 | 29.22 | 0 | 0.27 | 29.49 | 31.04 | 0 | 0.28 | 31.32 | 542086 | 133277.6 | 0 | 4247.1 | 0 | 8374.7 | 109156.4 | 0 | 189.9 | 10550.6 | 164366.9 | 0 | 2302.3 | 3315.4 | 24431.4 | 88396.1 | 4217.9 | 0 | 0 | 98730.7 | 23396.8 | 409.6 | 6777.9 | 0 | 0 | 8315.2
5074 | 212 | Day212 | 9 | Hour9 | 7 | Summer | 2117 | #N/A | Summer | 580889.2 | 2024-07-31 09:00 | 565160.6 | 3460.2 | 8531.5 | 3737 | 580889.2 | 543221.8 | 423019.8 | 0.0388 | 0.0627 | 0.49 | 0.49 | 340.5 | 27.3 | 3.89 | 23.1 | 1104.1 | 0.21 | 342.3 | 56.1 | 398.4 | 357.8 | 28.8 | 4.1 | 24.2 | 1157.5 | 0.22 | 359.8 | 58.7 | 418.5 | 102.4 | 2.6 | 0.33 | 11.9 | 482.3 | 0.07 | 102.5 | 26.3 | 128.8 | 1132.5 | 125.2 | 18.17 | 39.6 | 2634.4 | 0.56 | 1141.2 | 118.3 | 1259.5 | 30.54 | 0 | 0.27 | 30.81 | 32.63 | 0 | 0.27 | 32.9 | 580889.2 | 157869.4 | 0 | 4247.1 | 0 | 8374.7 | 118513.3 | 0 | 425.8 | 18307.2 | 171134.6 | 0 | 2302.3 | 3315.4 | 22518.4 | 88396.1 | 4217.9 | 0 | 0 | 118878.5 | 19819.4 | 438.6 | 10458.2 | 590.8 | 6.5 | 8315.2
5075 | 212 | Day212 | 10 | Hour10 | 7 | Summer | 2117 | #N/A | Summer | 614647.5 | 2024-07-31 10:00 | 603757.5 | 3339.9 | 3408.2 | 4141.9 | 614647.5 | 579318.4 | 448426.6 | 0.0405 | 0.0669 | 0.48 | 0.47 | 353.2 | 28.6 | 4.08 | 23.5 | 1137.3 | 0.21 | 355.1 | 57.5 | 412.6 | 371.3 | 30.2 | 4.3 | 24.7 | 1193.7 | 0.22 | 373.3 | 60.3 | 433.7 | 89.6 | 2.2 | 0.25 | 10.3 | 443.6 | 0.05 | 89.7 | 23.5 | 113.2 | 446.3 | 8.4 | 0.84 | 52.7 | 2333.4 | 0.19 | 446.7 | 122.3 | 569.1 | 32.72 | 0 | 0.26 | 32.97 | 35.15 | 0 | 0.27 | 35.43 | 614647.5 | 166220.9 | 0 | 4250 | 0 | 8374.7 | 131521.5 | 0 | 567.5 | 19395.6 | 183471.7 | 0 | 2302.3 | 3315.4 | 22519 | 88396.1 | 4275.8 | 0 | 0 | 128714.9 | 17015.8 | 527.2 | 15439.1 | 3352.2 | 0 | 8315.2
5076 | 212 | Day212 | 11 | Hour11 | 7 | Summer | 2117 | #N/A | Summer | 646646.6 | 2024-07-31 11:00 | 637927 | 3235.4 | 998.5 | 4485.6 | 646646.5 | 611140.3 | 478875.3 | 0.042 | 0.0707 | 0.46 | 0.46 | 366.8 | 29.5 | 4.2 | 24.6 | 1182.6 | 0.22 | 368.8 | 59.9 | 428.8 | 385.2 | 31 | 4.42 | 25.8 | 1241.1 | 0.23 | 387.3 | 62.9 | 450.2 | 89.4 | 2.1 | 0.24 | 10.3 | 450 | 0.04 | 89.6 | 23.7 | 113.2 | 702.4 | 50.8 | 7.12 | 49 | 2485 | 0.33 | 705.9 | 123.1 | 829 | 37.17 | 0 | 0.25 | 37.42 | 40.12 | 0 | 0.27 | 40.39 | 646646.6 | 167771.2 | 204.3 | 4257.5 | 0 | 8374.7 | 141663.4 | 0 | 727.2 | 19804.2 | 196845.5 | 0 | 4309.4 | 3315.4 | 24828.8 | 88396.1 | 6366.8 | 313.2 | 0 | 133333.5 | 13291.2 | 615.1 | 16598.5 | 9180 | 116 | 8315.2
5077 | 212 | Day212 | 12 | Hour12 | 7 | Summer | 2117 | #N/A | Summer | 672348.4 | 2024-07-31 12:00 | 665666.2 | 2464.1 | 0 | 4218.1 | 672348.4 | 636881.3 | 505238.1 | 0.0432 | 0.0738 | 0.46 | 0.45 | 368.7 | 29.3 | 4.18 | 25.1 | 1193.1 | 0.22 | 370.7 | 60.7 | 431.5 | 391.9 | 31.1 | 4.43 | 26.8 | 1270 | 0.24 | 394 | 64.7 | 458.7 | 96.2 | 2.4 | 0.31 | 11.2 | 455.1 | 0.06 | 96.3 | 24.7 | 121.1 | 746.5 | 38.3 | 5.17 | 66.4 | 3122.2 | 0.35 | 749 | 159.5 | 908.5 | 39.35 | 0 | 0.25 | 39.6 | 42.58 | 0 | 0.27 | 42.85 | 672348.4 | 167110.4 | 110 | 4257.5 | 0 | 8374.7 | 145081.4 | 0 | 823.1 | 20155.2 | 201076.4 | 0 | 8831 | 3315.4 | 26891.2 | 88396.1 | 8464.2 | 10440.2 | 0 | 134291 | 11121.9 | 719.2 | 16925.2 | 12596.2 | 187.7 | 8315.2
5078 | 212 | Day212 | 13 | Hour13 | 7 | Summer | 2117 | #N/A | Summer | 693044.4 | 2024-07-31 13:00 | 688211.8 | 940.2 | 0 | 3892.5 | 693044.4 | 657742.1 | 527869.9 | 0.0443 | 0.0762 | 0.46 | 0.45 | 371.5 | 29 | 4.13 | 25.8 | 1215.6 | 0.23 | 373.4 | 62.1 | 435.5 | 396.6 | 30.9 | 4.4 | 27.6 | 1300 | 0.24 | 398.7 | 66.4 | 465.1 | 110.4 | 3.1 | 0.42 | 12.7 | 496.9 | 0.08 | 110.7 | 27.5 | 138.2 | 708.8 | 29.3 | 3.9 | 70.4 | 3115.3 | 0.38 | 710.7 | 163.3 | 874.1 | 40.68 | 5.57 | 0.24 | 46.5 | 44.1 | 6.07 | 0.26 | 50.44 | 693044.4 | 165174.5 | 110 | 4257.5 | 0 | 8374.7 | 146673 | 0 | 825.2 | 20323.1 | 204085.9 | 0 | 16600.3 | 3315.4 | 32693.1 | 88396.1 | 9747.1 | 13616.8 | 0 | 131802.6 | 11228.7 | 994.8 | 16459.1 | 14787 | 1251.2 | 8315.2
5079 | 212 | Day212 | 14 | Hour14 | 7 | Summer | 2117 | #N/A | Summer | 707877.4 | 2024-07-31 14:00 | 704063.4 | 0 | 0 | 3814.1 | 707877.5 | 672384.6 | 545808.8 | 0.045 | 0.0779 | 0.45 | 0.44 | 375.8 | 28.8 | 4.1 | 26.6 | 1242.1 | 0.23 | 377.8 | 63.7 | 441.5 | 401.3 | 30.6 | 4.37 | 28.5 | 1328.8 | 0.25 | 403.4 | 68.2 | 471.6 | 118.9 | 3.3 | 0.45 | 13.7 | 537.7 | 0.09 | 119.1 | 29.7 | 148.8 | 614 | 11.7 | 1.19 | 72.6 | 3193.3 | 0.28 | 614.6 | 167.8 | 782.5 | 41.53 | 13.39 | 0.24 | 55.17 | 45.08 | 14.6 | 0.27 | 59.95 | 707877.4 | 162068.7 | 110.1 | 4257.5 | 0 | 8374.7 | 147393.1 | 0 | 813.8 | 20292.8 | 207737.9 | 0 | 23155.3 | 3315.4 | 37171.1 | 88396.1 | 11514.7 | 14382.9 | 0 | 126421.6 | 13344.6 | 1195.9 | 16051.4 | 14570.8 | 1555.5 | 8315.2
5080 | 212 | Day212 | 15 | Hour15 | 7 | Summer | 2117 | #N/A | Summer | 717694.9 | 2024-07-31 15:00 | 713620 | 0 | 0 | 4074.9 | 717694.9 | 681200.4 | 566986.3 | 0.0454 | 0.079 | 0.44 | 0.43 | 380.5 | 28.6 | 4.08 | 27.4 | 1269.5 | 0.24 | 382.5 | 65.3 | 447.7 | 406.8 | 30.6 | 4.35 | 29.4 | 1359.6 | 0.25 | 408.9 | 70 | 478.9 | 140.7 | 4.1 | 0.57 | 16.1 | 626.9 | 0.11 | 140.9 | 34.8 | 175.7 | 831.5 | 39.6 | 5.28 | 76.7 | 3575.3 | 0.39 | 834.1 | 183.3 | 1017.4 | 43.86 | 24.57 | 0.25 | 68.68 | 47.67 | 26.82 | 0.27 | 74.76 | 717694.9 | 150708.6 | 126.2 | 4257.5 | 0 | 8374.7 | 147801 | 0 | 485.6 | 16900 | 212520.4 | 0 | 28072.4 | 3315.4 | 46623.2 | 88396.1 | 12653.6 | 14845.8 | 0 | 116767.6 | 15434.4 | 1121.1 | 15560.6 | 14758.5 | 2649.6 | 8315.2
5081 | 212 | Day212 | 16 | Hour16 | 7 | Summer | 2117 | #N/A | Summer | 721579.3 | 2024-07-31 16:00 | 717594.2 | 0 | 0 | 3985.1 | 721579.3 | 684868.1 | 579348.2 | 0.0456 | 0.0794 | 0.43 | 0.42 | 387.1 | 28.8 | 4.1 | 28.1 | 1301 | 0.24 | 389 | 67 | 456 | 413.9 | 30.7 | 4.38 | 30.2 | 1393.1 | 0.26 | 416 | 71.8 | 487.7 | 166 | 4.8 | 0.67 | 19.3 | 727.8 | 0.14 | 166.3 | 41 | 207.3 | 1018.8 | 45.9 | 8.27 | 122 | 2511.5 | 1.85 | 1022.4 | 197.3 | 1219.8 | 43.82 | 34.58 | 0.25 | 78.65 | 47.65 | 37.75 | 0.27 | 85.66 | 721579.3 | 142231.2 | 166.4 | 4257.5 | 0 | 8374.7 | 148608.2 | 0 | 366.6 | 17687.3 | 215179.8 | 0 | 32854.4 | 3315.4 | 50066.7 | 88396.1 | 13236.5 | 14892.3 | 0 | 104312.7 | 18823.3 | 1041.2 | 12130.4 | 14267.7 | 2111.3 | 8315.2
5082 | 212 | Day212 | 17 | Hour17 | 7 | Summer | 2117 | #N/A | Summer | 719638.4 | 2024-07-31 17:00 | 715383.8 | 0 | 0 | 4254.6 | 719638.4 | 682837.7 | 598674.9 | 0.0455 | 0.0791 | 0.42 | 0.4 | 398.7 | 29.2 | 4.16 | 29.5 | 1347.1 | 0.25 | 400.7 | 69.7 | 470.5 | 427.1 | 31.2 | 4.44 | 31.7 | 1446.1 | 0.27 | 429.3 | 74.9 | 504.2 | 220.7 | 6.4 | 0.93 | 26 | 931.1 | 0.2 | 221.2 | 53.8 | 275 | 942.8 | 42.6 | 7.81 | 114.3 | 2201.8 | 1.8 | 946.2 | 180.4 | 1126.6 | 46.62 | 40.87 | 0.25 | 87.74 | 50.68 | 44.61 | 0.27 | 95.57 | 719638.4 | 120963.5 | 2602.4 | 4257.5 | 0 | 8374.7 | 148677.3 | 0 | 248.7 | 12181.6 | 217732.5 | 0 | 37931.6 | 3315.4 | 56473.9 | 88396.1 | 16025.3 | 14888.2 | 0 | 85188.9 | 22495.9 | 848.4 | 10150.6 | 15123 | 1778.2 | 8315.2
5083 | 212 | Day212 | 18 | Hour18 | 7 | Summer | 2117 | #N/A | Summer | 706231.4 | 2024-07-31 18:00 | 701979.2 | 0 | 0 | 4252.2 | 706231.4 | 670479.6 | 614087.8 | 0.0449 | 0.0777 | 0.39 | 0.37 | 416.9 | 30 | 4.28 | 31.4 | 1416 | 0.27 | 419 | 73.6 | 492.6 | 446.5 | 32.1 | 4.57 | 33.7 | 1519.7 | 0.29 | 448.7 | 79.1 | 527.8 | 360.4 | 10.6 | 1.59 | 42.9 | 1475.6 | 0.36 | 361.2 | 87 | 448.2 | 1180.5 | 62.7 | 11.05 | 132.8 | 2605.7 | 2.15 | 1185.4 | 211.1 | 1396.5 | 69.37 | 41 | 0.25 | 110.62 | 75.3 | 44.7 | 0.27 | 120.27 | 706231.4 | 92143.6 | 3449.2 | 4257.5 | 0 | 8374.7 | 148771.6 | 0 | 127.3 | 6731 | 223583.6 | 0 | 41517 | 3315.4 | 57599.2 | 88396.1 | 18562.5 | 16261.1 | 0 | 54122.8 | 30348.3 | 814.2 | 6372 | 14996.1 | 1875 | 8315.2
5084 | 212 | Day212 | 19 | Hour19 | 7 | Summer | 2117 | #N/A | Summer | 684938.8 | 2024-07-31 19:00 | 681006.8 | 0 | 0 | 3932 | 684938.7 | 651127.5 | 609666.3 | 0.0439 | 0.0753 | 0.38 | 0.36 | 425.1 | 30.9 | 4.42 | 31.7 | 1431 | 0.28 | 427.2 | 74.4 | 501.6 | 454.8 | 33 | 4.72 | 34.1 | 1534.6 | 0.3 | 457.1 | 79.9 | 537 | 444.7 | 12.4 | 1.81 | 52.9 | 1893.6 | 0.41 | 445.6 | 109.4 | 555 | 1052.3 | 57.1 | 9.54 | 111.3 | 2732.5 | 1.6 | 1056.6 | 193.2 | 1249.7 | 45.97 | 69.83 | 0.25 | 116.05 | 49.74 | 75.98 | 0.27 | 125.99 | 684938.8 | 75272.4 | 3682.2 | 4257.5 | 0 | 8374.7 | 149268.2 | 0 | 100.6 | 3935.3 | 224350.6 | 0 | 35190.8 | 3315.4 | 57526.6 | 88396.1 | 18801.8 | 16502.2 | 0 | 23367.4 | 47059.4 | 809.7 | 4089.6 | 12817.5 | 2099.6 | 8315.2
5085 | 212 | Day212 | 20 | Hour20 | 7 | Summer | 2117 | #N/A | Summer | 664063.2 | 2024-07-31 20:00 | 660256.2 | 0 | 0 | 3807 | 664063.3 | 631908.1 | 591326.8 | 0.0429 | 0.073 | 0.38 | 0.36 | 422 | 31.5 | 4.5 | 30.8 | 1402.2 | 0.27 | 424.2 | 72.7 | 496.9 | 450.4 | 33.5 | 4.78 | 33 | 1501.1 | 0.29 | 452.7 | 77.9 | 530.5 | 466.1 | 13.7 | 1.96 | 54.3 | 1998.7 | 0.41 | 467.1 | 114 | 581.1 | 1139 | 45.2 | 9 | 150 | 2384.8 | 2.5 | 1142.8 | 221.8 | 1364.6 | 45.41 | 68.83 | 0.25 | 114.49 | 48.99 | 74.73 | 0.27 | 123.99 | 664063.2 | 72736.5 | 5518.8 | 4257.5 | 0 | 8374.7 | 148809.2 | 0 | 29.6 | 1829.9 | 223439.3 | 0 | 23999.4 | 3315.4 | 52548.1 | 88396.1 | 16870.5 | 15797.7 | 0 | 4668.2 | 65505.4 | 703.4 | 1206.8 | 9742.5 | 2833.4 | 8315.2
5086 | 212 | Day212 | 21 | Hour21 | 7 | Summer | 2117 | #N/A | Summer | 637344.4 | 2024-07-31 21:00 | 632658.2 | 0 | 0 | 4686.1 | 637344.4 | 606245 | 559604.7 | 0.0417 | 0.0701 | 0.39 | 0.38 | 409.5 | 31.6 | 4.51 | 28.8 | 1344.5 | 0.25 | 411.7 | 68.9 | 480.6 | 434.3 | 33.4 | 4.76 | 30.7 | 1430.7 | 0.27 | 436.6 | 73.4 | 510 | 441.7 | 14.2 | 2.03 | 50.2 | 1867.1 | 0.38 | 442.7 | 105.9 | 548.6 | 808.1 | 35 | 4.67 | 78.7 | 3514.8 | 0.43 | 810.5 | 183.6 | 994 | 40.92 | 9.04 | 0.26 | 50.22 | 44.01 | 9.73 | 0.28 | 54.02 | 637344.4 | 77739.7 | 5071.1 | 4257.5 | 0 | 8374.7 | 146499.2 | 0 | 0 | 51.4 | 217730.4 | 0 | 11803.9 | 3315.4 | 50273.7 | 88396.1 | 11404.6 | 12478 | 0 | 106.8 | 76934.2 | 647.3 | 477.7 | 2791.9 | 3113.1 | 8315.2
5087 | 212 | Day212 | 22 | Hour22 | 7 | Summer | 2117 | #N/A | Summer | 595201.6 | 2024-07-31 22:00 | 590211.8 | 0 | 0 | 4989.8 | 595201.6 | 566648.5 | 514415.5 | 0.0399 | 0.0655 | 0.4 | 0.4 | 400 | 31.6 | 4.49 | 27.4 | 1309.4 | 0.24 | 402.2 | 66.5 | 468.7 | 418 | 32.9 | 4.69 | 28.7 | 1369.8 | 0.25 | 420.2 | 69.6 | 489.8 | 428.4 | 17 | 2.41 | 45.2 | 1754.3 | 0.34 | 429.5 | 97.6 | 527.1 | 825.4 | 39.2 | 6.71 | 93.6 | 2236.4 | 1.31 | 828.4 | 160.6 | 989 | 35.45 | 0 | 0.26 | 35.71 | 37.94 | 0 | 0.28 | 38.22 | 595201.6 | 80786.1 | 1847.3 | 4257.5 | 0 | 8374.7 | 139106.7 | 0 | 0 | 0 | 207368.3 | 0 | 4163.1 | 3315.4 | 48323.1 | 88396.1 | 6117.8 | 3145.4 | 0 | 0.1 | 80386.9 | 399.1 | 9.5 | 3321.7 | 621.9 | 8315.2
5088 | 212 | Day212 | 23 | Hour23 | 7 | Summer | 2117 | #N/A | Summer | 556406.4 | 2024-07-31 23:00 | 547884.1 | 110 | 3812.4 | 4599.9 | 556406.4 | 526961.5 | 476159.5 | 0.0382 | 0.0609 | 0.42 | 0.42 | 378.3 | 29.3 | 4.17 | 26.5 | 1255.5 | 0.23 | 380.3 | 64 | 444.3 | 394.5 | 30.6 | 4.34 | 27.7 | 1310 | 0.24 | 396.6 | 66.8 | 463.4 | 482.9 | 29.4 | 4.09 | 39.1 | 1843.5 | 0.25 | 484.9 | 94.1 | 579 | 451.3 | 10.5 | 1.17 | 51.7 | 2285.3 | 0.21 | 451.9 | 119.9 | 571.8 | 32.15 | 0 | 0.26 | 32.41 | 34.24 | 0 | 0.28 | 34.53 | 556406.4 | 80246.9 | 122.5 | 4247.1 | 0 | 8374.7 | 120204.6 | 0 | 0 | 0 | 192900.6 | 0 | 3110.7 | 3315.4 | 48144.4 | 88396.1 | 5286.7 | 2056.7 | 0 | 0 | 79827.6 | 419.4 | 0 | 2705.2 | 177.7 | 8315.2
5089 | 213 | Day213 | 0 | Hour0 | 7 | Summer | 20 | 712849.2 | Summer | 530995.2 | 2024-08-01 | 510866.6 | 110 | 14821.9 | 5196.7 | 530995.2 | 492106.5 | 449080.8 | 0.0367 | 0.0569 | 0.44 | 0.44 | 366.8 | 28.8 | 4.09 | 25.6 | 1207.1 | 0.22 | 368.8 | 61.6 | 430.4 | 382.8 | 30.1 | 4.28 | 26.6 | 1258.1 | 0.23 | 384.9 | 64.2 | 449.1 | 483.3 | 28.8 | 4 | 39.7 | 1861.9 | 0.25 | 485.2 | 95.3 | 580.5 | 862.6 | 80.3 | 11.52 | 44 | 2472.7 | 0.42 | 868.2 | 117.8 | 986 | 30.92 | 0 | 0.27 | 31.19 | 32.76 | 0 | 0.28 | 33.04 | 530995.2 | 81914.4 | 338.9 | 4247.1 | 0 | 8374.7 | 112856.9 | 0 | 0 | 0 | 175097.2 | 0 | 2803.4 | 3315.4 | 47275.8 | 88396.1 | 5030.4 | 1344.7 | 0 | 0 | 81639.2 | 275.1 | 0 | 0 | 1934.4 | 8315.2
5090 | 213 | Day213 | 1 | Hour1 | 7 | Summer | 2117 | #N/A | Summer | 499478 | 2024-08-01 01:00 | 479126.4 | 110 | 14892.3 | 5349.3 | 499478 | 462135.9 | 417109.8 | 0.0355 | 0.0533 | 0.46 | 0.46 | 356.9 | 28.3 | 4.03 | 24.8 | 1164.2 | 0.22 | 358.8 | 59.6 | 418.4 | 371.3 | 29.5 | 4.19 | 25.8 | 1210.1 | 0.23 | 373.3 | 61.9 | 435.2 | 480.1 | 27.3 | 3.76 | 40.7 | 1893.8 | 0.25 | 481.9 | 97.2 | 579.1 | 599.1 | 38.4 | 5.31 | 46.2 | 2274.3 | 0.28 | 601.7 | 114 | 715.7 | 28.77 | 0 | 0.27 | 29.03 | 30.35 | 0 | 0.28 | 30.63 | 499478 | 82368.2 | 0 | 4247.1 | 0 | 8374.7 | 104747.8 | 0 | 0 | 0 | 155704.8 | 0 | 2751.1 | 3315.4 | 44662.1 | 88396.1 | 4910.7 | 0 | 0 | 0 | 82159.1 | 209.1 | 0 | 0 | 6.6 | 8315.2
5091 | 213 | Day213 | 2 | Hour2 | 7 | Summer | 2117 | #N/A | Summer | 477770.2 | 2024-08-01 02:00 | 456533.8 | 1379.5 | 14892.3 | 4964.6 | 477770.2 | 440743.6 | 397566.1 | 0.0346 | 0.0506 | 0.46 | 0.46 | 358.2 | 28.5 | 4.06 | 24.9 | 1164 | 0.23 | 360.2 | 59.6 | 419.8 | 372.6 | 29.7 | 4.23 | 25.8 | 1209 | 0.23 | 374.6 | 61.9 | 436.5 | 507.2 | 32.9 | 4.6 | 39.3 | 1877 | 0.26 | 509.4 | 95.3 | 604.8 | 827.5 | 83.1 | 11.98 | 36.5 | 2189.7 | 0.4 | 833.2 | 101.9 | 935.1 | 25.94 | 0 | 0.27 | 26.21 | 27.22 | 0 | 0.28 | 27.5 | 477770.2 | 80204.1 | 0 | 4247.1 | 0 | 8374.7 | 101188.4 | 0 | 0 | 0 | 147401.9 | 0 | 2739.7 | 3315.4 | 38354.2 | 87033.9 | 4910.7 | 0 | 0 | 0 | 79975.3 | 228.8 | 0 | 0 | 0 | 8315.2
5092 | 213 | Day213 | 3 | Hour3 | 7 | Summer | 2117 | #N/A | Summer | 467812.6 | 2024-08-01 03:00 | 443984.8 | 4370.5 | 14892.3 | 4564.9 | 467812.7 | 428844.8 | 389579.5 | 0.0341 | 0.0491 | 0.46 | 0.46 | 360.2 | 28.6 | 4.07 | 25.1 | 1173.2 | 0.23 | 362.1 | 60.2 | 422.3 | 375.1 | 29.8 | 4.25 | 26.1 | 1219.3 | 0.24 | 377.2 | 62.5 | 439.6 | 501.9 | 32.7 | 4.58 | 38.8 | 1852.4 | 0.26 | 504.1 | 94.1 | 598.2 | 547.2 | 35.8 | 4.96 | 41.5 | 2054.6 | 0.25 | 549.6 | 102.8 | 652.5 | 25.55 | 0 | 0.27 | 25.83 | 26.84 | 0 | 0.27 | 27.11 | 467812.6 | 78233.1 | 0 | 4247.1 | 0 | 8374.7 | 99065.1 | 0 | 0 | 0 | 146156.2 | 0 | 2739.7 | 3315.4 | 33736.7 | 87033.9 | 4910.7 | 0 | 0 | 0 | 77995.2 | 237.9 | 0 | 0 | 0 | 8315.2
5093 | 213 | Day213 | 4 | Hour4 | 7 | Summer | 2117 | #N/A | Summer | 466929.9 | 2024-08-01 04:00 | 442988.6 | 4232 | 14892.3 | 4817 | 466929.9 | 427918 | 390788.3 | 0.034 | 0.0489 | 0.45 | 0.45 | 367.1 | 29.2 | 4.15 | 25.5 | 1194.7 | 0.23 | 369.1 | 61.2 | 430.3 | 382.8 | 30.5 | 4.34 | 26.5 | 1243.1 | 0.24 | 384.9 | 63.6 | 448.5 | 508.7 | 34.1 | 4.79 | 38.5 | 1845.5 | 0.27 | 511.1 | 93.5 | 604.6 | 531.7 | 32.7 | 4.5 | 42.3 | 2063.3 | 0.25 | 533.9 | 103.8 | 637.7 | 25.79 | 0 | 0.28 | 26.06 | 27.08 | 0 | 0.27 | 27.35 | 466929.9 | 76141.6 | 0 | 4247.1 | 0 | 8374.7 | 101124.6 | 0 | 0 | 38.8 | 148271.2 | 0 | 2739.7 | 3315.4 | 30770.9 | 87033.9 | 4910.7 | 0 | 0 | 122.4 | 75704.5 | 275.9 | 0 | 0 | 7.8 | 8315.2
5094 | 213 | Day213 | 5 | Hour5 | 7 | Summer | 2117 | #N/A | Summer | 474701.4 | 2024-08-01 05:00 | 453887.5 | 1397.8 | 14892.3 | 4523.8 | 474701.4 | 438283.9 | 396229 | 0.0344 | 0.0501 | 0.44 | 0.44 | 371.7 | 29.6 | 4.22 | 25.7 | 1207.7 | 0.23 | 373.7 | 61.8 | 435.5 | 387.2 | 30.9 | 4.4 | 26.7 | 1256.4 | 0.24 | 389.4 | 64.2 | 453.6 | 477.9 | 31 | 4.34 | 37.2 | 1763.8 | 0.25 | 480 | 89.8 | 569.8 | 405 | 13.2 | 1.62 | 42.8 | 1942.2 | 0.18 | 405.8 | 100.7 | 506.5 | 26.36 | 0 | 0.26 | 26.62 | 27.66 | 0 | 0.27 | 27.93 | 474701.4 | 78472.4 | 216.7 | 4247.1 | 0 | 8374.7 | 104380 | 0 | 0 | 316.9 | 152090.9 | 0 | 2739.7 | 3315.4 | 28919.8 | 87033.9 | 4910.7 | 0 | 0 | 5180 | 72614.6 | 361 | 143.7 | 0 | 0 | 8315.2
5095 | 213 | Day213 | 6 | Hour6 | 7 | Summer | 2117 | #N/A | Summer | 493565.6 | 2024-08-01 06:00 | 472834 | 1786.8 | 14892.3 | 4052.5 | 493565.6 | 456258 | 394230.9 | 0.0351 | 0.0522 | 0.47 | 0.47 | 352 | 28.1 | 4 | 24.4 | 1141.6 | 0.22 | 353.9 | 58.4 | 412.4 | 368.4 | 29.5 | 4.2 | 25.4 | 1191.9 | 0.23 | 370.5 | 60.9 | 431.4 | 281.7 | 14.4 | 1.97 | 25.6 | 1149.5 | 0.15 | 282.7 | 59.8 | 342.5 | 888.5 | 87.1 | 12.53 | 41.2 | 2419.5 | 0.43 | 894.5 | 113.4 | 1007.9 | 26.74 | 0 | 0.27 | 27.01 | 28.13 | 0 | 0.27 | 28.4 | 493565.6 | 99334.6 | 1355.1 | 4247.1 | 0 | 8374.7 | 103049.7 | 0 | 0 | 5379.6 | 148791.2 | 0 | 2739.7 | 3315.4 | 29051.2 | 88396.1 | 4910.7 | 0 | 0 | 26837.6 | 66589.9 | 527.4 | 1903.4 | 0 | 0 | 8315.2
5096 | 213 | Day213 | 7 | Hour7 | 7 | Summer | 2117 | #N/A | Summer | 519697.4 | 2024-08-01 07:00 | 498071.4 | 2445.7 | 14892.3 | 4287.9 | 519697.3 | 480138.3 | 401580.7 | 0.036 | 0.055 | 0.49 | 0.49 | 342.7 | 27.4 | 3.9 | 23.6 | 1110.8 | 0.21 | 344.6 | 56.8 | 401.4 | 358.6 | 28.8 | 4.1 | 24.6 | 1158.8 | 0.22 | 360.5 | 59.2 | 419.7 | 143.8 | 4 | 0.5 | 16.3 | 679.3 | 0.09 | 144 | 36.6 | 180.6 | 871.9 | 84.8 | 12.2 | 41.8 | 2395.4 | 0.44 | 877.7 | 113.3 | 991.1 | 27.5 | 0 | 0.27 | 27.77 | 29.1 | 0 | 0.28 | 29.38 | 519697.4 | 118116.7 | 0 | 4247.1 | 0 | 8374.7 | 105794.8 | 0 | 0 | 7581 | 152332.8 | 0 | 2739.7 | 3315.4 | 32417.9 | 87447.5 | 4910.7 | 0 | 0 | 59496.8 | 50395.5 | 643.3 | 4902.3 | 0 | 0 | 8315.2
5097 | 213 | Day213 | 8 | Hour8 | 7 | Summer | 2117 | #N/A | Summer | 546929.7 | 2024-08-01 08:00 | 529648.9 | 931.4 | 12600 | 3749.4 | 546929.7 | 509910 | 420743.9 | 0.0373 | 0.0586 | 0.48 | 0.47 | 352.5 | 28.3 | 4.03 | 24.1 | 1140.8 | 0.22 | 354.5 | 58.1 | 412.6 | 369.5 | 29.7 | 4.24 | 25.1 | 1191.7 | 0.23 | 371.5 | 60.7 | 432.2 | 106.8 | 2.7 | 0.33 | 12.3 | 515.2 | 0.06 | 106.9 | 27.6 | 134.6 | 410.2 | 7.7 | 0.77 | 48.5 | 2144.8 | 0.18 | 410.6 | 112.4 | 523.1 | 30.08 | 0 | 0.27 | 30.35 | 31.94 | 0 | 0.28 | 32.23 | 546929.7 | 126185.8 | 0 | 4247.1 | 0 | 8374.7 | 114972.7 | 0 | 90.2 | 9246.8 | 164496.6 | 0 | 2739.7 | 3315.4 | 29290.7 | 88396.1 | 4910.7 | 0 | 0 | 93705.6 | 22395.2 | 748 | 6232.4 | 0 | 6.6 | 8315.2
5098 | 213 | Day213 | 9 | Hour9 | 7 | Summer | 2117 | #N/A | Summer | 580123 | 2024-08-01 09:00 | 563366.8 | 2538.4 | 10581.6 | 3636.2 | 580123 | 541580.7 | 433709.8 | 0.0387 | 0.0623 | 0.48 | 0.48 | 352.1 | 28.4 | 4.04 | 23.8 | 1135.6 | 0.21 | 354 | 57.7 | 411.7 | 369.5 | 29.9 | 4.26 | 24.8 | 1187.6 | 0.22 | 371.5 | 60.3 | 431.8 | 93.3 | 2.2 | 0.27 | 10.9 | 451 | 0.06 | 93.4 | 24.3 | 117.8 | 661.2 | 47.9 | 6.72 | 46 | 2335.2 | 0.31 | 664.4 | 115.6 | 780.1 | 31.37 | 0 | 0.27 | 31.64 | 33.46 | 0 | 0.28 | 33.74 | 580123 | 146413.3 | 0 | 4247.1 | 0 | 8374.7 | 122735.4 | 0 | 204.3 | 14919 | 172704.9 | 0 | 2739.7 | 3315.4 | 26285.7 | 88396.1 | 4910.7 | 0 | 0 | 112993.1 | 17645.3 | 651.5 | 8791.3 | 0 | 0 | 8315.2
5099 | 213 | Day213 | 10 | Hour10 | 7 | Summer | 2117 | #N/A | Summer | 607316.6 | 2024-08-01 10:00 | 598300.2 | 3983.8 | 1313.6 | 3718.9 | 607316.6 | 574259.6 | 450840.1 | 0.0402 | 0.0662 | 0.48 | 0.47 | 354.5 | 28.6 | 4.07 | 23.8 | 1143 | 0.21 | 356.5 | 58 | 414.4 | 371.6 | 30 | 4.28 | 24.9 | 1196.6 | 0.22 | 373.7 | 60.7 | 434.4 | 90.3 | 2.2 | 0.27 | 10.3 | 442.8 | 0.05 | 90.4 | 23.5 | 113.9 | 631.3 | 36 | 4.92 | 52.9 | 2525.6 | 0.3 | 633.7 | 128.3 | 762 | 32.64 | 0 | 0.26 | 32.9 | 35.01 | 0 | 0.28 | 35.29 | 607316.6 | 156476.5 | 0 | 4250 | 0 | 8374.7 | 129396.6 | 0 | 411.7 | 16739.2 | 181494.9 | 0 | 2806.1 | 3315.4 | 27723.9 | 88396.1 | 5082.2 | 0 | 0 | 124756.4 | 13949.6 | 619.7 | 12445.5 | 942.9 | 76.1 | 8315.2
5100 | 213 | Day213 | 11 | Hour11 | 7 | Summer | 2117 | #N/A | Summer | 636436.1 | 2024-08-01 11:00 | 629170.1 | 3256.3 | 0 | 4009.8 | 636436.2 | 603019.4 | 481471 | 0.0416 | 0.0697 | 0.46 | 0.46 | 367.6 | 29.6 | 4.22 | 24.6 | 1187.1 | 0.22 | 369.6 | 60.1 | 429.7 | 385 | 31 | 4.42 | 25.8 | 1242.4 | 0.23 | 387.1 | 62.9 | 450 | 87.3 | 2.1 | 0.25 | 10 | 431.7 | 0.04 | 87.4 | 22.9 | 110.3 | 521.1 | 22 | 2.87 | 50.7 | 2327 | 0.24 | 522.5 | 120.1 | 642.7 | 35.02 | 0.31 | 0.26 | 35.59 | 37.7 | 0.34 | 0.28 | 38.32 | 636436.1 | 154965.2 | 0 | 4257.5 | 0 | 8374.7 | 140308.8 | 0 | 447 | 15496 | 196752.6 | 0 | 3056.8 | 3315.4 | 31540.8 | 88396.1 | 5468.1 | 0 | 0 | 128185.1 | 10174.2 | 663.1 | 14070.3 | 5039.8 | 903 | 8315.2
5101 | 213 | Day213 | 12 | Hour12 | 7 | Summer | 2117 | #N/A | Summer | 662128.9 | 2024-08-01 12:00 | 655313.9 | 2661.8 | 0 | 4153.2 | 662128.9 | 627289.6 | 505804 | 0.0428 | 0.0726 | 0.45 | 0.45 | 372.5 | 29.9 | 4.26 | 25 | 1202.6 | 0.22 | 374.5 | 60.9 | 435.4 | 391.6 | 31.4 | 4.48 | 26.3 | 1263.7 | 0.23 | 393.8 | 64 | 457.8 | 83.8 | 1.9 | 0.21 | 9.7 | 421.3 | 0.04 | 83.9 | 22.3 | 106.2 | 826.3 | 31.6 | 4.05 | 83.2 | 3799.7 | 0.38 | 828.4 | 196.6 | 1024.9 | 39.37 | 6.86 | 0.25 | 46.48 | 42.53 | 7.46 | 0.27 | 50.26 | 662128.9 | 156324.9 | 110.3 | 4257.5 | 0 | 8374.7 | 146478.1 | 0 | 521.7 | 16538.4 | 204149.1 | 0 | 5034.6 | 3315.4 | 37369.4 | 88396.1 | 6670.3 | 1648.4 | 0 | 129233.8 | 9307.1 | 723.9 | 12934.1 | 9302.9 | 387.7 | 8315.2
5102 | 213 | Day213 | 13 | Hour13 | 7 | Summer | 2117 | #N/A | Summer | 683509 | 2024-08-01 13:00 | 677795.6 | 1380.7 | 0 | 4332.7 | 683509 | 648102.2 | 526149 | 0.0438 | 0.0751 | 0.45 | 0.45 | 372.2 | 29.4 | 4.2 | 25.4 | 1210.7 | 0.22 | 374.2 | 61.5 | 435.7 | 394.3 | 31.2 | 4.44 | 26.9 | 1282.8 | 0.24 | 396.4 | 65.2 | 461.6 | 92.8 | 2.3 | 0.27 | 10.7 | 454 | 0.05 | 93 | 24.2 | 117.2 | 944.9 | 37.8 | 7.08 | 119 | 2356.3 | 1.8 | 947.9 | 189.8 | 1137.7 | 40.86 | 11.38 | 0.25 | 52.49 | 44.25 | 12.4 | 0.27 | 56.91 | 683509 | 157360 | 110 | 4257.5 | 0 | 8374.7 | 148021.4 | 0 | 530.9 | 16596.6 | 207213.6 | 0 | 10411.3 | 3315.4 | 41616.1 | 88396.1 | 7927.2 | 6505.7 | 0 | 128727.7 | 10691.1 | 813.8 | 13292.9 | 11070.3 | 1498.8 | 8315.2
5103 | 213 | Day213 | 14 | Hour14 | 7 | Summer | 2117 | #N/A | Summer | 697768.8 | 2024-08-01 14:00 | 693388.5 | 0 | 0 | 4380.3 | 697768.7 | 662507.7 | 543549.9 | 0.0445 | 0.0768 | 0.45 | 0.44 | 373.9 | 29.1 | 4.15 | 26 | 1224.2 | 0.23 | 375.9 | 62.5 | 438.5 | 397.6 | 30.9 | 4.41 | 27.7 | 1303.1 | 0.24 | 399.7 | 66.6 | 466.3 | 101.6 | 2.6 | 0.32 | 11.7 | 487.8 | 0.06 | 101.7 | 26.3 | 128 | 734.8 | 28.6 | 4.05 | 77.8 | 3039.7 | 0.57 | 736.7 | 168.5 | 905.2 | 41.88 | 14.9 | 0.25 | 57.03 | 45.41 | 16.24 | 0.27 | 61.91 | 697768.8 | 154218.9 | 110 | 4257.5 | 0 | 8374.7 | 148351.2 | 0 | 415.5 | 16294.7 | 209547 | 0 | 15170.6 | 3315.4 | 44824.6 | 88396.1 | 9988.1 | 11214.5 | 0 | 123739.5 | 12946.6 | 822.5 | 12954.6 | 11630.2 | 2280.3 | 8315.2
5104 | 213 | Day213 | 15 | Hour15 | 7 | Summer | 2117 | #N/A | Summer | 707712.4 | 2024-08-01 15:00 | 703451.6 | 0 | 0 | 4260.8 | 707712.4 | 671792.4 | 556906.6 | 0.045 | 0.078 | 0.45 | 0.44 | 375.2 | 28.9 | 4.12 | 26.4 | 1236.1 | 0.23 | 377.2 | 63.3 | 440.4 | 400.4 | 30.8 | 4.39 | 28.2 | 1321.1 | 0.25 | 402.5 | 67.7 | 470.2 | 115.3 | 3 | 0.39 | 13.3 | 539.7 | 0.08 | 115.5 | 29.4 | 144.9 | 877.5 | 30.8 | 5.77 | 113 | 2441.2 | 1.59 | 880 | 186.2 | 1066.2 | 42.12 | 18.67 | 0.25 | 61.03 | 45.72 | 20.38 | 0.27 | 66.36 | 707712.4 | 150805.8 | 432 | 4257.5 | 0 | 8374.7 | 148573 | 0 | 445.1 | 14486.9 | 209963.2 | 0 | 20049.9 | 3315.4 | 49156.8 | 88396.1 | 10827.5 | 13560.4 | 0 | 118877.9 | 16129.6 | 866.2 | 12072.3 | 12537.7 | 2106.3 | 8315.2
5105 | 213 | Day213 | 16 | Hour16 | 7 | Summer | 2117 | #N/A | Summer | 712849.2 | 2024-08-01 16:00 | 708714.2 | 0 | 0 | 4134.9 | 712849.2 | 676642 | 566333.3 | 0.0452 | 0.0785 | 0.44 | 0.43 | 379.3 | 28.9 | 4.12 | 26.9 | 1255.8 | 0.23 | 381.3 | 64.4 | 445.8 | 405.6 | 30.9 | 4.4 | 28.9 | 1344.6 | 0.25 | 407.7 | 69.1 | 476.8 | 130.5 | 3.6 | 0.47 | 15 | 599.3 | 0.09 | 130.7 | 32.9 | 163.6 | 903.8 | 32.6 | 6.2 | 117 | 2379.4 | 1.71 | 906.5 | 188.4 | 1094.8 | 57.24 | 23.5 | 0.25 | 80.99 | 62.19 | 25.67 | 0.27 | 88.12 | 712849.2 | 146515.9 | 746.1 | 4257.5 | 0 | 8374.7 | 148972 | 0 | 644.6 | 14034.9 | 210542.6 | 0 | 24415 | 3315.4 | 50635.7 | 88396.1 | 12046.7 | 14631.5 | 0 | 111061.5 | 20054.8 | 720.1 | 10593.9 | 12816.1 | 996.9 | 8315.2
5106 | 213 | Day213 | 17 | Hour17 | 7 | Summer | 2117 | #N/A | Summer | 710943 | 2024-08-01 17:00 | 706696 | 0 | 0 | 4247 | 710943 | 674788.4 | 580167.2 | 0.0451 | 0.0783 | 0.43 | 0.42 | 389.8 | 29.3 | 4.18 | 28.1 | 1296.1 | 0.24 | 391.8 | 66.8 | 458.5 | 416.9 | 31.3 | 4.47 | 30.1 | 1388.2 | 0.26 | 419 | 71.6 | 490.6 | 173.1 | 4.6 | 0.62 | 20.3 | 785.5 | 0.13 | 173.4 | 43.7 | 217.2 | 731.5 | 16.5 | 2.17 | 88.2 | 3412.5 | 0.55 | 732.6 | 190.1 | 922.7 | 42.8 | 24.79 | 0.25 | 67.84 | 46.48 | 27.06 | 0.27 | 73.81 | 710943 | 130775.7 | 1044 | 4257.5 | 0 | 8374.7 | 149532.6 | 0 | 454.3 | 12123.5 | 211277.6 | 0 | 29568.9 | 3315.4 | 55589.4 | 88396.1 | 14066.4 | 14744.6 | 0 | 93411.3 | 24141.9 | 644.7 | 8310.2 | 13032.2 | 1241.2 | 8315.2
5107 | 213 | Day213 | 18 | Hour18 | 7 | Summer | 2117 | #N/A | Summer | 699534.3 | 2024-08-01 18:00 | 695393.8 | 0 | 0 | 4140.5 | 699534.3 | 664370.7 | 598285.7 | 0.0446 | 0.077 | 0.4 | 0.39 | 408.7 | 30.2 | 4.3 | 30 | 1371.2 | 0.26 | 410.7 | 70.9 | 481.7 | 438.2 | 32.3 | 4.61 | 32.3 | 1472.4 | 0.28 | 440.4 | 76.2 | 516.6 | 308.2 | 8.4 | 1.19 | 36.3 | 1353.4 | 0.26 | 308.8 | 76.7 | 385.5 | 1071.2 | 50.8 | 9.15 | 126.5 | 2513.4 | 1.98 | 1075.2 | 201.9 | 1277.1 | 65.5 | 31.58 | 0.25 | 97.32 | 71.03 | 34.42 | 0.27 | 105.71 | 699534.3 | 101248.6 | 3041.5 | 4257.5 | 0 | 8374.7 | 149883 | 0 | 413.6 | 7244.9 | 217910.2 | 0 | 34369.4 | 3315.4 | 57265 | 88396.1 | 16139.5 | 15333.4 | 0 | 62983.5 | 30043.9 | 562.7 | 6720.1 | 11581.5 | 1566 | 8315.2
5108 | 213 | Day213 | 19 | Hour19 | 7 | Summer | 2117 | #N/A | Summer | 678640.4 | 2024-08-01 19:00 | 674962 | 0 | 0 | 3678.4 | 678640.4 | 645511.3 | 599931.1 | 0.0436 | 0.0747 | 0.39 | 0.37 | 419.9 | 31 | 4.44 | 30.9 | 1401.2 | 0.27 | 422 | 72.7 | 494.7 | 449.4 | 33.2 | 4.74 | 33.2 | 1503.3 | 0.29 | 451.7 | 78.1 | 529.7 | 444.5 | 12.4 | 1.75 | 52.3 | 1938.2 | 0.38 | 445.3 | 110.1 | 555.4 | 922.7 | 41.1 | 5.42 | 87.6 | 4060 | 0.43 | 925.4 | 208.7 | 1134.1 | 46.9 | 92.86 | 0.25 | 140.01 | 50.71 | 101.08 | 0.27 | 152.06 | 678640.4 | 78709.3 | 3671 | 4257.5 | 0 | 8374.7 | 149407.6 | 0 | 334.1 | 4693.3 | 220618.8 | 0 | 29590.7 | 3315.4 | 57033.2 | 88396.1 | 17567.9 | 17698 | 0 | 29728.3 | 43454.1 | 499.5 | 4604.6 | 8627.6 | 2906.7 | 8315.2
5109 | 213 | Day213 | 20 | Hour20 | 7 | Summer | 2117 | #N/A | Summer | 658081.8 | 2024-08-01 20:00 | 654729.2 | 0 | 0 | 3352.6 | 658081.8 | 626774.9 | 588169.3 | 0.0427 | 0.0724 | 0.38 | 0.37 | 420.1 | 31.6 | 4.52 | 30.4 | 1388.2 | 0.27 | 422.2 | 71.8 | 494 | 447.9 | 33.6 | 4.8 | 32.5 | 1484.4 | 0.29 | 450.2 | 76.9 | 527 | 449.6 | 13.4 | 1.91 | 52 | 1933.2 | 0.38 | 450.6 | 109.7 | 560.3 | 774.9 | 19.9 | 2.97 | 94.8 | 3272.7 | 0.77 | 776.3 | 192.5 | 968.8 | 46.51 | 78.28 | 0.25 | 125.04 | 50.15 | 85.04 | 0.27 | 135.46 | 658081.8 | 69912.6 | 5908.1 | 4257.5 | 0 | 8374.7 | 148909.2 | 0 | 80.1 | 1861.6 | 220343.6 | 0 | 21113.4 | 3315.4 | 56425.5 | 88396.1 | 15966.3 | 15159.5 | 0 | 6272.9 | 61150.5 | 547.4 | 1464.7 | 3419 | 3027.2 | 8315.2
5110 | 213 | Day213 | 21 | Hour21 | 7 | Summer | 2117 | #N/A | Summer | 631815.5 | 2024-08-01 21:00 | 627756.9 | 0 | 0 | 4058.6 | 631815.5 | 601682.4 | 558496.5 | 0.0415 | 0.0696 | 0.39 | 0.38 | 412.4 | 32 | 4.57 | 28.7 | 1352.5 | 0.25 | 414.6 | 69.1 | 483.7 | 435 | 33.7 | 4.8 | 30.4 | 1430.5 | 0.27 | 437.3 | 73.1 | 510.4 | 422.9 | 14.3 | 2.03 | 47.3 | 1781.8 | 0.35 | 423.8 | 100.5 | 524.3 | 979.5 | 38.1 | 7.53 | 128.5 | 2162.8 | 2.09 | 982.7 | 193.5 | 1176.2 | 41.88 | 8.59 | 0.26 | 50.72 | 45.01 | 9.3 | 0.28 | 54.59 | 631815.5 | 73319.1 | 6608.7 | 4257.5 | 0 | 8374.7 | 147682.1 | 0 | 0 | 48.4 | 218976.7 | 0 | 10173.9 | 3315.4 | 54019.3 | 88396.1 | 9984.5 | 6707.6 | 0 | 93.9 | 72715.2 | 461.6 | 482.5 | 2136.5 | 3507.9 | 8315.2
5111 | 213 | Day213 | 22 | Hour22 | 7 | Summer | 2117 | #N/A | Summer | 589945.1 | 2024-08-01 22:00 | 585475.4 | 0 | 0 | 4469.8 | 589945.1 | 562219.6 | 508832.7 | 0.0397 | 0.065 | 0.41 | 0.41 | 393.7 | 31.2 | 4.43 | 26.8 | 1289.2 | 0.23 | 395.8 | 65.3 | 461.1 | 411.9 | 32.6 | 4.63 | 28.2 | 1351.9 | 0.24 | 414.2 | 68.5 | 482.7 | 445.6 | 20.4 | 2.86 | 43.7 | 1801.9 | 0.31 | 446.9 | 97.5 | 544.4 | 1024 | 107.7 | 15.58 | 41 | 2544.4 | 0.51 | 1031.4 | 117 | 1148.4 | 35.4 | 0 | 0.26 | 35.66 | 37.86 | 0 | 0.28 | 38.14 | 589945.1 | 81112.5 | 3998.8 | 4250 | 0 | 8374.7 | 136550.4 | 0 | 0 | 0 | 203397.2 | 0 | 3731.6 | 3315.4 | 48367.8 | 88396.1 | 4933.7 | 3516.9 | 0 | 0.1 | 80699.1 | 413.3 | 8.9 | 1242.9 | 2955 | 8315.2
5112 | 213 | Day213 | 23 | Hour23 | 7 | Summer | 2117 | #N/A | Summer | 559254.1 | 2024-08-01 23:00 | 544799.6 | 110 | 9657.5 | 4687 | 559254.1 | 524064.6 | 474887.8 | 0.0381 | 0.0606 | 0.44 | 0.43 | 372 | 29.2 | 4.15 | 25.8 | 1225.4 | 0.22 | 374 | 62.3 | 436.3 | 388.6 | 30.5 | 4.33 | 27 | 1283.1 | 0.23 | 390.7 | 65.3 | 456 | 451.9 | 24.4 | 3.34 | 39.5 | 1828.3 | 0.23 | 453.6 | 94 | 547.6 | 737.3 | 56.5 | 7.98 | 48.6 | 2494.3 | 0.36 | 741.2 | 123.1 | 864.2 | 32.31 | 0 | 0.27 | 32.58 | 34.4 | 0 | 0.28 | 34.68 | 559254.1 | 84366.3 | 3566.2 | 4247.1 | 0 | 8374.7 | 120926.9 | 0 | 0 | 0 | 187676.8 | 0 | 2264.8 | 3315.4 | 48097.6 | 88396.1 | 4613.8 | 3408.2 | 0 | 0 | 83900.3 | 466 | 0 | 1768.5 | 2062 | 8315.2
5113 | 214 | Day214 | 0 | Hour0 | 8 | Summer | 13 | 725971.6 | Summer | 527812 | 2024-08-02 | 507346.6 | 110 | 14888.2 | 5467.2 | 527812 | 488791.8 | 442306.9 | 0.0366 | 0.0565 | 0.45 | 0.45 | 357.3 | 27.9 | 3.97 | 25 | 1181.1 | 0.22 | 359.2 | 60.3 | 419.5 | 372 | 29.1 | 4.13 | 26.1 | 1230.2 | 0.23 | 374 | 62.8 | 436.8 | 484.9 | 27.4 | 3.76 | 41.2 | 1925.9 | 0.25 | 486.7 | 98.7 | 585.4 | 974.6 | 96 | 13.84 | 44.9 | 2626.4 | 0.48 | 981.3 | 123.3 | 1104.5 | 30.56 | 0 | 0.27 | 30.83 | 32.38 | 0 | 0.28 | 32.66 | 527812 | 85505 | 56.5 | 4247.1 | 0 | 8374.7 | 108878.6 | 0 | 0 | 0 | 172291.6 | 0 | 2264.8 | 3315.4 | 48154.8 | 88396.1 | 4360.6 | 1966.6 | 0 | 0 | 85082.1 | 423 | 0 | 0 | 619.9 | 8315.2
5114 | 214 | Day214 | 1 | Hour1 | 8 | Summer | 2117 | #N/A | Summer | 497197.9 | 2024-08-02 01:00 | 476273.7 | 132.4 | 14892.3 | 5899.4 | 497197.9 | 459440 | 410352.6 | 0.0353 | 0.0529 | 0.48 | 0.48 | 342.7 | 26.8 | 3.81 | 24.2 | 1131.9 | 0.21 | 344.5 | 58 | 402.5 | 355.7 | 27.8 | 3.95 | 25.1 | 1174.9 | 0.22 | 357.6 | 60.2 | 417.8 | 503 | 30.9 | 4.3 | 40.4 | 1917 | 0.26 | 505.1 | 97.6 | 602.7 | 588.5 | 38.6 | 5.37 | 44.7 | 2194.7 | 0.28 | 591.1 | 110.2 | 701.3 | 28.26 | 0 | 0.27 | 28.53 | 29.81 | 0 | 0.28 | 30.09 | 497197.9 | 86845.3 | 0 | 4247.1 | 0 | 8374.7 | 98502.3 | 0 | 0 | 0 | 155007.3 | 0 | 2264.8 | 3315.4 | 46060.4 | 88396.1 | 4184.4 | 0 | 0 | 0 | 86483.1 | 362.2 | 0 | 0 | 0 | 8315.2
5115 | 214 | Day214 | 2 | Hour2 | 8 | Summer | 2117 | #N/A | Summer | 477193.6 | 2024-08-02 02:00 | 454467.4 | 2261.7 | 14892.3 | 5572.2 | 477193.6 | 438787.6 | 390530.7 | 0.0345 | 0.0504 | 0.48 | 0.48 | 338.2 | 26.3 | 3.74 | 24.1 | 1120.1 | 0.21 | 340 | 57.5 | 397.6 | 351 | 27.4 | 3.89 | 24.9 | 1160.7 | 0.22 | 352.8 | 59.6 | 412.4 | 507.5 | 32.9 | 4.6 | 39.3 | 1881.7 | 0.26 | 509.7 | 95.4 | 605.2 | 399.4 | 14.3 | 1.8 | 42 | 1875.4 | 0.2 | 400.3 | 97.9 | 498.2 | 26.21 | 0 | 0.27 | 26.48 | 27.5 | 0 | 0.28 | 27.77 | 477193.6 | 86663 | 0 | 4247.1 | 0 | 8374.7 | 92552.5 | 0 | 0 | 0 | 147727.6 | 0 | 2206 | 3315.4 | 40244.6 | 87712.6 | 4150.1 | 0 | 0 | 0 | 86347.8 | 315.2 | 0 | 0 | 2.7 | 8315.2
5116 | 214 | Day214 | 3 | Hour3 | 8 | Summer | 2117 | #N/A | Summer | 466599.4 | 2024-08-02 03:00 | 441800.3 | 4595 | 14892.3 | 5311.8 | 466599.5 | 426776.1 | 381584.2 | 0.034 | 0.0489 | 0.48 | 0.48 | 338.7 | 26.2 | 3.72 | 24.3 | 1126.6 | 0.21 | 340.5 | 58 | 398.5 | 351.6 | 27.3 | 3.87 | 25.2 | 1167.3 | 0.22 | 353.5 | 60 | 413.5 | 500.6 | 31.9 | 4.45 | 39.3 | 1872.1 | 0.26 | 502.8 | 95.2 | 597.9 | 569.6 | 40.2 | 5.61 | 41.6 | 2049.6 | 0.29 | 572.3 | 102.8 | 675.1 | 25.94 | 0 | 0.27 | 26.21 | 27.21 | 0 | 0.27 | 27.49 | 466599.4 | 85015.2 | 0 | 4247.1 | 0 | 8374.7 | 89761.9 | 0 | 0 | 0 | 146587.4 | 0 | 2201.2 | 3315.4 | 35701.9 | 87244.4 | 4150.1 | 0 | 0 | 0 | 84803.7 | 211.5 | 0 | 0 | 7.8 | 8315.2
5117 | 214 | Day214 | 4 | Hour4 | 8 | Summer | 2117 | #N/A | Summer | 464593.8 | 2024-08-02 04:00 | 440451 | 3991.7 | 14892.3 | 5258.9 | 464593.9 | 425510.5 | 381908.2 | 0.0339 | 0.0486 | 0.47 | 0.47 | 345.4 | 26.8 | 3.81 | 24.7 | 1145.3 | 0.22 | 347.2 | 58.9 | 406.1 | 359 | 27.9 | 3.97 | 25.6 | 1188.7 | 0.23 | 360.9 | 61 | 421.9 | 503.4 | 32.6 | 4.55 | 39.1 | 1867 | 0.26 | 505.6 | 94.8 | 600.5 | 579.2 | 44.4 | 6.26 | 38.1 | 1969.1 | 0.27 | 582.2 | 96.8 | 679.1 | 25.36 | 0 | 0.28 | 25.64 | 26.61 | 0 | 0.27 | 26.88 | 464593.8 | 82685.6 | 0 | 4247.1 | 0 | 8374.7 | 91850.8 | 0 | 0 | 69.2 | 147541.7 | 0 | 2201.2 | 3315.4 | 33193.2 | 87033.9 | 4150.1 | 0 | 0 | 153.9 | 82237.9 | 224.6 | 0 | 0 | 0 | 8315.2
5118 | 214 | Day214 | 5 | Hour5 | 8 | Summer | 2117 | #N/A | Summer | 472955.3 | 2024-08-02 05:00 | 452002.8 | 895.7 | 14892.3 | 5164.4 | 472955.3 | 436497.8 | 389566.1 | 0.0343 | 0.0499 | 0.46 | 0.46 | 354.2 | 27.8 | 3.95 | 25 | 1166.4 | 0.22 | 356.1 | 59.8 | 415.8 | 367.8 | 28.9 | 4.11 | 25.8 | 1210.5 | 0.23 | 369.7 | 62 | 431.7 | 492 | 31.7 | 4.44 | 38.3 | 1826.4 | 0.25 | 494.1 | 92.8 | 586.9 | 735.7 | 69.9 | 10.04 | 37.2 | 2075.3 | 0.38 | 740.5 | 99.2 | 839.6 | 26.48 | 0 | 0.26 | 26.74 | 27.8 | 0 | 0.27 | 28.07 | 472955.3 | 83389.1 | 0 | 4247.1 | 0 | 8374.7 | 97434.5 | 0 | 0 | 243 | 151057.4 | 0 | 2201.2 | 3315.4 | 31488.9 | 87296.8 | 4150.1 | 0 | 0 | 3706.6 | 79185.3 | 254.2 | 242.2 | 0 | 0 | 8315.2
5119 | 214 | Day214 | 6 | Hour6 | 8 | Summer | 2117 | #N/A | Summer | 493227.5 | 2024-08-02 06:00 | 471687 | 1560.2 | 14892.3 | 5088 | 493227.5 | 455174.3 | 388100.6 | 0.035 | 0.0521 | 0.49 | 0.49 | 335.7 | 26.5 | 3.76 | 23.6 | 1102.1 | 0.21 | 337.5 | 56.5 | 394 | 349.9 | 27.6 | 3.93 | 24.5 | 1147.7 | 0.22 | 351.8 | 58.8 | 410.6 | 275.9 | 14 | 1.91 | 25 | 1132.5 | 0.15 | 276.9 | 58.8 | 335.7 | 586.7 | 33.6 | 4.59 | 48.8 | 2353.2 | 0.27 | 589 | 119 | 708 | 26.68 | 0 | 0.28 | 26.95 | 28.05 | 0 | 0.28 | 28.33 | 493227.5 | 105126.9 | 1355.1 | 4247.1 | 0 | 8374.7 | 96730.4 | 0 | 0 | 4723.9 | 147824.1 | 0 | 2201.2 | 3315.4 | 31506.3 | 88396.1 | 4150.1 | 0 | 0 | 24594.2 | 75626.6 | 182.2 | 1456.4 | 0 | 0 | 8315.2
5120 | 214 | Day214 | 7 | Hour7 | 8 | Summer | 2117 | #N/A | Summer | 519665 | 2024-08-02 07:00 | 497722.4 | 2109.3 | 14892.3 | 4940.9 | 519665 | 479810.9 | 398337.8 | 0.036 | 0.055 | 0.5 | 0.49 | 334.5 | 26.6 | 3.78 | 23.2 | 1091.6 | 0.21 | 336.3 | 55.8 | 392.1 | 348.9 | 27.8 | 3.96 | 24.1 | 1136.1 | 0.22 | 350.8 | 58 | 408.8 | 134.2 | 3.7 | 0.45 | 15.2 | 643.6 | 0.08 | 134.5 | 34.4 | 168.8 | 548.2 | 33.6 | 4.62 | 44.6 | 2133.1 | 0.27 | 550.4 | 108.2 | 658.6 | 27.14 | 0 | 0.27 | 27.41 | 28.7 | 0 | 0.28 | 28.99 | 519665 | 121327.2 | 0 | 4247.1 | 0 | 8374.7 | 102774.7 | 0 | 0 | 7281.7 | 152491.4 | 0 | 2201.2 | 3315.4 | 33283 | 87500.1 | 4150.1 | 0 | 0 | 56779.1 | 57098.8 | 167.6 | 4323.2 | 0 | 0 | 8315.2
5121 | 214 | Day214 | 8 | Hour8 | 8 | Summer | 2117 | #N/A | Summer | 545195.2 | 2024-08-02 08:00 | 530635.7 | 576.4 | 10025 | 3958.1 | 545195.2 | 510840.7 | 407883.3 | 0.0373 | 0.0587 | 0.49 | 0.49 | 338.9 | 27.1 | 3.85 | 23.3 | 1102.6 | 0.21 | 340.7 | 56.2 | 396.9 | 354.8 | 28.4 | 4.05 | 24.2 | 1151.7 | 0.22 | 356.8 | 58.6 | 415.4 | 101.9 | 2.3 | 0.27 | 12 | 501.1 | 0.06 | 102 | 26.9 | 129 | 679.4 | 60.6 | 8.66 | 37.8 | 2040.5 | 0.35 | 683.6 | 98.7 | 782.2 | 28.26 | 0 | 0.27 | 28.52 | 29.98 | 0 | 0.28 | 30.26 | 545195.2 | 137311.9 | 0 | 4247.1 | 0 | 8374.7 | 109813.2 | 0 | 293.9 | 10220.8 | 160807.4 | 0 | 2201.2 | 3315.4 | 26644.3 | 88329.9 | 4150.1 | 0 | 0 | 100075.4 | 26586.7 | 135 | 5979.8 | 0 | 0 | 8315.2
5122 | 214 | Day214 | 9 | Hour9 | 8 | Summer | 2117 | #N/A | Summer | 588552.3 | 2024-08-02 09:00 | 566587.6 | 4543 | 13322 | 4099.7 | 588552.3 | 544599 | 423613.4 | 0.0388 | 0.0627 | 0.5 | 0.49 | 335.9 | 27 | 3.84 | 22.8 | 1089.2 | 0.2 | 337.8 | 55.3 | 393.1 | 355 | 28.6 | 4.08 | 23.9 | 1146.8 | 0.21 | 356.9 | 58.2 | 415.1 | 90.3 | 2 | 0.24 | 10.6 | 445.4 | 0.05 | 90.4 | 23.9 | 114.3 | 1012.3 | 105.2 | 15.2 | 41.5 | 2566.9 | 0.49 | 1019.6 | 118.1 | 1137.7 | 30.39 | 0 | 0.26 | 30.66 | 32.47 | 0 | 0.28 | 32.75 | 588552.3 | 164938.9 | 50.1 | 4247.1 | 0 | 8374.7 | 118461.2 | 0 | 670.5 | 17064.2 | 170503.1 | 0 | 2201.2 | 3315.4 | 23914.4 | 88396.1 | 4150.1 | 0 | 0 | 125017.3 | 21198.4 | 988.5 | 11086 | 0 | 0 | 8315.2
5123 | 214 | Day214 | 10 | Hour10 | 8 | Summer | 2117 | #N/A | Summer | 617017.8 | 2024-08-02 10:00 | 604574.4 | 4465 | 3798.3 | 4180 | 617017.7 | 580117.2 | 446742 | 0.0404 | 0.0669 | 0.48 | 0.48 | 347.1 | 28 | 3.99 | 23.3 | 1120.6 | 0.21 | 349.1 | 56.7 | 405.8 | 365.5 | 29.6 | 4.21 | 24.5 | 1178.1 | 0.22 | 367.5 | 59.6 | 427.1 | 88.3 | 1.9 | 0.21 | 10.4 | 445.7 | 0.05 | 88.4 | 23.7 | 112 | 953.1 | 98.2 | 14.26 | 40.7 | 2376.3 | 0.51 | 959.9 | 111.7 | 1071.6 | 32.22 | 0 | 0.26 | 32.48 | 34.64 | 0 | 0.28 | 34.92 | 617017.8 | 170275.8 | 71.8 | 4250 | 0 | 8374.7 | 129132.7 | 0 | 811.1 | 17777.8 | 182125.1 | 0 | 2203.9 | 3315.4 | 24471.4 | 88396.1 | 4400.9 | 0 | 0 | 133661.6 | 17863.9 | 161.3 | 14604.4 | 0 | 9.5 | 8315.2
5124 | 214 | Day214 | 11 | Hour11 | 8 | Summer | 2117 | #N/A | Summer | 649297.9 | 2024-08-02 11:00 | 638118.7 | 4255.1 | 2749.7 | 4174.4 | 649297.9 | 611350.2 | 480866.9 | 0.0419 | 0.0706 | 0.47 | 0.46 | 361.8 | 29.1 | 4.15 | 24.2 | 1169.5 | 0.21 | 363.8 | 59.1 | 423 | 381.2 | 30.7 | 4.38 | 25.5 | 1230.7 | 0.23 | 383.3 | 62.2 | 445.6 | 80.6 | 1.7 | 0.19 | 9.4 | 408.2 | 0.04 | 80.7 | 21.6 | 102.3 | 892 | 39.7 | 7.22 | 107.9 | 2164.9 | 1.66 | 895.1 | 172.9 | 1068 | 36.61 | 0 | 0.26 | 36.87 | 39.55 | 0 | 0.28 | 39.83 | 649297.9 | 168431 | 110 | 4257.5 | 0 | 8374.7 | 140655.7 | 0 | 819.3 | 17401.1 | 197713.4 | 0 | 3186.1 | 3315.4 | 29578.5 | 88396.1 | 5208.3 | 71 | 0 | 137659.1 | 12366.4 | 185.1 | 15090.7 | 3765.8 | 137.8 | 8315.2
5125 | 214 | Day214 | 12 | Hour12 | 8 | Summer | 2117 | #N/A | Summer | 676454.6 | 2024-08-02 12:00 | 667345 | 3519.9 | 1374.6 | 4215.1 | 676454.6 | 638449.2 | 510156.7 | 0.0433 | 0.0739 | 0.46 | 0.46 | 366.5 | 29.3 | 4.18 | 24.7 | 1184.6 | 0.22 | 368.5 | 60.1 | 428.6 | 388.8 | 31.1 | 4.44 | 26.2 | 1256.3 | 0.23 | 391 | 63.7 | 454.7 | 79.7 | 1.7 | 0.19 | 9.4 | 402.8 | 0.04 | 79.8 | 21.4 | 101.2 | 1406.9 | 148 | 21.42 | 56.3 | 3497.2 | 0.7 | 1417.2 | 160.7 | 1577.8 | 39.75 | 3.65 | 0.25 | 43.65 | 43.05 | 3.99 | 0.27 | 47.31 | 676454.6 | 166297.9 | 110 | 4257.5 | 0 | 8374.7 | 146636.2 | 0 | 833.4 | 17744.6 | 202942.2 | 0 | 6681.3 | 3315.4 | 36157.4 | 88396.1 | 7095 | 6190.8 | 0 | 138171.1 | 9305.7 | 243.1 | 14670.5 | 9160.8 | 942.5 | 8315.2
5126 | 214 | Day214 | 13 | Hour13 | 8 | Summer | 2117 | #N/A | Summer | 697594.1 | 2024-08-02 13:00 | 690466.6 | 2469.2 | 581.4 | 4076.9 | 697594.1 | 659813.1 | 533002.7 | 0.0444 | 0.0765 | 0.46 | 0.45 | 371.6 | 29.1 | 4.14 | 25.7 | 1214.2 | 0.23 | 373.6 | 61.9 | 435.5 | 396.4 | 31 | 4.42 | 27.5 | 1296.3 | 0.24 | 398.5 | 66.2 | 464.7 | 101.5 | 2.6 | 0.33 | 11.7 | 479.8 | 0.07 | 101.7 | 26 | 127.8 | 861.6 | 33.2 | 6.02 | 107 | 2397.4 | 1.49 | 864.2 | 178.9 | 1043.1 | 40.72 | 20.14 | 0.25 | 61.1 | 44.2 | 22.01 | 0.27 | 66.48 | 697594.1 | 164591.4 | 111.1 | 4257.5 | 0 | 8374.7 | 148228.1 | 0 | 870.4 | 17144 | 205902.7 | 0 | 15290.7 | 3315.4 | 37907.8 | 88396.1 | 9547.1 | 11671.4 | 0 | 136239.1 | 10065 | 272.9 | 14406.3 | 12608 | 485.5 | 8315.2
5127 | 214 | Day214 | 14 | Hour14 | 8 | Summer | 2117 | #N/A | Summer | 712050 | 2024-08-02 14:00 | 706874.1 | 442 | 665.7 | 4068.2 | 712050.1 | 674944.6 | 544622.8 | 0.0452 | 0.0783 | 0.46 | 0.45 | 372.5 | 28.7 | 4.09 | 26.2 | 1227.6 | 0.23 | 374.5 | 62.8 | 437.3 | 398.3 | 30.7 | 4.37 | 28.1 | 1314.2 | 0.24 | 400.4 | 67.3 | 467.7 | 103 | 2.7 | 0.34 | 11.9 | 487.5 | 0.06 | 103.2 | 26.4 | 129.6 | 709.7 | 24.4 | 3.06 | 74 | 3346.4 | 0.33 | 711.3 | 173.8 | 885.1 | 41.93 | 27.27 | 0.24 | 69.45 | 45.57 | 29.79 | 0.26 | 75.62 | 712050 | 167427.3 | 111.5 | 4257.5 | 0 | 8374.7 | 148492.4 | 0 | 857.4 | 18080.7 | 207450.3 | 0 | 21248.4 | 3315.4 | 38162.6 | 88396.1 | 10655.7 | 14158.1 | 0 | 134502.8 | 13624.9 | 361.5 | 13611 | 13669.3 | 2461.5 | 8315.2
5128 | 214 | Day214 | 15 | Hour15 | 8 | Summer | 2117 | #N/A | Summer | 721296.7 | 2024-08-02 15:00 | 717278.6 | 0 | 0 | 4018 | 721296.7 | 684528.9 | 556610 | 0.0456 | 0.0795 | 0.45 | 0.44 | 377.1 | 28.7 | 4.09 | 26.8 | 1250.5 | 0.23 | 379.1 | 64.2 | 443.2 | 403 | 30.6 | 4.36 | 28.8 | 1337.9 | 0.25 | 405.1 | 68.7 | 473.8 | 108.6 | 2.7 | 0.34 | 12.7 | 515.5 | 0.07 | 108.7 | 28 | 136.8 | 668.1 | 16 | 1.87 | 76.8 | 3314 | 0.34 | 669.1 | 175.6 | 844.7 | 42.53 | 36.37 | 0.24 | 79.14 | 46.25 | 39.71 | 0.26 | 86.22 | 721296.7 | 164686.7 | 110.8 | 4257.5 | 0 | 8374.7 | 149342.3 | 0 | 881 | 16049.1 | 208723.7 | 0 | 26660.4 | 3315.4 | 40961.9 | 88396.1 | 12029.8 | 14437.3 | 0 | 130684 | 16271.1 | 801.5 | 13838.9 | 13605 | 1529 | 8315.2
5129 | 214 | Day214 | 16 | Hour16 | 8 | Summer | 2117 | #N/A | Summer | 725971.6 | 2024-08-02 16:00 | 721943 | 0 | 0 | 4028.6 | 725971.6 | 688832.3 | 567641.1 | 0.0459 | 0.08 | 0.44 | 0.43 | 382.8 | 28.8 | 4.1 | 27.6 | 1273.9 | 0.24 | 384.7 | 65.6 | 450.4 | 409.2 | 30.7 | 4.38 | 29.6 | 1363.4 | 0.26 | 411.3 | 70.3 | 481.6 | 123.6 | 3.1 | 0.41 | 14.4 | 577.8 | 0.08 | 123.8 | 31.7 | 155.5 | 1941.3 | 203.4 | 29.43 | 78.2 | 4855.3 | 0.96 | 1955.4 | 223.2 | 2178.6 | 43.45 | 40.92 | 0.24 | 84.61 | 47.28 | 44.69 | 0.26 | 92.23 | 725971.6 | 158330.6 | 129.3 | 4257.5 | 0 | 8374.7 | 149648.2 | 0 | 886.8 | 13759.6 | 210746.4 | 0 | 30242.7 | 3315.4 | 43592.8 | 88396.1 | 14194.1 | 14743.9 | 0 | 122275.8 | 20954.7 | 453.6 | 11973.8 | 14012.5 | 1814.4 | 8315.2
5130 | 214 | Day214 | 17 | Hour17 | 8 | Summer | 2117 | #N/A | Summer | 723078 | 2024-08-02 17:00 | 719125.2 | 0 | 0 | 3952.8 | 723078 | 686255.7 | 579571.8 | 0.0457 | 0.0796 | 0.43 | 0.41 | 395 | 29.2 | 4.17 | 29 | 1323.4 | 0.25 | 397 | 68.5 | 465.5 | 422.8 | 31.2 | 4.45 | 31.1 | 1418.5 | 0.27 | 424.9 | 73.4 | 498.3 | 188.8 | 5 | 0.7 | 22.5 | 828.4 | 0.16 | 189.1 | 47.2 | 236.3 | 631.8 | 16.6 | 1.91 | 70.4 | 3155.8 | 0.28 | 632.8 | 164.5 | 797.4 | 44.54 | 39.28 | 0.24 | 84.07 | 48.44 | 42.88 | 0.27 | 91.59 | 723078 | 143506.2 | 1752.1 | 4257.5 | 0 | 8374.7 | 150088.3 | 0 | 855.3 | 12727.8 | 211993.7 | 0 | 36519.5 | 3315.4 | 43752.8 | 88396.1 | 16229.3 | 14892.3 | 0 | 103417.5 | 26148.6 | 357 | 8117 | 14131.6 | 1669.1 | 8315.2
5131 | 214 | Day214 | 18 | Hour18 | 8 | Summer | 2117 | #N/A | Summer | 709569.2 | 2024-08-02 18:00 | 705885.6 | 0 | 0 | 3683.6 | 709569.3 | 674066.6 | 595020.3 | 0.0451 | 0.0781 | 0.4 | 0.39 | 411.8 | 30.1 | 4.29 | 30.6 | 1387.2 | 0.26 | 413.9 | 72 | 485.9 | 441 | 32.1 | 4.59 | 32.9 | 1487.8 | 0.28 | 443.2 | 77.3 | 520.5 | 355.8 | 10 | 1.53 | 43 | 1450.7 | 0.37 | 356.5 | 86.3 | 442.9 | 1001.9 | 37.4 | 6.78 | 125 | 2859.5 | 1.71 | 1004.8 | 210.7 | 1215.5 | 63.1 | 38.77 | 0.25 | 102.12 | 68.49 | 42.23 | 0.27 | 110.99 | 709569.2 | 114548.9 | 3719 | 4257.5 | 0 | 8374.7 | 150476.7 | 0 | 802.2 | 10721 | 215301.4 | 0 | 40936.2 | 3315.4 | 47422.2 | 88396.1 | 17928.7 | 14892.3 | 0 | 69669.3 | 32834.8 | 521.6 | 7623.9 | 13402.9 | 1264.9 | 8315.2
5132 | 214 | Day214 | 19 | Hour19 | 8 | Summer | 2117 | #N/A | Summer | 688328.4 | 2024-08-02 19:00 | 684613 | 0 | 0 | 3715.4 | 688328.4 | 654451.2 | 603870.6 | 0.044 | 0.0757 | 0.38 | 0.37 | 424.1 | 31 | 4.43 | 31.5 | 1424.3 | 0.27 | 426.3 | 74.1 | 500.3 | 453.8 | 33.1 | 4.73 | 33.8 | 1526.1 | 0.29 | 456 | 79.4 | 535.4 | 473.5 | 13.5 | 2.03 | 56.8 | 1948.5 | 0.48 | 474.4 | 115 | 589.5 | 888.3 | 43.9 | 5.86 | 80.3 | 3786.3 | 0.4 | 891.2 | 193.3 | 1084.5 | 47.76 | 98.1 | 0.25 | 146.11 | 51.7 | 106.74 | 0.27 | 158.71 | 688328.4 | 84457.8 | 3452.3 | 4257.5 | 0 | 8374.7 | 150320.6 | 0 | 594.7 | 6676.7 | 217185.7 | 0 | 38027.3 | 3315.4 | 57088.9 | 88396.1 | 18713.4 | 14738.8 | 0 | 35869.6 | 40992.2 | 324.5 | 7007.9 | 10504.6 | 3210.5 | 8315.2
5133 | 214 | Day214 | 20 | Hour20 | 8 | Summer | 2117 | #N/A | Summer | 667830 | 2024-08-02 20:00 | 664039 | 0 | 0 | 3791 | 667829.9 | 635420.7 | 593608.4 | 0.0431 | 0.0734 | 0.39 | 0.37 | 417.8 | 31.4 | 4.48 | 30.2 | 1386.7 | 0.26 | 419.9 | 71.6 | 491.5 | 447 | 33.5 | 4.78 | 32.5 | 1487.9 | 0.28 | 449.3 | 76.9 | 526.2 | 476.1 | 14 | 2.06 | 56.1 | 1991.7 | 0.45 | 477.1 | 115.6 | 592.7 | 972.4 | 35.6 | 6.83 | 126.2 | 2476.1 | 1.89 | 975.3 | 200.5 | 1175.9 | 46.12 | 50.86 | 0.25 | 97.23 | 49.78 | 55.29 | 0.27 | 105.34 | 667830 | 74221.5 | 5853.3 | 4257.5 | 0 | 8374.7 | 150061.3 | 0 | 171.6 | 2866.7 | 220943.6 | 0 | 24025.9 | 3315.4 | 56484 | 88396.1 | 14971.4 | 16925.2 | 0 | 9131.7 | 61791.5 | 260 | 2152 | 6213.6 | 3094.7 | 8315.2
5134 | 214 | Day214 | 21 | Hour21 | 8 | Summer | 2117 | #N/A | Summer | 640832.7 | 2024-08-02 21:00 | 636016.6 | 0 | 0 | 4816.1 | 640832.7 | 609385.8 | 562687.1 | 0.0419 | 0.0704 | 0.4 | 0.39 | 405.1 | 31.5 | 4.49 | 28.1 | 1331 | 0.24 | 407.3 | 67.9 | 475.1 | 429.5 | 33.3 | 4.74 | 30 | 1416.3 | 0.26 | 431.8 | 72.3 | 504.1 | 439.3 | 13.5 | 1.92 | 50.6 | 1876.7 | 0.38 | 440.3 | 106.6 | 546.8 | 1495.2 | 145.7 | 21.04 | 71.1 | 4023 | 0.78 | 1505.3 | 191.2 | 1696.5 | 45.19 | 4.08 | 0.26 | 49.53 | 48.61 | 4.39 | 0.28 | 53.27 | 640832.7 | 78145.6 | 5351.8 | 4257.5 | 0 | 8374.7 | 147557.4 | 0 | 0 | 44.7 | 218500.5 | 0 | 10620.2 | 3315.4 | 55243.8 | 88396.1 | 9069.9 | 11999.8 | 0 | 80.5 | 77869.6 | 150.8 | 703.3 | 1553.2 | 3947.6 | 8315.2
5135 | 214 | Day214 | 22 | Hour22 | 8 | Summer | 2117 | #N/A | Summer | 598615.8 | 2024-08-02 22:00 | 593240.8 | 0 | 0 | 5374.9 | 598615.8 | 569498.9 | 512491.3 | 0.04 | 0.0658 | 0.41 | 0.41 | 391.8 | 30.9 | 4.4 | 26.8 | 1282.4 | 0.23 | 393.9 | 65.1 | 459 | 410.1 | 32.3 | 4.59 | 28.2 | 1345.5 | 0.24 | 412.3 | 68.4 | 480.7 | 434.5 | 19.4 | 2.75 | 43.4 | 1743.4 | 0.32 | 435.9 | 95.5 | 531.3 | 661.3 | 32.1 | 5.49 | 74.2 | 1770.6 | 1.05 | 663.7 | 127.3 | 791 | 35.55 | 0 | 0.26 | 35.82 | 38.06 | 0 | 0.28 | 38.34 | 598615.8 | 86124.5 | 4338.9 | 4257.5 | 0 | 8374.7 | 137143 | 0 | 0 | 0 | 205027.9 | 0 | 3763.4 | 3315.4 | 48469.9 | 88396.1 | 5996.1 | 3408.2 | 0 | 0 | 86053.8 | 70.6 | 8.1 | 1268.6 | 3322 | 8315.2
5136 | 214 | Day214 | 23 | Hour23 | 8 | Summer | 2117 | #N/A | Summer | 563243.1 | 2024-08-02 23:00 | 550669.2 | 110 | 7272.1 | 5191.8 | 563243.1 | 529598.2 | 478045 | 0.0383 | 0.0611 | 0.44 | 0.43 | 375.3 | 29.6 | 4.22 | 25.9 | 1228.9 | 0.23 | 377.3 | 62.5 | 439.9 | 392.2 | 30.9 | 4.39 | 27.1 | 1287.9 | 0.24 | 394.4 | 65.6 | 459.9 | 451.5 | 24.2 | 3.32 | 39.7 | 1821.6 | 0.24 | 453.1 | 94 | 547.1 | 1035.8 | 102.3 | 14.75 | 47.5 | 2780.4 | 0.51 | 1042.9 | 130.4 | 1173.3 | 32.47 | 0 | 0.26 | 32.73 | 34.58 | 0 | 0.28 | 34.87 | 563243.1 | 85198.2 | 3910.6 | 4247.1 | 0 | 8374.7 | 123551.2 | 0 | 0 | 0 | 186544 | 0 | 2800.6 | 3315.4 | 48166.2 | 88396.1 | 5330.8 | 3408.2 | 0 | 0 | 85098.5 | 99.6 | 0 | 1108.5 | 3070.7 | 8315.2
5137 | 215 | Day215 | 0 | Hour0 | 8 | Summer | 3 | 742101.8 | Summer Peak | 532312 | 2024-08-03 | 512090.2 | 110 | 14392 | 5719.8 | 532312 | 493283.6 | 448771.4 | 0.0367 | 0.0569 | 0.45 | 0.44 | 363 | 28.3 | 4.02 | 25.5 | 1199.7 | 0.22 | 364.9 | 61.3 | 426.3 | 378 | 29.5 | 4.19 | 26.5 | 1248.7 | 0.23 | 380 | 63.8 | 443.8 | 488.4 | 27.7 | 3.83 | 41.5 | 1925.5 | 0.25 | 490.3 | 98.9 | 589.2 | 773.9 | 65.5 | 9.33 | 45.5 | 2422.4 | 0.38 | 778.4 | 117.7 | 896.1 | 31.2 | 0 | 0.27 | 31.47 | 33.07 | 0 | 0.28 | 33.36 | 532312 | 83540.6 | 256.2 | 4247.1 | 0 | 8374.7 | 111099.8 | 0 | 0 | 0 | 175974.8 | 0 | 2614 | 3315.4 | 48121.4 | 88396.1 | 5046 | 1325.8 | 0 | 0 | 83476.7 | 63.9 | 0 | 122.6 | 893.5 | 8315.2
5138 | 215 | Day215 | 1 | Hour1 | 8 | Summer | 2117 | #N/A | Summer Peak | 500833 | 2024-08-03 01:00 | 480076.6 | 112 | 14892.3 | 5752 | 500833 | 463051.9 | 418753.7 | 0.0355 | 0.0533 | 0.46 | 0.46 | 352.7 | 27.7 | 3.93 | 24.8 | 1160 | 0.22 | 354.6 | 59.5 | 414 | 366.2 | 28.7 | 4.09 | 25.7 | 1203.9 | 0.23 | 368.2 | 61.7 | 429.9 | 501.1 | 31.5 | 4.39 | 39.8 | 1880.6 | 0.26 | 503.2 | 95.9 | 599.1 | 528.5 | 26.6 | 3.57 | 47.6 | 2224.9 | 0.25 | 530.3 | 113.9 | 644.2 | 28.6 | 0 | 0.27 | 28.87 | 30.17 | 0 | 0.28 | 30.45 | 500833 | 82079.3 | 23.8 | 4247.1 | 0 | 8374.7 | 102393 | 0 | 0 | 0 | 158109.6 | 0 | 2614 | 3315.4 | 46427.4 | 88396.1 | 4852.6 | 0 | 0 | 0 | 82031.2 | 48.1 | 0 | 0 | 258.6 | 8315.2
5139 | 215 | Day215 | 2 | Hour2 | 8 | Summer | 2117 | #N/A | Summer Peak | 478271.6 | 2024-08-03 02:00 | 457273.7 | 959.6 | 14892.3 | 5146 | 478271.6 | 441458.2 | 400470.2 | 0.0346 | 0.0507 | 0.46 | 0.46 | 355.7 | 28.1 | 4 | 24.9 | 1163.9 | 0.22 | 357.6 | 59.7 | 417.3 | 369.1 | 29.1 | 4.15 | 25.8 | 1207.1 | 0.23 | 371.1 | 61.8 | 433 | 502.2 | 31.9 | 4.46 | 39.6 | 1871.9 | 0.27 | 504.3 | 95.5 | 599.8 | 423.1 | 14.2 | 1.77 | 45.5 | 2006.2 | 0.22 | 424 | 105.4 | 529.4 | 26.55 | 0 | 0.27 | 26.82 | 27.9 | 0 | 0.28 | 28.18 | 478271.6 | 77801.4 | 0 | 4247.1 | 0 | 8374.7 | 99412.7 | 0 | 0 | 0 | 149758.7 | 0 | 2614 | 3315.4 | 40907.2 | 87121.8 | 4718.6 | 0 | 0 | 0 | 77743.1 | 58.3 | 0 | 0 | 7.8 | 8315.2
5140 | 215 | Day215 | 3 | Hour3 | 8 | Summer | 2117 | #N/A | Summer Peak | 467142.2 | 2024-08-03 03:00 | 444801.7 | 2761.2 | 14892.3 | 4686.9 | 467142.2 | 429630.7 | 393053.3 | 0.0341 | 0.0492 | 0.45 | 0.45 | 361.1 | 28.5 | 4.05 | 25.3 | 1182.8 | 0.23 | 363 | 60.7 | 423.7 | 375 | 29.6 | 4.21 | 26.2 | 1226.9 | 0.24 | 377 | 62.9 | 439.9 | 500.9 | 31.9 | 4.46 | 39.4 | 1864.8 | 0.26 | 503 | 95.1 | 598.1 | 675.5 | 58.4 | 8.33 | 38.4 | 2085.6 | 0.32 | 679.5 | 100.6 | 780.1 | 25.57 | 0 | 0.27 | 25.84 | 26.86 | 0 | 0.28 | 27.14 | 467142.2 | 74088.9 | 0 | 4247.1 | 0 | 8374.7 | 98381.7 | 0 | 0 | 0 | 149006.6 | 0 | 2597 | 3315.4 | 35450.7 | 87033.9 | 4646 | 0 | 0 | 0 | 74011.6 | 77.3 | 0 | 0 | 167.8 | 8315.2
5141 | 215 | Day215 | 4 | Hour4 | 8 | Summer | 2117 | #N/A | Summer Peak | 464871.4 | 2024-08-03 04:00 | 443111 | 2369.1 | 14892.3 | 4498.9 | 464871.4 | 428038.3 | 391483.5 | 0.034 | 0.0489 | 0.45 | 0.45 | 365.5 | 28.9 | 4.11 | 25.6 | 1195.4 | 0.23 | 367.5 | 61.3 | 428.8 | 380 | 30.1 | 4.28 | 26.5 | 1241.3 | 0.24 | 382.1 | 63.6 | 445.6 | 515.2 | 33.2 | 4.64 | 40.2 | 1907.1 | 0.27 | 517.5 | 97.2 | 614.6 | 943.8 | 105 | 15.24 | 32.4 | 2174.1 | 0.47 | 951.1 | 97.3 | 1048.4 | 25.58 | 0 | 0.27 | 25.84 | 26.86 | 0 | 0.27 | 27.14 | 464871.4 | 73387.8 | 0 | 4247.1 | 0 | 8374.7 | 99547.3 | 0 | 0 | 58.3 | 149431.1 | 0 | 2571 | 3315.4 | 32316.9 | 87033.9 | 4646 | 0 | 0 | 132.1 | 73164.5 | 33 | 0 | 0 | 7.8 | 8315.2
5142 | 215 | Day215 | 5 | Hour5 | 8 | Summer | 2117 | #N/A | Summer Peak | 473796.1 | 2024-08-03 05:00 | 454454.6 | 221.1 | 14892.3 | 4228 | 473796.1 | 438823.9 | 397420.2 | 0.0344 | 0.0502 | 0.44 | 0.44 | 368.3 | 29.1 | 4.14 | 25.7 | 1205.5 | 0.23 | 370.3 | 61.7 | 432 | 383.1 | 30.3 | 4.31 | 26.7 | 1252.3 | 0.24 | 385.2 | 64.1 | 449.3 | 497 | 32.1 | 4.5 | 38.8 | 1835.7 | 0.26 | 499.2 | 93.5 | 592.8 | 945.3 | 97.9 | 14.15 | 40.1 | 2410.2 | 0.49 | 952.1 | 112.1 | 1064.2 | 27.11 | 0 | 0.26 | 27.37 | 28.45 | 0 | 0.27 | 28.73 | 473796.1 | 76375.8 | 216.7 | 4247.1 | 0 | 8374.7 | 102204.1 | 0 | 0 | 337.5 | 154026.2 | 0 | 2550.3 | 3315.4 | 30524.3 | 87315.2 | 4646 | 0 | 0 | 5879.2 | 70125.5 | 33.6 | 226.1 | 0 | 0 | 8315.2
5143 | 215 | Day215 | 6 | Hour6 | 8 | Summer | 2117 | #N/A | Summer Peak | 496194.1 | 2024-08-03 06:00 | 473750.8 | 3706.7 | 14807.1 | 3929.4 | 496194.1 | 457122.8 | 392518.5 | 0.0351 | 0.0523 | 0.48 | 0.48 | 344.3 | 27.4 | 3.9 | 24 | 1121 | 0.22 | 346.1 | 57.4 | 403.6 | 361.2 | 28.8 | 4.11 | 25 | 1172.2 | 0.23 | 363.1 | 60 | 423.1 | 286.8 | 14 | 1.92 | 26.6 | 1186.3 | 0.16 | 287.7 | 62 | 349.7 | 430.5 | 11.4 | 1.31 | 47.9 | 2148.3 | 0.19 | 431.2 | 112 | 543.2 | 27.01 | 0 | 0.28 | 27.29 | 28.41 | 0 | 0.27 | 28.68 | 496194.1 | 103675.6 | 1539.2 | 4247.1 | 0 | 8374.7 | 100867.4 | 0 | 0 | 6410 | 148276.5 | 0 | 2550.3 | 3315.4 | 30305.6 | 88396.1 | 4646 | 0 | 0 | 31248.9 | 65991.3 | 25.4 | 2217.8 | 0 | 0 | 8315.2
5144 | 215 | Day215 | 7 | Hour7 | 8 | Summer | 2117 | #N/A | Summer Peak | 525562.8 | 2024-08-03 07:00 | 501211 | 5411.5 | 14892.3 | 4048 | 525562.7 | 483094.6 | 395783.1 | 0.0361 | 0.0554 | 0.5 | 0.5 | 333.8 | 26.7 | 3.81 | 23 | 1081.1 | 0.21 | 335.7 | 55.2 | 390.9 | 350.4 | 28.2 | 4.02 | 23.9 | 1129.7 | 0.22 | 352.3 | 57.6 | 409.9 | 152.1 | 4.4 | 0.57 | 17 | 710.5 | 0.09 | 152.4 | 38.2 | 190.6 | 686.7 | 60.6 | 8.65 | 38.8 | 2084.1 | 0.35 | 690.8 | 101 | 791.8 | 27.24 | 0 | 0.29 | 27.53 | 28.83 | 0 | 0.28 | 29.11 | 525562.8 | 129779.6 | 0 | 4247.1 | 0 | 8374.7 | 104504.9 | 0 | 0 | 9735.4 | 149720.9 | 0 | 2550.3 | 3315.4 | 31228.5 | 87195.2 | 4646 | 0 | 0 | 65687.7 | 54325.6 | 30.9 | 5704.1 | 0 | 0 | 8315.2
5145 | 215 | Day215 | 8 | Hour8 | 8 | Summer | 2117 | #N/A | Summer Peak | 555875.4 | 2024-08-03 08:00 | 536411 | 2170.5 | 13311.1 | 3982.8 | 555875.4 | 516253.5 | 402411.8 | 0.0376 | 0.0594 | 0.51 | 0.51 | 331.6 | 26.7 | 3.8 | 22.6 | 1070.6 | 0.21 | 333.4 | 54.6 | 388 | 347.9 | 28.1 | 4.01 | 23.6 | 1119.5 | 0.21 | 349.8 | 57 | 406.8 | 102.1 | 2.4 | 0.3 | 11.9 | 492.8 | 0.06 | 102.2 | 26.6 | 128.9 | 540.3 | 30 | 4.08 | 46.7 | 2199.8 | 0.27 | 542.3 | 112.3 | 654.6 | 27.86 | 0 | 0.27 | 28.13 | 29.59 | 0 | 0.29 | 29.88 | 555875.4 | 153463.6 | 0 | 4247.1 | 0 | 8374.7 | 110448 | 0 | 357.9 | 12484.8 | 155857.1 | 0 | 2550.3 | 3315.4 | 24747.8 | 88225.2 | 4646 | 0 | 0 | 110153 | 30419.6 | 48.3 | 8242.1 | 0 | 3.9 | 8315.2
5146 | 215 | Day215 | 9 | Hour9 | 8 | Summer | 2117 | #N/A | Summer Peak | 600474.5 | 2024-08-03 09:00 | 575485.6 | 4881.6 | 15591.6 | 4515.7 | 600474.5 | 552899.1 | 421927.9 | 0.0392 | 0.0638 | 0.51 | 0.51 | 326.1 | 26 | 3.7 | 22.3 | 1061.1 | 0.2 | 327.9 | 54 | 381.9 | 345.5 | 27.7 | 3.95 | 23.5 | 1118.7 | 0.21 | 347.4 | 56.9 | 404.3 | 94.4 | 2.6 | 0.33 | 10.7 | 445.3 | 0.06 | 94.6 | 24 | 118.5 | 422.1 | 8 | 0.8 | 49.8 | 2205.2 | 0.18 | 422.5 | 115.6 | 538.1 | 29.86 | 0 | 0.28 | 30.14 | 31.99 | 0 | 0.29 | 32.28 | 600474.5 | 178546.6 | 0 | 4247.1 | 0 | 8374.7 | 116201.8 | 0 | 746.2 | 18801.7 | 170044.4 | 0 | 2550.3 | 3315.4 | 24152 | 88396.1 | 4646 | 0 | 0 | 135820 | 23089.7 | 89 | 13115.7 | 0 | 0 | 8315.2
5147 | 215 | Day215 | 10 | Hour10 | 8 | Summer | 2117 | #N/A | Summer Peak | 628592.4 | 2024-08-03 10:00 | 615402.7 | 4627.1 | 3960.3 | 4602.2 | 628592.4 | 590178.8 | 448455.2 | 0.041 | 0.0682 | 0.49 | 0.49 | 342.9 | 27.6 | 3.94 | 23.1 | 1106.1 | 0.21 | 344.8 | 56.1 | 400.8 | 361.4 | 29.2 | 4.16 | 24.3 | 1164.1 | 0.22 | 363.4 | 59 | 422.4 | 84 | 1.8 | 0.21 | 9.9 | 417 | 0.05 | 84.2 | 22.4 | 106.5 | 976.2 | 99.5 | 14.35 | 41.8 | 2538.9 | 0.48 | 983.1 | 117.6 | 1100.7 | 32.38 | 0 | 0.27 | 32.65 | 34.93 | 0 | 0.29 | 35.21 | 628592.4 | 180137.2 | 233.6 | 4250 | 0 | 8374.7 | 129475.9 | 0 | 852 | 19192.1 | 181913.8 | 0 | 2803.8 | 3315.4 | 24626 | 88396.1 | 5065.9 | 0 | 0 | 140572.3 | 19340 | 180.8 | 16158.5 | 2544.9 | 85.5 | 8315.2
5148 | 215 | Day215 | 11 | Hour11 | 8 | Summer | 2117 | #N/A | Summer Peak | 664075.2 | 2024-08-03 11:00 | 651788.6 | 3982.8 | 3511.2 | 4792.5 | 664075.2 | 624011 | 484885.8 | 0.0426 | 0.0722 | 0.47 | 0.47 | 357.4 | 28.6 | 4.07 | 24.2 | 1157.8 | 0.21 | 359.4 | 58.7 | 418.1 | 378.4 | 30.3 | 4.31 | 25.6 | 1224.5 | 0.23 | 380.5 | 62.1 | 442.6 | 83.5 | 2.1 | 0.26 | 9.5 | 404.3 | 0.05 | 83.6 | 21.6 | 105.2 | 769.6 | 43.3 | 5.91 | 65 | 3097.1 | 0.36 | 772.5 | 157.4 | 929.9 | 37.94 | 0 | 0.27 | 38.2 | 41.11 | 0 | 0.28 | 41.4 | 664075.2 | 179189.4 | 110 | 4257.5 | 0 | 8374.7 | 140256.1 | 0 | 895.4 | 19341.1 | 199075.9 | 0 | 4562.9 | 3315.4 | 26974.4 | 88396.1 | 6465.7 | 3097.1 | 0 | 141737.2 | 16849.1 | 366.5 | 16509.5 | 10579.5 | 73.3 | 8315.2
5149 | 215 | Day215 | 12 | Hour12 | 8 | Summer | 2117 | #N/A | Summer Peak | 693894.1 | 2024-08-03 12:00 | 682104.8 | 3813.7 | 3408.2 | 4567.3 | 693894.1 | 652098.3 | 515427.5 | 0.044 | 0.0756 | 0.47 | 0.46 | 359.9 | 28.4 | 4.04 | 24.7 | 1174.7 | 0.22 | 361.9 | 59.8 | 421.6 | 387 | 30.5 | 4.35 | 26.6 | 1262.6 | 0.23 | 389.1 | 64.3 | 453.4 | 99.1 | 3.1 | 0.4 | 10.9 | 455.4 | 0.06 | 99.3 | 24.5 | 123.8 | 763.7 | 32.9 | 4.31 | 73.7 | 3392.8 | 0.36 | 765.8 | 174.9 | 940.7 | 40.77 | 1.9 | 0.26 | 42.94 | 44.33 | 2.09 | 0.28 | 46.7 | 693894.1 | 178466.6 | 110 | 4257.5 | 0 | 8374.7 | 144664.4 | 0 | 899.8 | 19834.4 | 203037.7 | 0 | 11433.3 | 3315.4 | 31573.2 | 88396.1 | 7839 | 12426.1 | 0 | 140347.6 | 16692.3 | 692.6 | 16681.1 | 12687.6 | 242.5 | 8315.2
5150 | 215 | Day215 | 13 | Hour13 | 8 | Summer | 2117 | #N/A | Summer Peak | 715068.8 | 2024-08-03 13:00 | 706319 | 1366.2 | 2891.2 | 4492.2 | 715068.7 | 674463.1 | 535422.8 | 0.0451 | 0.0782 | 0.47 | 0.45 | 365.2 | 28.3 | 4.02 | 25.5 | 1204.5 | 0.22 | 367.1 | 61.4 | 428.6 | 392.4 | 30.4 | 4.32 | 27.5 | 1294.7 | 0.24 | 394.5 | 66.1 | 460.6 | 103.2 | 2.5 | 0.32 | 12 | 489.6 | 0.07 | 103.3 | 26.7 | 130 | 753.9 | 41 | 5.57 | 65 | 3078.7 | 0.36 | 756.6 | 156.8 | 913.5 | 40.99 | 4.19 | 0.26 | 45.44 | 44.61 | 4.57 | 0.28 | 49.46 | 715068.8 | 179645.9 | 110 | 4257.5 | 0 | 8374.7 | 147350.1 | 0 | 896.1 | 20648 | 205430.6 | 0 | 20410.8 | 3315.4 | 34413.3 | 88396.1 | 9096.1 | 14268.1 | 0 | 138670.1 | 18427.4 | 1004.4 | 16360.2 | 14031 | 1577 | 8315.2
5151 | 215 | Day215 | 14 | Hour14 | 8 | Summer | 2117 | #N/A | Summer Peak | 727346.5 | 2024-08-03 14:00 | 722138.4 | 700.7 | 0 | 4507.4 | 727346.5 | 689033.7 | 549038.7 | 0.0458 | 0.0799 | 0.46 | 0.45 | 370.7 | 28.2 | 4.02 | 26.3 | 1231 | 0.23 | 372.6 | 63.1 | 435.7 | 397 | 30.2 | 4.3 | 28.3 | 1319.7 | 0.24 | 399 | 67.7 | 466.7 | 105.3 | 2.6 | 0.34 | 12.4 | 493.6 | 0.07 | 105.4 | 27.1 | 132.5 | 729 | 27.7 | 3.55 | 73.7 | 3354 | 0.34 | 730.8 | 173.7 | 904.5 | 42.46 | 10.62 | 0.25 | 53.34 | 46.23 | 11.58 | 0.28 | 58.09 | 727346.5 | 178307.8 | 110.1 | 4257.5 | 0 | 8374.7 | 148443.4 | 0 | 892.8 | 19709 | 207851.4 | 0 | 26194.1 | 3315.4 | 36085.7 | 88396.1 | 11117.8 | 14892.3 | 0 | 134974.6 | 21563.8 | 1167.5 | 16399.3 | 14117.8 | 2990.5 | 8315.2
5152 | 215 | Day215 | 15 | Hour15 | 8 | Summer | 2117 | #N/A | Summer Peak | 737606.9 | 2024-08-03 15:00 | 733180.8 | 0 | 0 | 4426.1 | 737606.9 | 699194.8 | 560642.5 | 0.0463 | 0.0811 | 0.45 | 0.44 | 374.6 | 28.2 | 4.01 | 27 | 1250.6 | 0.23 | 376.6 | 64.3 | 440.9 | 400.9 | 30.1 | 4.29 | 28.9 | 1339.8 | 0.25 | 403 | 68.9 | 471.9 | 124.7 | 3.3 | 0.44 | 14.7 | 562.1 | 0.1 | 124.9 | 31.5 | 156.4 | 721.8 | 22.7 | 2.85 | 78 | 3410.1 | 0.37 | 723.3 | 179.8 | 903 | 43.98 | 24.23 | 0.26 | 68.47 | 47.92 | 26.44 | 0.28 | 74.64 | 737606.9 | 176964.3 | 135.3 | 4257.5 | 0 | 8374.7 | 149116.4 | 0 | 888.2 | 19684.3 | 209295.3 | 0 | 31173.4 | 3315.4 | 38822.2 | 88396.1 | 12863.9 | 14892.3 | 0 | 130321.4 | 24646 | 1424.3 | 15228.8 | 14375.3 | 1627.6 | 8315.2
5153 | 215 | Day215 | 16 | Hour16 | 8 | Summer | 2117 | #N/A | Summer Peak | 742101.8 | 2024-08-03 16:00 | 737866 | 0 | 0 | 4235.7 | 742101.8 | 703517.8 | 573212.6 | 0.0465 | 0.0816 | 0.44 | 0.43 | 382.9 | 28.3 | 4.03 | 28.1 | 1285.9 | 0.24 | 384.9 | 66.5 | 451.3 | 409.8 | 30.3 | 4.31 | 30.1 | 1377.7 | 0.26 | 411.9 | 71.3 | 483.1 | 170 | 4.9 | 0.73 | 20.4 | 698.7 | 0.17 | 170.3 | 41.2 | 211.6 | 721 | 24 | 3.06 | 76.7 | 3363.3 | 0.37 | 722.5 | 177 | 899.5 | 47.89 | 45.07 | 0.26 | 93.22 | 52.21 | 49.18 | 0.28 | 101.67 | 742101.8 | 168889.2 | 495.7 | 4257.5 | 0 | 8374.7 | 149331 | 0 | 878 | 19159.7 | 210822.4 | 0 | 37021.4 | 3315.4 | 40903.7 | 88396.1 | 15402.3 | 14892.3 | 0 | 119704 | 27559.8 | 1587.7 | 15234 | 14244.6 | 797.4 | 8315.2
5154 | 215 | Day215 | 17 | Hour17 | 8 | Summer | 2117 | #N/A | Summer Peak | 737519.6 | 2024-08-03 17:00 | 733579.6 | 0 | 0 | 3940 | 737519.6 | 699598 | 589215.4 | 0.0463 | 0.0811 | 0.42 | 0.41 | 398.7 | 29 | 4.14 | 29.8 | 1341.8 | 0.26 | 400.7 | 69.9 | 470.6 | 426.7 | 31 | 4.42 | 32 | 1438 | 0.28 | 428.8 | 74.9 | 503.8 | 241.6 | 6.8 | 1.04 | 29.3 | 978.9 | 0.26 | 242.1 | 58.6 | 300.7 | 994.3 | 49.3 | 8.8 | 115.4 | 2276.9 | 1.83 | 998.2 | 183.7 | 1181.9 | 50.19 | 70.87 | 0.26 | 121.32 | 54.68 | 77.3 | 0.29 | 132.26 | 737519.6 | 148304.2 | 1835.4 | 4257.5 | 0 | 8374.7 | 149895.9 | 0 | 852.3 | 16036.6 | 212789.2 | 0 | 42505.7 | 3315.4 | 43219.3 | 88396.1 | 19733.7 | 14892.3 | 0 | 98299.7 | 31231.5 | 1884 | 11973.9 | 14450.4 | 1427.7 | 8315.2
5155 | 215 | Day215 | 18 | Hour18 | 8 | Summer | 2117 | #N/A | Summer Peak | 723570.5 | 2024-08-03 18:00 | 719721 | 0 | 0 | 3849.4 | 723570.5 | 686869.7 | 602802.8 | 0.0456 | 0.0795 | 0.4 | 0.39 | 411.7 | 29.5 | 4.22 | 31.2 | 1393.6 | 0.27 | 413.7 | 72.8 | 486.5 | 441.1 | 31.6 | 4.51 | 33.5 | 1495.4 | 0.29 | 443.2 | 78.1 | 521.4 | 408 | 11.9 | 1.84 | 49.4 | 1623.4 | 0.45 | 408.9 | 97.9 | 506.8 | 1191.2 | 55.7 | 10.03 | 141.4 | 2825.7 | 2.2 | 1195.6 | 226.3 | 1421.9 | 58.05 | 95.4 | 0.26 | 153.72 | 63.12 | 103.91 | 0.29 | 167.32 | 723570.5 | 120767.6 | 3551.2 | 4257.5 | 0 | 8374.7 | 149178 | 0 | 774.1 | 10507.9 | 213996.1 | 0 | 47143.4 | 3315.4 | 48958.3 | 88396.1 | 20739.8 | 14892.3 | 0 | 69009.8 | 38370.8 | 2105.1 | 9754.3 | 13879.3 | 1526.1 | 8315.2
5156 | 215 | Day215 | 19 | Hour19 | 8 | Summer | 2117 | #N/A | Summer Peak | 701513.8 | 2024-08-03 19:00 | 697543.3 | 0 | 0 | 3970.5 | 701513.8 | 666450 | 605400.1 | 0.0446 | 0.077 | 0.39 | 0.38 | 417.9 | 30.4 | 4.34 | 31.3 | 1404.3 | 0.27 | 420 | 73.2 | 493.2 | 446.9 | 32.4 | 4.64 | 33.5 | 1504.1 | 0.29 | 449.2 | 78.4 | 527.6 | 499.7 | 14.8 | 2.29 | 60.2 | 1983.1 | 0.55 | 500.8 | 119.4 | 620.2 | 971.2 | 48.5 | 6.87 | 91.7 | 3789.3 | 0.68 | 974.6 | 204.8 | 1179.3 | 51.73 | 39.18 | 0.26 | 91.17 | 56.08 | 42.54 | 0.29 | 98.9 | 701513.8 | 96113.8 | 2748.8 | 4257.5 | 0 | 8374.7 | 149632.7 | 0 | 540.8 | 6120.5 | 218136.6 | 0 | 38782.5 | 3315.4 | 57075.4 | 88396.1 | 19981.2 | 14699.1 | 0 | 34982.7 | 52288 | 2181.7 | 7068.5 | 13268.4 | 2205.6 | 8315.2
5157 | 215 | Day215 | 20 | Hour20 | 8 | Summer | 2117 | #N/A | Summer Peak | 679984.8 | 2024-08-03 20:00 | 675503.7 | 0 | 0 | 4481.1 | 679984.8 | 646077.6 | 595478.7 | 0.0436 | 0.0746 | 0.4 | 0.38 | 411.8 | 30.8 | 4.4 | 29.9 | 1367.4 | 0.26 | 413.9 | 70.8 | 484.7 | 441.4 | 32.9 | 4.7 | 32.3 | 1470.3 | 0.28 | 443.7 | 76.1 | 519.8 | 501.2 | 15.1 | 2.3 | 59.6 | 2020.8 | 0.52 | 502.3 | 119.9 | 622.3 | 779.9 | 18.1 | 2.44 | 94.1 | 3576.7 | 0.62 | 781.1 | 200.9 | 982 | 45.12 | 1.7 | 0.27 | 47.08 | 48.77 | 1.84 | 0.29 | 50.9 | 679984.8 | 84506.2 | 5935.3 | 4257.5 | 0 | 8374.7 | 149387.6 | 0 | 150.9 | 2441.8 | 219773.2 | 0 | 25784.4 | 3315.4 | 56067.2 | 88396.1 | 16105.3 | 18081.9 | 0 | 8257.2 | 71354.8 | 2301.5 | 1922.9 | 9202.3 | 3626 | 8315.2
5158 | 215 | Day215 | 21 | Hour21 | 8 | Summer | 2117 | #N/A | Summer Peak | 651978.4 | 2024-08-03 21:00 | 646857.2 | 0 | 0 | 5121.3 | 651978.5 | 619479.9 | 570964.5 | 0.0423 | 0.0715 | 0.4 | 0.39 | 402.4 | 30.9 | 4.4 | 28.4 | 1332.1 | 0.25 | 404.6 | 68.1 | 472.7 | 429.7 | 32.8 | 4.67 | 30.5 | 1426.9 | 0.26 | 431.9 | 73.1 | 505 | 466.1 | 14.4 | 2.07 | 53.6 | 1975.2 | 0.41 | 467.1 | 112.6 | 579.7 | 721.1 | 30.7 | 4.69 | 77.7 | 2616.3 | 0.76 | 723.3 | 155.9 | 879.2 | 46.45 | 7.99 | 0.27 | 54.72 | 50.03 | 8.6 | 0.3 | 58.93 | 651978.4 | 81014 | 5855.9 | 4257.5 | 0 | 8374.7 | 146165.9 | 0 | 0 | 41.2 | 218970.2 | 0 | 14923.4 | 3315.4 | 55167.5 | 88396.1 | 10104.3 | 15433.5 | 0 | 67.9 | 78532.3 | 2372.6 | 598.6 | 3492 | 3762.5 | 8315.2
5159 | 215 | Day215 | 22 | Hour22 | 8 | Summer | 2117 | #N/A | Summer Peak | 609773.8 | 2024-08-03 22:00 | 604155.1 | 0 | 0 | 5618.7 | 609773.8 | 579710.5 | 528416.5 | 0.0405 | 0.0669 | 0.4 | 0.4 | 400 | 31.4 | 4.46 | 27.5 | 1314.5 | 0.24 | 402.1 | 66.7 | 468.9 | 419.3 | 32.8 | 4.67 | 28.9 | 1381.2 | 0.25 | 421.6 | 70.2 | 491.8 | 420.4 | 16.8 | 2.39 | 44.2 | 1715.7 | 0.33 | 421.5 | 95.4 | 516.9 | 1077.6 | 53.7 | 9.85 | 127.8 | 2226.3 | 2.15 | 1081.9 | 194.7 | 1276.6 | 38 | 0 | 0.28 | 38.28 | 40.73 | 0 | 0.3 | 41.03 | 609773.8 | 81357.3 | 4507.3 | 4257.5 | 0 | 8374.7 | 141151.4 | 0 | 0 | 0 | 212522.9 | 0 | 5376.6 | 3315.4 | 50310.3 | 88396.1 | 6316.5 | 3887.8 | 0 | 0 | 79080.6 | 2276.8 | 7.6 | 1553.2 | 3879.9 | 8315.2
5160 | 215 | Day215 | 23 | Hour23 | 8 | Summer | 2117 | #N/A | Summer Peak | 570065.3 | 2024-08-03 23:00 | 561674.5 | 110 | 3085.9 | 5194.9 | 570065.3 | 539947.8 | 488453.8 | 0.0387 | 0.0623 | 0.42 | 0.42 | 381.3 | 29.9 | 4.26 | 26.4 | 1252.8 | 0.23 | 383.3 | 63.8 | 447.2 | 398.9 | 31.2 | 4.44 | 27.7 | 1313.3 | 0.24 | 401 | 66.9 | 468 | 478.6 | 26.7 | 3.71 | 41.6 | 1865.6 | 0.27 | 480.4 | 97.2 | 577.6 | 649.5 | 44.5 | 6.2 | 47.5 | 2374.7 | 0.3 | 652.5 | 118.3 | 770.8 | 33.82 | 0 | 0.28 | 34.1 | 36.08 | 0 | 0.3 | 36.39 | 570065.3 | 81611.5 | 3890.4 | 4247.1 | 0 | 8374.7 | 125904.1 | 0 | 0 | 0 | 193159.8 | 0 | 3010.9 | 3315.4 | 48855.3 | 88396.1 | 5891.8 | 3408.2 | 0 | 0 | 79415.2 | 2196.4 | 0 | 1374.6 | 2527.8 | 8315.2
5161 | 216 | Day216 | 0 | Hour0 | 8 | Summer | 10 | 732759.1 | Summer | 540462.1 | 2024-08-04 | 522146.6 | 110 | 12676.2 | 5529.2 | 540462.1 | 502795 | 459928.6 | 0.0371 | 0.0579 | 0.43 | 0.43 | 372.8 | 28.9 | 4.11 | 26.3 | 1234.6 | 0.23 | 374.8 | 63.1 | 437.9 | 388.4 | 30.2 | 4.29 | 27.3 | 1284.6 | 0.24 | 390.4 | 65.6 | 456.1 | 485.5 | 27.5 | 3.83 | 41.6 | 1887 | 0.27 | 487.3 | 97.9 | 585.2 | 490.6 | 14.6 | 1.76 | 53.3 | 2381.7 | 0.23 | 491.5 | 124.4 | 615.8 | 33.25 | 0 | 0.29 | 33.53 | 35.32 | 0 | 0.3 | 35.62 | 540462.1 | 80533.6 | 109.8 | 4247.1 | 0 | 8374.7 | 115234 | 0 | 0 | 0 | 182644.7 | 0 | 3737.3 | 3315.4 | 48138.7 | 88396.1 | 5547.1 | 183.5 | 0 | 0 | 78425 | 2108.5 | 0 | 1225.9 | 976.1 | 8315.2
5162 | 216 | Day216 | 1 | Hour1 | 8 | Summer | 2117 | #N/A | Summer | 510358.2 | 2024-08-04 01:00 | 489589.6 | 119.7 | 14892.3 | 5756.6 | 510358.2 | 472082.9 | 430954.7 | 0.0358 | 0.0542 | 0.45 | 0.45 | 359.7 | 27.9 | 3.97 | 25.5 | 1190.4 | 0.22 | 361.6 | 61.1 | 422.7 | 373.8 | 29 | 4.13 | 26.5 | 1236.6 | 0.23 | 375.8 | 63.4 | 439.2 | 511.9 | 31.4 | 4.4 | 41.6 | 1923 | 0.28 | 514.1 | 98.9 | 613 | 456.2 | 10.8 | 1.21 | 52.1 | 2302.4 | 0.21 | 456.9 | 120.8 | 577.7 | 29.83 | 0 | 0.28 | 30.11 | 31.51 | 0 | 0.3 | 31.81 | 510358.2 | 79403.5 | 23.6 | 4247.1 | 0 | 8374.7 | 104847.4 | 0 | 0 | 0 | 167215.6 | 0 | 2703.5 | 3315.4 | 46504 | 88396.1 | 5327.1 | 0 | 0 | 0 | 77371.5 | 2032 | 0 | 0 | 31.1 | 8315.2
5163 | 216 | Day216 | 2 | Hour2 | 8 | Summer | 2117 | #N/A | Summer | 486371.8 | 2024-08-04 02:00 | 465432.3 | 620.2 | 14892.3 | 5427 | 486371.8 | 449224.6 | 410464.1 | 0.0348 | 0.0515 | 0.46 | 0.46 | 355.7 | 27.8 | 3.96 | 25.2 | 1169.5 | 0.22 | 357.6 | 60.1 | 417.7 | 369.1 | 28.9 | 4.11 | 26.1 | 1213 | 0.23 | 371.1 | 62.3 | 433.4 | 533.6 | 34.4 | 4.84 | 41.7 | 1956.4 | 0.29 | 535.9 | 100.1 | 636 | 420.2 | 8.1 | 0.84 | 49.7 | 2177 | 0.19 | 420.6 | 114.6 | 535.2 | 28.7 | 0 | 0.28 | 28.98 | 30.22 | 0 | 0.3 | 30.52 | 486371.8 | 75907.7 | 0 | 4247.1 | 0 | 8374.7 | 100033.6 | 0 | 0 | 0 | 154189.1 | 0 | 2703.5 | 3315.4 | 44016.3 | 88396.1 | 5188.2 | 0 | 0 | 0 | 74046.4 | 1861.3 | 0 | 0 | 124.9 | 8315.2
5164 | 216 | Day216 | 3 | Hour3 | 8 | Summer | 2117 | #N/A | Summer | 474312 | 2024-08-04 03:00 | 451699.3 | 2747.3 | 14892.3 | 4973 | 474312 | 436207.7 | 401312.6 | 0.0343 | 0.0499 | 0.45 | 0.45 | 360.2 | 28.1 | 4 | 25.6 | 1186.2 | 0.23 | 362.2 | 61 | 423.1 | 373.9 | 29.3 | 4.16 | 26.4 | 1228.7 | 0.24 | 375.9 | 63.1 | 439 | 539.6 | 35.6 | 5.02 | 41.5 | 1952.1 | 0.3 | 542.1 | 99.7 | 641.8 | 840.9 | 84.8 | 12.23 | 36.8 | 2214 | 0.41 | 846.7 | 102.9 | 949.6 | 28.46 | 0 | 0.29 | 28.75 | 29.91 | 0 | 0.29 | 30.2 | 474312 | 72999.4 | 0 | 4247.1 | 0 | 8374.7 | 98431.6 | 0 | 0 | 0 | 152852.2 | 0 | 2673.6 | 3315.4 | 37883.6 | 88396.1 | 5138.1 | 0 | 0 | 0 | 71244.6 | 1754.8 | 0 | 0 | 0 | 8315.2
5165 | 216 | Day216 | 4 | Hour4 | 8 | Summer | 2117 | #N/A | Summer | 470570.7 | 2024-08-04 04:00 | 449054.3 | 2275.5 | 14679.3 | 4561.6 | 470570.7 | 433707.7 | 402045.6 | 0.0342 | 0.0495 | 0.44 | 0.44 | 370.2 | 29.1 | 4.14 | 26.1 | 1214.3 | 0.23 | 372.2 | 62.3 | 434.5 | 384.5 | 30.2 | 4.31 | 27 | 1259.6 | 0.24 | 386.6 | 64.6 | 451.2 | 527.1 | 33.8 | 4.74 | 41.5 | 1938.5 | 0.29 | 529.4 | 99.4 | 628.8 | 765.5 | 66.8 | 9.53 | 42.9 | 2344.8 | 0.37 | 770 | 112.9 | 883 | 28.53 | 0 | 0.29 | 28.82 | 29.98 | 0 | 0.29 | 30.27 | 470570.7 | 68525.1 | 0 | 4247.1 | 0 | 8374.7 | 101166.8 | 0 | 0 | 34.6 | 154109.2 | 0 | 2644.7 | 3315.4 | 34653.4 | 88396.1 | 5138.1 | 0 | 0 | 78.7 | 66902.5 | 1509.3 | 0 | 0 | 200 | 8315.2
5166 | 216 | Day216 | 5 | Hour5 | 8 | Summer | 2117 | #N/A | Summer | 478580 | 2024-08-04 05:00 | 459302.4 | 322.9 | 14679.3 | 4275.4 | 478580.1 | 443443.1 | 407681.1 | 0.0345 | 0.0506 | 0.44 | 0.43 | 374.2 | 29.4 | 4.19 | 26.3 | 1226.8 | 0.23 | 376.2 | 62.9 | 439.1 | 389 | 30.6 | 4.36 | 27.2 | 1273.7 | 0.24 | 391.1 | 65.2 | 456.3 | 503.9 | 31.3 | 4.38 | 40.7 | 1879.1 | 0.28 | 506.1 | 96.8 | 602.8 | 521.6 | 15 | 1.78 | 56.9 | 2564.4 | 0.23 | 522.6 | 133.4 | 656 | 28.88 | 0 | 0.28 | 29.16 | 30.38 | 0 | 0.29 | 30.66 | 478580 | 70899 | 0 | 4247.1 | 0 | 8374.7 | 104103.5 | 0 | 0 | 235.8 | 158434 | 0 | 2639.9 | 3315.4 | 33032 | 88396.1 | 5138.1 | 0 | 0 | 4759.4 | 64511.4 | 1392.4 | 124.6 | 0 | 2.7 | 8315.2
5167 | 216 | Day216 | 6 | Hour6 | 8 | Summer | 2117 | #N/A | Summer | 499563.2 | 2024-08-04 06:00 | 477754.7 | 3243.4 | 14679.3 | 3885.8 | 499563.2 | 460929.1 | 404677.9 | 0.0352 | 0.0527 | 0.46 | 0.46 | 355.7 | 28.1 | 4 | 24.9 | 1162.6 | 0.22 | 357.6 | 59.6 | 417.2 | 371.8 | 29.5 | 4.2 | 25.8 | 1210.7 | 0.23 | 373.8 | 61.9 | 435.7 | 353.1 | 19.2 | 2.67 | 31.2 | 1388.4 | 0.21 | 354.4 | 72.6 | 427 | 879.9 | 84.9 | 12.2 | 42 | 2438.3 | 0.43 | 885.7 | 114.8 | 1000.5 | 28.67 | 0 | 0.29 | 28.96 | 30.21 | 0 | 0.29 | 30.5 | 499563.2 | 94885.3 | 0 | 4247.1 | 0 | 8374.7 | 103818.8 | 0 | 0 | 5226.3 | 155819 | 0 | 2639.9 | 3315.4 | 32928.7 | 88396.1 | 5138.1 | 0 | 0 | 28189.4 | 60375.1 | 1094.4 | 1487.1 | 0 | 0 | 8315.2
5168 | 216 | Day216 | 7 | Hour7 | 8 | Summer | 2117 | #N/A | Summer | 526450.2 | 2024-08-04 07:00 | 504473.4 | 3326.7 | 14525.8 | 4124.4 | 526450.2 | 486179.4 | 406158.4 | 0.0363 | 0.0557 | 0.49 | 0.49 | 342.5 | 27.2 | 3.88 | 23.7 | 1112.8 | 0.21 | 344.4 | 56.9 | 401.3 | 358.4 | 28.6 | 4.08 | 24.6 | 1160.6 | 0.22 | 360.4 | 59.3 | 419.6 | 183.2 | 6 | 0.81 | 20.1 | 816.5 | 0.12 | 183.6 | 44.5 | 228.1 | 824.9 | 83.5 | 12.04 | 36.7 | 2165.7 | 0.42 | 830.7 | 101.4 | 932.1 | 27.74 | 0 | 0.28 | 28.03 | 29.38 | 0 | 0.3 | 29.68 | 526450.2 | 120291.8 | 0 | 4247.1 | 0 | 8374.7 | 106407.6 | 0 | 0 | 8713.7 | 155027.7 | 0 | 2639.9 | 3315.4 | 33785 | 87222.8 | 5138.1 | 0 | 0 | 62497.1 | 48053.3 | 1027.6 | 4664.8 | 0 | 0 | 8315.2
5169 | 216 | Day216 | 8 | Hour8 | 8 | Summer | 2117 | #N/A | Summer | 559660.3 | 2024-08-04 08:00 | 539792 | 2259.8 | 13846.3 | 3762.2 | 559660.3 | 519429.3 | 416505.7 | 0.0377 | 0.0598 | 0.49 | 0.49 | 342.2 | 27.3 | 3.89 | 23.5 | 1109.6 | 0.21 | 344.1 | 56.6 | 400.7 | 358.5 | 28.8 | 4.1 | 24.4 | 1158.6 | 0.22 | 360.5 | 59 | 419.5 | 125.3 | 3.3 | 0.43 | 14.6 | 579.2 | 0.09 | 125.5 | 31.9 | 157.4 | 718 | 60.9 | 8.66 | 42.7 | 2258 | 0.36 | 722.1 | 110.1 | 832.3 | 28.74 | 0 | 0.28 | 29.03 | 30.58 | 0 | 0.3 | 30.88 | 559660.3 | 143154.6 | 0 | 4247.1 | 0 | 8374.7 | 113617.1 | 0 | 337 | 11297.1 | 163879.2 | 0 | 2639.9 | 3315.4 | 27889.3 | 87404.8 | 5138.1 | 0 | 0 | 100473.1 | 30121.9 | 925.4 | 7284.6 | 0 | 0 | 8315.2
5170 | 216 | Day216 | 9 | Hour9 | 8 | Summer | 2117 | #N/A | Summer | 600442.2 | 2024-08-04 09:00 | 577684.6 | 4644.3 | 13683.5 | 4429.8 | 600442.2 | 554955.9 | 428767.9 | 0.0393 | 0.064 | 0.5 | 0.49 | 336.2 | 26.9 | 3.84 | 22.9 | 1087.9 | 0.21 | 338 | 55.4 | 393.4 | 356 | 28.7 | 4.09 | 24 | 1146.2 | 0.22 | 357.9 | 58.3 | 416.2 | 118.3 | 3.3 | 0.44 | 13.5 | 541.2 | 0.08 | 118.5 | 29.7 | 148.2 | 489.9 | 18.9 | 2.41 | 49.1 | 2256.4 | 0.22 | 491.2 | 116.4 | 607.6 | 30.46 | 0 | 0.29 | 30.75 | 32.6 | 0 | 0.3 | 32.9 | 600442.2 | 171674.3 | 0 | 4247.1 | 0 | 8374.7 | 120428.5 | 0 | 742.7 | 17392.9 | 171891.5 | 0 | 2639.9 | 3315.4 | 24336.5 | 88396.1 | 5138.1 | 0 | 0 | 127108.1 | 25415.7 | 1014.7 | 11330.9 | 500.4 | 0 | 8315.2
5171 | 216 | Day216 | 10 | Hour10 | 8 | Summer | 2117 | #N/A | Summer | 629774.8 | 2024-08-04 10:00 | 616486 | 4626.2 | 3870.3 | 4792.4 | 629774.8 | 591187.4 | 449669.4 | 0.041 | 0.0683 | 0.49 | 0.49 | 343.7 | 27.6 | 3.93 | 23.3 | 1110.5 | 0.21 | 345.6 | 56.4 | 402 | 362.1 | 29.1 | 4.15 | 24.5 | 1168.7 | 0.22 | 364.1 | 59.4 | 423.5 | 94.7 | 2.1 | 0.25 | 11.2 | 464.2 | 0.06 | 94.9 | 25 | 119.9 | 585.6 | 31.6 | 4.3 | 50.8 | 2394.1 | 0.28 | 587.7 | 122.2 | 709.9 | 32.74 | 0 | 0.28 | 33.02 | 35.3 | 0 | 0.3 | 35.6 | 629774.8 | 180105.5 | 139.3 | 4250 | 0 | 8374.7 | 129095.7 | 0 | 866.3 | 18953.7 | 183097 | 0 | 2872.7 | 3315.4 | 24427.9 | 88396.1 | 5700.6 | 0 | 0 | 135695.5 | 23456.7 | 1133.3 | 14710.8 | 3901.8 | 29.7 | 8315.2
5172 | 216 | Day216 | 11 | Hour11 | 8 | Summer | 2117 | #N/A | Summer | 663428.8 | 2024-08-04 11:00 | 651180.9 | 3890.4 | 3408.2 | 4949.3 | 663428.8 | 623439.4 | 481128.1 | 0.0426 | 0.0722 | 0.47 | 0.47 | 355.7 | 28.4 | 4.04 | 24.1 | 1154.6 | 0.21 | 357.6 | 58.6 | 416.2 | 375.3 | 29.9 | 4.27 | 25.4 | 1217.2 | 0.22 | 377.4 | 61.8 | 439.1 | 98.8 | 2.3 | 0.28 | 11.7 | 475.3 | 0.06 | 98.9 | 25.8 | 124.7 | 1324.6 | 143.7 | 20.96 | 50.4 | 3047.8 | 0.74 | 1334.6 | 141.4 | 1476.1 | 37.29 | 0 | 0.28 | 37.57 | 40.39 | 0 | 0.3 | 40.69 | 663428.8 | 182300.6 | 179 | 4257.5 | 0 | 8374.7 | 138921.2 | 0 | 890.1 | 19236.9 | 199449.4 | 0 | 4207.7 | 3315.4 | 27490 | 88396.1 | 6335.8 | 201.4 | 0 | 135722.5 | 25004 | 1447.1 | 16301.8 | 10887.3 | 204.4 | 8315.2
5173 | 216 | Day216 | 12 | Hour12 | 8 | Summer | 2117 | #N/A | Summer | 691493.6 | 2024-08-04 12:00 | 679668.6 | 3762.3 | 3408.2 | 4654.3 | 691493.6 | 649814.2 | 508760.4 | 0.0439 | 0.0754 | 0.48 | 0.47 | 355.2 | 28.1 | 4 | 24.3 | 1159 | 0.21 | 357.2 | 58.9 | 416.1 | 380.6 | 30.1 | 4.28 | 26.1 | 1242.2 | 0.23 | 382.7 | 63.2 | 445.8 | 112.5 | 3.1 | 0.41 | 13 | 511.4 | 0.08 | 112.7 | 28.3 | 141 | 1245.6 | 139.5 | 20.27 | 42.2 | 2823.4 | 0.63 | 1255.3 | 126.5 | 1381.8 | 40.11 | 0 | 0.28 | 40.39 | 43.6 | 0 | 0.3 | 43.9 | 691493.6 | 182733.2 | 110.6 | 4257.5 | 0 | 8374.7 | 142965.6 | 0 | 897.4 | 19172.9 | 202936.1 | 0 | 9043.6 | 3315.4 | 32311.7 | 88396.1 | 7197.1 | 9852 | 0 | 133282.6 | 27613.8 | 1766.5 | 16601.7 | 13592.7 | 486.1 | 8315.2
5174 | 216 | Day216 | 13 | Hour13 | 8 | Summer | 2117 | #N/A | Summer | 711261.7 | 2024-08-04 13:00 | 701598.4 | 2586.1 | 2580.1 | 4497.1 | 711261.7 | 670056 | 527857.6 | 0.0449 | 0.0778 | 0.47 | 0.46 | 358.8 | 27.9 | 3.98 | 24.9 | 1178.1 | 0.22 | 360.7 | 60.1 | 420.8 | 386 | 30 | 4.28 | 26.9 | 1268.2 | 0.24 | 388.1 | 64.8 | 452.8 | 107.9 | 2.8 | 0.35 | 12.4 | 511.3 | 0.07 | 108.1 | 27.7 | 135.7 | 941.2 | 53 | 8.36 | 92.6 | 2790.4 | 1.15 | 945 | 176 | 1121.1 | 41.99 | 13.03 | 0.27 | 55.29 | 45.71 | 14.3 | 0.3 | 60.3 | 711261.7 | 183404.1 | 265.5 | 4257.5 | 0 | 8374.7 | 145280.5 | 0 | 894.3 | 18923.4 | 204424.2 | 0 | 15926.9 | 3315.4 | 34937.8 | 88396.1 | 9053.7 | 13625.1 | 0 | 131690.6 | 29997.6 | 1898.1 | 15719.5 | 13739.8 | 1022.5 | 8315.2
5175 | 216 | Day216 | 14 | Hour14 | 8 | Summer | 2117 | #N/A | Summer | 722570.4 | 2024-08-04 14:00 | 716146.5 | 575.5 | 1374.6 | 4473.7 | 722570.3 | 683452.8 | 540691 | 0.0456 | 0.0795 | 0.47 | 0.46 | 363.6 | 27.9 | 3.98 | 25.6 | 1201.6 | 0.22 | 365.6 | 61.5 | 427 | 389.9 | 29.9 | 4.26 | 27.6 | 1289.7 | 0.24 | 392 | 66.1 | 458 | 114 | 2.9 | 0.38 | 13.3 | 532.7 | 0.08 | 114.1 | 29.2 | 143.3 | 904 | 44.5 | 5.94 | 81.9 | 3857.8 | 0.41 | 906.9 | 197 | 1103.9 | 42.62 | 28.62 | 0.27 | 71.51 | 46.41 | 31.32 | 0.3 | 78.02 | 722570.4 | 181879.4 | 191.3 | 4257.5 | 0 | 8374.7 | 146645.7 | 0 | 874.8 | 17801.9 | 206097.6 | 0 | 21620.4 | 3315.4 | 37213.3 | 88396.1 | 10432.8 | 14146.1 | 0 | 127806.4 | 33457.9 | 1938.4 | 15002.1 | 13764 | 2889.1 | 8315.2
5176 | 216 | Day216 | 15 | Hour15 | 8 | Summer | 2117 | #N/A | Summer | 729814.4 | 2024-08-04 15:00 | 724378.2 | 94.3 | 600 | 4741.8 | 729814.4 | 691018.1 | 546395.5 | 0.046 | 0.0804 | 0.47 | 0.46 | 364.5 | 27.8 | 3.96 | 25.9 | 1209.6 | 0.22 | 366.4 | 62 | 428.3 | 390.5 | 29.7 | 4.24 | 27.8 | 1297.7 | 0.24 | 392.6 | 66.5 | 459.1 | 122.8 | 3.5 | 0.47 | 14.2 | 551.2 | 0.09 | 123 | 30.6 | 153.7 | 789 | 40.8 | 5.49 | 69.7 | 3304.4 | 0.36 | 791.7 | 168.3 | 959.9 | 43.53 | 35.49 | 0.27 | 79.29 | 47.42 | 38.82 | 0.3 | 86.53 | 729814.4 | 183418.9 | 390.7 | 4257.5 | 0 | 8374.7 | 146908.8 | 0 | 872.3 | 16888.2 | 206643.7 | 0 | 24895.2 | 3315.4 | 37731.6 | 88396.1 | 10875.8 | 14605.8 | 0 | 126086.4 | 37414.2 | 2157.9 | 13423.7 | 14374.4 | 1357.5 | 8315.2
5177 | 216 | Day216 | 16 | Hour16 | 8 | Summer | 2117 | #N/A | Summer | 732759.1 | 2024-08-04 16:00 | 726792.6 | 0 | 963.6 | 5002.9 | 732759.1 | 693238.9 | 554704.8 | 0.0462 | 0.0807 | 0.46 | 0.45 | 369.3 | 27.9 | 3.98 | 26.5 | 1226.1 | 0.23 | 371.2 | 63.1 | 434.3 | 395.8 | 29.9 | 4.26 | 28.5 | 1316.1 | 0.25 | 397.9 | 67.8 | 465.7 | 142.1 | 4 | 0.55 | 16.4 | 634.9 | 0.11 | 142.4 | 35.4 | 177.7 | 842.5 | 42.8 | 5.85 | 76.5 | 3455.4 | 0.45 | 845.4 | 179.5 | 1024.9 | 46.26 | 48.8 | 0.27 | 95.34 | 50.41 | 53.44 | 0.3 | 104.14 | 732759.1 | 178054.4 | 943.1 | 4257.5 | 0 | 8374.7 | 146955.6 | 0 | 895.1 | 15555.2 | 206490.9 | 0 | 27721.4 | 3315.4 | 40387.8 | 88396.1 | 13336.7 | 14525.8 | 0 | 116808.8 | 42416.4 | 2378.8 | 12388.7 | 14197.6 | 1473.8 | 8315.2
5178 | 216 | Day216 | 17 | Hour17 | 8 | Summer | 2117 | #N/A | Summer | 726332.2 | 2024-08-04 17:00 | 720951.5 | 166.3 | 0 | 5214.4 | 726332.2 | 687883.8 | 560699.2 | 0.0459 | 0.08 | 0.45 | 0.44 | 376.5 | 28.2 | 4.04 | 27.3 | 1247.3 | 0.24 | 378.5 | 64.6 | 443 | 403.7 | 30.2 | 4.32 | 29.4 | 1340.4 | 0.26 | 405.8 | 69.5 | 475.3 | 202.4 | 6.4 | 0.92 | 23.3 | 846.3 | 0.18 | 202.8 | 48.6 | 251.4 | 740 | 26.2 | 3.39 | 77.6 | 3382.8 | 0.4 | 741.7 | 178.6 | 920.3 | 45.62 | 68.98 | 0.27 | 114.87 | 49.65 | 75.44 | 0.3 | 125.39 | 726332.2 | 165633 | 2770.5 | 4257.5 | 0 | 8374.7 | 146684.1 | 0 | 877.9 | 13141 | 207184 | 0 | 28153.2 | 3315.4 | 40982.4 | 88396.1 | 15902 | 14679.3 | 0 | 97120.4 | 52126.2 | 2367.6 | 9731.9 | 14311.3 | 1553.2 | 8315.2
5179 | 216 | Day216 | 18 | Hour18 | 8 | Summer | 2117 | #N/A | Summer | 709547.1 | 2024-08-04 18:00 | 704562.2 | 0 | 0 | 4984.9 | 709547.1 | 672823 | 566384.2 | 0.045 | 0.0781 | 0.44 | 0.42 | 387 | 28.9 | 4.13 | 28.2 | 1284.2 | 0.25 | 389 | 66.5 | 455.5 | 415 | 30.9 | 4.42 | 30.4 | 1380 | 0.27 | 417.1 | 71.6 | 488.7 | 360.7 | 11.3 | 1.74 | 42.7 | 1425.9 | 0.38 | 361.5 | 85.3 | 446.8 | 820.1 | 30.1 | 4.31 | 89.5 | 3378.3 | 0.68 | 822.2 | 190.4 | 1012.5 | 48.53 | 64.99 | 0.27 | 113.79 | 52.69 | 70.88 | 0.3 | 123.87 | 709547.1 | 143162.9 | 3545.4 | 4257.5 | 0 | 8374.7 | 146371.1 | 0 | 791.2 | 10502.9 | 207962.7 | 0 | 29055.8 | 3315.4 | 44091.3 | 88396.1 | 16339 | 14675.2 | 0 | 68215 | 61459.3 | 2194.6 | 8071 | 12943.6 | 1520.3 | 8315.2
5180 | 216 | Day216 | 19 | Hour19 | 8 | Summer | 2117 | #N/A | Summer | 686796.1 | 2024-08-04 19:00 | 681578 | 0 | 0 | 5218.2 | 686796.1 | 651639.6 | 565495.8 | 0.0439 | 0.0754 | 0.43 | 0.42 | 390.2 | 29.7 | 4.25 | 27.8 | 1286.3 | 0.25 | 392.3 | 66.2 | 458.5 | 416.7 | 31.7 | 4.52 | 29.9 | 1377 | 0.26 | 418.9 | 71 | 489.9 | 471 | 14.2 | 2.15 | 55.8 | 1909.5 | 0.48 | 472 | 112.9 | 584.9 | 945.1 | 56.6 | 8.44 | 84.4 | 3116 | 0.86 | 949.1 | 177.5 | 1126.6 | 44.99 | 15.95 | 0.27 | 61.21 | 48.69 | 17.37 | 0.3 | 66.36 | 686796.1 | 121300.3 | 1416.1 | 4257.5 | 0 | 8374.7 | 147305.4 | 0 | 593 | 6660.2 | 210202.9 | 0 | 21480.3 | 3315.4 | 53358.9 | 88396.1 | 13374.1 | 14014.4 | 0 | 33890.8 | 78134.9 | 2021.4 | 6935.2 | 10002 | 1300.4 | 8315.2
5181 | 216 | Day216 | 20 | Hour20 | 8 | Summer | 2117 | #N/A | Summer | 667257.3 | 2024-08-04 20:00 | 661728.5 | 0 | 0 | 5528.8 | 667257.3 | 633271.1 | 564318.4 | 0.043 | 0.0732 | 0.42 | 0.41 | 389 | 30 | 4.28 | 27.4 | 1279.8 | 0.24 | 391.1 | 65.6 | 456.7 | 415.8 | 31.9 | 4.54 | 29.5 | 1373.4 | 0.26 | 418 | 70.5 | 488.5 | 459.9 | 14.9 | 2.14 | 52.3 | 1930.7 | 0.4 | 460.9 | 109.9 | 570.8 | 597.2 | 11.9 | 1.25 | 70.3 | 3079.7 | 0.28 | 597.9 | 162.1 | 760.1 | 40.99 | 6.99 | 0.28 | 48.26 | 44.25 | 7.62 | 0.3 | 52.16 | 667257.3 | 102939 | 5345 | 4257.5 | 0 | 8374.7 | 145379.4 | 0 | 171.9 | 1500.7 | 214226 | 0 | 13627.7 | 3315.4 | 53867.9 | 88396.1 | 10930.3 | 16598.3 | 0 | 7509.3 | 91976.9 | 1780.1 | 2112.1 | 5895.3 | 2946.2 | 8315.2
5182 | 216 | Day216 | 21 | Hour21 | 8 | Summer | 2117 | #N/A | Summer | 641483.8 | 2024-08-04 21:00 | 635378.2 | 0 | 0 | 6105.5 | 641483.8 | 608767.7 | 543071.8 | 0.0419 | 0.0704 | 0.42 | 0.41 | 387.5 | 30.3 | 4.32 | 26.8 | 1271.9 | 0.23 | 389.6 | 64.7 | 454.3 | 410.8 | 32 | 4.55 | 28.6 | 1353.6 | 0.25 | 413 | 69 | 482 | 427.6 | 15.1 | 2.17 | 47.3 | 1769.1 | 0.36 | 428.6 | 100.2 | 528.8 | 710.9 | 33.7 | 4.52 | 66.1 | 3033.4 | 0.35 | 713.1 | 156.6 | 869.7 | 40.37 | 9.5 | 0.28 | 50.15 | 43.45 | 10.3 | 0.3 | 54.06 | 641483.8 | 98412 | 5797.4 | 4257.5 | 0 | 8374.7 | 142846.6 | 0 | 0 | 37.5 | 212513.7 | 0 | 7689.9 | 3315.4 | 51022 | 88396.1 | 7635.6 | 11222.9 | 0 | 55 | 96632.7 | 1686.7 | 326.9 | 3161.5 | 3836.9 | 8315.2
5183 | 216 | Day216 | 22 | Hour22 | 8 | Summer | 2117 | #N/A | Summer | 602777.1 | 2024-08-04 22:00 | 596648 | 0 | 0 | 6129.2 | 602777.1 | 572658.6 | 504887.4 | 0.0402 | 0.0662 | 0.43 | 0.43 | 377.1 | 29.8 | 4.23 | 25.8 | 1239.2 | 0.22 | 379.1 | 62.8 | 442 | 395.2 | 31.1 | 4.41 | 27.2 | 1302.2 | 0.23 | 397.3 | 66.1 | 463.4 | 414.4 | 19.1 | 2.65 | 40.2 | 1697.3 | 0.27 | 415.7 | 90.8 | 506.5 | 1058.2 | 110.8 | 16.04 | 43 | 2634.7 | 0.53 | 1065.9 | 121.6 | 1187.5 | 35.5 | 0.92 | 0.28 | 36.7 | 38.04 | 1 | 0.31 | 39.34 | 602777.1 | 97889.7 | 4664.3 | 4257.5 | 0 | 8374.7 | 133042.3 | 0 | 0 | 0 | 203124.3 | 0 | 2583.3 | 3315.4 | 48655.4 | 88396.1 | 4745 | 3729.1 | 0 | 0 | 96376.5 | 1513.2 | 6.8 | 1743.4 | 2666 | 8315.2
5184 | 216 | Day216 | 23 | Hour23 | 8 | Summer | 2117 | #N/A | Summer | 563118 | 2024-08-04 23:00 | 557358.2 | 0 | 0 | 5759.9 | 563118 | 535872.7 | 468820.8 | 0.0385 | 0.0619 | 0.45 | 0.45 | 361.9 | 28.4 | 4.04 | 25.1 | 1193.6 | 0.22 | 363.8 | 60.7 | 424.5 | 378.2 | 29.6 | 4.21 | 26.3 | 1250.4 | 0.23 | 380.2 | 63.6 | 443.9 | 454.5 | 24.6 | 3.37 | 39.5 | 1841.1 | 0.23 | 456.1 | 94.4 | 550.5 | 862.1 | 76.7 | 10.97 | 47.3 | 2578.8 | 0.43 | 867.4 | 124.2 | 991.6 | 32.84 | 0 | 0.29 | 33.13 | 35.03 | 0 | 0.31 | 35.34 | 563118 | 94297.2 | 4189.6 | 4250 | 0 | 8374.7 | 118713 | 0 | 0 | 0 | 185459.6 | 0 | 1883.1 | 3315.4 | 48006.3 | 88396.1 | 4188.6 | 2044.4 | 0 | 0 | 93119.4 | 1177.8 | 0 | 1374.6 | 3033.6 | 8315.2
5185 | 217 | Day217 | 0 | Hour0 | 8 | Summer | 31 | 685105.9 | Summer | 526637.6 | 2024-08-05 | 520517.5 | 110 | 261.1 | 5749.1 | 526637.6 | 501241.4 | 438834.1 | 0.037 | 0.0578 | 0.46 | 0.46 | 353.2 | 27.6 | 3.92 | 24.8 | 1168.4 | 0.22 | 355.1 | 59.6 | 414.7 | 367.5 | 28.7 | 4.07 | 25.8 | 1217.3 | 0.22 | 369.5 | 62.2 | 431.6 | 491.3 | 30.4 | 4.22 | 39.1 | 1876.1 | 0.24 | 493.4 | 95.1 | 588.5 | 550 | 26.7 | 3.58 | 50.4 | 2343 | 0.26 | 551.8 | 120.3 | 672 | 31.27 | 0 | 0.29 | 31.56 | 33.2 | 0 | 0.31 | 33.51 | 526637.6 | 87803.6 | 451.5 | 4247.1 | 0 | 8374.7 | 107607.1 | 0 | 0 | 0 | 171493.5 | 0 | 1659.8 | 3315.4 | 47688.7 | 88396.1 | 4116.4 | 1483.6 | 0 | 0 | 86766.8 | 1036.8 | 0 | 0 | 1982.7 | 8315.2
5186 | 217 | Day217 | 1 | Hour1 | 8 | Summer | 2117 | #N/A | Summer | 505044.4 | 2024-08-05 01:00 | 489553.9 | 110 | 9753.5 | 5627 | 505044.5 | 472027.9 | 422395.5 | 0.0358 | 0.0543 | 0.46 | 0.46 | 355.2 | 27.9 | 3.97 | 24.8 | 1171.1 | 0.22 | 357.1 | 59.8 | 416.9 | 369.1 | 29 | 4.12 | 25.8 | 1216.4 | 0.23 | 371.1 | 62.1 | 433.2 | 481 | 29 | 4.02 | 39 | 1858.9 | 0.24 | 482.9 | 94.5 | 577.4 | 474.5 | 18.5 | 2.39 | 47.6 | 2162.8 | 0.22 | 475.7 | 112.1 | 587.8 | 30.13 | 0 | 0.28 | 30.41 | 31.86 | 0 | 0.31 | 32.16 | 505044.4 | 82649 | 6.7 | 4247.1 | 0 | 8374.7 | 104601.7 | 0 | 0 | 0 | 163890 | 0 | 1659.8 | 3315.4 | 44033.4 | 88396.1 | 3870.6 | 0 | 0 | 0 | 81810.9 | 838.1 | 0 | 0 | 402.5 | 8315.2
5187 | 217 | Day217 | 2 | Hour2 | 8 | Summer | 2117 | #N/A | Summer | 484576.3 | 2024-08-05 02:00 | 465416.9 | 110 | 13544.6 | 5504.8 | 484576.3 | 449187.3 | 405091.1 | 0.0349 | 0.0516 | 0.46 | 0.46 | 353.8 | 27.8 | 3.94 | 24.9 | 1168.6 | 0.22 | 355.7 | 59.8 | 415.5 | 367.4 | 28.8 | 4.1 | 25.8 | 1212.4 | 0.23 | 369.4 | 62 | 431.3 | 502.9 | 32.2 | 4.48 | 39.2 | 1886.2 | 0.25 | 505 | 95.5 | 600.5 | 713.7 | 57.3 | 8.13 | 44.8 | 2328.5 | 0.35 | 717.6 | 114.2 | 831.8 | 29.14 | 0 | 0.29 | 29.43 | 30.71 | 0 | 0.3 | 31.01 | 484576.3 | 79485.2 | 5 | 4247.1 | 0 | 8374.7 | 99793.4 | 0 | 0 | 0 | 157389.9 | 0 | 1659.8 | 3315.4 | 38193.6 | 88396.1 | 3716.2 | 0 | 0 | 0 | 78766.6 | 718.5 | 0 | 0 | 0 | 8315.2
5188 | 217 | Day217 | 3 | Hour3 | 8 | Summer | 2117 | #N/A | Summer | 469788.4 | 2024-08-05 03:00 | 449172.4 | 125.4 | 14892.3 | 5598.2 | 469788.4 | 433782.5 | 386580.5 | 0.0343 | 0.0497 | 0.47 | 0.47 | 346.1 | 27 | 3.83 | 24.6 | 1148 | 0.22 | 348 | 58.9 | 406.8 | 358.8 | 28 | 3.97 | 25.5 | 1189.6 | 0.22 | 360.7 | 61 | 421.7 | 508.8 | 33.9 | 4.74 | 38.4 | 1866.1 | 0.25 | 511.2 | 94.1 | 605.2 | 486.8 | 18.9 | 2.43 | 48.9 | 2223.4 | 0.23 | 488 | 115.2 | 603.3 | 28.44 | 0 | 0.29 | 28.73 | 29.9 | 0 | 0.3 | 30.2 | 469788.4 | 83207.9 | 0 | 4244.2 | 0 | 8374.7 | 93685.6 | 0 | 0 | 0 | 150835.3 | 0 | 1659.8 | 3315.4 | 32461.4 | 88396.1 | 3608 | 0 | 0 | 0 | 82516.5 | 691.5 | 0 | 0 | 0 | 8315.2
5189 | 217 | Day217 | 4 | Hour4 | 8 | Summer | 2117 | #N/A | Summer | 461503 | 2024-08-05 04:00 | 440243.1 | 641.3 | 14892.3 | 5726.2 | 461502.9 | 425307.9 | 376318.1 | 0.0339 | 0.0486 | 0.47 | 0.47 | 343.6 | 26.7 | 3.79 | 24.6 | 1143.7 | 0.22 | 345.5 | 58.7 | 404.2 | 356.5 | 27.7 | 3.93 | 25.4 | 1186.2 | 0.22 | 358.4 | 60.9 | 419.3 | 515.8 | 35.8 | 5.02 | 37.7 | 1847.1 | 0.26 | 518.2 | 92.8 | 611 | 657.5 | 53 | 7.52 | 42.2 | 2141.3 | 0.35 | 661.1 | 106.1 | 767.2 | 26.74 | 0 | 0.29 | 27.03 | 28.06 | 0 | 0.3 | 28.36 | 461503 | 85184.8 | 0 | 4244.2 | 0 | 8374.7 | 90666.3 | 0 | 0 | 60.2 | 148476.4 | 0 | 1659.8 | 3315.4 | 28759.3 | 87281.1 | 3540.9 | 0 | 0 | 167.2 | 84404.8 | 552.6 | 0 | 0 | 88.6 | 8315.2
5190 | 217 | Day217 | 5 | Hour5 | 8 | Summer | 2117 | #N/A | Summer | 460806.8 | 2024-08-05 05:00 | 439261.6 | 1337.3 | 14892.3 | 5315.5 | 460806.8 | 424386 | 369606.7 | 0.0339 | 0.0485 | 0.48 | 0.48 | 337.7 | 26.2 | 3.71 | 24.2 | 1126.2 | 0.21 | 339.5 | 57.9 | 397.4 | 350.6 | 27.1 | 3.85 | 25.1 | 1168.4 | 0.22 | 352.4 | 60 | 412.4 | 482.4 | 32.7 | 4.59 | 36 | 1748.8 | 0.24 | 484.6 | 88.2 | 572.8 | 575.7 | 44.2 | 6.23 | 38.7 | 1956.6 | 0.29 | 578.7 | 97.1 | 675.8 | 26.43 | 0 | 0.29 | 26.72 | 27.71 | 0 | 0.3 | 28.01 | 460806.8 | 91200.1 | 0 | 4244.2 | 0 | 8374.7 | 88667.7 | 0 | 0 | 399 | 146594.9 | 0 | 1596.1 | 3315.4 | 26310 | 87033.9 | 3469.7 | 0 | 0 | 5325 | 85043.2 | 432.9 | 217.9 | 0 | 7.8 | 8315.2
5191 | 217 | Day217 | 6 | Hour6 | 8 | Summer | 2117 | #N/A | Summer | 468669.2 | 2024-08-05 06:00 | 444401.4 | 4349.3 | 14892.3 | 5026.2 | 468669.2 | 429285.5 | 354266.3 | 0.034 | 0.049 | 0.52 | 0.52 | 310.6 | 23.9 | 3.39 | 22.6 | 1040.3 | 0.2 | 312.3 | 53.7 | 365.9 | 324.1 | 25 | 3.55 | 23.4 | 1082 | 0.21 | 325.8 | 55.7 | 381.5 | 295.4 | 16.8 | 2.32 | 25.1 | 1162.8 | 0.15 | 296.5 | 59.8 | 356.3 | 427.6 | 20.3 | 2.69 | 40.4 | 1852.1 | 0.22 | 429 | 95.6 | 524.6 | 25.61 | 0 | 0.3 | 25.91 | 26.86 | 0 | 0.29 | 27.15 | 468669.2 | 114402.9 | 0 | 4244.2 | 0 | 8374.7 | 81916.7 | 0 | 0 | 5199.6 | 138058.9 | 0 | 1596.1 | 3315.4 | 25481.1 | 87809.5 | 3469.7 | 0 | 0 | 28387.1 | 80516.9 | 299.4 | 2476.1 | 0 | 0 | 8315.2
5192 | 217 | Day217 | 7 | Hour7 | 8 | Summer | 2117 | #N/A | Summer | 488317.1 | 2024-08-05 07:00 | 462745.8 | 5785.5 | 14892.3 | 4893.5 | 488317.1 | 446703.3 | 357048.6 | 0.0347 | 0.051 | 0.53 | 0.53 | 307.1 | 24 | 3.41 | 21.9 | 1016.5 | 0.19 | 308.8 | 52.3 | 361 | 321 | 25.2 | 3.58 | 22.7 | 1058.7 | 0.2 | 322.7 | 54.3 | 377.1 | 131.1 | 3.7 | 0.46 | 14.7 | 623.2 | 0.07 | 131.3 | 33.3 | 164.6 | 404.3 | 16.5 | 2.13 | 39.7 | 1834.2 | 0.18 | 405.4 | 94.5 | 499.8 | 24.98 | 0 | 0.3 | 25.28 | 26.3 | 0 | 0.3 | 26.6 | 488317.1 | 131268.5 | 20 | 4244.2 | 0 | 8374.7 | 86480.6 | 0 | 0 | 7736.3 | 137447.6 | 0 | 1596.1 | 3315.4 | 25066.4 | 87033.9 | 3469.7 | 0 | 0 | 58311.4 | 64998.8 | 222 | 4623 | 0 | 0 | 8315.2
5193 | 217 | Day217 | 8 | Hour8 | 8 | Summer | 2117 | #N/A | Summer | 523500.8 | 2024-08-05 08:00 | 497600.8 | 4130.8 | 16850.9 | 4918.4 | 523500.8 | 479662.6 | 363283.4 | 0.036 | 0.0551 | 0.54 | 0.54 | 305.1 | 24.5 | 3.49 | 21 | 988.3 | 0.19 | 306.8 | 50.5 | 357.3 | 319.1 | 25.8 | 3.67 | 21.8 | 1030.6 | 0.2 | 320.9 | 52.6 | 373.5 | 110.1 | 2.7 | 0.32 | 12.7 | 539.4 | 0.06 | 110.2 | 28.8 | 139 | 523.9 | 33.8 | 4.68 | 40.2 | 1982.8 | 0.24 | 526.2 | 99.4 | 625.6 | 25.2 | 0 | 0.29 | 25.49 | 26.62 | 0 | 0.3 | 26.92 | 523500.8 | 160217.4 | 0 | 4242.5 | 0 | 8374.7 | 96117.8 | 0 | 349.3 | 10349.8 | 137664.1 | 0 | 1596.1 | 3315.4 | 21469.2 | 87033.9 | 3469.7 | 0 | 0 | 99038.6 | 50269 | 210.7 | 6605.4 | 0 | 0 | 8315.2
5194 | 217 | Day217 | 9 | Hour9 | 8 | Summer | 2117 | #N/A | Summer | 559805.6 | 2024-08-05 09:00 | 536960.1 | 5000.8 | 12542.5 | 5302.2 | 559805.6 | 516710.8 | 367109.5 | 0.0377 | 0.0597 | 0.56 | 0.56 | 287.4 | 22.6 | 3.21 | 20.2 | 947.3 | 0.18 | 288.9 | 48.5 | 337.4 | 303.5 | 24 | 3.41 | 21.2 | 996.3 | 0.19 | 305.1 | 51 | 356.1 | 107.4 | 2.9 | 0.36 | 12.2 | 514.3 | 0.06 | 107.6 | 27.6 | 135.2 | 298.1 | 5.6 | 0.56 | 36.1 | 1560.8 | 0.15 | 298.4 | 82.6 | 381 | 22.19 | 0 | 0.17 | 22.36 | 23.94 | 0 | 0.19 | 24.13 | 559805.6 | 192696.1 | 0 | 4242.5 | 0 | 8374.7 | 94199.5 | 0 | 772.8 | 18103.2 | 146405.2 | 0 | 1596.1 | 3315.4 | 19221.8 | 86284.4 | 3469.7 | 0 | 0 | 127428.2 | 46159.6 | 232.3 | 10109.7 | 0 | 0 | 8315.2
5195 | 217 | Day217 | 10 | Hour10 | 8 | Summer | 2117 | #N/A | Summer | 591118.4 | 2024-08-05 10:00 | 576637.6 | 4748.3 | 4273.4 | 5459.1 | 591118.4 | 553899.3 | 397320.3 | 0.0394 | 0.0642 | 0.54 | 0.54 | 300.9 | 23.7 | 3.36 | 21 | 992.6 | 0.18 | 302.6 | 50.6 | 353.2 | 317 | 25 | 3.55 | 22.1 | 1044.2 | 0.19 | 318.7 | 53.2 | 372 | 112.8 | 3.1 | 0.38 | 12.7 | 541.2 | 0.06 | 113 | 28.9 | 141.8 | 397.6 | 11.8 | 1.41 | 44.5 | 1946.3 | 0.21 | 398.3 | 102.5 | 500.8 | 26.65 | 0 | 0.28 | 26.93 | 28.87 | 0 | 0.3 | 29.17 | 591118.4 | 193798.2 | 0 | 4245.5 | 0 | 8374.7 | 104149.3 | 0 | 885.5 | 16849.9 | 162677 | 0 | 1596.1 | 3315.4 | 22497.6 | 86994.9 | 3469.7 | 0 | 0 | 134787.1 | 40944.6 | 331.2 | 15649.6 | 529.5 | 0 | 8315.2
5196 | 217 | Day217 | 11 | Hour11 | 8 | Summer | 2117 | #N/A | Summer | 624513.8 | 2024-08-05 11:00 | 611215.8 | 3969.3 | 3887.8 | 5441 | 624513.8 | 586185.5 | 428197.2 | 0.0409 | 0.068 | 0.52 | 0.51 | 321.6 | 25.9 | 3.68 | 21.8 | 1045.2 | 0.19 | 323.4 | 52.9 | 376.3 | 338.8 | 27.3 | 3.88 | 22.9 | 1099.7 | 0.2 | 340.6 | 55.7 | 396.3 | 106.9 | 3.3 | 0.42 | 11.6 | 506.9 | 0.05 | 107.1 | 26.7 | 133.8 | 556 | 27.9 | 3.75 | 50.2 | 2339.5 | 0.27 | 557.8 | 120 | 677.8 | 31.75 | 0 | 0.28 | 32.03 | 34.21 | 0 | 0.3 | 34.51 | 624513.8 | 196316.6 | 81.2 | 4248.3 | 0 | 8374.7 | 120788.2 | 0 | 915.4 | 17731 | 175188.2 | 0 | 1659.8 | 3315.4 | 22617.7 | 88396.1 | 3527.6 | 0 | 0 | 137473 | 39047.3 | 1149.8 | 14343.1 | 4484.4 | 795.9 | 8315.2
5197 | 217 | Day217 | 12 | Hour12 | 8 | Summer | 2117 | #N/A | Summer | 651792.3 | 2024-08-05 12:00 | 639424.1 | 3608.3 | 3091.7 | 5668.1 | 651792.3 | 612440.9 | 457440.1 | 0.0422 | 0.0711 | 0.49 | 0.49 | 341.6 | 27.6 | 3.93 | 22.8 | 1103.6 | 0.2 | 343.5 | 55.7 | 399.2 | 359.9 | 29.1 | 4.15 | 24 | 1161.9 | 0.21 | 361.9 | 58.7 | 420.6 | 114 | 3.4 | 0.44 | 12.7 | 528.6 | 0.07 | 114.2 | 28.5 | 142.7 | 1301.4 | 137 | 19.83 | 52 | 3227.3 | 0.65 | 1310.9 | 148.4 | 1459.3 | 34.55 | 0 | 0.28 | 34.83 | 37.3 | 0 | 0.3 | 37.6 | 651792.3 | 194352.2 | 238.3 | 4255.8 | 0 | 8374.7 | 134469.5 | 0 | 919 | 17742.5 | 189661.5 | 0 | 1913.2 | 3315.4 | 22717.3 | 88396.1 | 4098.3 | 0 | 0 | 137002.9 | 37268.6 | 1419.2 | 15102.8 | 11283 | 1059.4 | 8315.2
5198 | 217 | Day217 | 13 | Hour13 | 8 | Summer | 2117 | #N/A | Summer | 666727.6 | 2024-08-05 13:00 | 659108.1 | 1252.7 | 934.7 | 5432.1 | 666727.6 | 630716.3 | 473936.9 | 0.0431 | 0.0733 | 0.49 | 0.48 | 347.1 | 28.1 | 4 | 23.1 | 1119.5 | 0.2 | 349 | 56.5 | 405.5 | 366.3 | 29.6 | 4.22 | 24.4 | 1182.9 | 0.22 | 368.3 | 59.7 | 428 | 112.1 | 3.1 | 0.4 | 12.8 | 523.4 | 0.07 | 112.3 | 28.4 | 140.7 | 912 | 70.2 | 9.92 | 59.9 | 3073.2 | 0.44 | 916.8 | 151.6 | 1068.4 | 36.24 | 0 | 0.27 | 36.52 | 39.19 | 0 | 0.3 | 39.49 | 666727.6 | 192790.7 | 353.4 | 4255.8 | 0 | 8374.7 | 139980.7 | 0 | 910.8 | 17073.2 | 194933.5 | 0 | 2487.4 | 3315.4 | 23903 | 88396.1 | 4283 | 3653.9 | 0 | 134217.7 | 39213.8 | 1375.2 | 14369.7 | 11284.2 | 1895.9 | 8315.2
5199 | 217 | Day217 | 14 | Hour14 | 8 | Summer | 2117 | #N/A | Summer | 675807.3 | 2024-08-05 14:00 | 670653 | 94.3 | 33.5 | 5026.4 | 675807.3 | 641418.5 | 484117.6 | 0.0436 | 0.0745 | 0.49 | 0.48 | 346.5 | 28.1 | 4 | 23 | 1116 | 0.2 | 348.5 | 56.4 | 404.8 | 368 | 29.7 | 4.23 | 24.6 | 1187.4 | 0.22 | 370 | 60 | 430.1 | 133.7 | 4.1 | 0.54 | 14.9 | 606.9 | 0.09 | 134 | 33 | 167 | 612 | 22.2 | 2.9 | 63.7 | 2777.7 | 0.33 | 613.5 | 146.6 | 760.1 | 36.68 | 0 | 0.27 | 36.95 | 39.69 | 0 | 0.29 | 39.98 | 675807.3 | 191689.8 | 136.3 | 4255.8 | 0 | 8374.7 | 141450.8 | 0 | 901 | 18460.1 | 195456.5 | 0 | 3034.5 | 3315.4 | 25443 | 88396.1 | 4927.9 | 9326.6 | 0 | 129706.9 | 41412.8 | 1209 | 13207.2 | 11371.7 | 2400.1 | 8315.2
5200 | 217 | Day217 | 15 | Hour15 | 8 | Summer | 2117 | #N/A | Summer | 683326.6 | 2024-08-05 15:00 | 678762.7 | 0 | 0 | 4563.9 | 683326.6 | 648934.1 | 494164.8 | 0.0439 | 0.0754 | 0.49 | 0.48 | 345.2 | 27.8 | 3.96 | 23.2 | 1113.7 | 0.21 | 347.1 | 56.4 | 403.5 | 368.2 | 29.6 | 4.21 | 24.8 | 1189.8 | 0.22 | 370.2 | 60.3 | 430.5 | 159.6 | 5.1 | 0.7 | 17.8 | 700.1 | 0.12 | 159.9 | 38.7 | 198.7 | 725.4 | 37.6 | 5.08 | 64.2 | 3017.6 | 0.34 | 727.9 | 154.3 | 882.2 | 37.69 | 0 | 0.27 | 37.96 | 40.81 | 0 | 0.29 | 41.1 | 683326.6 | 189161.8 | 607.3 | 4257.5 | 0 | 8374.7 | 141000.5 | 0 | 852.7 | 17802.7 | 196671 | 0 | 3943.6 | 3315.4 | 29696.7 | 88396.1 | 6039.5 | 11862.3 | 0 | 123526.2 | 45775.6 | 1204.6 | 14006 | 11625.9 | 1401.9 | 8315.2
5201 | 217 | Day217 | 16 | Hour16 | 8 | Summer | 2117 | #N/A | Summer | 685105.9 | 2024-08-05 16:00 | 680264.3 | 94.3 | 0 | 4747.2 | 685105.8 | 650343.7 | 504075.2 | 0.044 | 0.0755 | 0.48 | 0.47 | 350.9 | 28 | 3.99 | 23.8 | 1137.7 | 0.21 | 352.9 | 57.7 | 410.6 | 375 | 29.8 | 4.25 | 25.5 | 1218.1 | 0.23 | 377.1 | 61.9 | 438.9 | 197.4 | 6.3 | 0.86 | 22.1 | 870.5 | 0.15 | 197.9 | 48.1 | 245.9 | 1014.5 | 108.8 | 15.77 | 38.8 | 2448.2 | 0.51 | 1022.1 | 111.9 | 1133.9 | 38.12 | 0 | 0.27 | 38.39 | 41.28 | 0 | 0.29 | 41.58 | 685105.9 | 181030.6 | 774.3 | 4257.5 | 0 | 8374.7 | 141950.2 | 0 | 822.7 | 15080.5 | 198623.7 | 0 | 7134.9 | 3315.4 | 31503.2 | 88396.1 | 6679 | 13066.1 | 0 | 113785.3 | 49906.3 | 1435.8 | 13543.8 | 10222.4 | 1143.3 | 8315.2
5202 | 217 | Day217 | 17 | Hour17 | 8 | Summer | 2117 | #N/A | Summer | 677670.7 | 2024-08-05 17:00 | 672600.4 | 166.3 | 0 | 4903.9 | 677670.7 | 643275.7 | 512627.7 | 0.0436 | 0.0746 | 0.47 | 0.46 | 361.1 | 28.5 | 4.06 | 24.8 | 1173.5 | 0.22 | 363.1 | 59.8 | 422.9 | 386.6 | 30.4 | 4.34 | 26.7 | 1259.3 | 0.24 | 388.7 | 64.3 | 453 | 251.9 | 8.3 | 1.15 | 28.1 | 1090.3 | 0.19 | 252.5 | 60.6 | 313.1 | 620.8 | 29.9 | 4.05 | 57.5 | 2613.8 | 0.32 | 622.8 | 135.5 | 758.2 | 40.21 | 2.51 | 0.27 | 42.99 | 43.51 | 2.74 | 0.29 | 46.54 | 677670.7 | 165043 | 993.6 | 4257.5 | 0 | 8374.7 | 141979.9 | 0 | 836.1 | 13034.3 | 199325.3 | 0 | 10064.3 | 3315.4 | 32673.9 | 88396.1 | 8603.6 | 14643.3 | 0 | 95470.5 | 54303.5 | 1398.6 | 8821.1 | 10586.7 | 1870.6 | 8315.2
5203 | 217 | Day217 | 18 | Hour18 | 8 | Summer | 2117 | #N/A | Summer | 664827.6 | 2024-08-05 18:00 | 659661.7 | 166.3 | 0 | 4999.6 | 664827.6 | 631316.3 | 529314.2 | 0.043 | 0.0731 | 0.45 | 0.44 | 374.4 | 29.3 | 4.18 | 26 | 1219.4 | 0.23 | 376.4 | 62.4 | 438.8 | 401.3 | 31.3 | 4.46 | 28 | 1311.3 | 0.25 | 403.4 | 67.2 | 470.6 | 338.5 | 10.5 | 1.51 | 38.9 | 1435.1 | 0.29 | 339.2 | 81.7 | 421 | 778.5 | 34 | 5.03 | 81.1 | 2948.7 | 0.71 | 780.9 | 169.2 | 950.1 | 47.66 | 4.27 | 0.27 | 52.21 | 51.47 | 4.66 | 0.3 | 56.42 | 664827.6 | 135513.4 | 3224.7 | 4257.5 | 0 | 8374.7 | 142667.1 | 0 | 733.4 | 8372.3 | 202849.6 | 0 | 11102.8 | 3315.4 | 40694.4 | 88396.1 | 9864.1 | 14567.9 | 0 | 65690.5 | 59066.2 | 1650.9 | 7650.9 | 9417.4 | 630.1 | 8315.2
5204 | 217 | Day217 | 19 | Hour19 | 8 | Summer | 2117 | #N/A | Summer | 647568.6 | 2024-08-05 19:00 | 643272.2 | 0 | 0 | 4296.4 | 647568.6 | 616143.4 | 533534.6 | 0.0422 | 0.0712 | 0.43 | 0.42 | 386 | 30.4 | 4.33 | 26.5 | 1257.9 | 0.23 | 388.1 | 64.1 | 452.2 | 411.5 | 32.3 | 4.6 | 28.4 | 1344.1 | 0.25 | 413.7 | 68.6 | 482.2 | 414.9 | 13.7 | 2 | 47.2 | 1709.7 | 0.38 | 415.9 | 98.3 | 514.2 | 978 | 47.5 | 8.58 | 115.4 | 2195.5 | 1.86 | 981.8 | 181.4 | 1163.1 | 41.45 | 1.89 | 0.27 | 43.62 | 44.65 | 2.05 | 0.3 | 47 | 647568.6 | 114034 | 2255.4 | 4257.5 | 0 | 8374.7 | 144631.6 | 0 | 530.5 | 6436.2 | 208928.5 | 0 | 7925.6 | 3315.4 | 43661.2 | 88396.1 | 8458.9 | 13329.8 | 0 | 34329.9 | 70886 | 1851.4 | 5216.3 | 7008.2 | 3189.4 | 8315.2
5205 | 217 | Day217 | 20 | Hour20 | 8 | Summer | 2117 | #N/A | Summer | 632726.6 | 2024-08-05 20:00 | 627878.8 | 0 | 0 | 4847.8 | 632726.6 | 601842.4 | 538328.2 | 0.0415 | 0.0694 | 0.42 | 0.41 | 388.1 | 30.8 | 4.39 | 26.4 | 1262.8 | 0.23 | 390.2 | 64.1 | 454.2 | 413.8 | 32.7 | 4.66 | 28.3 | 1351.2 | 0.25 | 416 | 68.7 | 484.7 | 413.1 | 14.3 | 2.07 | 46.2 | 1699.3 | 0.36 | 414.1 | 97 | 511 | 843.2 | 29 | 5.37 | 108.2 | 2434.8 | 1.48 | 845.5 | 181.2 | 1026.6 | 39.84 | 1.41 | 0.28 | 41.52 | 42.83 | 1.52 | 0.3 | 44.65 | 632726.6 | 94398.4 | 5905.9 | 4257.5 | 0 | 8374.7 | 144163.7 | 0 | 148.4 | 2364.6 | 209382.1 | 0 | 4583.6 | 3315.4 | 49665.3 | 88396.1 | 6688 | 13596 | 0 | 7868.2 | 82049.7 | 1967.7 | 2046.4 | 2909.5 | 3766.2 | 8315.2
5206 | 217 | Day217 | 21 | Hour21 | 8 | Summer | 2117 | #N/A | Summer | 611762 | 2024-08-05 21:00 | 606253.6 | 0 | 0 | 5508.4 | 611762 | 581674.3 | 519848.3 | 0.0405 | 0.0671 | 0.42 | 0.41 | 385.3 | 30.7 | 4.35 | 26 | 1264.8 | 0.22 | 387.4 | 63.8 | 451.2 | 406.1 | 32.1 | 4.56 | 27.6 | 1338.6 | 0.23 | 408.3 | 67.6 | 475.9 | 394.3 | 15.8 | 2.24 | 41.5 | 1610.3 | 0.31 | 395.4 | 89.6 | 485 | 585.4 | 21.1 | 2.68 | 60.3 | 2718.2 | 0.28 | 586.7 | 141.4 | 728.1 | 37.08 | 17.57 | 0.29 | 54.93 | 39.76 | 18.95 | 0.31 | 59.02 | 611762 | 91913.6 | 7329.2 | 4257.5 | 0 | 8374.7 | 139640.5 | 0 | 0 | 33.5 | 206844.2 | 0 | 4297.4 | 3315.4 | 48229.8 | 88396.1 | 3333.7 | 5829.8 | 0 | 37.6 | 89826.5 | 2016 | 578.5 | 1066.5 | 4023.5 | 8315.2
5207 | 217 | Day217 | 22 | Hour22 | 8 | Summer | 2117 | #N/A | Summer | 578234.1 | 2024-08-05 22:00 | 572746.1 | 0 | 0 | 5488 | 578234.1 | 550344.4 | 487139.1 | 0.0391 | 0.0634 | 0.44 | 0.43 | 370.5 | 29.2 | 4.15 | 25.4 | 1225.1 | 0.22 | 372.5 | 62 | 434.5 | 387.7 | 30.5 | 4.32 | 26.7 | 1285.4 | 0.23 | 389.8 | 65 | 454.9 | 431.7 | 22.5 | 3.08 | 38.7 | 1755.5 | 0.23 | 433.3 | 91 | 524.3 | 917.1 | 91 | 13.11 | 41.5 | 2461.3 | 0.45 | 923.4 | 114.9 | 1038.3 | 34.44 | 4.12 | 0.29 | 38.85 | 36.79 | 4.44 | 0.31 | 41.54 | 578234.1 | 91095 | 4049.3 | 4250 | 0 | 8374.7 | 126025.5 | 0 | 0 | 0 | 194848.9 | 0 | 2807.4 | 3315.4 | 48169.4 | 88396.1 | 2791.2 | 4111.1 | 0 | 0 | 88928 | 2167 | 6.1 | 0 | 3402.7 | 8315.2
5208 | 217 | Day217 | 23 | Hour23 | 8 | Summer | 2117 | #N/A | Summer | 543815.9 | 2024-08-05 23:00 | 538070.5 | 0 | 213 | 5532.4 | 543815.9 | 517790.3 | 453122.3 | 0.0377 | 0.0596 | 0.46 | 0.46 | 348.5 | 27.1 | 3.84 | 24.4 | 1164.7 | 0.21 | 350.4 | 59.2 | 409.6 | 364 | 28.2 | 3.99 | 25.7 | 1219.9 | 0.22 | 365.9 | 62.1 | 428 | 483.2 | 30.1 | 4.18 | 38.3 | 1839.9 | 0.24 | 485.2 | 93.2 | 578.4 | 494.7 | 24.2 | 3.24 | 44.9 | 2114.3 | 0.22 | 496.3 | 108 | 604.2 | 31.97 | 0 | 0.3 | 32.26 | 34.02 | 0 | 0.32 | 34.34 | 543815.9 | 90693.6 | 4218.9 | 4247.1 | 0 | 8374.7 | 109370.4 | 0 | 0 | 0 | 179387.4 | 0 | 1974.2 | 3315.4 | 48069.3 | 88396.1 | 2653.5 | 3115.1 | 0 | 0 | 88456.6 | 2237.1 | 0 | 0 | 2855.8 | 8315.2
5209 | 218 | Day218 | 0 | Hour0 | 8 | Summer | 59 | 652197 | Summer | 518786.8 | 2024-08-06 | 503724.3 | 115.1 | 9154.7 | 5792.8 | 518786.9 | 485424.6 | 428999.3 | 0.0363 | 0.0558 | 0.47 | 0.47 | 340.1 | 26.3 | 3.73 | 24.1 | 1140.6 | 0.2 | 341.9 | 58.2 | 400.1 | 354.4 | 27.4 | 3.87 | 25.2 | 1190.3 | 0.21 | 356.2 | 60.7 | 416.9 | 507.3 | 33.5 | 4.68 | 38.5 | 1872.9 | 0.25 | 509.6 | 94.3 | 603.9 | 643.4 | 46 | 6.47 | 45.5 | 2274.4 | 0.31 | 646.6 | 113.3 | 759.9 | 30.91 | 0 | 0.3 | 31.21 | 32.76 | 0 | 0.32 | 33.08 | 518786.8 | 89787.6 | 249 | 4247.1 | 0 | 8374.7 | 101123.2 | 0 | 0 | 0 | 168910.3 | 0 | 1745.2 | 3315.4 | 48087.5 | 88396.1 | 2591 | 1959.6 | 0 | 0 | 87441 | 2346.5 | 0 | 0 | 105 | 8315.2
5210 | 218 | Day218 | 1 | Hour1 | 8 | Summer | 2117 | #N/A | Summer | 495403.4 | 2024-08-06 01:00 | 474665.4 | 141.6 | 14892.3 | 5704.2 | 495403.5 | 457954.8 | 407272.6 | 0.0352 | 0.0526 | 0.48 | 0.48 | 333.9 | 25.7 | 3.64 | 23.9 | 1124.8 | 0.2 | 335.6 | 57.5 | 393.1 | 346.3 | 26.6 | 3.76 | 24.8 | 1168.2 | 0.21 | 348.1 | 59.7 | 407.8 | 511.6 | 34.3 | 4.8 | 38.3 | 1872.4 | 0.25 | 513.9 | 94.2 | 608.1 | 704.4 | 53 | 7.48 | 47.4 | 2409.1 | 0.34 | 708 | 119.3 | 827.3 | 29.52 | 0 | 0.3 | 29.82 | 31.16 | 0 | 0.32 | 31.48 | 495403.4 | 88130.9 | 8.6 | 4247.1 | 0 | 8374.7 | 93842.3 | 0 | 0 | 0 | 160305 | 0 | 1745.2 | 3315.4 | 44651.9 | 88396.1 | 2386.2 | 0 | 0 | 0 | 85790.8 | 2340.1 | 0 | 0 | 0 | 8315.2
5211 | 218 | Day218 | 2 | Hour2 | 8 | Summer | 2117 | #N/A | Summer | 473449.4 | 2024-08-06 02:00 | 452540 | 621.8 | 14892.3 | 5395.2 | 473449.4 | 436981.9 | 389369.1 | 0.0344 | 0.0501 | 0.48 | 0.48 | 331.4 | 25.4 | 3.59 | 24 | 1120.9 | 0.2 | 333.1 | 57.4 | 390.5 | 343.6 | 26.3 | 3.71 | 24.8 | 1163.4 | 0.21 | 345.4 | 59.6 | 405 | 518.4 | 35.2 | 4.93 | 38.4 | 1882.8 | 0.26 | 520.8 | 94.6 | 615.4 | 712.6 | 59.5 | 8.47 | 42.6 | 2251.2 | 0.35 | 716.7 | 109.8 | 826.5 | 28.96 | 0 | 0.3 | 29.27 | 30.5 | 0 | 0.32 | 30.82 | 473449.4 | 84080.4 | 0 | 4247.1 | 0 | 8374.7 | 88280.8 | 0 | 0 | 0 | 153759.9 | 0 | 1745.2 | 3315.4 | 38994 | 88396.1 | 2255.7 | 0 | 0 | 0 | 81765.1 | 2315.3 | 0 | 0 | 0 | 8315.2
5212 | 218 | Day218 | 3 | Hour3 | 8 | Summer | 2117 | #N/A | Summer | 457725.3 | 2024-08-06 03:00 | 437369.6 | 256.4 | 14892.3 | 5206.9 | 457725.3 | 422570.5 | 378806.7 | 0.0338 | 0.0483 | 0.48 | 0.47 | 335.1 | 25.8 | 3.64 | 24.2 | 1130.7 | 0.21 | 336.9 | 57.9 | 394.8 | 347.6 | 26.7 | 3.77 | 25.1 | 1173.9 | 0.21 | 349.4 | 60.1 | 409.6 | 504.9 | 33.4 | 4.67 | 38.2 | 1859.5 | 0.25 | 507.1 | 93.7 | 600.8 | 786.9 | 67.4 | 9.61 | 45.5 | 2434.7 | 0.39 | 791.5 | 118.2 | 909.7 | 28.69 | 0 | 0.3 | 28.99 | 30.15 | 0 | 0.32 | 30.47 | 457725.3 | 78918.6 | 0 | 4247.1 | 0 | 8374.7 | 86901.7 | 0 | 0 | 0 | 149003.1 | 0 | 1745.2 | 3315.4 | 34671.2 | 88396.1 | 2152.1 | 0 | 0 | 0 | 76644.8 | 2273.9 | 0 | 0 | 0 | 8315.2
5213 | 218 | Day218 | 4 | Hour4 | 8 | Summer | 2117 | #N/A | Summer | 447444 | 2024-08-06 04:00 | 427567.5 | 376.9 | 14775.4 | 4724.1 | 447444 | 413243.8 | 374621.4 | 0.0335 | 0.0472 | 0.47 | 0.46 | 343.1 | 26.4 | 3.74 | 24.7 | 1155.6 | 0.21 | 344.9 | 59.2 | 404.1 | 355.8 | 27.4 | 3.88 | 25.6 | 1199.4 | 0.22 | 357.7 | 61.4 | 419.1 | 513.5 | 34.7 | 4.85 | 38.3 | 1870.4 | 0.26 | 515.9 | 94.1 | 610 | 459.4 | 13 | 1.55 | 50.6 | 2248.8 | 0.21 | 460.3 | 117.6 | 577.9 | 28.73 | 0 | 0.3 | 29.04 | 30.17 | 0 | 0.32 | 30.49 | 447444 | 72822.6 | 0 | 4247.1 | 0 | 8374.7 | 87245 | 0 | 0 | 61.9 | 148264.6 | 0 | 1745.2 | 3315.4 | 30935.7 | 88396.1 | 2097.5 | 0 | 0 | 147.2 | 70338.8 | 2274.8 | 0 | 0 | 0 | 8315.2
5214 | 218 | Day218 | 5 | Hour5 | 8 | Summer | 2117 | #N/A | Summer | 444974.6 | 2024-08-06 05:00 | 424747.3 | 1106.5 | 14888.2 | 4232.5 | 444974.6 | 410563.2 | 371268.5 | 0.0334 | 0.0469 | 0.46 | 0.46 | 343.2 | 26.4 | 3.74 | 24.7 | 1157.3 | 0.21 | 345 | 59.3 | 404.3 | 356.7 | 27.4 | 3.88 | 25.7 | 1203.9 | 0.22 | 358.6 | 61.6 | 420.2 | 482.9 | 31.2 | 4.35 | 37.3 | 1801.6 | 0.24 | 485 | 91 | 576.1 | 393.3 | 7.5 | 0.78 | 46.5 | 2036.2 | 0.18 | 393.7 | 107.3 | 501 | 28.6 | 0 | 0.31 | 28.91 | 30.02 | 0 | 0.32 | 30.34 | 444974.6 | 73706.1 | 0 | 4247.1 | 0 | 8374.7 | 86717.3 | 0 | 0 | 274.6 | 147865.3 | 0 | 1745.2 | 3315.4 | 28667.2 | 88396.1 | 1940.2 | 0 | 0 | 5383 | 65734.3 | 2314.2 | 218.6 | 0 | 0 | 8315.2
5215 | 218 | Day218 | 6 | Hour6 | 8 | Summer | 2117 | #N/A | Summer | 449276.8 | 2024-08-06 06:00 | 426812.2 | 4144.9 | 14888.2 | 3431.5 | 449276.8 | 412533.5 | 357315.6 | 0.0335 | 0.0471 | 0.5 | 0.49 | 322.1 | 24.7 | 3.5 | 23.4 | 1089 | 0.2 | 323.8 | 55.9 | 379.7 | 336.9 | 25.9 | 3.67 | 24.3 | 1136.8 | 0.21 | 338.7 | 58.3 | 397 | 307.5 | 17.1 | 2.34 | 26.4 | 1230 | 0.16 | 308.6 | 63.1 | 371.7 | 809.2 | 74.6 | 10.69 | 41.7 | 2351.4 | 0.39 | 814.3 | 111.9 | 926.2 | 27.72 | 0 | 0.32 | 28.04 | 29.12 | 0 | 0.31 | 29.43 | 449276.8 | 91961.2 | 0 | 4247.1 | 0 | 8374.7 | 81592.2 | 0 | 0 | 5184.3 | 140524.1 | 0 | 1681.6 | 3315.4 | 27250.7 | 88396.1 | 1933.6 | 0 | 0 | 28100 | 56461.3 | 2215.5 | 1691.7 | 0 | 0 | 8315.2
5216 | 218 | Day218 | 7 | Hour7 | 8 | Summer | 2117 | #N/A | Summer | 465120.7 | 2024-08-06 07:00 | 442871.5 | 4199.2 | 14675.2 | 3374.8 | 465120.7 | 427805.9 | 359110 | 0.034 | 0.0489 | 0.51 | 0.51 | 318.2 | 24.8 | 3.51 | 22.7 | 1064.3 | 0.2 | 319.9 | 54.5 | 374.4 | 332.9 | 26 | 3.68 | 23.6 | 1111.4 | 0.2 | 334.6 | 56.8 | 391.5 | 169.8 | 6.2 | 0.81 | 17.6 | 772.4 | 0.09 | 170.2 | 40.6 | 210.9 | 401.1 | 7.6 | 0.76 | 47.4 | 2097.3 | 0.17 | 401.5 | 109.9 | 511.5 | 27.8 | 0 | 0.32 | 28.12 | 29.26 | 0 | 0.31 | 29.57 | 465120.7 | 106010.7 | 0 | 4247.1 | 0 | 8374.7 | 85068.7 | 0 | 0 | 9040.5 | 139430.2 | 0 | 1681.6 | 3315.4 | 26662.5 | 88396.1 | 1933.6 | 0 | 0 | 60548.6 | 34001.5 | 2420 | 4703.9 | 0 | 0 | 8315.2
5217 | 218 | Day218 | 8 | Hour8 | 8 | Summer | 2117 | #N/A | Summer | 496864 | 2024-08-06 08:00 | 472622.9 | 2402.7 | 17654.4 | 4184.1 | 496864 | 456006.8 | 358816.4 | 0.0352 | 0.0524 | 0.53 | 0.53 | 311.5 | 24.9 | 3.53 | 21.6 | 1021.9 | 0.19 | 313.2 | 52.1 | 365.3 | 325.4 | 26.1 | 3.7 | 22.4 | 1065.5 | 0.2 | 327.2 | 54.2 | 381.4 | 122.2 | 3.2 | 0.38 | 13.9 | 595.1 | 0.07 | 122.4 | 31.7 | 154.1 | 386.2 | 7.3 | 0.73 | 45.6 | 2019.1 | 0.17 | 386.6 | 105.8 | 492.4 | 25.71 | 0 | 0.3 | 26 | 27.1 | 0 | 0.31 | 27.41 | 496864 | 138047.6 | 0 | 4242.6 | 0 | 8374.7 | 92312.2 | 0 | 321.8 | 9845.3 | 138306.3 | 0 | 1681.6 | 3315.4 | 21616 | 87033.9 | 1933.6 | 0 | 0 | 100267 | 25226 | 2387.5 | 7671.7 | 0 | 0 | 8315.2
5218 | 218 | Day218 | 9 | Hour9 | 8 | Summer | 2117 | #N/A | Summer | 535587 | 2024-08-06 09:00 | 506717.1 | 6089.7 | 18197.2 | 4583 | 535587 | 488189.8 | 368719.3 | 0.0366 | 0.0564 | 0.54 | 0.54 | 295.6 | 23.2 | 3.28 | 20.8 | 984.6 | 0.18 | 297.2 | 50.2 | 347.4 | 311.7 | 24.5 | 3.47 | 21.8 | 1035.1 | 0.19 | 313.4 | 52.7 | 366.1 | 99 | 2.4 | 0.29 | 11.4 | 484.2 | 0.05 | 99.1 | 25.8 | 125 | 918.6 | 102 | 14.8 | 31.8 | 2123.9 | 0.45 | 925.7 | 95.2 | 1020.9 | 23.5 | 0 | 0.17 | 23.67 | 25.21 | 0 | 0.2 | 25.41 | 535587 | 166867.6 | 0 | 4233.2 | 0 | 8374.7 | 92312.9 | 0 | 686.4 | 17455.9 | 148414.4 | 0 | 1681.6 | 3315.4 | 22061.9 | 86391.6 | 1933.6 | 0 | 0 | 123623.6 | 22585.6 | 2516.1 | 10611 | 0 | 0 | 8315.2
5219 | 218 | Day218 | 10 | Hour10 | 8 | Summer | 2117 | #N/A | Summer | 559735.8 | 2024-08-06 10:00 | 539948 | 4978.8 | 10129.4 | 4679.6 | 559735.8 | 519444.3 | 383418.2 | 0.038 | 0.0603 | 0.53 | 0.53 | 301.5 | 23.6 | 3.34 | 21.1 | 1005.1 | 0.18 | 303.1 | 51.1 | 354.2 | 317.2 | 24.9 | 3.52 | 22.2 | 1056.1 | 0.19 | 318.9 | 53.7 | 372.7 | 99 | 2.6 | 0.32 | 11.2 | 479.3 | 0.05 | 99.2 | 25.5 | 124.6 | 631.3 | 54.4 | 7.77 | 36.3 | 1939 | 0.31 | 635.1 | 94.2 | 729.3 | 24.71 | 0 | 0.18 | 24.89 | 26.74 | 0 | 0.2 | 26.94 | 559735.8 | 176317.6 | 0 | 4233.2 | 0 | 8374.7 | 98249.7 | 0 | 799.5 | 18723.5 | 158671 | 0 | 1745.2 | 3315.4 | 20495.4 | 86391.6 | 1942 | 0 | 0 | 132245.2 | 21807 | 2742.4 | 14865.7 | 0 | 0 | 8315.2
5220 | 218 | Day218 | 11 | Hour11 | 8 | Summer | 2117 | #N/A | Summer | 585818.2 | 2024-08-06 11:00 | 572216 | 4001.7 | 4969.6 | 4630.9 | 585818.2 | 549700.8 | 406790.1 | 0.0393 | 0.0639 | 0.52 | 0.52 | 311.6 | 24.6 | 3.49 | 21.6 | 1031.9 | 0.19 | 313.3 | 52.4 | 365.7 | 328.4 | 26 | 3.68 | 22.7 | 1086 | 0.2 | 330.2 | 55.1 | 385.3 | 90 | 2.2 | 0.26 | 10.4 | 443.9 | 0.05 | 90.1 | 23.6 | 113.8 | 961.7 | 107.1 | 15.57 | 34.6 | 2196 | 0.52 | 969.2 | 100.2 | 1069.4 | 27.01 | 0 | 0.29 | 27.3 | 29.22 | 0 | 0.31 | 29.53 | 585818.2 | 179028.1 | 166.3 | 4233.2 | 0 | 8374.7 | 107430.9 | 0 | 817.9 | 18907.2 | 168425.8 | 0 | 1745.2 | 3315.4 | 22517.2 | 88380.2 | 2201 | 0 | 0 | 133798.9 | 22173 | 3331.1 | 16178.9 | 42.6 | 0 | 8315.2
5221 | 218 | Day218 | 12 | Hour12 | 8 | Summer | 2117 | #N/A | Summer | 611130.6 | 2024-08-06 12:00 | 598871.1 | 3606.1 | 3961.7 | 4691.7 | 611130.6 | 574636.8 | 430011.4 | 0.0405 | 0.0668 | 0.5 | 0.5 | 328.3 | 26.3 | 3.73 | 22.2 | 1075.1 | 0.19 | 330.1 | 54.3 | 384.4 | 345.6 | 27.7 | 3.93 | 23.4 | 1130.9 | 0.2 | 347.5 | 57.1 | 404.6 | 82 | 2 | 0.24 | 9.4 | 402.3 | 0.04 | 82.1 | 21.4 | 103.5 | 564 | 28.7 | 3.87 | 50.5 | 2358.5 | 0.27 | 565.9 | 120.9 | 686.8 | 31.29 | 0 | 0.29 | 31.58 | 33.67 | 0 | 0.31 | 33.97 | 611130.6 | 181119.2 | 50.1 | 4236.1 | 0 | 8374.7 | 120149.5 | 0 | 887.9 | 18956.4 | 178773.1 | 0 | 1745.2 | 3315.4 | 22673 | 88396.1 | 2298.2 | 0 | 0 | 134627.6 | 22712.2 | 3935.1 | 16406.3 | 493.2 | 912.1 | 8315.2
5222 | 218 | Day218 | 13 | Hour13 | 8 | Summer | 2117 | #N/A | Summer | 630031 | 2024-08-06 13:00 | 618114.2 | 3325.2 | 3887.8 | 4703.8 | 630030.9 | 592600.4 | 448354.4 | 0.0413 | 0.0688 | 0.49 | 0.49 | 342.4 | 27.8 | 3.95 | 22.7 | 1109.2 | 0.2 | 344.3 | 55.8 | 400.1 | 360.4 | 29.3 | 4.16 | 23.9 | 1166.8 | 0.21 | 362.4 | 58.7 | 421.1 | 93.5 | 2.6 | 0.31 | 10.4 | 454 | 0.05 | 93.7 | 24 | 117.7 | 997.4 | 105.9 | 15.34 | 39.1 | 2439.8 | 0.5 | 1004.7 | 112 | 1116.7 | 32.74 | 0 | 0.28 | 33.02 | 35.27 | 0 | 0.3 | 35.57 | 630031 | 181676.5 | 0 | 4236.1 | 0 | 8374.7 | 131509.2 | 0 | 878.3 | 19934.8 | 185856.5 | 0 | 1745.2 | 3315.4 | 22673.3 | 88396.1 | 2247.9 | 0 | 0 | 132787.4 | 23846.6 | 4229.4 | 15610.2 | 4523.3 | 1077.6 | 8315.2
5223 | 218 | Day218 | 14 | Hour14 | 8 | Summer | 2117 | #N/A | Summer | 639716 | 2024-08-06 14:00 | 631560.1 | 185.9 | 3408.2 | 4561.8 | 639716.1 | 605134.5 | 462730.3 | 0.0418 | 0.0703 | 0.48 | 0.48 | 350.3 | 28.6 | 4.06 | 23.1 | 1131.8 | 0.2 | 352.3 | 56.9 | 409.1 | 367.5 | 30 | 4.26 | 24.2 | 1186.8 | 0.21 | 369.5 | 59.6 | 429.2 | 107.2 | 3.1 | 0.39 | 12 | 504.1 | 0.06 | 107.4 | 27 | 134.4 | 871.1 | 82.3 | 11.83 | 43.4 | 2451.1 | 0.43 | 876.8 | 116.6 | 993.4 | 34.05 | 0 | 0.28 | 34.33 | 36.71 | 0 | 0.3 | 37.01 | 639716 | 176985.8 | 97.7 | 4236.1 | 0 | 8374.7 | 137207.2 | 0 | 835 | 19350.5 | 191156.7 | 0 | 1747.9 | 3315.4 | 25903.4 | 88396.1 | 2295.1 | 0 | 0 | 128104.3 | 24295.5 | 4400.4 | 15785.9 | 6356.6 | 1719.6 | 8315.2
5224 | 218 | Day218 | 15 | Hour15 | 8 | Summer | 2117 | #N/A | Summer | 648755.1 | 2024-08-06 15:00 | 642186.6 | 15.2 | 2159.1 | 4394.2 | 648755.1 | 615035.3 | 476316.3 | 0.0423 | 0.0714 | 0.47 | 0.47 | 356.8 | 29 | 4.13 | 23.5 | 1151.8 | 0.21 | 358.7 | 57.9 | 416.6 | 373.8 | 30.4 | 4.33 | 24.6 | 1206.7 | 0.22 | 375.9 | 60.7 | 436.5 | 106.6 | 3.1 | 0.39 | 11.9 | 501.7 | 0.06 | 106.8 | 26.8 | 133.7 | 1325.8 | 142.5 | 20.66 | 50.3 | 3194.7 | 0.66 | 1335.7 | 145.7 | 1481.5 | 35.73 | 0 | 0.27 | 36 | 38.53 | 0 | 0.3 | 38.83 | 648755.1 | 172438.8 | 230.2 | 4248.1 | 0 | 8374.7 | 141288.1 | 0 | 827.9 | 18437.9 | 196285.1 | 0 | 2018.6 | 3315.4 | 29060.9 | 88396.1 | 2901.4 | 197.7 | 0 | 123651.8 | 25229 | 4292.3 | 14822.5 | 7463.4 | 932 | 8315.2
5225 | 218 | Day218 | 16 | Hour16 | 8 | Summer | 2117 | #N/A | Summer | 652197 | 2024-08-06 16:00 | 647613.8 | 235.8 | 34.7 | 4312.7 | 652197 | 620114.5 | 491194.8 | 0.0425 | 0.0718 | 0.47 | 0.46 | 360 | 29.1 | 4.14 | 23.9 | 1163.8 | 0.21 | 362 | 58.7 | 420.6 | 379.4 | 30.6 | 4.35 | 25.3 | 1229.7 | 0.22 | 381.5 | 62 | 443.5 | 126.9 | 4.3 | 0.55 | 13.5 | 585.4 | 0.07 | 127.1 | 31 | 158.1 | 745.3 | 37.9 | 5.21 | 67.7 | 3039 | 0.41 | 747.9 | 158.4 | 906.3 | 36.87 | 0 | 0.27 | 37.14 | 39.77 | 0 | 0.3 | 40.07 | 652197 | 161002.3 | 789.3 | 4257.5 | 0 | 8374.7 | 141919.4 | 0 | 824.6 | 17218.3 | 198721.9 | 0 | 2708.2 | 3315.4 | 32248 | 88396.1 | 3983.7 | 6480.5 | 0 | 113135.7 | 25487.4 | 4336.3 | 14292 | 7587.6 | 1887.1 | 8315.2
5226 | 218 | Day218 | 17 | Hour17 | 8 | Summer | 2117 | #N/A | Summer | 650082.8 | 2024-08-06 17:00 | 646027.6 | 50.5 | 0 | 4004.8 | 650082.8 | 618673.3 | 511040.7 | 0.0423 | 0.0716 | 0.45 | 0.44 | 369.2 | 29.5 | 4.2 | 25 | 1195.7 | 0.22 | 371.3 | 60.7 | 431.9 | 392.7 | 31.3 | 4.46 | 26.7 | 1274.7 | 0.24 | 394.9 | 64.7 | 459.6 | 171.5 | 5.7 | 0.78 | 18.8 | 752.4 | 0.12 | 171.9 | 41.3 | 213.2 | 1186.9 | 102.7 | 15.47 | 77.1 | 2921.7 | 1.09 | 1194.1 | 164.5 | 1358.6 | 37.68 | 0 | 0.28 | 37.96 | 40.62 | 0 | 0.3 | 40.92 | 650082.8 | 139042.2 | 716.4 | 4257.5 | 0 | 8374.7 | 142176.4 | 0 | 790.7 | 12911.4 | 201582.6 | 0 | 4471.5 | 3315.4 | 38912 | 88396.1 | 6425.2 | 12412.7 | 0 | 93308.2 | 27658.5 | 4373.4 | 11190.4 | 8835.9 | 1507.9 | 8315.2
5227 | 218 | Day218 | 18 | Hour18 | 8 | Summer | 2117 | #N/A | Summer | 641062.6 | 2024-08-06 18:00 | 637597.6 | 0 | 0 | 3465 | 641062.6 | 610867.9 | 530023.3 | 0.0419 | 0.0706 | 0.43 | 0.42 | 386.2 | 30.5 | 4.34 | 26.5 | 1258.4 | 0.23 | 388.3 | 64 | 452.3 | 412.4 | 32.5 | 4.62 | 28.4 | 1347.2 | 0.25 | 414.6 | 68.6 | 483.3 | 306.1 | 10.3 | 1.48 | 34.4 | 1279.1 | 0.26 | 306.8 | 72.6 | 379.4 | 941 | 44.8 | 7.96 | 109.9 | 2286.5 | 1.68 | 944.5 | 178.5 | 1123 | 62.76 | 0.07 | 0.28 | 63.11 | 67.57 | 0.08 | 0.3 | 67.95 | 641062.6 | 111039.3 | 2088.7 | 4257.5 | 0 | 8374.7 | 144064.5 | 0 | 737.1 | 10450.5 | 206526 | 0 | 7889.3 | 3315.4 | 43125.6 | 88396.1 | 7669.8 | 14315.7 | 0 | 65066.1 | 30325.4 | 4460.2 | 8210.3 | 8146.9 | 2232.8 | 8315.2
5228 | 218 | Day218 | 19 | Hour19 | 8 | Summer | 2117 | #N/A | Summer | 627755.6 | 2024-08-06 19:00 | 624867.4 | 0 | 0 | 2888.2 | 627755.6 | 599050.9 | 548763.1 | 0.0413 | 0.0691 | 0.4 | 0.39 | 407.3 | 31.9 | 4.56 | 28.2 | 1326 | 0.25 | 409.5 | 67.7 | 477.3 | 434.1 | 33.9 | 4.84 | 30.2 | 1416.9 | 0.27 | 436.4 | 72.5 | 508.9 | 420.3 | 14.2 | 2.09 | 47.7 | 1712.8 | 0.39 | 421.3 | 98.9 | 520.2 | 915.7 | 79.1 | 11.45 | 54.2 | 2671.8 | 0.55 | 921.2 | 133.9 | 1055.2 | 40.78 | 6.16 | 0.28 | 47.22 | 43.82 | 6.63 | 0.3 | 50.75 | 627755.6 | 78992.5 | 2253.7 | 4257.5 | 0 | 8374.7 | 146758.8 | 0 | 545.9 | 6035.5 | 211533 | 0 | 9048.8 | 3315.4 | 50881.9 | 88396.1 | 10038.2 | 13904.9 | 0 | 31353.6 | 36779.2 | 4278.3 | 7081.1 | 5512 | 2097.1 | 8315.2
5229 | 218 | Day218 | 20 | Hour20 | 8 | Summer | 2117 | #N/A | Summer | 614000.5 | 2024-08-06 20:00 | 610984.1 | 0 | 0 | 3016.3 | 614000.5 | 586121.1 | 555279.4 | 0.0407 | 0.0675 | 0.39 | 0.37 | 412.6 | 32.4 | 4.62 | 28.4 | 1347.9 | 0.25 | 414.8 | 68.6 | 483.4 | 439.3 | 34.3 | 4.89 | 30.5 | 1440.8 | 0.27 | 441.7 | 73.5 | 515.2 | 429.9 | 15.1 | 2.22 | 48.2 | 1735.4 | 0.4 | 431 | 100 | 531 | 1100.8 | 69.5 | 11.38 | 106.4 | 2640.8 | 1.62 | 1105.9 | 185.5 | 1291.4 | 40.51 | 23.63 | 0.28 | 64.42 | 43.46 | 25.42 | 0.3 | 69.18 | 614000.5 | 58721.1 | 8304.7 | 4257.5 | 0 | 8374.7 | 146174.5 | 0 | 138 | 2129.4 | 215604 | 0 | 6532 | 3315.4 | 53257.9 | 88396.1 | 8348.2 | 12714.3 | 0 | 6680.5 | 45736.4 | 4036.9 | 1951.5 | 821.1 | 2788.1 | 8315.2
5230 | 218 | Day218 | 21 | Hour21 | 8 | Summer | 2117 | #N/A | Summer | 593017.2 | 2024-08-06 21:00 | 589112 | 0 | 0 | 3905.3 | 593017.2 | 565674.2 | 535103.5 | 0.0398 | 0.0652 | 0.37 | 0.37 | 419.8 | 33 | 4.7 | 28.8 | 1375.6 | 0.25 | 422 | 69.9 | 491.9 | 439.9 | 34.5 | 4.9 | 30.3 | 1445.3 | 0.26 | 442.3 | 73.5 | 515.8 | 399.7 | 15.8 | 2.26 | 42.5 | 1621.5 | 0.33 | 400.8 | 90.9 | 491.6 | 956.6 | 37.3 | 7.07 | 122.1 | 2363.5 | 1.86 | 959.6 | 193.1 | 1152.7 | 39.54 | 19.48 | 0.29 | 59.31 | 42.31 | 20.96 | 0.31 | 63.58 | 593017.2 | 57913.7 | 6443.8 | 4257.5 | 0 | 8374.7 | 144230.8 | 0 | 0 | 9.2 | 214560.4 | 0 | 6078.5 | 3315.4 | 49028.3 | 88396.1 | 7085.1 | 3333 | 0 | 5.9 | 53914.6 | 3984 | 536.5 | 907.1 | 3710.5 | 8315.2
5231 | 218 | Day218 | 22 | Hour22 | 8 | Summer | 2117 | #N/A | Summer | 558584.4 | 2024-08-06 22:00 | 554555.2 | 0 | 0 | 4029.3 | 558584.4 | 533268.8 | 495857.6 | 0.0384 | 0.0615 | 0.4 | 0.39 | 399.2 | 31.4 | 4.46 | 27.6 | 1308.6 | 0.24 | 401.3 | 66.7 | 468 | 416.8 | 32.6 | 4.64 | 28.9 | 1369.6 | 0.25 | 419 | 69.8 | 488.8 | 459.4 | 24.5 | 3.38 | 40.6 | 1846.7 | 0.25 | 461 | 95.7 | 556.7 | 515 | 21.3 | 2.76 | 50.3 | 2326.1 | 0.23 | 516.4 | 119.7 | 636.1 | 34.28 | 3.37 | 0.29 | 37.94 | 36.53 | 3.61 | 0.31 | 40.45 | 558584.4 | 62726.9 | 3993.1 | 4250 | 0 | 8374.7 | 129491.5 | 0 | 0 | 0 | 196235.9 | 0 | 3804.1 | 3315.4 | 48322.2 | 88396.1 | 6408 | 3266.5 | 0 | 0 | 58717.3 | 4009.6 | 1.3 | 0 | 3245.1 | 8315.2
5232 | 218 | Day218 | 23 | Hour23 | 8 | Summer | 2117 | #N/A | Summer | 525616.2 | 2024-08-06 23:00 | 519536.4 | 110 | 1412.9 | 4556.9 | 525616.3 | 500297.4 | 461155.8 | 0.037 | 0.0578 | 0.42 | 0.42 | 375.2 | 28.8 | 4.09 | 26.8 | 1250.3 | 0.23 | 377.1 | 64.2 | 441.3 | 391.1 | 29.9 | 4.25 | 28.1 | 1306.5 | 0.24 | 393.2 | 67.1 | 460.3 | 472 | 26.6 | 3.66 | 40.1 | 1875.6 | 0.24 | 473.7 | 96 | 569.8 | 831.2 | 80.2 | 11.54 | 39.9 | 2288.3 | 0.41 | 836.7 | 108.2 | 944.9 | 32.14 | 0 | 0.29 | 32.44 | 34.13 | 0 | 0.31 | 34.44 | 525616.2 | 64460.5 | 3775.5 | 4247.1 | 0 | 8374.7 | 110977.5 | 0 | 0 | 0 | 182615.5 | 0 | 3540.4 | 3315.4 | 48078.3 | 88396.1 | 6258.8 | 1576.4 | 0 | 0 | 60433.5 | 4027 | 0 | 0 | 2750.5 | 8315.2
5233 | 219 | Day219 | 0 | Hour0 | 8 | Summer | 21 | 710697 | Summer | 505772.3 | 2024-08-07 | 485781.4 | 110 | 14537.5 | 5343.3 | 505772.3 | 468423.2 | 438946.1 | 0.0357 | 0.054 | 0.43 | 0.43 | 368 | 28.2 | 4 | 26.5 | 1228.2 | 0.23 | 369.9 | 63.1 | 433.1 | 382.4 | 29.2 | 4.15 | 27.5 | 1277.2 | 0.24 | 384.4 | 65.6 | 450.1 | 480.6 | 27.6 | 3.8 | 40.5 | 1891.3 | 0.25 | 482.4 | 96.9 | 579.3 | 1066.3 | 112.8 | 16.33 | 42.1 | 2626.5 | 0.53 | 1074.1 | 120.6 | 1194.6 | 30.8 | 0 | 0.3 | 31.1 | 32.59 | 0 | 0.31 | 32.9 | 505772.3 | 66826.2 | 268.5 | 4247.1 | 0 | 8374.7 | 104379.4 | 0 | 0 | 0 | 172816.1 | 0 | 3540.4 | 3315.4 | 47716.6 | 88396.1 | 5875.5 | 16.2 | 0 | 0 | 62874.6 | 3951.6 | 0 | 0 | 439.6 | 8315.2
5234 | 219 | Day219 | 1 | Hour1 | 8 | Summer | 2117 | #N/A | Summer | 478626.2 | 2024-08-07 01:00 | 458165.6 | 371 | 14888.2 | 5201.4 | 478626.2 | 442283 | 409767.4 | 0.0347 | 0.0509 | 0.45 | 0.44 | 358.4 | 27.3 | 3.88 | 26.1 | 1199.7 | 0.23 | 360.3 | 61.9 | 422.2 | 371.7 | 28.3 | 4.01 | 27.1 | 1245.1 | 0.24 | 373.6 | 64.2 | 437.9 | 521.9 | 34 | 4.75 | 40.2 | 1932 | 0.27 | 524.2 | 97.8 | 622 | 1025.2 | 108.4 | 15.71 | 40.5 | 2524.6 | 0.51 | 1032.7 | 115.9 | 1148.6 | 29.5 | 0 | 0.3 | 29.8 | 31.1 | 0 | 0.31 | 31.41 | 478626.2 | 68858.8 | 0 | 4247.1 | 0 | 8374.7 | 95301 | 0 | 0 | 0 | 160503 | 0 | 3540.4 | 3315.4 | 40399.8 | 88396.1 | 5689.8 | 0 | 0 | 0 | 65202.3 | 3656.5 | 0 | 0 | 0 | 8315.2
5235 | 219 | Day219 | 2 | Hour2 | 8 | Summer | 2117 | #N/A | Summer | 462082 | 2024-08-07 02:00 | 439114.9 | 3148 | 14891.2 | 4928 | 462082.1 | 424211.4 | 391832.5 | 0.0339 | 0.0486 | 0.45 | 0.45 | 351.2 | 26.5 | 3.76 | 25.9 | 1183 | 0.23 | 353 | 61.2 | 414.2 | 364.3 | 27.5 | 3.9 | 26.9 | 1226.4 | 0.23 | 366.2 | 63.5 | 429.6 | 521.4 | 33.6 | 4.69 | 40.5 | 1942.1 | 0.27 | 523.7 | 98.4 | 622.2 | 489.7 | 19.2 | 2.48 | 49 | 2229 | 0.23 | 490.9 | 115.5 | 606.4 | 28.68 | 0 | 0.3 | 28.98 | 30.14 | 0 | 0.31 | 30.45 | 462082 | 70249.6 | 0 | 4247.1 | 0 | 8374.7 | 88845.6 | 0 | 0 | 0 | 154477.6 | 0 | 3540.4 | 3315.4 | 35054.9 | 88396.1 | 5580.6 | 0 | 0 | 0 | 66565.1 | 3684.4 | 0 | 0 | 6.4 | 8315.2
5236 | 219 | Day219 | 3 | Hour3 | 8 | Summer | 2117 | #N/A | Summer | 454344.1 | 2024-08-07 03:00 | 429630.8 | 4877.2 | 14892.3 | 4943.7 | 454344.1 | 415207.8 | 384044.1 | 0.0336 | 0.0474 | 0.45 | 0.45 | 352.4 | 26.5 | 3.77 | 26.1 | 1188.9 | 0.23 | 354.3 | 61.6 | 415.8 | 366 | 27.5 | 3.91 | 27 | 1233.2 | 0.24 | 367.9 | 63.9 | 431.7 | 529.1 | 34.8 | 4.87 | 40.4 | 1945.8 | 0.27 | 531.4 | 98.4 | 629.9 | 668.8 | 50.6 | 7.13 | 44.5 | 2293.8 | 0.32 | 672.2 | 113 | 785.2 | 28.41 | 0 | 0.31 | 28.72 | 29.83 | 0 | 0.31 | 30.13 | 454344.1 | 70300 | 0 | 4247.1 | 0 | 8374.7 | 87375.4 | 0 | 0 | 0 | 153041.5 | 0 | 3523.9 | 3315.4 | 30215.9 | 88396.1 | 5554 | 0 | 0 | 0 | 66716 | 3584 | 0 | 0 | 0 | 8315.2
5237 | 219 | Day219 | 4 | Hour4 | 8 | Summer | 2117 | #N/A | Summer | 453767 | 2024-08-07 04:00 | 431648.5 | 2331.8 | 14888.2 | 4898.5 | 453767 | 417145.2 | 385706.3 | 0.0336 | 0.0476 | 0.44 | 0.44 | 360.4 | 27.2 | 3.87 | 26.5 | 1212.7 | 0.23 | 362.3 | 62.7 | 425 | 374.3 | 28.2 | 4.01 | 27.5 | 1259.5 | 0.24 | 376.2 | 65.1 | 441.3 | 534.5 | 35.8 | 5.01 | 40.3 | 1948.7 | 0.27 | 537 | 98.5 | 635.4 | 1004.8 | 107 | 15.49 | 38.9 | 2466.4 | 0.49 | 1012.2 | 112.5 | 1124.7 | 28.59 | 0 | 0.3 | 28.89 | 30 | 0 | 0.3 | 30.3 | 453767 | 68060.7 | 0 | 4247.1 | 0 | 8374.7 | 89775.9 | 0 | 0 | 47.5 | 155362.2 | 0 | 3529.9 | 3315.4 | 27150.9 | 88396.1 | 5554 | 0 | 0 | 138.9 | 64411.1 | 3463.2 | 0 | 0 | 0 | 8315.2
5238 | 219 | Day219 | 5 | Hour5 | 8 | Summer | 2117 | #N/A | Summer | 465690.6 | 2024-08-07 05:00 | 445769.4 | 141.4 | 14888.2 | 4891.7 | 465690.6 | 430586.4 | 397753.2 | 0.0341 | 0.0491 | 0.42 | 0.42 | 373.7 | 28.7 | 4.07 | 27 | 1245.3 | 0.24 | 375.6 | 64.1 | 439.8 | 387.8 | 29.7 | 4.22 | 28 | 1293.3 | 0.25 | 389.9 | 66.6 | 456.5 | 511.6 | 33.7 | 4.72 | 39 | 1878.7 | 0.26 | 513.9 | 95.1 | 609 | 813.8 | 75.3 | 10.79 | 41.8 | 2357.8 | 0.39 | 819 | 112.2 | 931.1 | 29.21 | 0 | 0.28 | 29.5 | 30.71 | 0 | 0.3 | 31.01 | 465690.6 | 67937.4 | 0 | 4247.1 | 0 | 8374.7 | 97786.1 | 0 | 0 | 344 | 161015.3 | 0 | 3476.8 | 3315.4 | 25587.7 | 88396.1 | 5554 | 0 | 0 | 3119.3 | 61505.5 | 2968.6 | 164.2 | 0 | 0 | 8315.2
5239 | 219 | Day219 | 6 | Hour6 | 8 | Summer | 2117 | #N/A | Summer | 486462 | 2024-08-07 06:00 | 466102.6 | 614.8 | 14888.2 | 4856.5 | 486462.1 | 449886.2 | 398925.8 | 0.0348 | 0.0514 | 0.45 | 0.45 | 359.1 | 27.5 | 3.91 | 25.9 | 1196.6 | 0.23 | 361 | 61.6 | 422.6 | 373 | 28.6 | 4.06 | 26.9 | 1244 | 0.24 | 375 | 64 | 439 | 304.5 | 15.7 | 2.14 | 27.3 | 1249.6 | 0.16 | 305.6 | 64.6 | 370.1 | 615.3 | 40 | 5.54 | 46.9 | 2318 | 0.29 | 618 | 116.1 | 734 | 29 | 0 | 0.29 | 29.29 | 30.56 | 0 | 0.3 | 30.86 | 486462 | 87536.2 | 257.1 | 4247.1 | 0 | 8374.7 | 98204.9 | 0 | 0 | 5370.3 | 161626.4 | 0 | 3476.8 | 3315.4 | 25473.2 | 88396.1 | 5554 | 0 | 0 | 21887.8 | 57571 | 2707.1 | 1973.9 | 0 | 0 | 8315.2
5240 | 219 | Day219 | 7 | Hour7 | 8 | Summer | 2117 | #N/A | Summer | 512140 | 2024-08-07 07:00 | 491865.8 | 393.8 | 14888.2 | 4992.2 | 512140.1 | 474269.3 | 402491.4 | 0.0358 | 0.0543 | 0.47 | 0.47 | 344.7 | 26.6 | 3.79 | 24.7 | 1143 | 0.22 | 346.5 | 58.8 | 405.3 | 358.1 | 27.6 | 3.93 | 25.6 | 1187.7 | 0.23 | 360 | 61.1 | 421 | 153.8 | 4.3 | 0.53 | 17.3 | 734.6 | 0.09 | 154.1 | 39.2 | 193.3 | 940.1 | 96.5 | 13.94 | 39.6 | 2420.6 | 0.46 | 946.7 | 111.8 | 1058.6 | 29.42 | 0 | 0.29 | 29.71 | 31.1 | 0 | 0.3 | 31.4 | 512140 | 109648.6 | 0 | 4247.1 | 0 | 8374.7 | 100116.1 | 0 | 0 | 8814 | 160993.5 | 0 | 3476.8 | 3315.4 | 28017.6 | 88396.1 | 5554 | 0 | 0 | 54433.1 | 44063.8 | 2337.7 | 4968.3 | 0 | 0 | 8315.2
5241 | 219 | Day219 | 8 | Hour8 | 8 | Summer | 2117 | #N/A | Summer | 540090.6 | 2024-08-07 08:00 | 524702.7 | 1540.3 | 9236.4 | 4611.2 | 540090.5 | 505248.9 | 407062.6 | 0.0371 | 0.058 | 0.48 | 0.48 | 341 | 26.8 | 3.81 | 23.9 | 1118.2 | 0.21 | 342.9 | 57.3 | 400.2 | 355.8 | 28 | 3.99 | 24.9 | 1164.5 | 0.22 | 357.7 | 59.6 | 417.3 | 116.8 | 2.7 | 0.33 | 13.6 | 571.9 | 0.07 | 117 | 30.7 | 147.7 | 728.1 | 61.6 | 8.77 | 42.6 | 2290.4 | 0.35 | 732.3 | 110.9 | 843.3 | 29.48 | 0 | 0.28 | 29.76 | 31.29 | 0 | 0.31 | 31.6 | 540090.6 | 133028 | 0 | 4247.1 | 0 | 8374.7 | 106829.2 | 0 | 306.1 | 11694 | 162379 | 0 | 3476.8 | 3315.4 | 24490.2 | 88396.1 | 5554 | 0 | 0 | 96315.9 | 22727.9 | 1984 | 7273.3 | 0 | 0 | 8315.2
5242 | 219 | Day219 | 9 | Hour9 | 8 | Summer | 2117 | #N/A | Summer | 574153.8 | 2024-08-07 09:00 | 559482 | 5861.9 | 4214.5 | 4595.4 | 574153.8 | 537940.2 | 415619 | 0.0385 | 0.0619 | 0.5 | 0.49 | 333.2 | 26.2 | 3.74 | 23.2 | 1090.6 | 0.21 | 335 | 55.8 | 390.8 | 350.2 | 27.6 | 3.93 | 24.4 | 1144.3 | 0.22 | 352.1 | 58.5 | 410.6 | 106.5 | 2.8 | 0.35 | 12.1 | 510.4 | 0.06 | 106.7 | 27.3 | 134 | 1136.6 | 125.6 | 18.22 | 39.8 | 2645.6 | 0.56 | 1145.3 | 118.8 | 1264.1 | 29.62 | 0 | 0.29 | 29.9 | 31.66 | 0 | 0.3 | 31.96 | 574153.8 | 158534.7 | 27 | 4247.1 | 0 | 8374.7 | 111535.4 | 0 | 712.2 | 18113.7 | 168174.1 | 0 | 3476.8 | 3315.4 | 22518.3 | 88396.1 | 5554 | 0 | 0 | 120599.1 | 17589.7 | 1520 | 12233.3 | 0 | 0 | 8315.2
5243 | 219 | Day219 | 10 | Hour10 | 8 | Summer | 2117 | #N/A | Summer | 608206.6 | 2024-08-07 10:00 | 595161 | 4406.7 | 3887.8 | 4751.1 | 608206.6 | 571352.9 | 442380 | 0.04 | 0.0658 | 0.48 | 0.48 | 348.8 | 28 | 3.99 | 23.6 | 1126.4 | 0.21 | 350.7 | 57.2 | 407.9 | 366.7 | 29.5 | 4.2 | 24.8 | 1183.1 | 0.22 | 368.7 | 60.1 | 428.9 | 93.6 | 2 | 0.23 | 11.1 | 466 | 0.05 | 93.7 | 25 | 118.7 | 592.4 | 33.4 | 4.55 | 49.8 | 2392.7 | 0.27 | 594.7 | 121.2 | 715.8 | 31.92 | 0 | 0.28 | 32.2 | 34.24 | 0 | 0.3 | 34.54 | 608206.6 | 165826.6 | 0 | 4250 | 0 | 8374.7 | 126849.3 | 0 | 850.5 | 18600.5 | 178904.7 | 0 | 3476.8 | 3315.4 | 23259 | 88396.1 | 5554 | 0 | 0 | 128397.2 | 16686 | 1292.5 | 15560.2 | 134.4 | 36 | 8315.2
5244 | 219 | Day219 | 11 | Hour11 | 8 | Summer | 2117 | #N/A | Summer | 639100.6 | 2024-08-07 11:00 | 626724.1 | 4083.4 | 3408.2 | 4884.9 | 639100.6 | 600788.1 | 470820.1 | 0.0414 | 0.0693 | 0.47 | 0.46 | 358.4 | 28.7 | 4.09 | 24.2 | 1160 | 0.21 | 360.3 | 58.8 | 419.2 | 377.4 | 30.3 | 4.31 | 25.5 | 1220.1 | 0.23 | 379.5 | 61.9 | 441.3 | 95.9 | 2.5 | 0.3 | 11 | 462.7 | 0.06 | 96.1 | 24.8 | 120.9 | 850.8 | 82.7 | 11.92 | 40.3 | 2321.3 | 0.42 | 856.5 | 109.5 | 966.1 | 34.05 | 0 | 0.28 | 34.33 | 36.68 | 0 | 0.29 | 36.98 | 639100.6 | 168280.5 | 0 | 4257.5 | 0 | 8374.7 | 136160.5 | 0 | 888.8 | 18661.8 | 194202.5 | 0 | 3543.2 | 3315.4 | 26631.3 | 88396.1 | 5938.9 | 0 | 0 | 131630.2 | 15827.8 | 1272 | 16259.3 | 5818.2 | 87.2 | 8315.2
5245 | 219 | Day219 | 12 | Hour12 | 8 | Summer | 2117 | #N/A | Summer | 664086.2 | 2024-08-07 12:00 | 653968.6 | 3679.5 | 2004.5 | 4433.8 | 664086.3 | 626114.9 | 492669.4 | 0.0426 | 0.0722 | 0.47 | 0.46 | 360.8 | 29 | 4.13 | 24.3 | 1165.6 | 0.21 | 362.7 | 59 | 421.8 | 380.7 | 30.6 | 4.36 | 25.6 | 1229.6 | 0.23 | 382.8 | 62.3 | 445.1 | 89.5 | 2.3 | 0.28 | 10.2 | 435.2 | 0.05 | 89.7 | 23.2 | 112.8 | 739.1 | 27.1 | 5.02 | 94 | 2031.3 | 1.33 | 741.2 | 154.9 | 896.1 | 36.94 | 0 | 0.27 | 37.21 | 39.93 | 0 | 0.29 | 40.22 | 664086.2 | 171416.9 | 110 | 4257.5 | 0 | 8374.7 | 142807.4 | 0 | 891 | 19205.5 | 201016.4 | 0 | 3993.7 | 3315.4 | 31922.9 | 88396.1 | 6190.9 | 2284.4 | 0 | 135187.8 | 14819 | 1313.6 | 16369.8 | 10646.3 | 130.3 | 8315.2
5246 | 219 | Day219 | 13 | Hour13 | 8 | Summer | 2117 | #N/A | Summer | 683316.7 | 2024-08-07 13:00 | 675884.9 | 2681.3 | 495.8 | 4254.7 | 683316.7 | 646422.1 | 510181.1 | 0.0436 | 0.0746 | 0.47 | 0.47 | 357.9 | 28.6 | 4.07 | 24.2 | 1158.8 | 0.21 | 359.9 | 58.8 | 418.7 | 379.2 | 30.2 | 4.31 | 25.7 | 1229.2 | 0.23 | 381.3 | 62.4 | 443.7 | 84.6 | 2 | 0.24 | 9.8 | 415.3 | 0.05 | 84.7 | 22.2 | 106.9 | 673.5 | 25.8 | 3.38 | 68.8 | 3028.7 | 0.36 | 675.2 | 159.1 | 834.3 | 38.32 | 0 | 0.27 | 38.58 | 41.48 | 0 | 0.29 | 41.76 | 683316.7 | 173135.6 | 265 | 4257.5 | 0 | 8374.7 | 144340.4 | 0 | 884.6 | 19849.4 | 204014.1 | 0 | 5386.9 | 3315.4 | 37090.3 | 88396.1 | 7114.9 | 7625.7 | 0 | 136022.8 | 14925 | 1453.7 | 16020.2 | 12425 | 751.4 | 8315.2
5247 | 219 | Day219 | 14 | Hour14 | 8 | Summer | 2117 | #N/A | Summer | 694744.6 | 2024-08-07 14:00 | 690349.7 | 173.8 | 0 | 4221.1 | 694744.6 | 659802.3 | 524086.1 | 0.0442 | 0.0762 | 0.47 | 0.46 | 360.5 | 28.4 | 4.05 | 24.7 | 1172.9 | 0.22 | 362.4 | 59.8 | 422.2 | 383.4 | 30.2 | 4.3 | 26.4 | 1249.1 | 0.23 | 385.5 | 63.7 | 449.2 | 98.8 | 2.8 | 0.35 | 11.1 | 467.6 | 0.06 | 99 | 25.1 | 124.1 | 749.7 | 44.1 | 6.06 | 61.6 | 2954.9 | 0.36 | 752.6 | 149.8 | 902.4 | 39.62 | 0 | 0.26 | 39.88 | 42.92 | 0 | 0.29 | 43.21 | 694744.6 | 170658.5 | 110 | 4257.5 | 0 | 8374.7 | 145124.8 | 0 | 874.3 | 20000.4 | 206998 | 0 | 8497.4 | 3315.4 | 38628.1 | 88396.1 | 8675.3 | 11708.7 | 0 | 132091.4 | 15826.1 | 1866.4 | 15836.2 | 13931.8 | 1325.2 | 8315.2
5248 | 219 | Day219 | 15 | Hour15 | 8 | Summer | 2117 | #N/A | Summer | 705380.1 | 2024-08-07 15:00 | 701072.1 | 166.3 | 0 | 4141.7 | 705380.1 | 669701.7 | 539713.4 | 0.0447 | 0.0774 | 0.46 | 0.45 | 365 | 28.4 | 4.05 | 25.4 | 1194.9 | 0.22 | 366.9 | 61 | 427.9 | 389.6 | 30.3 | 4.32 | 27.2 | 1277.1 | 0.24 | 391.6 | 65.3 | 456.9 | 112.5 | 3.3 | 0.43 | 12.7 | 519 | 0.07 | 112.7 | 28.1 | 140.9 | 863.3 | 40.9 | 6.65 | 93.9 | 2653.8 | 1.16 | 866.4 | 173.3 | 1039.6 | 40.42 | 0 | 0.26 | 40.68 | 43.86 | 0 | 0.29 | 44.14 | 705380.1 | 165666.7 | 194.2 | 4257.5 | 0 | 8374.7 | 146622.8 | 0 | 870.4 | 19789.3 | 209253.7 | 0 | 13370 | 3315.4 | 42740.8 | 88396.1 | 9769.7 | 13418.6 | 0 | 125096.5 | 18105.3 | 1805.2 | 15502.6 | 14092.8 | 3033.3 | 8315.2
5249 | 219 | Day219 | 16 | Hour16 | 8 | Summer | 2117 | #N/A | Summer | 710697 | 2024-08-07 16:00 | 706391 | 94.3 | 0 | 4211.8 | 710697 | 674612.1 | 553519.8 | 0.045 | 0.078 | 0.45 | 0.44 | 373.1 | 28.6 | 4.08 | 26.4 | 1228.5 | 0.23 | 375 | 63.1 | 438.1 | 398.9 | 30.6 | 4.36 | 28.3 | 1315.4 | 0.25 | 401 | 67.6 | 468.6 | 117.9 | 3.4 | 0.45 | 13.4 | 538.9 | 0.08 | 118.1 | 29.5 | 147.5 | 848.6 | 30.8 | 5.88 | 109.9 | 2207.2 | 1.62 | 851.1 | 176.1 | 1027.2 | 39.94 | 0 | 0.26 | 40.2 | 43.36 | 0 | 0.29 | 43.64 | 710697 | 157177.3 | 123.3 | 4257.5 | 0 | 8374.7 | 147304.8 | 0 | 862.8 | 17396 | 211192.8 | 0 | 19078.6 | 3315.4 | 44675.9 | 88396.1 | 12145.5 | 14655.1 | 0 | 116044 | 21030 | 1844.4 | 15378.1 | 13415.2 | 1748.9 | 8315.2
5250 | 219 | Day219 | 17 | Hour17 | 8 | Summer | 2117 | #N/A | Summer | 708267.7 | 2024-08-07 17:00 | 704250.2 | 0 | 0 | 4017.5 | 708267.7 | 672637 | 568683.6 | 0.0449 | 0.0777 | 0.44 | 0.42 | 384.7 | 29.1 | 4.14 | 27.6 | 1276.9 | 0.24 | 386.7 | 65.8 | 452.4 | 411.7 | 31 | 4.43 | 29.7 | 1369.1 | 0.26 | 413.8 | 70.6 | 484.4 | 168.1 | 5.3 | 0.74 | 19 | 730.6 | 0.13 | 168.5 | 40.8 | 209.3 | 657.5 | 14.8 | 1.94 | 79.3 | 3073.5 | 0.49 | 658.5 | 171 | 829.5 | 41.57 | 7.59 | 0.27 | 49.42 | 45.1 | 8.24 | 0.29 | 53.63 | 708267.7 | 139584.1 | 1894.5 | 4257.5 | 0 | 8374.7 | 147932.5 | 0 | 814.4 | 14614.6 | 213001.8 | 0 | 25454.2 | 3315.4 | 47657.2 | 88396.1 | 13556.4 | 14843.2 | 0 | 98100.3 | 24356.5 | 1698.3 | 10952.3 | 14748.4 | 2081.6 | 8315.2
5251 | 219 | Day219 | 18 | Hour18 | 8 | Summer | 2117 | #N/A | Summer | 696682.7 | 2024-08-07 18:00 | 692595.2 | 0 | 0 | 4087.5 | 696682.7 | 661874 | 586325.6 | 0.0443 | 0.0765 | 0.41 | 0.4 | 400.6 | 29.9 | 4.26 | 29.2 | 1335 | 0.25 | 402.6 | 69 | 471.6 | 429.1 | 31.9 | 4.56 | 31.4 | 1432.7 | 0.27 | 431.3 | 74.1 | 505.4 | 322.1 | 9.7 | 1.44 | 38 | 1328.5 | 0.31 | 322.8 | 77.6 | 400.4 | 1039.9 | 52.1 | 9.13 | 118.5 | 2498.5 | 1.82 | 1044 | 193.4 | 1237.4 | 66.17 | 13.62 | 0.26 | 80.06 | 71.67 | 14.78 | 0.29 | 86.73 | 696682.7 | 110357 | 3598.5 | 4257.5 | 0 | 8374.7 | 148525.2 | 0 | 732.1 | 10016.3 | 219912.8 | 0 | 26714.8 | 3315.4 | 52753.9 | 88396.1 | 15584.4 | 14892.3 | 0 | 68492.5 | 29773.9 | 1342.2 | 8915 | 13880.4 | 1620 | 8315.2
5252 | 219 | Day219 | 19 | Hour19 | 8 | Summer | 2117 | #N/A | Summer | 675102.4 | 2024-08-07 19:00 | 671531.3 | 0 | 0 | 3571.1 | 675102.4 | 642381.1 | 593784 | 0.0434 | 0.0742 | 0.39 | 0.37 | 415.5 | 31 | 4.43 | 30.3 | 1381.6 | 0.27 | 417.6 | 71.5 | 489.1 | 444.5 | 33.1 | 4.72 | 32.6 | 1481.5 | 0.29 | 446.7 | 76.8 | 523.5 | 441.5 | 12.9 | 1.89 | 52 | 1857.9 | 0.41 | 442.4 | 107.4 | 549.8 | 1181.9 | 47.1 | 9.42 | 156 | 2429.5 | 2.62 | 1185.9 | 229.1 | 1415 | 44.18 | 77.63 | 0.26 | 122.07 | 47.73 | 84.18 | 0.29 | 132.2 | 675102.4 | 81318.4 | 2785.6 | 4257.5 | 0 | 8374.7 | 149011.4 | 0 | 505.6 | 5039.3 | 222865.6 | 0 | 24495 | 3315.4 | 56910.7 | 88396.1 | 16376.2 | 16995.7 | 0 | 33880.5 | 41147.8 | 745.1 | 6792.3 | 10403.6 | 2339.9 | 8315.2
5253 | 219 | Day219 | 20 | Hour20 | 8 | Summer | 2117 | #N/A | Summer | 654615.6 | 2024-08-07 20:00 | 650715.2 | 0 | 0 | 3900.5 | 654615.7 | 623058.9 | 589530.7 | 0.0425 | 0.072 | 0.38 | 0.36 | 418.9 | 31.5 | 4.49 | 30.3 | 1390.6 | 0.27 | 421.1 | 71.8 | 492.9 | 448 | 33.6 | 4.79 | 32.6 | 1492 | 0.29 | 450.3 | 77.1 | 527.5 | 457.7 | 15 | 2.17 | 52.1 | 1903.9 | 0.41 | 458.8 | 108.9 | 567.7 | 664.1 | 13.3 | 1.48 | 79 | 3353.7 | 0.36 | 664.9 | 179 | 843.9 | 44.44 | 112.32 | 0.27 | 157.03 | 47.9 | 121.77 | 0.29 | 169.96 | 654615.6 | 65085 | 5829.5 | 4257.5 | 0 | 8374.7 | 147753 | 0 | 120.7 | 2161.3 | 225622.2 | 0 | 18772.9 | 3315.4 | 55127.6 | 88396.1 | 14602.3 | 17479.4 | 0 | 7356.5 | 54758.6 | 687.8 | 1584.4 | 4280.1 | 4171.6 | 8315.2
5254 | 219 | Day219 | 21 | Hour21 | 8 | Summer | 2117 | #N/A | Summer | 627005 | 2024-08-07 21:00 | 622375 | 0 | 0 | 4630.1 | 627005.1 | 596663.6 | 564762.5 | 0.0413 | 0.069 | 0.37 | 0.36 | 419.7 | 32.2 | 4.58 | 29.6 | 1391.2 | 0.26 | 421.9 | 71.1 | 493 | 443.2 | 33.8 | 4.81 | 31.5 | 1474.2 | 0.27 | 445.5 | 75.5 | 521 | 426.4 | 15.1 | 2.22 | 47.6 | 1723.2 | 0.39 | 427.5 | 99.1 | 526.6 | 928.3 | 32.9 | 6.17 | 119.4 | 2558.3 | 1.69 | 931 | 196.1 | 1127.1 | 45.86 | 152.9 | 0.27 | 199.03 | 49.29 | 165.59 | 0.29 | 215.17 | 627005 | 62242.6 | 6819.7 | 4257.5 | 0 | 8374.7 | 146616.4 | 0 | 0 | 12.4 | 223621.6 | 0 | 13259.1 | 3315.4 | 51920.2 | 88396.1 | 9845.7 | 8336.1 | 0 | 17 | 61580.2 | 632.9 | 547.4 | 3426.2 | 4206.1 | 8315.2
5255 | 219 | Day219 | 22 | Hour22 | 8 | Summer | 2117 | #N/A | Summer | 583506.9 | 2024-08-07 22:00 | 578568.4 | 0 | 0 | 4938.4 | 583506.9 | 555719.3 | 516465.9 | 0.0395 | 0.0643 | 0.39 | 0.39 | 404.2 | 31.3 | 4.45 | 28.3 | 1338.8 | 0.24 | 406.4 | 68.3 | 474.6 | 423.1 | 32.7 | 4.64 | 29.7 | 1403.9 | 0.26 | 425.3 | 71.6 | 496.9 | 456.7 | 21.8 | 3.02 | 43.5 | 1859.5 | 0.29 | 458.2 | 99 | 557.1 | 509.5 | 21.1 | 2.75 | 50 | 2284.8 | 0.24 | 510.9 | 118.1 | 629 | 35.36 | 53.91 | 0.27 | 89.54 | 37.81 | 58.17 | 0.29 | 96.27 | 583506.9 | 67041 | 3791.8 | 4250 | 0 | 8374.7 | 133997.5 | 0 | 0 | 0 | 206899.1 | 0 | 8159.5 | 3315.4 | 48322.2 | 88396.1 | 7071.8 | 3887.8 | 0 | 0 | 66406.5 | 634.4 | 3 | 3160.9 | 3094.6 | 8315.2
5256 | 219 | Day219 | 23 | Hour23 | 8 | Summer | 2117 | #N/A | Summer | 545525.1 | 2024-08-07 23:00 | 536537.1 | 110 | 3376.4 | 5501.6 | 545525.1 | 516225 | 475482.9 | 0.0378 | 0.0599 | 0.42 | 0.42 | 374.1 | 28.4 | 4.03 | 27 | 1254.5 | 0.23 | 376.1 | 64.4 | 440.5 | 392.4 | 29.7 | 4.22 | 28.4 | 1318.3 | 0.24 | 394.5 | 67.7 | 462.2 | 480.1 | 27.5 | 3.79 | 40.4 | 1893.5 | 0.24 | 482 | 96.9 | 578.9 | 583.5 | 32.1 | 4.38 | 50 | 2368 | 0.28 | 585.7 | 120.6 | 706.3 | 32.84 | 15.27 | 0.28 | 48.39 | 34.96 | 16.55 | 0.29 | 51.8 | 545525.1 | 70042.2 | 4516 | 4247.1 | 0 | 8374.7 | 113142.1 | 0 | 0 | 0 | 189177.6 | 0 | 5577.7 | 3315.4 | 48165.7 | 88396.1 | 6741 | 3829.4 | 0 | 0 | 69483.6 | 558.6 | 0 | 1569.6 | 3609.9 | 8315.2
5257 | 220 | Day220 | 0 | Hour0 | 8 | Summer | 18 | 720595.9 | Summer | 518178.6 | 2024-08-08 | 498421.2 | 110 | 13726.5 | 5920.9 | 518178.6 | 480301.3 | 447250.6 | 0.0363 | 0.0557 | 0.43 | 0.43 | 366 | 27.8 | 3.94 | 26.5 | 1229 | 0.23 | 367.9 | 63.2 | 431.1 | 380.3 | 28.8 | 4.09 | 27.6 | 1278.7 | 0.24 | 382.3 | 65.8 | 448 | 495.4 | 28.6 | 3.95 | 41.6 | 1941.1 | 0.26 | 497.3 | 99.5 | 596.8 | 545.9 | 22.6 | 2.94 | 53.5 | 2451.7 | 0.25 | 547.4 | 126.6 | 674 | 31.79 | 0 | 0.27 | 32.06 | 33.72 | 0 | 0.29 | 34.01 | 518178.6 | 70928 | 45.8 | 4247.1 | 0 | 8374.7 | 105024 | 0 | 0 | 0 | 177617.7 | 0 | 4526.6 | 3315.4 | 47890.5 | 88396.1 | 6041.1 | 1771.6 | 0 | 0 | 70447.6 | 480.4 | 0 | 1232.5 | 199 | 8315.2
5258 | 220 | Day220 | 1 | Hour1 | 8 | Summer | 2117 | #N/A | Summer | 488666 | 2024-08-08 01:00 | 467395.4 | 295.5 | 14892.3 | 6082.8 | 488666.1 | 450993 | 418147.8 | 0.0351 | 0.0521 | 0.45 | 0.45 | 355.1 | 26.9 | 3.82 | 26 | 1193.1 | 0.23 | 356.9 | 61.6 | 418.5 | 368.4 | 27.9 | 3.96 | 26.9 | 1238.3 | 0.23 | 370.4 | 63.9 | 434.3 | 527.8 | 34.2 | 4.78 | 40.8 | 1956.6 | 0.27 | 530.2 | 99.2 | 629.3 | 1058.9 | 121.6 | 17.69 | 33.1 | 2308 | 0.53 | 1067.3 | 102.1 | 1169.4 | 29.45 | 0 | 0.28 | 29.73 | 31.07 | 0 | 0.29 | 31.36 | 488666 | 70518.2 | 0 | 4247.1 | 0 | 8374.7 | 95690 | 0 | 0 | 0 | 163115 | 0 | 4141.9 | 3315.4 | 45053.5 | 88396.1 | 5814.1 | 0 | 0 | 0 | 70115.3 | 402.9 | 0 | 0 | 0 | 8315.2
5259 | 220 | Day220 | 2 | Hour2 | 8 | Summer | 2117 | #N/A | Summer | 467576.2 | 2024-08-08 02:00 | 445077.7 | 1980 | 14892.3 | 5626.2 | 467576.3 | 429851.2 | 395466.3 | 0.0342 | 0.0494 | 0.46 | 0.46 | 347.1 | 26.1 | 3.7 | 25.7 | 1171.2 | 0.22 | 348.9 | 60.7 | 409.5 | 359.7 | 27 | 3.84 | 26.6 | 1213.7 | 0.23 | 361.6 | 62.8 | 424.4 | 542 | 35.7 | 4.99 | 41.4 | 1993.2 | 0.28 | 544.4 | 100.9 | 645.2 | 947.9 | 94.7 | 13.66 | 42.5 | 2511 | 0.47 | 954.5 | 117.4 | 1071.9 | 28.28 | 0 | 0.27 | 28.55 | 29.74 | 0 | 0.29 | 30.03 | 467576.2 | 72109.9 | 0 | 4247.1 | 0 | 8374.7 | 88454.4 | 0 | 0 | 0 | 153968.1 | 0 | 4141.9 | 3315.4 | 38891.3 | 88396.1 | 5677.2 | 0 | 0 | 0 | 71631.8 | 478.1 | 0 | 0 | 58 | 8315.2
5260 | 220 | Day220 | 3 | Hour3 | 8 | Summer | 2117 | #N/A | Summer | 458594.6 | 2024-08-08 03:00 | 433327.4 | 4976.7 | 14892.3 | 5398.2 | 458594.6 | 418707.8 | 389879.3 | 0.0337 | 0.0479 | 0.45 | 0.45 | 354.5 | 26.8 | 3.81 | 26.1 | 1191 | 0.23 | 356.4 | 61.6 | 418 | 368.3 | 27.9 | 3.97 | 27 | 1235.1 | 0.24 | 370.2 | 63.9 | 434 | 530 | 33.8 | 4.71 | 41.6 | 1983.9 | 0.27 | 532.3 | 100.8 | 633.1 | 718.3 | 63.3 | 9.03 | 39.8 | 2181.7 | 0.34 | 722.7 | 104.9 | 827.6 | 28.19 | 0 | 0.29 | 28.47 | 29.61 | 0 | 0.28 | 29.89 | 458594.6 | 68715.3 | 0 | 4247.1 | 0 | 8374.7 | 89496.2 | 0 | 0 | 0 | 152204 | 0 | 4122.6 | 3315.4 | 34113.3 | 88396.1 | 5609.8 | 0 | 0 | 0 | 68228.5 | 486.8 | 0 | 0 | 174 | 8315.2
5261 | 220 | Day220 | 4 | Hour4 | 8 | Summer | 2117 | #N/A | Summer | 456604.6 | 2024-08-08 04:00 | 433760.6 | 2802.8 | 14892.3 | 5148.9 | 456604.6 | 419144.1 | 393122.6 | 0.0337 | 0.0479 | 0.44 | 0.44 | 364.9 | 27.9 | 3.96 | 26.5 | 1218.2 | 0.23 | 366.8 | 62.9 | 429.7 | 378.7 | 28.9 | 4.12 | 27.5 | 1263.1 | 0.24 | 380.7 | 65.2 | 445.9 | 526.2 | 32.9 | 4.58 | 41.8 | 1989 | 0.27 | 528.4 | 101.2 | 629.6 | 456.8 | 12.1 | 1.41 | 50.8 | 2277.1 | 0.2 | 457.6 | 118.7 | 576.3 | 28.33 | 0 | 0.27 | 28.6 | 29.76 | 0 | 0.28 | 30.04 | 456604.6 | 63482 | 0 | 4247.1 | 0 | 8374.7 | 92938.4 | 0 | 0 | 58.1 | 153521.7 | 0 | 4099.5 | 3315.4 | 32619.7 | 88396.1 | 5609.8 | 0 | 0 | 165.1 | 62870.5 | 388.2 | 0 | 0 | 0 | 8315.2
5262 | 220 | Day220 | 5 | Hour5 | 8 | Summer | 2117 | #N/A | Summer | 465816 | 2024-08-08 05:00 | 445609.8 | 408.1 | 14892.3 | 4905.8 | 465816 | 430432.9 | 402033.7 | 0.0341 | 0.0491 | 0.42 | 0.42 | 376.1 | 29 | 4.12 | 27 | 1248.9 | 0.24 | 378.1 | 64.3 | 442.4 | 390.5 | 30.1 | 4.28 | 28 | 1296.8 | 0.25 | 392.6 | 66.7 | 459.3 | 533.7 | 35.4 | 4.96 | 40.5 | 1952.5 | 0.27 | 536.1 | 98.8 | 634.8 | 935.1 | 94.1 | 13.57 | 41.1 | 2468 | 0.46 | 941.6 | 114.8 | 1056.4 | 28.75 | 0 | 0.27 | 29.01 | 30.2 | 0 | 0.27 | 30.47 | 465816 | 63782.4 | 0 | 4247.1 | 0 | 8374.7 | 99140.8 | 0 | 0 | 351.5 | 159369.7 | 0 | 4078.2 | 3315.4 | 29501.8 | 88396.1 | 5609.8 | 0 | 0 | 3453.8 | 59633.2 | 343.9 | 209 | 0 | 0 | 8315.2
5263 | 220 | Day220 | 6 | Hour6 | 8 | Summer | 2117 | #N/A | Summer | 487171.2 | 2024-08-08 06:00 | 464303.6 | 3290.1 | 14891 | 4686.6 | 487171.2 | 448190.5 | 405292.9 | 0.0347 | 0.0512 | 0.44 | 0.44 | 364.9 | 28.3 | 4.02 | 26 | 1206.8 | 0.23 | 366.8 | 62 | 428.8 | 380.9 | 29.6 | 4.21 | 27.1 | 1258.3 | 0.24 | 382.9 | 64.6 | 447.6 | 316.9 | 16.6 | 2.27 | 28.3 | 1288.1 | 0.17 | 318 | 66.7 | 384.7 | 902.7 | 86.6 | 12.44 | 43.6 | 2518.9 | 0.44 | 908.7 | 118.8 | 1027.5 | 29.13 | 0 | 0.28 | 29.41 | 30.68 | 0 | 0.27 | 30.96 | 487171.2 | 81878.3 | 1355.1 | 4247.1 | 0 | 8374.7 | 101372.2 | 0 | 0 | 5187.6 | 159849.9 | 0 | 4078.2 | 3315.4 | 28694.3 | 88396.1 | 5609.8 | 0 | 0 | 21346 | 55104.2 | 240.5 | 2093.9 | 0 | 0 | 8315.2
5264 | 220 | Day220 | 7 | Hour7 | 8 | Summer | 2117 | #N/A | Summer | 509372 | 2024-08-08 07:00 | 488787.5 | 920.5 | 14892.3 | 4771.8 | 509372.1 | 471392.2 | 406855.2 | 0.0356 | 0.0539 | 0.47 | 0.46 | 351 | 27.2 | 3.88 | 25 | 1160.3 | 0.22 | 352.9 | 59.6 | 412.5 | 365.4 | 28.4 | 4.04 | 25.9 | 1206.7 | 0.23 | 367.3 | 62 | 429.3 | 157.4 | 4.1 | 0.5 | 18 | 761.3 | 0.09 | 157.7 | 40.7 | 198.4 | 823.9 | 75.6 | 10.83 | 42.8 | 2406 | 0.4 | 829.1 | 114.7 | 943.7 | 29.25 | 0 | 0.28 | 29.53 | 30.9 | 0 | 0.28 | 31.18 | 509372 | 102516.9 | 227.1 | 4247.1 | 0 | 8374.7 | 102150.3 | 0 | 0 | 8450 | 160426.9 | 0 | 4078.2 | 3315.4 | 30029.4 | 88396.1 | 5609.8 | 0 | 0 | 51215.3 | 42701.8 | 149.7 | 4769.1 | 0 | 0 | 8315.2
5265 | 220 | Day220 | 8 | Hour8 | 8 | Summer | 2117 | #N/A | Summer | 537380.1 | 2024-08-08 08:00 | 519843.6 | 2077.5 | 11596.6 | 3862.5 | 537380.1 | 500720 | 413404.2 | 0.0368 | 0.0573 | 0.47 | 0.47 | 347 | 27 | 3.85 | 24.5 | 1144.3 | 0.22 | 348.9 | 58.7 | 407.5 | 363.1 | 28.4 | 4.04 | 25.5 | 1193.6 | 0.23 | 365 | 61.1 | 426.2 | 110.3 | 2.7 | 0.33 | 12.8 | 529.4 | 0.07 | 110.4 | 28.6 | 139.1 | 800.7 | 74.2 | 10.64 | 41 | 2314.5 | 0.39 | 805.8 | 110 | 915.8 | 29.53 | 0 | 0.28 | 29.8 | 31.31 | 0 | 0.29 | 31.6 | 537380.1 | 123976 | 0 | 4247.1 | 0 | 8374.7 | 107068.4 | 0 | 266.4 | 11161 | 166330.3 | 0 | 4078.2 | 3315.4 | 25984 | 88396.1 | 5609.8 | 0 | 0 | 90857.5 | 21615.1 | 75.9 | 7280.2 | 0 | 0 | 8315.2
5266 | 220 | Day220 | 9 | Hour9 | 8 | Summer | 2117 | #N/A | Summer | 570180.8 | 2024-08-08 09:00 | 554300.3 | 4934.3 | 7036.9 | 3909.3 | 570180.8 | 533129.8 | 417809.9 | 0.0382 | 0.0611 | 0.49 | 0.48 | 337.6 | 26.5 | 3.77 | 23.6 | 1108.8 | 0.21 | 339.4 | 56.7 | 396.1 | 355.4 | 28 | 3.98 | 24.8 | 1163.9 | 0.22 | 357.3 | 59.5 | 416.9 | 99.2 | 2.8 | 0.36 | 11.2 | 467.4 | 0.06 | 99.4 | 25.1 | 124.5 | 1026.5 | 114.2 | 16.58 | 35.2 | 2364 | 0.51 | 1034.5 | 105.8 | 1140.3 | 29.61 | 0 | 0.27 | 29.88 | 31.6 | 0 | 0.28 | 31.89 | 570180.8 | 152370.8 | 0 | 4247.1 | 0 | 8374.7 | 111430.3 | 0 | 637.2 | 17701.3 | 169839.6 | 0 | 4078.2 | 3315.4 | 22518.5 | 88396.1 | 5609.8 | 0 | 0 | 117058.6 | 16941 | 32.8 | 11912.9 | 0 | 0 | 8315.2
5267 | 220 | Day220 | 10 | Hour10 | 8 | Summer | 2117 | #N/A | Summer | 605685 | 2024-08-08 10:00 | 592239.8 | 4745.5 | 4633.9 | 4066 | 605685 | 568668.6 | 446823.9 | 0.0398 | 0.0653 | 0.47 | 0.47 | 353.1 | 28.2 | 4.01 | 24.1 | 1146.3 | 0.21 | 355.1 | 58.3 | 413.4 | 371.8 | 29.7 | 4.23 | 25.3 | 1205.2 | 0.23 | 373.8 | 61.3 | 435.1 | 89.4 | 2.1 | 0.25 | 10.5 | 437.8 | 0.05 | 89.5 | 23.5 | 113 | 785.6 | 68.1 | 9.71 | 44.4 | 2419.6 | 0.38 | 790.3 | 116.7 | 906.9 | 31.64 | 0 | 0.27 | 31.91 | 33.94 | 0 | 0.28 | 34.23 | 605685 | 158861.1 | 0 | 4250 | 0 | 8374.7 | 126737.8 | 0 | 756.7 | 18591 | 182197.5 | 0 | 4078.2 | 3315.4 | 23864.4 | 88396.1 | 5609.8 | 0 | 0 | 124907.9 | 14527.9 | 77.6 | 15200.9 | 153.6 | 0 | 8315.2
5268 | 220 | Day220 | 11 | Hour11 | 8 | Summer | 2117 | #N/A | Summer | 638382.2 | 2024-08-08 11:00 | 626154.8 | 4147.3 | 3887.8 | 4192.3 | 638382.2 | 600291.3 | 477094.9 | 0.0413 | 0.0691 | 0.46 | 0.46 | 364.3 | 29.1 | 4.15 | 24.6 | 1180.1 | 0.22 | 366.3 | 59.9 | 426.2 | 383.6 | 30.7 | 4.38 | 25.9 | 1241.1 | 0.23 | 385.7 | 62.9 | 448.7 | 89.1 | 2 | 0.24 | 10.4 | 439.7 | 0.05 | 89.2 | 23.5 | 112.8 | 940.9 | 93.1 | 13.42 | 43 | 2520.1 | 0.47 | 947.3 | 118.2 | 1065.5 | 34.01 | 0 | 0.26 | 34.27 | 36.63 | 0 | 0.28 | 36.91 | 638382.2 | 161287.3 | 0 | 4257.5 | 0 | 8374.7 | 138298.6 | 0 | 807.8 | 18698.7 | 196212.2 | 0 | 4395.3 | 3315.4 | 27717.1 | 88396.1 | 6127.9 | 0 | 0 | 129428.1 | 12180.5 | 172.2 | 16041.4 | 5013.3 | 140.8 | 8315.2
5269 | 220 | Day220 | 12 | Hour12 | 8 | Summer | 2117 | #N/A | Summer | 667354 | 2024-08-08 12:00 | 656236.2 | 3626.9 | 3408.2 | 4082.6 | 667354 | 628231.2 | 503884.3 | 0.0427 | 0.0724 | 0.46 | 0.45 | 368 | 29.3 | 4.18 | 24.9 | 1193.2 | 0.22 | 370 | 60.5 | 430.5 | 389.8 | 31.1 | 4.43 | 26.4 | 1262.2 | 0.23 | 391.9 | 64 | 456 | 87.1 | 1.9 | 0.22 | 10.2 | 433.8 | 0.05 | 87.2 | 23.1 | 110.4 | 941 | 59.3 | 9.63 | 90.2 | 2331.8 | 1.33 | 945.4 | 160 | 1105.4 | 37.36 | 0 | 0.26 | 37.62 | 40.38 | 0 | 0.27 | 40.66 | 667354 | 163469.7 | 228.2 | 4257.5 | 0 | 8374.7 | 144667.2 | 0 | 834.8 | 18839.2 | 205679.5 | 0 | 5285.9 | 3315.4 | 34107.6 | 88396.1 | 7019.9 | 2552.2 | 0 | 132058.2 | 11307.1 | 430.3 | 16262.2 | 10650.2 | 675.7 | 8315.2
5270 | 220 | Day220 | 13 | Hour13 | 8 | Summer | 2117 | #N/A | Summer | 690679.8 | 2024-08-08 13:00 | 680691.7 | 2567 | 3408.2 | 4012.9 | 690679.8 | 650870.7 | 528380.2 | 0.0438 | 0.0752 | 0.46 | 0.45 | 368.4 | 29 | 4.14 | 25.3 | 1199.3 | 0.22 | 370.4 | 61.1 | 431.4 | 393.4 | 31 | 4.43 | 27 | 1279.5 | 0.24 | 395.5 | 65.2 | 460.7 | 89 | 2.2 | 0.26 | 10.1 | 438 | 0.05 | 89.1 | 23.2 | 112.3 | 995.8 | 53.9 | 8.99 | 105.4 | 2600 | 1.51 | 999.9 | 183.3 | 1183.1 | 40.12 | 5.19 | 0.26 | 45.57 | 43.48 | 5.69 | 0.27 | 49.44 | 690679.8 | 162299.5 | 110 | 4257.5 | 0 | 8374.7 | 147329.8 | 0 | 849.9 | 18910 | 209995.6 | 0 | 9046 | 3315.4 | 40125 | 88396.1 | 8656.6 | 8773.6 | 0 | 130515.6 | 11493.8 | 530.3 | 15584.4 | 11401.9 | 1351.6 | 8315.2
5271 | 220 | Day220 | 14 | Hour14 | 8 | Summer | 2117 | #N/A | Summer | 704602.8 | 2024-08-08 14:00 | 698468.6 | 48.9 | 2111.5 | 3973.9 | 704602.8 | 667288.9 | 543617.2 | 0.0446 | 0.0771 | 0.45 | 0.44 | 371.2 | 28.8 | 4.1 | 25.9 | 1218.5 | 0.23 | 373.1 | 62.3 | 435.4 | 396.6 | 30.8 | 4.38 | 27.7 | 1302.3 | 0.24 | 398.7 | 66.6 | 465.3 | 105.6 | 2.9 | 0.37 | 11.9 | 500.1 | 0.06 | 105.8 | 26.9 | 132.7 | 847.4 | 38.9 | 6.36 | 93.5 | 2623.3 | 1.15 | 850.3 | 171.9 | 1022.3 | 41.4 | 5.25 | 0.25 | 46.9 | 44.92 | 5.73 | 0.27 | 50.93 | 704602.8 | 160985.6 | 110.3 | 4257.5 | 0 | 8374.7 | 147893.5 | 0 | 865 | 18780.7 | 211752.7 | 0 | 15338.9 | 3315.4 | 41529.4 | 88396.1 | 10132.6 | 12516 | 0 | 126539.5 | 13808.5 | 992 | 15016.2 | 12788.2 | 2306.4 | 8315.2
5272 | 220 | Day220 | 15 | Hour15 | 8 | Summer | 2117 | #N/A | Summer | 713568.2 | 2024-08-08 15:00 | 709541.6 | 0 | 0 | 4026.6 | 713568.2 | 677502.1 | 551979.1 | 0.0451 | 0.0784 | 0.45 | 0.44 | 372 | 28.6 | 4.07 | 26.2 | 1227.6 | 0.23 | 373.9 | 62.9 | 436.8 | 397.4 | 30.5 | 4.34 | 28.1 | 1313.2 | 0.25 | 399.5 | 67.3 | 466.8 | 118.7 | 3.2 | 0.43 | 13.7 | 543.1 | 0.08 | 118.9 | 29.9 | 148.8 | 1308.9 | 124.8 | 17.94 | 64 | 3658.7 | 0.64 | 1317.5 | 173.2 | 1490.7 | 41.35 | 0.67 | 0.25 | 42.27 | 44.89 | 0.73 | 0.27 | 45.9 | 713568.2 | 161589.1 | 256.8 | 4257.5 | 0 | 8374.7 | 147878 | 0 | 850.4 | 17575.5 | 213194.8 | 0 | 18840.9 | 3315.4 | 42258.7 | 88396.1 | 11102 | 14104.1 | 0 | 121172.2 | 21103 | 888 | 14461.9 | 13563.9 | 2604 | 8315.2
5273 | 220 | Day220 | 16 | Hour16 | 8 | Summer | 2117 | #N/A | Summer | 720595.9 | 2024-08-08 16:00 | 716104.4 | 311 | 0 | 4180.4 | 720595.9 | 683545.6 | 563822.1 | 0.0455 | 0.0791 | 0.44 | 0.43 | 377.5 | 28.6 | 4.08 | 27 | 1252.8 | 0.23 | 379.5 | 64.4 | 443.8 | 403.9 | 30.6 | 4.36 | 28.9 | 1342.1 | 0.25 | 406 | 69 | 475 | 130 | 3.8 | 0.51 | 14.8 | 585.6 | 0.09 | 130.3 | 32.3 | 162.6 | 577.9 | 20.3 | 2.56 | 59.9 | 2707.8 | 0.27 | 579.2 | 140.7 | 719.9 | 41.79 | 2.29 | 0.25 | 44.33 | 45.42 | 2.49 | 0.28 | 48.19 | 720595.9 | 156773.8 | 149 | 4257.5 | 0 | 8374.7 | 148685.6 | 0 | 822.1 | 17194.1 | 214749.3 | 0 | 23902.8 | 3315.4 | 44493.9 | 88396.1 | 12605.5 | 14892.3 | 0 | 110958.1 | 26791.9 | 1007.5 | 13603 | 13137.8 | 1194.1 | 8315.2
5274 | 220 | Day220 | 17 | Hour17 | 8 | Summer | 2117 | #N/A | Summer | 718781.6 | 2024-08-08 17:00 | 714609.2 | 0 | 0 | 4172.5 | 718781.6 | 682159.5 | 580613.8 | 0.0454 | 0.079 | 0.43 | 0.42 | 389.7 | 29.2 | 4.16 | 28.2 | 1300.7 | 0.24 | 391.7 | 67.1 | 458.8 | 417.3 | 31.2 | 4.44 | 30.4 | 1395.2 | 0.26 | 419.4 | 72 | 491.4 | 178.9 | 5.2 | 0.73 | 20.7 | 780.6 | 0.15 | 179.3 | 44 | 223.3 | 622.7 | 11.9 | 1.21 | 73.4 | 3249.4 | 0.27 | 623.4 | 170.3 | 793.7 | 43.03 | 4.74 | 0.26 | 48.02 | 46.74 | 5.17 | 0.28 | 52.19 | 718781.6 | 138167.8 | 2212.5 | 4257.5 | 0 | 8374.7 | 149860.4 | 0 | 817.8 | 13702.4 | 216039.8 | 0 | 29929 | 3315.4 | 48844.2 | 88396.1 | 14491.9 | 14892.3 | 0 | 91568.9 | 31119.5 | 959.3 | 10881.3 | 14164.1 | 1488.4 | 8315.2
5275 | 220 | Day220 | 18 | Hour18 | 8 | Summer | 2117 | #N/A | Summer | 707314.8 | 2024-08-08 18:00 | 703123.3 | 0 | 0 | 4191.5 | 707314.8 | 671562 | 596367 | 0.0449 | 0.0777 | 0.41 | 0.39 | 404.2 | 29.9 | 4.26 | 29.7 | 1355.4 | 0.26 | 406.3 | 70.1 | 476.4 | 433 | 31.9 | 4.55 | 31.9 | 1454.4 | 0.28 | 435.1 | 75.3 | 510.5 | 337.1 | 10.1 | 1.5 | 39.7 | 1391.9 | 0.33 | 337.8 | 81.3 | 419.1 | 910.8 | 32.9 | 6.26 | 117.9 | 2391.1 | 1.73 | 913.4 | 189.6 | 1103.1 | 64.06 | 16.04 | 0.26 | 80.35 | 69.46 | 17.42 | 0.28 | 87.16 | 707314.8 | 110947.9 | 3523.7 | 4257.5 | 0 | 8374.7 | 150012.5 | 0 | 761.6 | 9472.2 | 221823.2 | 0 | 31694.7 | 3315.4 | 53779.3 | 88396.1 | 16297.5 | 14892.3 | 0 | 61301.3 | 38645.9 | 766.9 | 8559.1 | 13610.6 | 1490.2 | 8315.2
5276 | 220 | Day220 | 19 | Hour19 | 8 | Summer | 2117 | #N/A | Summer | 686187.9 | 2024-08-08 19:00 | 682502.8 | 0 | 0 | 3685.1 | 686187.9 | 652512.5 | 602542.6 | 0.0439 | 0.0755 | 0.39 | 0.37 | 416.7 | 30.8 | 4.4 | 30.6 | 1394 | 0.27 | 418.8 | 72.2 | 491 | 446.3 | 33 | 4.7 | 32.9 | 1495.5 | 0.29 | 448.5 | 77.5 | 526 | 466.9 | 13.6 | 2.02 | 55.4 | 1937.1 | 0.46 | 467.8 | 113.3 | 581.1 | 809.1 | 20.4 | 3.01 | 98.9 | 3457.8 | 0.79 | 810.5 | 202.2 | 1012.7 | 46.04 | 62.84 | 0.26 | 109.14 | 49.81 | 68.2 | 0.28 | 118.29 | 686187.9 | 83645.3 | 2956.2 | 4257.5 | 0 | 8374.7 | 150253.9 | 0 | 527.7 | 5134.3 | 227821.6 | 0 | 27071.5 | 3315.4 | 57175.6 | 88396.1 | 16549.9 | 16370.1 | 0 | 29850.3 | 47468.5 | 664.5 | 6185 | 12018.4 | 1407.1 | 8315.2
5277 | 220 | Day220 | 20 | Hour20 | 8 | Summer | 2117 | #N/A | Summer | 666594.5 | 2024-08-08 20:00 | 662807.4 | 0 | 0 | 3787.1 | 666594.5 | 634259.3 | 601103.4 | 0.0431 | 0.0734 | 0.38 | 0.36 | 421.6 | 31.4 | 4.48 | 30.7 | 1407.3 | 0.27 | 423.8 | 72.7 | 496.5 | 451.2 | 33.5 | 4.78 | 33 | 1510.3 | 0.29 | 453.5 | 78.1 | 531.7 | 481 | 15.3 | 2.23 | 55.4 | 1996.1 | 0.44 | 482.1 | 115 | 597.1 | 1945.5 | 223 | 32.45 | 61 | 4259.3 | 0.97 | 1961 | 188.2 | 2149.2 | 44.55 | 124.44 | 0.26 | 169.25 | 48.08 | 135.2 | 0.28 | 183.57 | 666594.5 | 65491.1 | 5580.2 | 4257.5 | 0 | 8374.7 | 149422.6 | 0 | 125.9 | 2103.4 | 227830.4 | 0 | 23686.8 | 3315.4 | 57030.5 | 88396.1 | 15301.2 | 17907.9 | 0 | 6637.9 | 56008.9 | 614.9 | 1654.3 | 6032.7 | 4957.8 | 8315.2
5278 | 220 | Day220 | 21 | Hour21 | 8 | Summer | 2117 | #N/A | Summer | 638893.6 | 2024-08-08 21:00 | 634674.1 | 0 | 0 | 4219.4 | 638893.5 | 608096.9 | 581505.4 | 0.0419 | 0.0704 | 0.37 | 0.36 | 421.5 | 32.1 | 4.57 | 30 | 1399.7 | 0.26 | 423.7 | 71.8 | 495.5 | 448.3 | 34 | 4.84 | 32.1 | 1493.8 | 0.28 | 450.6 | 76.7 | 527.3 | 456 | 15.5 | 2.26 | 51.4 | 1876.8 | 0.41 | 457.1 | 107.4 | 564.5 | 966.4 | 48.4 | 7.65 | 100.3 | 3065.4 | 1.17 | 969.9 | 192 | 1161.9 | 43.43 | 195.31 | 0.27 | 239 | 46.72 | 211.76 | 0.29 | 258.77 | 638893.6 | 57388.2 | 6531.1 | 4257.5 | 0 | 8374.7 | 148242.2 | 0 | 0 | 9.3 | 226567.5 | 0 | 15531.6 | 3315.4 | 55427.8 | 88396.1 | 11274.6 | 13586.9 | 0 | 6.9 | 56728.2 | 643.8 | 535 | 3037.1 | 4239.9 | 8315.2
5279 | 220 | Day220 | 22 | Hour22 | 8 | Summer | 2117 | #N/A | Summer | 595746.8 | 2024-08-08 22:00 | 591230.2 | 0 | 0 | 4516.6 | 595746.8 | 567546.9 | 544076.8 | 0.04 | 0.0658 | 0.36 | 0.36 | 426.7 | 32.8 | 4.66 | 30.1 | 1413.9 | 0.26 | 428.9 | 72.3 | 501.2 | 446.9 | 34.2 | 4.87 | 31.6 | 1483 | 0.27 | 449.2 | 75.9 | 525.1 | 427 | 19.1 | 2.73 | 42.8 | 1693.5 | 0.33 | 428.3 | 93.4 | 521.7 | 873.8 | 77.6 | 11.1 | 48 | 2618.9 | 0.43 | 879.1 | 126.1 | 1005.2 | 38.94 | 114.12 | 0.27 | 153.34 | 41.7 | 123.37 | 0.29 | 165.36 | 595746.8 | 51670 | 3946.3 | 4257.5 | 0 | 8374.7 | 142276.8 | 0 | 0 | 0 | 219266.7 | 0 | 10646 | 3315.4 | 50103.6 | 88396.1 | 9346.7 | 4147 | 0 | 0 | 50966.1 | 703.9 | 2.6 | 2770.6 | 3780.2 | 8315.2
5280 | 220 | Day220 | 23 | Hour23 | 8 | Summer | 2117 | #N/A | Summer | 553170.5 | 2024-08-08 23:00 | 549174 | 110 | 0 | 3886.5 | 553170.5 | 528099.1 | 503645.8 | 0.0384 | 0.0613 | 0.38 | 0.37 | 409.2 | 31.3 | 4.45 | 29.2 | 1359.7 | 0.25 | 411.4 | 69.7 | 481.1 | 428.2 | 32.7 | 4.65 | 30.6 | 1424.7 | 0.26 | 430.4 | 73.1 | 503.5 | 473.7 | 25.6 | 3.52 | 41.6 | 1896.8 | 0.25 | 475.4 | 98.2 | 573.5 | 961.1 | 98.6 | 14.25 | 40.7 | 2464.5 | 0.48 | 967.9 | 114.3 | 1082.2 | 34.82 | 73.97 | 0.27 | 109.07 | 37.11 | 79.53 | 0.29 | 116.93 | 553170.5 | 49524.7 | 4419.8 | 4247.1 | 0 | 8374.7 | 126559.9 | 0 | 0 | 0 | 200345.2 | 0 | 8168.6 | 3315.4 | 48283.6 | 88396.1 | 8375 | 3160.4 | 0 | 0 | 48864.8 | 659.9 | 0 | 2022.7 | 2982.6 | 8315.2
5281 | 221 | Day221 | 0 | Hour0 | 8 | Summer | 14 | 725272.4 | Summer | 523384 | 2024-08-09 | 510224.4 | 110 | 8896.1 | 4153.4 | 523384 | 491449.2 | 474330.9 | 0.0368 | 0.057 | 0.39 | 0.39 | 398.6 | 30.2 | 4.29 | 28.9 | 1334.2 | 0.25 | 400.7 | 68.7 | 469.4 | 417 | 31.6 | 4.49 | 30.1 | 1394.2 | 0.26 | 419.1 | 71.7 | 490.9 | 492.4 | 27.7 | 3.84 | 42.2 | 1932.4 | 0.27 | 494.2 | 99.9 | 594.1 | 477.4 | 9.1 | 0.93 | 56.5 | 2479.5 | 0.22 | 477.9 | 130.4 | 608.3 | 33.35 | 0 | 0.28 | 33.63 | 35.4 | 0 | 0.29 | 35.69 | 523384 | 49053.1 | 50 | 4247.1 | 0 | 8374.7 | 114582 | 0 | 0 | 0 | 190481.2 | 0 | 6621.5 | 3315.4 | 48164.9 | 88396.1 | 7979.6 | 2118.3 | 0 | 0 | 48439.7 | 613.4 | 0 | 1669.5 | 458.3 | 8315.2
5282 | 221 | Day221 | 1 | Hour1 | 8 | Summer | 2117 | #N/A | Summer | 497935.8 | 2024-08-09 01:00 | 478584 | 157.4 | 14731.7 | 4462.6 | 497935.8 | 461600 | 449104.7 | 0.0355 | 0.0533 | 0.4 | 0.4 | 390.7 | 29.8 | 4.23 | 28.2 | 1301.6 | 0.25 | 392.7 | 67.1 | 459.8 | 406.5 | 31 | 4.41 | 29.3 | 1353.6 | 0.26 | 408.6 | 69.7 | 478.3 | 493.8 | 28.9 | 4.02 | 41.4 | 1902.9 | 0.27 | 495.7 | 98.2 | 593.9 | 403.2 | 7.7 | 0.79 | 47.7 | 2092.6 | 0.18 | 403.7 | 110.1 | 513.8 | 31.46 | 0 | 0.28 | 31.73 | 33.25 | 0 | 0.29 | 33.54 | 497935.8 | 48831 | 0 | 4247.1 | 0 | 8374.7 | 107909.7 | 0 | 0 | 0 | 176741.9 | 0 | 5337.8 | 3315.4 | 47374.7 | 88396.1 | 7407.2 | 0 | 0 | 0 | 48355.2 | 475.8 | 0 | 0 | 0 | 8315.2
5283 | 221 | Day221 | 2 | Hour2 | 8 | Summer | 2117 | #N/A | Summer | 478659.6 | 2024-08-09 02:00 | 456061.2 | 3331 | 14892.3 | 4375.1 | 478659.6 | 440293 | 428246.9 | 0.0346 | 0.0506 | 0.41 | 0.41 | 386.8 | 29.5 | 4.21 | 28 | 1284.7 | 0.25 | 388.8 | 66.3 | 455.1 | 402.3 | 30.8 | 4.38 | 29 | 1334.6 | 0.26 | 404.4 | 68.9 | 473.3 | 519.2 | 31.8 | 4.43 | 42 | 1968.5 | 0.27 | 521.3 | 100.8 | 622.1 | 987.3 | 99.2 | 14.29 | 43.6 | 2612.5 | 0.48 | 994.1 | 121.6 | 1115.7 | 29.76 | 0 | 0.27 | 30.03 | 31.35 | 0 | 0.29 | 31.64 | 478659.6 | 50412.7 | 0 | 4247.1 | 0 | 8374.7 | 103113.2 | 0 | 0 | 0 | 166448.3 | 0 | 5274.2 | 3315.4 | 41685.4 | 88396.1 | 7392.4 | 0 | 0 | 0 | 49969.2 | 443.5 | 0 | 0 | 0 | 8315.2
5284 | 221 | Day221 | 3 | Hour3 | 8 | Summer | 2117 | #N/A | Summer | 466458.6 | 2024-08-09 03:00 | 443533 | 4210.3 | 14892.3 | 3823.1 | 466458.7 | 428426.6 | 420232.6 | 0.0341 | 0.049 | 0.4 | 0.4 | 392.3 | 29.8 | 4.25 | 28.5 | 1306.8 | 0.25 | 394.3 | 67.6 | 461.9 | 407.8 | 31.1 | 4.43 | 29.6 | 1355.7 | 0.26 | 409.9 | 70 | 480 | 534.3 | 34.2 | 4.79 | 41.9 | 1978.7 | 0.28 | 536.6 | 100.9 | 637.5 | 627.7 | 40.5 | 5.61 | 48.1 | 2374 | 0.29 | 630.4 | 119 | 749.4 | 29.57 | 0 | 0.28 | 29.85 | 31.11 | 0 | 0.28 | 31.4 | 466458.6 | 46226.1 | 0 | 4247.1 | 0 | 8374.7 | 101302.5 | 0 | 0 | 0 | 165861 | 0 | 5274.2 | 3315.4 | 36069.1 | 88396.1 | 7392.4 | 0 | 0 | 0 | 45815.7 | 410.4 | 0 | 0 | 0 | 8315.2
5285 | 221 | Day221 | 4 | Hour4 | 8 | Summer | 2117 | #N/A | Summer | 464548.6 | 2024-08-09 04:00 | 443078.3 | 2578.8 | 14892.3 | 3999.1 | 464548.6 | 428024 | 421531.7 | 0.034 | 0.0489 | 0.39 | 0.39 | 400.6 | 30.6 | 4.36 | 29 | 1330.5 | 0.26 | 402.7 | 68.7 | 471.4 | 417 | 31.9 | 4.54 | 30.1 | 1382.6 | 0.27 | 419.2 | 71.3 | 490.5 | 529.9 | 33.5 | 4.7 | 42 | 1970.3 | 0.28 | 532.2 | 100.8 | 633 | 1127.1 | 122.2 | 17.71 | 41.6 | 2697.3 | 0.55 | 1135.6 | 122.1 | 1257.7 | 29.76 | 0 | 0.28 | 30.04 | 31.28 | 0 | 0.28 | 31.56 | 464548.6 | 43016.9 | 0 | 4247.1 | 0 | 8374.7 | 103756.6 | 0 | 0 | 54 | 167264.2 | 0 | 5274.2 | 3315.4 | 33511 | 88396.1 | 7392.4 | 0 | 0 | 153.3 | 42477.8 | 331.8 | 0 | 0 | 0 | 8315.2
5286 | 221 | Day221 | 5 | Hour5 | 8 | Summer | 2117 | #N/A | Summer | 474642.8 | 2024-08-09 05:00 | 455645.2 | 1128.8 | 14333.1 | 3535.6 | 474642.7 | 439984.5 | 430307.7 | 0.0344 | 0.0502 | 0.38 | 0.38 | 407.3 | 31.2 | 4.45 | 29.2 | 1350.1 | 0.26 | 409.4 | 69.6 | 479 | 424 | 32.6 | 4.64 | 30.4 | 1404 | 0.27 | 426.2 | 72.3 | 498.5 | 488.9 | 27.6 | 3.83 | 41.9 | 1914.6 | 0.27 | 490.8 | 99 | 589.8 | 796.9 | 67 | 9.53 | 47 | 2521 | 0.38 | 801.5 | 122.2 | 923.7 | 30.26 | 0 | 0.28 | 30.54 | 31.85 | 0 | 0.28 | 32.13 | 474642.8 | 44335 | 0 | 4247.1 | 0 | 8374.7 | 108324.2 | 0 | 0 | 372.2 | 173206.3 | 0 | 5274.2 | 3315.4 | 31777.2 | 88396.1 | 7392.4 | 0 | 0 | 3087.8 | 40615.5 | 259.6 | 189.2 | 0 | 0 | 8315.2
5287 | 221 | Day221 | 6 | Hour6 | 8 | Summer | 2117 | #N/A | Summer | 495187.6 | 2024-08-09 06:00 | 474640 | 2945.2 | 14258.8 | 3343.6 | 495187.6 | 458005.1 | 433308 | 0.035 | 0.0523 | 0.4 | 0.4 | 394.3 | 30.2 | 4.3 | 28.4 | 1309.5 | 0.25 | 396.4 | 67.4 | 463.8 | 411.7 | 31.6 | 4.5 | 29.5 | 1364.3 | 0.26 | 413.8 | 70.2 | 484 | 315.1 | 14 | 1.9 | 30.6 | 1340.1 | 0.18 | 316.1 | 70.6 | 386.6 | 736.6 | 61.9 | 8.8 | 43.5 | 2332.4 | 0.35 | 740.8 | 113.1 | 853.9 | 30.22 | 0 | 0.29 | 30.51 | 31.88 | 0 | 0.28 | 32.16 | 495187.6 | 61879.6 | 0 | 4247.1 | 0 | 8374.7 | 109051.2 | 0 | 0 | 4754.5 | 175966.7 | 0 | 5274.2 | 3315.4 | 31290.1 | 88396.1 | 7392.4 | 0 | 0 | 18824.5 | 38125.4 | 175.2 | 2278.2 | 0 | 0 | 8315.2
5288 | 221 | Day221 | 7 | Hour7 | 8 | Summer | 2117 | #N/A | Summer | 517367.6 | 2024-08-09 07:00 | 498893.6 | 803.7 | 14232.1 | 3438.1 | 517367.6 | 480950.2 | 433394.1 | 0.036 | 0.055 | 0.43 | 0.42 | 377.1 | 28.9 | 4.11 | 27.1 | 1251.6 | 0.24 | 379.1 | 64.5 | 443.5 | 393.7 | 30.2 | 4.31 | 28.2 | 1304.2 | 0.25 | 395.8 | 67.1 | 462.9 | 166.9 | 4.4 | 0.56 | 19.2 | 786.1 | 0.11 | 167.1 | 42.6 | 209.8 | 835.2 | 80.1 | 11.5 | 40.3 | 2330.9 | 0.4 | 840.7 | 109.9 | 950.6 | 30.25 | 0 | 0.28 | 30.53 | 31.99 | 0 | 0.29 | 32.28 | 517367.6 | 83973.5 | 0 | 4247.1 | 0 | 8374.7 | 109046.1 | 0 | 0 | 8371.5 | 175434.4 | 0 | 5274.2 | 3315.4 | 31913.6 | 88396.1 | 7392.4 | 0 | 0 | 46404 | 29088.2 | 109.8 | 4183.5 | 0 | 0 | 8315.2
5289 | 221 | Day221 | 8 | Hour8 | 8 | Summer | 2117 | #N/A | Summer | 546877.6 | 2024-08-09 08:00 | 532221.5 | 441.1 | 10971.4 | 3243.6 | 546877.6 | 512372.4 | 431637.6 | 0.0373 | 0.0587 | 0.45 | 0.45 | 365.2 | 28.4 | 4.04 | 25.9 | 1201 | 0.23 | 367.2 | 61.7 | 428.9 | 382.1 | 29.8 | 4.24 | 26.9 | 1253.1 | 0.24 | 384.1 | 64.3 | 448.5 | 122 | 3.1 | 0.4 | 14.2 | 575.2 | 0.08 | 122.2 | 31.4 | 153.6 | 1005.6 | 102.3 | 14.77 | 43.2 | 2618.2 | 0.49 | 1012.7 | 121.3 | 1134 | 30.65 | 0 | 0.28 | 30.93 | 32.53 | 0 | 0.29 | 32.83 | 546877.6 | 115240 | 0 | 4247.1 | 0 | 8374.7 | 113613.6 | 0 | 309.8 | 10489.2 | 174964.2 | 0 | 5274.2 | 3315.4 | 26059.8 | 88396.1 | 7392.4 | 0 | 0 | 84630.5 | 19712.5 | 98 | 6886.7 | 0 | 0 | 8315.2
5290 | 221 | Day221 | 9 | Hour9 | 8 | Summer | 2117 | #N/A | Summer | 584862.3 | 2024-08-09 09:00 | 568222.6 | 4712.2 | 8186.7 | 3740.8 | 584862.3 | 546172.9 | 436266.9 | 0.0388 | 0.0627 | 0.47 | 0.47 | 352.4 | 27.6 | 3.94 | 24.6 | 1151.3 | 0.22 | 354.3 | 59 | 413.3 | 371.5 | 29.2 | 4.16 | 25.9 | 1210.8 | 0.23 | 373.6 | 62 | 435.6 | 109.5 | 2.7 | 0.35 | 12.8 | 516 | 0.07 | 109.7 | 28.2 | 137.9 | 542.5 | 27.7 | 3.72 | 48.2 | 2283.7 | 0.25 | 544.4 | 116.4 | 660.8 | 30.74 | 0 | 0.28 | 31.01 | 32.84 | 0 | 0.29 | 33.13 | 584862.3 | 148595.4 | 0 | 4247.1 | 0 | 8374.7 | 118936 | 0 | 702.2 | 17384.7 | 176980.1 | 0 | 5274.2 | 3315.4 | 23350.8 | 88396.1 | 7392.4 | 0 | 0 | 114921.3 | 15466.3 | 120.8 | 11141.6 | 0 | 0 | 8315.2
5291 | 221 | Day221 | 10 | Hour10 | 8 | Summer | 2117 | #N/A | Summer | 618855.4 | 2024-08-09 10:00 | 606077.3 | 4549.5 | 4147 | 4081.6 | 618855.5 | 581572.2 | 459132.6 | 0.0404 | 0.0669 | 0.47 | 0.46 | 358.5 | 28.3 | 4.04 | 24.7 | 1166.4 | 0.22 | 360.5 | 59.6 | 420.1 | 377.4 | 29.8 | 4.25 | 26 | 1226.4 | 0.23 | 379.5 | 62.6 | 442.1 | 89.8 | 2.1 | 0.26 | 10.5 | 434.8 | 0.05 | 89.9 | 23.4 | 113.4 | 570.1 | 30.2 | 4.09 | 49.9 | 2350.3 | 0.27 | 572.1 | 120 | 692.1 | 32.39 | 0 | 0.27 | 32.67 | 34.82 | 0 | 0.29 | 35.11 | 618855.4 | 159722.9 | 0 | 4250 | 0 | 8374.7 | 129215.2 | 0 | 830.3 | 18497.1 | 188088.2 | 0 | 5340.5 | 3315.4 | 24631.6 | 88396.1 | 7520.9 | 0 | 0 | 126502.5 | 13702.6 | 190.3 | 14918.8 | 2563.9 | 7.8 | 8315.2
5292 | 221 | Day221 | 11 | Hour11 | 8 | Summer | 2117 | #N/A | Summer | 652681.3 | 2024-08-09 11:00 | 640434.7 | 3889.3 | 3887.8 | 4469.6 | 652681.3 | 613566.3 | 489905 | 0.0419 | 0.0707 | 0.45 | 0.45 | 368.8 | 29.2 | 4.16 | 25.2 | 1197.5 | 0.22 | 370.8 | 61 | 431.8 | 388.3 | 30.8 | 4.39 | 26.6 | 1259.8 | 0.24 | 390.4 | 64.2 | 454.6 | 90.4 | 2.4 | 0.3 | 10.2 | 433.8 | 0.05 | 90.6 | 23.2 | 113.7 | 1131.5 | 115.1 | 16.62 | 48.9 | 2933.1 | 0.56 | 1139.5 | 136.4 | 1275.9 | 35.64 | 0 | 0.27 | 35.92 | 38.46 | 0 | 0.29 | 38.75 | 652681.3 | 162776.3 | 110 | 4257.5 | 0 | 8374.7 | 140385.8 | 0 | 870.5 | 18565.9 | 201775.7 | 0 | 5818.9 | 3315.4 | 29365.8 | 88396.1 | 8053.6 | 51.4 | 0 | 128594 | 14498.2 | 247.8 | 15957 | 8480.1 | 85.4 | 8315.2
5293 | 221 | Day221 | 12 | Hour12 | 8 | Summer | 2117 | #N/A | Summer | 679895.8 | 2024-08-09 12:00 | 668658.2 | 3576.5 | 3408.2 | 4252.9 | 679895.8 | 639753.2 | 514771.7 | 0.0432 | 0.0738 | 0.46 | 0.45 | 366 | 28.8 | 4.11 | 25.2 | 1191.5 | 0.22 | 368 | 60.8 | 428.8 | 389.6 | 30.7 | 4.37 | 26.8 | 1268.3 | 0.24 | 391.7 | 64.7 | 456.4 | 98 | 2.5 | 0.31 | 11.4 | 464.8 | 0.06 | 98.1 | 25.2 | 123.3 | 813.3 | 48.4 | 7.11 | 71.5 | 2790.5 | 0.67 | 816.7 | 154.9 | 971.5 | 38.59 | 0 | 0.27 | 38.86 | 41.77 | 0 | 0.29 | 42.06 | 679895.8 | 165124.1 | 110 | 4257.5 | 0 | 8374.7 | 143966.1 | 0 | 874.9 | 18773.7 | 207961.4 | 0 | 7443.9 | 3315.4 | 35032.7 | 88396.1 | 8843.4 | 7070.4 | 0 | 127783.8 | 17392.6 | 299.2 | 15955.1 | 11646.5 | 135.2 | 8315.2
5294 | 221 | Day221 | 13 | Hour13 | 8 | Summer | 2117 | #N/A | Summer | 701044 | 2024-08-09 13:00 | 690918.8 | 2521.2 | 3408.2 | 4195.9 | 701044.1 | 660350.8 | 535544.8 | 0.0442 | 0.0762 | 0.46 | 0.45 | 367.2 | 28.4 | 4.05 | 25.7 | 1206.2 | 0.23 | 369.2 | 61.7 | 430.9 | 393.6 | 30.5 | 4.35 | 27.6 | 1293.1 | 0.24 | 395.7 | 66.2 | 461.9 | 110.4 | 3.2 | 0.41 | 12.3 | 516.7 | 0.07 | 110.6 | 27.7 | 138.4 | 666.5 | 25.1 | 3.21 | 67.6 | 3073.5 | 0.31 | 668.2 | 159.3 | 827.4 | 40.14 | 0 | 0.27 | 40.41 | 43.54 | 0 | 0.29 | 43.83 | 701044 | 165499.3 | 110 | 4257.5 | 0 | 8374.7 | 145368.8 | 0 | 867.1 | 18819.8 | 212848.8 | 0 | 12461.6 | 3315.4 | 37596.1 | 88396.1 | 10253 | 12562.8 | 0 | 126012.6 | 19462.5 | 337.3 | 15436.9 | 12600.5 | 1172.9 | 8315.2
5295 | 221 | Day221 | 14 | Hour14 | 8 | Summer | 2117 | #N/A | Summer | 712807.7 | 2024-08-09 14:00 | 706789.6 | 22.3 | 1870.5 | 4125.3 | 712807.7 | 675000.2 | 551969.3 | 0.045 | 0.078 | 0.45 | 0.44 | 374.9 | 28.6 | 4.08 | 26.6 | 1239.3 | 0.23 | 376.9 | 63.6 | 440.5 | 401.2 | 30.6 | 4.36 | 28.6 | 1327.4 | 0.25 | 403.3 | 68.2 | 471.5 | 119.2 | 3.4 | 0.45 | 13.5 | 550.7 | 0.08 | 119.4 | 29.9 | 149.3 | 652.6 | 23.8 | 3.03 | 66.8 | 3030.8 | 0.3 | 654.1 | 157.2 | 811.4 | 43.32 | 5.92 | 0.27 | 49.5 | 47.03 | 6.45 | 0.29 | 53.77 | 712807.7 | 160838.4 | 110 | 4257.5 | 0 | 8374.7 | 147378 | 0 | 859.7 | 18197.9 | 215410.4 | 0 | 18952.3 | 3315.4 | 39280.1 | 88396.1 | 12217.7 | 14277.2 | 0 | 120256.6 | 21174.3 | 350 | 15059.8 | 13572.3 | 2351.7 | 8315.2
5296 | 221 | Day221 | 15 | Hour15 | 8 | Summer | 2117 | #N/A | Summer | 721913.4 | 2024-08-09 15:00 | 716807 | 48.9 | 975.4 | 4082 | 721913.4 | 684218.3 | 565928.2 | 0.0455 | 0.0791 | 0.44 | 0.43 | 379 | 28.6 | 4.07 | 27.3 | 1262.4 | 0.24 | 381 | 64.9 | 445.9 | 405.5 | 30.5 | 4.35 | 29.2 | 1352.1 | 0.25 | 407.6 | 69.6 | 477.2 | 131.2 | 3.9 | 0.52 | 14.8 | 594.9 | 0.09 | 131.4 | 32.5 | 164 | 607.2 | 11.8 | 1.21 | 71.4 | 3162.4 | 0.26 | 607.9 | 165.7 | 773.6 | 43 | 11.73 | 0.27 | 54.99 | 46.73 | 12.79 | 0.29 | 59.8 | 721913.4 | 155985.2 | 124.2 | 4257.5 | 0 | 8374.7 | 148124.8 | 0 | 857.4 | 16713.3 | 216801.5 | 0 | 24968.5 | 3315.4 | 43700.1 | 88396.1 | 13046.9 | 14818.5 | 0 | 114139.6 | 23921.9 | 352.9 | 14258.8 | 14583 | 2188.6 | 8315.2
5297 | 221 | Day221 | 16 | Hour16 | 8 | Summer | 2117 | #N/A | Summer | 725272.4 | 2024-08-09 16:00 | 720797 | 0 | 0 | 4475.4 | 725272.4 | 687874.3 | 576923.1 | 0.0457 | 0.0796 | 0.43 | 0.42 | 385.6 | 28.8 | 4.1 | 28 | 1291.7 | 0.24 | 387.6 | 66.5 | 454.1 | 412.4 | 30.7 | 4.38 | 30 | 1382.7 | 0.26 | 414.5 | 71.3 | 485.7 | 171 | 5.1 | 0.72 | 19.7 | 739.6 | 0.14 | 171.4 | 41.8 | 213.2 | 610 | 11.7 | 1.2 | 72.2 | 3162.1 | 0.28 | 610.7 | 166.5 | 777.2 | 43.58 | 23.04 | 0.27 | 66.89 | 47.37 | 25.1 | 0.29 | 72.76 | 725272.4 | 148349.2 | 342 | 4257.5 | 0 | 8374.7 | 149339 | 0 | 850.5 | 16133 | 217611.5 | 0 | 30198.7 | 3315.4 | 46454.5 | 88396.1 | 13745.5 | 14888.2 | 0 | 104320.3 | 26037 | 1008.4 | 13290.6 | 14775.9 | 1574.2 | 8315.2
5298 | 221 | Day221 | 17 | Hour17 | 8 | Summer | 2117 | #N/A | Summer | 719785.6 | 2024-08-09 17:00 | 715722.9 | 0 | 0 | 4062.7 | 719785.6 | 683180.8 | 593429.8 | 0.0455 | 0.0791 | 0.41 | 0.4 | 400.4 | 29.5 | 4.21 | 29.5 | 1341.7 | 0.26 | 402.4 | 69.6 | 472 | 428.4 | 31.5 | 4.5 | 31.7 | 1437.8 | 0.28 | 430.6 | 74.6 | 505.2 | 275.1 | 8.2 | 1.22 | 32.5 | 1131.3 | 0.27 | 275.7 | 66.3 | 342 | 731.9 | 19.5 | 2.88 | 88.5 | 3098.6 | 0.71 | 733.3 | 181 | 914.3 | 67.62 | 45.81 | 0.27 | 113.7 | 73.46 | 49.89 | 0.29 | 123.65 | 719785.6 | 126355.8 | 2326.7 | 4257.5 | 0 | 8374.7 | 150332.4 | 0 | 832 | 12958 | 219504 | 0 | 33960.1 | 3315.4 | 50708.7 | 88396.1 | 17366 | 14888.2 | 0 | 84602.1 | 27574.7 | 388.9 | 10387.3 | 14737.8 | 1192.2 | 8315.2
5299 | 221 | Day221 | 18 | Hour18 | 8 | Summer | 2117 | #N/A | Summer | 704435.4 | 2024-08-09 18:00 | 700155.6 | 0 | 0 | 4279.8 | 704435.4 | 668811.6 | 605086.9 | 0.0448 | 0.0774 | 0.4 | 0.38 | 413.4 | 30.3 | 4.33 | 30.6 | 1387.1 | 0.27 | 415.5 | 72 | 487.5 | 442.9 | 32.4 | 4.63 | 32.9 | 1488.9 | 0.29 | 445.1 | 77.4 | 522.4 | 419 | 12.4 | 1.92 | 50.3 | 1669.2 | 0.45 | 419.9 | 100.2 | 520.1 | 657.7 | 12.6 | 1.3 | 77.8 | 3405.4 | 0.31 | 658.4 | 179.4 | 837.8 | 70.19 | 59.28 | 0.27 | 129.74 | 76.12 | 64.48 | 0.3 | 140.9 | 704435.4 | 99348.5 | 3916.5 | 4257.5 | 0 | 8374.7 | 150895.5 | 0 | 746.4 | 9466.9 | 221443.4 | 0 | 35186.2 | 3315.4 | 56228.8 | 88396.1 | 18180.4 | 14892.3 | 0 | 59779.5 | 29076.3 | 279.4 | 8678.2 | 14051 | 1961.9 | 8315.2
5300 | 221 | Day221 | 19 | Hour19 | 8 | Summer | 2117 | #N/A | Summer | 682499.4 | 2024-08-09 19:00 | 678779.4 | 0 | 0 | 3720 | 682499.5 | 649042.1 | 608073.8 | 0.0438 | 0.0751 | 0.37 | 0.36 | 425.4 | 31.2 | 4.46 | 31.4 | 1428.9 | 0.27 | 427.5 | 74.1 | 501.6 | 455 | 33.3 | 4.76 | 33.7 | 1530.6 | 0.29 | 457.2 | 79.4 | 536.7 | 488.1 | 14.4 | 2.22 | 58.6 | 1953.8 | 0.52 | 489.2 | 117 | 606.2 | 695.1 | 13.3 | 1.36 | 82.2 | 3607.4 | 0.32 | 695.8 | 189.8 | 885.6 | 47.14 | 64.57 | 0.27 | 111.99 | 50.99 | 69.98 | 0.3 | 121.26 | 682499.4 | 74425.7 | 1573.4 | 4257.5 | 0 | 8374.7 | 150673.2 | 0 | 501.9 | 5885.9 | 229984.6 | 0 | 30137 | 3315.4 | 57166.9 | 88396.1 | 17483.2 | 16711.8 | 0 | 31575 | 36281.7 | 181.2 | 6571.9 | 12519.4 | 1537.4 | 8315.2
5301 | 221 | Day221 | 20 | Hour20 | 8 | Summer | 2117 | #N/A | Summer | 663005 | 2024-08-09 20:00 | 659151.2 | 0 | 0 | 3853.9 | 663005.1 | 630846.3 | 609713.1 | 0.0429 | 0.073 | 0.36 | 0.34 | 432.6 | 32 | 4.56 | 31.7 | 1450.2 | 0.27 | 434.8 | 75 | 509.8 | 462.9 | 34.1 | 4.87 | 34.1 | 1555.7 | 0.29 | 465.2 | 80.5 | 545.7 | 491.7 | 15.1 | 2.26 | 57.7 | 2004.8 | 0.49 | 492.8 | 117.6 | 610.4 | 788.5 | 14.9 | 1.49 | 93.1 | 4122.8 | 0.34 | 789.3 | 216.1 | 1005.4 | 48.96 | 165.18 | 0.28 | 214.43 | 52.83 | 179.52 | 0.3 | 232.65 | 663005 | 53291.9 | 5306.1 | 4257.5 | 0 | 8374.7 | 150778.7 | 0 | 116.7 | 2090.1 | 231226.4 | 0 | 26962.4 | 3315.4 | 57372.2 | 88396.1 | 15906.7 | 17816.8 | 0 | 6995.5 | 43824.6 | 265 | 1888.1 | 9227.5 | 5110.7 | 8315.2
5302 | 221 | Day221 | 21 | Hour21 | 8 | Summer | 2117 | #N/A | Summer | 634473.3 | 2024-08-09 21:00 | 630163.8 | 0 | 0 | 4309.6 | 634473.3 | 603881 | 588475.5 | 0.0417 | 0.07 | 0.36 | 0.34 | 431.3 | 32.6 | 4.64 | 31 | 1435.2 | 0.27 | 433.6 | 73.8 | 507.4 | 459.5 | 34.6 | 4.93 | 33.2 | 1533.2 | 0.29 | 461.9 | 78.9 | 540.8 | 464.6 | 15.7 | 2.28 | 52.6 | 1909.8 | 0.42 | 465.7 | 109.6 | 575.2 | 1244.5 | 110.1 | 16.58 | 78.4 | 3002.7 | 1.13 | 1252.4 | 168.2 | 1420.6 | 44.76 | 261.11 | 0.29 | 306.15 | 48.14 | 283.26 | 0.31 | 331.71 | 634473.3 | 45997.8 | 6218.8 | 4257.5 | 0 | 8374.7 | 148692.7 | 0 | 0 | 21.7 | 229102.4 | 0 | 17211.3 | 3315.4 | 55281.6 | 88396.1 | 12731.7 | 14893.2 | 0 | 9.4 | 45553.7 | 413.1 | 516 | 3756.4 | 4314.8 | 8315.2
5303 | 221 | Day221 | 22 | Hour22 | 8 | Summer | 2117 | #N/A | Summer | 592408.4 | 2024-08-09 22:00 | 587880.6 | 0 | 0 | 4527.7 | 592408.4 | 564410 | 548075.6 | 0.0399 | 0.0654 | 0.35 | 0.35 | 429 | 33 | 4.69 | 30.1 | 1426.8 | 0.26 | 431.3 | 72.7 | 504 | 449.7 | 34.5 | 4.9 | 31.7 | 1498.6 | 0.27 | 452.1 | 76.4 | 528.5 | 425.1 | 18.5 | 2.64 | 43.3 | 1695.7 | 0.33 | 426.3 | 93.9 | 520.2 | 572.1 | 16.3 | 2.68 | 71.2 | 2153.5 | 0.72 | 573.3 | 135.6 | 708.9 | 38.04 | 151.35 | 0.29 | 189.69 | 40.73 | 163.61 | 0.31 | 204.64 | 592408.4 | 44332.8 | 4959.8 | 4257.5 | 0 | 8374.7 | 142795.6 | 0 | 0 | 0 | 221729.4 | 0 | 10778.2 | 3315.4 | 51261.8 | 88396.1 | 7765.8 | 4441.3 | 0 | 0 | 44083.1 | 249.7 | 4.2 | 2827.1 | 3494.3 | 8315.2
5304 | 221 | Day221 | 23 | Hour23 | 8 | Summer | 2117 | #N/A | Summer | 549874.7 | 2024-08-09 23:00 | 545720.6 | 0 | 0 | 4154 | 549874.7 | 524845.8 | 507412.6 | 0.0382 | 0.061 | 0.37 | 0.36 | 415.9 | 31.8 | 4.52 | 29.5 | 1385.9 | 0.25 | 418.1 | 70.9 | 489 | 434.3 | 33.1 | 4.71 | 30.9 | 1450.3 | 0.26 | 436.6 | 74.2 | 510.8 | 469.6 | 24.5 | 3.38 | 42.1 | 1893.2 | 0.26 | 471.2 | 98.6 | 569.8 | 515.7 | 21.5 | 2.81 | 50.4 | 2306.9 | 0.24 | 517.1 | 119.2 | 636.3 | 35.39 | 88.82 | 0.29 | 124.5 | 37.7 | 95.66 | 0.31 | 133.68 | 549874.7 | 42462 | 4148.4 | 4247.1 | 0 | 8374.7 | 127988.7 | 0 | 0 | 0 | 204545.5 | 0 | 7799 | 3315.4 | 48318.2 | 88396.1 | 7444.8 | 2834.5 | 0 | 0 | 42128.3 | 333.8 | 0 | 2376 | 3286.4 | 8315.2
5305 | 222 | Day222 | 0 | Hour0 | 8 | Summer | 23 | 710355.7 | Summer | 517916.6 | 2024-08-10 | 508047.8 | 110 | 5160.1 | 4598.6 | 517916.6 | 489391 | 475694.2 | 0.0367 | 0.0568 | 0.38 | 0.38 | 402.1 | 30.5 | 4.33 | 29 | 1349.7 | 0.25 | 404.2 | 69.3 | 473.5 | 420.1 | 31.9 | 4.53 | 30.2 | 1409.6 | 0.26 | 422.3 | 72.3 | 494.6 | 491.4 | 27.5 | 3.79 | 42.1 | 1945.9 | 0.26 | 493.2 | 100.2 | 593.5 | 930 | 91.5 | 13.18 | 43 | 2507.4 | 0.46 | 936.3 | 117.9 | 1054.2 | 34.05 | 0 | 0.29 | 34.34 | 36.14 | 0 | 0.31 | 36.45 | 517916.6 | 42222.4 | 297 | 4247.1 | 0 | 8374.7 | 115383.7 | 0 | 0 | 0 | 192488.6 | 0 | 6158.5 | 3315.4 | 48271.8 | 88396.1 | 6715.4 | 2045.9 | 0 | 0 | 42051.7 | 170.7 | 0 | 1522.1 | 300.4 | 8315.2
5306 | 222 | Day222 | 1 | Hour1 | 8 | Summer | 2117 | #N/A | Summer | 492512.4 | 2024-08-10 01:00 | 476741.8 | 129 | 11156.4 | 4485.4 | 492512.5 | 459850.1 | 451211 | 0.0354 | 0.0531 | 0.39 | 0.38 | 398.6 | 30.3 | 4.3 | 28.8 | 1336.6 | 0.25 | 400.6 | 68.7 | 469.3 | 415.4 | 31.6 | 4.48 | 29.9 | 1392 | 0.26 | 417.6 | 71.5 | 489.1 | 500.8 | 30.1 | 4.19 | 40.9 | 1920.5 | 0.26 | 502.8 | 98.3 | 601 | 910.4 | 90.6 | 13.07 | 41.1 | 2419.8 | 0.45 | 916.6 | 113.3 | 1030 | 31.88 | 0 | 0.3 | 32.17 | 33.69 | 0 | 0.31 | 34 | 492512.4 | 41301.5 | 0 | 4247.1 | 0 | 8374.7 | 108921 | 0 | 0 | 0 | 181998.6 | 0 | 5272.9 | 3315.4 | 44333.2 | 88396.1 | 6352 | 0 | 0 | 0 | 41234.8 | 66.7 | 0 | 0 | 0 | 8315.2
5307 | 222 | Day222 | 2 | Hour2 | 8 | Summer | 2117 | #N/A | Summer | 474506.6 | 2024-08-10 02:00 | 454821.1 | 758.7 | 14675.2 | 4251.6 | 474506.6 | 439110.1 | 433032.4 | 0.0345 | 0.0505 | 0.39 | 0.39 | 397.6 | 30.3 | 4.3 | 28.7 | 1330.5 | 0.25 | 399.6 | 68.4 | 468.1 | 413.2 | 31.4 | 4.47 | 29.8 | 1382.7 | 0.26 | 415.4 | 71.1 | 486.5 | 508.4 | 30.7 | 4.26 | 41.4 | 1954.8 | 0.26 | 510.5 | 99.7 | 610.2 | 892.8 | 78.8 | 11.26 | 49.5 | 2693.1 | 0.44 | 898.3 | 129.8 | 1028.1 | 30.82 | 0 | 0.29 | 31.11 | 32.48 | 0 | 0.31 | 32.79 | 474506.6 | 41474.1 | 0 | 4247.1 | 0 | 8374.7 | 104933.7 | 0 | 0 | 0 | 173619.5 | 0 | 5241 | 3315.4 | 38700 | 88396.1 | 6204.8 | 0 | 0 | 0 | 41438.5 | 35.6 | 0 | 0 | 0 | 8315.2
5308 | 222 | Day222 | 3 | Hour3 | 8 | Summer | 2117 | #N/A | Summer | 464125.8 | 2024-08-10 03:00 | 442380.2 | 2771.1 | 14747.3 | 4227.2 | 464125.8 | 427327.3 | 423890.8 | 0.034 | 0.0489 | 0.38 | 0.38 | 400.4 | 30.5 | 4.33 | 29 | 1340.3 | 0.25 | 402.5 | 69 | 471.5 | 416.5 | 31.7 | 4.51 | 30.1 | 1392 | 0.26 | 418.6 | 71.6 | 490.3 | 508 | 30.5 | 4.23 | 41.6 | 1954.2 | 0.26 | 510 | 99.9 | 609.9 | 1058.8 | 118.8 | 17.26 | 35.4 | 2406.7 | 0.52 | 1067 | 107.3 | 1174.3 | 30.51 | 0 | 0.29 | 30.8 | 32.09 | 0 | 0.3 | 32.4 | 464125.8 | 40235 | 0 | 4247.1 | 0 | 8374.7 | 103327.6 | 0 | 0 | 0 | 171190.2 | 0 | 5187.6 | 3315.4 | 33680.7 | 88396.1 | 6171.4 | 0 | 0 | 0 | 40211.6 | 23.4 | 0 | 0 | 0 | 8315.2
5309 | 222 | Day222 | 4 | Hour4 | 8 | Summer | 2117 | #N/A | Summer | 462256.1 | 2024-08-10 04:00 | 442005.4 | 1595 | 14675.2 | 3980.5 | 462256.1 | 427002.7 | 423753.5 | 0.0339 | 0.0487 | 0.37 | 0.37 | 405.7 | 30.8 | 4.38 | 29.4 | 1360.4 | 0.25 | 407.8 | 70 | 477.8 | 421.7 | 32 | 4.55 | 30.5 | 1413.4 | 0.26 | 423.9 | 72.7 | 496.6 | 521.7 | 32.4 | 4.52 | 41.7 | 1967.4 | 0.27 | 523.9 | 100.4 | 624.3 | 1005.5 | 106.6 | 15.42 | 39.4 | 2484.8 | 0.49 | 1012.9 | 113.5 | 1126.5 | 30.52 | 0 | 0.29 | 30.81 | 32.09 | 0 | 0.3 | 32.39 | 462256.1 | 38502.6 | 0 | 4247.1 | 0 | 8374.7 | 103938 | 0 | 0 | 54.1 | 173776.6 | 0 | 5173.6 | 3315.4 | 30360.6 | 88396.1 | 6171.4 | 0 | 0 | 129.4 | 38308.2 | 10.9 | 0 | 0 | 0 | 8315.2
5310 | 222 | Day222 | 5 | Hour5 | 8 | Summer | 2117 | #N/A | Summer | 470432.8 | 2024-08-10 05:00 | 454416.2 | 246.2 | 12248.4 | 3522 | 470432.8 | 438817 | 429116.7 | 0.0343 | 0.05 | 0.37 | 0.37 | 407.3 | 30.9 | 4.39 | 29.5 | 1368 | 0.25 | 409.5 | 70.4 | 479.8 | 424 | 32.2 | 4.57 | 30.7 | 1422.9 | 0.26 | 426.2 | 73.1 | 499.3 | 493.7 | 29.5 | 4.1 | 40.6 | 1898.1 | 0.26 | 495.7 | 97.2 | 593 | 751.6 | 66.3 | 9.46 | 41.6 | 2281 | 0.36 | 756.2 | 109.6 | 865.8 | 30.71 | 0 | 0.28 | 31 | 32.34 | 0 | 0.29 | 32.63 | 470432.8 | 41316.1 | 0 | 4247.1 | 0 | 8374.7 | 105988.2 | 0 | 0 | 374.4 | 178555.2 | 0 | 5170.3 | 3315.4 | 28898.3 | 88396.1 | 6171.4 | 0 | 0 | 4882.5 | 36042.4 | 16.8 | 192.2 | 0 | 0 | 8315.2
5311 | 222 | Day222 | 6 | Hour6 | 8 | Summer | 2117 | #N/A | Summer | 495037.6 | 2024-08-10 06:00 | 475392.2 | 2423.6 | 14108 | 3113.8 | 495037.6 | 458713.2 | 429537.3 | 0.0351 | 0.0524 | 0.4 | 0.4 | 388.5 | 29.6 | 4.2 | 28 | 1300.6 | 0.24 | 390.5 | 66.8 | 457.4 | 406.9 | 31.1 | 4.42 | 29.2 | 1358.9 | 0.25 | 409 | 69.8 | 478.7 | 362.6 | 20.6 | 2.85 | 30.9 | 1422.1 | 0.19 | 364 | 73.3 | 437.3 | 938.8 | 93 | 13.39 | 42.6 | 2525.6 | 0.46 | 945.3 | 118 | 1063.3 | 30.61 | 0 | 0.3 | 30.91 | 32.29 | 0 | 0.29 | 32.59 | 495037.6 | 65500.3 | 0 | 4247.1 | 0 | 8374.7 | 107061.8 | 0 | 0 | 5563.3 | 177492 | 0 | 5170.3 | 3315.4 | 29308.4 | 88396.1 | 6171.4 | 0 | 0 | 25883.8 | 34043.3 | 9.8 | 2340.5 | 0 | 0 | 8315.2
5312 | 222 | Day222 | 7 | Hour7 | 8 | Summer | 2117 | #N/A | Summer | 518030.4 | 2024-08-10 07:00 | 499134.1 | 3127 | 12266.9 | 3502.3 | 518030.4 | 481169.6 | 424199.3 | 0.036 | 0.055 | 0.44 | 0.44 | 366.3 | 28.1 | 4 | 26.2 | 1218.8 | 0.23 | 368.2 | 62.6 | 430.8 | 384.4 | 29.6 | 4.22 | 27.4 | 1275 | 0.24 | 386.5 | 65.4 | 451.9 | 199 | 6.9 | 0.9 | 21.1 | 905.6 | 0.11 | 199.4 | 48.1 | 247.6 | 960.5 | 99.3 | 14.35 | 39.8 | 2451.8 | 0.47 | 967.4 | 113 | 1080.4 | 30.38 | 0 | 0.3 | 30.68 | 32.13 | 0 | 0.3 | 32.44 | 518030.4 | 93831.1 | 0 | 4247.1 | 0 | 8374.7 | 106661 | 0 | 0 | 8589 | 171916.1 | 0 | 5170.3 | 3315.4 | 29947 | 88396.1 | 6171.4 | 0 | 0 | 60680.8 | 24525.8 | 35.5 | 4948.7 | 0 | 0 | 8315.2
5313 | 222 | Day222 | 8 | Hour8 | 8 | Summer | 2117 | #N/A | Summer | 545971.6 | 2024-08-10 08:00 | 530583.8 | 1578.3 | 9947.2 | 3862.3 | 545971.5 | 510817.3 | 415053.7 | 0.0373 | 0.0586 | 0.48 | 0.47 | 346.3 | 26.9 | 3.83 | 24.5 | 1142.2 | 0.22 | 348.2 | 58.6 | 406.8 | 362.3 | 28.2 | 4.02 | 25.5 | 1191.8 | 0.23 | 364.2 | 61.1 | 425.3 | 134.1 | 3.7 | 0.47 | 15.2 | 635.4 | 0.08 | 134.4 | 34.2 | 168.5 | 771.9 | 62.4 | 8.84 | 48.7 | 2523.6 | 0.39 | 776.2 | 124 | 900.2 | 28.85 | 0 | 0.29 | 29.15 | 30.67 | 0 | 0.31 | 30.98 | 545971.6 | 130917.8 | 0 | 4247.1 | 0 | 8374.7 | 107982.7 | 0 | 226.1 | 11293.6 | 166844.8 | 0 | 5170.3 | 3315.4 | 25425.9 | 87521.4 | 6171.4 | 0 | 0 | 104258.5 | 15096.5 | 43.1 | 7353.2 | 0 | 0 | 8315.2
5314 | 222 | Day222 | 9 | Hour9 | 8 | Summer | 2117 | #N/A | Summer | 582099 | 2024-08-10 09:00 | 565539.5 | 6120.5 | 6003.8 | 4435.3 | 582099 | 543636.4 | 422071.1 | 0.0387 | 0.0625 | 0.49 | 0.49 | 338.3 | 26.6 | 3.79 | 23.6 | 1105.7 | 0.21 | 340.1 | 56.6 | 396.7 | 355.7 | 28.1 | 4 | 24.7 | 1160 | 0.22 | 357.6 | 59.3 | 417 | 130.6 | 3.7 | 0.46 | 14.6 | 619.6 | 0.08 | 130.9 | 33.1 | 164 | 946.6 | 94 | 13.54 | 42.8 | 2538.5 | 0.46 | 953.1 | 118.5 | 1071.7 | 30.07 | 0 | 0.29 | 30.35 | 32.1 | 0 | 0.31 | 32.41 | 582099 | 160028 | 0 | 4247.1 | 0 | 8374.7 | 114451.3 | 0 | 532.5 | 17535.6 | 169270.5 | 0 | 5170.3 | 3315.4 | 22674.1 | 88396.1 | 6171.4 | 0 | 0 | 128107.8 | 13829.9 | 22.2 | 11884.8 | 0 | 0 | 8315.2
5315 | 222 | Day222 | 10 | Hour10 | 8 | Summer | 2117 | #N/A | Summer | 614789.2 | 2024-08-10 10:00 | 601204.7 | 5062.8 | 3891.9 | 4629.8 | 614789.3 | 576976.8 | 446327.5 | 0.0403 | 0.0665 | 0.48 | 0.48 | 347.2 | 27.6 | 3.93 | 23.8 | 1128.9 | 0.21 | 349 | 57.5 | 406.6 | 365 | 29 | 4.13 | 25 | 1185.3 | 0.22 | 366.9 | 60.4 | 427.3 | 105.3 | 2.4 | 0.28 | 12.4 | 517 | 0.06 | 105.5 | 27.8 | 133.2 | 419.8 | 7.9 | 0.79 | 49.6 | 2195.1 | 0.18 | 420.3 | 115.1 | 535.3 | 32.01 | 0 | 0.29 | 32.3 | 34.36 | 0 | 0.3 | 34.66 | 614789.2 | 168461.7 | 0 | 4250 | 0 | 8374.7 | 125569.8 | 0 | 712.5 | 18504.4 | 181162.6 | 0 | 5170.3 | 3315.4 | 23917.2 | 88396.1 | 6171.4 | 0 | 0 | 135122.9 | 14052.5 | 69.4 | 14965.2 | 2476.6 | 5.2 | 8315.2
5316 | 222 | Day222 | 11 | Hour11 | 8 | Summer | 2117 | #N/A | Summer | 645263.7 | 2024-08-10 11:00 | 632866.4 | 4054.8 | 3408.2 | 4934.2 | 645263.7 | 606453.6 | 475757.6 | 0.0417 | 0.0701 | 0.47 | 0.46 | 356.5 | 28.2 | 4.01 | 24.5 | 1163.8 | 0.22 | 358.5 | 59.2 | 417.7 | 375.1 | 29.7 | 4.23 | 25.7 | 1222.9 | 0.23 | 377.2 | 62.2 | 439.4 | 106.7 | 2.4 | 0.28 | 12.5 | 527.2 | 0.06 | 106.8 | 28.2 | 135 | 545 | 27.2 | 3.65 | 49.3 | 2298.3 | 0.26 | 546.8 | 117.9 | 664.7 | 33.94 | 0 | 0.29 | 34.23 | 36.56 | 0 | 0.31 | 36.87 | 645263.7 | 169506.1 | 0 | 4250 | 0 | 8374.7 | 134172.4 | 0 | 713.5 | 18517.7 | 197806.1 | 0 | 5236.6 | 3315.4 | 27640.9 | 88396.1 | 6565.5 | 0 | 0 | 134140 | 15948.2 | 186.7 | 15984.6 | 8083.7 | 257.2 | 8315.2
5317 | 222 | Day222 | 12 | Hour12 | 8 | Summer | 2117 | #N/A | Summer | 669325.9 | 2024-08-10 12:00 | 659363.9 | 3519.9 | 1374.6 | 5067.5 | 669325.9 | 631033.7 | 498019.7 | 0.043 | 0.0731 | 0.46 | 0.46 | 363.2 | 28.8 | 4.1 | 24.8 | 1182.7 | 0.22 | 365.2 | 60.1 | 425.3 | 381.6 | 30.3 | 4.31 | 26 | 1241.8 | 0.23 | 383.7 | 63.1 | 446.8 | 105.5 | 2.8 | 0.34 | 11.9 | 512.8 | 0.06 | 105.7 | 27.2 | 132.9 | 541.3 | 22.5 | 2.94 | 53 | 2423.8 | 0.26 | 542.8 | 125.3 | 668.1 | 36.01 | 0 | 0.28 | 36.29 | 38.9 | 0 | 0.3 | 39.2 | 669325.9 | 171306.2 | 276.3 | 4257.5 | 0 | 8374.7 | 142468.6 | 0 | 736.9 | 18327.1 | 206764.1 | 0 | 5479.3 | 3315.4 | 31404.5 | 88396.1 | 6950.4 | 332.8 | 0 | 132778 | 19131.5 | 332.7 | 15982.3 | 10951 | 1207.5 | 8315.2
5318 | 222 | Day222 | 13 | Hour13 | 8 | Summer | 2117 | #N/A | Summer | 690879.2 | 2024-08-10 13:00 | 681598 | 3039.5 | 1266.8 | 4975 | 690879.2 | 651588.5 | 515329.9 | 0.044 | 0.0756 | 0.47 | 0.46 | 359.1 | 28.4 | 4.05 | 24.5 | 1170.2 | 0.21 | 361 | 59.4 | 420.4 | 380.4 | 30.1 | 4.28 | 26 | 1241.1 | 0.23 | 382.5 | 63 | 445.5 | 101.9 | 2.6 | 0.31 | 11.7 | 492.9 | 0.06 | 102 | 26.4 | 128.4 | 719.2 | 44.2 | 6.14 | 57.8 | 2742.2 | 0.37 | 722.2 | 139.6 | 861.9 | 37.97 | 0 | 0.28 | 38.25 | 41.13 | 0 | 0.3 | 41.44 | 690879.2 | 175549.3 | 111.1 | 4257.5 | 0 | 8374.7 | 144924.2 | 0 | 761.6 | 18461.7 | 210828.2 | 0 | 5518.4 | 3315.4 | 35985.9 | 88396.1 | 7035.8 | 6582.6 | 0 | 134535.7 | 21333.8 | 456.4 | 15090.6 | 12663.3 | 1550.9 | 8315.2
5319 | 222 | Day222 | 14 | Hour14 | 8 | Summer | 2117 | #N/A | Summer | 700967 | 2024-08-10 14:00 | 694893.6 | 246.6 | 811.7 | 5015 | 700966.9 | 663834.4 | 525086 | 0.0447 | 0.0772 | 0.47 | 0.46 | 358.3 | 28.3 | 4.04 | 24.5 | 1167 | 0.21 | 360.2 | 59.3 | 419.5 | 380.7 | 30.1 | 4.28 | 26.1 | 1242.1 | 0.23 | 382.7 | 63.2 | 445.9 | 118.4 | 3.5 | 0.45 | 13.2 | 548.5 | 0.07 | 118.6 | 29.6 | 148.2 | 587.8 | 11.5 | 1.19 | 69.3 | 3042.9 | 0.27 | 588.4 | 160 | 748.5 | 38.74 | 1.66 | 0.28 | 40.68 | 42.03 | 1.82 | 0.3 | 44.15 | 700967 | 175880.9 | 129.3 | 4257.5 | 0 | 8374.7 | 146371.2 | 0 | 733.8 | 18063.5 | 212195.8 | 0 | 5989.9 | 3315.4 | 38014.8 | 88396.1 | 7566.2 | 10475.1 | 0 | 131582.5 | 24855.7 | 645.5 | 14934.3 | 12898.9 | 2480.1 | 8315.2
5320 | 222 | Day222 | 15 | Hour15 | 8 | Summer | 2117 | #N/A | Summer | 707692.9 | 2024-08-10 15:00 | 702270.8 | 79.3 | 0 | 5342.8 | 707692.9 | 670600.7 | 532225.8 | 0.0451 | 0.0781 | 0.47 | 0.46 | 359.6 | 28.2 | 4.02 | 24.7 | 1175.6 | 0.22 | 361.5 | 59.8 | 421.4 | 381.1 | 29.8 | 4.25 | 26.4 | 1248.8 | 0.23 | 383.2 | 63.6 | 446.8 | 125.7 | 3.7 | 0.49 | 14.3 | 571.8 | 0.09 | 126 | 31.3 | 157.3 | 720.4 | 16 | 2.07 | 86.7 | 3397.1 | 0.52 | 721.4 | 188.1 | 909.5 | 38.8 | 5.33 | 0.28 | 44.41 | 42.12 | 5.83 | 0.31 | 48.25 | 707692.9 | 175467.1 | 127.1 | 4257.5 | 0 | 8374.7 | 146703.5 | 0 | 728.3 | 17238.8 | 215604.9 | 0 | 7271.8 | 3315.4 | 40234.5 | 88396.1 | 8332.2 | 9608.1 | 0 | 126700.4 | 29870.8 | 928.8 | 14204.4 | 12342.5 | 2313.2 | 8315.2
5321 | 222 | Day222 | 16 | Hour16 | 8 | Summer | 2117 | #N/A | Summer | 710355.7 | 2024-08-10 16:00 | 704880.6 | 0 | 0 | 5475 | 710355.7 | 672972 | 544748.4 | 0.0453 | 0.0785 | 0.46 | 0.45 | 365.2 | 28.3 | 4.04 | 25.5 | 1198.2 | 0.22 | 367.1 | 61.2 | 428.4 | 388.5 | 30.1 | 4.29 | 27.2 | 1277.5 | 0.24 | 390.6 | 65.4 | 456 | 150.5 | 4.6 | 0.64 | 17.1 | 659.6 | 0.12 | 150.8 | 36.8 | 187.6 | 976.4 | 37.6 | 7.4 | 128 | 2203.5 | 2.06 | 979.5 | 194.2 | 1173.8 | 41.02 | 11.21 | 0.28 | 52.51 | 44.54 | 12.26 | 0.31 | 57.11 | 710355.7 | 165607.2 | 527.2 | 4257.5 | 0 | 8374.7 | 146861.2 | 0 | 808 | 16235.8 | 218233 | 0 | 9757.8 | 3315.4 | 43375.6 | 88396.1 | 10168.5 | 11481.5 | 0 | 115565.6 | 31876.1 | 1121.7 | 13541.2 | 11325.3 | 1856.5 | 8315.2
5322 | 222 | Day222 | 17 | Hour17 | 8 | Summer | 2117 | #N/A | Summer | 704512 | 2024-08-10 17:00 | 698981.3 | 0 | 0 | 5530.7 | 704512 | 667511.9 | 561119.2 | 0.045 | 0.0779 | 0.44 | 0.43 | 376.3 | 28.8 | 4.11 | 26.7 | 1238 | 0.24 | 378.3 | 63.6 | 441.9 | 402 | 30.7 | 4.38 | 28.7 | 1325.8 | 0.25 | 404.1 | 68.2 | 472.4 | 223.3 | 7.4 | 1.05 | 25 | 948.4 | 0.18 | 223.8 | 53.3 | 277.1 | 1074.6 | 53.5 | 9.42 | 123 | 2569 | 1.9 | 1078.8 | 200.1 | 1278.9 | 41.59 | 27.81 | 0.28 | 69.68 | 45.12 | 30.33 | 0.31 | 75.76 | 704512 | 143392.8 | 1572 | 4257.5 | 0 | 8374.7 | 147042.4 | 0 | 754.8 | 12729.7 | 218967.6 | 0 | 13886 | 3315.4 | 48726.3 | 88396.1 | 12631.6 | 13949.4 | 0 | 92986.8 | 35666.8 | 1254.8 | 10470.1 | 10626.5 | 1180.6 | 8315.2
5323 | 222 | Day222 | 18 | Hour18 | 8 | Summer | 2117 | #N/A | Summer | 689762.7 | 2024-08-10 18:00 | 684454.6 | 0 | 0 | 5308.1 | 689762.7 | 654082.8 | 581129.2 | 0.0444 | 0.0763 | 0.41 | 0.4 | 395.8 | 29.9 | 4.27 | 28.5 | 1307.5 | 0.25 | 397.8 | 67.5 | 465.4 | 423.5 | 31.9 | 4.55 | 30.7 | 1403.3 | 0.27 | 425.7 | 72.6 | 498.2 | 345.8 | 10.9 | 1.59 | 40 | 1434.4 | 0.32 | 346.6 | 82.8 | 429.4 | 801.5 | 19.4 | 2.75 | 97.5 | 3542.1 | 0.71 | 802.9 | 203.3 | 1006.1 | 68.92 | 57.96 | 0.28 | 127.16 | 74.57 | 63.06 | 0.3 | 137.94 | 689762.7 | 108633.5 | 3882.7 | 4257.5 | 0 | 8374.7 | 148043.2 | 0 | 738.6 | 7782.8 | 225662.8 | 0 | 15750.2 | 3315.4 | 54477 | 88396.1 | 14840.5 | 14129 | 0 | 60677.5 | 38188.8 | 1245.9 | 8061.1 | 12017.5 | 1031.2 | 8315.2
5324 | 222 | Day222 | 19 | Hour19 | 8 | Summer | 2117 | #N/A | Summer | 668817.7 | 2024-08-10 19:00 | 664637.2 | 0 | 0 | 4180.4 | 668817.7 | 635748.1 | 587216 | 0.0434 | 0.0742 | 0.39 | 0.38 | 413.5 | 31 | 4.44 | 30.1 | 1366.1 | 0.27 | 415.6 | 70.8 | 486.5 | 441.7 | 33 | 4.72 | 32.3 | 1463.5 | 0.29 | 444 | 76 | 520 | 404 | 12.9 | 1.85 | 46.2 | 1701.8 | 0.35 | 404.9 | 97 | 501.9 | 1492.9 | 149.6 | 21.63 | 67.1 | 3896.2 | 0.77 | 1503.2 | 183.5 | 1686.7 | 64.22 | 157.44 | 0.28 | 221.94 | 69.6 | 171.55 | 0.3 | 241.45 | 668817.7 | 81601.7 | 2966.5 | 4257.5 | 0 | 8374.7 | 148106.8 | 0 | 499.4 | 4797.7 | 227006.8 | 0 | 16246.9 | 3315.4 | 55408.4 | 88396.1 | 16718.9 | 16418 | 0 | 26816.8 | 48144.7 | 1343.1 | 4970.8 | 9624.5 | 2219.8 | 8315.2
5325 | 222 | Day222 | 20 | Hour20 | 8 | Summer | 2117 | #N/A | Summer | 652818.4 | 2024-08-10 20:00 | 647442.3 | 0 | 0 | 5376.1 | 652818.4 | 619807.3 | 580313.6 | 0.0427 | 0.0723 | 0.38 | 0.37 | 418.8 | 31.4 | 4.49 | 30.4 | 1387.2 | 0.27 | 421 | 71.8 | 492.7 | 445.3 | 33.3 | 4.75 | 32.5 | 1480.4 | 0.29 | 447.6 | 76.7 | 524.3 | 416.2 | 14.6 | 2.09 | 46.1 | 1726.9 | 0.35 | 417.2 | 97.7 | 514.8 | 910.8 | 31.2 | 5.78 | 116.8 | 2644.4 | 1.59 | 913.3 | 196 | 1109.3 | 62.54 | 316.52 | 0.28 | 379.34 | 67.69 | 344.94 | 0.31 | 412.94 | 652818.4 | 72504.8 | 5949.6 | 4257.5 | 0 | 8374.7 | 147077.2 | 0 | 115.1 | 1479.2 | 224080.2 | 0 | 17580.7 | 3315.4 | 52380.2 | 88396.1 | 15215.5 | 13686.6 | 0 | 5363.5 | 64239.5 | 1307.6 | 1532.4 | 5062.2 | 4631.4 | 8315.2
5326 | 222 | Day222 | 21 | Hour21 | 8 | Summer | 2117 | #N/A | Summer | 624701.4 | 2024-08-10 21:00 | 618751.8 | 0 | 0 | 5949.7 | 624701.4 | 593102 | 547225.4 | 0.0414 | 0.0692 | 0.39 | 0.38 | 405.6 | 30.9 | 4.39 | 28.9 | 1351.2 | 0.25 | 407.7 | 69.2 | 476.9 | 426.7 | 32.3 | 4.6 | 30.6 | 1426.5 | 0.26 | 428.9 | 73.1 | 502 | 426.5 | 18.8 | 2.65 | 42.7 | 1731.1 | 0.3 | 427.8 | 94.4 | 522.2 | 757.4 | 30.8 | 5.02 | 86.5 | 2521.3 | 0.99 | 759.7 | 161.9 | 921.5 | 41.21 | 319.96 | 0.29 | 361.47 | 44.32 | 347.65 | 0.31 | 392.29 | 624701.4 | 77476 | 5866.4 | 4257.5 | 0 | 8374.7 | 140268.8 | 0 | 0 | 14.8 | 219941.4 | 0 | 12218.8 | 3315.4 | 48940.2 | 88396.1 | 9256.6 | 6389.5 | 0 | 4.9 | 75938.8 | 1517.5 | 381.9 | 3790.3 | 4085 | 8315.2
5327 | 222 | Day222 | 22 | Hour22 | 8 | Summer | 2117 | #N/A | Summer | 583888.6 | 2024-08-10 22:00 | 577611.9 | 0 | 213 | 6063.7 | 583888.6 | 554659.8 | 498698.6 | 0.0397 | 0.0648 | 0.42 | 0.42 | 372 | 28.3 | 4 | 26.6 | 1256.5 | 0.22 | 374 | 64.1 | 438 | 390 | 29.5 | 4.18 | 28 | 1320.9 | 0.23 | 392 | 67.4 | 459.4 | 476.6 | 25.5 | 3.55 | 42.6 | 1878.5 | 0.28 | 478.4 | 98.6 | 577 | 864.2 | 74.3 | 10.61 | 49.8 | 2659.3 | 0.43 | 869.3 | 129.2 | 998.5 | 35.6 | 172.62 | 0.29 | 208.51 | 38.11 | 186.9 | 0.32 | 225.33 | 583888.6 | 85190 | 4239.1 | 4250 | 0 | 8374.7 | 121344.1 | 0 | 0 | 0 | 202795.9 | 0 | 7310.7 | 3315.4 | 48598.4 | 88396.1 | 4768.5 | 5305.6 | 0 | 0 | 83521.8 | 1668.2 | 2.5 | 3205.1 | 3237 | 8315.2
5328 | 222 | Day222 | 23 | Hour23 | 8 | Summer | 2117 | #N/A | Summer | 544749.1 | 2024-08-10 23:00 | 538049.3 | 28.3 | 213 | 6458.5 | 544749.2 | 517510.1 | 457447.1 | 0.0382 | 0.0606 | 0.45 | 0.45 | 346.3 | 25.9 | 3.66 | 25.3 | 1185 | 0.21 | 348.1 | 60.7 | 408.8 | 362.4 | 27 | 3.81 | 26.6 | 1242.9 | 0.22 | 364.3 | 63.7 | 428 | 523.7 | 34.6 | 4.87 | 40.1 | 1901.8 | 0.28 | 526.1 | 96.9 | 623 | 829.8 | 82 | 11.82 | 38.7 | 2224.1 | 0.43 | 835.5 | 105.1 | 940.5 | 32.77 | 119.33 | 0.3 | 152.4 | 34.95 | 129.06 | 0.32 | 164.33 | 544749.1 | 87302.1 | 4268.6 | 4247.1 | 0 | 8374.7 | 103127.6 | 0 | 0 | 0 | 186219.3 | 0 | 4772.6 | 3315.4 | 48114.1 | 88348.6 | 3932.8 | 2726.3 | 0 | 0 | 85716.3 | 1585.7 | 0 | 2398.7 | 2868.6 | 8315.2
5329 | 223 | Day223 | 0 | Hour0 | 8 | Summer | 55 | 662486.8 | Summer | 510690.5 | 2024-08-11 | 501779.4 | 138.3 | 2289.1 | 6483.7 | 510690.5 | 483375.1 | 423480.6 | 0.0367 | 0.0565 | 0.47 | 0.46 | 334.6 | 24.6 | 3.48 | 25 | 1156 | 0.21 | 336.3 | 59.5 | 395.8 | 348.9 | 25.7 | 3.62 | 26.1 | 1205.9 | 0.21 | 350.7 | 62.1 | 412.7 | 499.6 | 32.1 | 4.46 | 38.7 | 1877.9 | 0.24 | 501.8 | 94.7 | 596.5 | 885.5 | 83.7 | 12.03 | 44.1 | 2493.9 | 0.44 | 891.3 | 118.5 | 1009.8 | 30.87 | 31.25 | 0.3 | 62.41 | 32.78 | 33.82 | 0.32 | 66.92 | 510690.5 | 87210 | 21.1 | 4247.1 | 0 | 8373.7 | 91323.9 | 0 | 0 | 0 | 174007.3 | 0 | 3901.9 | 3315.4 | 46847.1 | 87397.2 | 3816.5 | 229.4 | 0 | 0 | 85687.3 | 1522.7 | 0 | 1539.1 | 168 | 8315.2
5330 | 223 | Day223 | 1 | Hour1 | 8 | Summer | 2117 | #N/A | Summer | 487103.7 | 2024-08-11 01:00 | 472937.6 | 197.8 | 7746.4 | 6221.8 | 487103.7 | 456176.1 | 402261.7 | 0.0354 | 0.053 | 0.47 | 0.47 | 330 | 24.4 | 3.44 | 24.7 | 1139.1 | 0.2 | 331.7 | 58.7 | 390.3 | 344 | 25.4 | 3.59 | 25.7 | 1187.1 | 0.21 | 345.8 | 61.1 | 406.9 | 493.3 | 32.1 | 4.47 | 37.8 | 1841.9 | 0.24 | 495.5 | 92.8 | 588.2 | 692.8 | 57.5 | 8.18 | 41.8 | 2201.6 | 0.34 | 696.8 | 107.5 | 804.3 | 29.27 | 0 | 0.3 | 29.57 | 30.97 | 0 | 0.32 | 31.29 | 487103.7 | 84842 | 0 | 4247.1 | 0 | 8373.7 | 86232.3 | 0 | 0 | 0 | 164897 | 0 | 2884.1 | 3315.4 | 41697.5 | 87397.2 | 3217.3 | 0 | 0 | 0 | 83427.2 | 1414.8 | 0 | 0 | 350.9 | 8315.2
5331 | 223 | Day223 | 2 | Hour2 | 8 | Summer | 2117 | #N/A | Summer | 470605.3 | 2024-08-11 02:00 | 451375.3 | 1995.5 | 11082.5 | 6152 | 470605.3 | 435786.6 | 389544.4 | 0.0345 | 0.0503 | 0.47 | 0.47 | 332.8 | 24.8 | 3.5 | 24.8 | 1143.1 | 0.21 | 334.5 | 58.9 | 393.4 | 346.6 | 25.8 | 3.65 | 25.7 | 1189 | 0.22 | 348.4 | 61.2 | 409.6 | 505.5 | 33.1 | 4.61 | 38.5 | 1882.5 | 0.25 | 507.8 | 94.7 | 602.5 | 685.8 | 53.2 | 7.52 | 44.7 | 2297.3 | 0.33 | 689.4 | 113.3 | 802.7 | 29.91 | 0 | 0.3 | 30.21 | 31.53 | 0 | 0.32 | 31.85 | 470605.3 | 81060.9 | 0 | 4247.1 | 0 | 8374.7 | 84951.4 | 0 | 0 | 0 | 158446.2 | 0 | 2884.1 | 3315.4 | 35831.2 | 88396.1 | 3098.2 | 0 | 0 | 0 | 79489.3 | 1571.5 | 0 | 0 | 103.2 | 8315.2
5332 | 223 | Day223 | 3 | Hour3 | 8 | Summer | 2117 | #N/A | Summer | 461694.2 | 2024-08-11 03:00 | 440308.6 | 3525.4 | 12490.5 | 5369.8 | 461694.3 | 425318.6 | 386086.2 | 0.034 | 0.0489 | 0.46 | 0.45 | 344.1 | 25.9 | 3.66 | 25.3 | 1174.3 | 0.21 | 345.8 | 60.4 | 406.2 | 357.7 | 26.9 | 3.8 | 26.3 | 1220.2 | 0.22 | 359.5 | 62.7 | 422.2 | 506.9 | 32.7 | 4.55 | 39 | 1902.7 | 0.24 | 509.1 | 95.8 | 604.9 | 631.6 | 43.5 | 6.08 | 46.2 | 2288.1 | 0.31 | 634.5 | 114.5 | 749 | 29.82 | 0 | 0.31 | 30.13 | 31.39 | 0 | 0.31 | 31.7 | 461694.2 | 75608 | 0 | 4247.1 | 0 | 8374.7 | 87317.8 | 0 | 0 | 0 | 157997.3 | 0 | 2884.1 | 3315.4 | 30502.5 | 88396.1 | 3051.2 | 0 | 0 | 0 | 73963.8 | 1644.3 | 0 | 0 | 0 | 8315.2
5333 | 223 | Day223 | 4 | Hour4 | 8 | Summer | 2117 | #N/A | Summer | 456723 | 2024-08-11 04:00 | 440251.3 | 2492.3 | 8953.4 | 5026 | 456722.9 | 425305.4 | 386576.3 | 0.0339 | 0.0487 | 0.44 | 0.44 | 354.6 | 26.8 | 3.8 | 25.9 | 1204.9 | 0.22 | 356.5 | 61.9 | 418.4 | 369.5 | 28 | 3.96 | 26.9 | 1253.4 | 0.23 | 371.4 | 64.3 | 435.7 | 529.1 | 35.7 | 4.99 | 39.3 | 1936.2 | 0.26 | 531.6 | 97.1 | 628.7 | 507.3 | 22.9 | 3.04 | 48 | 2213.9 | 0.24 | 508.8 | 114 | 622.8 | 30.2 | 0 | 0.31 | 30.51 | 31.76 | 0 | 0.31 | 32.07 | 456723 | 70146.6 | 0 | 4247.1 | 0 | 8374.7 | 89985.5 | 0 | 0 | 27.7 | 159184.6 | 0 | 2884.1 | 3315.4 | 27128.2 | 88396.1 | 3060.6 | 0 | 0 | 53 | 68221 | 1844.9 | 0 | 0 | 0 | 8315.2
5334 | 223 | Day223 | 5 | Hour5 | 8 | Summer | 2117 | #N/A | Summer | 461677 | 2024-08-11 05:00 | 452635 | 1552.4 | 2859.1 | 4630.5 | 461677 | 437104.8 | 396582.2 | 0.0343 | 0.0499 | 0.42 | 0.42 | 369.5 | 28.2 | 4 | 26.6 | 1248.3 | 0.23 | 371.5 | 63.9 | 435.4 | 384.3 | 29.4 | 4.16 | 27.7 | 1296.9 | 0.23 | 386.3 | 66.4 | 452.6 | 508.9 | 32.4 | 4.5 | 39.6 | 1923.2 | 0.25 | 511.1 | 96.9 | 608 | 464.1 | 14.1 | 1.72 | 50.2 | 2242.8 | 0.22 | 465 | 117.1 | 582.1 | 30.64 | 0 | 0.31 | 30.96 | 32.25 | 0 | 0.3 | 32.55 | 461677 | 65094.9 | 0 | 4247.1 | 0 | 8374.7 | 96001.6 | 0 | 0 | 194.6 | 165165.6 | 0 | 2884.1 | 3315.4 | 25204.3 | 88396.1 | 2993.2 | 0 | 0 | 1339.4 | 61788.6 | 1772.3 | 92.9 | 0 | 0 | 8315.2
5335 | 223 | Day223 | 6 | Hour6 | 8 | Summer | 2117 | #N/A | Summer | 479715.8 | 2024-08-11 06:00 | 471948.6 | 936 | 2662.1 | 4169.2 | 479715.9 | 455435 | 407104.2 | 0.035 | 0.052 | 0.42 | 0.42 | 373.5 | 28.8 | 4.08 | 26.5 | 1253.4 | 0.23 | 375.4 | 64 | 439.4 | 388 | 30 | 4.25 | 27.5 | 1301.6 | 0.23 | 390.1 | 66.4 | 456.5 | 324.7 | 16.7 | 2.26 | 29 | 1349.8 | 0.16 | 325.9 | 69.2 | 395.1 | 476 | 17.9 | 2.27 | 48.2 | 2207.5 | 0.21 | 477.1 | 114 | 591.1 | 30.79 | 0 | 0.31 | 31.1 | 32.46 | 0 | 0.31 | 32.77 | 479715.8 | 72611.7 | 0 | 4247.1 | 0 | 8374.7 | 102332.1 | 0 | 0 | 2634.8 | 170202.2 | 0 | 2820.5 | 3315.4 | 24500.7 | 88396.1 | 2915.3 | 0 | 0 | 16069.1 | 52145.3 | 1762.6 | 1150.8 | 0 | 0 | 8315.2
5336 | 223 | Day223 | 7 | Hour7 | 8 | Summer | 2117 | #N/A | Summer | 498986.9 | 2024-08-11 07:00 | 492572.2 | 855.7 | 1459.7 | 4099.2 | 498986.9 | 474952.6 | 414815.2 | 0.0358 | 0.0544 | 0.43 | 0.43 | 367.8 | 28.6 | 4.05 | 25.9 | 1228 | 0.22 | 369.7 | 62.6 | 432.3 | 382.1 | 29.7 | 4.21 | 26.9 | 1275.2 | 0.23 | 384.2 | 64.9 | 449.1 | 203.9 | 7.3 | 0.94 | 21.1 | 942.8 | 0.1 | 204.3 | 49.2 | 253.5 | 777.2 | 63.1 | 8.94 | 47.9 | 2530.9 | 0.37 | 781.5 | 123.4 | 904.9 | 31.37 | 0 | 0.3 | 31.67 | 33.15 | 0 | 0.31 | 33.47 | 498986.9 | 84171.7 | 0 | 4247.1 | 0 | 8374.7 | 105738.9 | 0 | 0 | 4666.1 | 171951.9 | 0 | 2872.2 | 3315.4 | 27003.5 | 88396.1 | 2915.3 | 0 | 0 | 45828 | 32001 | 1676.6 | 2554.4 | 0 | 143.2 | 8315.2
5337 | 223 | Day223 | 8 | Hour8 | 8 | Summer | 2117 | #N/A | Summer | 525286 | 2024-08-11 08:00 | 518273.6 | 1410.8 | 1000.7 | 4600.9 | 525285.9 | 499204.5 | 404928.1 | 0.0368 | 0.0573 | 0.47 | 0.47 | 348.2 | 27.5 | 3.91 | 24.1 | 1147 | 0.21 | 350.1 | 58.3 | 408.4 | 362.2 | 28.7 | 4.07 | 25 | 1192.6 | 0.22 | 364.2 | 60.6 | 424.8 | 140.6 | 4 | 0.49 | 15.5 | 680 | 0.07 | 140.8 | 35.8 | 176.6 | 908.2 | 93.1 | 13.45 | 39.5 | 2330.2 | 0.48 | 914.6 | 109.1 | 1023.7 | 29.51 | 0 | 0.3 | 29.81 | 31.37 | 0 | 0.32 | 31.69 | 525286 | 120357.8 | 0 | 4247.1 | 0 | 8374.7 | 107795.2 | 0 | 284.8 | 7631.2 | 164751 | 0 | 2884.1 | 3315.4 | 22518.2 | 88039.8 | 3002.5 | 0 | 0 | 89062.8 | 21821.6 | 1557.4 | 3879.2 | 1034.4 | 0 | 8315.2
5338 | 223 | Day223 | 9 | Hour9 | 8 | Summer | 2117 | #N/A | Summer | 560187.1 | 2024-08-11 09:00 | 545218.9 | 6030.6 | 4151.1 | 4786.5 | 560187.1 | 524555 | 404695.9 | 0.0379 | 0.0603 | 0.5 | 0.5 | 324.4 | 25.5 | 3.62 | 22.6 | 1072 | 0.2 | 326.1 | 54.6 | 380.7 | 341 | 26.9 | 3.82 | 23.7 | 1124.7 | 0.21 | 342.8 | 57.3 | 400.1 | 115.2 | 3.3 | 0.39 | 12.7 | 559.2 | 0.06 | 115.4 | 29.4 | 144.9 | 916.8 | 89.6 | 12.91 | 42.9 | 2486.1 | 0.46 | 923 | 117.1 | 1040.1 | 29.86 | 0 | 0.3 | 30.16 | 31.88 | 0 | 0.32 | 32.2 | 560187.1 | 155491.2 | 0 | 4247.1 | 0 | 8374.7 | 106476.8 | 0 | 686 | 14067.6 | 165358.5 | 0 | 2884.1 | 3315.4 | 22514.4 | 88396.1 | 3128.7 | 0 | 0 | 117279.5 | 22006.6 | 1451.4 | 8504.9 | 488.7 | 649.1 | 8315.2
5339 | 223 | Day223 | 10 | Hour10 | 8 | Summer | 2117 | #N/A | Summer | 585299 | 2024-08-11 10:00 | 571972.2 | 4549.5 | 4151.1 | 4626.2 | 585299.1 | 549647.5 | 418767.5 | 0.039 | 0.0633 | 0.5 | 0.5 | 326.7 | 25.8 | 3.67 | 22.6 | 1075 | 0.2 | 328.5 | 54.7 | 383.2 | 343.9 | 27.2 | 3.86 | 23.8 | 1130.1 | 0.21 | 345.7 | 57.5 | 403.2 | 98.5 | 2.3 | 0.26 | 11.3 | 492.9 | 0.05 | 98.6 | 26 | 124.6 | 630.4 | 41.1 | 5.7 | 47.9 | 2370.1 | 0.29 | 633.1 | 118.7 | 751.8 | 30.68 | 0 | 0.3 | 30.97 | 32.84 | 0 | 0.31 | 33.16 | 585299 | 166531.6 | 150.2 | 4247.1 | 0 | 8374.7 | 112678.9 | 0 | 823 | 15587.1 | 171907.6 | 0 | 2884.1 | 3315.4 | 22525.5 | 88396.1 | 3635.2 | 652.6 | 0 | 126048.4 | 22498.1 | 1575 | 12038.4 | 1269.2 | 352.3 | 8315.2
5340 | 223 | Day223 | 11 | Hour11 | 8 | Summer | 2117 | #N/A | Summer | 609488 | 2024-08-11 11:00 | 596747.6 | 4262.3 | 3887.8 | 4590.4 | 609488 | 572801 | 436912.6 | 0.0401 | 0.0661 | 0.49 | 0.49 | 334 | 26.5 | 3.76 | 22.9 | 1096.4 | 0.2 | 335.8 | 55.6 | 391.4 | 351.6 | 27.9 | 3.96 | 24.1 | 1153.6 | 0.21 | 353.5 | 58.5 | 412.1 | 97.3 | 2.3 | 0.26 | 11.2 | 487.4 | 0.05 | 97.5 | 25.7 | 123.1 | 657.8 | 53 | 7.5 | 40.9 | 2155.7 | 0.31 | 661.4 | 105.3 | 766.7 | 32.11 | 0 | 0.29 | 32.41 | 34.45 | 0 | 0.31 | 34.76 | 609488 | 172575.4 | 422.4 | 4247.1 | 0 | 8374.7 | 120300.9 | 0 | 875.5 | 16395.4 | 181342.5 | 0 | 3107.4 | 3315.4 | 22838.9 | 88396.1 | 3635.2 | 931.9 | 0 | 129258.4 | 24113 | 1933.2 | 13617 | 1914.3 | 244.9 | 8315.2
5341 | 223 | Day223 | 12 | Hour12 | 8 | Summer | 2117 | #N/A | Summer | 628629 | 2024-08-11 12:00 | 616694 | 3670.8 | 3408.2 | 4856.1 | 628629.1 | 591379 | 454844.7 | 0.041 | 0.0684 | 0.48 | 0.48 | 340.9 | 27.1 | 3.85 | 23.2 | 1117 | 0.2 | 342.8 | 56.5 | 399.3 | 359 | 28.6 | 4.06 | 24.4 | 1175.4 | 0.21 | 361 | 59.5 | 420.5 | 104.5 | 2.6 | 0.31 | 11.9 | 518.5 | 0.05 | 104.7 | 27.3 | 132 | 536.4 | 18.2 | 2.26 | 56 | 2549.3 | 0.24 | 537.5 | 132.1 | 669.6 | 33.36 | 0 | 0.29 | 33.65 | 35.84 | 0 | 0.3 | 36.14 | 628629 | 173784.4 | 1087.1 | 4250 | 0 | 8374.7 | 127381.3 | 0 | 891 | 15803.9 | 189962.8 | 0 | 3117.9 | 3315.4 | 24474.8 | 88396.1 | 3635.2 | 849.4 | 0 | 129303.2 | 25557.2 | 2229.1 | 14332.9 | 1952.3 | 732.2 | 8315.2
5342 | 223 | Day223 | 13 | Hour13 | 8 | Summer | 2117 | #N/A | Summer | 642848.5 | 2024-08-11 13:00 | 633091.5 | 3525.9 | 1758.8 | 4472.3 | 642848.5 | 606609 | 466993.7 | 0.0418 | 0.0703 | 0.48 | 0.48 | 343.3 | 27.4 | 3.89 | 23.2 | 1123.7 | 0.2 | 345.2 | 56.7 | 401.9 | 360.6 | 28.8 | 4.09 | 24.3 | 1180 | 0.21 | 362.6 | 59.6 | 422.2 | 101.4 | 2.5 | 0.29 | 11.5 | 503.5 | 0.05 | 101.6 | 26.6 | 128.2 | 474.1 | 12.1 | 1.41 | 53.3 | 2361.8 | 0.22 | 474.8 | 123.8 | 598.6 | 33.9 | 0 | 0.28 | 34.18 | 36.49 | 0 | 0.3 | 36.78 | 642848.5 | 175854.8 | 81.5 | 4250 | 0 | 8374.7 | 131819.9 | 0 | 886.4 | 16177.8 | 194361.1 | 0 | 3107.4 | 3315.4 | 28772.3 | 88396.1 | 3123.7 | 1391.7 | 0 | 129529.7 | 26728.5 | 2532.4 | 13406.3 | 5787.4 | 1658.2 | 8315.2
5343 | 223 | Day223 | 14 | Hour14 | 8 | Summer | 2117 | #N/A | Summer | 651453.6 | 2024-08-11 14:00 | 645262.4 | 292.2 | 1304.1 | 4594.8 | 651453.6 | 617869.5 | 477758.6 | 0.0424 | 0.0718 | 0.47 | 0.47 | 350.6 | 28.1 | 3.99 | 23.5 | 1145.2 | 0.2 | 352.6 | 57.7 | 410.3 | 367 | 29.4 | 4.17 | 24.7 | 1199.6 | 0.21 | 369.1 | 60.5 | 429.5 | 102.1 | 2.4 | 0.28 | 11.7 | 509.7 | 0.05 | 102.2 | 26.9 | 129.1 | 1455.4 | 156.3 | 22.65 | 55.3 | 3515.1 | 0.73 | 1466.2 | 160.2 | 1626.4 | 34.76 | 0 | 0.27 | 35.03 | 37.46 | 0 | 0.29 | 37.75 | 651453.6 | 173695 | 153.9 | 4250 | 0 | 8374.7 | 136897.4 | 0 | 852.7 | 15812 | 199726.6 | 0 | 3107.4 | 3315.4 | 29218.3 | 88396.1 | 3044 | 1274.7 | 0 | 125296.5 | 28579.4 | 3154.4 | 13187.5 | 8347.2 | 2239.5 | 8315.2
5344 | 223 | Day223 | 15 | Hour15 | 8 | Summer | 2117 | #N/A | Summer | 659548.6 | 2024-08-11 15:00 | 654649.5 | 154.5 | 0 | 4744.6 | 659548.6 | 626539.9 | 487595.4 | 0.0429 | 0.0729 | 0.47 | 0.47 | 356.5 | 28.6 | 4.07 | 23.8 | 1161.9 | 0.21 | 358.5 | 58.5 | 417 | 373 | 29.9 | 4.25 | 25 | 1216.3 | 0.22 | 375 | 61.3 | 436.3 | 101.9 | 2.5 | 0.28 | 11.6 | 509.4 | 0.05 | 102.1 | 26.8 | 128.9 | 1010.6 | 61.1 | 10.13 | 101.3 | 2420.5 | 1.55 | 1015.2 | 173.8 | 1189 | 36.08 | 0 | 0.27 | 36.35 | 38.93 | 0 | 0.29 | 39.23 | 659548.6 | 171953.1 | 232.6 | 4257.5 | 0 | 8374.7 | 141199.1 | 0 | 833.5 | 14919.2 | 203688.9 | 0 | 3387.3 | 3315.4 | 30575.7 | 88396.1 | 3222.6 | 945.4 | 0 | 121779 | 30451.2 | 3970.3 | 12371.7 | 7474.2 | 2414.1 | 8315.2
5345 | 223 | Day223 | 16 | Hour16 | 8 | Summer | 2117 | #N/A | Summer | 662486.8 | 2024-08-11 16:00 | 657423.4 | 314.1 | 0 | 4749.3 | 662486.8 | 629068.5 | 500754.3 | 0.0431 | 0.0734 | 0.46 | 0.46 | 359.7 | 28.7 | 4.08 | 24.2 | 1176.3 | 0.21 | 361.7 | 59.3 | 420.9 | 378.1 | 30.2 | 4.29 | 25.5 | 1238 | 0.22 | 380.2 | 62.4 | 442.6 | 115.4 | 3.2 | 0.39 | 12.8 | 559.6 | 0.06 | 115.6 | 29.5 | 145.1 | 834.4 | 55.5 | 7.77 | 63.1 | 3057 | 0.42 | 838.2 | 154.3 | 992.5 | 36.79 | 0 | 0.27 | 37.07 | 39.75 | 0 | 0.3 | 40.04 | 662486.8 | 161732.5 | 1027.1 | 4257.5 | 0 | 8374.7 | 141993.9 | 0 | 828.9 | 12104.9 | 207676.3 | 0 | 3865.1 | 3315.4 | 34599.9 | 88396.1 | 3459.8 | 3788.5 | 0 | 113285.4 | 31501.9 | 4011.5 | 11815.4 | 6585.5 | 1217.7 | 8315.2
5346 | 223 | Day223 | 17 | Hour17 | 8 | Summer | 2117 | #N/A | Summer | 655827.6 | 2024-08-11 17:00 | 651146.9 | 50.5 | 0 | 4630.2 | 655827.6 | 623207.7 | 510530 | 0.0429 | 0.0728 | 0.45 | 0.45 | 365.8 | 29.1 | 4.14 | 24.7 | 1197.1 | 0.21 | 367.8 | 60.5 | 428.2 | 386.5 | 30.7 | 4.36 | 26.3 | 1267.8 | 0.23 | 388.6 | 64.1 | 452.7 | 156.4 | 5.8 | 0.78 | 16.3 | 694.7 | 0.09 | 156.8 | 37 | 193.8 | 995 | 53.9 | 9.25 | 108.4 | 2360.6 | 1.68 | 999.1 | 179.2 | 1178.3 | 39.28 | 0 | 0.28 | 39.56 | 42.39 | 0 | 0.3 | 42.7 | 655827.6 | 145297.5 | 1306.4 | 4257.5 | 0 | 8374.7 | 142037.2 | 0 | 805.5 | 13570.3 | 208495.8 | 0 | 4635.2 | 3315.4 | 37337.1 | 88396.1 | 4231.4 | 8143.2 | 0 | 94648.1 | 32143 | 4130.6 | 7697.3 | 6912.3 | 1508.7 | 8315.2
5347 | 223 | Day223 | 18 | Hour18 | 8 | Summer | 2117 | #N/A | Summer | 640080.1 | 2024-08-11 18:00 | 635739 | 0 | 0 | 4341.1 | 640080.2 | 608864.6 | 525239.7 | 0.0423 | 0.0712 | 0.43 | 0.42 | 379.5 | 30 | 4.27 | 25.9 | 1241.8 | 0.22 | 381.6 | 62.9 | 444.5 | 401.9 | 31.7 | 4.5 | 27.6 | 1319.3 | 0.24 | 404.1 | 67 | 471 | 282.6 | 9.9 | 1.42 | 31.4 | 1168.6 | 0.24 | 283.3 | 66.3 | 349.6 | 880.3 | 58.2 | 8.45 | 70.5 | 2960.5 | 0.64 | 884.4 | 158.9 | 1043.3 | 64.27 | 0 | 0.28 | 64.55 | 69.16 | 0 | 0.3 | 69.46 | 640080.1 | 114840.4 | 2759.2 | 4257.5 | 0 | 8374.7 | 142471.2 | 0 | 739.7 | 9537.5 | 210117.5 | 0 | 5233.3 | 3315.4 | 45013.5 | 88396.1 | 5781.3 | 9520.1 | 0 | 65268.1 | 35251.8 | 4043.3 | 8940 | 4660.7 | 907.1 | 8315.2
5348 | 223 | Day223 | 19 | Hour19 | 8 | Summer | 2117 | #N/A | Summer | 620013.8 | 2024-08-11 19:00 | 616049 | 0 | 0 | 3964.7 | 620013.7 | 590514.7 | 534913.5 | 0.0414 | 0.0691 | 0.41 | 0.4 | 395 | 31.1 | 4.42 | 27.1 | 1295.7 | 0.24 | 397.1 | 65.8 | 462.9 | 419.4 | 32.9 | 4.68 | 28.9 | 1378.2 | 0.25 | 421.7 | 70.1 | 491.7 | 395.5 | 14.9 | 2.17 | 43.2 | 1588.9 | 0.35 | 396.5 | 90.6 | 487.1 | 910.3 | 30.6 | 5.6 | 116.3 | 2732.8 | 1.54 | 912.7 | 198.2 | 1110.9 | 40.91 | 17.4 | 0.28 | 58.59 | 43.97 | 18.78 | 0.31 | 63.06 | 620013.8 | 85100.2 | 2402.1 | 4257.5 | 0 | 8374.7 | 142204.7 | 0 | 491.1 | 5750.3 | 212819.2 | 0 | 5718.1 | 3315.4 | 50705.1 | 88396.1 | 6460.1 | 10260.4 | 0 | 29888.1 | 44675.4 | 4295.3 | 6427.5 | 1185.5 | 1447.4 | 8315.2
5349 | 223 | Day223 | 20 | Hour20 | 8 | Summer | 2117 | #N/A | Summer | 604313.8 | 2024-08-11 20:00 | 599707.2 | 0 | 0 | 4606.6 | 604313.7 | 575285.1 | 532888 | 0.0407 | 0.0673 | 0.39 | 0.39 | 402.6 | 31.4 | 4.46 | 27.9 | 1332.4 | 0.24 | 404.8 | 67.7 | 472.4 | 424.3 | 32.9 | 4.67 | 29.6 | 1408.9 | 0.25 | 426.6 | 71.6 | 498.2 | 395.6 | 16.8 | 2.4 | 40.6 | 1592.1 | 0.31 | 396.7 | 88.1 | 484.9 | 1048.9 | 57.5 | 9.96 | 114.9 | 2374 | 1.83 | 1053.3 | 186.1 | 1239.4 | 39.86 | 156.8 | 0.29 | 196.95 | 42.76 | 170.4 | 0.31 | 213.48 | 604313.8 | 71425.8 | 6871.5 | 4257.5 | 0 | 8374.7 | 139956.6 | 0 | 105.7 | 1842.2 | 210983.6 | 0 | 9629.2 | 3315.4 | 50146.2 | 88396.1 | 5833.8 | 5123.3 | 0 | 5886.7 | 59309 | 4282.2 | 1840.1 | 2955.7 | 3915.4 | 8315.2
5350 | 223 | Day223 | 21 | Hour21 | 8 | Summer | 2117 | #N/A | Summer | 581739 | 2024-08-11 21:00 | 576503.4 | 0 | 0 | 5235.6 | 581739 | 553596.7 | 507674.9 | 0.0397 | 0.0647 | 0.41 | 0.4 | 387.7 | 30.2 | 4.28 | 26.8 | 1293.3 | 0.22 | 389.7 | 65.4 | 455.2 | 406.1 | 31.5 | 4.47 | 28.2 | 1358.7 | 0.24 | 408.3 | 68.8 | 477.1 | 400.4 | 18.7 | 2.54 | 38.1 | 1676.5 | 0.23 | 401.6 | 88.1 | 489.7 | 1040.6 | 97.8 | 14.68 | 59.6 | 2390 | 0.91 | 1047.5 | 131.1 | 1178.5 | 38.73 | 222.73 | 0.3 | 261.76 | 41.44 | 241.47 | 0.32 | 283.24 | 581739 | 74064.1 | 5122 | 4257.5 | 0 | 8374.7 | 130641.4 | 0 | 0 | 13.4 | 203450.9 | 0 | 7394 | 3315.4 | 49535.5 | 88396.1 | 2943.1 | 4244.1 | 0 | 5.2 | 69792.7 | 4252.8 | 455 | 3332 | 4530.2 | 8315.2
5351 | 223 | Day223 | 22 | Hour22 | 8 | Summer | 2117 | #N/A | Summer | 546690.2 | 2024-08-11 22:00 | 541097 | 0 | 0 | 5593.2 | 546690.2 | 520362.1 | 468257.1 | 0.0383 | 0.061 | 0.43 | 0.43 | 364.1 | 28.2 | 3.99 | 25.5 | 1222.3 | 0.21 | 366.1 | 62 | 428.1 | 380.4 | 29.4 | 4.16 | 26.8 | 1279.8 | 0.22 | 382.4 | 65 | 447.3 | 441 | 23.6 | 3.2 | 38.3 | 1814.7 | 0.21 | 442.6 | 92.4 | 535 | 945.3 | 90.3 | 12.99 | 46.2 | 2631.5 | 0.47 | 951.6 | 124.7 | 1076.3 | 35.01 | 132.79 | 0.3 | 168.1 | 37.32 | 143.51 | 0.32 | 181.16 | 546690.2 | 78433.1 | 3886.6 | 4247.1 | 0 | 8374.7 | 115052.6 | 0 | 0 | 0 | 188502.2 | 0 | 3778.6 | 3315.4 | 48007.7 | 88396.1 | 2198.5 | 2497.5 | 0 | 0 | 74317.3 | 4115.8 | 2.4 | 2800.1 | 3421.4 | 8315.2
5352 | 223 | Day223 | 23 | Hour23 | 8 | Summer | 2117 | #N/A | Summer | 512140.1 | 2024-08-11 23:00 | 506286.1 | 0 | 0 | 5854 | 512140.1 | 487529.9 | 434825.1 | 0.037 | 0.0573 | 0.46 | 0.46 | 344 | 26.4 | 3.72 | 24.6 | 1165.2 | 0.2 | 345.8 | 59.4 | 405.1 | 358.8 | 27.4 | 3.87 | 25.7 | 1218.5 | 0.21 | 360.7 | 62.1 | 422.8 | 480.5 | 30.1 | 4.17 | 37.7 | 1838.2 | 0.23 | 482.5 | 92.6 | 575.1 | 871.1 | 83 | 11.93 | 42.8 | 2431.2 | 0.43 | 876.8 | 115.3 | 992.2 | 33.45 | 104.24 | 0.3 | 138 | 35.53 | 112.55 | 0.33 | 148.4 | 512140.1 | 77315 | 4158.2 | 4247.1 | 0 | 8374.7 | 100191.4 | 0 | 0 | 0 | 172923.7 | 0 | 2353.9 | 3315.4 | 47472.2 | 88396.1 | 1814.8 | 1577.5 | 0 | 0 | 73831.7 | 3483.3 | 0 | 2429.8 | 2888.6 | 8315.2
5353 | 224 | Day224 | 0 | Hour0 | 8 | Summer | 74 | 618516.8 | Summer | 479231.2 | 2024-08-12 | 472952.7 | 0 | 576.7 | 5701.8 | 479231.2 | 456043.6 | 402683.6 | 0.0357 | 0.0536 | 0.48 | 0.47 | 330.1 | 25.2 | 3.56 | 23.9 | 1122.8 | 0.2 | 331.8 | 57.4 | 389.2 | 343.5 | 26.2 | 3.69 | 24.9 | 1170 | 0.21 | 345.2 | 59.8 | 405.1 | 476.4 | 29.2 | 4.02 | 38 | 1851.2 | 0.22 | 478.4 | 93.2 | 571.6 | 554.4 | 28.8 | 3.9 | 49.1 | 2301.6 | 0.26 | 556.4 | 117.7 | 674.1 | 31.83 | 27.47 | 0.31 | 59.61 | 33.67 | 29.58 | 0.33 | 63.58 | 479231.2 | 76547.6 | 581.4 | 4247.1 | 0 | 8374.7 | 89412.1 | 0 | 0 | 0 | 158036.7 | 0 | 1734.7 | 3315.4 | 44934.1 | 88396.1 | 1421.3 | 2230.1 | 0 | 0 | 73373.9 | 3173.7 | 0 | 1600 | 73.9 | 8315.2
5354 | 224 | Day224 | 1 | Hour1 | 8 | Summer | 2117 | #N/A | Summer | 456182.3 | 2024-08-12 01:00 | 444843.6 | 142.7 | 5601.5 | 5594.5 | 456182.3 | 429440.8 | 378242.4 | 0.0346 | 0.0502 | 0.49 | 0.48 | 319.9 | 24.1 | 3.4 | 23.5 | 1098.2 | 0.2 | 321.6 | 56.3 | 377.9 | 332.5 | 25 | 3.53 | 24.5 | 1143.6 | 0.2 | 334.3 | 58.7 | 392.9 | 479 | 29.3 | 4.03 | 38.2 | 1863.5 | 0.22 | 480.9 | 93.8 | 574.8 | 954.4 | 94.5 | 13.63 | 43.5 | 2552 | 0.47 | 960.9 | 119.7 | 1080.7 | 30.55 | 0 | 0.31 | 30.86 | 32.23 | 0 | 0.32 | 32.55 | 456182.3 | 77939.9 | 226.5 | 4247.1 | 0 | 8374.7 | 81182.2 | 0 | 0 | 0 | 150598.2 | 0 | 811.9 | 3315.4 | 39240.2 | 88396.1 | 1196.1 | 653.9 | 0 | 0 | 74594.6 | 3345.3 | 0 | 0 | 47.7 | 8315.2
5355 | 224 | Day224 | 2 | Hour2 | 8 | Summer | 2117 | #N/A | Summer | 441295.2 | 2024-08-12 02:00 | 424638 | 416.2 | 10760.1 | 5481 | 441295.3 | 410284.3 | 366308.7 | 0.0338 | 0.0477 | 0.48 | 0.48 | 324.5 | 24.5 | 3.45 | 23.9 | 1115 | 0.2 | 326.2 | 57.2 | 383.4 | 337.5 | 25.4 | 3.58 | 24.9 | 1161.1 | 0.21 | 339.3 | 59.5 | 398.8 | 500.6 | 32.4 | 4.49 | 38.3 | 1890 | 0.23 | 502.8 | 94.7 | 597.5 | 694.3 | 52.7 | 7.42 | 46.1 | 2377 | 0.33 | 697.9 | 117 | 814.9 | 30.1 | 0 | 0.31 | 30.41 | 31.69 | 0 | 0.32 | 32.01 | 441295.2 | 74986.6 | 79.9 | 4247.1 | 0 | 8374.7 | 79537.4 | 0 | 0 | 0 | 148044 | 0 | 782.4 | 3315.4 | 32451.7 | 88396.1 | 1079.9 | 0 | 0 | 0 | 71493.4 | 3493.1 | 0 | 0 | 0 | 8315.2
5356 | 224 | Day224 | 3 | Hour3 | 8 | Summer | 2117 | #N/A | Summer | 429625.1 | 2024-08-12 03:00 | 410470.5 | 1234.6 | 12889.6 | 5030.3 | 429625.1 | 396827.1 | 358994.8 | 0.0332 | 0.0459 | 0.47 | 0.47 | 332.1 | 25.1 | 3.53 | 24.5 | 1140.5 | 0.2 | 333.8 | 58.5 | 392.3 | 345.2 | 26 | 3.66 | 25.4 | 1186.8 | 0.21 | 346.9 | 60.9 | 407.8 | 504.6 | 32.4 | 4.48 | 38.9 | 1913.8 | 0.23 | 506.8 | 96 | 602.8 | 1163.3 | 125.2 | 18.13 | 43.8 | 2814.3 | 0.57 | 1171.9 | 127.8 | 1299.8 | 29.87 | 0 | 0.31 | 30.18 | 31.4 | 0 | 0.32 | 31.72 | 429625.1 | 70630.3 | 91.4 | 4247.1 | 0 | 8374.7 | 79360.7 | 0 | 0 | 0 | 147314.3 | 0 | 748.2 | 3315.4 | 26066.9 | 88396.1 | 1079.9 | 0 | 0 | 0 | 67052.8 | 3577.5 | 0 | 0 | 0 | 8315.2
5357 | 224 | Day224 | 4 | Hour4 | 8 | Summer | 2117 | #N/A | Summer | 421163.6 | 2024-08-12 04:00 | 403065.6 | 1149.3 | 12346.3 | 4602.4 | 421163.6 | 389799.4 | 356176.7 | 0.0329 | 0.0448 | 0.46 | 0.45 | 340 | 25.7 | 3.63 | 25 | 1165.3 | 0.21 | 341.7 | 59.8 | 401.5 | 353.7 | 26.7 | 3.77 | 26 | 1212.9 | 0.22 | 355.5 | 62.2 | 417.7 | 511.7 | 32.4 | 4.48 | 39.8 | 1955.2 | 0.24 | 513.9 | 98.1 | 612.1 | 589.1 | 39 | 5.42 | 44.3 | 2196.9 | 0.27 | 591.8 | 109.8 | 701.6 | 29.75 | 0 | 0.31 | 30.06 | 31.22 | 0 | 0.32 | 31.53 | 421163.6 | 64986.9 | 36.6 | 4247.1 | 0 | 8374.7 | 79944.3 | 0 | 0 | 10.3 | 147078.1 | 0 | 748.2 | 3315.4 | 22956.1 | 88396.1 | 1079.9 | 0 | 0 | 28.3 | 61585.6 | 3362.7 | 0 | 0 | 0 | 8315.2
5358 | 224 | Day224 | 5 | Hour5 | 8 | Summer | 2117 | #N/A | Summer | 419186 | 2024-08-12 05:00 | 403438.1 | 1758.5 | 9649.2 | 4340.2 | 419186 | 390187.5 | 355796.2 | 0.0328 | 0.0447 | 0.45 | 0.45 | 343.7 | 26.1 | 3.68 | 25.2 | 1175.6 | 0.21 | 345.5 | 60.3 | 405.8 | 357.9 | 27.2 | 3.83 | 26.2 | 1224.1 | 0.22 | 359.8 | 62.7 | 422.5 | 500.3 | 31.6 | 4.36 | 39 | 1915.7 | 0.23 | 502.5 | 96.2 | 598.7 | 471.5 | 17 | 2.13 | 48.4 | 2210 | 0.21 | 472.6 | 114.3 | 586.9 | 29.74 | 0 | 0.32 | 30.05 | 31.18 | 0 | 0.31 | 31.49 | 419186 | 63389.8 | 0 | 4247.1 | 0 | 8374.7 | 80783.3 | 0 | 0 | 167.8 | 147211 | 0 | 748.2 | 3315.4 | 21640.3 | 88396.1 | 1079.9 | 0 | 0 | 1576 | 58664.9 | 2981 | 34.6 | 0 | 0 | 8315.2
5359 | 224 | Day224 | 6 | Hour6 | 8 | Summer | 2117 | #N/A | Summer | 430894.6 | 2024-08-12 06:00 | 408414.7 | 3948.9 | 14178.4 | 4352.6 | 430894.6 | 394958.2 | 352685.4 | 0.0329 | 0.0452 | 0.47 | 0.47 | 332.1 | 25.4 | 3.59 | 24.1 | 1129 | 0.2 | 333.9 | 57.8 | 391.7 | 345.8 | 26.5 | 3.74 | 25 | 1175.2 | 0.21 | 347.6 | 60.1 | 407.7 | 271.1 | 11.7 | 1.53 | 26.1 | 1207.1 | 0.12 | 271.9 | 62.1 | 333.9 | 1076.4 | 118.1 | 17.13 | 38.5 | 2531.6 | 0.53 | 1084.6 | 114 | 1198.6 | 29.09 | 0 | 0.32 | 29.41 | 30.5 | 0 | 0.31 | 30.81 | 430894.6 | 78209.2 | 0 | 4247.1 | 0 | 8374.7 | 81164.9 | 0 | 0 | 3341.7 | 143718.7 | 0 | 748.2 | 3315.4 | 21640.4 | 88396.1 | 1079.9 | 0 | 0 | 17822.3 | 54099.6 | 2945.5 | 1064.2 | 0 | 0 | 8315.2
5360 | 224 | Day224 | 7 | Hour7 | 8 | Summer | 2117 | #N/A | Summer | 445424.2 | 2024-08-12 07:00 | 423652.9 | 2833.8 | 14481.6 | 4455.9 | 445424.1 | 409499 | 349877.3 | 0.0334 | 0.0468 | 0.5 | 0.5 | 316.1 | 24.1 | 3.4 | 23.1 | 1078.1 | 0.2 | 317.8 | 55.3 | 373.1 | 328.5 | 25 | 3.53 | 24 | 1121 | 0.2 | 330.2 | 57.4 | 387.7 | 154.5 | 4.1 | 0.47 | 17.2 | 771.4 | 0.07 | 154.8 | 40.2 | 195 | 781.1 | 66.2 | 9.42 | 45.6 | 2455 | 0.37 | 785.6 | 118.9 | 904.5 | 28.85 | 0 | 0.31 | 29.16 | 30.29 | 0 | 0.31 | 30.6 | 445424.2 | 95546.9 | 0 | 4247.1 | 0 | 8374.7 | 79366.1 | 0 | 0 | 5977 | 142709 | 0 | 748.2 | 3315.4 | 21640.7 | 88396.1 | 1079.9 | 0 | 0 | 46702.9 | 40320.3 | 2546.6 | 3170 | 0 | 0 | 8315.2
5361 | 224 | Day224 | 8 | Hour8 | 8 | Summer | 2117 | #N/A | Summer | 462506.4 | 2024-08-12 08:00 | 451098.2 | 1621.7 | 5561.3 | 4225.1 | 462506.3 | 435604.5 | 343238 | 0.0343 | 0.0499 | 0.53 | 0.53 | 304.6 | 24 | 3.4 | 21.6 | 1014.7 | 0.19 | 306.3 | 51.8 | 358.1 | 316.7 | 25 | 3.54 | 22.4 | 1053.9 | 0.2 | 318.4 | 53.8 | 372.3 | 123 | 3.1 | 0.35 | 13.9 | 619.7 | 0.06 | 123.2 | 32.4 | 155.6 | 773.7 | 75.2 | 10.82 | 36.4 | 2126.4 | 0.38 | 778.9 | 99.9 | 878.8 | 25.88 | 0 | 0.31 | 26.19 | 27.26 | 0 | 0.31 | 27.58 | 462506.4 | 119268.3 | 0 | 4247.1 | 0 | 8374.7 | 83014.9 | 0 | 232.9 | 8233.8 | 133807.6 | 0 | 748.2 | 3315.4 | 21616.3 | 87033.9 | 1079.9 | 0 | 0 | 83779.5 | 24647.9 | 2374.3 | 4918.1 | 0 | 0 | 8315.2
5362 | 224 | Day224 | 9 | Hour9 | 8 | Summer | 2117 | #N/A | Summer | 497612.6 | 2024-08-12 09:00 | 481336.2 | 5872 | 5970 | 4434.4 | 497612.6 | 464257.5 | 340227.4 | 0.0355 | 0.0534 | 0.57 | 0.56 | 274.4 | 21.2 | 2.99 | 19.9 | 927.2 | 0.17 | 275.8 | 47.5 | 323.4 | 288.6 | 22.4 | 3.16 | 20.8 | 971.8 | 0.18 | 290.1 | 49.8 | 339.9 | 103.5 | 2.9 | 0.34 | 11.4 | 510.5 | 0.05 | 103.6 | 26.6 | 130.3 | 371.8 | 20.8 | 2.86 | 34.1 | 1495.2 | 0.24 | 373.2 | 78.8 | 452 | 22.41 | 0 | 0.3 | 22.71 | 24 | 0 | 0.32 | 24.31 | 497612.6 | 157385.1 | 49.7 | 4247.1 | 0 | 8374.7 | 78498.3 | 0 | 620.6 | 15462.9 | 135154.7 | 0 | 811.9 | 3315.4 | 21661.3 | 86976.5 | 1137.8 | 0 | 0 | 113156 | 25842 | 2303.5 | 8987.6 | 0 | 0 | 8315.2
5363 | 224 | Day224 | 10 | Hour10 | 8 | Summer | 2117 | #N/A | Summer | 526655 | 2024-08-12 10:00 | 512119.7 | 5130.1 | 4575.8 | 4829.3 | 526654.9 | 493321.2 | 360180.6 | 0.0367 | 0.0569 | 0.55 | 0.55 | 284.9 | 22.3 | 3.15 | 20.2 | 953.3 | 0.17 | 286.4 | 48.6 | 335.1 | 299.5 | 23.5 | 3.32 | 21.1 | 1000 | 0.18 | 301.1 | 51 | 352.1 | 93.4 | 2.2 | 0.25 | 10.6 | 472.7 | 0.04 | 93.5 | 24.7 | 118.2 | 337 | 6.5 | 0.68 | 41.5 | 1744 | 0.2 | 337.4 | 93.5 | 431 | 24.12 | 0 | 0.3 | 24.42 | 25.93 | 0 | 0.31 | 26.24 | 526655 | 166474.3 | 47.6 | 4247.1 | 0 | 8374.7 | 88027 | 0 | 693.3 | 16119.8 | 144713.5 | 0 | 811.9 | 3315.4 | 22455.8 | 87047.7 | 1140 | 0 | 0 | 121038.6 | 26580.9 | 2041.9 | 13388.7 | 0 | 317.6 | 8315.2
5364 | 224 | Day224 | 11 | Hour11 | 8 | Summer | 2117 | #N/A | Summer | 554417.7 | 2024-08-12 11:00 | 540924.6 | 4190.6 | 4147 | 5155.5 | 554417.7 | 520409.7 | 381859.9 | 0.0379 | 0.0602 | 0.54 | 0.54 | 295.7 | 23.3 | 3.29 | 20.7 | 985.8 | 0.18 | 297.3 | 50.1 | 347.4 | 310.6 | 24.5 | 3.46 | 21.7 | 1033.8 | 0.19 | 312.2 | 52.5 | 364.8 | 86.2 | 2 | 0.23 | 9.8 | 437.4 | 0.04 | 86.3 | 22.9 | 109.2 | 933.4 | 96.8 | 13.99 | 38.4 | 2373.2 | 0.46 | 940.1 | 109.3 | 1049.4 | 28.5 | 0 | 0.29 | 28.79 | 30.43 | 0 | 0.31 | 30.74 | 554417.7 | 172557.8 | 0 | 4247.1 | 0 | 8374.7 | 96839.4 | 0 | 864.5 | 17081.4 | 156393.7 | 0 | 748.2 | 3315.4 | 22465.3 | 88396.1 | 1079.9 | 0 | 0 | 125747.7 | 26672.3 | 2191.9 | 14030.2 | 24.3 | 68.5 | 8315.2
5365 | 224 | Day224 | 12 | Hour12 | 8 | Summer | 2117 | #N/A | Summer | 577643.6 | 2024-08-12 12:00 | 564791.9 | 3772.4 | 3887.8 | 5191.6 | 577643.6 | 542766.8 | 403167.5 | 0.039 | 0.063 | 0.52 | 0.52 | 312.8 | 25.1 | 3.55 | 21.3 | 1027.4 | 0.18 | 314.5 | 52 | 366.5 | 328.2 | 26.3 | 3.73 | 22.3 | 1077.1 | 0.19 | 330 | 54.5 | 384.5 | 88.4 | 2.2 | 0.25 | 10 | 446.1 | 0.04 | 88.6 | 23.3 | 111.9 | 1104 | 120.9 | 17.56 | 39.9 | 2584.8 | 0.56 | 1112.4 | 117 | 1229.4 | 30.5 | 0 | 0.29 | 30.79 | 32.62 | 0 | 0.31 | 32.93 | 577643.6 | 174476.2 | 59 | 4247.1 | 0 | 8374.7 | 109269.2 | 0 | 872.2 | 17371.2 | 164906.4 | 0 | 811.9 | 3315.4 | 22492.4 | 88396.1 | 1278.7 | 16.5 | 0 | 126813.1 | 26849.8 | 2569.9 | 14932.1 | 606.7 | 164 | 8315.2
5366 | 224 | Day224 | 13 | Hour13 | 8 | Summer | 2117 | #N/A | Summer | 594921.2 | 2024-08-12 13:00 | 583192.2 | 3074.3 | 3408.2 | 5246.3 | 594921.2 | 559947.2 | 421425.7 | 0.0398 | 0.0652 | 0.51 | 0.5 | 324.1 | 25.9 | 3.68 | 22 | 1063.6 | 0.19 | 325.9 | 53.7 | 379.6 | 340 | 27.2 | 3.86 | 23.1 | 1114.7 | 0.2 | 341.8 | 56.3 | 398.2 | 89.2 | 2.4 | 0.28 | 9.9 | 443.2 | 0.04 | 89.3 | 23.1 | 112.5 | 987.4 | 97.4 | 14.05 | 45.6 | 2644.1 | 0.5 | 994.1 | 124.5 | 1118.7 | 31.92 | 0 | 0.29 | 32.21 | 34.18 | 0 | 0.31 | 34.49 | 594921.2 | 173495.5 | 229.6 | 4247.1 | 0 | 8374.7 | 116377 | 0 | 861.5 | 17713.5 | 175355.9 | 0 | 811.9 | 3315.4 | 22518.1 | 88396.1 | 1799.8 | 0 | 0 | 123714.7 | 28196.1 | 3009.7 | 14452 | 1566.4 | 319.8 | 8315.2
5367 | 224 | Day224 | 14 | Hour14 | 8 | Summer | 2117 | #N/A | Summer | 603701.8 | 2024-08-12 14:00 | 596800.4 | 166.3 | 1475.1 | 5260.1 | 603701.8 | 572610.9 | 433682.8 | 0.0405 | 0.0669 | 0.49 | 0.49 | 335.2 | 27 | 3.83 | 22.6 | 1096 | 0.19 | 337.1 | 55.3 | 392.3 | 350 | 28.1 | 3.99 | 23.6 | 1144.9 | 0.2 | 351.9 | 57.7 | 409.7 | 94.1 | 2.7 | 0.32 | 10.3 | 462.4 | 0.04 | 94.2 | 24.1 | 118.3 | 931.9 | 93.8 | 13.53 | 41 | 2459.4 | 0.45 | 938.4 | 114.4 | 1052.8 | 32.6 | 0 | 0.29 | 32.89 | 34.98 | 0 | 0.31 | 35.29 | 603701.8 | 170019 | 215.7 | 4247.1 | 0 | 8374.7 | 122632.7 | 0 | 852.8 | 18105.3 | 180843.8 | 0 | 1184.1 | 3315.4 | 22673.5 | 88396.1 | 1799.8 | 0 | 0 | 119466.6 | 28419.4 | 3174.9 | 14196.3 | 5009 | 1680.4 | 8315.2
5368 | 224 | Day224 | 15 | Hour15 | 8 | Summer | 2117 | #N/A | Summer | 612610 | 2024-08-12 15:00 | 607249 | 34.8 | 0 | 5326.3 | 612610 | 582313.9 | 450896.6 | 0.041 | 0.0682 | 0.47 | 0.47 | 349.6 | 28.2 | 4 | 23.3 | 1140.5 | 0.2 | 351.5 | 57.4 | 408.9 | 364.7 | 29.4 | 4.17 | 24.4 | 1191 | 0.21 | 366.7 | 60 | 426.6 | 108.6 | 3.4 | 0.41 | 11.6 | 525.7 | 0.05 | 108.8 | 27.3 | 136.2 | 459.9 | 12.1 | 1.4 | 51.2 | 2294.9 | 0.2 | 460.6 | 119.6 | 580.2 | 34.21 | 0 | 0.28 | 34.49 | 36.74 | 0 | 0.31 | 37.05 | 612610 | 161713.4 | 222.9 | 4250 | 0 | 8374.7 | 130067.1 | 0 | 844.2 | 16034.6 | 189947.8 | 0 | 1295.9 | 3315.4 | 22673.8 | 88396.1 | 1799.8 | 553 | 0 | 112242.6 | 29182.8 | 3409.1 | 14127.1 | 6683.1 | 2188.5 | 8315.2
5369 | 224 | Day224 | 16 | Hour16 | 8 | Summer | 2117 | #N/A | Summer | 618516.8 | 2024-08-12 16:00 | 612944.4 | 260.6 | 0 | 5311.8 | 618516.8 | 587593.1 | 464713.7 | 0.0413 | 0.0689 | 0.46 | 0.46 | 356.8 | 28.8 | 4.08 | 23.8 | 1164.3 | 0.2 | 358.8 | 58.5 | 417.4 | 373.3 | 30 | 4.26 | 25 | 1220.2 | 0.21 | 375.4 | 61.4 | 436.8 | 114.9 | 3.4 | 0.42 | 12.4 | 559.6 | 0.05 | 115.1 | 29.1 | 144.3 | 558 | 28.2 | 3.79 | 49.9 | 2356.2 | 0.25 | 559.9 | 120.1 | 680.1 | 34.93 | 0 | 0.28 | 35.22 | 37.56 | 0 | 0.31 | 37.87 | 618516.8 | 153803.1 | 411.8 | 4250 | 0 | 8374.7 | 133866 | 0 | 741.1 | 13440.5 | 195224.6 | 0 | 1505.5 | 3315.4 | 25072 | 88396.1 | 1799.8 | 2497.9 | 0 | 105052 | 31059.6 | 3509.9 | 12532.5 | 8171.2 | 2273.3 | 8315.2
5370 | 224 | Day224 | 17 | Hour17 | 8 | Summer | 2117 | #N/A | Summer | 616221.2 | 2024-08-12 17:00 | 611169.7 | 50.5 | 0 | 5001.1 | 616221.2 | 585907.9 | 480760.9 | 0.0413 | 0.0688 | 0.45 | 0.45 | 364.6 | 29.4 | 4.17 | 24.3 | 1189.5 | 0.21 | 366.6 | 59.8 | 426.5 | 383.3 | 30.7 | 4.36 | 25.8 | 1254.7 | 0.22 | 385.5 | 63.2 | 448.7 | 147.1 | 5.3 | 0.67 | 15.2 | 684.1 | 0.07 | 147.5 | 35.6 | 183 | 942 | 93 | 13.42 | 43.4 | 2517.7 | 0.48 | 948.5 | 118.5 | 1067 | 36.18 | 0 | 0.29 | 36.46 | 38.88 | 0 | 0.31 | 39.19 | 616221.2 | 135460.3 | 2041.5 | 4250 | 0 | 8374.7 | 135839.9 | 0 | 689.2 | 9751 | 198019.9 | 0 | 1857.9 | 3315.4 | 30619.3 | 88396.1 | 2116.4 | 5929.8 | 0 | 86943 | 34576.9 | 3500.2 | 8512.7 | 7467.3 | 2629.7 | 8315.2
5371 | 224 | Day224 | 18 | Hour18 | 8 | Summer | 2117 | #N/A | Summer | 607356.4 | 2024-08-12 18:00 | 602586 | 0 | 0 | 4770.6 | 607356.5 | 577891.3 | 497667.4 | 0.041 | 0.0679 | 0.44 | 0.43 | 374.8 | 29.9 | 4.25 | 25.3 | 1224.1 | 0.22 | 376.9 | 61.9 | 438.7 | 396.4 | 31.5 | 4.47 | 27 | 1299.5 | 0.23 | 398.5 | 65.8 | 464.3 | 279 | 11.1 | 1.51 | 28.5 | 1204.2 | 0.17 | 279.7 | 64.5 | 344.2 | 546.6 | 23.7 | 3.1 | 52.4 | 2433.8 | 0.25 | 548.2 | 125 | 673.2 | 39.13 | 0 | 0.29 | 39.42 | 42 | 0 | 0.31 | 42.31 | 607356.4 | 109689.1 | 4157.8 | 4250 | 0 | 8374.7 | 135816.5 | 0 | 603.5 | 6473.2 | 199897.2 | 0 | 2897.9 | 3315.4 | 38733.3 | 88396.1 | 3788.1 | 8040.4 | 0 | 59235.5 | 39984.5 | 3392.4 | 6066.4 | 6361.9 | 1094.4 | 8315.2
5372 | 224 | Day224 | 19 | Hour19 | 8 | Summer | 2117 | #N/A | Summer | 592667.2 | 2024-08-12 19:00 | 588627.6 | 0 | 0 | 4039.6 | 592667.2 | 564872.4 | 511373.5 | 0.0403 | 0.0663 | 0.41 | 0.41 | 389.6 | 30.8 | 4.39 | 26.7 | 1271.7 | 0.23 | 391.8 | 64.6 | 456.4 | 411.9 | 32.5 | 4.62 | 28.4 | 1349.6 | 0.25 | 414.1 | 68.7 | 482.8 | 384 | 17.3 | 2.41 | 37.9 | 1568.7 | 0.26 | 385.2 | 84.7 | 469.9 | 824.9 | 57.1 | 8.36 | 64.3 | 2651.4 | 0.63 | 828.9 | 143.5 | 972.3 | 39.08 | 32.84 | 0.29 | 72.21 | 41.89 | 35.45 | 0.31 | 77.65 | 592667.2 | 81293.7 | 3772.6 | 4250 | 0 | 8374.7 | 135787.6 | 0 | 383.4 | 3839.1 | 201836.9 | 0 | 3336.6 | 3315.4 | 46798 | 88396.1 | 5913.4 | 9592.2 | 0 | 24687.3 | 49110 | 3273.9 | 3928.2 | 2618.4 | 2053.1 | 8315.2
5373 | 224 | Day224 | 20 | Hour20 | 8 | Summer | 2117 | #N/A | Summer | 580261.7 | 2024-08-12 20:00 | 575532.2 | 0 | 0 | 4729.5 | 580261.7 | 552661.6 | 509860.3 | 0.0397 | 0.0647 | 0.4 | 0.4 | 394.2 | 30.9 | 4.38 | 27.2 | 1303.7 | 0.23 | 396.3 | 66.1 | 462.4 | 413.9 | 32.3 | 4.58 | 28.7 | 1373.1 | 0.24 | 416.1 | 69.7 | 485.8 | 392.2 | 18.3 | 2.53 | 37.7 | 1607.9 | 0.25 | 393.4 | 85.7 | 479.1 | 1035.9 | 98.9 | 14.86 | 58.1 | 2319.7 | 0.91 | 1042.9 | 127.4 | 1170.3 | 38.53 | 84.11 | 0.29 | 122.93 | 41.24 | 90.97 | 0.32 | 132.53 | 580261.7 | 70401.4 | 5222 | 4250 | 0 | 8374.7 | 132996.4 | 0 | 69.6 | 1186.5 | 201447 | 0 | 7481.2 | 3315.4 | 47850.3 | 88396.1 | 4493.1 | 6034.2 | 0 | 3947.8 | 61869.1 | 3328.3 | 1211.9 | 2654.9 | 4643.5 | 8315.2
5374 | 224 | Day224 | 21 | Hour21 | 8 | Summer | 2117 | #N/A | Summer | 559667.4 | 2024-08-12 21:00 | 554481.3 | 0 | 0 | 5186.1 | 559667.5 | 532924.5 | 488304.8 | 0.0389 | 0.0625 | 0.42 | 0.41 | 378.8 | 29.6 | 4.19 | 26.3 | 1263.6 | 0.22 | 380.8 | 64 | 444.8 | 397.1 | 30.9 | 4.37 | 27.7 | 1329.1 | 0.23 | 399.3 | 67.3 | 466.6 | 421.7 | 20.5 | 2.78 | 39.1 | 1757.9 | 0.23 | 423.1 | 91.6 | 514.7 | 921.1 | 89 | 12.8 | 43.8 | 2547.9 | 0.45 | 927.2 | 119.9 | 1047.1 | 36.67 | 125.19 | 0.3 | 162.16 | 39.15 | 135.24 | 0.32 | 174.72 | 559667.4 | 71362.6 | 5141.1 | 4250 | 0 | 8374.7 | 123282.8 | 0 | 0 | 3.8 | 193201.8 | 0 | 6121.2 | 3315.4 | 48272.5 | 88396.1 | 2509.2 | 5439.9 | 0 | 5.2 | 68396.3 | 2957.3 | 308.3 | 2725.3 | 3807 | 8315.2
5375 | 224 | Day224 | 22 | Hour22 | 8 | Summer | 2117 | #N/A | Summer | 528643.2 | 2024-08-12 22:00 | 523043 | 0 | 0 | 5600.1 | 528643.2 | 503339.9 | 453704.5 | 0.0377 | 0.0591 | 0.45 | 0.44 | 354.4 | 27.3 | 3.86 | 25.1 | 1194 | 0.21 | 356.3 | 60.7 | 417 | 370.8 | 28.5 | 4.03 | 26.4 | 1253 | 0.22 | 372.8 | 63.8 | 436.6 | 478.6 | 29.2 | 4.04 | 38.4 | 1846 | 0.23 | 480.6 | 93.5 | 574.1 | 506.7 | 20.7 | 2.69 | 50 | 2279.8 | 0.24 | 508.1 | 118 | 626.1 | 33.69 | 63.68 | 0.3 | 97.67 | 35.84 | 68.7 | 0.33 | 104.87 | 528643.2 | 74938.6 | 3374 | 4247.1 | 0 | 8374.7 | 107521.7 | 0 | 0 | 0 | 179956.7 | 0 | 2977.2 | 3315.4 | 48093.2 | 88396.1 | 2184.4 | 5263.9 | 0 | 0 | 72280.2 | 2658.5 | 0.9 | 1929.7 | 3096.9 | 8315.2
5376 | 224 | Day224 | 23 | Hour23 | 8 | Summer | 2117 | #N/A | Summer | 495882.1 | 2024-08-12 23:00 | 490390.2 | 0 | 0 | 5491.9 | 495882.1 | 472489.4 | 424088.4 | 0.0365 | 0.0557 | 0.47 | 0.46 | 339.8 | 26.1 | 3.7 | 24.3 | 1148.2 | 0.2 | 341.6 | 58.5 | 400.2 | 355 | 27.2 | 3.85 | 25.4 | 1202.1 | 0.21 | 356.8 | 61.3 | 418.2 | 483.6 | 29.5 | 4.08 | 38.8 | 1866.8 | 0.23 | 485.5 | 94.5 | 580.1 | 726.5 | 54.7 | 7.72 | 48.8 | 2482.7 | 0.35 | 730.2 | 122.9 | 853.2 | 32.81 | 49.34 | 0.31 | 82.45 | 34.78 | 53.18 | 0.33 | 88.29 | 495882.1 | 71793.7 | 3236.8 | 4247.1 | 0 | 8374.7 | 96270.4 | 0 | 0 | 0 | 165564 | 0 | 1457.1 | 3315.4 | 48053.4 | 88396.1 | 1738.3 | 3435 | 0 | 0 | 69374.3 | 2419.4 | 0 | 1718.2 | 3240.6 | 8315.2
5377 | 225 | Day225 | 0 | Hour0 | 8 | Summer | 72 | 625740.2 | Summer | 465675 | 2024-08-13 | 458323.4 | 110 | 1849.3 | 5392.3 | 465675 | 442138.1 | 394560.2 | 0.0353 | 0.0521 | 0.48 | 0.48 | 326.9 | 25.1 | 3.55 | 23.6 | 1107.5 | 0.2 | 328.6 | 56.6 | 385.3 | 340.8 | 26.1 | 3.69 | 24.6 | 1156.5 | 0.21 | 342.6 | 59.2 | 401.7 | 481.9 | 30 | 4.15 | 38.1 | 1846.4 | 0.23 | 483.9 | 93.2 | 577.1 | 397.7 | 7.7 | 0.8 | 47 | 2057 | 0.19 | 398.2 | 108.4 | 506.5 | 30.98 | 0 | 0.31 | 31.29 | 32.73 | 0 | 0.33 | 33.06 | 465675 | 71114.8 | 1374.1 | 4198.3 | 0 | 8374.7 | 86601.3 | 0 | 0 | 0 | 152058.1 | 0 | 649.8 | 3315.4 | 46420.8 | 88396.1 | 1452.2 | 1719.3 | 0 | 0 | 68855.2 | 2259.6 | 0 | 1810.7 | 235.1 | 8315.2
5378 | 225 | Day225 | 1 | Hour1 | 8 | Summer | 2117 | #N/A | Summer | 448672.7 | 2024-08-13 01:00 | 431748 | 119.7 | 11249.9 | 5555.1 | 448672.7 | 416948.3 | 377381.2 | 0.0343 | 0.0489 | 0.49 | 0.48 | 322.9 | 24.6 | 3.47 | 23.6 | 1100.4 | 0.2 | 324.6 | 56.4 | 381 | 336.5 | 25.6 | 3.62 | 24.5 | 1146.8 | 0.21 | 338.2 | 58.7 | 397 | 464.9 | 27 | 3.7 | 38.5 | 1846.4 | 0.22 | 466.7 | 93.6 | 560.3 | 409.5 | 7.9 | 0.81 | 48.5 | 2120.8 | 0.19 | 410 | 111.7 | 521.7 | 29.91 | 0 | 0.31 | 30.22 | 31.51 | 0 | 0.33 | 31.84 | 448672.7 | 71291.5 | 213 | 4198.3 | 0 | 8374.7 | 81511.6 | 0 | 0 | 0 | 147291.8 | 0 | 466.4 | 3315.4 | 42336.1 | 88396.1 | 1258.2 | 19.4 | 0 | 0 | 68582.7 | 2708.9 | 0 | 105.4 | 628 | 8315.2
5379 | 225 | Day225 | 2 | Hour2 | 8 | Summer | 2117 | #N/A | Summer | 431982.9 | 2024-08-13 02:00 | 411586.4 | 120.2 | 14868.1 | 5408.2 | 431982.9 | 397799.6 | 361120.2 | 0.0335 | 0.0464 | 0.49 | 0.49 | 320.6 | 24.3 | 3.43 | 23.6 | 1098.5 | 0.2 | 322.3 | 56.4 | 378.7 | 333.2 | 25.2 | 3.55 | 24.5 | 1142.6 | 0.21 | 334.9 | 58.6 | 393.5 | 483.7 | 28.8 | 3.96 | 39.5 | 1894.2 | 0.23 | 485.7 | 96 | 581.6 | 438.6 | 14.7 | 1.84 | 46.2 | 2073.1 | 0.21 | 439.5 | 108 | 547.6 | 29.31 | 0 | 0.31 | 29.63 | 30.82 | 0 | 0.33 | 31.15 | 431982.9 | 70862.7 | 22.9 | 4198.3 | 0 | 8374.7 | 77250.5 | 0 | 0 | 0 | 142497.8 | 0 | 466.4 | 3315.4 | 35499.8 | 88396.1 | 1098.2 | 0 | 0 | 0 | 68564.9 | 2297.8 | 0 | 0 | 0.6 | 8315.2
5380 | 225 | Day225 | 3 | Hour3 | 8 | Summer | 2117 | #N/A | Summer | 418419.8 | 2024-08-13 03:00 | 398186.9 | 157.4 | 14892.3 | 5183.1 | 418419.8 | 385055.1 | 348697.6 | 0.033 | 0.0447 | 0.49 | 0.48 | 320.2 | 24.1 | 3.39 | 23.8 | 1102.9 | 0.2 | 321.9 | 56.7 | 378.6 | 332.9 | 25 | 3.52 | 24.7 | 1147.3 | 0.21 | 334.6 | 58.9 | 393.6 | 514.2 | 34.4 | 4.8 | 38.6 | 1893.4 | 0.25 | 516.5 | 95.1 | 611.6 | 663.3 | 58.3 | 8.34 | 38 | 2005.1 | 0.35 | 667.3 | 97.9 | 765.2 | 27.67 | 0 | 0.31 | 27.98 | 28.99 | 0 | 0.32 | 29.32 | 418419.8 | 69722.2 | 0 | 4188.9 | 0 | 8374.7 | 73984 | 0 | 0 | 0 | 139716.9 | 0 | 466.4 | 3315.4 | 30627.9 | 87035.4 | 988 | 0 | 0 | 0 | 67601.1 | 2121 | 0 | 0 | 0 | 8315.2
5381 | 225 | Day225 | 4 | Hour4 | 8 | Summer | 2117 | #N/A | Summer | 410646.4 | 2024-08-13 04:00 | 389923 | 1010 | 14892.3 | 4821.1 | 410646.4 | 377194.2 | 342084 | 0.0326 | 0.0436 | 0.48 | 0.48 | 323.9 | 24.4 | 3.44 | 24.1 | 1115.2 | 0.2 | 325.5 | 57.3 | 382.9 | 336.8 | 25.3 | 3.57 | 25 | 1160.6 | 0.21 | 338.5 | 59.6 | 398.2 | 506.9 | 33.8 | 4.72 | 38.2 | 1869.6 | 0.25 | 509.2 | 94 | 603.2 | 810.6 | 78.9 | 11.36 | 39.3 | 2212.5 | 0.43 | 816 | 105.3 | 921.3 | 27.32 | 0 | 0.31 | 27.63 | 28.64 | 0 | 0.32 | 28.96 | 410646.4 | 68562.4 | 97.8 | 4188.9 | 0 | 8374.7 | 73513 | 0 | 0 | 14 | 138521.4 | 0 | 466.4 | 3315.4 | 25649 | 87033.9 | 923.4 | 0 | 0 | 26.8 | 66501.5 | 2020.1 | 0 | 0 | 7.8 | 8315.2
5382 | 225 | Day225 | 5 | Hour5 | 8 | Summer | 2117 | #N/A | Summer | 407404.4 | 2024-08-13 05:00 | 387792 | 146.2 | 14892.3 | 4573.9 | 407404.4 | 375185.5 | 338824.1 | 0.0325 | 0.0432 | 0.48 | 0.48 | 324.9 | 24.5 | 3.45 | 24.1 | 1117.7 | 0.2 | 326.6 | 57.5 | 384 | 337.8 | 25.4 | 3.58 | 25 | 1163.1 | 0.21 | 339.6 | 59.7 | 399.3 | 498.3 | 32.5 | 4.52 | 38.2 | 1861 | 0.24 | 500.5 | 93.7 | 594.2 | 808.7 | 78.6 | 11.31 | 39 | 2224.8 | 0.41 | 814.1 | 105.5 | 919.6 | 27.36 | 0 | 0.31 | 27.66 | 28.62 | 0 | 0.32 | 28.94 | 407404.4 | 68580.4 | 310.4 | 4188.9 | 0 | 8374.7 | 73325.2 | 0 | 0 | 191.2 | 137644.1 | 0 | 402.9 | 3315.4 | 23289.2 | 87080.7 | 892.6 | 0 | 0 | 2498.4 | 64135.5 | 1755.2 | 57 | 0 | 0 | 8315.2
5383 | 225 | Day225 | 6 | Hour6 | 8 | Summer | 2117 | #N/A | Summer | 413843.6 | 2024-08-13 06:00 | 390467.3 | 4279.8 | 14892.3 | 4204.1 | 413843.6 | 377768.9 | 327000 | 0.0325 | 0.0434 | 0.52 | 0.51 | 304.2 | 23.1 | 3.27 | 22.5 | 1039.5 | 0.19 | 305.8 | 53.5 | 359.3 | 318 | 24.2 | 3.42 | 23.4 | 1085.2 | 0.2 | 319.7 | 55.8 | 375.4 | 276.6 | 12.2 | 1.61 | 26.5 | 1212.4 | 0.13 | 277.4 | 62.7 | 340.1 | 718.2 | 72.9 | 10.51 | 32 | 1880.1 | 0.37 | 723.2 | 88.2 | 811.4 | 26.41 | 0 | 0.32 | 26.73 | 27.64 | 0 | 0.31 | 27.95 | 413843.6 | 86843.5 | 234.7 | 4188.9 | 0 | 8374.7 | 70569.4 | 0 | 0 | 4923.9 | 127743.9 | 0 | 402.8 | 3315.4 | 23019.5 | 88258.1 | 892.6 | 0 | 0 | 19432 | 60770.9 | 1716.7 | 1343.4 | 0 | 0 | 8315.2
5384 | 225 | Day225 | 7 | Hour7 | 8 | Summer | 2117 | #N/A | Summer | 428487.8 | 2024-08-13 07:00 | 403766 | 5799.6 | 14892.3 | 4029.8 | 428487.8 | 390502.2 | 316868 | 0.0328 | 0.0447 | 0.55 | 0.55 | 284.2 | 21.7 | 3.06 | 21 | 969.6 | 0.18 | 285.7 | 50 | 335.6 | 297.6 | 22.8 | 3.21 | 21.9 | 1013.6 | 0.19 | 299.2 | 52.1 | 351.3 | 158.3 | 4.9 | 0.6 | 17.1 | 759.3 | 0.08 | 158.6 | 39.8 | 198.4 | 1019.3 | 116.4 | 16.92 | 32.3 | 2253.1 | 0.5 | 1027.4 | 99.6 | 1127 | 24.42 | 0 | 0.32 | 24.73 | 25.63 | 0 | 0.31 | 25.94 | 428487.8 | 111619.7 | 0 | 4188.9 | 0 | 8374.7 | 68409.3 | 0 | 0 | 7565.8 | 122664.4 | 0 | 402.8 | 3315.4 | 21585.9 | 87033.9 | 892.6 | 0 | 0 | 50442.6 | 52127.2 | 1484.2 | 4253.2 | 0 | 142.3 | 8315.2
5385 | 225 | Day225 | 8 | Hour8 | 8 | Summer | 2117 | #N/A | Summer | 455129.1 | 2024-08-13 08:00 | 429710.6 | 3830.2 | 17488.7 | 4099.7 | 455129.1 | 415247.1 | 321224.6 | 0.0337 | 0.0476 | 0.57 | 0.56 | 277.8 | 21.8 | 3.08 | 20 | 929.5 | 0.18 | 279.3 | 47.7 | 327 | 290.5 | 22.8 | 3.23 | 20.7 | 969.5 | 0.18 | 292 | 49.7 | 341.7 | 117.2 | 3.6 | 0.44 | 12.7 | 563.1 | 0.06 | 117.5 | 29.5 | 147 | 528.8 | 35.5 | 4.94 | 39.3 | 1956.8 | 0.25 | 531.2 | 97.7 | 628.9 | 24.4 | 0 | 0.3 | 24.71 | 25.58 | 0 | 0.31 | 25.89 | 455129.1 | 133904.5 | 0 | 4188.9 | 0 | 8374.7 | 73827.2 | 0 | 243.7 | 10675.3 | 121603 | 0 | 402.8 | 3315.4 | 21586 | 87033.9 | 892.6 | 0 | 0 | 87858 | 34040.3 | 1087.2 | 6316.4 | 0 | 0 | 8315.2
5386 | 225 | Day225 | 9 | Hour9 | 8 | Summer | 2117 | #N/A | Summer | 487222.4 | 2024-08-13 09:00 | 459924.8 | 4903.6 | 17928.9 | 4465 | 487222.4 | 443942 | 324173.1 | 0.0347 | 0.0511 | 0.59 | 0.59 | 258.9 | 20 | 2.82 | 18.9 | 876.8 | 0.16 | 260.3 | 45.1 | 305.4 | 273 | 21.2 | 2.99 | 19.8 | 920.5 | 0.17 | 274.5 | 47.2 | 321.7 | 86.7 | 2.3 | 0.28 | 9.8 | 425.2 | 0.04 | 86.8 | 22.5 | 109.3 | 985.8 | 113.5 | 16.51 | 31.3 | 2151.6 | 0.51 | 993.7 | 95.6 | 1089.2 | 24.57 | 0 | 0.3 | 24.87 | 25.84 | 0 | 0.3 | 26.14 | 487222.4 | 163049.3 | 0 | 4188.9 | 0 | 8374.7 | 72362.2 | 0 | 630.1 | 15257.3 | 125893.3 | 0 | 402.8 | 3315.4 | 21562.5 | 87180.6 | 892.6 | 0 | 0 | 114119.6 | 32096.7 | 945.6 | 10513.8 | 0 | 5.5 | 8315.2
5387 | 225 | Day225 | 10 | Hour10 | 8 | Summer | 2117 | #N/A | Summer | 508555.2 | 2024-08-13 10:00 | 491715.8 | 4712.2 | 7478.6 | 4648.7 | 508555.3 | 474012.3 | 338032.2 | 0.036 | 0.0548 | 0.58 | 0.58 | 263.8 | 20.2 | 2.86 | 19.2 | 896.1 | 0.16 | 265.2 | 46 | 311.1 | 277.5 | 21.4 | 3.02 | 20.1 | 939.4 | 0.17 | 278.9 | 48.1 | 327.1 | 94.9 | 2.9 | 0.35 | 10.3 | 458.3 | 0.04 | 95.1 | 24 | 119 | 400.5 | 16.7 | 2.17 | 40.6 | 1808.5 | 0.22 | 401.6 | 94.6 | 496.2 | 23.51 | 0 | 0.3 | 23.81 | 25.18 | 0 | 0.3 | 25.48 | 508555.2 | 170523.1 | 139.3 | 4198.3 | 0 | 8374.7 | 76623.3 | 0 | 784.2 | 16417.4 | 135807.5 | 0 | 402.8 | 3315.4 | 21592.5 | 86685.8 | 892.6 | 0 | 0 | 122202 | 30189.4 | 930 | 12808.6 | 0 | 0 | 8315.2
5388 | 225 | Day225 | 11 | Hour11 | 8 | Summer | 2117 | #N/A | Summer | 539386.4 | 2024-08-13 11:00 | 524465.9 | 4223.8 | 5623.2 | 5073.6 | 539386.4 | 504875.8 | 366977.7 | 0.0373 | 0.0586 | 0.55 | 0.55 | 285.2 | 22.4 | 3.17 | 20.1 | 952.1 | 0.17 | 286.7 | 48.5 | 335.2 | 300 | 23.6 | 3.35 | 21 | 999.6 | 0.18 | 301.6 | 50.9 | 352.5 | 104.8 | 2.8 | 0.33 | 11.7 | 516.4 | 0.05 | 104.9 | 27.1 | 132.1 | 1077 | 120.4 | 17.48 | 36.5 | 2462.6 | 0.53 | 1085.3 | 110 | 1195.3 | 27.96 | 0 | 0.29 | 28.25 | 29.8 | 0 | 0.3 | 30.1 | 539386.4 | 172408.7 | 0 | 4247.1 | 0 | 8374.7 | 90840.4 | 0 | 845.4 | 17073.5 | 148112.9 | 0 | 402.8 | 3315.4 | 22395.5 | 88396.1 | 892.6 | 0 | 0 | 124272.9 | 29249.1 | 967.8 | 13841.7 | 0 | 224.8 | 8315.2
5389 | 225 | Day225 | 12 | Hour12 | 8 | Summer | 2117 | #N/A | Summer | 566827.9 | 2024-08-13 12:00 | 553792.2 | 3606.1 | 4121.9 | 5307.7 | 566827.9 | 532409.7 | 393457.9 | 0.0386 | 0.0619 | 0.53 | 0.53 | 304.9 | 24.2 | 3.43 | 21 | 1009.5 | 0.18 | 306.6 | 51.1 | 357.7 | 319.8 | 25.4 | 3.6 | 22 | 1058 | 0.19 | 321.6 | 53.6 | 375.2 | 102.1 | 2.8 | 0.34 | 11.3 | 498.4 | 0.05 | 102.3 | 26.2 | 128.5 | 625.3 | 40.5 | 5.61 | 47.8 | 2360.4 | 0.29 | 628 | 118.2 | 746.3 | 29.46 | 0 | 0.28 | 29.74 | 31.46 | 0 | 0.3 | 31.76 | 566827.9 | 173369.9 | 57.2 | 4247.1 | 0 | 8374.7 | 103588.1 | 0 | 874.6 | 17132.4 | 161690.2 | 0 | 436.7 | 3315.4 | 22459.7 | 88396.1 | 892.6 | 0 | 0 | 124939.6 | 29405.5 | 1017.8 | 14566.5 | 87.4 | 14.7 | 8315.2
5390 | 225 | Day225 | 13 | Hour13 | 8 | Summer | 2117 | #N/A | Summer | 588724 | 2024-08-13 13:00 | 577307 | 2793.2 | 3408.2 | 5215.7 | 588724.1 | 554410.6 | 415687.3 | 0.0396 | 0.0646 | 0.51 | 0.51 | 321.6 | 25.8 | 3.66 | 21.7 | 1055.1 | 0.19 | 323.3 | 53.2 | 376.6 | 337.1 | 27.1 | 3.84 | 22.8 | 1104.9 | 0.2 | 338.9 | 55.7 | 394.7 | 103.3 | 3.2 | 0.39 | 11.2 | 494.8 | 0.05 | 103.5 | 25.9 | 129.5 | 472.5 | 12.4 | 1.46 | 52.9 | 2341.1 | 0.22 | 473.3 | 122.7 | 596 | 31.38 | 0 | 0.28 | 31.66 | 33.57 | 0 | 0.3 | 33.86 | 588724 | 173036.8 | 0.1 | 4247.1 | 0 | 8374.7 | 114964.5 | 0 | 867.7 | 17007.6 | 172198.1 | 0 | 593.1 | 3315.4 | 22492.6 | 88396.1 | 1105.5 | 0 | 0 | 124594.9 | 29406 | 1160.6 | 13911.9 | 136.2 | 550.1 | 8315.2
5391 | 225 | Day225 | 14 | Hour14 | 8 | Summer | 2117 | #N/A | Summer | 601265.4 | 2024-08-13 14:00 | 594540 | 66.4 | 1537.8 | 5121.3 | 601265.4 | 570478.4 | 430320.1 | 0.0405 | 0.0667 | 0.5 | 0.49 | 331.7 | 26.6 | 3.78 | 22.3 | 1087.7 | 0.19 | 333.5 | 54.8 | 388.3 | 346.3 | 27.8 | 3.94 | 23.3 | 1136.3 | 0.2 | 348.2 | 57.3 | 405.5 | 108.8 | 3.4 | 0.42 | 11.7 | 519.3 | 0.05 | 109 | 27.2 | 136.2 | 918.1 | 93.2 | 13.46 | 39.9 | 2381.2 | 0.46 | 924.6 | 111 | 1035.6 | 32.34 | 0 | 0.27 | 32.61 | 34.68 | 0 | 0.29 | 34.97 | 601265.4 | 170945.4 | 136.3 | 4247.1 | 0 | 8374.7 | 120911.9 | 0 | 859.7 | 16544 | 180185.9 | 0 | 1050.8 | 3315.4 | 22518.5 | 88396.1 | 1183.3 | 0 | 0 | 122205.3 | 30009.1 | 1327.2 | 13082.1 | 237.3 | 550.5 | 8315.2
5392 | 225 | Day225 | 15 | Hour15 | 8 | Summer | 2117 | #N/A | Summer | 613182.6 | 2024-08-13 15:00 | 608237.4 | 0.4 | 0 | 4944.8 | 613182.6 | 583226.6 | 443388.9 | 0.0411 | 0.0683 | 0.49 | 0.49 | 339.4 | 27.3 | 3.88 | 22.8 | 1109.9 | 0.2 | 341.3 | 55.9 | 397.2 | 354 | 28.5 | 4.04 | 23.8 | 1158.5 | 0.2 | 355.9 | 58.4 | 414.3 | 124.6 | 4.2 | 0.53 | 13.1 | 585.4 | 0.06 | 124.9 | 30.6 | 155.4 | 595.6 | 36.8 | 5.09 | 47.4 | 2287.2 | 0.29 | 598 | 115.7 | 713.7 | 33.41 | 0 | 0.27 | 33.68 | 35.89 | 0 | 0.29 | 36.18 | 613182.6 | 169793.7 | 110 | 4257.5 | 0 | 8374.7 | 126123.2 | 0 | 851.3 | 17370 | 185494.2 | 0 | 1489.6 | 3315.4 | 24212 | 88396.1 | 1616.1 | 0 | 0 | 117415.8 | 32722 | 1434.7 | 12213.6 | 4595.4 | 2161.9 | 8315.2
5393 | 225 | Day225 | 16 | Hour16 | 8 | Summer | 2117 | #N/A | Summer | 623693.6 | 2024-08-13 16:00 | 618673.4 | 0.4 | 0 | 5019.7 | 623693.6 | 592931.3 | 462187.3 | 0.0416 | 0.0695 | 0.47 | 0.47 | 348.8 | 27.9 | 3.96 | 23.5 | 1142.6 | 0.2 | 350.7 | 57.6 | 408.3 | 364.3 | 29.1 | 4.13 | 24.6 | 1194.7 | 0.21 | 366.3 | 60.3 | 426.5 | 142.4 | 5.1 | 0.65 | 14.8 | 661.1 | 0.07 | 142.7 | 34.5 | 177.2 | 1143.5 | 117.6 | 17.01 | 48.2 | 2919.4 | 0.57 | 1151.6 | 135.4 | 1287 | 34.64 | 0 | 0.27 | 34.91 | 37.26 | 0 | 0.29 | 37.55 | 623693.6 | 161506.3 | 179.6 | 4257.5 | 0 | 8374.7 | 130443.9 | 0 | 775.3 | 15078.4 | 194684.1 | 0 | 1597.1 | 3315.4 | 27479.7 | 88396.1 | 2475.7 | 983.5 | 0 | 107674.2 | 36575.9 | 1402.5 | 13131.4 | 6304.2 | 2028.6 | 8315.2
5394 | 225 | Day225 | 17 | Hour17 | 8 | Summer | 2117 | #N/A | Summer | 625740.2 | 2024-08-13 17:00 | 620410.4 | 0 | 0 | 5329.7 | 625740.2 | 594528.7 | 488026.3 | 0.0417 | 0.0697 | 0.45 | 0.45 | 362.9 | 29 | 4.11 | 24.5 | 1188.5 | 0.21 | 364.9 | 59.9 | 424.8 | 381.3 | 30.3 | 4.31 | 25.8 | 1251.7 | 0.22 | 383.3 | 63.2 | 446.5 | 207.8 | 8 | 1.06 | 21.4 | 916.8 | 0.12 | 208.3 | 48.8 | 257.1 | 494.6 | 14.3 | 1.7 | 53.9 | 2427.8 | 0.22 | 495.5 | 126.3 | 621.8 | 36.54 | 0 | 0.27 | 36.81 | 39.3 | 0 | 0.29 | 39.6 | 625740.2 | 137713.9 | 1630.6 | 4257.5 | 0 | 8374.7 | 135627.9 | 0 | 712.5 | 10183.3 | 202095.8 | 0 | 2014.9 | 3315.4 | 35127.2 | 88396.1 | 2995.8 | 4190.4 | 0 | 84109.4 | 41348.8 | 1360 | 8320.8 | 7110.1 | 3282.4 | 8315.2
5395 | 225 | Day225 | 18 | Hour18 | 8 | Summer | 2117 | #N/A | Summer | 618757.2 | 2024-08-13 18:00 | 613699.2 | 0 | 0 | 5057.9 | 618757.2 | 588286.6 | 519200.2 | 0.0414 | 0.069 | 0.44 | 0.42 | 372.5 | 29.6 | 4.2 | 25.3 | 1222.5 | 0.22 | 374.5 | 61.8 | 436.3 | 397.8 | 31.4 | 4.46 | 27.2 | 1310.8 | 0.23 | 400 | 66.3 | 466.3 | 342.6 | 14.1 | 1.97 | 35.2 | 1422.5 | 0.24 | 343.6 | 77.7 | 421.2 | 457.1 | 9.3 | 1 | 53.7 | 2342.9 | 0.22 | 457.7 | 123.5 | 581.2 | 48.7 | 0 | 0.27 | 48.98 | 52.36 | 0 | 0.3 | 52.66 | 618757.2 | 99557 | 4223 | 4257.5 | 0 | 8374.7 | 136602.3 | 0 | 617.4 | 3916.9 | 204757.4 | 0 | 3012 | 3315.4 | 50251.8 | 88396.1 | 3592 | 12418.1 | 0 | 47915.7 | 45786.1 | 1320.9 | 5545.9 | 7735.4 | 2912.1 | 8315.2
5396 | 225 | Day225 | 19 | Hour19 | 8 | Summer | 2117 | #N/A | Summer | 605847.5 | 2024-08-13 19:00 | 601560 | 0 | 0 | 4287.6 | 605847.5 | 576997.7 | 521290.5 | 0.0408 | 0.0676 | 0.42 | 0.41 | 382.2 | 30.4 | 4.31 | 25.9 | 1254.3 | 0.22 | 384.3 | 63.3 | 447.6 | 405.8 | 32.1 | 4.56 | 27.7 | 1336.6 | 0.24 | 408 | 67.6 | 475.6 | 390.8 | 16.8 | 2.36 | 39.7 | 1589.8 | 0.29 | 391.9 | 87.1 | 479.1 | 851.4 | 72.9 | 10.75 | 53.6 | 2323.1 | 0.65 | 856.5 | 123 | 979.5 | 42.46 | 0 | 0.28 | 42.73 | 45.57 | 0 | 0.3 | 45.86 | 605847.5 | 84557 | 4891 | 4257.5 | 0 | 8374.7 | 137249.6 | 0 | 409.3 | 4280.9 | 206267.7 | 0 | 2573.4 | 3315.4 | 51729.8 | 88396.1 | 3566.3 | 10669 | 0 | 20760.6 | 57975.4 | 1130.9 | 2028.1 | 6682.9 | 1795.5 | 8315.2
5397 | 225 | Day225 | 20 | Hour20 | 8 | Summer | 2117 | #N/A | Summer | 595450.5 | 2024-08-13 20:00 | 590369.6 | 0 | 0 | 5080.9 | 595450.5 | 566590.8 | 519271.2 | 0.0403 | 0.0662 | 0.41 | 0.4 | 392 | 30.6 | 4.34 | 27.1 | 1300.5 | 0.23 | 394.1 | 65.9 | 460 | 412.2 | 32 | 4.54 | 28.7 | 1372.9 | 0.24 | 414.4 | 69.7 | 484 | 382.7 | 17.4 | 2.39 | 37.2 | 1587.9 | 0.24 | 383.8 | 84.6 | 468.4 | 996 | 97.4 | 14.03 | 46.7 | 2696.5 | 0.5 | 1002.7 | 127.2 | 1129.9 | 40.28 | 73.4 | 0.28 | 113.95 | 43.18 | 79.64 | 0.3 | 123.11 | 595450.5 | 76179.3 | 5400.8 | 4257.5 | 0 | 8374.7 | 135000.8 | 0 | 79.2 | 1497.6 | 206290.2 | 0 | 8102.4 | 3315.4 | 48897 | 88396.1 | 4379.4 | 6856.8 | 0 | 3734.7 | 69762.4 | 1105.4 | 1363.3 | 3685.5 | 4341 | 8315.2
5398 | 225 | Day225 | 21 | Hour21 | 8 | Summer | 2117 | #N/A | Summer | 573952.2 | 2024-08-13 21:00 | 568772.2 | 0 | 0 | 5180 | 573952.2 | 546364.6 | 503036.3 | 0.0394 | 0.0639 | 0.41 | 0.4 | 387.5 | 30 | 4.25 | 27.1 | 1294 | 0.23 | 389.5 | 65.7 | 455.3 | 405.9 | 31.3 | 4.43 | 28.5 | 1359.9 | 0.24 | 408.1 | 69.1 | 477.2 | 420 | 19.3 | 2.64 | 40.3 | 1759.6 | 0.24 | 421.3 | 92.8 | 514 | 656.6 | 27.9 | 4.31 | 71.3 | 2346.7 | 0.72 | 658.6 | 141.4 | 800.1 | 37.57 | 124.16 | 0.29 | 162.02 | 40.18 | 134.51 | 0.31 | 175 | 573952.2 | 70915.9 | 4573.8 | 4257.5 | 0 | 8374.7 | 127474.6 | 0 | 0 | 2.5 | 200069 | 0 | 8268.9 | 3315.4 | 48530 | 88396.1 | 4202.5 | 5573.8 | 0 | 2.6 | 69784.4 | 1126.3 | 366.1 | 2709.6 | 4057.3 | 8315.2
5399 | 225 | Day225 | 22 | Hour22 | 8 | Summer | 2117 | #N/A | Summer | 538819.8 | 2024-08-13 22:00 | 533506.3 | 0 | 0 | 5313.4 | 538819.7 | 513219 | 469305.8 | 0.038 | 0.0602 | 0.43 | 0.42 | 368.3 | 28.2 | 4 | 26.2 | 1238.9 | 0.22 | 370.2 | 63.2 | 433.4 | 385.2 | 29.4 | 4.16 | 27.5 | 1299.4 | 0.23 | 387.2 | 66.3 | 453.6 | 462.7 | 25.8 | 3.54 | 39.7 | 1843.9 | 0.24 | 464.4 | 94.7 | 559.2 | 564.1 | 24.1 | 3.16 | 54.6 | 2506.2 | 0.27 | 565.7 | 129.4 | 695.1 | 34.18 | 75.19 | 0.29 | 109.67 | 36.4 | 81.17 | 0.31 | 117.89 | 538819.8 | 69514 | 3565 | 4247.1 | 0 | 8374.7 | 112542.4 | 0 | 0 | 0 | 186476.9 | 0 | 5442.2 | 3315.4 | 48163.8 | 88396.1 | 3834.9 | 4947.2 | 0 | 0 | 68530.7 | 983.3 | 0.6 | 1568.2 | 3391 | 8315.2
5400 | 225 | Day225 | 23 | Hour23 | 8 | Summer | 2117 | #N/A | Summer | 503736.6 | 2024-08-13 23:00 | 498021.4 | 346.1 | 0 | 5369 | 503736.5 | 479724.5 | 435133.3 | 0.0367 | 0.0564 | 0.45 | 0.45 | 348.7 | 26.5 | 3.74 | 25.3 | 1181.8 | 0.21 | 350.5 | 60.5 | 411 | 364 | 27.5 | 3.89 | 26.5 | 1236.8 | 0.22 | 365.9 | 63.4 | 429.3 | 476.2 | 26.8 | 3.69 | 40.6 | 1888.6 | 0.24 | 478 | 96.9 | 575 | 581.5 | 28.6 | 3.84 | 52.9 | 2466.2 | 0.28 | 583.4 | 126.5 | 709.9 | 32.49 | 55.07 | 0.3 | 87.85 | 34.48 | 59.33 | 0.32 | 94.12 | 503736.6 | 68603.2 | 3339.7 | 4247.1 | 0 | 8374.7 | 98304.6 | 0 | 0 | 0 | 170445.3 | 0 | 3756 | 3315.4 | 48133 | 88396.1 | 3406.4 | 3414.8 | 0 | 0 | 67757.6 | 845.6 | 0 | 1553.2 | 2753.9 | 8315.2
5401 | 226 | Day226 | 0 | Hour0 | 8 | Summer | 40 | 676355.6 | Summer | 473849.4 | 2024-08-14 | 464919.9 | 1526.2 | 2111.5 | 5291.9 | 473849.4 | 448422.6 | 409512.3 | 0.0355 | 0.0527 | 0.46 | 0.46 | 342.6 | 25.8 | 3.65 | 25.1 | 1167.7 | 0.21 | 344.3 | 60 | 404.3 | 357 | 26.9 | 3.8 | 26.2 | 1217.3 | 0.22 | 358.8 | 62.5 | 421.3 | 478 | 26.5 | 3.64 | 41.1 | 1910.1 | 0.24 | 479.8 | 98.1 | 577.9 | 813.6 | 62.6 | 8.85 | 53.5 | 2743.3 | 0.39 | 817.9 | 135.3 | 953.2 | 31.52 | 0 | 0.3 | 31.81 | 33.33 | 0 | 0.32 | 33.64 | 473849.4 | 64337 | 201.6 | 4247.1 | 0 | 8374.7 | 89874.4 | 0 | 0 | 0 | 160995.6 | 0 | 2923.2 | 3315.4 | 46759.7 | 88396.1 | 2917.8 | 1506.6 | 0 | 0 | 63678.7 | 658.3 | 0 | 1407.6 | 155.8 | 8315.2
5402 | 226 | Day226 | 1 | Hour1 | 8 | Summer | 2117 | #N/A | Summer | 454502.1 | 2024-08-14 01:00 | 438728.4 | 1534.3 | 9401.4 | 4838.1 | 454502.1 | 423628.7 | 397100.5 | 0.0344 | 0.0495 | 0.45 | 0.44 | 350.5 | 26.5 | 3.75 | 25.6 | 1193.4 | 0.22 | 352.3 | 61.3 | 413.6 | 365.4 | 27.7 | 3.91 | 26.7 | 1242.8 | 0.22 | 367.3 | 63.8 | 431.1 | 475.7 | 26.3 | 3.61 | 40.9 | 1907 | 0.24 | 477.4 | 97.8 | 575.2 | 840.7 | 74.6 | 10.68 | 46.2 | 2520.2 | 0.41 | 845.8 | 121.4 | 967.2 | 30.73 | 0 | 0.3 | 31.03 | 32.4 | 0 | 0.31 | 32.71 | 454502.1 | 57401.6 | 0 | 4247.1 | 0 | 8374.7 | 88604.7 | 0 | 0 | 0 | 157689.1 | 0 | 2662 | 3315.4 | 41122.4 | 88396.1 | 2689 | 0 | 0 | 0 | 56878.7 | 522.9 | 0 | 0 | 0 | 8315.2
5403 | 226 | Day226 | 2 | Hour2 | 8 | Summer | 2117 | #N/A | Summer | 440536.2 | 2024-08-14 02:00 | 420960.9 | 1971.4 | 13258 | 4345.9 | 440536.2 | 406790.8 | 389803 | 0.0337 | 0.0472 | 0.43 | 0.43 | 359.5 | 27.2 | 3.85 | 26.3 | 1222.8 | 0.22 | 361.3 | 62.8 | 424.1 | 373.5 | 28.2 | 3.99 | 27.3 | 1271.5 | 0.23 | 375.4 | 65.2 | 440.6 | 472.5 | 24.4 | 3.32 | 42.2 | 1947.3 | 0.24 | 474.1 | 100.3 | 574.4 | 775.6 | 75.9 | 10.94 | 36.2 | 2100.5 | 0.39 | 780.8 | 98.9 | 879.7 | 30.53 | 0 | 0.3 | 30.83 | 32.12 | 0 | 0.31 | 32.43 | 440536.2 | 50733.2 | 0 | 4247.1 | 0 | 8374.7 | 88328.2 | 0 | 0 | 0 | 156305.5 | 0 | 2662 | 3315.4 | 35635 | 88396.1 | 2538.8 | 0 | 0 | 0 | 50288.6 | 444.6 | 0 | 0 | 0 | 8315.2
5404 | 226 | Day226 | 3 | Hour3 | 8 | Summer | 2117 | #N/A | Summer | 431749.6 | 2024-08-14 03:00 | 411768.6 | 1878.1 | 14129.5 | 3973.4 | 431749.6 | 398090.5 | 385782.4 | 0.0332 | 0.0459 | 0.42 | 0.42 | 366.7 | 27.8 | 3.93 | 26.8 | 1247.6 | 0.23 | 368.6 | 64 | 432.6 | 380.9 | 28.8 | 4.07 | 27.8 | 1297.3 | 0.23 | 382.8 | 66.5 | 449.4 | 476.6 | 25.2 | 3.44 | 42.1 | 1942.2 | 0.24 | 478.3 | 100 | 578.3 | 815.1 | 84.1 | 12.15 | 34.2 | 2074.1 | 0.41 | 820.9 | 96.1 | 917.1 | 30.3 | 0 | 0.3 | 30.59 | 31.82 | 0 | 0.3 | 32.13 | 431749.6 | 45967.2 | 0 | 4247.1 | 0 | 8374.7 | 88358.3 | 0 | 0 | 0 | 156405.6 | 0 | 2662 | 3315.4 | 31580.2 | 88396.1 | 2443 | 0 | 0 | 0 | 45618.7 | 348.5 | 0 | 0 | 0 | 8315.2
5405 | 226 | Day226 | 4 | Hour4 | 8 | Summer | 2117 | #N/A | Summer | 428867.7 | 2024-08-14 04:00 | 414493.9 | 619.4 | 9781.2 | 3973.2 | 428867.7 | 400741.4 | 385786.9 | 0.0332 | 0.0459 | 0.41 | 0.41 | 371.4 | 28.1 | 3.97 | 27.2 | 1266.4 | 0.23 | 373.3 | 65 | 438.3 | 385.8 | 29.1 | 4.12 | 28.2 | 1316.2 | 0.24 | 387.8 | 67.5 | 455.3 | 492.4 | 27.8 | 3.82 | 41.8 | 1957.4 | 0.25 | 494.3 | 100.2 | 594.5 | 818.4 | 76.3 | 10.95 | 41.7 | 2339.1 | 0.4 | 823.7 | 111.5 | 935.1 | 30.28 | 0 | 0.29 | 30.57 | 31.77 | 0 | 0.3 | 32.07 | 428867.7 | 43080.8 | 0 | 4247.1 | 0 | 8374.7 | 88559.4 | 0 | 0 | 60.3 | 158539.3 | 0 | 2662 | 3315.4 | 29285.6 | 88396.1 | 2407.2 | 0 | 0 | 138.3 | 42601.6 | 280.7 | 0 | 0 | 0 | 8315.2
5406 | 226 | Day226 | 5 | Hour5 | 8 | Summer | 2117 | #N/A | Summer | 435509.2 | 2024-08-14 05:00 | 429387.4 | 77.9 | 2678.7 | 3365.1 | 435509.2 | 414980.8 | 389335.4 | 0.0336 | 0.0474 | 0.41 | 0.41 | 375.7 | 28.6 | 4.04 | 27.2 | 1276.3 | 0.23 | 377.6 | 65.3 | 443 | 390 | 29.7 | 4.19 | 28.3 | 1324.9 | 0.24 | 392 | 67.8 | 459.8 | 491.7 | 28.2 | 3.89 | 41.4 | 1936.3 | 0.25 | 493.6 | 99.1 | 592.8 | 725.3 | 67.3 | 9.64 | 37.1 | 2096 | 0.35 | 729.9 | 99.6 | 829.6 | 30.38 | 0 | 0.29 | 30.67 | 31.89 | 0 | 0.29 | 32.18 | 435509.2 | 46173.7 | 0 | 4247.1 | 0 | 8374.7 | 91813.4 | 0 | 0 | 432.4 | 161321.4 | 0 | 2598.4 | 3315.4 | 26957.4 | 88396.1 | 2311.5 | 0 | 0 | 5105.3 | 40371.6 | 264.5 | 219.8 | 0 | 0 | 8315.2
5407 | 226 | Day226 | 6 | Hour6 | 8 | Summer | 2117 | #N/A | Summer | 462907.4 | 2024-08-14 06:00 | 450688 | 3327.5 | 5921.8 | 2970.2 | 462907.4 | 435267.2 | 391664.3 | 0.0342 | 0.0497 | 0.44 | 0.43 | 360.7 | 27.8 | 3.93 | 25.8 | 1214 | 0.22 | 362.6 | 62 | 424.6 | 377.4 | 29.2 | 4.13 | 26.8 | 1266.9 | 0.23 | 379.4 | 64.7 | 444 | 365.5 | 18.4 | 2.51 | 33.2 | 1512.8 | 0.19 | 366.8 | 78.3 | 445.1 | 727 | 68 | 9.75 | 36.7 | 2083.8 | 0.35 | 731.7 | 98.9 | 830.6 | 30.21 | 0 | 0.3 | 30.52 | 31.8 | 0 | 0.29 | 32.09 | 462907.4 | 71243.2 | 0 | 4247.1 | 0 | 8374.7 | 95610.8 | 0 | 0 | 6332.3 | 160076.6 | 0 | 2598.4 | 3315.4 | 26733.7 | 88396.1 | 2311.5 | 0 | 0 | 26007.6 | 38636.1 | 267.2 | 2657.1 | 0 | 0 | 8315.2
5408 | 226 | Day226 | 7 | Hour7 | 8 | Summer | 2117 | #N/A | Summer | 487801.9 | 2024-08-14 07:00 | 474661.8 | 3424.5 | 6733.6 | 2982.1 | 487801.9 | 458027.2 | 397562.8 | 0.035 | 0.0523 | 0.46 | 0.46 | 349 | 27.1 | 3.84 | 24.7 | 1168.5 | 0.21 | 350.8 | 59.6 | 410.4 | 364.9 | 28.4 | 4.03 | 25.7 | 1219.1 | 0.22 | 366.9 | 62.1 | 429 | 267.8 | 11.2 | 1.49 | 26.5 | 1174.7 | 0.14 | 268.5 | 61.5 | 330 | 736.1 | 67 | 9.59 | 38.8 | 2167.5 | 0.35 | 740.7 | 103.5 | 844.2 | 30.26 | 0 | 0.3 | 30.56 | 31.94 | 0 | 0.29 | 32.23 | 487801.9 | 90239.1 | 0 | 4247.1 | 0 | 8374.7 | 98394.5 | 0 | 0 | 9238 | 160834.4 | 0 | 2598.4 | 3315.4 | 29090.6 | 88396.1 | 2311.5 | 0 | 0 | 52415.7 | 28381.2 | 204.3 | 5670.2 | 0 | 0 | 8315.2
5409 | 226 | Day226 | 8 | Hour8 | 8 | Summer | 2117 | #N/A | Summer | 511078.8 | 2024-08-14 08:00 | 504373.1 | 266.3 | 3517.7 | 2921.8 | 511078.9 | 486122.1 | 394516.7 | 0.0362 | 0.0556 | 0.48 | 0.48 | 337.9 | 26.4 | 3.74 | 23.8 | 1126.2 | 0.2 | 339.7 | 57.4 | 397.1 | 352.1 | 27.5 | 3.9 | 24.7 | 1172.6 | 0.21 | 354 | 59.7 | 413.7 | 192.1 | 6.7 | 0.87 | 20.3 | 879.2 | 0.11 | 192.5 | 46.5 | 239 | 590.7 | 37.4 | 5.17 | 45.9 | 2256.2 | 0.27 | 593.3 | 113.2 | 706.5 | 30.09 | 0 | 0.29 | 30.39 | 31.86 | 0 | 0.3 | 32.16 | 511078.8 | 116562.2 | 0 | 4247.1 | 0 | 8374.7 | 100508.7 | 0 | 264.3 | 11381.3 | 161556.9 | 0 | 2598.4 | 3315.4 | 23207.8 | 88396.1 | 2311.5 | 0 | 0 | 86604.3 | 18140.9 | 171.4 | 7735.6 | 4.1 | 0 | 8315.2
5410 | 226 | Day226 | 9 | Hour9 | 8 | Summer | 2117 | #N/A | Summer | 549491.8 | 2024-08-14 09:00 | 536692.2 | 4617.2 | 4625.4 | 3557 | 549491.7 | 516559.2 | 399324.7 | 0.0375 | 0.0593 | 0.5 | 0.5 | 325 | 25.8 | 3.66 | 22.4 | 1070 | 0.2 | 326.7 | 54.3 | 381.1 | 341 | 27.1 | 3.85 | 23.5 | 1120.6 | 0.2 | 342.8 | 56.9 | 399.7 | 146.9 | 4.3 | 0.54 | 16.3 | 697.9 | 0.08 | 147.2 | 37.1 | 184.3 | 452.4 | 11 | 1.23 | 51.2 | 2288.4 | 0.2 | 453.1 | 119.5 | 572.6 | 29.83 | 0 | 0.29 | 30.11 | 31.7 | 0 | 0.3 | 32 | 549491.8 | 150167 | 0 | 4247.1 | 0 | 8374.7 | 106279.9 | 0 | 665.7 | 17494.5 | 161273.6 | 0 | 2598.4 | 3315.4 | 22527.9 | 88396.1 | 2311.5 | 0 | 0 | 116438.4 | 15400.9 | 167.5 | 11577.9 | 357.5 | 0 | 8315.2
5411 | 226 | Day226 | 10 | Hour10 | 8 | Summer | 2117 | #N/A | Summer | 581523 | 2024-08-14 10:00 | 569065.2 | 4512.1 | 3887.8 | 4057.9 | 581523 | 546934.9 | 420374.6 | 0.0389 | 0.0629 | 0.5 | 0.49 | 333 | 26.6 | 3.78 | 22.6 | 1091 | 0.2 | 334.8 | 55.2 | 390 | 349.6 | 28 | 3.97 | 23.7 | 1144 | 0.21 | 351.5 | 57.9 | 409.4 | 121 | 3.1 | 0.38 | 13.8 | 587.8 | 0.07 | 121.2 | 31.3 | 152.6 | 546.1 | 26.8 | 3.58 | 49.5 | 2332.3 | 0.25 | 547.9 | 119.1 | 667 | 31.15 | 0 | 0.28 | 31.43 | 33.27 | 0 | 0.3 | 33.57 | 581523 | 161148.4 | 0 | 4247.1 | 0 | 8374.7 | 116226.4 | 0 | 811.7 | 18410.4 | 172376.6 | 0 | 2598.4 | 3315.4 | 22528.4 | 88396.1 | 2311.5 | 0 | 0 | 127412.4 | 14275.2 | 238.6 | 14924.7 | 686.6 | 5.8 | 8315.2
5412 | 226 | Day226 | 11 | Hour11 | 8 | Summer | 2117 | #N/A | Summer | 609753.3 | 2024-08-14 11:00 | 598010 | 3889.3 | 3408.2 | 4445.8 | 609753.3 | 573974.9 | 443967 | 0.0402 | 0.0662 | 0.48 | 0.48 | 344.4 | 27.8 | 3.95 | 23 | 1120.8 | 0.2 | 346.3 | 56.5 | 402.8 | 361.9 | 29.3 | 4.16 | 24.2 | 1176.2 | 0.21 | 363.9 | 59.3 | 423.2 | 116.7 | 2.7 | 0.32 | 13.5 | 578.5 | 0.06 | 116.9 | 30.7 | 147.7 | 511.4 | 21.6 | 2.82 | 49.5 | 2294.4 | 0.23 | 512.8 | 118 | 630.8 | 33.06 | 0 | 0.28 | 33.34 | 35.43 | 0 | 0.3 | 35.73 | 609753.3 | 165786.4 | 0 | 4250 | 0 | 8374.7 | 127623.4 | 0 | 863.1 | 19004.9 | 183383.2 | 0 | 2609.1 | 3315.4 | 23703.6 | 88396.1 | 2311.5 | 0 | 0 | 131209.6 | 14310.3 | 398.4 | 15864.5 | 1239 | 12.7 | 8315.2
5413 | 226 | Day226 | 12 | Hour12 | 8 | Summer | 2117 | #N/A | Summer | 633182.8 | 2024-08-14 12:00 | 621920.8 | 3576.5 | 3117.3 | 4568.2 | 633182.8 | 596227.1 | 465239.9 | 0.0413 | 0.069 | 0.47 | 0.47 | 350.9 | 28.3 | 4.02 | 23.5 | 1140.7 | 0.2 | 352.8 | 57.5 | 410.4 | 368.9 | 29.7 | 4.23 | 24.7 | 1197.7 | 0.22 | 370.9 | 60.4 | 431.3 | 125.9 | 3.5 | 0.43 | 14 | 608.2 | 0.07 | 126.1 | 32.1 | 158.3 | 567.2 | 28 | 3.76 | 51.5 | 2400.7 | 0.27 | 569 | 123.1 | 692.1 | 34.53 | 0 | 0.28 | 34.81 | 37.1 | 0 | 0.3 | 37.4 | 633182.8 | 167942.9 | 0 | 4250 | 0 | 8374.7 | 134223.9 | 0 | 864 | 18939.4 | 193237.1 | 0 | 2668.8 | 3315.4 | 27117.7 | 88396.1 | 3297.5 | 358.6 | 0 | 132771.2 | 14749 | 619.3 | 16379 | 5581.6 | 77.9 | 8315.2
5414 | 226 | Day226 | 13 | Hour13 | 8 | Summer | 2117 | #N/A | Summer | 649931 | 2024-08-14 13:00 | 642390 | 1994.9 | 1339.9 | 4206.1 | 649930.9 | 615217 | 481379 | 0.0423 | 0.0714 | 0.47 | 0.47 | 353.4 | 28.4 | 4.03 | 23.7 | 1151.1 | 0.21 | 355.4 | 58.1 | 413.4 | 371.3 | 29.8 | 4.23 | 24.9 | 1209.7 | 0.22 | 373.4 | 61 | 434.4 | 113 | 3 | 0.36 | 12.7 | 553.9 | 0.06 | 113.2 | 29.2 | 142.4 | 560.7 | 24.8 | 3.26 | 53.6 | 2467 | 0.26 | 562.4 | 127.2 | 689.6 | 35.95 | 0 | 0.28 | 36.22 | 38.72 | 0 | 0.3 | 39.02 | 649931 | 168552 | 116.9 | 4257.5 | 0 | 8374.7 | 137898.4 | 0 | 862.3 | 19643.8 | 199392 | 0 | 3076.6 | 3315.4 | 31061.8 | 88396.1 | 3622.6 | 1866.9 | 0 | 131609.4 | 15554.2 | 882.3 | 15640.9 | 8231.3 | 1694.3 | 8315.2
5415 | 226 | Day226 | 14 | Hour14 | 8 | Summer | 2117 | #N/A | Summer | 660892.2 | 2024-08-14 14:00 | 656549 | 0 | 102.2 | 4241 | 660892.3 | 628301.3 | 494356.3 | 0.043 | 0.0731 | 0.47 | 0.47 | 353 | 28.3 | 4.02 | 23.7 | 1150.8 | 0.21 | 354.9 | 58.1 | 412.9 | 371.1 | 29.7 | 4.21 | 25 | 1212.3 | 0.22 | 373.1 | 61.2 | 434.3 | 129 | 3.6 | 0.45 | 14.5 | 610.5 | 0.08 | 129.2 | 32.7 | 161.9 | 659.8 | 43.6 | 6.09 | 50.1 | 2431.6 | 0.33 | 662.7 | 122.7 | 785.4 | 36.4 | 0 | 0.27 | 36.67 | 39.28 | 0 | 0.3 | 39.58 | 660892.2 | 166536 | 111.7 | 4257.5 | 0 | 8374.7 | 139675.5 | 0 | 843.8 | 20104.6 | 202761.6 | 0 | 3044.9 | 3315.4 | 34980.6 | 88396.1 | 3731.3 | 5707 | 0 | 127492.8 | 16973.4 | 1121.4 | 15559.2 | 11138.7 | 1777.5 | 8315.2
5416 | 226 | Day226 | 15 | Hour15 | 8 | Summer | 2117 | #N/A | Summer | 670406.8 | 2024-08-14 15:00 | 666185.1 | 0 | 0 | 4221.7 | 670406.8 | 637175.6 | 511039 | 0.0435 | 0.0744 | 0.46 | 0.46 | 358.2 | 28.5 | 4.05 | 24.2 | 1170.7 | 0.21 | 360.2 | 59.2 | 419.4 | 378.7 | 30.1 | 4.27 | 25.7 | 1240 | 0.22 | 380.7 | 62.8 | 443.5 | 136.8 | 4.1 | 0.52 | 15.2 | 641.1 | 0.08 | 137.1 | 34.3 | 171.4 | 764.5 | 29.4 | 5.17 | 93.1 | 2271.2 | 1.23 | 766.8 | 161.1 | 927.9 | 37.32 | 0 | 0.28 | 37.6 | 40.33 | 0 | 0.3 | 40.63 | 670406.8 | 159367.8 | 126.4 | 4257.5 | 0 | 8374.7 | 142156.6 | 0 | 799.3 | 19425.9 | 208462.5 | 0 | 4103.9 | 3315.4 | 38151.2 | 88396.1 | 4776.2 | 8918.5 | 0 | 119791.7 | 18006 | 1345 | 15508.7 | 10293.3 | 2547.4 | 8315.2