## About
PMCCS Policy Mandated Capacity Construction Schedule
Source: | see file BPMCCS
Note:
You may use this variable to specify the electricity generating capacity
in MW that will be built each year in the policy case when the
"Boolean Use Non BAU Mandated Capacity Construction Schedule"
policy is enabled.
This file adopts the values in BPMCCS, but subtracts any natural gas that does not already have regulatory approval.

## Planned Additions Jan 2021
Table 6.5. Planned U.S. Electric Generating Unit Additions
Year | Month | Entity ID | Entity Name | Plant Producer Type | Plant Name | Plant State | Plant ID | Generator ID | Net Summer Capacity (MW) | Technology | Energy Source Code | Prime Mover Code | Status | Nameplate Capacity (MW)
2020 | 12 | 63691 | 2662 Freeport Solar 1, LLC | IPP | 2662 Freeport Solar 1 | IL | 64058 | FREE | 2 | Solar Photovoltaic | SUN | PV | (V) Under construction, more than 50 percent complete | 2
2020 | 12 | 63680 | ACM Solar, LLC. | IPP | Apple Canyon Lake Solar | IL | 64040 | 1 | 1.2 | Solar Photovoltaic | SUN | PV | (U) Under construction, less than or equal to 50 percent complete | 1.2
2020 | 12 | 61012 | AES Distributed Energy | IPP | Alicea Solar Project Hybrid | MA | 63469 | ALICA | 2 | Solar Photovoltaic | SUN | PV | (V) Under construction, more than 50 percent complete | 2
2020 | 12 | 61012 | AES Distributed Energy | IPP | Alicea Solar Project Hybrid | MA | 63469 | BATT | 1.5 | Batteries | MWH | BA | (V) Under construction, more than 50 percent complete | 1.5
2020 | 12 | 61012 | AES Distributed Energy | IPP | Amaterasu LLC | MA | 64000 | BESS | 3 | Batteries | MWH | BA | (V) Under construction, more than 50 percent complete | 3
2020 | 12 | 61012 | AES Distributed Energy | IPP | Amaterasu LLC | MA | 64000 | DRC | 4.6 | Solar Photovoltaic | SUN | PV | (V) Under construction, more than 50 percent complete | 4.6
2020 | 12 | 61012 | AES Distributed Energy | IPP | Annese Solar Project Hybrid | MA | 63474 | ANNES | 4.6 | Solar Photovoltaic | SUN | PV | (TS) Construction complete, but not yet in commercial operation | 4.6
2020 | 12 | 61012 | AES Distributed Energy | IPP | Annese Solar Project Hybrid | MA | 63474 | BATT | 3.2 | Batteries | MWH | BA | (TS) Construction complete, but not yet in commercial operation | 3.2
2020 | 12 | 61012 | AES Distributed Energy | IPP | Blackhorse Farm Solar, LLC | RI | 63944 | BHF | 3.8 | Solar Photovoltaic | SUN | PV | (V) Under construction, more than 50 percent complete | 3.8
2020 | 12 | 61012 | AES Distributed Energy | IPP | East Brookfield Main Street Solar LLC | MA | 63887 | EBMSS | 1 | Solar Photovoltaic | SUN | PV | (TS) Construction complete, but not yet in commercial operation | 1
2020 | 12 | 61012 | AES Distributed Energy | IPP | Greenwich Solar 1, LLC | NY | 63411 | RTE40 | 1 | Solar Photovoltaic | SUN | PV | (TS) Construction complete, but not yet in commercial operation | 5
2020 | 12 | 61012 | AES Distributed Energy | IPP | Lane Ave Solar LLC | MA | 63041 | HANRA | 1.5 | Solar Photovoltaic | SUN | PV | (TS) Construction complete, but not yet in commercial operation | 1.5
2020 | 12 | 61012 | AES Distributed Energy | IPP | Middletown Solar 1, LLC Hybrid | NY | 63415 | BATT | 1.6 | Batteries | MWH | BA | (V) Under construction, more than 50 percent complete | 1.6
2020 | 12 | 61012 | AES Distributed Energy | IPP | Middletown Solar 1, LLC Hybrid | NY | 63415 | CENTR | 1.6 | Solar Photovoltaic | SUN | PV | (V) Under construction, more than 50 percent complete | 1.6
2020 | 12 | 61012 | AES Distributed Energy | IPP | Partridge Hill Solar Hybrid | MA | 63264 | PART3 | 2 | Solar Photovoltaic | SUN | PV | (TS) Construction complete, but not yet in commercial operation | 2
2020 | 12 | 61012 | AES Distributed Energy | IPP | Randall Solar Project Hybrid | MA | 63475 | BATT | 3.3 | Batteries | MWH | BA | (TS) Construction complete, but not yet in commercial operation | 3.3
2020 | 12 | 61012 | AES Distributed Energy | IPP | Randall Solar Project Hybrid | MA | 63475 | RAND | 5 | Solar Photovoltaic | SUN | PV | (TS) Construction complete, but not yet in commercial operation | 5
2020 | 12 | 61012 | AES Distributed Energy | IPP | Ryan Road Solar LLC Hybrid | MA | 63044 | BESS | 4.3 | Batteries | MWH | BA | (TS) Construction complete, but not yet in commercial operation | 4.3
2020 | 12 | 61012 | AES Distributed Energy | IPP | Ryan Road Solar LLC Hybrid | MA | 63044 | ORCHA | 4.3 | Solar Photovoltaic | SUN | PV | (TS) Construction complete, but not yet in commercial operation | 4.3
2020 | 12 | 61012 | AES Distributed Energy | IPP | West A&B Solar Project Hybrid | MA | 63473 | BATT | 1.8 | Batteries | MWH | BA | (TS) Construction complete, but not yet in commercial operation | 1.8
2020 | 12 | 61012 | AES Distributed Energy | IPP | West A&B Solar Project Hybrid | MA | 63473 | WEST | 2.5 | Solar Photovoltaic | SUN | PV | (TS) Construction complete, but not yet in commercial operation | 2.5
2020 | 12 | 62747 | Acorn I Energy Storage LLC | IPP | Acorn I Energy Storage LLC | CA | 62874 | ACOR1 | 2 | Batteries | MWH | BA | (U) Under construction, less than or equal to 50 percent complete | 2
2020 | 12 | 63794 | Albemarle Beach Solar, LLC | IPP | Albemarle Beach Solar | NC | 64169 | BEACH | 80 | Solar Photovoltaic | SUN | PV | (U) Under construction, less than or equal to 50 percent complete | 80
2020 | 12 | 62627 | Alchemy Renewable Energy | IPP | Twittys Creek Solar, LLC | VA | 63077 | VATC | 13.8 | Solar Photovoltaic | SUN | PV | (V) Under construction, more than 50 percent complete | 13.8
2020 | 12 | 59496 | Allete Clean Energy | IPP | Diamond Spring, LLC | OK | 63327 | 46001 | 303 | Onshore Wind Turbine | WND | WT | (TS) Construction complete, but not yet in commercial operation | 303
2020 | 12 | 61683 | Amadeus Wind LLC | IPP | Amadeus Wind Farm | TX | 62142 | AM-TX | 250 | Onshore Wind Turbine | WND | WT | (V) Under construction, more than 50 percent complete | 250
2020 | 12 | 61949 | Assembly Solar I, LLC | IPP | Assembly Solar Project | MI | 62422 | ASP01 | 50 | Solar Photovoltaic | SUN | PV | (TS) Construction complete, but not yet in commercial operation | 50
2020 | 12 | 63419 | Augusta Solar, LLC | IPP | Augusta Solar | SC | 63720 | PGR23 | 2 | Solar Photovoltaic | SUN | PV | (V) Under construction, more than 50 percent complete | 2
2020 | 12 | 63021 | Aurora Wind Project, LLC | IPP | Aurora Wind Project | ND | 63258 | AURWP | 298.8 | Onshore Wind Turbine | WND | WT | (V) Under construction, more than 50 percent complete | 298.8
2020 | 12 | 15399 | Avangrid Renewables LLC | IPP | La Joya NM | NM | 61044 | LAJ1 | 165 | Onshore Wind Turbine | WND | WT | (V) Under construction, more than 50 percent complete | 165
2020 | 12 | 15399 | Avangrid Renewables LLC | IPP | Tatanka Ridge | SD | 61046 | WT1 | 154 | Onshore Wind Turbine | WND | WT | (V) Under construction, more than 50 percent complete | 154
2020 | 12 | 59474 | BQ Energy LLC | IPP | Mount Kisco Landfill Solar & Storage | NY | 63774 | KISCB | 0.5 | Batteries | MWH | BA | (TS) Construction complete, but not yet in commercial operation | 0.5
2020 | 12 | 59474 | BQ Energy LLC | IPP | Mount Kisco Landfill Solar & Storage | NY | 63774 | KRS | 1 | Solar Photovoltaic | SUN | PV | (TS) Construction complete, but not yet in commercial operation | 1
2020 | 12 | 62681 | BT Cooke Solar, LLC | IPP | Rippey Solar | TX | 62773 | BTCOO | 59 | Solar Photovoltaic | SUN | PV | (TS) Construction complete, but not yet in commercial operation | 59
2020 | 12 | 63673 | Ballenger Road Solar A | IPP | Ballenger Road Solar A | SC | 63759 | BALGR | 2 | Solar Photovoltaic | SUN | PV | (V) Under construction, more than 50 percent complete | 2
2020 | 12 | 59613 | BayWa r.e. Solar Projects LLC | IPP | Fern Solar LLC | NC | 62798 | FERN | 100 | Solar Photovoltaic | SUN | PV | (V) Under construction, more than 50 percent complete | 100
2020 | 12 | 63208 | Bighorn Solar, LLC | IPP | Bighorn Solar | OR | 63467 | PGR16 | 2.2 | Solar Photovoltaic | SUN | PV | (V) Under construction, more than 50 percent complete | 2.2
2020 | 12 | 63620 | Birch Creek Development, LLC | IPP | Cash Solar | NC | 60178 | PV1 | 5 | Solar Photovoltaic | SUN | PV | (V) Under construction, more than 50 percent complete | 5
2020 | 12 | 63834 | Blue Goose Solar | IPP | Blue Goose Solar | IL | 64228 | BLGS | 2 | Solar Photovoltaic | SUN | PV | (U) Under construction, less than or equal to 50 percent complete | 2
2020 | 12 | 63116 | Bluebell Solar II, LLC | IPP | Bluebell Solar II | TX | 63351 | BBS2 | 115 | Solar Photovoltaic | SUN | PV | (V) Under construction, more than 50 percent complete | 115
2020 | 12 | 63654 | BristolSolar | IPP | BristolSolar | OR | 64009 | BS | 3 | Solar Photovoltaic | SUN | PV | (V) Under construction, more than 50 percent complete | 3
2020 | 12 | 63295 | Brooten CSG1 LLC | IPP | Brooten CSG1, LLC | MN | 63593 | SC | 1 | Solar Photovoltaic | SUN | PV | (U) Under construction, less than or equal to 50 percent complete | 1
2020 | 12 | 63296 | Buffalo Lake CSG1 LLC | IPP | Buffalo Lake CSG1, LLC | MN | 63594 | SC | 1 | Solar Photovoltaic | SUN | PV | (U) Under construction, less than or equal to 50 percent complete | 1
2020 | 12 | 60714 | Burke Wind LLC | IPP | Burke Wind, LLC | ND | 61100 | GE23 | 199.4 | Onshore Wind Turbine | WND | WT | (V) Under construction, more than 50 percent complete | 199.4
2020 | 12 | 63407 | Butler Solar, LLC | IPP | Butler Solar, LLC | OR | 63694 | 13501 | 4 | Solar Photovoltaic | SUN | PV | (V) Under construction, more than 50 percent complete | 4
2020 | 12 | 63415 | CO Buffalo Flats LLC | IPP | Rawhide Prairie Solar Hybrid | CO | 63722 | BA1 | 1 | Batteries | MWH | BA | (TS) Construction complete, but not yet in commercial operation | 1
2020 | 12 | 63415 | CO Buffalo Flats LLC | IPP | Rawhide Prairie Solar Hybrid | CO | 63722 | PV1 | 22 | Solar Photovoltaic | SUN | PV | (TS) Construction complete, but not yet in commercial operation | 22
2020 | 12 | 63667 | California PV Energy 3, LLC | IPP | San Diego - EMDF at San Diego | CA | 64028 | EMDF | 2.9 | Solar Photovoltaic | SUN | PV | (U) Under construction, less than or equal to 50 percent complete | 2.9
2020 | 12 | 63667 | California PV Energy 3, LLC | IPP | San Diego - NCRC at Vista | CA | 64049 | NCRC | 1.8 | Solar Photovoltaic | SUN | PV | (U) Under construction, less than or equal to 50 percent complete | 1.8
2020 | 12 | 63627 | Cardinal Solar LLC | IPP | Cardinal Solar LLC | SC | 63973 | CARD | 7 | Solar Photovoltaic | SUN | PV | (U) Under construction, less than or equal to 50 percent complete | 7
2020 | 12 | 63381 | Carlson Community Solar | IPP | Carlson Community (CSG) | MN | 63683 | CRLSN | 1 | Solar Photovoltaic | SUN | PV | (V) Under construction, more than 50 percent complete | 1
2020 | 12 | 63713 | CatanSolar | IPP | CatanSolar | TX | 64079 | CS | 10 | Solar Photovoltaic | SUN | PV | (V) Under construction, more than 50 percent complete | 10
2020 | 12 | 63581 | Cedar Springs Transmission, LLC | IPP | Cedar Springs II | WY | 63915 | 82634 | 200 | Onshore Wind Turbine | WND | WT | (U) Under construction, less than or equal to 50 percent complete | 200
2020 | 12 | 63582 | Cedar Springs Wind III, LLC | IPP | Cedar Springs III | WY | 63916 | 82635 | 133 | Onshore Wind Turbine | WND | WT | (U) Under construction, less than or equal to 50 percent complete | 133
2020 | 12 | 63580 | Cedar Springs Wind, LLC | IPP | Cedar Springs I | WY | 63914 | 82633 | 200 | Onshore Wind Turbine | WND | WT | (U) Under construction, less than or equal to 50 percent complete | 200
2020 | 12 | 63495 | Centerfield Cooper Solar, LLC | IPP | Centerfield Cooper Solar, LLC | SC | 63810 | PGR24 | 75 | Solar Photovoltaic | SUN | PV | (V) Under construction, more than 50 percent complete | 75
2020 | 12 | 62881 | Chambers Road Solar LLC | IPP | Chambers Road Solar | NY | 62860 | 263 | 4 | Solar Photovoltaic | SUN | PV | (U) Under construction, less than or equal to 50 percent complete | 4
2020 | 12 | 60609 | Clean Focus Renewables, Inc. | IPP | Rugged Solar LLC | CA | 57960 | 1 | 80 | Solar Photovoltaic | SUN | PV | (TS) Construction complete, but not yet in commercial operation | 80
2020 | 12 | 62705 | Concho Bluff LLC | IPP | Greasewood | TX | 62804 | GREA1 | 255 | Solar Photovoltaic | SUN | PV | (U) Under construction, less than or equal to 50 percent complete | 255
2020 | 12 | 56769 | Consolidated Edison Development Inc. | IPP | CED Beecher Sun Solar | IL | 63823 | BS1 | 2 | Solar Photovoltaic | SUN | PV | (V) Under construction, more than 50 percent complete | 2
2020 | 12 | 56769 | Consolidated Edison Development Inc. | IPP | CED Hilltop Solar | IL | 63824 | HS1 | 2 | Solar Photovoltaic | SUN | PV | (V) Under construction, more than 50 percent complete | 2
2020 | 12 | 56769 | Consolidated Edison Development Inc. | IPP | CED Northampton Solar LLC Hybrid | MA | 62695 | NSES | 2.3 | Batteries | MWH | BA | (TS) Construction complete, but not yet in commercial operation | 2.3
2020 | 12 | 56769 | Consolidated Edison Development Inc. | IPP | CED Peoria Solar | IL | 63656 | PS1 | 2 | Solar Photovoltaic | SUN | PV | (V) Under construction, more than 50 percent complete | 2
2020 | 12 | 56769 | Consolidated Edison Development Inc. | IPP | CED Spring Creek Solar | IL | 63948 | CS1 | 2 | Solar Photovoltaic | SUN | PV | (V) Under construction, more than 50 percent complete | 2
2020 | 12 | 56769 | Consolidated Edison Development Inc. | IPP | Red Lake Falls Community Hybrid | MN | 63689 | RLFS | 1 | Solar Photovoltaic | SUN | PV | (TS) Construction complete, but not yet in commercial operation | 1
2020 | 12 | 56769 | Consolidated Edison Development Inc. | IPP | Red Lake Falls Community Hybrid | MN | 63689 | RLFW | 4.6 | Onshore Wind Turbine | WND | WT | (TS) Construction complete, but not yet in commercial operation | 4.6
2020 | 12 | 57365 | Consolidated Edison Solutions Inc | IPP | CES Marbletown Solar | NY | 63729 | MT1 | 3 | Solar Photovoltaic | SUN | PV | (V) Under construction, more than 50 percent complete | 3
2020 | 12 | 63511 | Constellation Solar Illinois 2, LLC | IPP | Charter Durabar at Woodstock | IL | 63967 | CDB1 | 1 | Solar Photovoltaic | SUN | PV | (V) Under construction, more than 50 percent complete | 1
2020 | 12 | 63511 | Constellation Solar Illinois 2, LLC | IPP | Charter Durabar at Woodstock | IL | 63967 | CDB2 | 1 | Solar Photovoltaic | SUN | PV | (V) Under construction, more than 50 percent complete | 1
2020 | 12 | 63511 | Constellation Solar Illinois 2, LLC | IPP | Conagra Foods at St. Elmo | IL | 63830 | CFS | 1.8 | Solar Photovoltaic | SUN | PV | (U) Under construction, less than or equal to 50 percent complete | 1.8
2020 | 12 | 63511 | Constellation Solar Illinois 2, LLC | IPP | The GSI Group LLC at Assumption | IL | 63968 | GSI | 1.5 | Solar Photovoltaic | SUN | PV | (V) Under construction, more than 50 percent complete | 1.5
2020 | 12 | 4254 | Consumers Energy Co | Electric Utility | Crescent Wind Park | MI | 63686 | GFWP | 150 | Onshore Wind Turbine | WND | WT | (U) Under construction, less than or equal to 50 percent complete | 150
2020 | 12 | 4254 | Consumers Energy Co | Electric Utility | Gratiot Farms Wind Project | MI | 63687 | CWP | 150 | Onshore Wind Turbine | WND | WT | (U) Under construction, less than or equal to 50 percent complete | 150
2020 | 12 | 63064 | Crowned Ridge Wind II LLC | IPP | Crowned Ridge Wind II Energy Center | SD | 63269 | CRW2 | 200.6 | Onshore Wind Turbine | WND | WT | (TS) Construction complete, but not yet in commercial operation | 200.6
2020 | 12 | 61060 | Cypress Creek Renewables | IPP | Jester Solar | NC | 60290 | PV1 | 4.9 | Solar Photovoltaic | SUN | PV | (V) Under construction, more than 50 percent complete | 5
2020 | 12 | 61610 | Delaware River Solar, LLC | IPP | Big Tree Community Solar Farm | NY | 62476 | 607 | 2 | Solar Photovoltaic | SUN | PV | (V) Under construction, more than 50 percent complete | 2
2020 | 12 | 63731 | Desert Harvest II LLC | IPP | Desert Harvest II LLC | CA | 64103 | DH002 | 70 | Solar Photovoltaic | SUN | PV | (V) Under construction, more than 50 percent complete | 70
2020 | 12 | 63731 | Desert Harvest II LLC | IPP | Desert Harvest II LLC | CA | 64103 | DH003 | 35 | Batteries | MWH | BA | (V) Under construction, more than 50 percent complete | 35
2020 | 12 | 61709 | Desert Harvest, LLC | IPP | Desert Harvest, LLC | CA | 62177 | DH001 | 80 | Solar Photovoltaic | SUN | PV | (V) Under construction, more than 50 percent complete | 80
2020 | 12 | 5248 | Dominion Energy Inc | Electric Utility | Greensville Solar | VA | 63745 | GVSO | 80 | Solar Photovoltaic | SUN | PV | (V) Under construction, more than 50 percent complete | 80
2020 | 12 | 5248 | Dominion Energy Inc | Electric Utility | Sadler Solar | VA | 62814 | SADL | 100 | Solar Photovoltaic | SUN | PV | (V) Under construction, more than 50 percent complete | 100
2020 | 12 | 5416 | Duke Energy Carolinas, LLC | Electric Utility | Gaston Solar Power Plant | NC | 62669 | PV1 | 25 | Solar Photovoltaic | SUN | PV | (V) Under construction, more than 50 percent complete | 25
2020 | 12 | 15470 | Duke Energy Indiana, LLC | Electric Utility | Crane Battery Energy Storage System | IN | 64207 | ES1 | 5 | Batteries | MWH | BA | (U) Under construction, less than or equal to 50 percent complete | 5
2020 | 12 | 15470 | Duke Energy Indiana, LLC | Electric Utility | Nabb Battery Energy Storage System | IN | 62862 | ES1 | 5 | Batteries | MWH | BA | (V) Under construction, more than 50 percent complete | 5
2020 | 12 | 54802 | Dynegy -Moss Landing LLC | IPP | Dynegy Moss Landing Power Plant Hybrid | CA | 260 | BAT1 | 300 | Batteries | MWH | BA | (V) Under construction, more than 50 percent complete | 300
2020 | 12 | 61785 | EDP Renewables North America LLC | IPP | Crossing Trails Wind Farm | CO | 62489 | GEN1 | 104 | Onshore Wind Turbine | WND | WT | (V) Under construction, more than 50 percent complete | 104
2020 | 12 | 62852 | ESA Hamlet NC LLC | IPP | ESA Hamlet NC , LLC | NC | 63377 | PGR10 | 5 | Solar Photovoltaic | SUN | PV | (V) Under construction, more than 50 percent complete | 5
2020 | 12 | 62667 | East Line Solar, LLC | IPP | East Line Solar | AZ | 62899 | EASTL | 100 | Solar Photovoltaic | SUN | PV | (V) Under construction, more than 50 percent complete | 100
2020 | 12 | 58970 | Ecoplexus, Inc | IPP | Boykin PV1 | NC | 59996 | BOYK1 | 16 | Solar Photovoltaic | SUN | PV | (U) Under construction, less than or equal to 50 percent complete | 16
2020 | 12 | 63662 | Edwardsville Solar II, LLC | IPP | Edwardsville Solar II | IL | 64016 | 6777 | 2 | Solar Photovoltaic | SUN | PV | (V) Under construction, more than 50 percent complete | 2
2020 | 12 | 5860 | Empire District Electric Co | Electric Utility | Kings Point Wind Energy Center | MO | 62475 | KPW1 | 149.4 | Onshore Wind Turbine | WND | WT | (V) Under construction, more than 50 percent complete | 149.4
2020 | 12 | 5860 | Empire District Electric Co | Electric Utility | Neosho Ridge Wind Energy Center | KS | 62481 | NRW1 | 301 | Onshore Wind Turbine | WND | WT | (V) Under construction, more than 50 percent complete | 301
2020 | 12 | 5860 | Empire District Electric Co | Electric Utility | North Fork Ridge Wind Energy Center | MO | 62478 | NFRW1 | 149.4 | Onshore Wind Turbine | WND | WT | (TS) Construction complete, but not yet in commercial operation | 149.4
2020 | 12 | 20160 | Energy Northwest | Electric Utility | Horn Rapids Solar, Storage and Training | WA | 64198 | HRBE | 1 | Batteries | MWH | BA | (T) Regulatory approvals received. Not under construction | 1
2020 | 12 | 56201 | Engie North America | IPP | Dakota Range III Wind Project | SD | 63102 | WTG | 153.6 | Onshore Wind Turbine | WND | WT | (V) Under construction, more than 50 percent complete | 153.6
2020 | 12 | 56201 | Engie North America | IPP | ENGIE Long Draw Solar LLC | TX | 62845 | SP1 | 225 | Solar Photovoltaic | SUN | PV | (V) Under construction, more than 50 percent complete | 225
2020 | 12 | 56201 | Engie North America | IPP | Las Lomas Wind Project | TX | 63101 | WTG | 201.6 | Onshore Wind Turbine | WND | WT | (V) Under construction, more than 50 percent complete | 201.6
2020 | 12 | 56201 | Engie North America | IPP | Prairie Hill Wind Project | TX | 63100 | WTG | 300 | Onshore Wind Turbine | WND | WT | (V) Under construction, more than 50 percent complete | 300
2020 | 12 | 63081 | Exus North America Management Partners LLC | IPP | Bearkat II Wind Energy LLC | TX | 63342 | BKII | 162.1 | Onshore Wind Turbine | WND | WT | (OT) Other | 162.1
2020 | 12 | 56615 | First Solar Project Development | IPP | American Kings Solar, LLC | CA | 60777 | GEN01 | 128 | Solar Photovoltaic | SUN | PV | (V) Under construction, more than 50 percent complete | 128
2020 | 12 | 6452 | Florida Power & Light Co | Electric Utility | Egret Solar Center | FL | 62925 | 1 | 74.5 | Solar Photovoltaic | SUN | PV | (V) Under construction, more than 50 percent complete | 74.5
2020 | 12 | 6452 | Florida Power & Light Co | Electric Utility | Lakeside Solar Center | FL | 62922 | 1 | 74.5 | Solar Photovoltaic | SUN | PV | (V) Under construction, more than 50 percent complete | 74.5
2020 | 12 | 6452 | Florida Power & Light Co | Electric Utility | Magnolia Springs Solar Center | FL | 62915 | 1 | 74.5 | Solar Photovoltaic | SUN | PV | (V) Under construction, more than 50 percent complete | 74.5
2020 | 12 | 6452 | Florida Power & Light Co | Electric Utility | Nassau Solar Center | FL | 62914 | 1 | 74.5 | Solar Photovoltaic | SUN | PV | (V) Under construction, more than 50 percent complete | 74.5
2020 | 12 | 6452 | Florida Power & Light Co | Electric Utility | Trailside Solar Center | FL | 62916 | 1 | 74.5 | Solar Photovoltaic | SUN | PV | (V) Under construction, more than 50 percent complete | 74.5
2020 | 12 | 6452 | Florida Power & Light Co | Electric Utility | Union Springs Solar Center | FL | 62923 | 1 | 74.5 | Solar Photovoltaic | SUN | PV | (V) Under construction, more than 50 percent complete | 74.5
2020 | 12 | 62856 | Forefront Power, LLC | IPP | DGS Central California Womens Facility | CA | 63419 | 1122 | 2 | Solar Photovoltaic | SUN | PV | (U) Under construction, less than or equal to 50 percent complete | 2
2020 | 12 | 62856 | Forefront Power, LLC | IPP | DGS Valley State Prison | CA | 63947 | 579 | 2.3 | Solar Photovoltaic | SUN | PV | (V) Under construction, more than 50 percent complete | 2.3
2020 | 12 | 62856 | Forefront Power, LLC | IPP | Fresno Sunnyside High School Hybrid | CA | 63422 | 1122 | 1.6 | Solar Photovoltaic | SUN | PV | (U) Under construction, less than or equal to 50 percent complete | 1.6
2020 | 12 | 62856 | Forefront Power, LLC | IPP | Fresno Sunnyside High School Hybrid | CA | 63422 | BA112 | 0.3 | Batteries | MWH | BA | (U) Under construction, less than or equal to 50 percent complete | 0.3
2020 | 12 | 62856 | Forefront Power, LLC | IPP | IA - City of Ames - Airport Road | IA | 64179 | 17000 | 2 | Solar Photovoltaic | SUN | PV | (U) Under construction, less than or equal to 50 percent complete | 2
2020 | 12 | 62856 | Forefront Power, LLC | IPP | MD - CS - Potomac Edison Co - GA29 TPE | MD | 64180 | 19002 | 2 | Solar Photovoltaic | SUN | PV | (U) Under construction, less than or equal to 50 percent complete | 2
2020 | 12 | 62720 | Frontier Windpower II, LLC | IPP | Frontier Windpower II | OK | 62837 | FW2 | 351.8 | Onshore Wind Turbine | WND | WT | (V) Under construction, more than 50 percent complete | 351.8
2020 | 12 | 62759 | Geronimo Energy | IPP | Allium Community Solar Garden, LLC | MN | 63304 | ALIUM | 1 | Solar Photovoltaic | SUN | PV | (V) Under construction, more than 50 percent complete | 1
2020 | 12 | 62759 | Geronimo Energy | IPP | Bellflower Solar, LLC | MN | 63318 | BELLF | 1 | Solar Photovoltaic | SUN | PV | (V) Under construction, more than 50 percent complete | 1
2020 | 12 | 62759 | Geronimo Energy | IPP | Bingham Solar, LLC | MI | 63321 | BINGH | 20 | Solar Photovoltaic | SUN | PV | (V) Under construction, more than 50 percent complete | 20
2020 | 12 | 62759 | Geronimo Energy | IPP | Camellia Solar, LLC | MN | 64001 | CAMEL | 1 | Solar Photovoltaic | SUN | PV | (V) Under construction, more than 50 percent complete | 1
2020 | 12 | 62759 | Geronimo Energy | IPP | Coral Bells Solar, LLC | MN | 63313 | CORAL | 1 | Solar Photovoltaic | SUN | PV | (V) Under construction, more than 50 percent complete | 1
2020 | 12 | 62759 | Geronimo Energy | IPP | Honeysuckle Solar, LLC | MN | 63309 | HONEY | 1 | Solar Photovoltaic | SUN | PV | (V) Under construction, more than 50 percent complete | 1
2020 | 12 | 62759 | Geronimo Energy | IPP | Lantana Solar, LLC | MN | 63311 | LANTA | 1 | Solar Photovoltaic | SUN | PV | (V) Under construction, more than 50 percent complete | 1
2020 | 12 | 62759 | Geronimo Energy | IPP | Marigold Community Solar Garden, LLC | MN | 63308 | MGOLD | 1 | Solar Photovoltaic | SUN | PV | (V) Under construction, more than 50 percent complete | 1
2020 | 12 | 62759 | Geronimo Energy | IPP | Primrose Solar, LLC | MN | 63314 | PROSE | 1 | Solar Photovoltaic | SUN | PV | (V) Under construction, more than 50 percent complete | 1
2020 | 12 | 62759 | Geronimo Energy | IPP | Temperance Solar, LLC | MI | 63322 | TEMPR | 20 | Solar Photovoltaic | SUN | PV | (V) Under construction, more than 50 percent complete | 20
2020 | 12 | 62759 | Geronimo Energy | IPP | Westport Community Solar, LLC | MN | 63307 | WESTP | 1 | Solar Photovoltaic | SUN | PV | (V) Under construction, more than 50 percent complete | 1
2020 | 12 | 62696 | Gichi Noodin Wind Farm, LLC | IPP | Fairbanks Wind Park | MI | 62815 | GNWF1 | 72.8 | Onshore Wind Turbine | WND | WT | (TS) Construction complete, but not yet in commercial operation | 72.8
2020 | 12 | 63545 | Golden Field Solar III, LLC | IPP | Golden Field Solar III, LLC | CA | 63859 | RCTR | 192 | Solar Photovoltaic | SUN | PV | (V) Under construction, more than 50 percent complete | 192
2020 | 12 | 60025 | Greenbacker Renewable Energy Corporation | IPP | Electric City Solar | MI | 64097 | 232 | 15 | Solar Photovoltaic | SUN | PV | (TS) Construction complete, but not yet in commercial operation | 15
2020 | 12 | 60025 | Greenbacker Renewable Energy Corporation | IPP | Palmer Creek Solar, LLC | OR | 63956 | 223 | 2.3 | Solar Photovoltaic | SUN | PV | (TS) Construction complete, but not yet in commercial operation | 2.3
2020 | 12 | 60025 | Greenbacker Renewable Energy Corporation | IPP | Turquoise Nevada, LLC | NV | 63906 | 142 | 60 | Solar Photovoltaic | SUN | PV | (TS) Construction complete, but not yet in commercial operation | 60
2020 | 12 | 60195 | Groton Station Fuel Cell, LLC | IPP | Naval Sub Base New London Fuel Cell | CT | 61743 | MMH2 | 3.7 | Other Natural Gas | NG | FC | (V) Under construction, more than 50 percent complete | 3.7
2020 | 12 | 58596 | Hanwha Q CELLS USA | IPP | Coniglio Solar | TX | 62772 | BTCON | 123.6 | Solar Photovoltaic | SUN | PV | (U) Under construction, less than or equal to 50 percent complete | 123.6
2020 | 12 | 58596 | Hanwha Q CELLS USA | IPP | Kellam Solar | TX | 62774 | BTKEL | 59 | Solar Photovoltaic | SUN | PV | (TS) Construction complete, but not yet in commercial operation | 59
2020 | 12 | 63629 | Harrison Solar, LLC | IPP | Harrison Solar, LLC | NC | 63975 | HARS | 5 | Solar Photovoltaic | SUN | PV | (V) Under construction, more than 50 percent complete | 5
2020 | 12 | 63628 | Hayes Solar, LLC | IPP | Hayes Solar, LLC | NC | 63974 | HAYES | 3 | Solar Photovoltaic | SUN | PV | (V) Under construction, more than 50 percent complete | 3
2020 | 12 | 62879 | Hickory Grove #1 LLC | IPP | Hickory Grove #1 | NY | 62831 | 25 | 2 | Solar Photovoltaic | SUN | PV | (U) Under construction, less than or equal to 50 percent complete | 2
2020 | 12 | 62880 | Hickory Grove #2 | IPP | Hickory Grove #2 | NY | 62832 | 309 | 1.7 | Solar Photovoltaic | SUN | PV | (U) Under construction, less than or equal to 50 percent complete | 1.7
2020 | 12 | 61594 | Highlander Solar Station 1 LLC | IPP | Highlander Solar Station 1 | VA | 62014 | HLND1 | 165 | Solar Photovoltaic | SUN | PV | (V) Under construction, more than 50 percent complete | 165
2020 | 12 | 63417 | ISM Solar Cranston, LLC | IPP | ISM Solar Cranston | RI | 63718 | CR | 3.4 | Solar Photovoltaic | SUN | PV | (U) Under construction, less than or equal to 50 percent complete | 3.4
2020 | 12 | 49893 | Invenergy Services LLC | IPP | Blooming Grove Wind Energy Center | IL | 63988 | GEN1 | 250 | Onshore Wind Turbine | WND | WT | (U) Under construction, less than or equal to 50 percent complete | 250
2020 | 12 | 49893 | Invenergy Services LLC | IPP | Hardin Solar Energy LLC | OH | 63029 | GEN1 | 150 | Solar Photovoltaic | SUN | PV | (V) Under construction, more than 50 percent complete | 150
2020 | 12 | 63833 | Iroquois Solar 1B LLC | IPP | Iroquois Solar 1B LLC | IL | 64229 | IROQ | 2 | Solar Photovoltaic | SUN | PV | (U) Under construction, less than or equal to 50 percent complete | 2
2020 | 12 | 63128 | Jordan Creek Wind Farm, LLC | IPP | Jordan Creek Wind Farm, LLC | IN | 63389 | JCW | 398.6 | Onshore Wind Turbine | WND | WT | (U) Under construction, less than or equal to 50 percent complete | 398.6
2020 | 12 | 63244 | KSI II Consolidated, LLC | IPP | County Road 16 | NY | 64126 | ORNGE | 2 | Solar Photovoltaic | SUN | PV | (V) Under construction, more than 50 percent complete | 2
2020 | 12 | 63244 | KSI II Consolidated, LLC | IPP | Frey Rd #1 Community Solar Farm | NY | 62504 | 1159 | 2 | Solar Photovoltaic | SUN | PV | (U) Under construction, less than or equal to 50 percent complete | 2
2020 | 12 | 63244 | KSI II Consolidated, LLC | IPP | Frey Rd #2 Community Solar Farm | NY | 62521 | 1442 | 1.4 | Solar Photovoltaic | SUN | PV | (U) Under construction, less than or equal to 50 percent complete | 1.4
2020 | 12 | 63244 | KSI II Consolidated, LLC | IPP | Furnace Rd Community Solar Farm | NY | 62508 | 1420 | 3 | Solar Photovoltaic | SUN | PV | (V) Under construction, more than 50 percent complete | 3
2020 | 12 | 63289 | Key Capture Energy | IPP | NY3 Battery | NY | 63585 | NY3 | 3 | Batteries | MWH | BA | (U) Under construction, less than or equal to 50 percent complete | 3
2020 | 12 | 59195 | Landfill Energy Systems | IPP | Zimmerman Energy | IN | 59425 | ZE#4 | 1.4 | Landfill Gas | LFG | IC | (TS) Construction complete, but not yet in commercial operation | 1.6
2020 | 12 | 50123 | Leeward Asset Management, LLC | IPP | Lone Tree Wind, LLC | IL | 63251 | LTW | 79 | Onshore Wind Turbine | WND | WT | (V) Under construction, more than 50 percent complete | 79
2020 | 12 | 62842 | Lightsource Renewable Energy Asset Management, LLC | IPP | Elk Hill Solar 2 | PA | 63768 | PAEH2 | 15 | Solar Photovoltaic | SUN | PV | (V) Under construction, more than 50 percent complete | 15
2020 | 12 | 62842 | Lightsource Renewable Energy Asset Management, LLC | IPP | Impact Solar 1 | TX | 63222 | TXIM1 | 198.5 | Solar Photovoltaic | SUN | PV | (V) Under construction, more than 50 percent complete | 198.5
2020 | 12 | 62842 | Lightsource Renewable Energy Asset Management, LLC | IPP | Wildflower Solar 1 | CA | 62988 | CAWF1 | 13 | Solar Photovoltaic | SUN | PV | (V) Under construction, more than 50 percent complete | 13
2020 | 12 | 62661 | Lock 12 Hydro Partners, LLC | IPP | Ravenna Hydroelectric Project | KY | 62747 | 1 | 0.5 | Conventional Hydroelectric | WAT | HY | (V) Under construction, more than 50 percent complete | 0.5
2020 | 12 | 62661 | Lock 12 Hydro Partners, LLC | IPP | Ravenna Hydroelectric Project | KY | 62747 | 2 | 0.5 | Conventional Hydroelectric | WAT | HY | (V) Under construction, more than 50 percent complete | 0.5
2020 | 12 | 62661 | Lock 12 Hydro Partners, LLC | IPP | Ravenna Hydroelectric Project | KY | 62747 | 3 | 0.5 | Conventional Hydroelectric | WAT | HY | (V) Under construction, more than 50 percent complete | 0.5
2020 | 12 | 62661 | Lock 12 Hydro Partners, LLC | IPP | Ravenna Hydroelectric Project | KY | 62747 | 4 | 0.5 | Conventional Hydroelectric | WAT | HY | (V) Under construction, more than 50 percent complete | 0.5
2020 | 12 | 62661 | Lock 12 Hydro Partners, LLC | IPP | Ravenna Hydroelectric Project | KY | 62747 | 5 | 0.5 | Conventional Hydroelectric | WAT | HY | (V) Under construction, more than 50 percent complete | 0.5
2020 | 12 | 61219 | Longroad Energy Services LLC | IPP | El Campo Wind | TX | 62765 | CAMPO | 242.8 | Onshore Wind Turbine | WND | WT | (TS) Construction complete, but not yet in commercial operation | 242.8
2020 | 12 | 61219 | Longroad Energy Services LLC | IPP | Little Bear 3 | CA | 62463 | GEN01 | 20 | Solar Photovoltaic | SUN | PV | (TS) Construction complete, but not yet in commercial operation | 20
2020 | 12 | 61219 | Longroad Energy Services LLC | IPP | Little Bear 4 | CA | 62464 | GEN01 | 50 | Solar Photovoltaic | SUN | PV | (TS) Construction complete, but not yet in commercial operation | 50
2020 | 12 | 61219 | Longroad Energy Services LLC | IPP | Little Bear 5 | CA | 62465 | GEN01 | 50 | Solar Photovoltaic | SUN | PV | (TS) Construction complete, but not yet in commercial operation | 50
2020 | 12 | 61219 | Longroad Energy Services LLC | IPP | Little Bear Solar 1, LLC | CA | 59870 | GEN01 | 40 | Solar Photovoltaic | SUN | PV | (TS) Construction complete, but not yet in commercial operation | 40
2020 | 12 | 61219 | Longroad Energy Services LLC | IPP | Weaver Wind | ME | 63132 | WEAVR | 72.6 | Onshore Wind Turbine | WND | WT | (TS) Construction complete, but not yet in commercial operation | 72.6
2020 | 12 | 63300 | Lowry CSG2 LLC | IPP | Lowry CSG2, LLC | MN | 63595 | SC | 1 | Solar Photovoltaic | SUN | PV | (U) Under construction, less than or equal to 50 percent complete | 1
2020 | 12 | 63394 | MSAP 13, LLC | IPP | MSAP 13 | NY | 63675 | TROYL | 2 | Solar Photovoltaic | SUN | PV | (V) Under construction, more than 50 percent complete | 2
2020 | 12 | 62915 | Madison Energy Holdings LLC | IPP | RJC CSG, LLC | MN | 63816 | RJC01 | 1 | Solar Photovoltaic | SUN | PV | (V) Under construction, more than 50 percent complete | 1
2020 | 12 | 62915 | Madison Energy Holdings LLC | IPP | Studenski Community Solar LLC | MN | 63793 | STU01 | 1 | Solar Photovoltaic | SUN | PV | (V) Under construction, more than 50 percent complete | 1
2020 | 12 | 62915 | Madison Energy Holdings LLC | IPP | Svihel Community Solar LLC | MN | 63792 | SVH01 | 1 | Solar Photovoltaic | SUN | PV | (V) Under construction, more than 50 percent complete | 1
2020 | 12 | 11479 | Madison Gas & Electric Co | Electric Utility | Dane County Airport Solar | WI | 64080 | 1 | 9 | Solar Photovoltaic | SUN | PV | (TS) Construction complete, but not yet in commercial operation | 9
2020 | 12 | 63572 | Marbury Point Solar LLC | IPP | DC Water Solar | DC | 63917 | 8030A | 4.5 | Solar Photovoltaic | SUN | PV | (U) Under construction, less than or equal to 50 percent complete | 4.5
2020 | 12 | 63753 | Marlow Solar, LLC | IPP | Marlow Solar, LLC | IL | 64122 | MARL | 2 | Solar Photovoltaic | SUN | PV | (U) Under construction, less than or equal to 50 percent complete | 2
2020 | 12 | 63732 | Maverick Solar 4, LLC | IPP | Maverick Solar 4, LLC | CA | 64104 | MAV02 | 100 | Solar Photovoltaic | SUN | PV | (V) Under construction, more than 50 percent complete | 100
2020 | 12 | 61710 | Maverick Solar, LLC | IPP | Maverick Solar, LLC | CA | 62178 | MAV01 | 125 | Solar Photovoltaic | SUN | PV | (V) Under construction, more than 50 percent complete | 125
2020 | 12 | 63814 | McDonough Solar 1, LLC | IPP | McDonough Solar 1, LLC | IL | 64201 | MC1B | 2 | Solar Photovoltaic | SUN | PV | (V) Under construction, more than 50 percent complete | 2
2020 | 12 | 63814 | McDonough Solar 1, LLC | IPP | McDonough Solar 1, LLC | IL | 64201 | MCDH | 2 | Solar Photovoltaic | SUN | PV | (V) Under construction, more than 50 percent complete | 2
2020 | 12 | 12119 | McGrath Light & Power Co | Electric Utility | McGrath | AK | 6555 | 11 | 0.4 | Petroleum Liquids | DFO | IC | (V) Under construction, more than 50 percent complete | 0.4
2020 | 12 | 12119 | McGrath Light & Power Co | Electric Utility | McGrath | AK | 6555 | 12 | 0.4 | Petroleum Liquids | DFO | IC | (V) Under construction, more than 50 percent complete | 0.4
2020 | 12 | 12119 | McGrath Light & Power Co | Electric Utility | McGrath | AK | 6555 | 13 | 0.4 | Petroleum Liquids | DFO | IC | (V) Under construction, more than 50 percent complete | 0.4
2020 | 12 | 12119 | McGrath Light & Power Co | Electric Utility | McGrath | AK | 6555 | 14 | 0.4 | Petroleum Liquids | DFO | IC | (V) Under construction, more than 50 percent complete | 0.4
2020 | 12 | 63617 | Mendota US Solar 1 LLC | IPP | Mendota | IL | 63954 | MENDS | 2 | Solar Photovoltaic | SUN | PV | (V) Under construction, more than 50 percent complete | 2
2020 | 12 | 12341 | MidAmerican Energy Co | Electric Utility | Contrail Wind Farm | IA | 63639 | COWF | 112.4 | Onshore Wind Turbine | WND | WT | (V) Under construction, more than 50 percent complete | 112.4
2020 | 12 | 12341 | MidAmerican Energy Co | Electric Utility | Diamond Trail Wind Farm | IA | 63641 | DTWF | 252.5 | Onshore Wind Turbine | WND | WT | (V) Under construction, more than 50 percent complete | 252.5
2020 | 12 | 12341 | MidAmerican Energy Co | Electric Utility | Palo Alto Wind Farm | IA | 63053 | PAWF2 | 90 | Onshore Wind Turbine | WND | WT | (V) Under construction, more than 50 percent complete | 90
2020 | 12 | 12341 | MidAmerican Energy Co | Electric Utility | Southern Hills Wind Farm | IA | 63640 | SHWF | 254.1 | Onshore Wind Turbine | WND | WT | (V) Under construction, more than 50 percent complete | 254.1
2020 | 12 | 63655 | MilfordSolar | IPP | MilfordSolar OR | OR | 64008 | MS | 3 | Solar Photovoltaic | SUN | PV | (V) Under construction, more than 50 percent complete | 3
2020 | 12 | 63206 | Minke Solar, LLC | IPP | Minke Solar | OR | 63465 | PGR20 | 2.2 | Solar Photovoltaic | SUN | PV | (V) Under construction, more than 50 percent complete | 2.2
2020 | 12 | 62916 | Mohave County Wind Farm | IPP | Mohave County Wind Farm | AZ | 63114 | MCWF | 350 | Onshore Wind Turbine | WND | WT | (V) Under construction, more than 50 percent complete | 350
2020 | 12 | 63204 | Mohea Solar Energy Center, LLC | IPP | Mohea Solar Energy Center, LLC | SC | 63463 | PGR14 | 5 | Solar Photovoltaic | SUN | PV | (V) Under construction, more than 50 percent complete | 5
2020 | 12 | 63729 | Morgan Solar 4, LLC | IPP | Morgan Solar 4, LLC | IL | 64100 | MORG | 2 | Solar Photovoltaic | SUN | PV | (V) Under construction, more than 50 percent complete | 2
2020 | 12 | 58718 | Na Pua Makani Power Partners LLC | IPP | Na Pua Makani Wind Project | HI | 58837 | WT1 | 27.6 | Onshore Wind Turbine | WND | WT | (TS) Construction complete, but not yet in commercial operation | 27.6
2020 | 12 | 63185 | Neighborhood Power Corp. | IPP | Dunn Road Solar | OR | 63642 | W9736 | 1.8 | Solar Photovoltaic | SUN | PV | (TS) Construction complete, but not yet in commercial operation | 1.8
2020 | 12 | 13484 | New York Methodist Hospital | IPP | New York Methodist Hospital | NY | 52091 | CCHEG | 1.5 | Petroleum Liquids | DFO | IC | (TS) Construction complete, but not yet in commercial operation | 1.5
2020 | 12 | 63605 | Nicollet Garden LLC | IPP | Nicollet Garden | MN | 63938 | CGS | 1 | Solar Photovoltaic | SUN | PV | (TS) Construction complete, but not yet in commercial operation | 1
2020 | 12 | 62869 | Novel Benedix Solar LLC | IPP | Novel Benedix Solar CSG | MN | 63010 | BNDX | 1 | Solar Photovoltaic | SUN | PV | (TS) Construction complete, but not yet in commercial operation | 1
2020 | 12 | 63014 | Novel Debra Solar LLC | IPP | Novel Debra Solar LLC CSG | MN | 63247 | DEBRA | 1 | Solar Photovoltaic | SUN | PV | (TS) Construction complete, but not yet in commercial operation | 1
2020 | 12 | 63294 | Nutmeg Solar LLC | IPP | Nutmeg Solar | CT | 63592 | NUTMG | 19.6 | Solar Photovoltaic | SUN | PV | (V) Under construction, more than 50 percent complete | 19.6
2020 | 12 | 63477 | Oasis Alta, LLC | IPP | Oasis Alta | CA | 63941 | OA1 | 14.4 | Onshore Wind Turbine | WND | WT | (U) Under construction, less than or equal to 50 percent complete | 14.4
2020 | 12 | 62758 | Orchard Windfarm, LLC | IPP | Orchard Windfarm 1, LLC | OR | 62935 | OCHW | 10 | Onshore Wind Turbine | WND | WT | (V) Under construction, more than 50 percent complete | 10
2020 | 12 | 14232 | Otter Tail Power Co | Electric Utility | Merricourt Wind Energy Center | ND | 57048 | 1 | 150 | Onshore Wind Turbine | WND | WT | (V) Under construction, more than 50 percent complete | 150
2020 | 12 | 63279 | Outlaw Wind Project LLC | IPP | Outlaw Wind Project LLC | MO | 63574 | GEN1 | 298.6 | Onshore Wind Turbine | WND | WT | (U) Under construction, less than or equal to 50 percent complete | 298.6
2020 | 12 | 14354 | PacifiCorp | Electric Utility | Ekola Flats | WY | 62591 | 1 | 250.9 | Onshore Wind Turbine | WND | WT | (U) Under construction, less than or equal to 50 percent complete | 250.9
2020 | 12 | 63301 | Paynesville CSG1 LLC | IPP | Paynesville CSG1, LLC | MN | 63596 | SC | 1 | Solar Photovoltaic | SUN | PV | (U) Under construction, less than or equal to 50 percent complete | 1
2020 | 12 | 63202 | Pika Solar, LLC | IPP | Pika Solar | OR | 63462 | PGR17 | 2.2 | Solar Photovoltaic | SUN | PV | (V) Under construction, more than 50 percent complete | 2.2
2020 | 12 | 63302 | Plato CSG1 LLC | IPP | Plato CSG1, LLC | MN | 63597 | SC | 1 | Solar Photovoltaic | SUN | PV | (U) Under construction, less than or equal to 50 percent complete | 1
2020 | 12 | 15248 | Portland General Electric Co | IPP | Wheatridge 1 | OR | 64057 | WND | 100 | Onshore Wind Turbine | WND | WT | (V) Under construction, more than 50 percent complete | 100
2020 | 12 | 63761 | REG Juhl Glenville Wind, LLC | IPP | REG Juhl Glenville Wind, LLC | MN | 64130 | RJGW | 2.5 | Onshore Wind Turbine | WND | WT | (V) Under construction, more than 50 percent complete | 2.5
2020 | 12 | 56215 | RWE Renewables Americas LLC | IPP | Boiling Springs Wind Farm | OK | 62871 | BGSPS | 148.4 | Onshore Wind Turbine | WND | WT | (V) Under construction, more than 50 percent complete | 148.4
2020 | 12 | 56215 | RWE Renewables Americas LLC | IPP | Cranell Wind Farm LLC | TX | 62416 | WT1 | 220 | Onshore Wind Turbine | WND | WT | (V) Under construction, more than 50 percent complete | 220
2020 | 12 | 62778 | Rattlesnake Flat, LLC | IPP | Rattlesnake Flat | WA | 62936 | RAT | 144 | Onshore Wind Turbine | WND | WT | (V) Under construction, more than 50 percent complete | 144
2020 | 12 | 63634 | Red Toad 315 Vinson Road, LLC | IPP | 315 Vinson Road | NC | 63979 | VINSN | 2 | Solar Photovoltaic | SUN | PV | (V) Under construction, more than 50 percent complete | 2
2020 | 12 | 63633 | Red Toad Powatan Phase 2 LLC | IPP | Powatan Road Solar | NC | 64035 | POWTN | 2 | Solar Photovoltaic | SUN | PV | (V) Under construction, more than 50 percent complete | 2
2020 | 12 | 61590 | Richmond Spider Solar LLC | IPP | Richmond Spider Solar | VA | 62011 | RMDSS | 20 | Solar Photovoltaic | SUN | PV | (V) Under construction, more than 50 percent complete | 20
2020 | 12 | 63618 | Ridge Farm Solar 1 LLC | IPP | Ridge Farm | IL | 63952 | RIDGE | 2 | Solar Photovoltaic | SUN | PV | (V) Under construction, more than 50 percent complete | 2
2020 | 12 | 62761 | Rosewater Wind Farm LLC | IPP | Rosewater Wind Farm | IN | 62891 | ROSEW | 102 | Onshore Wind Turbine | WND | WT | (V) Under construction, more than 50 percent complete | 102
2020 | 12 | 63820 | SR Baxley, LLC | IPP | Baxley | GA | 64211 | BAXLY | 25 | Solar Photovoltaic | SUN | PV | (P) Planned for installation, but regulatory approvals not initiated | 25
2020 | 12 | 63771 | SR Rattlesnake, LLC | IPP | SR Rattlesnake | CO | 64152 | SNAKE | 6 | Solar Photovoltaic | SUN | PV | (P) Planned for installation, but regulatory approvals not initiated | 6
2020 | 12 | 61624 | SR Snipesville | IPP | Snipesville | GA | 62165 | SNIPE | 61 | Solar Photovoltaic | SUN | PV | (V) Under construction, more than 50 percent complete | 61
2020 | 12 | 16534 | Sacramento Municipal Util Dist | Electric Utility | White Rock/Slab Creek | CA | 435 | H3 | 2.7 | Conventional Hydroelectric | WAT | HY | (TS) Construction complete, but not yet in commercial operation | 2.7
2020 | 12 | 63303 | Sacred Heart CSG1 LLC | IPP | Sacred Heart CSG1, LLC | MN | 63598 | SC | 1 | Solar Photovoltaic | SUN | PV | (U) Under construction, less than or equal to 50 percent complete | 1
2020 | 12 | 62113 | Sage Draw Wind, LLC | IPP | Sage Draw Wind | TX | 62620 | SD | 338.4 | Onshore Wind Turbine | WND | WT | (TS) Construction complete, but not yet in commercial operation | 338.4
2020 | 12 | 63669 | San Bernardino Fuel Cell, LLC | Commercial | SB Water Reclamation Fuel Cell | CA | 64027 | MB19 | 1.4 | Other Waste Biomass | OBG | FC | (V) Under construction, more than 50 percent complete | 1.4
2020 | 12 | 63119 | Scotch Bonnet Solar, LLC | IPP | Scotch Bonnet Solar, LLC | NC | 63345 | PGR07 | 4.5 | Solar Photovoltaic | SUN | PV | (V) Under construction, more than 50 percent complete | 4.5
2020 | 12 | 63676 | Silveira Ranch Road Solar | IPP | Silveira Ranch Road Solar | CA | 63762 | SILVA | 1 | Solar Photovoltaic | SUN | PV | (TS) Construction complete, but not yet in commercial operation | 1
2020 | 12 | 63676 | Silveira Ranch Road Solar | IPP | Silveira Ranch Road Solar | CA | 63762 | SILVB | 1 | Solar Photovoltaic | SUN | PV | (TS) Construction complete, but not yet in commercial operation | 1
2020 | 12 | 63676 | Silveira Ranch Road Solar | IPP | Silveira Ranch Road Solar | CA | 63762 | SILVC | 1 | Solar Photovoltaic | SUN | PV | (TS) Construction complete, but not yet in commercial operation | 1
2020 | 12 | 63608 | Silver Lake Garden LLC | IPP | Silver Lake Garden | MN | 63936 | CGS | 1 | Solar Photovoltaic | SUN | PV | (TS) Construction complete, but not yet in commercial operation | 1
2020 | 12 | 62023 | Skeleton Creek Energy Center | IPP | Skeleton Creek Energy Center Hybrid | OK | 62494 | SKC | 250 | Onshore Wind Turbine | WND | WT | (V) Under construction, more than 50 percent complete | 250
2020 | 12 | 63675 | Soscol Ferry Solar | IPP | Soscol Ferry Solar | CA | 63761 | SSCLC | 1 | Solar Photovoltaic | SUN | PV | (TS) Construction complete, but not yet in commercial operation | 1
2020 | 12 | 63675 | Soscol Ferry Solar | IPP | Soscol Ferry Solar | CA | 63761 | SSCLD | 1 | Solar Photovoltaic | SUN | PV | (TS) Construction complete, but not yet in commercial operation | 1
2020 | 12 | 17718 | Southwestern Public Service Co | Electric Utility | Sagamore Wind | NM | 63578 | SWF01 | 522 | Onshore Wind Turbine | WND | WT | (V) Under construction, more than 50 percent complete | 522
2020 | 12 | 62844 | Spring Hope Solar 3, LLC | IPP | Spring Hope Solar 3, LLC | NC | 62997 | PGR09 | 4.9 | Solar Photovoltaic | SUN | PV | (V) Under construction, more than 50 percent complete | 4.9
2020 | 12 | 63304 | Stewart CSG1 LLC | IPP | Stewart CSG1, LLC | MN | 63599 | SC | 1 | Solar Photovoltaic | SUN | PV | (U) Under construction, less than or equal to 50 percent complete | 1
2020 | 12 | 63688 | SulusSolar29 | IPP | SulusSolar29 | OR | 64048 | SS29 | 2.6 | Solar Photovoltaic | SUN | PV | (V) Under construction, more than 50 percent complete | 2.6
2020 | 12 | 63657 | SulusSolar33 | IPP | SulusSolar33 | OR | 64006 | SS33 | 3 | Solar Photovoltaic | SUN | PV | (V) Under construction, more than 50 percent complete | 3
2020 | 12 | 63106 | Sutton Solar 2, LLC | IPP | Sutton Solar 2, LLC | MA | 63336 | 6004 | 1 | Solar Photovoltaic | SUN | PV | (V) Under construction, more than 50 percent complete | 1
2020 | 12 | 62819 | Syncarpha Halifax, LLC | IPP | Syncarpha Halifax Hybrid | MA | 62973 | SYHAB | 2 | Batteries | MWH | BA | (U) Under construction, less than or equal to 50 percent complete | 2
2020 | 12 | 62819 | Syncarpha Halifax, LLC | IPP | Syncarpha Halifax Hybrid | MA | 62973 | SYHAS | 1.7 | Solar Photovoltaic | SUN | PV | (V) Under construction, more than 50 percent complete | 1.7
2020 | 12 | 62821 | Syncarpha Northampton, LLC | IPP | Syncarpha Northampton Hybrid | MA | 62976 | SYNOB | 2 | Batteries | MWH | BA | (U) Under construction, less than or equal to 50 percent complete | 2
2020 | 12 | 62821 | Syncarpha Northampton, LLC | IPP | Syncarpha Northampton Hybrid | MA | 62976 | SYNOS | 3.6 | Solar Photovoltaic | SUN | PV | (V) Under construction, more than 50 percent complete | 3.6
2020 | 12 | 62825 | Syncarpha Northbridge II, LLC | IPP | Syncarpha Northbridge II Hybrid | MA | 62978 | SYN2B | 3 | Batteries | MWH | BA | (U) Under construction, less than or equal to 50 percent complete | 3
2020 | 12 | 62825 | Syncarpha Northbridge II, LLC | IPP | Syncarpha Northbridge II Hybrid | MA | 62978 | SYN2S | 5 | Solar Photovoltaic | SUN | PV | (V) Under construction, more than 50 percent complete | 5
2020 | 12 | 62044 | TG High Prairie Wind, LLC | IPP | High Prairie Wind Farm | MO | 62563 | HPWF | 400 | Onshore Wind Turbine | WND | WT | (TS) Construction complete, but not yet in commercial operation | 400
2020 | 12 | 61954 | Techren Solar V LLC | IPP | Techren Solar V | NV | 62440 | TECH5 | 50 | Solar Photovoltaic | SUN | PV | (TS) Construction complete, but not yet in commercial operation | 50
2020 | 12 | 63224 | Tehachapi Plains Wind, LLC | IPP | Point Wind | CA | 63482 | PW1 | 64.5 | Onshore Wind Turbine | WND | WT | (V) Under construction, more than 50 percent complete | 64.5
2020 | 12 | 61890 | Tenaska Nobles 2 Power Partners, LLC | IPP | Nobles 2 Wind Project | MN | 62364 | WT1 | 250 | Onshore Wind Turbine | WND | WT | (V) Under construction, more than 50 percent complete | 250
2020 | 12 | 60947 | Tesla Inc. | Industrial | Tesla Reno GigaFactory | NV | 64098 | 3 | 0.8 | Solar Photovoltaic | SUN | PV | (V) Under construction, more than 50 percent complete | 0.8
2020 | 12 | 63623 | Thor Solar 1 CEI, LLC | IPP | SSD Clackamas 4, LLC | OR | 63962 | 1 | 2 | Solar Photovoltaic | SUN | PV | (U) Under construction, less than or equal to 50 percent complete | 2
2020 | 12 | 63623 | Thor Solar 1 CEI, LLC | IPP | SSD Marion 1, LLC | OR | 63964 | 1 | 2 | Solar Photovoltaic | SUN | PV | (U) Under construction, less than or equal to 50 percent complete | 2
2020 | 12 | 63623 | Thor Solar 1 CEI, LLC | IPP | SSD Marion 3, LLC | OR | 63958 | 1 | 2 | Solar Photovoltaic | SUN | PV | (U) Under construction, less than or equal to 50 percent complete | 2
2020 | 12 | 63623 | Thor Solar 1 CEI, LLC | IPP | SSD Marion 5, LLC | OR | 63959 | 1 | 2 | Solar Photovoltaic | SUN | PV | (U) Under construction, less than or equal to 50 percent complete | 2
2020 | 12 | 63623 | Thor Solar 1 CEI, LLC | IPP | SSD Marion 6, LLC | OR | 63960 | 1 | 2 | Solar Photovoltaic | SUN | PV | (U) Under construction, less than or equal to 50 percent complete | 2
2020 | 12 | 63602 | Titan Solar 1, LLC | IPP | Titan Solar 1 (CA) | CA | 63932 | TITN1 | 70 | Solar Photovoltaic | SUN | PV | (V) Under construction, more than 50 percent complete | 70
2020 | 12 | 63433 | USS Bluff Country Solar | IPP | USS Bluff Country Solar | MN | 63741 | USBCS | 1 | Solar Photovoltaic | SUN | PV | (V) Under construction, more than 50 percent complete | 1
2020 | 12 | 62955 | USS Hancock Solar | IPP | USS Hancock Solar LLC CSG | MN | 63167 | HNCCK | 1 | Solar Photovoltaic | SUN | PV | (V) Under construction, more than 50 percent complete | 1
2020 | 12 | 62953 | USS Reindeer Solar LLC | IPP | USS Reindeer Solar LLC CSG | MN | 63165 | RENDR | 1 | Solar Photovoltaic | SUN | PV | (V) Under construction, more than 50 percent complete | 1
2020 | 12 | 63597 | Vermilion Solar 1, LLC | IPP | Vermilion Solar 1, LLC | IL | 63946 | VERM | 2 | Solar Photovoltaic | SUN | PV | (V) Under construction, more than 50 percent complete | 2
2020 | 12 | 19876 | Virginia Electric & Power Co | Electric Utility | Desper Solar | VA | 62730 | 1 | 88.2 | Solar Photovoltaic | SUN | PV | (U) Under construction, less than or equal to 50 percent complete | 88.2
2020 | 12 | 61522 | Viridity Energy Solutions, Inc. | IPP | Vallecito | CA | 62801 | ORN34 | 10 | Batteries | MWH | BA | (V) Under construction, more than 50 percent complete | 10
2020 | 12 | 63129 | Wapello Solar LLC | IPP | Wapello Solar LLC | IA | 63378 | WAPLO | 100 | Solar Photovoltaic | SUN | PV | (V) Under construction, more than 50 percent complete | 100
2020 | 12 | 20159 | Washington Parish Engy Ctr 1 LLC | IPP | Washington Parish Energy Center | LA | 55486 | CTG01 | 182.2 | Natural Gas Fired Combustion Turbine | NG | GT | (TS) Construction complete, but not yet in commercial operation | 199.8
2020 | 12 | 20159 | Washington Parish Engy Ctr 1 LLC | IPP | Washington Parish Energy Center | LA | 55486 | CTG02 | 182.2 | Natural Gas Fired Combustion Turbine | NG | GT | (TS) Construction complete, but not yet in commercial operation | 199.8
2020 | 12 | 58106 | Western Michigan University | Commercial | Western Michigan University Power Plant | MI | 58161 | EG-10 | 2.5 | Natural Gas Internal Combustion Engine | NG | IC | (TS) Construction complete, but not yet in commercial operation | 2.5
2020 | 12 | 58106 | Western Michigan University | Commercial | Western Michigan University Power Plant | MI | 58161 | EG-9 | 2.5 | Natural Gas Internal Combustion Engine | NG | IC | (TS) Construction complete, but not yet in commercial operation | 2.5
2020 | 12 | 62079 | White Cloud Wind Project, LLC | IPP | White Cloud Wind Project, LLC | MO | 62624 | WTCWF | 236.5 | Onshore Wind Turbine | WND | WT | (V) Under construction, more than 50 percent complete | 236.5
2020 | 12 | 63674 | White Horse Solar A | IPP | White Horse Solar A | SC | 63760 | WHRSA | 2 | Solar Photovoltaic | SUN | PV | (TS) Construction complete, but not yet in commercial operation | 2
2020 | 12 | 63692 | Whiteside Solar 1, LLC | IPP | Whiteside Solar 1 | IL | 64059 | WSIDE | 2 | Solar Photovoltaic | SUN | PV | (V) Under construction, more than 50 percent complete | 2
2020 | 12 | 62635 | Wildcat Creek Wind Farm LLC | IPP | Wildcat Creek Wind Farm LLC | TX | 62715 | WCCWF | 180.1 | Onshore Wind Turbine | WND | WT | (V) Under construction, more than 50 percent complete | 180.1
2020 | 12 | 63490 | Williamsville Road LLC | IPP | Williamsville Hybrid | MA | 63805 | WBESS | 3.3 | Batteries | MWH | BA | (V) Under construction, more than 50 percent complete | 3.3
2020 | 12 | 63490 | Williamsville Road LLC | IPP | Williamsville Hybrid | MA | 63805 | WIL | 5 | Solar Photovoltaic | SUN | PV | (V) Under construction, more than 50 percent complete | 5
2021 | 1 | 61012 | AES Distributed Energy | IPP | Wilbur Woods Solar LLC | MA | 63048 | DESMO | 5 | Solar Photovoltaic | SUN | PV | (V) Under construction, more than 50 percent complete | 5
2021 | 1 | 61012 | AES Distributed Energy | IPP | ZPD-PT Solar Project 2017-021 LLC Hybrid | MA | 64187 | DRAES | 0.7 | Batteries | MWH | BA | (U) Under construction, less than or equal to 50 percent complete | 0.7
2021 | 1 | 61012 | AES Distributed Energy | IPP | ZPD-PT Solar Project 2017-021 LLC Hybrid | MA | 64187 | DRAPV | 1 | Solar Photovoltaic | SUN | PV | (U) Under construction, less than or equal to 50 percent complete | 1
2021 | 1 | 61012 | AES Distributed Energy | IPP | ZPD-PT Solar Project 2017-023 LLC Hybrid | MA | 64185 | DRAES | 1.8 | Batteries | MWH | BA | (U) Under construction, less than or equal to 50 percent complete | 1.8
2021 | 1 | 61012 | AES Distributed Energy | IPP | ZPD-PT Solar Project 2017-023 LLC Hybrid | MA | 64185 | DRAPV | 2.8 | Solar Photovoltaic | SUN | PV | (U) Under construction, less than or equal to 50 percent complete | 2.8
2021 | 1 | 62160 | AES ES Alamitos, LLC | IPP | AES ES ALAMITOS, LLC | CA | 61204 | ALMTS | 100 | Batteries | MWH | BA | (V) Under construction, more than 50 percent complete | 100
2021 | 1 | 60281 | Altus Power America Management, LLC | IPP | FastSun 21 | MN | 63577 | FS21 | 1 | Solar Photovoltaic | SUN | PV | (V) Under construction, more than 50 percent complete | 1
2021 | 1 | 60281 | Altus Power America Management, LLC | IPP | FastSun 4 | MN | 63576 | FS4 | 1 | Solar Photovoltaic | SUN | PV | (V) Under construction, more than 50 percent complete | 1
2021 | 1 | 60281 | Altus Power America Management, LLC | IPP | FastSun12 | MN | 63966 | FS12 | 1 | Solar Photovoltaic | SUN | PV | (V) Under construction, more than 50 percent complete | 1
2021 | 1 | 15399 | Avangrid Renewables LLC | IPP | La Joya NM | NM | 61044 | LAJ2 | 141.2 | Onshore Wind Turbine | WND | WT | (V) Under construction, more than 50 percent complete | 141.2
2021 | 1 | 62993 | Aviator Wind, LLC | IPP | Aviator Wind | TX | 63209 | AVTOR | 525 | Onshore Wind Turbine | WND | WT | (V) Under construction, more than 50 percent complete | 525
2021 | 1 | 2265 | Bristol-Myers Squibb Co | IPP | Bristol Myers Squibb Lawrenceville | NJ | 58947 | TG102 | 5 | Natural Gas Fired Combustion Turbine | NG | GT | (V) Under construction, more than 50 percent complete | 5.4
2021 | 1 | 56769 | Consolidated Edison Development Inc. | IPP | Water Strider Solar | VA | 63549 | WSS | 80 | Solar Photovoltaic | SUN | PV | (U) Under construction, less than or equal to 50 percent complete | 80
2021 | 1 | 63569 | Cornillie 2 Community Solar LLC | IPP | Cornillie 2 Community (CSG) | MN | 63899 | CORN | 1.4 | Solar Photovoltaic | SUN | PV | (V) Under construction, more than 50 percent complete | 1.4
2021 | 1 | 63613 | Cortland Solar 2 LLC | IPP | Cortland | IL | 63949 | CORT2 | 2 | Solar Photovoltaic | SUN | PV | (V) Under construction, more than 50 percent complete | 2
2021 | 1 | 59550 | Croda Inc. | Industrial | Croda Atlas Point CHP | DE | 59783 | 91199 | 2 | Landfill Gas | LFG | IC | (U) Under construction, less than or equal to 50 percent complete | 2
2021 | 1 | 5416 | Duke Energy Carolinas, LLC | Electric Utility | Maiden Creek Solar Power Plant | NC | 62668 | PV1 | 69.3 | Solar Photovoltaic | SUN | PV | (V) Under construction, more than 50 percent complete | 69.3
2021 | 1 | 57170 | EDF Renewable Asset Holdings, Inc. | IPP | Coyote Wind LLC | TX | 63655 | COY | 242.5 | Onshore Wind Turbine | WND | WT | (U) Under construction, less than or equal to 50 percent complete | 242.5
2021 | 1 | 61420 | ENGIE Storage Services NA LLC | Commercial | San Diego International Airport BESS | CA | 62754 | BA | 2 | Batteries | MWH | BA | (U) Under construction, less than or equal to 50 percent complete | 2
2021 | 1 | 5860 | Empire District Electric Co | Electric Utility | Prosperity Solar Farm CSG | MO | 64225 | PROS1 | 2.3 | Solar Photovoltaic | SUN | PV | (U) Under construction, less than or equal to 50 percent complete | 2.3
2021 | 1 | 61372 | Enel Kansas, LLC | IPP | Cimarron Bend III | KS | 64074 | 3 | 198.8 | Onshore Wind Turbine | WND | WT | (V) Under construction, more than 50 percent complete | 198.8
2021 | 1 | 56201 | Engie North America | IPP | ANSON Solar Center, LLC | TX | 64026 | SF1 | 200 | Solar Photovoltaic | SUN | PV | (V) Under construction, more than 50 percent complete | 200
2021 | 1 | 62856 | Forefront Power, LLC | IPP | IL - SMHEC - Moraine Valley | IL | 64181 | 18017 | 1.3 | Solar Photovoltaic | SUN | PV | (U) Under construction, less than or equal to 50 percent complete | 1.3
2021 | 1 | 62856 | Forefront Power, LLC | IPP | UC Santa Cruz Solar | CA | 63091 | 246 | 2.2 | Solar Photovoltaic | SUN | PV | (U) Under construction, less than or equal to 50 percent complete | 2.2
2021 | 1 | 6541 | Formosa Plastics Corp | Industrial | Formosa Utility Venture Ltd | TX | 10554 | 3ST1 | 38 | Natural Gas Fired Combined Cycle | NG | CA | (V) Under construction, more than 50 percent complete | 40
2021 | 1 | 6541 | Formosa Plastics Corp | Industrial | Formosa Utility Venture Ltd | TX | 10554 | 3TBG1 | 97 | Natural Gas Fired Combined Cycle | NG | CT | (V) Under construction, more than 50 percent complete | 102
2021 | 1 | 6541 | Formosa Plastics Corp | Industrial | Formosa Utility Venture Ltd | TX | 10554 | 3TBG2 | 97 | Natural Gas Fired Combined Cycle | NG | CT | (TS) Construction complete, but not yet in commercial operation | 102
2021 | 1 | 60025 | Greenbacker Renewable Energy Corporation | IPP | Alamosa Solar South CSG | CO | 64266 | 264 | 1.6 | Solar Photovoltaic | SUN | PV | (V) Under construction, more than 50 percent complete | 1.6
2021 | 1 | 60025 | Greenbacker Renewable Energy Corporation | IPP | Forrest City- Eldridge Road | AR | 64262 | 453 | 1 | Solar Photovoltaic | SUN | PV | (V) Under construction, more than 50 percent complete | 1
2021 | 1 | 60025 | Greenbacker Renewable Energy Corporation | IPP | Forrest City- Prison Site | AR | 64261 | 361 | 1 | Solar Photovoltaic | SUN | PV | (V) Under construction, more than 50 percent complete | 1
2021 | 1 | 60025 | Greenbacker Renewable Energy Corporation | IPP | Hot Springs 2020 | AR | 64263 | 364 | 1 | Solar Photovoltaic | SUN | PV | (V) Under construction, more than 50 percent complete | 1
2021 | 1 | 60025 | Greenbacker Renewable Energy Corporation | IPP | Las Virgenes | CA | 64264 | 298 | 3 | Solar Photovoltaic | SUN | PV | (V) Under construction, more than 50 percent complete | 3
2021 | 1 | 60195 | Groton Station Fuel Cell, LLC | IPP | Naval Sub Base New London Fuel Cell | CT | 61743 | MMH3 | 3.7 | Other Natural Gas | NG | FC | (V) Under construction, more than 50 percent complete | 3.7
2021 | 1 | 60222 | Haida Energy, Inc. | Electric Utility | Hiilangaay Hydro | AK | 59037 | GEN 1 | 5 | Conventional Hydroelectric | WAT | HY | (TS) Construction complete, but not yet in commercial operation | 5
2021 | 1 | 63694 | Hecate Energy West Newberry, LLC | IPP | Hecate Energy West Newberry, LLC | SC | 64061 | HEWNB | 3.5 | Solar Photovoltaic | SUN | PV | (U) Under construction, less than or equal to 50 percent complete | 3.3
2021 | 1 | 62763 | Hecate Grid, LLC | IPP | Hecate Energy Johanna Facility | CA | 62889 | HEGJF | 20 | Batteries | MWH | BA | (U) Under construction, less than or equal to 50 percent complete | 20
2021 | 1 | 62763 | Hecate Grid, LLC | IPP | Hecate Energy Johanna Facility | CA | 62889 | HJFII | 10 | Batteries | MWH | BA | (L) Regulatory approvals pending. Not under construction | 10
2021 | 1 | 62134 | Hunter Solar LLC | IPP | Hunter Solar LLC | UT | 62656 | HUSOL | 100 | Solar Photovoltaic | SUN | PV | (V) Under construction, more than 50 percent complete | 100
2021 | 1 | 63137 | Idemitsu Renewables | IPP | Central 40 | CA | 63940 | CEN40 | 40 | Solar Photovoltaic | SUN | PV | (V) Under construction, more than 50 percent complete | 40
2021 | 1 | 63137 | Idemitsu Renewables | IPP | Pioneer Solar (CO), LLC | CO | 61991 | PI-QF | 80 | Solar Photovoltaic | SUN | PV | (V) Under construction, more than 50 percent complete | 80
2021 | 1 | 9234 | Indiana Municipal Power Agency | Electric Utility | Columbia City Solar Park | IN | 62769 | SCOLU | 4.3 | Solar Photovoltaic | SUN | PV | (V) Under construction, more than 50 percent complete | 4.3
2021 | 1 | 49893 | Invenergy Services LLC | IPP | Millican Solar Energy LLC | OR | 63050 | GEN1 | 71.4 | Solar Photovoltaic | SUN | PV | (U) Under construction, less than or equal to 50 percent complete | 71.4
2021 | 1 | 49893 | Invenergy Services LLC | IPP | Prineville Solar Energy LLC | OR | 63049 | GEN1 | 46.2 | Solar Photovoltaic | SUN | PV | (U) Under construction, less than or equal to 50 percent complete | 46.2
2021 | 1 | 49893 | Invenergy Services LLC | IPP | Thunderhead Wind Energy LLC | NE | 62956 | GEN1 | 300 | Onshore Wind Turbine | WND | WT | (U) Under construction, less than or equal to 50 percent complete | 300
2021 | 1 | 59685 | JPMorgan Chase Bank | Commercial | South Campus Solar | DE | 59922 | G1789 | 1.8 | Solar Photovoltaic | SUN | PV | (V) Under construction, more than 50 percent complete | 1.8
2021 | 1 | 63644 | Kish Solar, LLC | IPP | Kish | IL | 63990 | KISH | 2 | Solar Photovoltaic | SUN | PV | (TS) Construction complete, but not yet in commercial operation | 2
2021 | 1 | 63431 | Las Majadas Wind Farm, LLC | IPP | Las Majadas Wind Farm | TX | 63739 | LMAJ | 272.6 | Onshore Wind Turbine | WND | WT | (U) Under construction, less than or equal to 50 percent complete | 272.6
2021 | 1 | 63616 | Lena Solar 1 LLC | IPP | Lena | IL | 63951 | LENA | 2 | Solar Photovoltaic | SUN | PV | (V) Under construction, more than 50 percent complete | 2
2021 | 1 | 12436 | Michigan State University | Commercial | T B Simon Power Plant | MI | 10328 | GEN7 | 9 | Natural Gas Internal Combustion Engine | NG | IC | (TS) Construction complete, but not yet in commercial operation | 9
2021 | 1 | 12436 | Michigan State University | Commercial | T B Simon Power Plant | MI | 10328 | GEN8 | 9 | Natural Gas Internal Combustion Engine | NG | IC | (TS) Construction complete, but not yet in commercial operation | 9
2021 | 1 | 12436 | Michigan State University | Commercial | T B Simon Power Plant | MI | 10328 | GEN9 | 9 | Natural Gas Internal Combustion Engine | NG | IC | (TS) Construction complete, but not yet in commercial operation | 9
2021 | 1 | 63185 | Neighborhood Power Corp. | IPP | Mt Hope Solar | OR | 63663 | W0053 | 2.5 | Solar Photovoltaic | SUN | PV | (TS) Construction complete, but not yet in commercial operation | 2.5
2021 | 1 | 63185 | Neighborhood Power Corp. | IPP | Williams Acres Solar | OR | 63664 | W0055 | 2.5 | Solar Photovoltaic | SUN | PV | (TS) Construction complete, but not yet in commercial operation | 2.5
2021 | 1 | 13781 | Northern States Power Co - Minnesota | Electric Utility | Blazing Star 2 Wind Farm | MN | 61650 | BLZS2 | 200 | Onshore Wind Turbine | WND | WT | (V) Under construction, more than 50 percent complete | 200
2021 | 1 | 63017 | Novel Wayne Solar LLC | IPP | Novel Wayne Solar LLC CSG | MN | 63249 | WAYNE | 1 | Solar Photovoltaic | SUN | PV | (TS) Construction complete, but not yet in commercial operation | 1
2021 | 1 | 63683 | Olney Solar II, LLC | IPP | Olney Solar II | IL | 64043 | 6778 | 2 | Solar Photovoltaic | SUN | PV | (V) Under construction, more than 50 percent complete | 2
2021 | 1 | 63331 | Organic Energy Solutions, Inc. | Electric CHP | OES Biogas Power | CA | 63622 | OES01 | 1.3 | Other Waste Biomass | OBG | IC | (V) Under construction, more than 50 percent complete | 1.3
2021 | 1 | 63331 | Organic Energy Solutions, Inc. | Electric CHP | OES Biogas Power | CA | 63622 | OES02 | 1.3 | Other Waste Biomass | OBG | IC | (V) Under construction, more than 50 percent complete | 1.3
2021 | 1 | 14232 | Otter Tail Power Co | Electric Utility | Astoria Station | SD | 61144 | 1 | 245.5 | Natural Gas Fired Combustion Turbine | NG | GT | (V) Under construction, more than 50 percent complete | 349
2021 | 1 | 63859 | Pickford Solar | IPP | Pickford Solar | MI | 64251 | PICK1 | 6.9 | Solar Photovoltaic | SUN | PV | (V) Under construction, more than 50 percent complete | 6.9
2021 | 1 | 61298 | Pine Gate Renewables | IPP | Harts Mill Solar, LLC | NC | 64144 | HMS01 | 80 | Solar Photovoltaic | SUN | PV | (T) Regulatory approvals received. Not under construction | 80
2021 | 1 | 61298 | Pine Gate Renewables | IPP | Robin Solar | NC | 60165 | PV1 | 5 | Solar Photovoltaic | SUN | PV | (V) Under construction, more than 50 percent complete | 5
2021 | 1 | 63082 | ProEnergy Services | IPP | HO Clarke Generating | TX | 63335 | CTG-1 | 44.5 | Natural Gas Fired Combustion Turbine | NG | GT | (V) Under construction, more than 50 percent complete | 60.5
2021 | 1 | 63082 | ProEnergy Services | IPP | HO Clarke Generating | TX | 63335 | CTG-2 | 44.5 | Natural Gas Fired Combustion Turbine | NG | GT | (V) Under construction, more than 50 percent complete | 60.5
2021 | 1 | 63082 | ProEnergy Services | IPP | HO Clarke Generating | TX | 63335 | CTG-3 | 44.5 | Natural Gas Fired Combustion Turbine | NG | GT | (V) Under construction, more than 50 percent complete | 60.5
2021 | 1 | 63082 | ProEnergy Services | IPP | HO Clarke Generating | TX | 63335 | CTG-4 | 44.5 | Natural Gas Fired Combustion Turbine | NG | GT | (V) Under construction, more than 50 percent complete | 60.5
2021 | 1 | 63082 | ProEnergy Services | IPP | HO Clarke Generating | TX | 63335 | CTG-5 | 44.5 | Natural Gas Fired Combustion Turbine | NG | GT | (V) Under construction, more than 50 percent complete | 60.5
2021 | 1 | 63082 | ProEnergy Services | IPP | HO Clarke Generating | TX | 63335 | CTG-6 | 44.5 | Natural Gas Fired Combustion Turbine | NG | GT | (V) Under construction, more than 50 percent complete | 60.5
2021 | 1 | 60982 | RE Maplewood LLC | IPP | RE Maplewood | TX | 61346 | PV1 | 222 | Solar Photovoltaic | SUN | PV | (U) Under construction, less than or equal to 50 percent complete | 222
2021 | 1 | 56215 | RWE Renewables Americas LLC | IPP | Scioto Ridge Wind Farm | OH | 58780 | 1 | 249.8 | Onshore Wind Turbine | WND | WT | (V) Under construction, more than 50 percent complete | 249.8
2021 | 1 | 63141 | Rancho Seco Solar II, LLC | IPP | Rancho Seco Solar II, LLC | CA | 63387 | RSS2 | 160 | Solar Photovoltaic | SUN | PV | (TS) Construction complete, but not yet in commercial operation | 160
2021 | 1 | 63210 | Saint Solar LLC | IPP | Saint Solar | AZ | 63476 | SAINT | 100 | Solar Photovoltaic | SUN | PV | (TS) Construction complete, but not yet in commercial operation | 100
2021 | 1 | 63522 | Santa Ana Storage 1 | IPP | Johanna Energy Center, LLC | CA | 63843 | SASP1 | 20 | Batteries | MWH | BA | (V) Under construction, more than 50 percent complete | 20
2021 | 1 | 58798 | Shell Chemical Appalachia LLC | Industrial | Shell Chemical Appalachia LLC | PA | 58933 | GTG1 | 37.1 | Natural Gas Fired Combined Cycle | NG | CT | (V) Under construction, more than 50 percent complete | 41.5
2021 | 1 | 58798 | Shell Chemical Appalachia LLC | Industrial | Shell Chemical Appalachia LLC | PA | 58933 | GTG2 | 37.1 | Natural Gas Fired Combined Cycle | NG | CT | (V) Under construction, more than 50 percent complete | 41.5
2021 | 1 | 58798 | Shell Chemical Appalachia LLC | Industrial | Shell Chemical Appalachia LLC | PA | 58933 | GTG3 | 37.1 | Natural Gas Fired Combined Cycle | NG | CT | (V) Under construction, more than 50 percent complete | 41.5
2021 | 1 | 63257 | Solar Carver 1, LLC | IPP | Solar Carver 1 Hybrid | MA | 63541 | SCRV1 | 2 | Solar Photovoltaic | SUN | PV | (L) Regulatory approvals pending. Not under construction | 2
2021 | 1 | 63243 | Solar Carver 3, LLC | IPP | Solar Carver 3 Hybrid | MA | 63506 | SCRV3 | 1 | Solar Photovoltaic | SUN | PV | (L) Regulatory approvals pending. Not under construction | 1
2021 | 1 | 63664 | Somonauk Road Solar 1, LLC | IPP | Somonauk Road Solar 1 | IL | 64013 | 6344 | 2 | Solar Photovoltaic | SUN | PV | (V) Under construction, more than 50 percent complete | 2
2021 | 1 | 60131 | South Field Energy, LLC | IPP | South Field Energy | OH | 60356 | SFCT1 | 344.4 | Natural Gas Fired Combined Cycle | NG | CT | (V) Under construction, more than 50 percent complete | 344.4
2021 | 1 | 60131 | South Field Energy, LLC | IPP | South Field Energy | OH | 60356 | SFCT2 | 344.4 | Natural Gas Fired Combined Cycle | NG | CT | (V) Under construction, more than 50 percent complete | 344.4
2021 | 1 | 60131 | South Field Energy, LLC | IPP | South Field Energy | OH | 60356 | SFST1 | 260.8 | Natural Gas Fired Combined Cycle | NG | CA | (V) Under construction, more than 50 percent complete | 260.8
2021 | 1 | 60131 | South Field Energy, LLC | IPP | South Field Energy | OH | 60356 | SFST2 | 260.8 | Natural Gas Fired Combined Cycle | NG | CA | (V) Under construction, more than 50 percent complete | 260.8
2021 | 1 | 60531 | Standard Solar | IPP | USS Chariot Solar LLC | MN | 63171 | CHROT | 1 | Solar Photovoltaic | SUN | PV | (V) Under construction, more than 50 percent complete | 1
2021 | 1 | 63659 | SulusSolar22 | IPP | SulusSolar22 | OR | 64022 | SS22 | 3 | Solar Photovoltaic | SUN | PV | (V) Under construction, more than 50 percent complete | 3
2021 | 1 | 62814 | Syncarpha Leicester, LLC | IPP | Syncarpha Leicester Hybrid | MA | 62972 | SYLEB | 1.9 | Batteries | MWH | BA | (U) Under construction, less than or equal to 50 percent complete | 1.9
2021 | 1 | 62814 | Syncarpha Leicester, LLC | IPP | Syncarpha Leicester Hybrid | MA | 62972 | SYLES | 2.6 | Solar Photovoltaic | SUN | PV | (U) Under construction, less than or equal to 50 percent complete | 2.6
2021 | 1 | 18454 | Tampa Electric Co | Electric Utility | Durrance | FL | 63495 | 1 | 60 | Solar Photovoltaic | SUN | PV | (V) Under construction, more than 50 percent complete | 60
2021 | 1 | 63623 | Thor Solar 1 CEI, LLC | IPP | SSD Clackamas 1, LLC | OR | 63961 | 1 | 4 | Solar Photovoltaic | SUN | PV | (U) Under construction, less than or equal to 50 percent complete | 4
2021 | 1 | 63623 | Thor Solar 1 CEI, LLC | IPP | SSD Clackamas 7, LLC | OR | 63963 | 1 | 2 | Solar Photovoltaic | SUN | PV | (U) Under construction, less than or equal to 50 percent complete | 2
2021 | 1 | 63436 | USS Hubers Solar LLC | IPP | USS Hubers Solar LLC | MN | 63744 | HUBER | 1 | Solar Photovoltaic | SUN | PV | (V) Under construction, more than 50 percent complete | 1
2021 | 1 | 62958 | USS Kass Solar LLC | IPP | USS Kass Solar LLC | MN | 63170 | KASS | 1 | Solar Photovoltaic | SUN | PV | (V) Under construction, more than 50 percent complete | 1
2021 | 1 | 19876 | Virginia Electric & Power Co | Electric Utility | Coastal Virginia Offshore Wind (CVOW) | VA | 59693 | OSW1 | 12 | Offshore Wind Turbine | WND | WS | (TS) Construction complete, but not yet in commercial operation | 12
2021 | 1 | 60192 | Warbler Holdings, LLC | IPP | Warbler Holdings | NC | 60393 | PV1 | 4 | Solar Photovoltaic | SUN | PV | (V) Under construction, more than 50 percent complete | 4
2021 | 1 | 62748 | Wildcat I Energy Storage LLC | IPP | Wildcat I Energy Storage LLC | CA | 62875 | WILD1 | 3 | Batteries | MWH | BA | (U) Under construction, less than or equal to 50 percent complete | 3
2021 | 1 | 63689 | Wonderful Renewable Energy, LLC. | Industrial | Wonderful Orchards - Belridge | CA | 64221 | WOC | 5 | Solar Photovoltaic | SUN | PV | (V) Under construction, more than 50 percent complete | 5
2021 | 1 | 63689 | Wonderful Renewable Energy, LLC. | Industrial | Wonderful Orchards - Westside | CA | 64220 | WOC | 5 | Solar Photovoltaic | SUN | PV | (V) Under construction, more than 50 percent complete | 5
2021 | 2 | 62685 | 10 Briggs Solar NG, LLC | IPP | 10 Briggs Solar NG, LLC (East) | RI | 62781 | 02818 | 5 | Solar Photovoltaic | SUN | PV | (U) Under construction, less than or equal to 50 percent complete | 5
2021 | 2 | 63186 | 1001 Ebenezer Church Solar, LLC | IPP | 1001 Ebenezer Church Solar | NC | 63444 | 1001 | 5 | Solar Photovoltaic | SUN | PV | (P) Planned for installation, but regulatory approvals not initiated | 5
2021 | 2 | 63193 | 1045 Tomlin Mill Solar, LLC | IPP | 1045 Tomlin Mill Solar | NC | 63448 | 1045 | 4.9 | Solar Photovoltaic | SUN | PV | (P) Planned for installation, but regulatory approvals not initiated | 4.9
2021 | 2 | 62006 | 7X Energy, Inc. | IPP | Taygete Energy Project LLC | TX | 62483 | PV1 | 255 | Solar Photovoltaic | SUN | PV | (U) Under construction, less than or equal to 50 percent complete | 255
2021 | 2 | 61012 | AES Distributed Energy | IPP | BWC Lake Lashaway, LLC Hybrid | MA | 64182 | DRAES | 3.7 | Batteries | MWH | BA | (U) Under construction, less than or equal to 50 percent complete | 3.7
2021 | 2 | 61012 | AES Distributed Energy | IPP | BWC Lake Lashaway, LLC Hybrid | MA | 64182 | DRAPV | 4.2 | Solar Photovoltaic | SUN | PV | (U) Under construction, less than or equal to 50 percent complete | 4.2
2021 | 2 | 61012 | AES Distributed Energy | IPP | BWC Muddy Brook, LLC Hybrid | MA | 64170 | MBES | 0.9 | Batteries | MWH | BA | (U) Under construction, less than or equal to 50 percent complete | 0.9
2021 | 2 | 61012 | AES Distributed Energy | IPP | BWC Muddy Brook, LLC Hybrid | MA | 64170 | MBPV | 1 | Solar Photovoltaic | SUN | PV | (U) Under construction, less than or equal to 50 percent complete | 1
2021 | 2 | 61012 | AES Distributed Energy | IPP | BWC Stony Brook, LLC Hybrid | MA | 64140 | BESS | 0.7 | Batteries | MWH | BA | (U) Under construction, less than or equal to 50 percent complete | 0.7
2021 | 2 | 61012 | AES Distributed Energy | IPP | BWC Stony Brook, LLC Hybrid | MA | 64140 | BSBPV | 1.6 | Solar Photovoltaic | SUN | PV | (U) Under construction, less than or equal to 50 percent complete | 1.6
2021 | 2 | 59050 | Algonquin Power Co | IPP | Maverick Creek Wind | TX | 62853 | MVRCK | 524.4 | Onshore Wind Turbine | WND | WT | (U) Under construction, less than or equal to 50 percent complete | 524.4
2021 | 2 | 59843 | Blythe Solar II, LLC | IPP | Blythe Solar II, LLC | CA | 60092 | BLST2 | 115 | Batteries | MWH | BA | (V) Under construction, more than 50 percent complete | 115
2021 | 2 | 63625 | CCUA Solar, LLC | IPP | CCUA Solar | NJ | 63971 | CCUA | 1.5 | Solar Photovoltaic | SUN | PV | (V) Under construction, more than 50 percent complete | 1.5
2021 | 2 | 3258 | Central Iowa Power Cooperative | Electric Utility | Summit Lake | IA | 1206 | R1 | 18.4 | Natural Gas Internal Combustion Engine | NG | IC | (V) Under construction, more than 50 percent complete | 18.8
2021 | 2 | 3258 | Central Iowa Power Cooperative | Electric Utility | Summit Lake | IA | 1206 | R2 | 18.4 | Natural Gas Internal Combustion Engine | NG | IC | (V) Under construction, more than 50 percent complete | 18.8
2021 | 2 | 3258 | Central Iowa Power Cooperative | Electric Utility | Summit Lake | IA | 1206 | R3 | 18.4 | Natural Gas Internal Combustion Engine | NG | IC | (V) Under construction, more than 50 percent complete | 18.8
2021 | 2 | 1515 | City of Bellevue - (IA) | Electric Utility | Bellevue | IA | 1126 | 1A | 1.7 | Petroleum Liquids | DFO | IC | (V) Under construction, more than 50 percent complete | 1.8
2021 | 2 | 5109 | DTE Electric Company | Electric Utility | Isabella Wind Park | MI | 63601 | 1 | 383.5 | Onshore Wind Turbine | WND | WT | (V) Under construction, more than 50 percent complete | 383.5
2021 | 2 | 6455 | Duke Energy Florida, LLC | Electric Utility | Twin Rivers Solar Power Plant | FL | 63518 | PV1 | 74.9 | Solar Photovoltaic | SUN | PV | (V) Under construction, more than 50 percent complete | 74.9
2021 | 2 | 61785 | EDP Renewables North America LLC | IPP | Headwaters Wind Farm II LLC | IN | 62592 | HWII | 200 | Onshore Wind Turbine | WND | WT | (U) Under construction, less than or equal to 50 percent complete | 200
2021 | 2 | 63651 | Energix Hollyfield, LLC | IPP | Energix Hollyfield, LLC | VA | 64010 | ENX06 | 13 | Solar Photovoltaic | SUN | PV | (U) Under construction, less than or equal to 50 percent complete | 13
2021 | 2 | 55937 | Entergy Texas Inc. | Electric Utility | Montgomery County | TX | 60925 | 1A | 250 | Natural Gas Fired Combined Cycle | NG | CT | (TS) Construction complete, but not yet in commercial operation | 250
2021 | 2 | 55937 | Entergy Texas Inc. | Electric Utility | Montgomery County | TX | 60925 | 1B | 250 | Natural Gas Fired Combined Cycle | NG | CT | (TS) Construction complete, but not yet in commercial operation | 250
2021 | 2 | 55937 | Entergy Texas Inc. | Electric Utility | Montgomery County | TX | 60925 | 1C | 500 | Natural Gas Fired Combined Cycle | NG | CA | (TS) Construction complete, but not yet in commercial operation | 500
2021 | 2 | 63631 | Four Brothers 2, LLC | IPP | Hertford Solar Power, LLC | NC | 63024 | KEH | 10 | Solar Photovoltaic | SUN | PV | (U) Under construction, less than or equal to 50 percent complete | 10
2021 | 2 | 63404 | Hunker Solar River, LLC | IPP | Hunker Solar River, LLC | PA | 63691 | 13502 | 3.3 | Solar Photovoltaic | SUN | PV | (U) Under construction, less than or equal to 50 percent complete | 3.3
2021 | 2 | 49893 | Invenergy Services LLC | IPP | Deuel Harvest Wind Energy LLC | SD | 62943 | GEN1 | 300 | Onshore Wind Turbine | WND | WT | (U) Under construction, less than or equal to 50 percent complete | 300
2021 | 2 | 63244 | KSI II Consolidated, LLC | IPP | County Route 11 Community Solar Farm | NY | 62507 | 1419 | 4.1 | Solar Photovoltaic | SUN | PV | (T) Regulatory approvals received. Not under construction | 4.1
2021 | 2 | 62897 | MSB Investors, LLC | Electric CHP | Tajiguas Resource Recovery Project | CA | 63094 | SBAD1 | 1.1 | Other Waste Biomass | OBG | IC | (V) Under construction, more than 50 percent complete | 1.1
2021 | 2 | 62897 | MSB Investors, LLC | Electric CHP | Tajiguas Resource Recovery Project | CA | 63094 | SBAD2 | 1.1 | Other Waste Biomass | OBG | IC | (V) Under construction, more than 50 percent complete | 1.1
2021 | 2 | 11820 | Massachusetts Inst of Tech | Commercial | Mass Inst Tech Cntrl Utilities/Cogen Plt | MA | 54907 | GT200 | 17.7 | Natural Gas Fired Combustion Turbine | NG | GT | (TS) Construction complete, but not yet in commercial operation | 21.7
2021 | 2 | 11820 | Massachusetts Inst of Tech | Commercial | Mass Inst Tech Cntrl Utilities/Cogen Plt | MA | 54907 | GT300 | 17.7 | Natural Gas Fired Combustion Turbine | NG | GT | (TS) Construction complete, but not yet in commercial operation | 21.7
2021 | 2 | 60685 | Novel Energy Solutions | IPP | Hayfield Solar I LLC | MN | 63724 | HAYF1 | 1 | Solar Photovoltaic | SUN | PV | (TS) Construction complete, but not yet in commercial operation | 1
2021 | 2 | 60685 | Novel Energy Solutions | IPP | Hayfield Solar III LLC | MN | 63725 | HAYF3 | 1 | Solar Photovoltaic | SUN | PV | (TS) Construction complete, but not yet in commercial operation | 1
2021 | 2 | 62868 | Novel Peter Solar LLC | IPP | Novel Peter Solar CSG | MN | 63009 | PETR | 1 | Solar Photovoltaic | SUN | PV | (V) Under construction, more than 50 percent complete | 1
2021 | 2 | 63643 | Peterman Solar II, LLC | IPP | Peterman II | IL | 63989 | PETE | 2 | Solar Photovoltaic | SUN | PV | (V) Under construction, more than 50 percent complete | 2
2021 | 2 | 63082 | ProEnergy Services | IPP | Topaz Generating | TX | 63688 | CTG-1 | 44.5 | Natural Gas Fired Combustion Turbine | NG | GT | (U) Under construction, less than or equal to 50 percent complete | 60.5
2021 | 2 | 63082 | ProEnergy Services | IPP | Topaz Generating | TX | 63688 | CTG-2 | 44.5 | Natural Gas Fired Combustion Turbine | NG | GT | (U) Under construction, less than or equal to 50 percent complete | 60.5
2021 | 2 | 63082 | ProEnergy Services | IPP | Topaz Generating | TX | 63688 | CTG-3 | 44.5 | Natural Gas Fired Combustion Turbine | NG | GT | (U) Under construction, less than or equal to 50 percent complete | 60.5
2021 | 2 | 63082 | ProEnergy Services | IPP | Topaz Generating | TX | 63688 | CTG-4 | 44.5 | Natural Gas Fired Combustion Turbine | NG | GT | (U) Under construction, less than or equal to 50 percent complete | 60.5
2021 | 2 | 63082 | ProEnergy Services | IPP | Topaz Generating | TX | 63688 | CTG-5 | 44.5 | Natural Gas Fired Combustion Turbine | NG | GT | (U) Under construction, less than or equal to 50 percent complete | 60.5
2021 | 2 | 63082 | ProEnergy Services | IPP | Topaz Generating | TX | 63688 | CTG-6 | 44.5 | Natural Gas Fired Combustion Turbine | NG | GT | (U) Under construction, less than or equal to 50 percent complete | 60.5
2021 | 2 | 63082 | ProEnergy Services | IPP | Topaz Generating | TX | 63688 | CTG-7 | 44.5 | Natural Gas Fired Combustion Turbine | NG | GT | (U) Under construction, less than or equal to 50 percent complete | 60.5
2021 | 2 | 63082 | ProEnergy Services | IPP | Topaz Generating | TX | 63688 | CTG-8 | 44.5 | Natural Gas Fired Combustion Turbine | NG | GT | (U) Under construction, less than or equal to 50 percent complete | 60.5
2021 | 2 | 63082 | ProEnergy Services | IPP | Topaz Generating | TX | 63688 | CTG-9 | 44.5 | Natural Gas Fired Combustion Turbine | NG | GT | (U) Under construction, less than or equal to 50 percent complete | 60.5
2021 | 2 | 63082 | ProEnergy Services | IPP | Topaz Generating | TX | 63688 | CTG10 | 44.5 | Natural Gas Fired Combustion Turbine | NG | GT | (U) Under construction, less than or equal to 50 percent complete | 60.5
2021 | 2 | 56215 | RWE Renewables Americas LLC | IPP | Raymond Wind Farm, LLC | TX | 62909 | ERAYM | 200.2 | Onshore Wind Turbine | WND | WT | (V) Under construction, more than 50 percent complete | 200.2
2021 | 2 | 61727 | Reloj del Sol Wind Farm LLC | IPP | Reloj del Sol Wind Farm | TX | 62207 | RELOJ | 209.4 | Onshore Wind Turbine | WND | WT | (V) Under construction, more than 50 percent complete | 209.4
2021 | 2 | 24211 | Tucson Electric Power Co | Electric Utility | Oso Grande Wind Farm | NM | 63502 | OGW24 | 33.8 | Onshore Wind Turbine | WND | WT | (U) Under construction, less than or equal to 50 percent complete | 33.8
2021 | 2 | 24211 | Tucson Electric Power Co | Electric Utility | Oso Grande Wind Farm | NM | 63502 | OGW45 | 216 | Onshore Wind Turbine | WND | WT | (U) Under construction, less than or equal to 50 percent complete | 216
2021 | 2 | 62973 | USS Dot Com Solar LLC | IPP | USS Dot Com Solar LLC CSG | MN | 63215 | DOTCM | 1 | Solar Photovoltaic | SUN | PV | (V) Under construction, more than 50 percent complete | 1
2021 | 2 | 63434 | USS Viceroy Solar LLC | IPP | USS Viceroy Solar LLC | MN | 63742 | USVIC | 1 | Solar Photovoltaic | SUN | PV | (U) Under construction, less than or equal to 50 percent complete | 1
2021 | 2 | 63604 | Union Garden LLC | IPP | Union Garden | MN | 63939 | CGS | 1 | Solar Photovoltaic | SUN | PV | (TS) Construction complete, but not yet in commercial operation | 1
2021 | 3 | 63192 | 1008 Matthews Solar, LLC | IPP | 1008 Matthews Solar | NC | 63447 | 1008 | 4.9 | Solar Photovoltaic | SUN | PV | (P) Planned for installation, but regulatory approvals not initiated | 4.9
2021 | 3 | 63190 | 1009 Yadkin Solar, LLC | IPP | 1009 Yadkin Solar | NC | 63445 | 1009 | 4.9 | Solar Photovoltaic | SUN | PV | (P) Planned for installation, but regulatory approvals not initiated | 4.9
2021 | 3 | 63191 | 1073 Onslow Solar, LLC | IPP | 1073 Onslow Solar | NC | 63446 | 1073 | 4.7 | Solar Photovoltaic | SUN | PV | (P) Planned for installation, but regulatory approvals not initiated | 4.7
2021 | 3 | 61012 | AES Distributed Energy | IPP | ZPD-PT Solar Project 2017-038 Hybrid LLC | MA | 64147 | DRAES | 3.4 | Batteries | MWH | BA | (U) Under construction, less than or equal to 50 percent complete | 3.4
2021 | 3 | 61012 | AES Distributed Energy | IPP | ZPD-PT Solar Project 2017-038 Hybrid LLC | MA | 64147 | DRAPV | 5 | Solar Photovoltaic | SUN | PV | (U) Under construction, less than or equal to 50 percent complete | 5
2021 | 3 | 63824 | Acme Solar, LLC | IPP | Acme Solar, LLC | NC | 64238 | 018 | 6.6 | Solar Photovoltaic | SUN | PV | (P) Planned for installation, but regulatory approvals not initiated | 6.6
2021 | 3 | 60496 | Adapture Renewables, Inc. | IPP | Pawcatuck Solar Center, LLC | CT | 62318 | PAWCA | 15 | Solar Photovoltaic | SUN | PV | (P) Planned for installation, but regulatory approvals not initiated | 15
2021 | 3 | 62627 | Alchemy Renewable Energy | IPP | Logansport Solar | IN | 63861 | INLP | 16 | Solar Photovoltaic | SUN | PV | (L) Regulatory approvals pending. Not under construction | 16
2021 | 3 | 63760 | Amp Energy | IPP | East Brookfield Adams Road Solar LLC | MA | 64129 | EBARB | 3.1 | Batteries | MWH | BA | (U) Under construction, less than or equal to 50 percent complete | 3.1
2021 | 3 | 63760 | Amp Energy | IPP | East Brookfield Adams Road Solar LLC | MA | 64129 | EBARS | 5 | Solar Photovoltaic | SUN | PV | (U) Under construction, less than or equal to 50 percent complete | 5
2021 | 3 | 63760 | Amp Energy | IPP | Ware Palmer Road Solar LLC | MA | 64128 | WPRB | 1.9 | Batteries | MWH | BA | (U) Under construction, less than or equal to 50 percent complete | 1.9
2021 | 3 | 63760 | Amp Energy | IPP | Ware Palmer Road Solar LLC | MA | 64128 | WPRS | 3 | Solar Photovoltaic | SUN | PV | (U) Under construction, less than or equal to 50 percent complete | 3
2021 | 3 | 15399 | Avangrid Renewables LLC | IPP | Roaring Brook, LLC | NY | 61041 | WT1 | 79.7 | Onshore Wind Turbine | WND | WT | (V) Under construction, more than 50 percent complete | 79.7
2021 | 3 | 63842 | BCSB, LLC | IPP | Burt County Solar Hybrid | NE | 64222 | 1 | 0.7 | Solar Photovoltaic | SUN | PV | (U) Under construction, less than or equal to 50 percent complete | 0.7
2021 | 3 | 63842 | BCSB, LLC | IPP | Burt County Solar Hybrid | NE | 64222 | 2 | 0.7 | Batteries | MWH | BA | (U) Under construction, less than or equal to 50 percent complete | 0.7
2021 | 3 | 63842 | BCSB, LLC | IPP | Dodge County Solar Hybrid | NE | 64223 | 1 | 0.7 | Solar Photovoltaic | SUN | PV | (U) Under construction, less than or equal to 50 percent complete | 0.7
2021 | 3 | 63842 | BCSB, LLC | IPP | Dodge County Solar Hybrid | NE | 64223 | 2 | 0.7 | Batteries | MWH | BA | (U) Under construction, less than or equal to 50 percent complete | 0.7
2021 | 3 | 63568 | BD Solar 1 LLC | IPP | Milo PV - BD Solar 1 LLC | ME | 63894 | MILPV | 20 | Solar Photovoltaic | SUN | PV | (V) Under construction, more than 50 percent complete | 20
2021 | 3 | 63567 | BD Solar Augusta LLC | IPP | Augusta PV - BD Solar Augusta LLC | ME | 63895 | AUGPV | 7.2 | Solar Photovoltaic | SUN | PV | (V) Under construction, more than 50 percent complete | 7.2
2021 | 3 | 63566 | BD Solar Fairfield LLC | IPP | Fairfield PV - BD Solar Fairfield LLC | ME | 63896 | FAIPV | 5 | Solar Photovoltaic | SUN | PV | (V) Under construction, more than 50 percent complete | 5
2021 | 3 | 63565 | BD Solar Oxford LLC | IPP | Oxford PV - BD Solar Oxford LLC | ME | 63897 | OXFPV | 9.2 | Solar Photovoltaic | SUN | PV | (V) Under construction, more than 50 percent complete | 9.2
2021 | 3 | 62872 | Carolina Lily Solar, LLC | IPP | Carolina Lily Solar | NC | 63016 | 1096 | 5 | Solar Photovoltaic | SUN | PV | (L) Regulatory approvals pending. Not under construction | 5
2021 | 3 | 61610 | Delaware River Solar, LLC | IPP | Route 19 #1 Community Solar Farm | NY | 62500 | 1258 | 2 | Solar Photovoltaic | SUN | PV | (T) Regulatory approvals received. Not under construction | 2
2021 | 3 | 61610 | Delaware River Solar, LLC | IPP | Route 19 #2 Community Solar Farm | NY | 62502 | 1415 | 5 | Solar Photovoltaic | SUN | PV | (T) Regulatory approvals received. Not under construction | 5
2021 | 3 | 61610 | Delaware River Solar, LLC | IPP | Route 22 Community Solar Farm | NY | 62524 | 1444 | 3.7 | Solar Photovoltaic | SUN | PV | (T) Regulatory approvals received. Not under construction | 3.7
2021 | 3 | 61610 | Delaware River Solar, LLC | IPP | Telegraph Rd #1 Community Solar Farm | NY | 62496 | 1268 | 3.8 | Solar Photovoltaic | SUN | PV | (T) Regulatory approvals received. Not under construction | 3.8
2021 | 3 | 61610 | Delaware River Solar, LLC | IPP | Telegraph Rd #2 Community Solar Farm | NY | 62498 | 1413 | 2 | Solar Photovoltaic | SUN | PV | (T) Regulatory approvals received. Not under construction | 2
2021 | 3 | 6455 | Duke Energy Florida, LLC | Electric Utility | Santa Fe Solar Power Plant | FL | 63517 | PV1 | 74.9 | Solar Photovoltaic | SUN | PV | (V) Under construction, more than 50 percent complete | 74.9
2021 | 3 | 58135 | Ecos Energy LLC | IPP | Blair Solar | CT | 64217 | BLAIR | 1 | Solar Photovoltaic | SUN | PV | (TS) Construction complete, but not yet in commercial operation | 1
2021 | 3 | 58135 | Ecos Energy LLC | IPP | Few Solar | CT | 64219 | FEW | 1 | Solar Photovoltaic | SUN | PV | (TS) Construction complete, but not yet in commercial operation | 1
2021 | 3 | 58135 | Ecos Energy LLC | IPP | Madison Solar | CT | 64218 | MADIS | 1 | Solar Photovoltaic | SUN | PV | (TS) Construction complete, but not yet in commercial operation | 1
2021 | 3 | 59497 | Eversource | IPP | Outer Cape Community Battery | MA | 62604 | OCESS | 25 | Batteries | MWH | BA | (U) Under construction, less than or equal to 50 percent complete | 25
2021 | 3 | 63441 | Fogarty Solar LLC | IPP | Fogarty | NY | 63747 | GRA | 2 | Solar Photovoltaic | SUN | PV | (TS) Construction complete, but not yet in commercial operation | 2
2021 | 3 | 7140 | Georgia Power Co | Electric Utility | Kings Bay Solar Facility | GA | 59864 | BESS | 1.5 | Batteries | MWH | BA | (V) Under construction, more than 50 percent complete | 1.5
2021 | 3 | 7140 | Georgia Power Co | Electric Utility | Robins Air Force Base Solar | GA | 61648 | 1 | 139 | Solar Photovoltaic | SUN | PV | (V) Under construction, more than 50 percent complete | 139
2021 | 3 | 63108 | Granby Solar, LLC | IPP | Granby Solar, LLC | MA | 63338 | 4787 | 3 | Solar Photovoltaic | SUN | PV | (V) Under construction, more than 50 percent complete | 3
2021 | 3 | 62046 | High Lonesome Wind Power, LLC | IPP | High Lonesome Wind Power, LLC | TX | 62562 | HILO | 449.5 | Onshore Wind Turbine | WND | WT | (TS) Construction complete, but not yet in commercial operation | 449.5
2021 | 3 | 62046 | High Lonesome Wind Power, LLC | IPP | High Lonesome Wind Power, LLC | TX | 62562 | HILO2 | 50 | Onshore Wind Turbine | WND | WT | (TS) Construction complete, but not yet in commercial operation | 50
2021 | 3 | 61697 | Hillcrest Solar I, LLC | IPP | Hillcrest Solar | OH | 62200 | HILLC | 200 | Solar Photovoltaic | SUN | PV | (V) Under construction, more than 50 percent complete | 200
2021 | 3 | 61001 | Hu Honua Bioenergy, LLC | IPP | Hu Honua Bioenergy Facility | HI | 61364 | HHB | 32 | Other Waste Biomass | OBS | ST | (V) Under construction, more than 50 percent complete | 36
2021 | 3 | 9324 | Indiana Michigan Power Co | Electric Utility | South Bend Solar | IN | 63801 | 1 | 20 | Solar Photovoltaic | SUN | PV | (U) Under construction, less than or equal to 50 percent complete | 20
2021 | 3 | 49893 | Invenergy Services LLC | IPP | Sundance Wind Project, LLC | OK | 63489 | GEN1 | 199 | Onshore Wind Turbine | WND | WT | (U) Under construction, less than or equal to 50 percent complete | 199
2021 | 3 | 62915 | Madison Energy Holdings LLC | IPP | T Luhman CSG | MN | 64056 | TLU01 | 1 | Solar Photovoltaic | SUN | PV | (V) Under construction, more than 50 percent complete | 1
2021 | 3 | 12320 | Merck & Co Inc | Industrial | Elkton | VA | 52148 | GEN6 | 1.2 | Natural Gas Steam Turbine | NG | ST | (V) Under construction, more than 50 percent complete | 1.2
2021 | 3 | 12320 | Merck & Co Inc | Industrial | Elkton | VA | 52148 | GEN7 | 1.2 | Natural Gas Steam Turbine | NG | ST | (V) Under construction, more than 50 percent complete | 1.2
2021 | 3 | 63645 | Nostrand Solar, LLC | IPP | Nostrand | IL | 63991 | NOS | 2 | Solar Photovoltaic | SUN | PV | (V) Under construction, more than 50 percent complete | 2
2021 | 3 | 60685 | Novel Energy Solutions | IPP | Pipestone City Solar LLC | MN | 63726 | PSCTY | 1 | Solar Photovoltaic | SUN | PV | (V) Under construction, more than 50 percent complete | 1
2021 | 3 | 63774 | Novel Novak Solar LLC | IPP | Novel Novak Solar LLC | MN | 64153 | NOVAK | 1 | Solar Photovoltaic | SUN | PV | (T) Regulatory approvals received. Not under construction | 1
2021 | 3 | 62867 | Novel Winegar Partnership Solar | IPP | Novel Winegar Partnership Solar CSG | MN | 63008 | WINE | 1 | Solar Photovoltaic | SUN | PV | (TS) Construction complete, but not yet in commercial operation | 1
2021 | 3 | 60229 | Quail Holdings, LLC | IPP | Quail Holdings | NC | 60434 | PV1 | 25 | Solar Photovoltaic | SUN | PV | (L) Regulatory approvals pending. Not under construction | 25
2021 | 3 | 56215 | RWE Renewables Americas LLC | IPP | Cassadaga Wind Farm | NY | 58777 | 1 | 126 | Onshore Wind Turbine | WND | WT | (V) Under construction, more than 50 percent complete | 126
2021 | 3 | 62871 | Ray Wilson Solar, LLC | IPP | Ray Wilson Solar | NC | 63017 | 1090 | 5 | Solar Photovoltaic | SUN | PV | (L) Regulatory approvals pending. Not under construction | 5
2021 | 3 | 16609 | San Diego Gas & Electric Co | Electric Utility | Top Gun Energy Storage | CA | 61366 | TGES | 30 | Batteries | MWH | BA | (V) Under construction, more than 50 percent complete | 30
2021 | 3 | 58798 | Shell Chemical Appalachia LLC | Industrial | Shell Chemical Appalachia LLC | PA | 58933 | STG1 | 72.7 | Natural Gas Fired Combined Cycle | NG | CA | (V) Under construction, more than 50 percent complete | 75
2021 | 3 | 58798 | Shell Chemical Appalachia LLC | Industrial | Shell Chemical Appalachia LLC | PA | 58933 | STG2 | 72.7 | Natural Gas Fired Combined Cycle | NG | CA | (V) Under construction, more than 50 percent complete | 75
2021 | 3 | 62146 | Sigurd Solar LLC | IPP | Sigurd Solar LLC | UT | 62666 | SGSOL | 80 | Solar Photovoltaic | SUN | PV | (U) Under construction, less than or equal to 50 percent complete | 80
2021 | 3 | 63424 | Silverstrand Grid, LLC | IPP | Silverstrand Grid Energy Storage System | CA | 63735 | SLV01 | 11 | Batteries | MWH | BA | (U) Under construction, less than or equal to 50 percent complete | 11
2021 | 3 | 63823 | Solar Lee, LLC | IPP | Solar Lee, LLC | NC | 64237 | 002 | 6.7 | Solar Photovoltaic | SUN | PV | (P) Planned for installation, but regulatory approvals not initiated | 6.7
2021 | 3 | 60531 | Standard Solar | IPP | USS Steamboat Solar LLC CSG | MN | 63221 | STMBT | 1 | Solar Photovoltaic | SUN | PV | (U) Under construction, less than or equal to 50 percent complete | 1
2021 | 3 | 62826 | Syncarpha Puddon I, LLC | IPP | Syncarpha Puddon I Hybrid | MA | 62969 | SYP1B | 4 | Batteries | MWH | BA | (U) Under construction, less than or equal to 50 percent complete | 4
2021 | 3 | 62826 | Syncarpha Puddon I, LLC | IPP | Syncarpha Puddon I Hybrid | MA | 62969 | SYP1S | 5 | Solar Photovoltaic | SUN | PV | (V) Under construction, more than 50 percent complete | 5
2021 | 3 | 62827 | Syncarpha Puddon II, LLC | IPP | Syncarpha Puddon II Hybrid | MA | 62970 | SYP2B | 4 | Batteries | MWH | BA | (U) Under construction, less than or equal to 50 percent complete | 4
2021 | 3 | 62827 | Syncarpha Puddon II, LLC | IPP | Syncarpha Puddon II Hybrid | MA | 62970 | SYP2S | 5 | Solar Photovoltaic | SUN | PV | (V) Under construction, more than 50 percent complete | 5
2021 | 3 | 62701 | Vista Solar, Inc. | IPP | Bio-Rad | CA | 63189 | BIORD | 2.4 | Solar Photovoltaic | SUN | PV | (U) Under construction, less than or equal to 50 percent complete | 2.5
2021 | 3 | 63646 | Vulcan Solar, LLC | IPP | Vulcan | IL | 63992 | VUL | 2 | Solar Photovoltaic | SUN | PV | (V) Under construction, more than 50 percent complete | 2
2021 | 3 | 20421 | Western Minnesota Mun Pwr Agny | Electric Utility | Red Rock Hydro Plant | IA | 58434 | 1 | 27.5 | Conventional Hydroelectric | WAT | HY | (V) Under construction, more than 50 percent complete | 18.2
2021 | 3 | 20421 | Western Minnesota Mun Pwr Agny | Electric Utility | Red Rock Hydro Plant | IA | 58434 | 2 | 27.5 | Conventional Hydroelectric | WAT | HY | (V) Under construction, more than 50 percent complete | 18.2
2021 | 4 | 61012 | AES Distributed Energy | IPP | AES Kekaha Solar, LLC Hybrid | HI | 63280 | BESS | 14 | Batteries | MWH | BA | (TS) Construction complete, but not yet in commercial operation | 14
2021 | 4 | 61012 | AES Distributed Energy | IPP | ZPD-PT Solar Project 2017-044 LLC | MA | 64184 | DRAPV | 1 | Solar Photovoltaic | SUN | PV | (U) Under construction, less than or equal to 50 percent complete | 1
2021 | 4 | 63004 | Abundant Solar Power Inc. | IPP | Deiter-STEU | NY | 63226 | 2078 | 2.2 | Solar Photovoltaic | SUN | PV | (P) Planned for installation, but regulatory approvals not initiated | 2.2
2021 | 4 | 63004 | Abundant Solar Power Inc. | IPP | Gibson-STEU | NY | 63227 | 8675 | 11.5 | Solar Photovoltaic | SUN | PV | (P) Planned for installation, but regulatory approvals not initiated | 11.5
2021 | 4 | 63004 | Abundant Solar Power Inc. | IPP | Wheaton-STEU | NY | 63228 | 11410 | 5 | Solar Photovoltaic | SUN | PV | (P) Planned for installation, but regulatory approvals not initiated | 5
2021 | 4 | 57416 | Acciona Energy USA Global, LLC | IPP | La Chalupa, LLC | TX | 63624 | LC | 198.5 | Onshore Wind Turbine | WND | WT | (V) Under construction, more than 50 percent complete | 198.5
2021 | 4 | 62119 | Antelope Expansion 3A, LLC | IPP | Antelope Expansion 3A | CA | 62673 | ANX3A | 15 | Solar Photovoltaic | SUN | PV | (L) Regulatory approvals pending. Not under construction | 15
2021 | 4 | 62118 | Antelope Expansion 3B, LLC | IPP | Antelope Expansion 3B | CA | 62674 | ANX3B | 5 | Solar Photovoltaic | SUN | PV | (L) Regulatory approvals pending. Not under construction | 5
2021 | 4 | 63620 | Birch Creek Development, LLC | IPP | BRE NC Solar 3 | NC | 60627 | BEAM3 | 5 | Solar Photovoltaic | SUN | PV | (T) Regulatory approvals received. Not under construction | 5
2021 | 4 | 61978 | Convergent Energy and Power LP | IPP | Henrietta D Energy Storage LLC | CA | 60641 | HDES1 | 10 | Batteries | MWH | BA | (U) Under construction, less than or equal to 50 percent complete | 10
2021 | 4 | 61978 | Convergent Energy and Power LP | IPP | Orange County Energy Storage 2 | CA | 62497 | OCES2 | 9 | Batteries | MWH | BA | (U) Under construction, less than or equal to 50 percent complete | 9
2021 | 4 | 61978 | Convergent Energy and Power LP | IPP | Orange County Energy Storage 3 | CA | 62499 | OCES3 | 6 | Batteries | MWH | BA | (U) Under construction, less than or equal to 50 percent complete | 6
2021 | 4 | 63237 | Emerald Hills Holding I, LLC | IPP | Depot Solar Center, LLC | VA | 61691 | DEPOT | 15 | Solar Photovoltaic | SUN | PV | (P) Planned for installation, but regulatory approvals not initiated | 15
2021 | 4 | 63652 | Energix Buckingham, LLC | IPP | Energix Buckingham, LLC | VA | 64015 | ENX05 | 20 | Solar Photovoltaic | SUN | PV | (U) Under construction, less than or equal to 50 percent complete | 20
2021 | 4 | 60952 | Energix Mt. Jackson, LLC. | IPP | Mt. Jackson Solar | VA | 61318 | SOLAR | 15.7 | Solar Photovoltaic | SUN | PV | (U) Under construction, less than or equal to 50 percent complete | 15.7
2021 | 4 | 6452 | Florida Power & Light Co | Electric Utility | Discovery Solar Center | FL | 63109 | 1 | 74.5 | Solar Photovoltaic | SUN | PV | (U) Under construction, less than or equal to 50 percent complete | 74.5
2021 | 4 | 6452 | Florida Power & Light Co | Electric Utility | Orange Blossom Solar Center | FL | 62919 | 1 | 74.5 | Solar Photovoltaic | SUN | PV | (U) Under construction, less than or equal to 50 percent complete | 74.5
2021 | 4 | 6452 | Florida Power & Light Co | Electric Utility | Palm Bay Solar | FL | 62921 | 1 | 74.5 | Solar Photovoltaic | SUN | PV | (V) Under construction, more than 50 percent complete | 74.5
2021 | 4 | 6452 | Florida Power & Light Co | Electric Utility | Pelican Solar Center | FL | 62924 | 1 | 74.5 | Solar Photovoltaic | SUN | PV | (V) Under construction, more than 50 percent complete | 74.5
2021 | 4 | 6452 | Florida Power & Light Co | Electric Utility | Rodeo Solar Center | FL | 62917 | 1 | 74.5 | Solar Photovoltaic | SUN | PV | (V) Under construction, more than 50 percent complete | 74.5
2021 | 4 | 6452 | Florida Power & Light Co | Electric Utility | Sabal Palm Solar Center | FL | 63110 | 1 | 74.5 | Solar Photovoltaic | SUN | PV | (U) Under construction, less than or equal to 50 percent complete | 74.5
2021 | 4 | 9234 | Indiana Municipal Power Agency | Electric Utility | Peru 2 | IN | 64246 | PERU2 | 9.5 | Solar Photovoltaic | SUN | PV | (U) Under construction, less than or equal to 50 percent complete | 9.5
2021 | 4 | 63244 | KSI II Consolidated, LLC | IPP | Townsend Road | NY | 64127 | PODNQ | 3.7 | Solar Photovoltaic | SUN | PV | (T) Regulatory approvals received. Not under construction | 3.7
2021 | 4 | 62721 | Maryneal Windpower, LLC | IPP | Maryneal Windpower | TX | 62836 | MNW | 182.4 | Onshore Wind Turbine | WND | WT | (U) Under construction, less than or equal to 50 percent complete | 182.4
2021 | 4 | 63775 | Novel Shelly Solar LLC | IPP | Novel Shelly Solar LLC | MN | 64154 | SHLLY | 1 | Solar Photovoltaic | SUN | PV | (T) Regulatory approvals received. Not under construction | 1
2021 | 4 | 56215 | RWE Renewables Americas LLC | IPP | West Raymond Wind Farm LLC | TX | 62855 | WRAYM | 239.8 | Onshore Wind Turbine | WND | WT | (V) Under construction, more than 50 percent complete | 239.8
2021 | 4 | 17633 | Southern Indiana Gas & Elec Co | Electric Utility | Troy Solar | IN | 63929 | TROY1 | 50.4 | Solar Photovoltaic | SUN | PV | (V) Under construction, more than 50 percent complete | 50.4
2021 | 4 | 62919 | TPE King Solar Holdings1 LLC | IPP | King CSG | RI | 63135 | KING1 | 7 | Solar Photovoltaic | SUN | PV | (U) Under construction, less than or equal to 50 percent complete | 7
2021 | 4 | 62919 | TPE King Solar Holdings1 LLC | IPP | King CSG | RI | 63135 | KING2 | 7.8 | Solar Photovoltaic | SUN | PV | (U) Under construction, less than or equal to 50 percent complete | 7.8
2021 | 4 | 63326 | USS Solar Brick | IPP | USS Solar Brick | IL | 63618 | USBRK | 2 | Solar Photovoltaic | SUN | PV | (L) Regulatory approvals pending. Not under construction | 2
2021 | 4 | 63550 | Ventura Energy Storage, LLC | IPP | Saticoy | CA | 63891 | SATCY | 100 | Batteries | MWH | BA | (U) Under construction, less than or equal to 50 percent complete | 100
2021 | 5 | 63012 | 2W Permian Solar, LLC | IPP | 2W Permian Solar Project Hybrid | TX | 63255 | 2WPBA | 40 | Batteries | MWH | BA | (U) Under construction, less than or equal to 50 percent complete | 40
2021 | 5 | 63012 | 2W Permian Solar, LLC | IPP | 2W Permian Solar Project Hybrid | TX | 63255 | 2WPSO | 420 | Solar Photovoltaic | SUN | PV | (U) Under construction, less than or equal to 50 percent complete | 420
2021 | 5 | 61012 | AES Distributed Energy | IPP | W. Orange Rd Solar LLC | MA | 63047 | HEYES | 5 | Solar Photovoltaic | SUN | PV | (TS) Construction complete, but not yet in commercial operation | 5
2021 | 5 | 59474 | BQ Energy LLC | IPP | West Valley East | NY | 62738 | WVE | 5 | Solar Photovoltaic | SUN | PV | (L) Regulatory approvals pending. Not under construction | 5
2021 | 5 | 59474 | BQ Energy LLC | IPP | West Valley West | NY | 62737 | WVW | 5 | Solar Photovoltaic | SUN | PV | (L) Regulatory approvals pending. Not under construction | 5
2021 | 5 | 1752 | Biola University | Commercial | Biola University Hybrid | CA | 54296 | EG-1H | 1.5 | Natural Gas Internal Combustion Engine | NG | IC | (L) Regulatory approvals pending. Not under construction | 1.5
2021 | 5 | 1752 | Biola University | Commercial | Biola University Hybrid | CA | 54296 | EG-2H | 1.5 | Natural Gas Internal Combustion Engine | NG | IC | (L) Regulatory approvals pending. Not under construction | 1.5
2021 | 5 | 62805 | Bluestone Farm Solar, LLC | IPP | Bluestone Solar | VA | 62950 | BLUE1 | 49.9 | Solar Photovoltaic | SUN | PV | (U) Under construction, less than or equal to 50 percent complete | 49.9
2021 | 5 | 59844 | Blythe Solar III, LLC | IPP | Blythe Solar III, LLC Hybrid | CA | 60094 | BLST3 | 115 | Batteries | MWH | BA | (U) Under construction, less than or equal to 50 percent complete | 115
2021 | 5 | 62091 | Derby Fuel Cell LLC | IPP | Derby Fuel Cell | CT | 62588 | MM45 | 2.8 | Other Natural Gas | NG | FC | (L) Regulatory approvals pending. Not under construction | 2.8
2021 | 5 | 62091 | Derby Fuel Cell LLC | IPP | Derby Fuel Cell | CT | 62588 | MM46 | 2.8 | Other Natural Gas | NG | FC | (L) Regulatory approvals pending. Not under construction | 2.8
2021 | 5 | 62091 | Derby Fuel Cell LLC | IPP | Derby Fuel Cell | CT | 62588 | MM47 | 2.8 | Other Natural Gas | NG | FC | (L) Regulatory approvals pending. Not under construction | 2.8
2021 | 5 | 62091 | Derby Fuel Cell LLC | IPP | Derby Fuel Cell | CT | 62588 | MM48 | 2.8 | Other Natural Gas | NG | FC | (L) Regulatory approvals pending. Not under construction | 2.8
2021 | 5 | 62091 | Derby Fuel Cell LLC | IPP | Derby Fuel Cell | CT | 62588 | MM49 | 2.8 | Other Natural Gas | NG | FC | (L) Regulatory approvals pending. Not under construction | 2.8
2021 | 5 | 6909 | Gainesville Regional Utilities | Electric Utility | John R Kelly | FL | 664 | 8.2 | 37.5 | Natural Gas Fired Combined Cycle | NG | CA | (U) Under construction, less than or equal to 50 percent complete | 45.5
2021 | 5 | 61166 | Green Power Energy LLC | IPP | Cody Road Wind Farm | NY | 61592 | WT2 | 2.4 | Onshore Wind Turbine | WND | WT | (U) Under construction, less than or equal to 50 percent complete | 2.4
2021 | 5 | 61942 | Griffin Trail Wind, LLC | IPP | Griffin Trail Wind | TX | 62411 | GTWND | 225.6 | Onshore Wind Turbine | WND | WT | (U) Under construction, less than or equal to 50 percent complete | 225.6
2021 | 5 | 62064 | Hill Top Energy Center, LLC | IPP | Hill Top Energy Center, LLC | PA | 62565 | GEN1 | 619.1 | Natural Gas Fired Combined Cycle | NG | CS | (V) Under construction, more than 50 percent complete | 664.7
2021 | 5 | 60379 | Howardtown Farm, LLC | IPP | Howardtown Farm | NC | 60630 | PV1 | 10 | Solar Photovoltaic | SUN | PV | (L) Regulatory approvals pending. Not under construction | 10
2021 | 5 | 9234 | Indiana Municipal Power Agency | Electric Utility | Richmond 5 | IN | 64247 | RICH5 | 9.2 | Solar Photovoltaic | SUN | PV | (U) Under construction, less than or equal to 50 percent complete | 9.2
2021 | 5 | 63185 | Neighborhood Power Corp. | IPP | River Valley Solar | OR | 63665 | W0054 | 1.9 | Solar Photovoltaic | SUN | PV | (TS) Construction complete, but not yet in commercial operation | 1.9
2021 | 5 | 62873 | Plott Hound Solar, LLC | IPP | Plott Hound Solar | NC | 63015 | 1088 | 5 | Solar Photovoltaic | SUN | PV | (L) Regulatory approvals pending. Not under construction | 5
2021 | 5 | 61946 | Prairie State Solar, LLC | IPP | Prairie State Solar Project | IL | 62420 | PSS01 | 99 | Solar Photovoltaic | SUN | PV | (U) Under construction, less than or equal to 50 percent complete | 99
2021 | 5 | 63100 | SE Juno, LLC | IPP | Juno Solar Project | TX | 63328 | JUNO1 | 159 | Solar Photovoltaic | SUN | PV | (V) Under construction, more than 50 percent complete | 159
2021 | 5 | 16609 | San Diego Gas & Electric Co | Electric Utility | Fallbrook Energy Storage | CA | 61365 | FBES | 40 | Batteries | MWH | BA | (P) Planned for installation, but regulatory approvals not initiated | 40
2021 | 5 | 63395 | Spencer Solar Farm, LLC | IPP | Spencer Solar | MA | 63676 | SPENC | 2.3 | Solar Photovoltaic | SUN | PV | (U) Under construction, less than or equal to 50 percent complete | 2.3
2021 | 5 | 61668 | Strauss Wind LLC | IPP | Strauss Wind Farm | CA | 62113 | ST-CA | 98.8 | Onshore Wind Turbine | WND | WT | (U) Under construction, less than or equal to 50 percent complete | 98.8
2021 | 5 | 63396 | Sturbridge Road Solar Farm, LLC | IPP | Sturbridge Road Solar | MA | 63677 | STURB | 5 | Solar Photovoltaic | SUN | PV | (U) Under construction, less than or equal to 50 percent complete | 5
2021 | 5 | 62824 | Syncarpha Northbridge I, LLC | IPP | Syncarpha Northbridge I Hybrid | MA | 62977 | SYN1B | 4 | Batteries | MWH | BA | (U) Under construction, less than or equal to 50 percent complete | 4
2021 | 5 | 62824 | Syncarpha Northbridge I, LLC | IPP | Syncarpha Northbridge I Hybrid | MA | 62977 | SYN1S | 5 | Solar Photovoltaic | SUN | PV | (V) Under construction, more than 50 percent complete | 5
2021 | 5 | 20856 | Wisconsin Power & Light Co | Electric Utility | Riverside Energy Center | WI | 55641 | PV1 | 4.4 | Solar Photovoltaic | SUN | PV | (U) Under construction, less than or equal to 50 percent complete | 4.4
2021 | 6 | 62984 | AC Power 2 LLC | IPP | AC Power 2 | NJ | 63196 | ACP2 | 3.8 | Solar Photovoltaic | SUN | PV | (T) Regulatory approvals received. Not under construction | 3.8
2021 | 6 | 60368 | BRE NC Solar 4, LLC | IPP | BRE NC Solar 4 | NC | 60628 | BEAM4 | 5 | Solar Photovoltaic | SUN | PV | (L) Regulatory approvals pending. Not under construction | 5
2021 | 6 | 63668 | Bauer Community Solar LLC | IPP | Bauer Solar CSG | MN | 64029 | TC3 | 0.9 | Solar Photovoltaic | SUN | PV | (U) Under construction, less than or equal to 50 percent complete | 0.9
2021 | 6 | 60816 | Boston Medical Center | Commercial | Boston Medical Center CHP Plant | MA | 61186 | BATT | 1 | Batteries | MWH | BA | (U) Under construction, less than or equal to 50 percent complete | 1
2021 | 6 | 63600 | Cal Flats BESS, LLC | IPP | Cal Flats BESS | CA | 63930 | CF60 | 60 | Batteries | MWH | BA | (T) Regulatory approvals received. Not under construction | 60
2021 | 6 | 4226 | Consolidated Edison Co-NY Inc | Electric Utility | 98th Street Battery Storage Station | NY | 62839 | ESS98 | 1.8 | Batteries | MWH | BA | (V) Under construction, more than 50 percent complete | 2
2021 | 6 | 56769 | Consolidated Edison Development Inc. | IPP | CED Denmark Solar Hybrid | ME | 63898 | DSBS | 2.3 | Batteries | MWH | BA | (L) Regulatory approvals pending. Not under construction | 2.3
2021 | 6 | 56769 | Consolidated Edison Development Inc. | IPP | CED Denmark Solar Hybrid | ME | 63898 | DSPV | 2.5 | Solar Photovoltaic | SUN | PV | (L) Regulatory approvals pending. Not under construction | 2.5
2021 | 6 | 57365 | Consolidated Edison Solutions Inc | IPP | CES Agawam Tuckahoe Solar Hybrid | MA | 63763 | ATES | 2.3 | Batteries | MWH | BA | (T) Regulatory approvals received. Not under construction | 2.3
2021 | 6 | 57365 | Consolidated Edison Solutions Inc | IPP | CES Agawam Tuckahoe Solar Hybrid | MA | 63763 | ATPV | 3.6 | Solar Photovoltaic | SUN | PV | (T) Regulatory approvals received. Not under construction | 3.6
2021 | 6 | 63611 | Coso Battery Storage LLC | IPP | Coso Battery Storage | CA | 63943 | 61730 | 60 | Batteries | MWH | BA | (L) Regulatory approvals pending. Not under construction | 60
2021 | 6 | 63523 | DePue Holdings, LLC | IPP | DePue Holdings, LLC | IL | 63845 | DEPUE | 20 | Solar Photovoltaic | SUN | PV | (T) Regulatory approvals received. Not under construction | 20
2021 | 6 | 61610 | Delaware River Solar, LLC | IPP | State Route 64N Community Solar Farm | NY | 62520 | 1089 | 1.2 | Solar Photovoltaic | SUN | PV | (T) Regulatory approvals received. Not under construction | 1.2
2021 | 6 | 61610 | Delaware River Solar, LLC | IPP | Yellow Mills Rd #1 Community Solar Farm | NY | 62517 | 1142 | 2.3 | Solar Photovoltaic | SUN | PV | (T) Regulatory approvals received. Not under construction | 2.3
2021 | 6 | 61610 | Delaware River Solar, LLC | IPP | Yellow Mills Rd #2 Community Solar Farm | NY | 62518 | 1181 | 2.3 | Solar Photovoltaic | SUN | PV | (T) Regulatory approvals received. Not under construction | 2.3
2021 | 6 | 61610 | Delaware River Solar, LLC | IPP | Yellow Mills Rd #3 Community Solar Farm | NY | 62519 | 1244 | 2.3 | Solar Photovoltaic | SUN | PV | (T) Regulatory approvals received. Not under construction | 2.3
2021 | 6 | 62746 | Don Lee BESS 1 LLC | IPP | Don Lee BESS 1 LLC | CA | 62872 | DONL1 | 6.5 | Batteries | MWH | BA | (T) Regulatory approvals received. Not under construction | 6.5
2021 | 6 | 6455 | Duke Energy Florida, LLC | Electric Utility | Trenton | FL | 63995 | ES1 | 11 | Batteries | MWH | BA | (U) Under construction, less than or equal to 50 percent complete | 11
2021 | 6 | 58970 | Ecoplexus, Inc | IPP | OAKBORO PV1 | NC | 63162 | OAKPV | 40 | Solar Photovoltaic | SUN | PV | (P) Planned for installation, but regulatory approvals not initiated | 40
2021 | 6 | 58970 | Ecoplexus, Inc | IPP | Willoughby PV1 | NC | 60003 | WILL1 | 20 | Solar Photovoltaic | SUN | PV | (L) Regulatory approvals pending. Not under construction | 20
2021 | 6 | 58135 | Ecos Energy LLC | IPP | Apple Hill Solar | VT | 61037 | APPL | 2 | Solar Photovoltaic | SUN | PV | (U) Under construction, less than or equal to 50 percent complete | 2
2021 | 6 | 63653 | Energix Nokesville, LLC | IPP | Energix Nokesville, LLC | VA | 64012 | ENX07 | 20 | Solar Photovoltaic | SUN | PV | (L) Regulatory approvals pending. Not under construction | 20
2021 | 6 | 61888 | Gloversville Community Solar LLC | IPP | Gloversville Landfill Solar | NY | 62357 | 08158 | 5 | Solar Photovoltaic | SUN | PV | (P) Planned for installation, but regulatory approvals not initiated | 5
2021 | 6 | 63499 | Gunsight Solar, LLC | IPP | Gunsight Solar, LLC | SC | 63813 | PGR26 | 75 | Solar Photovoltaic | SUN | PV | (L) Regulatory approvals pending. Not under construction | 75
2021 | 6 | 63715 | Hecate Energy Albany 1 LLC | IPP | Hecate Energy Albany County 1 | NY | 64077 | ALBNY | 20 | Solar Photovoltaic | SUN | PV | (P) Planned for installation, but regulatory approvals not initiated | 20
2021 | 6 | 63453 | Johnson Development Associates, Inc. | IPP | Pinson Solar Farm | SC | 63777 | 1310 | 20 | Solar Photovoltaic | SUN | PV | (T) Regulatory approvals received. Not under construction | 26
2021 | 6 | 56155 | Lansing Board of Water and Light | Electric Utility | Delta Energy Park | MI | 63259 | DEPC2 | 48.3 | Natural Gas Fired Combined Cycle | NG | CT | (U) Under construction, less than or equal to 50 percent complete | 58
2021 | 6 | 56155 | Lansing Board of Water and Light | Electric Utility | Delta Energy Park | MI | 63259 | DEPC3 | 48.3 | Natural Gas Fired Combined Cycle | NG | CT | (U) Under construction, less than or equal to 50 percent complete | 58
2021 | 6 | 56155 | Lansing Board of Water and Light | Electric Utility | Delta Energy Park | MI | 63259 | DEPS1 | 46.3 | Natural Gas Fired Combustion Turbine | NG | GT | (U) Under construction, less than or equal to 50 percent complete | 58
2021 | 6 | 56155 | Lansing Board of Water and Light | Electric Utility | Delta Energy Park | MI | 63259 | DEPST | 81 | Natural Gas Fired Combined Cycle | NG | CA | (U) Under construction, less than or equal to 50 percent complete | 89.2
2021 | 6 | 63549 | Lily Solar, LLC | IPP | Lily Solar Hybrid | TX | 63892 | LILY | 146 | Solar Photovoltaic | SUN | PV | (U) Under construction, less than or equal to 50 percent complete | 181
2021 | 6 | 63549 | Lily Solar, LLC | IPP | Lily Solar Hybrid | TX | 63892 | LILYB | 50 | Batteries | MWH | BA | (U) Under construction, less than or equal to 50 percent complete | 50
2021 | 6 | 11806 | Massachusetts Mun Wholes Electric Co | Electric Utility | MMWEC Simple Cycle Gas Turbine | MA | 63559 | 1 | 55 | Natural Gas Fired Combustion Turbine | NG | GT | (L) Regulatory approvals pending. Not under construction | 70
2021 | 6 | 11806 | Massachusetts Mun Wholes Electric Co | Electric Utility | MMWEC Simple Cycle Gas Turbine | MA | 63559 | GT1 | 57 | Natural Gas Fired Combustion Turbine | NG | GT | (L) Regulatory approvals pending. Not under construction | 65
2021 | 6 | 63647 | Muscle Shoals Solar, LLC | IPP | Muscle Shoals | AL | 62462 | GEN01 | 227 | Solar Photovoltaic | SUN | PV | (V) Under construction, more than 50 percent complete | 227
2021 | 6 | 13402 | Nevada Irrigation District | IPP | Loma Rica Hydroelectric Powerhouse | CA | 60988 | HY1 | 1.4 | Conventional Hydroelectric | WAT | HY | (P) Planned for installation, but regulatory approvals not initiated | 1.4
2021 | 6 | 62985 | Pettinos Solar LLC | IPP | Pettinos Solar | NJ | 63197 | ACP4 | 1.2 | Solar Photovoltaic | SUN | PV | (T) Regulatory approvals received. Not under construction | 1.2
2021 | 6 | 59967 | Phoenix Energy | Electric CHP | North Fork Community Power | CA | 60192 | NFCP1 | 2 | Other Waste Biomass | OBG | IC | (U) Under construction, less than or equal to 50 percent complete | 2
2021 | 6 | 59010 | Rhubarb One LLC | IPP | Rhubarb One SC | SC | 59596 | PV1 | 20 | Solar Photovoltaic | SUN | PV | (L) Regulatory approvals pending. Not under construction | 20
2021 | 6 | 63092 | SE Titan, LLC | IPP | Titan Solar Project | TX | 63320 | IPTTN | 260 | Solar Photovoltaic | SUN | PV | (U) Under construction, less than or equal to 50 percent complete | 260
2021 | 6 | 17609 | Southern California Edison Co | Electric Utility | DESI-1 Battery Energy Storage Facility | CA | 60699 | DESI1 | 2.4 | Batteries | MWH | BA | (TS) Construction complete, but not yet in commercial operation | 2.4
2021 | 6 | 17609 | Southern California Edison Co | Electric Utility | DESI-2 Battery Storage Facility | CA | 62460 | DESI2 | 1.4 | Batteries | MWH | BA | (TS) Construction complete, but not yet in commercial operation | 1.4
2021 | 6 | 63328 | USS Goodrich Solar | IPP | USS Goodrich Solar | IL | 63620 | USGCH | 2 | Solar Photovoltaic | SUN | PV | (L) Regulatory approvals pending. Not under construction | 2
2021 | 6 | 63327 | USS Grandpa Solar | IPP | USS Grandpa Solar | IL | 63619 | USGPA | 1 | Solar Photovoltaic | SUN | PV | (L) Regulatory approvals pending. Not under construction | 1
2021 | 6 | 63329 | USS Sycamore Solar | IPP | USS Sycamore Solar | IL | 63621 | USSYC | 2 | Solar Photovoltaic | SUN | PV | (L) Regulatory approvals pending. Not under construction | 2
2021 | 6 | 62978 | USS Water City Solar LLC | IPP | USS Water City Solar LLC CSG | MN | 63220 | WTRCY | 1 | Solar Photovoltaic | SUN | PV | (P) Planned for installation, but regulatory approvals not initiated | 1
2021 | 6 | 62977 | USS Water Fowl Solar LLC | IPP | USS Water Fowl Solar LLC CSG | MN | 63219 | WTRFL | 1 | Solar Photovoltaic | SUN | PV | (P) Planned for installation, but regulatory approvals not initiated | 1
2021 | 6 | 62976 | USS Water Town Solar LLC | IPP | USS Water Town Solar LLC CSG | MN | 63218 | WTRTN | 1 | Solar Photovoltaic | SUN | PV | (P) Planned for installation, but regulatory approvals not initiated | 1
2021 | 6 | 19564 | University of Notre Dame | Commercial | Notre Dame Hydro | IN | 62918 | HYD1 | 2.5 | Conventional Hydroelectric | WAT | HY | (V) Under construction, more than 50 percent complete | 2.5
2021 | 6 | 62048 | Westlands Almond LLC | IPP | Almond | CA | 62546 | ALMND | 19.9 | Solar Photovoltaic | SUN | PV | (T) Regulatory approvals received. Not under construction | 19.9
2021 | 6 | 62808 | Whitehorn Solar, LLC | IPP | Whitehorn Solar | VA | 62959 | WHIT1 | 50 | Solar Photovoltaic | SUN | PV | (U) Under construction, less than or equal to 50 percent complete | 50
2021 | 6 | 59316 | Whitetail Solar LLC | IPP | Whitetail Solar | SC | 59569 | PV1 | 10 | Solar Photovoltaic | SUN | PV | (L) Regulatory approvals pending. Not under construction | 10
2021 | 6 | 63225 | Wister Solar | IPP | Wister Solar | CA | 63487 | WSOL | 20 | Solar Photovoltaic | SUN | PV | (L) Regulatory approvals pending. Not under construction | 20
2021 | 6 | 63369 | Yaphank Fuel Cell Park, LLC | IPP | SWM Fuel Cell | NY | 63661 | SWM-1 | 2.8 | Other Natural Gas | NG | FC | (T) Regulatory approvals received. Not under construction | 2.8
2021 | 6 | 63369 | Yaphank Fuel Cell Park, LLC | IPP | SWM Fuel Cell | NY | 63661 | SWM-2 | 2.8 | Other Natural Gas | NG | FC | (T) Regulatory approvals received. Not under construction | 2.8
2021 | 6 | 63369 | Yaphank Fuel Cell Park, LLC | IPP | SWM Fuel Cell | NY | 63661 | SWM-3 | 2.8 | Other Natural Gas | NG | FC | (T) Regulatory approvals received. Not under construction | 2.8
2021 | 7 | 62006 | 7X Energy, Inc. | IPP | Taygete II Energy Project | TX | 64075 | TAYG2 | 203.8 | Solar Photovoltaic | SUN | PV | (P) Planned for installation, but regulatory approvals not initiated | 203.8
2021 | 7 | 61608 | Agilon Energy Holdings II, LLC | IPP | Victoria Port Power II LLC | TX | 61966 | VP2-1 | 43 | Natural Gas Fired Combustion Turbine | NG | GT | (L) Regulatory approvals pending. Not under construction | 50
2021 | 7 | 61608 | Agilon Energy Holdings II, LLC | IPP | Victoria Port Power II LLC | TX | 61966 | VP2-2 | 43 | Natural Gas Fired Combustion Turbine | NG | GT | (L) Regulatory approvals pending. Not under construction | 50
2021 | 7 | 63430 | Astral Electricity, LLC | IPP | Chisholm Grid Energy Storage System | TX | 63737 | CHS01 | 100 | Batteries | MWH | BA | (U) Under construction, less than or equal to 50 percent complete | 100
2021 | 7 | 63571 | Azure Sky Solar Project, LLC | IPP | Azure Sky Solar | TX | 63905 | ASKYS | 225 | Solar Photovoltaic | SUN | PV | (U) Under construction, less than or equal to 50 percent complete | 225
2021 | 7 | 63767 | Beam Renewable Energy, LLC | IPP | BRE NC Solar 2 | NC | 60626 | BEAM2 | 5 | Solar Photovoltaic | SUN | PV | (T) Regulatory approvals received. Not under construction | 5
2021 | 7 | 4180 | Connecticut Mun Elec Engy Coop | Electric Utility | Subase Microgrid Project | CT | 59701 | SFC1 | 3.7 | Other Natural Gas | NG | FC | (U) Under construction, less than or equal to 50 percent complete | 3.7
2021 | 7 | 4180 | Connecticut Mun Elec Engy Coop | Electric Utility | Subase Microgrid Project | CT | 59701 | SFC2 | 3.7 | Other Natural Gas | NG | FC | (U) Under construction, less than or equal to 50 percent complete | 3.7
2021 | 7 | 6455 | Duke Energy Florida, LLC | Electric Utility | Cape San Blas | FL | 63996 | ES1 | 5.5 | Batteries | MWH | BA | (U) Under construction, less than or equal to 50 percent complete | 5.5
2021 | 7 | 56987 | East Blackland Solar Project 1 LLC | IPP | East Blackland Solar Project 1 | TX | 57659 | PSF | 144 | Solar Photovoltaic | SUN | PV | (V) Under construction, more than 50 percent complete | 144
2021 | 7 | 58970 | Ecoplexus, Inc | IPP | Camp San Luis Obispo | CA | 63870 | CPSLO | 1.2 | Solar Photovoltaic | SUN | PV | (P) Planned for installation, but regulatory approvals not initiated | 1.2
2021 | 7 | 58970 | Ecoplexus, Inc | IPP | Kern Valley SP | CA | 63875 | KRNVL | 3 | Solar Photovoltaic | SUN | PV | (P) Planned for installation, but regulatory approvals not initiated | 3
2021 | 7 | 56615 | First Solar Project Development | IPP | Sun Stream 2 | AZ | 63440 | GEN01 | 150 | Solar Photovoltaic | SUN | PV | (U) Under construction, less than or equal to 50 percent complete | 150
2021 | 7 | 9234 | Indiana Municipal Power Agency | Electric Utility | Anderson 4 | IN | 64248 | SAND4 | 7.8 | Solar Photovoltaic | SUN | PV | (U) Under construction, less than or equal to 50 percent complete | 7.8
2021 | 7 | 55983 | Luminant Generation Company LLC | IPP | DeCordova Steam Electric Station | TX | 8063 | BESS | 260 | Batteries | MWH | BA | (L) Regulatory approvals pending. Not under construction | 269.1
2021 | 7 | 63403 | Luna Storage, LLC | IPP | Luna Storage | CA | 63685 | LUNA | 100 | Batteries | MWH | BA | (L) Regulatory approvals pending. Not under construction | 100
2021 | 7 | 62915 | Madison Energy Holdings LLC | IPP | ESCA-LL-COLTON, LLC | CA | 64270 | COLT1 | 2.6 | Solar Photovoltaic | SUN | PV | (V) Under construction, more than 50 percent complete | 2.6
2021 | 7 | 58451 | McCoy Solar, LLC | IPP | McCoy Solar Energy Project Hybrid | CA | 58462 | MCST1 | 230 | Batteries | MWH | BA | (P) Planned for installation, but regulatory approvals not initiated | 230
2021 | 7 | 63590 | Novel Martens Solar LLC | IPP | Novel Martens Solar LLC | MN | 63987 | MRTNS | 1 | Solar Photovoltaic | SUN | PV | (U) Under construction, less than or equal to 50 percent complete | 1
2021 | 7 | 63773 | Orsted Onshore North America | IPP | Western Trail Wind, LLC | TX | 64149 | WTW | 366.6 | Onshore Wind Turbine | WND | WT | (U) Under construction, less than or equal to 50 percent complete | 366.6
2021 | 7 | 14328 | Pacific Gas & Electric Co. | Electric Utility | Elkhorn Battery Energy Storage System | CA | 62564 | ELKHO | 182.5 | Batteries | MWH | BA | (U) Under construction, less than or equal to 50 percent complete | 182.5
2021 | 7 | 61593 | Pleinmont Solar 2 LLC | IPP | Pleinmont Solar 2 | VA | 62013 | PLNM2 | 240 | Solar Photovoltaic | SUN | PV | (U) Under construction, less than or equal to 50 percent complete | 240
2021 | 7 | 60982 | RE Maplewood LLC | IPP | RE Maplewood | TX | 61346 | PV2 | 28 | Solar Photovoltaic | SUN | PV | (V) Under construction, more than 50 percent complete | 28
2021 | 7 | 63100 | SE Juno, LLC | IPP | Juno Solar Project | TX | 63328 | IPJNO | 141 | Solar Photovoltaic | SUN | PV | (U) Under construction, less than or equal to 50 percent complete | 141
2021 | 7 | 62699 | SunEast Dog Corners Solar LLC | IPP | SunEast Dog Corners Solar Project | NY | 62823 | Q584 | 20 | Solar Photovoltaic | SUN | PV | (T) Regulatory approvals received. Not under construction | 20
2021 | 7 | 62757 | SunEast Hills Solar LLC | IPP | SunEast Hills Solar Project | NY | 62895 | Q581 | 20 | Solar Photovoltaic | SUN | PV | (T) Regulatory approvals received. Not under construction | 20
2021 | 7 | 62698 | SunEast Skyline Solar LLC | IPP | SunEast Skyline Solar Project | NY | 62816 | Q670 | 20 | Solar Photovoltaic | SUN | PV | (P) Planned for installation, but regulatory approvals not initiated | 20
2021 | 7 | 62756 | SunEast Watkins Road Solar LLC | IPP | SunEast Watkins Road Solar Project | NY | 62896 | Q586 | 20 | Solar Photovoltaic | SUN | PV | (OT) Other | 20
2021 | 8 | 62049 | Aquamarine Westside LLC | IPP | Aquamarine | CA | 62547 | AQUAM | 250 | Solar Photovoltaic | SUN | PV | (T) Regulatory approvals received. Not under construction | 250
2021 | 8 | 63571 | Azure Sky Solar Project, LLC | IPP | Azure Sky Solar | TX | 63905 | ASKYB | 77 | Batteries | MWH | BA | (U) Under construction, less than or equal to 50 percent complete | 77
2021 | 8 | 56769 | Consolidated Edison Development Inc. | IPP | Copper Mountain Solar 5, LLC | NV | 63504 | CM5-1 | 250 | Solar Photovoltaic | SUN | PV | (V) Under construction, more than 50 percent complete | 252
2021 | 8 | 61684 | Diablo Energy Storage, LLC | IPP | Diablo Energy Storage | CA | 62175 | DIBLO | 200 | Batteries | MWH | BA | (P) Planned for installation, but regulatory approvals not initiated | 200
2021 | 8 | 62807 | Hawtree Creek Farm Solar, LLC | IPP | Hawtree Solar | NC | 62951 | HAWT1 | 65 | Solar Photovoltaic | SUN | PV | (U) Under construction, less than or equal to 50 percent complete | 65
2021 | 8 | 55983 | Luminant Generation Company LLC | IPP | Brightside | TX | 63223 | UNIT1 | 50.7 | Solar Photovoltaic | SUN | PV | (L) Regulatory approvals pending. Not under construction | 50.7
2021 | 8 | 14354 | PacifiCorp | Electric Utility | TB Flats | WY | 62516 | 1 | 503.2 | Onshore Wind Turbine | WND | WT | (U) Under construction, less than or equal to 50 percent complete | 503.2
2021 | 8 | 56545 | Pattern Operators LP | IPP | G.S.E. One LLC | TX | 62505 | 1 | 82.5 | Solar Photovoltaic | SUN | PV | (P) Planned for installation, but regulatory approvals not initiated | 83
2021 | 8 | 60217 | San Bernardino Valley Mun. Water Dist. | Electric Utility | Waterman Turnout Hydroelectric | CA | 60466 | WTHF | 1 | Conventional Hydroelectric | WAT | HY | (L) Regulatory approvals pending. Not under construction | 1
2021 | 8 | 63257 | Solar Carver 1, LLC | IPP | Solar Carver 1 Hybrid | MA | 63541 | BCRV1 | 2 | Batteries | MWH | BA | (T) Regulatory approvals received. Not under construction | 2
2021 | 8 | 63243 | Solar Carver 3, LLC | IPP | Solar Carver 3 Hybrid | MA | 63506 | BCRV3 | 1 | Batteries | MWH | BA | (T) Regulatory approvals received. Not under construction | 1
2021 | 8 | 62936 | TREX US Red Holly LLC | IPP | TREX US Red Holly | TX | 63202 | 701-S | 50 | Batteries | MWH | BA | (L) Regulatory approvals pending. Not under construction | 50
2021 | 8 | 63519 | Trent River Solar, LLC | IPP | Trent River Solar, LLC | NC | 63842 | PGR25 | 78.7 | Solar Photovoltaic | SUN | PV | (U) Under construction, less than or equal to 50 percent complete | 78.7
2021 | 8 | 19539 | University of Iowa | Commercial | University of Iowa Main Power Plant | IA | 54775 | GEN12 | 5.8 | Natural Gas Steam Turbine | NG | ST | (U) Under construction, less than or equal to 50 percent complete | 5.8
2021 | 8 | 19539 | University of Iowa | Commercial | University of Iowa Main Power Plant | IA | 54775 | GEN13 | 10 | Natural Gas Steam Turbine | NG | ST | (U) Under construction, less than or equal to 50 percent complete | 10
2021 | 9 | 62006 | 7X Energy, Inc. | IPP | Elara Solar | TX | 64204 | ELARA | 130 | Solar Photovoltaic | SUN | PV | (L) Regulatory approvals pending. Not under construction | 132.4
2021 | 9 | 63253 | Assembly Solar II LLC | IPP | Assembly Solar II LLC | MI | 63538 | AS2 | 110 | Solar Photovoltaic | SUN | PV | (U) Under construction, less than or equal to 50 percent complete | 110
2021 | 9 | 62659 | BMP Wind LLC | IPP | BMP Wind (TX) | TX | 62809 | BMP | 293.3 | Onshore Wind Turbine | WND | WT | (L) Regulatory approvals pending. Not under construction | 293.3
2021 | 9 | 59474 | BQ Energy LLC | IPP | Yeoman Creek | IL | 61910 | YEOM | 8.8 | Solar Photovoltaic | SUN | PV | (L) Regulatory approvals pending. Not under construction | 8.8
2021 | 9 | 62050 | Castleman Power Development LLC | IPP | SJRR Power LLC | TX | 62548 | SJ-1 | 43 | Natural Gas Fired Combustion Turbine | NG | GT | (P) Planned for installation, but regulatory approvals not initiated | 50
2021 | 9 | 62050 | Castleman Power Development LLC | IPP | SJRR Power LLC | TX | 62548 | SJ-2 | 43 | Natural Gas Fired Combustion Turbine | NG | GT | (P) Planned for installation, but regulatory approvals not initiated | 50
2021 | 9 | 62050 | Castleman Power Development LLC | IPP | SJRR Power LLC | TX | 62548 | SJ-3 | 43 | Natural Gas Fired Combustion Turbine | NG | GT | (P) Planned for installation, but regulatory approvals not initiated | 50
2021 | 9 | 62050 | Castleman Power Development LLC | IPP | SJRR Power LLC | TX | 62548 | SJ-4 | 43 | Natural Gas Fired Combustion Turbine | NG | GT | (P) Planned for installation, but regulatory approvals not initiated | 50
2021 | 9 | 61060 | Cypress Creek Renewables | IPP | Pine Valley Solar Farm, LLC | NC | 60298 | PV1 | 5 | Solar Photovoltaic | SUN | PV | (P) Planned for installation, but regulatory approvals not initiated | 5
2021 | 9 | 63815 | Dressor Plains Solar, LLC | IPP | Dressor Plains Solar, LLC | IL | 64224 | DPS | 99 | Solar Photovoltaic | SUN | PV | (P) Planned for installation, but regulatory approvals not initiated | 99
2021 | 9 | 6455 | Duke Energy Florida, LLC | Electric Utility | Jennings Energy Storage Facility | FL | 63998 | ES1 | 5.5 | Batteries | MWH | BA | (U) Under construction, less than or equal to 50 percent complete | 5.5
2021 | 9 | 6455 | Duke Energy Florida, LLC | Electric Utility | Micanopy Energy Storage Facility | FL | 63999 | ES1 | 8.3 | Batteries | MWH | BA | (U) Under construction, less than or equal to 50 percent complete | 8.3
2021 | 9 | 58135 | Ecos Energy LLC | IPP | Weybridge 1 Solar | VT | 61038 | WEY1 | 3 | Solar Photovoltaic | SUN | PV | (P) Planned for installation, but regulatory approvals not initiated | 3
2021 | 9 | 61944 | GSRP | IPP | Chevron - Lost Hills Hybrid | CA | 63545 | BESS1 | 10 | Batteries | MWH | BA | (L) Regulatory approvals pending. Not under construction | 10
2021 | 9 | 7140 | Georgia Power Co | Electric Utility | Fort Valley State University Solar | GA | 63062 | 1 | 10.8 | Solar Photovoltaic | SUN | PV | (U) Under construction, less than or equal to 50 percent complete | 10.8
2021 | 9 | 7140 | Georgia Power Co | Electric Utility | Georgia College & State University Solar | GA | 63282 | 1 | 3.5 | Solar Photovoltaic | SUN | PV | (U) Under construction, less than or equal to 50 percent complete | 3.5
2021 | 9 | 19558 | Homer Electric Assn Inc | Electric Utility | Soldotna | AK | 57206 | 3 | 46.5 | Batteries | MWH | BA | (U) Under construction, less than or equal to 50 percent complete | 46.5
2021 | 9 | 9234 | Indiana Municipal Power Agency | Electric Utility | Anderson 5 | IL | 64245 | SAND5 | 3 | Solar Photovoltaic | SUN | PV | (T) Regulatory approvals received. Not under construction | 3
2021 | 9 | 55983 | Luminant Generation Company LLC | IPP | Emerald Grove | TX | 63233 | UNIT1 | 108 | Solar Photovoltaic | SUN | PV | (L) Regulatory approvals pending. Not under construction | 108
2021 | 9 | 63139 | Minonk Stewardship Wind LLC | IPP | Bennington Wind | IL | 63384 | BENN | 93 | Onshore Wind Turbine | WND | WT | (U) Under construction, less than or equal to 50 percent complete | 93
2021 | 9 | 15296 | New York Power Authority | Electric Utility | Willis Battery Storage | NY | 63238 | WB1 | 20 | Batteries | MWH | BA | (P) Planned for installation, but regulatory approvals not initiated | 20
2021 | 9 | 62743 | RoxWind LLC | IPP | RoxWind | ME | 62857 | WIND1 | 15.3 | Onshore Wind Turbine | WND | WT | (U) Under construction, less than or equal to 50 percent complete | 15.3
2021 | 9 | 63101 | SE Aragorn, LLC | IPP | Aragorn Solar Project | TX | 63329 | IPAGN | 180 | Solar Photovoltaic | SUN | PV | (U) Under construction, less than or equal to 50 percent complete | 180
2021 | 9 | 63275 | Samoset Solar, LLC | IPP | Samoset Solar | ME | 63551 | PGR21 | 2 | Solar Photovoltaic | SUN | PV | (L) Regulatory approvals pending. Not under construction | 2
2021 | 9 | 63493 | Sugar Solar, LLC | IPP | Sugar Solar, LLC | NC | 63807 | PGR29 | 60 | Solar Photovoltaic | SUN | PV | (L) Regulatory approvals pending. Not under construction | 60
2021 | 9 | 62700 | SunEast Clay Solar LLC | IPP | SunEast Clay Solar Project | NY | 62819 | Q669 | 20 | Solar Photovoltaic | SUN | PV | (P) Planned for installation, but regulatory approvals not initiated | 50
2021 | 9 | 62812 | Syncarpha Tewksbury, LLC | IPP | Syncarpha Tewksbury Hybrid | MA | 62968 | SYTKS | 2.8 | Solar Photovoltaic | SUN | PV | (T) Regulatory approvals received. Not under construction | 2.8
2021 | 9 | 63420 | Taos Mesa Energy Facility, LLC | IPP | Taos Mesa Energy Facility Hybrid | NM | 63728 | BESS | 12 | Batteries | MWH | BA | (L) Regulatory approvals pending. Not under construction | 12
2021 | 9 | 63420 | Taos Mesa Energy Facility, LLC | IPP | Taos Mesa Energy Facility Hybrid | NM | 63728 | TMEF1 | 15 | Solar Photovoltaic | SUN | PV | (L) Regulatory approvals pending. Not under construction | 15
2021 | 9 | 63412 | Westmoreland County Solar Project, LLC | IPP | Westmoreland County Solar Project | VA | 63696 | WEST | 19.9 | Solar Photovoltaic | SUN | PV | (P) Planned for installation, but regulatory approvals not initiated | 19.9
2021 | 10 | 61523 | 225DD 8me LLC | IPP | Galloway 1 Solar Farm | TX | 61920 | GSM01 | 250 | Solar Photovoltaic | SUN | PV | (U) Under construction, less than or equal to 50 percent complete | 250
2021 | 10 | 61514 | Agilitas Energy, LLC | IPP | Auburn Solar Project | MA | 64213 | AUB | 4.9 | Solar Photovoltaic | SUN | PV | (V) Under construction, more than 50 percent complete | 4.9
2021 | 10 | 61514 | Agilitas Energy, LLC | IPP | Auburn Solar Project | MA | 64213 | BEAUB | 3.8 | Batteries | MWH | BA | (V) Under construction, more than 50 percent complete | 3.8
2021 | 10 | 61825 | Antelope Expansion 1B, LLC | IPP | Antelope Expansion 1B | CA | 62320 | ANE1B | 17 | Solar Photovoltaic | SUN | PV | (P) Planned for installation, but regulatory approvals not initiated | 17
2021 | 10 | 63813 | Assembly Solar III, LLC | IPP | Assembly Solar III | MI | 64196 | AS3 | 79 | Solar Photovoltaic | SUN | PV | (P) Planned for installation, but regulatory approvals not initiated | 79
2021 | 10 | 63827 | Bioenergy DevCo | Industrial | Maryland Food Center Authority AD | MD | 64241 | CHP1 | 1.1 | Natural Gas Fired Combustion Turbine | NG | GT | (U) Under construction, less than or equal to 50 percent complete | 1.1
2021 | 10 | 62886 | Clover Creek Solar, LLC | IPP | Clover Creek Solar | UT | 63061 | CLVR | 80 | Solar Photovoltaic | SUN | PV | (U) Under construction, less than or equal to 50 percent complete | 80
2021 | 10 | 61060 | Cypress Creek Renewables | IPP | Bay Tree | NC | 63976 | 959 | 70.1 | Solar Photovoltaic | SUN | PV | (U) Under construction, less than or equal to 50 percent complete | 70.1
2021 | 10 | 61610 | Delaware River Solar, LLC | IPP | Route 5 & 20 Community Solar Farm | NY | 62523 | 1093 | 2.3 | Solar Photovoltaic | SUN | PV | (L) Regulatory approvals pending. Not under construction | 2.3
2021 | 10 | 5248 | Dominion Energy Inc | Electric Utility | Grassfield Solar | VA | 64135 | GFSO | 20 | Solar Photovoltaic | SUN | PV | (L) Regulatory approvals pending. Not under construction | 20
2021 | 10 | 58970 | Ecoplexus, Inc | IPP | Westminister NC | NC | 63567 | WSMTR | 75 | Solar Photovoltaic | SUN | PV | (T) Regulatory approvals received. Not under construction | 75
2021 | 10 | 61122 | Great River Hydro, LLC | IPP | S C Moore | NH | 2351 | GEN5 | 4.6 | Conventional Hydroelectric | WAT | HY | (L) Regulatory approvals pending. Not under construction | 4.6
2021 | 10 | 49893 | Invenergy Services LLC | IPP | Harry Allen Solar Energy LLC | NV | 63080 | GEN1 | 100 | Solar Photovoltaic | SUN | PV | (U) Under construction, less than or equal to 50 percent complete | 100
2021 | 10 | 63776 | JSD Flatwood PV-1, LLC | IPP | Bryant Road Solar | SC | 64155 | 2001 | 2 | Solar Photovoltaic | SUN | PV | (T) Regulatory approvals received. Not under construction | 2
2021 | 10 | 63776 | JSD Flatwood PV-1, LLC | IPP | Davis Road Solar | SC | 64156 | 2002 | 2 | Solar Photovoltaic | SUN | PV | (T) Regulatory approvals received. Not under construction | 2
2021 | 10 | 63776 | JSD Flatwood PV-1, LLC | IPP | Fairview Solar | SC | 64205 | 2003 | 2 | Solar Photovoltaic | SUN | PV | (T) Regulatory approvals received. Not under construction | 2
2021 | 10 | 63776 | JSD Flatwood PV-1, LLC | IPP | Highway 9 Solar | SC | 64206 | 2004 | 2 | Solar Photovoltaic | SUN | PV | (T) Regulatory approvals received. Not under construction | 2
2021 | 10 | 62842 | Lightsource Renewable Energy Asset Management, LLC | IPP | Bighorn Solar 1 | CO | 63770 | COBH1 | 240 | Solar Photovoltaic | SUN | PV | (U) Under construction, less than or equal to 50 percent complete | 240
2021 | 10 | 62780 | RE Slate LLC | IPP | Slate Hybrid | CA | 63727 | SLATE | 300 | Solar Photovoltaic | SUN | PV | (L) Regulatory approvals pending. Not under construction | 300
2021 | 10 | 62780 | RE Slate LLC | IPP | Slate Hybrid | CA | 63727 | SLBES | 300 | Batteries | MWH | BA | (L) Regulatory approvals pending. Not under construction | 315
2021 | 10 | 58901 | Sustainable Hydro, Braddock, LLC | IPP | Braddock Lock and Dam | PA | 59091 | GEN1 | 5.3 | Conventional Hydroelectric | WAT | HY | (L) Regulatory approvals pending. Not under construction | 5.3
2021 | 10 | 62820 | Syncarpha Millbury, LLC | IPP | Syncarpha Millbury Hybrid | MA | 62974 | SYMIB | 3.8 | Batteries | MWH | BA | (U) Under construction, less than or equal to 50 percent complete | 3.8
2021 | 10 | 62820 | Syncarpha Millbury, LLC | IPP | Syncarpha Millbury Hybrid | MA | 62974 | SYMIS | 5 | Solar Photovoltaic | SUN | PV | (V) Under construction, more than 50 percent complete | 5
2021 | 10 | 62812 | Syncarpha Tewksbury, LLC | IPP | Syncarpha Tewksbury Hybrid | MA | 62968 | SYTKB | 2 | Batteries | MWH | BA | (T) Regulatory approvals received. Not under construction | 2
2021 | 10 | 61637 | TUUSSO Energy, LLC | IPP | Camas Solar Project | WA | 62071 | CAMAS | 5 | Solar Photovoltaic | SUN | PV | (T) Regulatory approvals received. Not under construction | 5
2021 | 10 | 61637 | TUUSSO Energy, LLC | IPP | Fumaria Solar Project | WA | 62070 | FUMAR | 5 | Solar Photovoltaic | SUN | PV | (T) Regulatory approvals received. Not under construction | 5
2021 | 10 | 61637 | TUUSSO Energy, LLC | IPP | Penstemon Solar Project | WA | 62069 | PENST | 5 | Solar Photovoltaic | SUN | PV | (T) Regulatory approvals received. Not under construction | 5
2021 | 10 | 61637 | TUUSSO Energy, LLC | IPP | Typha Solar Project | WA | 62068 | TYPHA | 5 | Solar Photovoltaic | SUN | PV | (T) Regulatory approvals received. Not under construction | 5
2021 | 10 | 61637 | TUUSSO Energy, LLC | IPP | Urtica Solar Project | WA | 62067 | URTIC | 5 | Solar Photovoltaic | SUN | PV | (T) Regulatory approvals received. Not under construction | 5
2021 | 10 | 59598 | Tooele Army Depot | IPP | Tooele Army Depot | UT | 59817 | PV1 | 1.5 | Solar Photovoltaic | SUN | PV | (V) Under construction, more than 50 percent complete | 1.5
2021 | 11 | 15399 | Avangrid Renewables LLC | IPP | Mohawk Solar | NY | 64253 | S1 | 90.5 | Solar Photovoltaic | SUN | PV | (T) Regulatory approvals received. Not under construction | 90.5
2021 | 11 | 15399 | Avangrid Renewables LLC | IPP | Montague Solar | OR | 63441 | S1 | 162 | Solar Photovoltaic | SUN | PV | (P) Planned for installation, but regulatory approvals not initiated | 162
2021 | 11 | 63699 | BD Solar 2 LLC | IPP | Winslow PV - BD Solar 2 LLC | ME | 64069 | WINPV | 7 | Solar Photovoltaic | SUN | PV | (T) Regulatory approvals received. Not under construction | 7
2021 | 11 | 63700 | BD Solar Ellsworth LLC | IPP | BD Solar Ellsworth LLC | ME | 64070 | ELLPV | 7 | Solar Photovoltaic | SUN | PV | (T) Regulatory approvals received. Not under construction | 7
2021 | 11 | 63698 | BD Solar Hancock LLC | IPP | BD Solar Hancock LLC | ME | 64068 | HANPV | 7 | Solar Photovoltaic | SUN | PV | (T) Regulatory approvals received. Not under construction | 7
2021 | 11 | 63696 | BD Solar Palmyra LLC | IPP | Palmyra PV - BD Solar Palmyra LLC | ME | 64062 | PALPV | 5 | Solar Photovoltaic | SUN | PV | (T) Regulatory approvals received. Not under construction | 5
2021 | 11 | 63414 | Cool Springs Solar, LLC | IPP | Cool Springs Solar (Hybrid) | GA | 63721 | COOLS | 213 | Solar Photovoltaic | SUN | PV | (U) Under construction, less than or equal to 50 percent complete | 213
2021 | 11 | 63414 | Cool Springs Solar, LLC | IPP | Cool Springs Solar (Hybrid) | GA | 63721 | CSBAT | 40 | Batteries | MWH | BA | (U) Under construction, less than or equal to 50 percent complete | 40
2021 | 11 | 6455 | Duke Energy Florida, LLC | Electric Utility | Duette Solar Power Plant | FL | 63978 | PV1 | 74.5 | Solar Photovoltaic | SUN | PV | (T) Regulatory approvals received. Not under construction | 74.5
2021 | 11 | 58970 | Ecoplexus, Inc | IPP | High Shoals PV1 | NC | 59997 | HISHO | 16 | Solar Photovoltaic | SUN | PV | (U) Under construction, less than or equal to 50 percent complete | 16
2021 | 11 | 58970 | Ecoplexus, Inc | IPP | Mule Creek State Prison | CA | 63876 | MLCRK | 2.1 | Solar Photovoltaic | SUN | PV | (P) Planned for installation, but regulatory approvals not initiated | 2.1
2021 | 11 | 63418 | Elora Solar | IPP | Elora Solar | TN | 63719 | ELO | 150 | Solar Photovoltaic | SUN | PV | (U) Under construction, less than or equal to 50 percent complete | 150
2021 | 11 | 56201 | Engie North America | IPP | Iron Star Wind Project | KS | 64003 | WTG1 | 297.6 | Onshore Wind Turbine | WND | WT | (U) Under construction, less than or equal to 50 percent complete | 297.6
2021 | 11 | 56201 | Engie North America | IPP | Priddy Wind Project | TX | 64165 | WTG1 | 302.4 | Onshore Wind Turbine | WND | WT | (P) Planned for installation, but regulatory approvals not initiated | 302.4
2021 | 11 | 6452 | Florida Power & Light Co | Electric Utility | Manatee Solar Energy Center | FL | 60014 | BMS | 409 | Batteries | MWH | BA | (U) Under construction, less than or equal to 50 percent complete | 409
2021 | 11 | 7140 | Georgia Power Co | Electric Utility | Vogtle | GA | 649 | 3 | 1100 | Nuclear | NUC | ST | (V) Under construction, more than 50 percent complete | 1100
2021 | 11 | 63802 | Independence Wind Energy LLC | IPP | Independence Wind Farm | IA | 64183 | IWE | 54 | Onshore Wind Turbine | WND | WT | (U) Under construction, less than or equal to 50 percent complete | 54
2021 | 11 | 63289 | Key Capture Energy | IPP | NY2 Battery | NY | 63584 | NY2 | 200 | Batteries | MWH | BA | (P) Planned for installation, but regulatory approvals not initiated | 200
2021 | 11 | 62842 | Lightsource Renewable Energy Asset Management, LLC | IPP | Briar Creek Solar 1 | TX | 63769 | TXBC1 | 127 | Solar Photovoltaic | SUN | PV | (V) Under construction, more than 50 percent complete | 127
2021 | 11 | 62842 | Lightsource Renewable Energy Asset Management, LLC | IPP | Elm Branch Solar 1 | TX | 63764 | TXEB1 | 134.7 | Solar Photovoltaic | SUN | PV | (V) Under construction, more than 50 percent complete | 134.7
2021 | 11 | 60569 | Lincoln Land Wind, LLC | IPP | Lincoln Land Wind | IL | 58925 | SAN1 | 30 | Onshore Wind Turbine | WND | WT | (P) Planned for installation, but regulatory approvals not initiated | 30
2021 | 11 | 61762 | Long Ridge Energy Generation LLC | IPP | Hannibal Port Power Project | OH | 61322 | HPPP1 | 485 | Natural Gas Fired Combined Cycle | NG | CC | (V) Under construction, more than 50 percent complete | 521.9
2021 | 11 | 55983 | Luminant Generation Company LLC | IPP | Alira | TX | 63193 | UNIT1 | 222.8 | Solar Photovoltaic | SUN | PV | (L) Regulatory approvals pending. Not under construction | 222.8
2021 | 11 | 60018 | NET Power, LLC | IPP | NET Power La Porte Station | TX | 60910 | NPLPS | 25.5 | Natural Gas Fired Combustion Turbine | NG | GT | (TS) Construction complete, but not yet in commercial operation | 25.5
2021 | 11 | 58159 | Penn State University | Commercial | West Campus Steam Plant | PA | 58194 | CT2 | 5.2 | Natural Gas Fired Combustion Turbine | NG | GT | (U) Under construction, less than or equal to 50 percent complete | 6.1
2021 | 11 | 56215 | RWE Renewables Americas LLC | IPP | Hickory Park Solar Hybrid | GA | 63522 | HPBAT | 40 | Batteries | MWH | BA | (L) Regulatory approvals pending. Not under construction | 40
2021 | 11 | 56215 | RWE Renewables Americas LLC | IPP | Hickory Park Solar Hybrid | GA | 63522 | HPRK | 195.5 | Solar Photovoltaic | SUN | PV | (L) Regulatory approvals pending. Not under construction | 195.5
2021 | 11 | 63783 | Rockhaven Wind Project, LLC | IPP | Rockhaven Wind Project, LLC | OK | 64172 | RHWWT | 140 | Onshore Wind Turbine | WND | WT | (T) Regulatory approvals received. Not under construction | 140
2021 | 11 | 61516 | Stratford Solar Center, LLC | IPP | Stratford Solar Center, LLC | VA | 61908 | STRAT | 15 | Solar Photovoltaic | SUN | PV | (P) Planned for installation, but regulatory approvals not initiated | 15
2021 | 11 | 63539 | SunEast Fairway Solar LLC | IPP | SunEast Fariway Solar Project | NY | 63865 | Q#848 | 20 | Solar Photovoltaic | SUN | PV | (P) Planned for installation, but regulatory approvals not initiated | 20
2021 | 11 | 63551 | SunEast Flat Hill Solar LLC | IPP | SunEast Flat Hill Solar Project | NY | 63901 | Q#865 | 20 | Solar Photovoltaic | SUN | PV | (P) Planned for installation, but regulatory approvals not initiated | 20
2021 | 11 | 63537 | SunEast Grassy Knoll Solar LLC | IPP | SunEast Grassy Knoll Solar Project | NY | 63863 | Q#885 | 20 | Solar Photovoltaic | SUN | PV | (P) Planned for installation, but regulatory approvals not initiated | 20
2021 | 11 | 63540 | SunEast Highview Solar LLC | IPP | SunEast Highview Solar Project | NY | 63866 | Q#591 | 20 | Solar Photovoltaic | SUN | PV | (P) Planned for installation, but regulatory approvals not initiated | 20
2021 | 11 | 63543 | SunEast Hilltop Solar LLC | IPP | SunEast Hilltop Solar Project | NY | 63868 | Q#807 | 20 | Solar Photovoltaic | SUN | PV | (P) Planned for installation, but regulatory approvals not initiated | 20
2021 | 11 | 63538 | SunEast Limestone Solar LLC | IPP | SunEast Limestone Solar Project | NY | 63864 | Q#806 | 20 | Solar Photovoltaic | SUN | PV | (P) Planned for installation, but regulatory approvals not initiated | 20
2021 | 11 | 63678 | SunEast Manchester Solar LLC | IPP | SunEast Manchester Solar Project | NY | 64037 | Q#913 | 20 | Solar Photovoltaic | SUN | PV | (P) Planned for installation, but regulatory approvals not initiated | 20
2021 | 11 | 63536 | SunEast Valley Solar LLC | IPP | SunEast Valley Solar Project | NY | 63862 | Q#828 | 20 | Solar Photovoltaic | SUN | PV | (P) Planned for installation, but regulatory approvals not initiated | 20
2021 | 11 | 18454 | Tampa Electric Co | Electric Utility | Big Bend | FL | 645 | GT5 | 360 | Natural Gas Fired Combustion Turbine | NG | GT | (V) Under construction, more than 50 percent complete | 392
2021 | 11 | 18454 | Tampa Electric Co | Electric Utility | Big Bend | FL | 645 | GT6 | 360 | Natural Gas Fired Combustion Turbine | NG | GT | (V) Under construction, more than 50 percent complete | 392
2021 | 11 | 18454 | Tampa Electric Co | Electric Utility | Mountain View Solar (FL) | FL | 61664 | GEN1 | 52.5 | Solar Photovoltaic | SUN | PV | (L) Regulatory approvals pending. Not under construction | 52.5
2021 | 11 | 60947 | Tesla Inc. | Industrial | Tesla Reno GigaFactory | NV | 64098 | 4 | 13.4 | Solar Photovoltaic | SUN | PV | (L) Regulatory approvals pending. Not under construction | 13.4
2021 | 11 | 60947 | Tesla Inc. | Industrial | Tesla Reno GigaFactory | NV | 64098 | 5 | 0.9 | Solar Photovoltaic | SUN | PV | (L) Regulatory approvals pending. Not under construction | 0.9
2021 | 11 | 60387 | Townsite Solar, LLC | IPP | Townsite Solar Project Hybrid | NV | 60654 | GEN02 | 90 | Batteries | MWH | BA | (T) Regulatory approvals received. Not under construction | 90
2021 | 12 | 61222 | 174 Power Global Corp. | IPP | Gerdau | TX | 63797 | GER01 | 80 | Solar Photovoltaic | SUN | PV | (P) Planned for installation, but regulatory approvals not initiated | 80
2021 | 12 | 61477 | 325MK 8me LLC | IPP | Eagle Shadow Mountain Solar Farm | NV | 61852 | ESMSF | 300 | Solar Photovoltaic | SUN | PV | (U) Under construction, less than or equal to 50 percent complete | 300
2021 | 12 | 57416 | Acciona Energy USA Global, LLC | IPP | High Point Solar LLC | IL | 63838 | HPS | 100 | Solar Photovoltaic | SUN | PV | (L) Regulatory approvals pending. Not under construction | 100
2021 | 12 | 60496 | Adapture Renewables, Inc. | IPP | Scituate RI Solar, LLC | RI | 61841 | SCITU | 10 | Solar Photovoltaic | SUN | PV | (P) Planned for installation, but regulatory approvals not initiated | 10
2021 | 12 | 62981 | Aero Haven Solar LLC | IPP | Aero Haven Solar | NJ | 63195 | ACP3 | 5 | Solar Photovoltaic | SUN | PV | (T) Regulatory approvals received. Not under construction | 5
2021 | 12 | 60776 | Aksamit Resource Management | IPP | Milligan III Wind Farm | NE | 61159 | M3001 | 73.4 | Onshore Wind Turbine | WND | WT | (T) Regulatory approvals received. Not under construction | 73.4
2021 | 12 | 59496 | Allete Clean Energy | IPP | Caddo Wind | OK | 64047 | 46002 | 303.6 | Onshore Wind Turbine | WND | WT | (L) Regulatory approvals pending. Not under construction | 303.6
2021 | 12 | 59495 | Ameren Missouri | Electric Utility | Green City Renewable Energy Center Hybrid | MO | 63065 | GBESS | 2.5 | Batteries | MWH | BA | (L) Regulatory approvals pending. Not under construction | 2.5
2021 | 12 | 59495 | Ameren Missouri | Electric Utility | Green City Renewable Energy Center Hybrid | MO | 63065 | GCREC | 10 | Solar Photovoltaic | SUN | PV | (L) Regulatory approvals pending. Not under construction | 10
2021 | 12 | 59495 | Ameren Missouri | Electric Utility | Richwoods Renewable Energy Center Hybrid | MO | 63066 | RBESS | 4 | Batteries | MWH | BA | (L) Regulatory approvals pending. Not under construction | 4
2021 | 12 | 59495 | Ameren Missouri | Electric Utility | Richwoods Renewable Energy Center Hybrid | MO | 63066 | RREC | 10 | Solar Photovoltaic | SUN | PV | (L) Regulatory approvals pending. Not under construction | 10
2021 | 12 | 59495 | Ameren Missouri | Electric Utility | Utica Renewable Energy Center Hybrid | MO | 63067 | UBESS | 2 | Batteries | MWH | BA | (L) Regulatory approvals pending. Not under construction | 2
2021 | 12 | 59495 | Ameren Missouri | Electric Utility | Utica Renewable Energy Center Hybrid | MO | 63067 | UREC | 10 | Solar Photovoltaic | SUN | PV | (L) Regulatory approvals pending. Not under construction | 10
2021 | 12 | 61118 | Ameresco, Inc - Candlewood | IPP | Candlewood Solar | CT | 61517 | CANDL | 25 | Solar Photovoltaic | SUN | PV | (P) Planned for installation, but regulatory approvals not initiated | 25
2021 | 12 | 803 | Arizona Public Service Co | Electric Utility | Cotton Center Solar Hybrid | AZ | 57561 | CC17M | 17 | Batteries | MWH | BA | (P) Planned for installation, but regulatory approvals not initiated | 17
2021 | 12 | 803 | Arizona Public Service Co | Electric Utility | Desert Star Hybrid | AZ | 62965 | DS10M | 10 | Batteries | MWH | BA | (P) Planned for installation, but regulatory approvals not initiated | 10
2021 | 12 | 803 | Arizona Public Service Co | Electric Utility | El Sol BESS | AZ | 62964 | EL50M | 50 | Batteries | MWH | BA | (P) Planned for installation, but regulatory approvals not initiated | 50
2021 | 12 | 803 | Arizona Public Service Co | Electric Utility | Foothills Solar Plant Hybrid | AZ | 57997 | FH38M | 38 | Batteries | MWH | BA | (P) Planned for installation, but regulatory approvals not initiated | 38
2021 | 12 | 803 | Arizona Public Service Co | Electric Utility | Gila Bend Hybrid | AZ | 59020 | GB36M | 36 | Batteries | MWH | BA | (P) Planned for installation, but regulatory approvals not initiated | 36
2021 | 12 | 803 | Arizona Public Service Co | Electric Utility | Hyder II Hybrid | AZ | 58383 | H214M | 14 | Batteries | MWH | BA | (P) Planned for installation, but regulatory approvals not initiated | 14
2021 | 12 | 803 | Arizona Public Service Co | Electric Utility | Hyder Solar Hybrid | AZ | 57563 | H116M | 16 | Batteries | MWH | BA | (P) Planned for installation, but regulatory approvals not initiated | 16
2021 | 12 | 803 | Arizona Public Service Co | Electric Utility | Paloma Solar Hybrid | AZ | 57562 | PA17M | 17 | Batteries | MWH | BA | (P) Planned for installation, but regulatory approvals not initiated | 17
2021 | 12 | 63862 | Arlington Energy Center I | IPP | Arlington Energy Center I | CA | 64272 | AEC1 | 100 | Solar Photovoltaic | SUN | PV | (U) Under construction, less than or equal to 50 percent complete | 100
2021 | 12 | 15399 | Avangrid Renewables LLC | IPP | Bakeoven Solar | OR | 63507 | BOS1 | 60 | Solar Photovoltaic | SUN | PV | (P) Planned for installation, but regulatory approvals not initiated | 60
2021 | 12 | 15399 | Avangrid Renewables LLC | IPP | Golden Hill Wind | OR | 63710 | GH1 | 200 | Onshore Wind Turbine | WND | WT | (T) Regulatory approvals received. Not under construction | 200
2021 | 12 | 15399 | Avangrid Renewables LLC | IPP | Lund Hill Solar | WA | 63509 | LHS1 | 150 | Solar Photovoltaic | SUN | PV | (P) Planned for installation, but regulatory approvals not initiated | 150
2021 | 12 | 63697 | BD Solar Auburn LLC | IPP | Auburn PV - BD Solar Auburn LLC | ME | 64067 | AUBPV | 5 | Solar Photovoltaic | SUN | PV | (L) Regulatory approvals pending. Not under construction | 5
2021 | 12 | 63701 | BD Solar Lewiston Junction LLC | IPP | Lewiston Jn PV - BD Solar Lewiston Jn LLC | ME | 64071 | LJNPV | 5 | Solar Photovoltaic | SUN | PV | (L) Regulatory approvals pending. Not under construction | 5
2021 | 12 | 59613 | BayWa r.e. Solar Projects LLC | IPP | Bluebird Solar LLC | KY | 62797 | BBIRD | 80 | Solar Photovoltaic | SUN | PV | (P) Planned for installation, but regulatory approvals not initiated | 80
2021 | 12 | 62708 | Black Bear Wind LLC | IPP | Black Bear Wind (MT) | MT | 62808 | BBW | 80 | Onshore Wind Turbine | WND | WT | (P) Planned for installation, but regulatory approvals not initiated | 80
2021 | 12 | 62995 | Broad Mountain Power LLC | IPP | Broad Mountain Wind Project | PA | 63210 | BROAD | 80 | Onshore Wind Turbine | WND | WT | (U) Under construction, less than or equal to 50 percent complete | 80
2021 | 12 | 62718 | Broad River Solar, LLC | IPP | Broad River Solar, LLC | NC | 62822 | GEN1 | 50 | Solar Photovoltaic | SUN | PV | (P) Planned for installation, but regulatory approvals not initiated | 50
2021 | 12 | 62713 | Buenos Aires Windpower LLC | IPP | Buenos Aires Phase 1 | TX | 62803 | BAW1 | 200 | Onshore Wind Turbine | WND | WT | (L) Regulatory approvals pending. Not under construction | 200
2021 | 12 | 63221 | CD4 | IPP | CD4 | CA | 63490 | OEC1 | 17 | Geothermal | GEO | BT | (L) Regulatory approvals pending. Not under construction | 25
2021 | 12 | 58416 | California State University, Northridge | Commercial | CSU Northridge Plant | CA | 58422 | G6PV | 0.7 | Solar Photovoltaic | SUN | PV | (P) Planned for installation, but regulatory approvals not initiated | 0.8
2021 | 12 | 58508 | Carolina Solar Energy LLC | IPP | Cabaniss Solar | NC | 60430 | PV1 | 4.2 | Solar Photovoltaic | SUN | PV | (T) Regulatory approvals received. Not under construction | 4.2
2021 | 12 | 58508 | Carolina Solar Energy LLC | IPP | Sellers Farm Solar | NC | 60439 | PV1 | 5 | Solar Photovoltaic | SUN | PV | (T) Regulatory approvals received. Not under construction | 5
2021 | 12 | 61817 | Collard Holdings, LLC | IPP | Collard Holdings Solar | NC | 62317 | PV | 10 | Solar Photovoltaic | SUN | PV | (L) Regulatory approvals pending. Not under construction | 10
2021 | 12 | 56769 | Consolidated Edison Development Inc. | IPP | Battle Mountain Solar Project | NV | 61098 | BMSP | 101 | Solar Photovoltaic | SUN | PV | (L) Regulatory approvals pending. Not under construction | 101
2021 | 12 | 56769 | Consolidated Edison Development Inc. | IPP | CED Centerville Wind | IA | 64178 | CENTW | 7.9 | Onshore Wind Turbine | WND | WT | (L) Regulatory approvals pending. Not under construction | 7.9
2021 | 12 | 56769 | Consolidated Edison Development Inc. | IPP | CED Manchester Wind | IA | 64177 | MANW | 7.9 | Onshore Wind Turbine | WND | WT | (L) Regulatory approvals pending. Not under construction | 7.9
2021 | 12 | 63578 | Dodge Flat Solar, LLC | IPP | Dodge Flat | NV | 63913 | DODGE | 200 | Solar Photovoltaic | SUN | PV | (L) Regulatory approvals pending. Not under construction | 200
2021 | 12 | 58468 | Dominion Renewable Energy | IPP | Meherrin Solar | VA | 62758 | MEHER | 59.6 | Solar Photovoltaic | SUN | PV | (L) Regulatory approvals pending. Not under construction | 59.6
2021 | 12 | 62911 | Drew Solar LLC | IPP | Drew Solar LLC | CA | 63127 | DS | 100 | Solar Photovoltaic | SUN | PV | (L) Regulatory approvals pending. Not under construction | 100
2021 | 12 | 6455 | Duke Energy Florida, LLC | Electric Utility | Charlie Creek Solar Power Plant | FL | 63982 | PV1 | 74.9 | Solar Photovoltaic | SUN | PV | (T) Regulatory approvals received. Not under construction | 74.9
2021 | 12 | 61785 | EDP Renewables North America LLC | IPP | Saddle Mountain East Wind Farm | WA | 62263 | GEN1 | 126 | Onshore Wind Turbine | WND | WT | (P) Planned for installation, but regulatory approvals not initiated | 126
2021 | 12 | 58970 | Ecoplexus, Inc | IPP | E Nash PV1 | NC | 60002 | NASH1 | 20 | Solar Photovoltaic | SUN | PV | (L) Regulatory approvals pending. Not under construction | 20
2021 | 12 | 58970 | Ecoplexus, Inc | IPP | East Nash PV2 | NC | 63789 | ENSH2 | 26 | Solar Photovoltaic | SUN | PV | (L) Regulatory approvals pending. Not under construction | 26
2021 | 12 | 58970 | Ecoplexus, Inc | IPP | Grifton PV2 | NC | 63568 | GRFT2 | 56 | Solar Photovoltaic | SUN | PV | (L) Regulatory approvals pending. Not under construction | 56
2021 | 12 | 58970 | Ecoplexus, Inc | IPP | Pleasant Hill PV1 | NC | 63787 | PHILL | 20 | Solar Photovoltaic | SUN | PV | (L) Regulatory approvals pending. Not under construction | 20
2021 | 12 | 59380 | Enel Green Power NA, Inc. | IPP | Pomerado Energy Storage, LLC | CA | 61390 | PMRDO | 6 | Batteries | MWH | BA | (P) Planned for installation, but regulatory approvals not initiated | 6
2021 | 12 | 59497 | Eversource | IPP | Martha's Vineyard Community Battery | MA | 62605 | MVESS | 4.9 | Batteries | MWH | BA | (L) Regulatory approvals pending. Not under construction | 4.9
2021 | 12 | 60688 | FGE Goodnight, LLC | IPP | Goodnight | TX | 59246 | GOOD1 | 500 | Onshore Wind Turbine | WND | WT | (U) Under construction, less than or equal to 50 percent complete | 500
2021 | 12 | 56615 | First Solar Project Development | IPP | White Wing Solar | AZ | 60572 | GEN01 | 200 | Solar Photovoltaic | SUN | PV | (T) Regulatory approvals received. Not under construction | 200
2021 | 12 | 63772 | Fish Springs Ranch Solar, LLC | IPP | Fish Springs | NV | 64148 | FISH | 100 | Solar Photovoltaic | SUN | PV | (L) Regulatory approvals pending. Not under construction | 100
2021 | 12 | 63345 | Flodquist Community Solar LLC | IPP | Flodquist Community Solar LLC | MN | 63650 | TC3 | 1 | Solar Photovoltaic | SUN | PV | (T) Regulatory approvals received. Not under construction | 1
2021 | 12 | 61944 | GSRP | IPP | Dry Bridge Solar (Brown University) | RI | 62771 | DBS1 | 10 | Solar Photovoltaic | SUN | PV | (T) Regulatory approvals received. Not under construction | 10
2021 | 12 | 61944 | GSRP | IPP | Dry Bridge Solar (Brown University) | RI | 62771 | DBS2 | 10 | Solar Photovoltaic | SUN | PV | (T) Regulatory approvals received. Not under construction | 10
2021 | 12 | 61944 | GSRP | IPP | Dry Bridge Solar (Brown University) | RI | 62771 | DBS3 | 10 | Solar Photovoltaic | SUN | PV | (T) Regulatory approvals received. Not under construction | 10
2021 | 12 | 61944 | GSRP | IPP | Dry Bridge Solar (Brown University) | RI | 62771 | DBS4 | 10 | Solar Photovoltaic | SUN | PV | (T) Regulatory approvals received. Not under construction | 10
2021 | 12 | 62759 | Geronimo Energy | IPP | Elk Creek Solar | MN | 63250 | ELKCR | 80 | Solar Photovoltaic | SUN | PV | (T) Regulatory approvals received. Not under construction | 80
2021 | 12 | 62759 | Geronimo Energy | IPP | Prairie Wolf Solar LLC | IL | 62893 | PWOLF | 200 | Solar Photovoltaic | SUN | PV | (L) Regulatory approvals pending. Not under construction | 200
2021 | 12 | 63801 | Graphite Solar I LLC | IPP | Graphite Solar I | UT | 64186 | 394 | 81.9 | Solar Photovoltaic | SUN | PV | (P) Planned for installation, but regulatory approvals not initiated | 81.9
2021 | 12 | 61166 | Green Power Energy LLC | IPP | Cody Road Wind Farm | NY | 61592 | WT1 | 2.4 | Onshore Wind Turbine | WND | WT | (U) Under construction, less than or equal to 50 percent complete | 2.4
2021 | 12 | 61166 | Green Power Energy LLC | IPP | Cody Road Wind Farm | NY | 61592 | WT3 | 2.4 | Onshore Wind Turbine | WND | WT | (U) Under construction, less than or equal to 50 percent complete | 2.4
2021 | 12 | 61166 | Green Power Energy LLC | IPP | Cody Road Wind Farm | NY | 61592 | WT4 | 2.4 | Onshore Wind Turbine | WND | WT | (U) Under construction, less than or equal to 50 percent complete | 2.4
2021 | 12 | 61166 | Green Power Energy LLC | IPP | Cody Road Wind Farm | NY | 61592 | WT5 | 2.4 | Onshore Wind Turbine | WND | WT | (U) Under construction, less than or equal to 50 percent complete | 2.4
2021 | 12 | 62704 | Grizzly Wind LLC | IPP | Grizzly Wind LLC | MT | 62802 | GW | 80 | Onshore Wind Turbine | WND | WT | (P) Planned for installation, but regulatory approvals not initiated | 80
2021 | 12 | 63553 | Haymaker Energy Project LLC | IPP | Haymaker Hybrid | MT | 63878 | HBESS | 200 | Batteries | MWH | BA | (P) Planned for installation, but regulatory approvals not initiated | 200
2021 | 12 | 63764 | Haystack Wind Project, LLC | IPP | Haystack Wind Project, LLC | NE | 64139 | 4444 | 298 | Onshore Wind Turbine | WND | WT | (P) Planned for installation, but regulatory approvals not initiated | 298
2021 | 12 | 62153 | Hecate Energy Highland LLC | IPP | Hecate Energy Highland LLC | OH | 62670 | HIGHL | 300 | Solar Photovoltaic | SUN | PV | (T) Regulatory approvals received. Not under construction | 300
2021 | 12 | 62765 | High Bridge Wind, LLC | IPP | High Bridge Wind Project | NY | 62894 | WT | 100 | Onshore Wind Turbine | WND | WT | (P) Planned for installation, but regulatory approvals not initiated | 100
2021 | 12 | 63497 | Highest Power Solar, LLC | IPP | Highest Power Solar, LLC | NC | 63812 | PGR31 | 48.7 | Solar Photovoltaic | SUN | PV | (L) Regulatory approvals pending. Not under construction | 48.7
2021 | 12 | 63835 | Indiana Crossroads Wind Farms LLC | IPP | Indiana Crossroads Wind Farm LLC | IN | 64230 | GEN01 | 302.4 | Onshore Wind Turbine | WND | WT | (L) Regulatory approvals pending. Not under construction | 302.4
2021 | 12 | 9234 | Indiana Municipal Power Agency | Electric Utility | Anderson 3 | IN | 64244 | SAND3 | 7 | Solar Photovoltaic | SUN | PV | (L) Regulatory approvals pending. Not under construction | 7
2021 | 12 | 49893 | Invenergy Services LLC | IPP | Alle-Catt Wind Energy LLC | NY | 62954 | GEN1 | 340 | Onshore Wind Turbine | WND | WT | (U) Under construction, less than or equal to 50 percent complete | 340
2021 | 12 | 49893 | Invenergy Services LLC | IPP | Badger Hollow Solar Farm LLC | WI | 62955 | GEN1 | 300 | Solar Photovoltaic | SUN | PV | (U) Under construction, less than or equal to 50 percent complete | 300
2021 | 12 | 49893 | Invenergy Services LLC | IPP | Changing Winds | TX | 59243 | CHAN1 | 288 | Onshore Wind Turbine | WND | WT | (P) Planned for installation, but regulatory approvals not initiated | 288
2021 | 12 | 49893 | Invenergy Services LLC | IPP | Horseshoe Solar Energy | NY | 63096 | GEN1 | 180 | Solar Photovoltaic | SUN | PV | (U) Under construction, less than or equal to 50 percent complete | 180
2021 | 12 | 49893 | Invenergy Services LLC | IPP | Traverse Wind Project, LLC | OK | 63479 | GEN1 | 999 | Onshore Wind Turbine | WND | WT | (U) Under construction, less than or equal to 50 percent complete | 999
2021 | 12 | 49893 | Invenergy Services LLC | IPP | Yum Yum Solar LLC | TN | 63026 | GEN1 | 147 | Solar Photovoltaic | SUN | PV | (U) Under construction, less than or equal to 50 percent complete | 147
2021 | 12 | 62912 | Iris Solar LLC | IPP | Iris Solar LLC | LA | 63128 | ISLLC | 50 | Solar Photovoltaic | SUN | PV | (L) Regulatory approvals pending. Not under construction | 50
2021 | 12 | 63765 | Irish Creek Wind, LLC | IPP | Irish Creek Wind | KS | 64138 | ICW1 | 300.6 | Onshore Wind Turbine | WND | WT | (U) Under construction, less than or equal to 50 percent complete | 300.6
2021 | 12 | 58378 | Jordan Hydroelectric LTD PTP | IPP | Flannagan Hydroelectric Project | VA | 58827 | LEFT | 0.4 | Conventional Hydroelectric | WAT | HY | (L) Regulatory approvals pending. Not under construction | 0.4
2021 | 12 | 58378 | Jordan Hydroelectric LTD PTP | IPP | Flannagan Hydroelectric Project | VA | 58827 | LEFT1 | 0.4 | Conventional Hydroelectric | WAT | HY | (L) Regulatory approvals pending. Not under construction | 0.4
2021 | 12 | 58378 | Jordan Hydroelectric LTD PTP | IPP | Flannagan Hydroelectric Project | VA | 58827 | LEFT2 | 0.4 | Conventional Hydroelectric | WAT | HY | (L) Regulatory approvals pending. Not under construction | 0.4
2021 | 12 | 58378 | Jordan Hydroelectric LTD PTP | IPP | Flannagan Hydroelectric Project | VA | 58827 | RGHT | 0.4 | Conventional Hydroelectric | WAT | HY | (L) Regulatory approvals pending. Not under construction | 0.4
2021 | 12 | 63244 | KSI II Consolidated, LLC | IPP | Podunque Road | NY | 64125 | TWNSD | 5 | Solar Photovoltaic | SUN | PV | (V) Under construction, more than 50 percent complete | 5
2021 | 12 | 63289 | Key Capture Energy | IPP | TX17 Nickel Prairie Storage | TX | 63880 | TX17 | 100 | Batteries | MWH | BA | (P) Planned for installation, but regulatory approvals not initiated | 100
2021 | 12 | 63769 | Lancaster Solar LLC | IPP | Lancaster Solar GA | GA | 64150 | LANCR | 80 | Solar Photovoltaic | SUN | PV | (U) Under construction, less than or equal to 50 percent complete | 80
2021 | 12 | 63107 | Lansing Renewables, LLC | IPP | Lansing Renewables, LLC | NY | 63337 | 6004 | 5 | Solar Photovoltaic | SUN | PV | (T) Regulatory approvals received. Not under construction | 5
2021 | 12 | 61421 | LeGore Bridge Solar Center, LLC | IPP | LeGore Bridge Solar Center | MD | 61796 | LGBSC | 20 | Solar Photovoltaic | SUN | PV | (P) Planned for installation, but regulatory approvals not initiated | 20
2021 | 12 | 63496 | Lick Creek Solar, LLC | IPP | Lick Creek Solar, LLC | NC | 63811 | PGR27 | 50 | Solar Photovoltaic | SUN | PV | (L) Regulatory approvals pending. Not under construction | 50
2021 | 12 | 62842 | Lightsource Renewable Energy Asset Management, LLC | IPP | Elk Hill Solar 1 | PA | 63773 | PAEH1 | 20 | Solar Photovoltaic | SUN | PV | (P) Planned for installation, but regulatory approvals not initiated | 20
2021 | 12 | 63756 | Lily Pond Solar, LLC | IPP | Lily Pond Solar, LLC | VA | 64134 | ENX09 | 80 | Solar Photovoltaic | SUN | PV | (L) Regulatory approvals pending. Not under construction | 80
2021 | 12 | 62664 | Lock 14 Hydro Partners, LLC | IPP | Heidelberg Hydroelectric Project | KY | 62749 | 1 | 0.5 | Conventional Hydroelectric | WAT | HY | (T) Regulatory approvals received. Not under construction | 0.5
2021 | 12 | 62664 | Lock 14 Hydro Partners, LLC | IPP | Heidelberg Hydroelectric Project | KY | 62749 | 2 | 0.5 | Conventional Hydroelectric | WAT | HY | (T) Regulatory approvals received. Not under construction | 0.5
2021 | 12 | 62664 | Lock 14 Hydro Partners, LLC | IPP | Heidelberg Hydroelectric Project | KY | 62749 | 3 | 0.5 | Conventional Hydroelectric | WAT | HY | (T) Regulatory approvals received. Not under construction | 0.5
2021 | 12 | 62664 | Lock 14 Hydro Partners, LLC | IPP | Heidelberg Hydroelectric Project | KY | 62749 | 4 | 0.5 | Conventional Hydroelectric | WAT | HY | (T) Regulatory approvals received. Not under construction | 0.5
2021 | 12 | 62664 | Lock 14 Hydro Partners, LLC | IPP | Heidelberg Hydroelectric Project | KY | 62749 | 5 | 0.5 | Conventional Hydroelectric | WAT | HY | (T) Regulatory approvals received. Not under construction | 0.5
2021 | 12 | 63658 | Long Beach Trigen, LLC | IPP | Toyota Long Beach Trigen | CA | 64005 | MMR-1 | 2.2 | Other Waste Biomass | OBG | FC | (L) Regulatory approvals pending. Not under construction | 2.8
2021 | 12 | 63451 | Madero Grid, LLC | IPP | Madero Grid | TX | 63757 | MAD01 | 100 | Batteries | MWH | BA | (L) Regulatory approvals pending. Not under construction | 100
2021 | 12 | 58783 | Marseilles Land and Water Company | IPP | Marseilles Lock and Dam Hydro | IL | 58903 | UNIT1 | 2.6 | Conventional Hydroelectric | WAT | HY | (U) Under construction, less than or equal to 50 percent complete | 2.6
2021 | 12 | 58783 | Marseilles Land and Water Company | IPP | Marseilles Lock and Dam Hydro | IL | 58903 | UNIT2 | 2.6 | Conventional Hydroelectric | WAT | HY | (U) Under construction, less than or equal to 50 percent complete | 2.6
2021 | 12 | 58783 | Marseilles Land and Water Company | IPP | Marseilles Lock and Dam Hydro | IL | 58903 | UNIT3 | 2.6 | Conventional Hydroelectric | WAT | HY | (U) Under construction, less than or equal to 50 percent complete | 2.6
2021 | 12 | 58783 | Marseilles Land and Water Company | IPP | Marseilles Lock and Dam Hydro | IL | 58903 | UNIT4 | 2.6 | Conventional Hydroelectric | WAT | HY | (U) Under construction, less than or equal to 50 percent complete | 2.6
2021 | 12 | 63733 | Maverick Solar 6, LLC | IPP | Maverick Solar 6, LLC | CA | 64105 | MAV03 | 100 | Solar Photovoltaic | SUN | PV | (T) Regulatory approvals received. Not under construction | 100
2021 | 12 | 63733 | Maverick Solar 6, LLC | IPP | Maverick Solar 6, LLC | CA | 64105 | MAV04 | 50 | Batteries | MWH | BA | (T) Regulatory approvals received. Not under construction | 50
2021 | 12 | 63734 | Maverick Solar 7, LLC | IPP | Maverick Solar 7, LLC | CA | 64106 | MAV05 | 132 | Solar Photovoltaic | SUN | PV | (T) Regulatory approvals received. Not under construction | 132
2021 | 12 | 63231 | Maverick Wind Project, LLC | IPP | Maverick Wind Project, LLC | OK | 63494 | GEN1 | 288 | Onshore Wind Turbine | WND | WT | (U) Under construction, less than or equal to 50 percent complete | 288
2021 | 12 | 61459 | Minco Wind V, LLC | IPP | Minco Wind V, LLC | OK | 61837 | MV | 220 | Onshore Wind Turbine | WND | WT | (P) Planned for installation, but regulatory approvals not initiated | 220
2021 | 12 | 63216 | North Valley | IPP | North Valley | NV | 63491 | OEC1 | 25 | Geothermal | GEO | BT | (L) Regulatory approvals pending. Not under construction | 37
2021 | 12 | 63110 | Owlville Creek Solar 2, LLC | IPP | Owlville Creek Solar 2, LLC | NY | 63340 | 6609 | 5 | Solar Photovoltaic | SUN | PV | (T) Regulatory approvals received. Not under construction | 5
2021 | 12 | 63111 | Owlville Creek Solar, LLC | IPP | Owlville Creek Solar, LLC | NY | 63341 | 6608 | 5 | Solar Photovoltaic | SUN | PV | (T) Regulatory approvals received. Not under construction | 5
2021 | 12 | 14328 | Pacific Gas & Electric Co. | Electric Utility | Llagas Energy Storage | CA | 63529 | LLAGS | 20 | Batteries | MWH | BA | (L) Regulatory approvals pending. Not under construction | 20
2021 | 12 | 56545 | Pattern Operators LP | IPP | Clines Corners Wind Farm LLC | NM | 64054 | 1 | 325 | Onshore Wind Turbine | WND | WT | (P) Planned for installation, but regulatory approvals not initiated | 325
2021 | 12 | 56545 | Pattern Operators LP | IPP | Duran Mesa LLC | NM | 64065 | 1 | 105 | Onshore Wind Turbine | WND | WT | (P) Planned for installation, but regulatory approvals not initiated | 105
2021 | 12 | 56545 | Pattern Operators LP | IPP | Old Jackson Solar LLC | TX | 62501 | 1 | 127.5 | Solar Photovoltaic | SUN | PV | (P) Planned for installation, but regulatory approvals not initiated | 128
2021 | 12 | 56545 | Pattern Operators LP | IPP | Red Cloud Wind LLC | NM | 63981 | 1 | 350 | Onshore Wind Turbine | WND | WT | (P) Planned for installation, but regulatory approvals not initiated | 350
2021 | 12 | 56545 | Pattern Operators LP | IPP | Solemio LLC | TX | 62522 | 1 | 79.8 | Solar Photovoltaic | SUN | PV | (P) Planned for installation, but regulatory approvals not initiated | 80
2021 | 12 | 56545 | Pattern Operators LP | IPP | Tecolote Wind LLC | NM | 64066 | 1 | 272 | Onshore Wind Turbine | WND | WT | (P) Planned for installation, but regulatory approvals not initiated | 272
2021 | 12 | 62689 | Piney Creek, LLC | IPP | Piney Creek Solar | VA | 62768 | PCSOL | 80 | Solar Photovoltaic | SUN | PV | (P) Planned for installation, but regulatory approvals not initiated | 80
2021 | 12 | 61301 | Plum Creek Wind Farm LLC | IPP | Plum Creek | MN | 61687 | PLMCK | 400 | Onshore Wind Turbine | WND | WT | (P) Planned for installation, but regulatory approvals not initiated | 400
2021 | 12 | 15248 | Portland General Electric Co | Electric Utility | Faraday | OR | 3045 | 7 | 9 | Conventional Hydroelectric | WAT | HY | (U) Under construction, less than or equal to 50 percent complete | 9
2021 | 12 | 15248 | Portland General Electric Co | Electric Utility | Faraday | OR | 3045 | 8 | 9 | Conventional Hydroelectric | WAT | HY | (U) Under construction, less than or equal to 50 percent complete | 9
2021 | 12 | 56215 | RWE Renewables Americas LLC | IPP | Baron Winds Farm | NY | 60596 | 1 | 130 | Onshore Wind Turbine | WND | WT | (L) Regulatory approvals pending. Not under construction | 130
2021 | 12 | 56215 | RWE Renewables Americas LLC | IPP | Blackjack Creek Wind Farm | TX | 62783 | BLKJK | 239.6 | Onshore Wind Turbine | WND | WT | (L) Regulatory approvals pending. Not under construction | 239.6
2021 | 12 | 56215 | RWE Renewables Americas LLC | IPP | Buckeye Wind Farm | OH | 58776 | 1 | 99 | Onshore Wind Turbine | WND | WT | (L) Regulatory approvals pending. Not under construction | 99
2021 | 12 | 56215 | RWE Renewables Americas LLC | IPP | Mason Dixon Wind Farm | PA | 60212 | 1 | 79.9 | Onshore Wind Turbine | WND | WT | (L) Regulatory approvals pending. Not under construction | 79.9
2021 | 12 | 62896 | Rooney Ranch, LLC | IPP | Rooney Ranch | CA | 63088 | ROONR | 21 | Onshore Wind Turbine | WND | WT | (P) Planned for installation, but regulatory approvals not initiated | 21
2021 | 12 | 63714 | Route 66 Energy Center, LLC | IPP | Route 66 Energy Center, LLC | NM | 64076 | RTE66 | 49.5 | Solar Photovoltaic | SUN | PV | (P) Planned for installation, but regulatory approvals not initiated | 49.5
2021 | 12 | 62983 | SE Athos I, LLC | IPP | Athos Solar Project | CA | 63300 | IPAT1 | 250 | Solar Photovoltaic | SUN | PV | (T) Regulatory approvals received. Not under construction | 250
2021 | 12 | 61900 | SR Arlington, LLC | IPP | SR Arlington I | GA | 62436 | ARLI | 20 | Solar Photovoltaic | SUN | PV | (T) Regulatory approvals received. Not under construction | 20
2021 | 12 | 63798 | SR Lumpkin, LLC | IPP | SR Lumpkin | GA | 64191 | LUMP | 100 | Solar Photovoltaic | SUN | PV | (P) Planned for installation, but regulatory approvals not initiated | 100
2021 | 12 | 63770 | SR Perry, LLC | IPP | SR Perry | GA | 64151 | PERRY | 68 | Solar Photovoltaic | SUN | PV | (P) Planned for installation, but regulatory approvals not initiated | 68
2021 | 12 | 60897 | Salinas Valley Solid Waste Authority | IPP | Crazy Horse Solar Project | CA | 61285 | PV1 | 2 | Solar Photovoltaic | SUN | PV | (P) Planned for installation, but regulatory approvals not initiated | 2
2021 | 12 | 62907 | Sand Hill A, LLC | IPP | Sand Hill A | CA | 63126 | SNDHA | 13.5 | Onshore Wind Turbine | WND | WT | (P) Planned for installation, but regulatory approvals not initiated | 13.5
2021 | 12 | 62908 | Sand Hill B, LLC | IPP | Sand Hill B | CA | 63652 | SNDHB | 17 | Onshore Wind Turbine | WND | WT | (P) Planned for installation, but regulatory approvals not initiated | 17
2021 | 12 | 62909 | Sand Hill C, LLC | IPP | Sand Hill C | CA | 63653 | SNDHC | 80 | Onshore Wind Turbine | WND | WT | (P) Planned for installation, but regulatory approvals not initiated | 80
2021 | 12 | 62109 | Searcy Solar, LLC | IPP | Searcy Solar Hybrid | AR | 62617 | SEABT | 10 | Batteries | MWH | BA | (P) Planned for installation, but regulatory approvals not initiated | 10
2021 | 12 | 62109 | Searcy Solar, LLC | IPP | Searcy Solar Hybrid | AR | 62617 | SEARC | 100 | Solar Photovoltaic | SUN | PV | (P) Planned for installation, but regulatory approvals not initiated | 100
2021 | 12 | 59770 | Shorthorn Holdings, LLC | IPP | Shorthorn Holdings | SC | 60028 | PV1 | 15.4 | Solar Photovoltaic | SUN | PV | (L) Regulatory approvals pending. Not under construction | 15.4
2021 | 12 | 62152 | Skipjack Solar Center, LLC | IPP | Skipjack Solar Center | VA | 62675 | SKIPJ | 175 | Solar Photovoltaic | SUN | PV | (P) Planned for installation, but regulatory approvals not initiated | 175
2021 | 12 | 62717 | Speedway Solar NC, LLC | IPP | Speedway Solar NC, LLC | NC | 62821 | GEN1 | 22.6 | Solar Photovoltaic | SUN | PV | (V) Under construction, more than 50 percent complete | 22.6
2021 | 12 | 60523 | Springfield Project Development LLC | IPP | Homestead Wind LLC | IL | 60871 | HOMES | 50 | Onshore Wind Turbine | WND | WT | (P) Planned for installation, but regulatory approvals not initiated | 50
2021 | 12 | 62744 | St. James Solar, LLC | IPP | St. James Solar (LA) | LA | 62854 | SJS | 20 | Solar Photovoltaic | SUN | PV | (L) Regulatory approvals pending. Not under construction | 20
2021 | 12 | 62716 | Stony Knoll Solar, LLC | IPP | Stony Knoll Solar, LLC | NC | 62820 | GEN1 | 22.6 | Solar Photovoltaic | SUN | PV | (P) Planned for installation, but regulatory approvals not initiated | 22.6
2021 | 12 | 63718 | Sunflower County Solar Project, LLC | IPP | Sunflower County | MS | 64081 | SUNFL | 100 | Solar Photovoltaic | SUN | PV | (T) Regulatory approvals received. Not under construction | 100
2021 | 12 | 63140 | Three Rivers Solar Power, LLC | IPP | Three Rivers Solar Power, LLC | ME | 63386 | 3RIVS | 100 | Solar Photovoltaic | SUN | PV | (U) Under construction, less than or equal to 50 percent complete | 100
2021 | 12 | 60387 | Townsite Solar, LLC | IPP | Townsite Solar Project Hybrid | NV | 60654 | GEN01 | 160 | Solar Photovoltaic | SUN | PV | (T) Regulatory approvals received. Not under construction | 180
2021 | 12 | 60847 | West Fork Wind, LLC | IPP | West Fork Wind | IN | 61214 | WT1 | 150 | Onshore Wind Turbine | WND | WT | (L) Regulatory approvals pending. Not under construction | 150
2021 | 12 | 63492 | West River Solar, LLC | IPP | West River Solar, LLC | NC | 63806 | PGR28 | 40 | Solar Photovoltaic | SUN | PV | (L) Regulatory approvals pending. Not under construction | 40
2021 | 12 | 62668 | Wheatridge Wind Holdings, LLC | IPP | Wheatridge Hybrid | OR | 62745 | BTRY | 30 | Batteries | MWH | BA | (L) Regulatory approvals pending. Not under construction | 30
2021 | 12 | 62668 | Wheatridge Wind Holdings, LLC | IPP | Wheatridge Hybrid | OR | 62745 | SOLAR | 50 | Solar Photovoltaic | SUN | PV | (L) Regulatory approvals pending. Not under construction | 50
2021 | 12 | 58761 | White Camp Solar LLC | IPP | White Camp Solar | TX | 58888 | WCAMP | 100 | Solar Photovoltaic | SUN | PV | (P) Planned for installation, but regulatory approvals not initiated | 100
2021 | 12 | 60519 | Williams Solar, LLC | IPP | Williams Solar, LLC | TX | 60859 | PV1 | 20 | Solar Photovoltaic | SUN | PV | (P) Planned for installation, but regulatory approvals not initiated | 20
2021 | 12 | 63276 | Woodfields Solar, LLC | IPP | Woodfields Solar | SC | 63552 | PGR21 | 2 | Solar Photovoltaic | SUN | PV | (T) Regulatory approvals received. Not under construction | 2
2022 | 1 | 62794 | AP Solar 2, LLC | IPP | Fighting Jays Solar Project | TX | 62945 | FJSOL | 350 | Solar Photovoltaic | SUN | PV | (U) Under construction, less than or equal to 50 percent complete | 350
2022 | 1 | 14605 | City of Peabody - (MA) | Electric Utility | Waters River | MA | 1678 | 3 | 55 | Natural Gas Fired Combustion Turbine | NG | GT | (P) Planned for installation, but regulatory approvals not initiated | 60
2022 | 1 | 61060 | Cypress Creek Renewables | IPP | Thigpen Farms Solar, LLC | NC | 60850 | PV1 | 5 | Solar Photovoltaic | SUN | PV | (OT) Other | 5
2022 | 1 | 6455 | Duke Energy Florida, LLC | Electric Utility | Bay Trail Solar Power Plant | FL | 64145 | PV1 | 42.7 | Solar Photovoltaic | SUN | PV | (T) Regulatory approvals received. Not under construction | 74.9
2022 | 1 | 58765 | FGE Texas I LLC | IPP | FGE Texas I | TX | 58931 | CA1 | 249.9 | Natural Gas Fired Combined Cycle | NG | CA | (T) Regulatory approvals received. Not under construction | 265.2
2022 | 1 | 58765 | FGE Texas I LLC | IPP | FGE Texas I | TX | 58931 | GT1 | 226.7 | Natural Gas Fired Combined Cycle | NG | CT | (T) Regulatory approvals received. Not under construction | 238.9
2022 | 1 | 58765 | FGE Texas I LLC | IPP | FGE Texas I | TX | 58931 | GT2 | 226.7 | Natural Gas Fired Combined Cycle | NG | CT | (T) Regulatory approvals received. Not under construction | 238.9
2022 | 1 | 63723 | Ignacio Grid, LLC | IPP | Ignacio Grid Energy Storage System | TX | 64089 | IGN01 | 100 | Batteries | MWH | BA | (L) Regulatory approvals pending. Not under construction | 100
2022 | 1 | 60971 | NYC ENERGY LLC | IPP | NISA Electric Generation Project | NY | 61331 | GEN1 | 59.7 | Natural Gas Fired Combined Cycle | NG | CT | (T) Regulatory approvals received. Not under construction | 70.5
2022 | 1 | 60971 | NYC ENERGY LLC | IPP | NISA Electric Generation Project | NY | 61331 | STG1 | 20.2 | Natural Gas Fired Combined Cycle | NG | CA | (T) Regulatory approvals received. Not under construction | 22
2022 | 1 | 63502 | Partin Solar, LLC | IPP | Partin Solar | NC | 63827 | 95 | 50 | Solar Photovoltaic | SUN | PV | (V) Under construction, more than 50 percent complete | 50
2022 | 1 | 60473 | Renovo Energy Center | IPP | Renovo Energy Center | PA | 60786 | RECNY | 480 | Natural Gas Fired Combined Cycle | NG | CS | (L) Regulatory approvals pending. Not under construction | 513
2022 | 1 | 60473 | Renovo Energy Center | IPP | Renovo Energy Center | PA | 60786 | RECPJ | 480 | Natural Gas Fired Combined Cycle | NG | CS | (L) Regulatory approvals pending. Not under construction | 513
2022 | 1 | 62813 | Syncarpha Westminster, LLC | IPP | Syncarpha Westminster Hybrid | MA | 62971 | SYWEB | 2.9 | Batteries | MWH | BA | (U) Under construction, less than or equal to 50 percent complete | 2.9
2022 | 1 | 62813 | Syncarpha Westminster, LLC | IPP | Syncarpha Westminster Hybrid | MA | 62971 | SYWES | 4.7 | Solar Photovoltaic | SUN | PV | (V) Under construction, more than 50 percent complete | 4.7
2022 | 2 | 63784 | Azure Sky Wind Project, LLC | IPP | Azure Sky Wind Project, LLC Hybrid | TX | 64164 | ASWWT | 350.2 | Onshore Wind Turbine | WND | WT | (U) Under construction, less than or equal to 50 percent complete | 350.2
2022 | 2 | 9234 | Indiana Municipal Power Agency | Electric Utility | Anderson 6 | IN | 64249 | SAND6 | 5.5 | Solar Photovoltaic | SUN | PV | (L) Regulatory approvals pending. Not under construction | 5.5
2022 | 2 | 55983 | Luminant Generation Company LLC | IPP | Jayhawk | TX | 59806 | SOLAR | 101 | Solar Photovoltaic | SUN | PV | (L) Regulatory approvals pending. Not under construction | 101
2022 | 2 | 63612 | Perquimans Solar LLC | IPP | Perquimans Solar LLC | NC | 63955 | PERQU | 5 | Solar Photovoltaic | SUN | PV | (T) Regulatory approvals received. Not under construction | 5
2022 | 2 | 6775 | Village of Freeport - (NY) | Electric Utility | Plant No 1 Freeport | NY | 2678 | ENG13 | 3 | Landfill Gas | LFG | IC | (L) Regulatory approvals pending. Not under construction | 3
2022 | 3 | 63722 | Alta Farms II Wind Project, LLC | IPP | Alta Farms II Wind Project, LLC | IL | 64088 | WT2 | 200.5 | Onshore Wind Turbine | WND | WT | (P) Planned for installation, but regulatory approvals not initiated | 200.5
2022 | 3 | 63784 | Azure Sky Wind Project, LLC | IPP | Azure Sky Wind Project, LLC Hybrid | TX | 64164 | ASWBE | 120 | Batteries | MWH | BA | (U) Under construction, less than or equal to 50 percent complete | 120
2022 | 3 | 63677 | Caden Energix New Kent, LLC | IPP | Caden Energix New Kent, LLC | VA | 64036 | ENX08 | 20 | Solar Photovoltaic | SUN | PV | (L) Regulatory approvals pending. Not under construction | 20
2022 | 3 | 62050 | Castleman Power Development LLC | IPP | Palestine Power Peaking Facility | TX | 62684 | PP-1 | 50 | Natural Gas Fired Combustion Turbine | NG | GT | (P) Planned for installation, but regulatory approvals not initiated | 50
2022 | 3 | 62050 | Castleman Power Development LLC | IPP | Palestine Power Peaking Facility | TX | 62684 | PP-2 | 50 | Natural Gas Fired Combustion Turbine | NG | GT | (P) Planned for installation, but regulatory approvals not initiated | 50
2022 | 3 | 62050 | Castleman Power Development LLC | IPP | Palestine Power Peaking Facility | TX | 62684 | PP-3 | 50 | Natural Gas Fired Combustion Turbine | NG | GT | (P) Planned for installation, but regulatory approvals not initiated | 50
2022 | 3 | 62050 | Castleman Power Development LLC | IPP | Palestine Power Peaking Facility | TX | 62684 | PP-4 | 50 | Natural Gas Fired Combustion Turbine | NG | GT | (P) Planned for installation, but regulatory approvals not initiated | 50
2022 | 3 | 62050 | Castleman Power Development LLC | IPP | Sealy Power Peaking Facility | TX | 62685 | SP-1 | 50 | Natural Gas Fired Combustion Turbine | NG | GT | (P) Planned for installation, but regulatory approvals not initiated | 50
2022 | 3 | 62050 | Castleman Power Development LLC | IPP | Sealy Power Peaking Facility | TX | 62685 | SP-2 | 50 | Natural Gas Fired Combustion Turbine | NG | GT | (P) Planned for installation, but regulatory approvals not initiated | 50
2022 | 3 | 62050 | Castleman Power Development LLC | IPP | Sealy Power Peaking Facility | TX | 62685 | SP-3 | 50 | Natural Gas Fired Combustion Turbine | NG | GT | (P) Planned for installation, but regulatory approvals not initiated | 50
2022 | 3 | 62050 | Castleman Power Development LLC | IPP | Sealy Power Peaking Facility | TX | 62685 | SP-4 | 50 | Natural Gas Fired Combustion Turbine | NG | GT | (P) Planned for installation, but regulatory approvals not initiated | 50
2022 | 3 | 60718 | Energy Resources USA, Inc. | IPP | Tom Bevill Lock and Dam Hydroelectric | AL | 61749 | GEN1 | 4 | Conventional Hydroelectric | WAT | HY | (P) Planned for installation, but regulatory approvals not initiated | 4
2022 | 3 | 60718 | Energy Resources USA, Inc. | IPP | Tom Bevill Lock and Dam Hydroelectric | AL | 61749 | GEN2 | 4 | Conventional Hydroelectric | WAT | HY | (P) Planned for installation, but regulatory approvals not initiated | 4
2022 | 3 | 60718 | Energy Resources USA, Inc. | IPP | Tom Bevill Lock and Dam Hydroelectric | AL | 61749 | GEN3 | 4 | Conventional Hydroelectric | WAT | HY | (P) Planned for installation, but regulatory approvals not initiated | 4
2022 | 3 | 62130 | Foundation CA Fund X Manager LLC | IPP | Foundation Dole Fresh Vegetables | CA | 62654 | WTG1 | 2.8 | Onshore Wind Turbine | WND | WT | (U) Under construction, less than or equal to 50 percent complete | 2.8
2022 | 3 | 62130 | Foundation CA Fund X Manager LLC | IPP | Foundation Dole Fresh Vegetables | CA | 62654 | WTG2 | 2.8 | Onshore Wind Turbine | WND | WT | (U) Under construction, less than or equal to 50 percent complete | 2.8
2022 | 3 | 61395 | Indeck Niles, LLC | IPP | Indeck Niles Energy Center | MI | 55460 | CT1 | 370.6 | Natural Gas Fired Combined Cycle | NG | CT | (U) Under construction, less than or equal to 50 percent complete | 370.6
2022 | 3 | 61395 | Indeck Niles, LLC | IPP | Indeck Niles Energy Center | MI | 55460 | CT2 | 370.6 | Natural Gas Fired Combined Cycle | NG | CT | (U) Under construction, less than or equal to 50 percent complete | 370.6
2022 | 3 | 61395 | Indeck Niles, LLC | IPP | Indeck Niles Energy Center | MI | 55460 | ST1 | 368.1 | Natural Gas Fired Combined Cycle | NG | CA | (U) Under construction, less than or equal to 50 percent complete | 368.1
2022 | 3 | 63289 | Key Capture Energy | IPP | TX18 Cottage Meadow Storage | TX | 63879 | TX18 | 100 | Batteries | MWH | BA | (P) Planned for installation, but regulatory approvals not initiated | 100
2022 | 3 | 62893 | Mililani I Solar LLC | IPP | Mililani South Solar Farm | HI | 57242 | 1 | 39 | Solar Photovoltaic | SUN | PV | (T) Regulatory approvals received. Not under construction | 39
2022 | 3 | 63755 | Old 300 Solar Center, LLC | IPP | Old 300 Solar Center, LLC | TX | 64133 | 2222 | 430 | Solar Photovoltaic | SUN | PV | (P) Planned for installation, but regulatory approvals not initiated | 430
2022 | 3 | 59137 | Palmer Renewable Energy | IPP | Palmer Renewable Energy | MA | 59336 | PRE | 42 | Wood/Wood Waste Biomass | WDS | ST | (T) Regulatory approvals received. Not under construction | 42
2022 | 4 | 63118 | 224WB 8me LLC | IPP | Galloway 2 Solar Farm | TX | 63343 | GS2SF | 110 | Solar Photovoltaic | SUN | PV | (P) Planned for installation, but regulatory approvals not initiated | 110
2022 | 4 | 61525 | 231RC 8me LLC | IPP | Norton Solar Farm | TX | 61967 | NSM01 | 125 | Solar Photovoltaic | SUN | PV | (P) Planned for installation, but regulatory approvals not initiated | 125
2022 | 4 | 57416 | Acciona Energy USA Global, LLC | IPP | Fort Bend Solar LLC | TX | 63985 | FBS | 240 | Solar Photovoltaic | SUN | PV | (L) Regulatory approvals pending. Not under construction | 240
2022 | 4 | 60167 | Concord Blue Eagar, LLC | IPP | Concord Blue Eagar, LLC | AZ | 60374 | CB001 | 0.6 | Other Waste Biomass | OBG | IC | (L) Regulatory approvals pending. Not under construction | 0.6
2022 | 4 | 60167 | Concord Blue Eagar, LLC | IPP | Concord Blue Eagar, LLC | AZ | 60374 | CB002 | 0.6 | Other Waste Biomass | OBG | IC | (L) Regulatory approvals pending. Not under construction | 0.6
2022 | 4 | 5109 | DTE Electric Company | Electric Utility | Blue Water Energy Center | MI | 62192 | 11 | 359 | Natural Gas Fired Combined Cycle | NG | CT | (U) Under construction, less than or equal to 50 percent complete | 394.4
2022 | 4 | 5109 | DTE Electric Company | Electric Utility | Blue Water Energy Center | MI | 62192 | 12 | 359 | Natural Gas Fired Combined Cycle | NG | CT | (U) Under construction, less than or equal to 50 percent complete | 394.4
2022 | 4 | 5109 | DTE Electric Company | Electric Utility | Blue Water Energy Center | MI | 62192 | 1S | 428 | Natural Gas Fired Combined Cycle | NG | CA | (U) Under construction, less than or equal to 50 percent complete | 478.6
2022 | 4 | 6455 | Duke Energy Florida, LLC | Electric Utility | Sandy Creek Solar Power Plant | FL | 64146 | PV1 | 42.7 | Solar Photovoltaic | SUN | PV | (T) Regulatory approvals received. Not under construction | 74.9
2022 | 4 | 9234 | Indiana Municipal Power Agency | Electric Utility | Peru 3 | IN | 64250 | PERU3 | 2.9 | Solar Photovoltaic | SUN | PV | (L) Regulatory approvals pending. Not under construction | 2.9
2022 | 4 | 62787 | Jackson Generation, LLC | IPP | Jackson Generation, LLC | IL | 62926 | 01 | 600 | Natural Gas Fired Combined Cycle | NG | CS | (T) Regulatory approvals received. Not under construction | 600
2022 | 4 | 62787 | Jackson Generation, LLC | IPP | Jackson Generation, LLC | IL | 62926 | 02 | 600 | Natural Gas Fired Combined Cycle | NG | CS | (T) Regulatory approvals received. Not under construction | 600
2022 | 4 | 63426 | RE Bravepost LLC | IPP | RE Bravepost LLC | TX | 63730 | BVPST | 200 | Solar Photovoltaic | SUN | PV | (L) Regulatory approvals pending. Not under construction | 200
2022 | 4 | 56215 | RWE Renewables Americas LLC | IPP | Big Star Solar, LLC | TX | 64202 | BGSTB | 80 | Batteries | MWH | BA | (L) Regulatory approvals pending. Not under construction | 80
2022 | 4 | 56215 | RWE Renewables Americas LLC | IPP | Big Star Solar, LLC | TX | 64202 | BGSTS | 200 | Solar Photovoltaic | SUN | PV | (L) Regulatory approvals pending. Not under construction | 200
2022 | 4 | 62983 | SE Athos I, LLC | IPP | Athos Solar Project | CA | 63300 | IPAT2 | 200 | Solar Photovoltaic | SUN | PV | (T) Regulatory approvals received. Not under construction | 200
2022 | 4 | 58846 | Southeast Renewable Fuels, LLC | Industrial | SRF Pulp Processing Facility | FL | 58997 | G1001 | 12 | Wood/Wood Waste Biomass | WDS | ST | (U) Under construction, less than or equal to 50 percent complete | 20
2022 | 4 | 62935 | TREX US Green Holly LLC | IPP | TREX US Green Holly | TX | 63201 | 705 | 400 | Solar Photovoltaic | SUN | PV | (L) Regulatory approvals pending. Not under construction | 400
2022 | 4 | 62935 | TREX US Green Holly LLC | IPP | TREX US Green Holly | TX | 63201 | 705-S | 5 | Batteries | MWH | BA | (L) Regulatory approvals pending. Not under construction | 5
2022 | 5 | 15399 | Avangrid Renewables LLC | IPP | Camino Solar | CA | 63508 | CS1 | 44 | Solar Photovoltaic | SUN | PV | (P) Planned for installation, but regulatory approvals not initiated | 44
2022 | 5 | 15399 | Avangrid Renewables LLC | IPP | Camino Solar | CA | 63508 | CS2 | 11 | Batteries | MWH | BA | (P) Planned for installation, but regulatory approvals not initiated | 11
2022 | 5 | 58489 | OCI Solar Power | IPP | OCI SunRay | TX | 64258 | OCISR | 200 | Solar Photovoltaic | SUN | PV | (P) Planned for installation, but regulatory approvals not initiated | 200
2022 | 5 | 59056 | Tri Global Energy, LLC | IPP | Canyon Wind Project, LLC | TX | 60271 | WT1 | 201.8 | Onshore Wind Turbine | WND | WT | (P) Planned for installation, but regulatory approvals not initiated | 201.8
2022 | 6 | 61541 | 1634 Solar, LLC | IPP | 1634 Solar | SC | 61935 | 3 | 2 | Solar Photovoltaic | SUN | PV | (T) Regulatory approvals received. Not under construction | 2
2022 | 6 | 61222 | 174 Power Global Corp. | IPP | Kupehau | HI | 63799 | KUP01 | 60 | Solar Photovoltaic | SUN | PV | (P) Planned for installation, but regulatory approvals not initiated | 60
2022 | 6 | 61222 | 174 Power Global Corp. | IPP | Kupehau | HI | 63799 | KUPB1 | 60 | Batteries | MWH | BA | (P) Planned for installation, but regulatory approvals not initiated | 60
2022 | 6 | 63826 | 201LC 8me LLC | IPP | Rockmont Solar and Storage Project | NM | 64216 | 201LC | 200 | Solar Photovoltaic | SUN | PV | (P) Planned for installation, but regulatory approvals not initiated | 200
2022 | 6 | 63826 | 201LC 8me LLC | IPP | Rockmont Solar and Storage Project | NM | 64216 | 309SJ | 200 | Batteries | MWH | BA | (P) Planned for installation, but regulatory approvals not initiated | 200
2022 | 6 | 62921 | Arroyo Solar LLC | IPP | Arroyo Solar Energy Storage Hybrid | NM | 63172 | ARESS | 40 | Batteries | MWH | BA | (P) Planned for installation, but regulatory approvals not initiated | 40
2022 | 6 | 62921 | Arroyo Solar LLC | IPP | Arroyo Solar Energy Storage Hybrid | NM | 63172 | ARSOL | 300 | Solar Photovoltaic | SUN | PV | (P) Planned for installation, but regulatory approvals not initiated | 300
2022 | 6 | 61711 | Ashley Solar (SC) | IPP | Ashley Solar (SC) | SC | 62179 | 21 | 2 | Solar Photovoltaic | SUN | PV | (T) Regulatory approvals received. Not under construction | 2
2022 | 6 | 61712 | Atlantic Solar | IPP | Atlantic Solar | SC | 62180 | 22 | 1 | Solar Photovoltaic | SUN | PV | (T) Regulatory approvals received. Not under construction | 1
2022 | 6 | 61713 | B & K Solar | IPP | B & K Solar | SC | 62181 | 23 | 63 | Solar Photovoltaic | SUN | PV | (T) Regulatory approvals received. Not under construction | 63
2022 | 6 | 61544 | Bani Solar, LLC | IPP | Bani Solar | SC | 61938 | 4 | 2 | Solar Photovoltaic | SUN | PV | (T) Regulatory approvals received. Not under construction | 2
2022 | 6 | 61714 | Battle Solar | IPP | Battle Solar | SC | 62182 | 24 | 2 | Solar Photovoltaic | SUN | PV | (T) Regulatory approvals received. Not under construction | 2
2022 | 6 | 61715 | Bell Solar | IPP | Bell Solar | SC | 62183 | 25 | 6.1 | Solar Photovoltaic | SUN | PV | (T) Regulatory approvals received. Not under construction | 6.1
2022 | 6 | 61716 | Big Fork Solar | IPP | Big Fork Solar | SC | 62184 | 26 | 74.9 | Solar Photovoltaic | SUN | PV | (T) Regulatory approvals received. Not under construction | 74.9
2022 | 6 | 61717 | Birch Solar | IPP | Birch Solar | SC | 62185 | 27 | 2 | Solar Photovoltaic | SUN | PV | (T) Regulatory approvals received. Not under construction | 2
2022 | 6 | 61519 | Blackville Solar Farm, LLC | IPP | Blackville Solar Farm, LLC | SC | 61918 | 1 | 7.2 | Solar Photovoltaic | SUN | PV | (U) Under construction, less than or equal to 50 percent complete | 7.2
2022 | 6 | 63575 | Bluegrass Solar, LLC | IPP | Bluegrass Solar | MD | 63910 | BGS | 80 | Solar Photovoltaic | SUN | PV | (L) Regulatory approvals pending. Not under construction | 80
2022 | 6 | 62920 | Cabin Point Solar Center LLC | IPP | Cabin Point Solar Center | VA | 63134 | CBNPT | 75 | Solar Photovoltaic | SUN | PV | (P) Planned for installation, but regulatory approvals not initiated | 75
2022 | 6 | 60395 | California Ethanol Power, LLC | Industrial | CE&P Imperial Valley 1 | CA | 60670 | 1 | 50 | All Other | OTH | CC | (T) Regulatory approvals received. Not under construction | 50
2022 | 6 | 61718 | Chapman Solar | IPP | Chapman Solar | SC | 62186 | 28 | 2 | Solar Photovoltaic | SUN | PV | (T) Regulatory approvals received. Not under construction | 2
2022 | 6 | 60270 | Clark Canyon Hydro, LLC | IPP | Clark Canyon Hydro-Electric Facility | MT | 60483 | FRNS1 | 2.4 | Conventional Hydroelectric | WAT | HY | (P) Planned for installation, but regulatory approvals not initiated | 2.4
2022 | 6 | 60270 | Clark Canyon Hydro, LLC | IPP | Clark Canyon Hydro-Electric Facility | MT | 60483 | FRNS2 | 2.4 | Conventional Hydroelectric | WAT | HY | (P) Planned for installation, but regulatory approvals not initiated | 2.4
2022 | 6 | 61719 | Clark Solar | IPP | Clark Solar | SC | 62187 | 29 | 2 | Solar Photovoltaic | SUN | PV | (T) Regulatory approvals received. Not under construction | 2
2022 | 6 | 61720 | Colleton Solar | IPP | Colleton Solar | SC | 62188 | 30 | 75 | Solar Photovoltaic | SUN | PV | (T) Regulatory approvals received. Not under construction | 75
2022 | 6 | 61721 | Collins Farm Solar | IPP | Collins Farm Solar | SC | 62189 | 31 | 5.4 | Solar Photovoltaic | SUN | PV | (T) Regulatory approvals received. Not under construction | 5.4
2022 | 6 | 61722 | Crossroads Solar | IPP | Crossroads Solar | SC | 62190 | 32 | 67.7 | Solar Photovoltaic | SUN | PV | (T) Regulatory approvals received. Not under construction | 67.7
2022 | 6 | 61729 | Culpepper Solar | IPP | Culpepper Solar | SC | 62221 | 33 | 69.5 | Solar Photovoltaic | SUN | PV | (T) Regulatory approvals received. Not under construction | 69.5
2022 | 6 | 61730 | Dadswell Solar | IPP | Dadswell Solar | SC | 62222 | 34 | 1 | Solar Photovoltaic | SUN | PV | (T) Regulatory approvals received. Not under construction | 1
2022 | 6 | 63556 | Delilah Solar Energy II LLC | IPP | Delilah Solar Energy II LLC | TX | 63884 | GEN1 | 300 | Solar Photovoltaic | SUN | PV | (U) Under construction, less than or equal to 50 percent complete | 300
2022 | 6 | 61731 | Denmark Solar | IPP | Denmark Solar | SC | 62211 | 35 | 6 | Solar Photovoltaic | SUN | PV | (T) Regulatory approvals received. Not under construction | 6
2022 | 6 | 61732 | Fairfield Solar | IPP | Fairfield Solar | SC | 62212 | 36 | 10 | Solar Photovoltaic | SUN | PV | (T) Regulatory approvals received. Not under construction | 10
2022 | 6 | 61733 | Fishwater Solar | IPP | Fishwater Solar | SC | 62213 | 37 | 2 | Solar Photovoltaic | SUN | PV | (T) Regulatory approvals received. Not under construction | 2
2022 | 6 | 6452 | Florida Power & Light Co | Electric Utility | Lauderdale | FL | 613 | 7GT1 | 385.6 | Natural Gas Fired Combined Cycle | NG | CT | (T) Regulatory approvals received. Not under construction | 385.6
2022 | 6 | 6452 | Florida Power & Light Co | Electric Utility | Lauderdale | FL | 613 | 7GT2 | 385.6 | Natural Gas Fired Combined Cycle | NG | CT | (T) Regulatory approvals received. Not under construction | 385.6
2022 | 6 | 6452 | Florida Power & Light Co | Electric Utility | Lauderdale | FL | 613 | ST7 | 391.8 | Natural Gas Fired Combined Cycle | NG | CA | (T) Regulatory approvals received. Not under construction | 391.8
2022 | 6 | 61735 | Foreman Solar | IPP | Foreman Solar | SC | 62215 | 39 | 6.4 | Solar Photovoltaic | SUN | PV | (T) Regulatory approvals received. Not under construction | 6.4
2022 | 6 | 63524 | Freepoint Commodities LLC | IPP | Raceway Solar | DE | 63846 | RACE | 50 | Solar Photovoltaic | SUN | PV | (P) Planned for installation, but regulatory approvals not initiated | 50
2022 | 6 | 61737 | GEB Solar | IPP | GEB Solar | SC | 62217 | 40 | 60 | Solar Photovoltaic | SUN | PV | (T) Regulatory approvals received. Not under construction | 60
2022 | 6 | 61738 | Gedosch Solar II | IPP | Gedosch Solar II | SC | 62218 | 42 | 2 | Solar Photovoltaic | SUN | PV | (T) Regulatory approvals received. Not under construction | 2
2022 | 6 | 63474 | Hecate Energy Gedney Hill LLC | IPP | Hecate Energy Gedney Hill | NY | 63815 | GEDNY | 20 | Solar Photovoltaic | SUN | PV | (P) Planned for installation, but regulatory approvals not initiated | 20
2022 | 6 | 63437 | Helena Wind, LLC | IPP | Helena Wind | TX | 63738 | HEL | 250 | Onshore Wind Turbine | WND | WT | (L) Regulatory approvals pending. Not under construction | 250
2022 | 6 | 61746 | Holliday Solar I | IPP | Holliday Solar I | SC | 62229 | 43 | 75 | Solar Photovoltaic | SUN | PV | (T) Regulatory approvals received. Not under construction | 75
2022 | 6 | 9234 | Indiana Municipal Power Agency | Electric Utility | Richmond 6 | IN | 64252 | RICH6 | 3 | Solar Photovoltaic | SUN | PV | (L) Regulatory approvals pending. Not under construction | 3
2022 | 6 | 49893 | Invenergy Services LLC | IPP | Canisteo Wind Farm | NY | 62947 | GEN1 | 290.7 | Onshore Wind Turbine | WND | WT | (U) Under construction, less than or equal to 50 percent complete | 290.7
2022 | 6 | 61749 | Jackson Solar | IPP | Jackson Solar | SC | 62232 | 46 | 14 | Solar Photovoltaic | SUN | PV | (T) Regulatory approvals received. Not under construction | 14
2022 | 6 | 61750 | Jefferson Solar | IPP | Jefferson Solar | SC | 62233 | 47 | 8.2 | Solar Photovoltaic | SUN | PV | (T) Regulatory approvals received. Not under construction | 8.2
2022 | 6 | 61751 | Juniper Solar | IPP | Juniper Solar | SC | 62234 | 48 | 65.5 | Solar Photovoltaic | SUN | PV | (T) Regulatory approvals received. Not under construction | 65.5
2022 | 6 | 61752 | Lone Star Solar | IPP | Lone Star Solar | SC | 62235 | 49 | 66 | Solar Photovoltaic | SUN | PV | (T) Regulatory approvals received. Not under construction | 66
2022 | 6 | 61753 | Luz Solar | IPP | Luz Solar | SC | 62236 | 50 | 2 | Solar Photovoltaic | SUN | PV | (T) Regulatory approvals received. Not under construction | 2
2022 | 6 | 61755 | Marshall Solar | IPP | Marshall Solar | SC | 62238 | 52 | 2 | Solar Photovoltaic | SUN | PV | (T) Regulatory approvals received. Not under construction | 2
2022 | 6 | 61796 | Martin Central Solar | IPP | Martin Central Solar | SC | 62285 | 53 | 2 | Solar Photovoltaic | SUN | PV | (T) Regulatory approvals received. Not under construction | 2
2022 | 6 | 61787 | Martin East Solar | IPP | Martin East Solar | SC | 62276 | 54 | 2 | Solar Photovoltaic | SUN | PV | (T) Regulatory approvals received. Not under construction | 2
2022 | 6 | 61788 | Martin West Solar | IPP | Martin West Solar | SC | 62277 | 55 | 2 | Solar Photovoltaic | SUN | PV | (T) Regulatory approvals received. Not under construction | 2
2022 | 6 | 61789 | McClain Solar | IPP | McClain Solar | SC | 62278 | 56 | 17.3 | Solar Photovoltaic | SUN | PV | (T) Regulatory approvals received. Not under construction | 17.3
2022 | 6 | 61790 | McCormick Solar | IPP | McCormick Solar | SC | 62279 | 57 | 2 | Solar Photovoltaic | SUN | PV | (T) Regulatory approvals received. Not under construction | 2
2022 | 6 | 61791 | Melsam Solar | IPP | Melsam Solar | SC | 62280 | 58 | 60.5 | Solar Photovoltaic | SUN | PV | (T) Regulatory approvals received. Not under construction | 60.5
2022 | 6 | 61792 | Middleton Solar | IPP | Middleton Solar | SC | 62281 | 59 | 2 | Solar Photovoltaic | SUN | PV | (T) Regulatory approvals received. Not under construction | 2
2022 | 6 | 58489 | OCI Solar Power | IPP | Golinda Solar | TX | 64260 | OCISO | 100 | Solar Photovoltaic | SUN | PV | (P) Planned for installation, but regulatory approvals not initiated | 100
2022 | 6 | 58489 | OCI Solar Power | IPP | Spanish Crown | TX | 64259 | OCICR | 100 | Solar Photovoltaic | SUN | PV | (P) Planned for installation, but regulatory approvals not initiated | 100
2022 | 6 | 61793 | Pee Dee Solar I | IPP | Pee Dee Solar I | SC | 62282 | 60 | 2 | Solar Photovoltaic | SUN | PV | (T) Regulatory approvals received. Not under construction | 2
2022 | 6 | 61794 | Pee Dee Solar II | IPP | Pee Dee Solar II | SC | 62283 | 61 | 2 | Solar Photovoltaic | SUN | PV | (T) Regulatory approvals received. Not under construction | 2
2022 | 6 | 61795 | Power Solar | IPP | Power Solar | SC | 62284 | 62 | 3 | Solar Photovoltaic | SUN | PV | (T) Regulatory approvals received. Not under construction | 3
2022 | 6 | 61804 | Pruger Solar I | IPP | Pruger Solar I | SC | 62292 | 63 | 2 | Solar Photovoltaic | SUN | PV | (T) Regulatory approvals received. Not under construction | 2
2022 | 6 | 61805 | Pruger Solar II | IPP | Pruger Solar II | SC | 62293 | 64 | 2 | Solar Photovoltaic | SUN | PV | (T) Regulatory approvals received. Not under construction | 2
2022 | 6 | 61806 | Pruger Solar III | IPP | Pruger Solar III | SC | 62294 | 65 | 2 | Solar Photovoltaic | SUN | PV | (T) Regulatory approvals received. Not under construction | 2
2022 | 6 | 15473 | Public Service Co of NM | Electric Utility | Pinon Energy Center | NM | 63281 | GT1 | 42.3 | Natural Gas Fired Combustion Turbine | NG | GT | (L) Regulatory approvals pending. Not under construction | 41.8
2022 | 6 | 15473 | Public Service Co of NM | Electric Utility | Pinon Energy Center | NM | 63281 | GT2 | 42.3 | Natural Gas Fired Combustion Turbine | NG | GT | (L) Regulatory approvals pending. Not under construction | 41.8
2022 | 6 | 15473 | Public Service Co of NM | Electric Utility | Pinon Energy Center | NM | 63281 | GT3 | 42.3 | Natural Gas Fired Combustion Turbine | NG | GT | (L) Regulatory approvals pending. Not under construction | 41.8
2022 | 6 | 15473 | Public Service Co of NM | Electric Utility | Pinon Energy Center | NM | 63281 | GT4 | 42.3 | Natural Gas Fired Combustion Turbine | NG | GT | (L) Regulatory approvals pending. Not under construction | 41.8
2022 | 6 | 15473 | Public Service Co of NM | Electric Utility | Pinon Energy Center | NM | 63281 | GT5 | 42.3 | Natural Gas Fired Combustion Turbine | NG | GT | (L) Regulatory approvals pending. Not under construction | 41.8
2022 | 6 | 15473 | Public Service Co of NM | Electric Utility | Pinon Energy Center | NM | 63281 | GT6 | 42.3 | Natural Gas Fired Combustion Turbine | NG | GT | (L) Regulatory approvals pending. Not under construction | 41.8
2022 | 6 | 15473 | Public Service Co of NM | Electric Utility | Pinon Energy Center | NM | 63281 | GT7 | 42.3 | Natural Gas Fired Combustion Turbine | NG | GT | (L) Regulatory approvals pending. Not under construction | 41.8
2022 | 6 | 61807 | Quest Solar | IPP | Quest Solar | SC | 62299 | 66 | 40 | Solar Photovoltaic | SUN | PV | (T) Regulatory approvals received. Not under construction | 40
2022 | 6 | 62694 | Rappahannock Solar, LLC | IPP | Rappahannock Solar, LLC | VA | 62780 | 100 | 1.5 | Solar Photovoltaic | SUN | PV | (T) Regulatory approvals received. Not under construction | 1.5
2022 | 6 | 54866 | Robinson Power Company LLC | IPP | Robinson Power Company LLC | PA | 56453 | CTG1 | 950 | Natural Gas Fired Combined Cycle | NG | CC | (L) Regulatory approvals pending. Not under construction | 1022.9
2022 | 6 | 61808 | Rollins Solar | IPP | Rollins Solar | SC | 62295 | 67 | 63 | Solar Photovoltaic | SUN | PV | (T) Regulatory approvals received. Not under construction | 63
2022 | 6 | 61809 | Ross Solar | IPP | Ross Solar | SC | 62296 | 68 | 75 | Solar Photovoltaic | SUN | PV | (T) Regulatory approvals received. Not under construction | 75
2022 | 6 | 61810 | Rutledge Solar | IPP | Rutledge Solar | SC | 62297 | 69 | 2 | Solar Photovoltaic | SUN | PV | (T) Regulatory approvals received. Not under construction | 2
2022 | 6 | 63778 | SR Litchfield, LLC | IPP | SR Litchfield | CT | 64161 | LITCH | 19.8 | Solar Photovoltaic | SUN | PV | (L) Regulatory approvals pending. Not under construction | 19.8
2022 | 6 | 63781 | SR North Stonington, LLC | IPP | SR North Stonington | CT | 64160 | STONE | 9.9 | Solar Photovoltaic | SUN | PV | (L) Regulatory approvals pending. Not under construction | 9.9
2022 | 6 | 61814 | Sandifer Solar | IPP | Sandifer Solar | SC | 62298 | 70 | 2 | Solar Photovoltaic | SUN | PV | (T) Regulatory approvals received. Not under construction | 2
2022 | 6 | 61828 | Scarlet Solar | IPP | Scarlet Solar | SC | 62307 | 71 | 2 | Solar Photovoltaic | SUN | PV | (T) Regulatory approvals received. Not under construction | 2
2022 | 6 | 61829 | Shem Solar | IPP | Shem Solar | SC | 62308 | 72 | 2 | Solar Photovoltaic | SUN | PV | (T) Regulatory approvals received. Not under construction | 2
2022 | 6 | 61830 | Shining Sun Solar | IPP | Shining Sun Solar | SC | 62309 | 73 | 40 | Solar Photovoltaic | SUN | PV | (T) Regulatory approvals received. Not under construction | 40
2022 | 6 | 61831 | Shorthorn Solar | IPP | Shorthorn Solar | SC | 62310 | 74 | 60.5 | Solar Photovoltaic | SUN | PV | (T) Regulatory approvals received. Not under construction | 60.5
2022 | 6 | 61832 | Snoopy Solar | IPP | Snoopy Solar | SC | 62311 | 75 | 2 | Solar Photovoltaic | SUN | PV | (T) Regulatory approvals received. Not under construction | 2
2022 | 6 | 61833 | Southard Solar | IPP | Southard Solar | SC | 62312 | 76 | 6 | Solar Photovoltaic | SUN | PV | (T) Regulatory approvals received. Not under construction | 6
2022 | 6 | 63515 | Sparta Solar, LLC | IPP | Sparta Solar | TX | 63840 | 1111 | 250 | Solar Photovoltaic | SUN | PV | (P) Planned for installation, but regulatory approvals not initiated | 250
2022 | 6 | 57109 | St Joseph Energy Center LLC | IPP | St Joseph Energy Center | IN | 57794 | CT4 | 237 | Natural Gas Fired Combined Cycle | NG | CT | (T) Regulatory approvals received. Not under construction | 238
2022 | 6 | 61834 | Stamey Solar | IPP | Stamey Solar | SC | 62313 | 77 | 1 | Solar Photovoltaic | SUN | PV | (T) Regulatory approvals received. Not under construction | 2
2022 | 6 | 61835 | Tarpon Solar I | IPP | Tarpon Solar I | SC | 62314 | 78 | 2 | Solar Photovoltaic | SUN | PV | (T) Regulatory approvals received. Not under construction | 2
2022 | 6 | 61836 | Tedder Solar | IPP | Tedder Solar | SC | 62315 | 79 | 2 | Solar Photovoltaic | SUN | PV | (T) Regulatory approvals received. Not under construction | 2
2022 | 6 | 61837 | Ten Governors Solar | IPP | Ten Governors Solar | SC | 62316 | 80 | 28 | Solar Photovoltaic | SUN | PV | (T) Regulatory approvals received. Not under construction | 28
2022 | 6 | 61862 | Thomas Solar | IPP | Thomas Solar | SC | 62352 | 81 | 2 | Solar Photovoltaic | SUN | PV | (T) Regulatory approvals received. Not under construction | 2
2022 | 6 | 61861 | Topaz Solar | IPP | Topaz Solar (SC) | SC | 62349 | 82 | 2 | Solar Photovoltaic | SUN | PV | (T) Regulatory approvals received. Not under construction | 2
2022 | 6 | 61860 | Trask East Solar | IPP | Trask East Solar | SC | 62346 | 83 | 12 | Solar Photovoltaic | SUN | PV | (T) Regulatory approvals received. Not under construction | 12
2022 | 6 | 61859 | Ulmer Solar | IPP | Ulmer Solar | SC | 62343 | 85 | 22 | Solar Photovoltaic | SUN | PV | (T) Regulatory approvals received. Not under construction | 22
2022 | 6 | 62650 | Victorville Energy Center, LLC | Industrial | Victorville Energy Center, LLC (CA) | CA | 62726 | 1 | 20.1 | All Other | WH | ST | (P) Planned for installation, but regulatory approvals not initiated | 20.1
2022 | 6 | 61868 | WSW Solar | IPP | WSW Solar | SC | 62350 | 86 | 10.8 | Solar Photovoltaic | SUN | PV | (T) Regulatory approvals received. Not under construction | 10.8
2022 | 6 | 61863 | Washington Solar (SC) | IPP | Washington Solar (SC) | SC | 62342 | 87 | 2 | Solar Photovoltaic | SUN | PV | (T) Regulatory approvals received. Not under construction | 2
2022 | 6 | 61864 | Washington Solar II (SC) | IPP | Washington Solar II (SC) | SC | 62344 | 88 | 2 | Solar Photovoltaic | SUN | PV | (T) Regulatory approvals received. Not under construction | 2
2022 | 6 | 61865 | Wayfair Solar | IPP | Wayfair Solar | SC | 62345 | 89 | 2 | Solar Photovoltaic | SUN | PV | (T) Regulatory approvals received. Not under construction | 2
2022 | 6 | 61866 | Weaver Solar | IPP | Weaver Solar | SC | 62347 | 90 | 2 | Solar Photovoltaic | SUN | PV | (T) Regulatory approvals received. Not under construction | 2
2022 | 6 | 63525 | Westlands Solar Blue, LLC | IPP | Solar Blue | CA | 63848 | SBLUE | 250 | Solar Photovoltaic | SUN | PV | (L) Regulatory approvals pending. Not under construction | 250
2022 | 6 | 61869 | Wysong Solar | IPP | Wysong Solar | SC | 62351 | 92 | 2.3 | Solar Photovoltaic | SUN | PV | (T) Regulatory approvals received. Not under construction | 2.3
2022 | 6 | 61870 | Yemassee Solar | IPP | Yemassee Solar | SC | 62353 | 93 | 10 | Solar Photovoltaic | SUN | PV | (T) Regulatory approvals received. Not under construction | 10
2022 | 6 | 61871 | York Solar | IPP | York Solar | SC | 62354 | 94 | 2 | Solar Photovoltaic | SUN | PV | (T) Regulatory approvals received. Not under construction | 2
2022 | 7 | 60146 | Ameresco Federal Solutions | IPP | Fort Bragg - Camp Mackall PV BESS System | NC | 64050 | CMABS | 2 | Batteries | MWH | BA | (P) Planned for installation, but regulatory approvals not initiated | 2
2022 | 7 | 60146 | Ameresco Federal Solutions | IPP | Fort Bragg - Camp Mackall PV BESS System | NC | 64050 | CMAPV | 1 | Solar Photovoltaic | SUN | PV | (P) Planned for installation, but regulatory approvals not initiated | 1
2022 | 7 | 49893 | Invenergy Services LLC | IPP | Delilah Solar Energy LLC | TX | 63194 | GEN1 | 250 | Solar Photovoltaic | SUN | PV | (U) Under construction, less than or equal to 50 percent complete | 250
2022 | 7 | 62842 | Lightsource Renewable Energy Asset Management, LLC | IPP | Blackbear Solar 1 | AL | 63765 | ALBB1 | 100 | Solar Photovoltaic | SUN | PV | (P) Planned for installation, but regulatory approvals not initiated | 100
2022 | 7 | 62936 | TREX US Red Holly LLC | IPP | TREX US Red Holly | TX | 63202 | 701 | 250 | Solar Photovoltaic | SUN | PV | (L) Regulatory approvals pending. Not under construction | 250
2022 | 7 | 18642 | Tennessee Valley Authority | Electric Utility | Vonore Battery Energy Storage System | TN | 64255 | VBESS | 20 | Batteries | MWH | BA | (P) Planned for installation, but regulatory approvals not initiated | 20
2022 | 8 | 60796 | 91MC 8me LLC | IPP | Aratina Solar Center 1 Hybrid | CA | 61167 | 91MC8 | 200 | Solar Photovoltaic | SUN | PV | (P) Planned for installation, but regulatory approvals not initiated | 200
2022 | 8 | 60796 | 91MC 8me LLC | IPP | Aratina Solar Center 1 Hybrid | CA | 61167 | BESS | 50 | Batteries | MWH | BA | (P) Planned for installation, but regulatory approvals not initiated | 50
2022 | 8 | 62806 | Guernsey Power Station LLC | IPP | Guernsey Power Station | OH | 62949 | GPS1 | 612 | Natural Gas Fired Combined Cycle | NG | CS | (L) Regulatory approvals pending. Not under construction | 685
2022 | 9 | 63830 | 7V Solar Ranch, LLC | IPP | 7V Solar Ranch | TX | 64239 | 7V1 | 240 | Solar Photovoltaic | SUN | PV | (L) Regulatory approvals pending. Not under construction | 240
2022 | 9 | 5248 | Dominion Energy Inc | IPP | Norge Solar Farm | VA | 64086 | NORG | 20 | Solar Photovoltaic | SUN | PV | (L) Regulatory approvals pending. Not under construction | 20
2022 | 9 | 5248 | Dominion Energy Inc | Electric Utility | Sycamore Solar | VA | 64136 | SYSO | 42 | Solar Photovoltaic | SUN | PV | (L) Regulatory approvals pending. Not under construction | 42
2022 | 9 | 63828 | Empire Community Solar LLC | IPP | Holley Road Solar | NY | 64240 | #0879 | 20 | Solar Photovoltaic | SUN | PV | (P) Planned for installation, but regulatory approvals not initiated | 20
2022 | 9 | 62806 | Guernsey Power Station LLC | IPP | Guernsey Power Station | OH | 62949 | GPS2 | 612 | Natural Gas Fired Combined Cycle | NG | CS | (L) Regulatory approvals pending. Not under construction | 685
2022 | 9 | 63416 | Ho'Ohana Solar 1 LLC | IPP | Ho'Ohana Solar 1 | HI | 63723 | H0001 | 52 | Solar Photovoltaic | SUN | PV | (P) Planned for installation, but regulatory approvals not initiated | 52
2022 | 9 | 63416 | Ho'Ohana Solar 1 LLC | IPP | Ho'Ohana Solar 1 | HI | 63723 | HESS1 | 52 | Batteries | MWH | BA | (P) Planned for installation, but regulatory approvals not initiated | 52
2022 | 9 | 63636 | Homestead Fuel Cell 1, LLC | IPP | Homestead Fuel Cell | CT | 63980 | MM50 | 2.8 | Other Natural Gas | NG | FC | (P) Planned for installation, but regulatory approvals not initiated | 2.8
2022 | 9 | 63636 | Homestead Fuel Cell 1, LLC | IPP | Homestead Fuel Cell | CT | 63980 | MM51 | 2.8 | Other Natural Gas | NG | FC | (P) Planned for installation, but regulatory approvals not initiated | 2.8
2022 | 9 | 63636 | Homestead Fuel Cell 1, LLC | IPP | Homestead Fuel Cell | CT | 63980 | MM52 | 2.8 | Other Natural Gas | NG | FC | (P) Planned for installation, but regulatory approvals not initiated | 2.8
2022 | 9 | 62842 | Lightsource Renewable Energy Asset Management, LLC | IPP | Happy Solar 1 | AR | 63766 | ARHA1 | 95 | Solar Photovoltaic | SUN | PV | (P) Planned for installation, but regulatory approvals not initiated | 95
2022 | 9 | 59489 | Perennial-Wind Chaser LLC | IPP | Perennial Wind Chaser Station | OR | 59721 | GT1 | 98.7 | Natural Gas Fired Combustion Turbine | NG | GT | (U) Under construction, less than or equal to 50 percent complete | 106
2022 | 9 | 59489 | Perennial-Wind Chaser LLC | IPP | Perennial Wind Chaser Station | OR | 59721 | GT2 | 98.7 | Natural Gas Fired Combustion Turbine | NG | GT | (U) Under construction, less than or equal to 50 percent complete | 106
2022 | 9 | 59489 | Perennial-Wind Chaser LLC | IPP | Perennial Wind Chaser Station | OR | 59721 | GT3 | 98.7 | Natural Gas Fired Combustion Turbine | NG | GT | (U) Under construction, less than or equal to 50 percent complete | 106
2022 | 9 | 59489 | Perennial-Wind Chaser LLC | IPP | Perennial Wind Chaser Station | OR | 59721 | GT4 | 98.7 | Natural Gas Fired Combustion Turbine | NG | GT | (U) Under construction, less than or equal to 50 percent complete | 106
2022 | 9 | 63759 | Triple Oak Power LLC | IPP | Jawbone Wind Project | MT | 58175 | JWPI | 80 | Onshore Wind Turbine | WND | WT | (U) Under construction, less than or equal to 50 percent complete | 80
2022 | 10 | 62709 | Bakerstand Solar LLC | IPP | Bakerstand Solar (NY) | NY | 62811 | BKSTD | 20 | Solar Photovoltaic | SUN | PV | (P) Planned for installation, but regulatory approvals not initiated | 20
2022 | 10 | 58391 | Chilocco Wind Farm LLC | IPP | Chilocco Wind Farm | OK | 58406 | 1 | 200 | Onshore Wind Turbine | WND | WT | (U) Under construction, less than or equal to 50 percent complete | 200
2022 | 10 | 59319 | Cotton Solar, LLC | IPP | Cotton Solar | SC | 59572 | PV1 | 16 | Solar Photovoltaic | SUN | PV | (L) Regulatory approvals pending. Not under construction | 16
2022 | 10 | 62806 | Guernsey Power Station LLC | IPP | Guernsey Power Station | OH | 62949 | GPS3 | 612 | Natural Gas Fired Combined Cycle | NG | CS | (L) Regulatory approvals pending. Not under construction | 685
2022 | 10 | 63638 | Horseshoe Solar, LLC | IPP | Horseshoe Solar, LLC | UT | 63984 | HSS | 75 | Solar Photovoltaic | SUN | PV | (P) Planned for installation, but regulatory approvals not initiated | 75
2022 | 10 | 59761 | McLean Homestead, LLC | IPP | McLean Homestead | NC | 60020 | PV1 | 4.9 | Solar Photovoltaic | SUN | PV | (L) Regulatory approvals pending. Not under construction | 4.9
2022 | 10 | 63639 | Rocket Solar, LLC | IPP | Rocket Solar, LLC | UT | 63983 | RS | 80 | Solar Photovoltaic | SUN | PV | (P) Planned for installation, but regulatory approvals not initiated | 80
2022 | 10 | 63541 | SunEast Tabletop Solar LLC | IPP | SunEast Tabletop Solar Project | NY | 63867 | Q#869 | 80 | Solar Photovoltaic | SUN | PV | (P) Planned for installation, but regulatory approvals not initiated | 80
2022 | 10 | 59056 | Tri Global Energy, LLC | IPP | Water Valley Wind Energy | TX | 62846 | WWE1 | 150 | Onshore Wind Turbine | WND | WT | (P) Planned for installation, but regulatory approvals not initiated | 150
2022 | 11 | 60797 | 68SF 8me LLC | IPP | Eland Solar & Storage Center, Phase 1 Hybrid | CA | 61168 | 61168 | 150 | Batteries | MWH | BA | (P) Planned for installation, but regulatory approvals not initiated | 150
2022 | 11 | 60797 | 68SF 8me LLC | IPP | Eland Solar & Storage Center, Phase 1 Hybrid | CA | 61168 | 68SF8 | 200 | Solar Photovoltaic | SUN | PV | (P) Planned for installation, but regulatory approvals not initiated | 200
2022 | 11 | 61012 | AES Distributed Energy | IPP | AES Waikoloa Solar Hybrid | HI | 63900 | KLOAB | 30 | Batteries | MWH | BA | (L) Regulatory approvals pending. Not under construction | 30
2022 | 11 | 61012 | AES Distributed Energy | IPP | AES Waikoloa Solar Hybrid | HI | 63900 | YKLOA | 30 | Solar Photovoltaic | SUN | PV | (L) Regulatory approvals pending. Not under construction | 30
2022 | 11 | 15399 | Avangrid Renewables LLC | IPP | Bakeoven Solar | OR | 63507 | BOS2 | 140 | Solar Photovoltaic | SUN | PV | (P) Planned for installation, but regulatory approvals not initiated | 140
2022 | 11 | 62734 | Blue Marmot IX LLC | IPP | Blue Marmot IX | OR | 62867 | DVRO | 9.8 | Solar Photovoltaic | SUN | PV | (L) Regulatory approvals pending. Not under construction | 10
2022 | 11 | 62735 | Blue Marmot V LLC | IPP | Blue Marmot V | OR | 62866 | DNZE | 9.8 | Solar Photovoltaic | SUN | PV | (L) Regulatory approvals pending. Not under construction | 10
2022 | 11 | 62736 | Blue Marmot VI LLC | IPP | Blue Marmot VI | OR | 62865 | DNZW | 9.8 | Solar Photovoltaic | SUN | PV | (L) Regulatory approvals pending. Not under construction | 10
2022 | 11 | 62737 | Blue Marmot VII LLC | IPP | Blue Marmot VII | OR | 62864 | RSHEI | 9.8 | Solar Photovoltaic | SUN | PV | (L) Regulatory approvals pending. Not under construction | 10
2022 | 11 | 62738 | Blue Marmot VIII LLC | IPP | Blue Marmot VIII | OR | 62863 | PRMLE | 9.8 | Solar Photovoltaic | SUN | PV | (L) Regulatory approvals pending. Not under construction | 10
2022 | 11 | 63526 | Chestnut Westside, LLC | IPP | Chestnut | CA | 63849 | CHNUT | 150.6 | Solar Photovoltaic | SUN | PV | (T) Regulatory approvals received. Not under construction | 150.6
2022 | 11 | 7140 | Georgia Power Co | Electric Utility | Vogtle | GA | 649 | 4 | 1100 | Nuclear | NUC | ST | (U) Under construction, less than or equal to 50 percent complete | 1100
2022 | 11 | 63726 | Renewable Energy Ventures LLC | IPP | Forest Grove - Dodd | TX | 64131 | FGPV1 | 400 | Solar Photovoltaic | SUN | PV | (P) Planned for installation, but regulatory approvals not initiated | 400.6
2022 | 11 | 63726 | Renewable Energy Ventures LLC | IPP | Oak Hill - Dry Creek | TX | 64132 | PV1 | 390 | Solar Photovoltaic | SUN | PV | (P) Planned for installation, but regulatory approvals not initiated | 390.9
2022 | 12 | 61222 | 174 Power Global Corp. | IPP | Atlas | AZ | 63798 | ATL01 | 300 | Solar Photovoltaic | SUN | PV | (P) Planned for installation, but regulatory approvals not initiated | 300
2022 | 12 | 61222 | 174 Power Global Corp. | IPP | Atlas | AZ | 63798 | ATLB1 | 300 | Batteries | MWH | BA | (P) Planned for installation, but regulatory approvals not initiated | 300
2022 | 12 | 61012 | AES Distributed Energy | IPP | AES Maui Kuihelani Solar Hybrid | HI | 64256 | KLNIB | 60 | Batteries | MWH | BA | (T) Regulatory approvals received. Not under construction | 60
2022 | 12 | 61012 | AES Distributed Energy | IPP | AES Maui Kuihelani Solar Hybrid | HI | 64256 | KULNI | 60 | Solar Photovoltaic | SUN | PV | (T) Regulatory approvals received. Not under construction | 60
2022 | 12 | 63448 | Aiya Solar CEI, LLC | IPP | Aiya Solar Project | NV | 59869 | GEN01 | 100 | Solar Photovoltaic | SUN | PV | (P) Planned for installation, but regulatory approvals not initiated | 100
2022 | 12 | 63494 | Allora Solar, LLC | IPP | Allora Solar, LLC | SC | 63808 | PGR30 | 75 | Solar Photovoltaic | SUN | PV | (L) Regulatory approvals pending. Not under construction | 75
2022 | 12 | 63803 | Apex Solar LLC | IPP | Rattlesnake Solar | MT | 64189 | RSNAK | 80 | Solar Photovoltaic | SUN | PV | (P) Planned for installation, but regulatory approvals not initiated | 80
2022 | 12 | 61768 | Arrow Canyon Solar LLC | IPP | Arrow Canyon Solar Hybrid | NV | 62248 | 1 | 200 | Solar Photovoltaic | SUN | PV | (P) Planned for installation, but regulatory approvals not initiated | 200
2022 | 12 | 61768 | Arrow Canyon Solar LLC | IPP | Arrow Canyon Solar Hybrid | NV | 62248 | 2 | 75 | Batteries | MWH | BA | (P) Planned for installation, but regulatory approvals not initiated | 75
2022 | 12 | 15399 | Avangrid Renewables LLC | IPP | Midland Wind | IL | 63003 | 1 | 115 | Onshore Wind Turbine | WND | WT | (P) Planned for installation, but regulatory approvals not initiated | 115
2022 | 12 | 63793 | Bear Branch Solar | IPP | Bear Branch Solar | NC | 64168 | GEN | 35 | Solar Photovoltaic | SUN | PV | (L) Regulatory approvals pending. Not under construction | 35
2022 | 12 | 63421 | Biggs Ford Solar Center, LLC | IPP | Biggs Ford Solar Center | MD | 61321 | BFSC | 15 | Solar Photovoltaic | SUN | PV | (P) Planned for installation, but regulatory approvals not initiated | 15
2022 | 12 | 61386 | C4GT, LLC | IPP | C4GT | VA | 61760 | C4GT | 1060 | Natural Gas Fired Combined Cycle | NG | CC | (T) Regulatory approvals received. Not under construction | 1060
2022 | 12 | 59432 | Clear Creek Power | IPP | Highland Park Project | CO | 59659 | HPWT | 181 | Onshore Wind Turbine | WND | WT | (P) Planned for installation, but regulatory approvals not initiated | 181
2022 | 12 | 56769 | Consolidated Edison Development Inc. | IPP | Burt County Wind | NE | 61511 | BCNE | 75 | Onshore Wind Turbine | WND | WT | (L) Regulatory approvals pending. Not under construction | 75
2022 | 12 | 54803 | Dynegy Oakland, LLC | IPP | Dynegy Oakland Power Plant | CA | 6211 | GEN4 | 36.3 | Batteries | MWH | BA | (P) Planned for installation, but regulatory approvals not initiated | 36.3
2022 | 12 | 62760 | EDPR CA Solar Park VI LLC | IPP | EDPR CA Solar Park VI LLC (CA) Hybrid | CA | 62892 | SONR2 | 40 | Batteries | MWH | BA | (T) Regulatory approvals received. Not under construction | 40
2022 | 12 | 62760 | EDPR CA Solar Park VI LLC | IPP | EDPR CA Solar Park VI LLC (CA) Hybrid | CA | 62892 | SONRI | 200 | Solar Photovoltaic | SUN | PV | (T) Regulatory approvals received. Not under construction | 201
2022 | 12 | 62742 | ENEL BELLA ENERGY STORAGE, LLC | IPP | Goleta Grid Resiliency | CA | 63736 | BESS1 | 10 | Batteries | MWH | BA | (L) Regulatory approvals pending. Not under construction | 10
2022 | 12 | 63559 | Edmondson Ranch Wind, LLC | IPP | Edmondson Ranch Wind, LLC | TX | 63890 | ERWE | 293.3 | Onshore Wind Turbine | WND | WT | (L) Regulatory approvals pending. Not under construction | 293.3
2022 | 12 | 59380 | Enel Green Power NA, Inc. | IPP | Cascade Energy Storage, LLC | CA | 61801 | 10002 | 25 | Batteries | MWH | BA | (L) Regulatory approvals pending. Not under construction | 25
2022 | 12 | 59380 | Enel Green Power NA, Inc. | IPP | Sierra Energy Storage, LLC | CA | 61803 | 10003 | 10 | Batteries | MWH | BA | (L) Regulatory approvals pending. Not under construction | 10
2022 | 12 | 56615 | First Solar Project Development | IPP | Portal Ridge Solar A, LLC | CA | 60309 | GEN01 | 18.5 | Solar Photovoltaic | SUN | PV | (L) Regulatory approvals pending. Not under construction | 18.5
2022 | 12 | 56615 | First Solar Project Development | IPP | Willow Spring Solar 3, LLC | CA | 60325 | GEN01 | 75 | Solar Photovoltaic | SUN | PV | (T) Regulatory approvals received. Not under construction | 75
2022 | 12 | 56615 | First Solar Project Development | IPP | Windhub Solar B, LLC | CA | 59969 | GEN01 | 20 | Solar Photovoltaic | SUN | PV | (L) Regulatory approvals pending. Not under construction | 20
2022 | 12 | 60411 | Friesian Holdings, LLC | IPP | Friesian Holdings | NC | 60692 | PV1 | 75 | Solar Photovoltaic | SUN | PV | (L) Regulatory approvals pending. Not under construction | 75
2022 | 12 | 61736 | Gaines Solar | IPP | Gaines Solar | SC | 62216 | 41 | 2 | Solar Photovoltaic | SUN | PV | (T) Regulatory approvals received. Not under construction | 2
2022 | 12 | 58880 | Gallegos Wind Farm LLC | IPP | Gallegos Wind Farm, Phase 1 | NM | 59047 | GEN 1 | 180 | Onshore Wind Turbine | WND | WT | (P) Planned for installation, but regulatory approvals not initiated | 180
2022 | 12 | 62008 | Hale Kuawehi Solar LLC | IPP | Hale Kuawehi Solar Hybrid | HI | 62529 | HKBA | 30 | Batteries | MWH | BA | (P) Planned for installation, but regulatory approvals not initiated | 30
2022 | 12 | 62008 | Hale Kuawehi Solar LLC | IPP | Hale Kuawehi Solar Hybrid | HI | 62529 | HKSOL | 30 | Solar Photovoltaic | SUN | PV | (P) Planned for installation, but regulatory approvals not initiated | 30
2022 | 12 | 61638 | Harrison Power LLC | IPP | Cadiz Power Plant | OH | 62153 | GEN 1 | 550 | Natural Gas Fired Combined Cycle | NG | CS | (P) Planned for installation, but regulatory approvals not initiated | 660
2022 | 12 | 61638 | Harrison Power LLC | IPP | Cadiz Power Plant | OH | 62153 | GEN 2 | 550 | Natural Gas Fired Combined Cycle | NG | CS | (P) Planned for installation, but regulatory approvals not initiated | 660
2022 | 12 | 63837 | Hecate Energy Frye Solar LLC | IPP | Hecate Energy Frye Solar LLC | TX | 64233 | 80995 | 500 | Solar Photovoltaic | SUN | PV | (P) Planned for installation, but regulatory approvals not initiated | 500
2022 | 12 | 63792 | Hornet Solar | IPP | Hornet Solar | NC | 64167 | GEN | 75 | Solar Photovoltaic | SUN | PV | (L) Regulatory approvals pending. Not under construction | 75
2022 | 12 | 63791 | Hunters Cove Solar | IPP | Hunters Cove Solar | NC | 64166 | GEN | 50 | Solar Photovoltaic | SUN | PV | (L) Regulatory approvals pending. Not under construction | 50
2022 | 12 | 49893 | Invenergy Services LLC | IPP | Samson Solar Energy | TX | 63211 | GEN1 | 250 | Solar Photovoltaic | SUN | PV | (U) Under construction, less than or equal to 50 percent complete | 250
2022 | 12 | 49893 | Invenergy Services LLC | IPP | Tip Top Solar Energy Center LLC | NM | 63028 | GEN1 | 220 | Solar Photovoltaic | SUN | PV | (P) Planned for installation, but regulatory approvals not initiated | 220
2022 | 12 | 58804 | Lake Erie Energy Development Corp | IPP | Icebreaker Offshore Wind Farm | OH | 58941 | WTG1 | 3.4 | Offshore Wind Turbine | WND | WS | (L) Regulatory approvals pending. Not under construction | 3.4
2022 | 12 | 58804 | Lake Erie Energy Development Corp | IPP | Icebreaker Offshore Wind Farm | OH | 58941 | WTG2 | 3.4 | Offshore Wind Turbine | WND | WS | (L) Regulatory approvals pending. Not under construction | 3.4
2022 | 12 | 58804 | Lake Erie Energy Development Corp | IPP | Icebreaker Offshore Wind Farm | OH | 58941 | WTG3 | 3.4 | Offshore Wind Turbine | WND | WS | (L) Regulatory approvals pending. Not under construction | 3.4
2022 | 12 | 58804 | Lake Erie Energy Development Corp | IPP | Icebreaker Offshore Wind Farm | OH | 58941 | WTG4 | 3.4 | Offshore Wind Turbine | WND | WS | (L) Regulatory approvals pending. Not under construction | 3.4
2022 | 12 | 58804 | Lake Erie Energy Development Corp | IPP | Icebreaker Offshore Wind Farm | OH | 58941 | WTG5 | 3.4 | Offshore Wind Turbine | WND | WS | (L) Regulatory approvals pending. Not under construction | 3.4
2022 | 12 | 58804 | Lake Erie Energy Development Corp | IPP | Icebreaker Offshore Wind Farm | OH | 58941 | WTG6 | 3.4 | Offshore Wind Turbine | WND | WS | (L) Regulatory approvals pending. Not under construction | 3.4
2022 | 12 | 61596 | Lincoln Land Energy Center LLC | IPP | Lincoln Land Energy Center | IL | 62022 | GEN1 | 520 | Natural Gas Fired Combined Cycle | NG | CS | (P) Planned for installation, but regulatory approvals not initiated | 638.4
2022 | 12 | 61596 | Lincoln Land Energy Center LLC | IPP | Lincoln Land Energy Center | IL | 62022 | GEN2 | 520 | Natural Gas Fired Combined Cycle | NG | CS | (P) Planned for installation, but regulatory approvals not initiated | 638.4
2022 | 12 | 62663 | Lock 13 Hydro Partners | IPP | Evelyn Hydroelectric Project | KY | 62748 | 1 | 0.6 | Conventional Hydroelectric | WAT | HY | (L) Regulatory approvals pending. Not under construction | 0.6
2022 | 12 | 62663 | Lock 13 Hydro Partners | IPP | Evelyn Hydroelectric Project | KY | 62748 | 2 | 0.6 | Conventional Hydroelectric | WAT | HY | (L) Regulatory approvals pending. Not under construction | 0.6
2022 | 12 | 62663 | Lock 13 Hydro Partners | IPP | Evelyn Hydroelectric Project | KY | 62748 | 3 | 0.6 | Conventional Hydroelectric | WAT | HY | (L) Regulatory approvals pending. Not under construction | 0.6
2022 | 12 | 62663 | Lock 13 Hydro Partners | IPP | Evelyn Hydroelectric Project | KY | 62748 | 4 | 0.6 | Conventional Hydroelectric | WAT | HY | (L) Regulatory approvals pending. Not under construction | 0.6
2022 | 12 | 62663 | Lock 13 Hydro Partners | IPP | Evelyn Hydroelectric Project | KY | 62748 | 5 | 0.6 | Conventional Hydroelectric | WAT | HY | (L) Regulatory approvals pending. Not under construction | 0.6
2022 | 12 | 63672 | MTSUN LLC | IPP | MTSUN | MT | 64032 | MTSUN | 80 | Solar Photovoltaic | SUN | PV | (T) Regulatory approvals received. Not under construction | 80
2022 | 12 | 61422 | Mason Dixon Solar Center, LLC | IPP | Mason Dixon Solar Center | MD | 61797 | PV | 20 | Solar Photovoltaic | SUN | PV | (P) Planned for installation, but regulatory approvals not initiated | 20
2022 | 12 | 63427 | Neptune Energy Center, LLC | IPP | Neptune Energy Center Hybrid | CO | 63731 | NT125 | 125 | Batteries | MWH | BA | (P) Planned for installation, but regulatory approvals not initiated | 125
2022 | 12 | 63427 | Neptune Energy Center, LLC | IPP | Neptune Energy Center Hybrid | CO | 63731 | NT325 | 250 | Solar Photovoltaic | SUN | PV | (P) Planned for installation, but regulatory approvals not initiated | 250
2022 | 12 | 63238 | OE_ALC | IPP | AL Solar C LLC | AL | 63513 | OEALC | 80 | Solar Photovoltaic | SUN | PV | (T) Regulatory approvals received. Not under construction | 80
2022 | 12 | 63574 | Otter Creek Solar LLC | IPP | Otter Creek Solar | VA | 63909 | OTTER | 60 | Solar Photovoltaic | SUN | PV | (L) Regulatory approvals pending. Not under construction | 60
2022 | 12 | 62036 | Paeahu Solar LLC | IPP | Paeahu Solar Hybrid | HI | 62534 | PHBA | 15 | Batteries | MWH | BA | (P) Planned for installation, but regulatory approvals not initiated | 15
2022 | 12 | 62036 | Paeahu Solar LLC | IPP | Paeahu Solar Hybrid | HI | 62534 | PHSOL | 15 | Solar Photovoltaic | SUN | PV | (P) Planned for installation, but regulatory approvals not initiated | 15
2022 | 12 | 63501 | Panther Grove Wind, LLC | IPP | Panther Grove Wind, LLC | IL | 63818 | 78787 | 400 | Onshore Wind Turbine | WND | WT | (P) Planned for installation, but regulatory approvals not initiated | 400
2022 | 12 | 58842 | Power Company of Wyoming LLC | IPP | Chokecherry and Sierra Madre Wind | WY | 58987 | I-A | 500 | Onshore Wind Turbine | WND | WT | (U) Under construction, less than or equal to 50 percent complete | 500
2022 | 12 | 61069 | RE Gaskell West LLC | IPP | RE Gaskell West 2 LLC | CA | 61446 | PV2 | 45 | Solar Photovoltaic | SUN | PV | (P) Planned for installation, but regulatory approvals not initiated | 45
2022 | 12 | 61069 | RE Gaskell West LLC | IPP | RE Gaskell West 3 LLC | CA | 61447 | PV3 | 20 | Solar Photovoltaic | SUN | PV | (P) Planned for installation, but regulatory approvals not initiated | 20
2022 | 12 | 61069 | RE Gaskell West LLC | IPP | RE Gaskell West 4 LLC | CA | 61448 | PV4 | 20 | Solar Photovoltaic | SUN | PV | (P) Planned for installation, but regulatory approvals not initiated | 20
2022 | 12 | 61069 | RE Gaskell West LLC | IPP | RE Gaskell West 5 LLC | CA | 61449 | PV5 | 20 | Solar Photovoltaic | SUN | PV | (P) Planned for installation, but regulatory approvals not initiated | 20
2022 | 12 | 56215 | RWE Renewables Americas LLC | IPP | Coyote Crest Wind Farm | WA | 58778 | 1 | 127.5 | Onshore Wind Turbine | WND | WT | (L) Regulatory approvals pending. Not under construction | 127.5
2022 | 12 | 56215 | RWE Renewables Americas LLC | IPP | Fifth Standard Solar PV, LLC | CA | 64197 | FTHSB | 117 | Batteries | MWH | BA | (L) Regulatory approvals pending. Not under construction | 117
2022 | 12 | 56215 | RWE Renewables Americas LLC | IPP | Fifth Standard Solar PV, LLC | CA | 64197 | FTHSS | 150 | Solar Photovoltaic | SUN | PV | (L) Regulatory approvals pending. Not under construction | 150
2022 | 12 | 56215 | RWE Renewables Americas LLC | IPP | Willowbrook Solar I, LLC | OH | 63877 | WBS | 150 | Solar Photovoltaic | SUN | PV | (L) Regulatory approvals pending. Not under construction | 150
2022 | 12 | 21554 | Seminole Electric Cooperative Inc | Electric Utility | Seminole (FL) | FL | 136 | CT1 | 349.8 | Natural Gas Fired Combined Cycle | NG | CT | (L) Regulatory approvals pending. Not under construction | 384.2
2022 | 12 | 21554 | Seminole Electric Cooperative Inc | Electric Utility | Seminole (FL) | FL | 136 | CT2 | 349.8 | Natural Gas Fired Combined Cycle | NG | CT | (L) Regulatory approvals pending. Not under construction | 384.2
2022 | 12 | 21554 | Seminole Electric Cooperative Inc | Electric Utility | Seminole (FL) | FL | 136 | ST | 396.6 | Natural Gas Fired Combined Cycle | NG | CA | (L) Regulatory approvals pending. Not under construction | 414.8
2022 | 12 | 63454 | Thunder Wolf Energy Center, LLC | IPP | Thunder Wolf Energy Center Hybrid | CO | 63776 | TW100 | 100 | Batteries | MWH | BA | (P) Planned for installation, but regulatory approvals not initiated | 100
2022 | 12 | 63454 | Thunder Wolf Energy Center, LLC | IPP | Thunder Wolf Energy Center Hybrid | CO | 63776 | TW300 | 200 | Solar Photovoltaic | SUN | PV | (U) Under construction, less than or equal to 50 percent complete | 200
2022 | 12 | 63561 | TransAlta Holdings U.S. Inc. | IPP | Tono Solar | WA | 63902 | TSPV1 | 80 | Solar Photovoltaic | SUN | PV | (P) Planned for installation, but regulatory approvals not initiated | 80
2023 | 1 | 59315 | Bradley Farm LLC | IPP | Bradley Farm (Dudley) | NC | 62593 | PV1 | 5 | Solar Photovoltaic | SUN | PV | (P) Planned for installation, but regulatory approvals not initiated | 5
2023 | 1 | 60836 | NTE Connecticut, LLC | IPP | Killingly Energy Center | CT | 61239 | KEC | 374.3 | Natural Gas Fired Combined Cycle | NG | CT | (L) Regulatory approvals pending. Not under construction | 501
2023 | 1 | 60836 | NTE Connecticut, LLC | IPP | Killingly Energy Center | CT | 61239 | KEC2 | 257.6 | Natural Gas Fired Combined Cycle | NG | CA | (L) Regulatory approvals pending. Not under construction | 312.8
2023 | 1 | 18454 | Tampa Electric Co | Electric Utility | Big Bend | FL | 645 | BBST1 | 335 | Natural Gas Steam Turbine | NG | ST | (P) Planned for installation, but regulatory approvals not initiated | 445.5
2023 | 2 | 59966 | ESC Harrison County Power | IPP | ESC Harrison County Power | WV | 60206 | HCCA1 | 205.4 | Natural Gas Fired Combined Cycle | NG | CA | (P) Planned for installation, but regulatory approvals not initiated | 207.4
2023 | 2 | 59966 | ESC Harrison County Power | IPP | ESC Harrison County Power | WV | 60206 | HCCT1 | 319.1 | Natural Gas Fired Combined Cycle | NG | CT | (P) Planned for installation, but regulatory approvals not initiated | 371.5
2023 | 3 | 15399 | Avangrid Renewables LLC | IPP | Great Bear Solar, LLC | OH | 64073 | GBS | 46 | Solar Photovoltaic | SUN | PV | (P) Planned for installation, but regulatory approvals not initiated | 46
2023 | 3 | 59365 | Capital Power Corporation | IPP | Garrison Butte Wind, LLC | ND | 60066 | GEN | 150 | Onshore Wind Turbine | WND | WT | (P) Planned for installation, but regulatory approvals not initiated | 150
2023 | 3 | 56615 | First Solar Project Development | IPP | Desert Quartzite | CA | 59871 | GEN01 | 480 | Solar Photovoltaic | SUN | PV | (T) Regulatory approvals received. Not under construction | 480
2023 | 3 | 61130 | Helix Ravenswood, LLC | IPP | Ravenswood | NY | 2500 | RWES1 | 129 | Batteries | MWH | BA | (L) Regulatory approvals pending. Not under construction | 129
2023 | 3 | 61130 | Helix Ravenswood, LLC | IPP | Ravenswood | NY | 2500 | RWES2 | 98 | Batteries | MWH | BA | (L) Regulatory approvals pending. Not under construction | 98
2023 | 3 | 61130 | Helix Ravenswood, LLC | IPP | Ravenswood | NY | 2500 | RWES3 | 89 | Batteries | MWH | BA | (L) Regulatory approvals pending. Not under construction | 89
2023 | 3 | 17609 | Southern California Edison Co | Electric Utility | Cadillac Battery Energy Storage Facility | CA | 63326 | CAD1 | 3.5 | Batteries | MWH | BA | (T) Regulatory approvals received. Not under construction | 3.5
2023 | 3 | 17609 | Southern California Edison Co | Electric Utility | Yorktown Battery Energy Storage Facility | CA | 63325 | YORK1 | 3 | Batteries | MWH | BA | (T) Regulatory approvals received. Not under construction | 3
2023 | 4 | 61818 | CC Polymers LLC | Industrial | M&G Resins USA | TX | 60642 | 1 | 11.7 | All Other | WH | OT | (P) Planned for installation, but regulatory approvals not initiated | 14.3
2023 | 4 | 61818 | CC Polymers LLC | Industrial | M&G Resins USA | TX | 60642 | 2 | 11.7 | All Other | WH | OT | (P) Planned for installation, but regulatory approvals not initiated | 14.3
2023 | 4 | 17568 | Cooperative Energy | Electric Utility | R D Morrow | MS | 6061 | MOR1 | 514 | Natural Gas Fired Combined Cycle | NG | CC | (L) Regulatory approvals pending. Not under construction | 550
2023 | 5 | 63601 | CPV Three Rivers, LLC | IPP | CPV Three Rivers Energy Center | IL | 63931 | GEN1 | 607 | Natural Gas Fired Combined Cycle | NG | CS | (P) Planned for installation, but regulatory approvals not initiated | 650
2023 | 5 | 63601 | CPV Three Rivers, LLC | IPP | CPV Three Rivers Energy Center | IL | 63931 | GEN2 | 607 | Natural Gas Fired Combined Cycle | NG | CS | (P) Planned for installation, but regulatory approvals not initiated | 650
2023 | 5 | 62733 | Cranberry Point Energy Storage LLC | IPP | Cranberry Point Energy Storage | MA | 62844 | NA | 150 | Batteries | MWH | BA | (P) Planned for installation, but regulatory approvals not initiated | 150
2023 | 5 | 5701 | El Paso Electric Co | Electric Utility | Newman | TX | 3456 | 6 | 227.8 | Natural Gas Fired Combustion Turbine | NG | GT | (P) Planned for installation, but regulatory approvals not initiated | 227.8
2023 | 5 | 58766 | FGE Texas II LLC | IPP | FGE Texas II | TX | 58930 | CA1 | 249.9 | Natural Gas Fired Combined Cycle | NG | CA | (T) Regulatory approvals received. Not under construction | 265.2
2023 | 5 | 58766 | FGE Texas II LLC | IPP | FGE Texas II | TX | 58930 | GT1 | 226.7 | Natural Gas Fired Combined Cycle | NG | CT | (T) Regulatory approvals received. Not under construction | 238.9
2023 | 5 | 58766 | FGE Texas II LLC | IPP | FGE Texas II | TX | 58930 | GT2 | 226.7 | Natural Gas Fired Combined Cycle | NG | CT | (T) Regulatory approvals received. Not under construction | 238.9
2023 | 5 | 55983 | Luminant Generation Company LLC | IPP | Hallmark | TX | 63234 | UNIT1 | 42 | Solar Photovoltaic | SUN | PV | (L) Regulatory approvals pending. Not under construction | 42
2023 | 5 | 12199 | Montana-Dakota Utilities Co | Electric Utility | R M Heskett | ND | 2790 | 4 | 88 | Natural Gas Fired Combustion Turbine | NG | GT | (P) Planned for installation, but regulatory approvals not initiated | 88
2023 | 5 | 189 | PowerSouth Energy Cooperative | Electric Utility | Lowman Energy Center | AL | 56 | LEC1 | 385 | Natural Gas Fired Combined Cycle | NG | CT | (T) Regulatory approvals received. Not under construction | 454.5
2023 | 5 | 189 | PowerSouth Energy Cooperative | Electric Utility | Lowman Energy Center | AL | 56 | LEC2 | 245 | Natural Gas Fired Combined Cycle | NG | CA | (T) Regulatory approvals received. Not under construction | 272.2
2023 | 6 | 63806 | 26SB 8me LLC | IPP | Bellefield 2 Solar & Energy Storage Farm | CA | 64209 | 26SBA | 500 | Solar Photovoltaic | SUN | PV | (P) Planned for installation, but regulatory approvals not initiated | 500
2023 | 6 | 63806 | 26SB 8me LLC | IPP | Bellefield 2 Solar & Energy Storage Farm | CA | 64209 | 26SBB | 500 | Batteries | MWH | BA | (P) Planned for installation, but regulatory approvals not initiated | 500
2023 | 6 | 63807 | 302PN 8me LLC | IPP | Red Antelope Solar & Energy Storage Farm | AZ | 64208 | 30PNA | 500 | Solar Photovoltaic | SUN | PV | (P) Planned for installation, but regulatory approvals not initiated | 500
2023 | 6 | 63807 | 302PN 8me LLC | IPP | Red Antelope Solar & Energy Storage Farm | AZ | 64208 | 30PNB | 500 | Batteries | MWH | BA | (P) Planned for installation, but regulatory approvals not initiated | 500
2023 | 6 | 63520 | 326FW 8me LLC | IPP | Arida Solar | NV | 63841 | ARIDA | 370 | Solar Photovoltaic | SUN | PV | (P) Planned for installation, but regulatory approvals not initiated | 370
2023 | 6 | 63825 | 45MG 8me LLC | IPP | Aratina Solar Center 2 | CA | 64215 | 45MGA | 200 | Solar Photovoltaic | SUN | PV | (P) Planned for installation, but regulatory approvals not initiated | 200
2023 | 6 | 63825 | 45MG 8me LLC | IPP | Aratina Solar Center 2 | CA | 64215 | 45MGB | 200 | Batteries | MWH | BA | (P) Planned for installation, but regulatory approvals not initiated | 200
2023 | 6 | 63805 | 50LW 8me LLC | IPP | Bellefield Solar and Energy Storage Farm | CA | 64210 | 50LWA | 500 | Solar Photovoltaic | SUN | PV | (P) Planned for installation, but regulatory approvals not initiated | 500
2023 | 6 | 63805 | 50LW 8me LLC | IPP | Bellefield Solar and Energy Storage Farm | CA | 64210 | 50LWB | 500 | Batteries | MWH | BA | (P) Planned for installation, but regulatory approvals not initiated | 500
2023 | 6 | 63557 | Delilah Solar Energy III LLC | IPP | Delilah Solar Energy III LLC | TX | 63885 | GEN1 | 310 | Solar Photovoltaic | SUN | PV | (U) Under construction, less than or equal to 50 percent complete | 310
2023 | 6 | 63503 | Hardin Solar Energy II LLC | IPP | Hardin Solar Energy II LLC | OH | 63828 | GEN1 | 170 | Solar Photovoltaic | SUN | PV | (U) Under construction, less than or equal to 50 percent complete | 170
2023 | 6 | 63832 | Hecate Energy Harley Hand Solar LLC | IPP | Hecate Energy Harley Hand Solar LLC | TX | 64234 | 19936 | 500 | Solar Photovoltaic | SUN | PV | (P) Planned for installation, but regulatory approvals not initiated | 500
2023 | 6 | 13582 | NRG Astoria Gas Turbine Operations Inc | IPP | Astoria Gas Turbines | NY | 55243 | CTG01 | 431 | Natural Gas Fired Combustion Turbine | NG | GT | (L) Regulatory approvals pending. Not under construction | 431
2023 | 6 | 63554 | Samson Solar Energy II LLC | IPP | Samson Solar Energy II LLC | TX | 63882 | GEN1 | 200 | Solar Photovoltaic | SUN | PV | (U) Under construction, less than or equal to 50 percent complete | 200
2023 | 6 | 63555 | Samson Solar Energy III LLC | IPP | Samson Solar Energy III LLC | TX | 63883 | GEN1 | 250 | Solar Photovoltaic | SUN | PV | (U) Under construction, less than or equal to 50 percent complete | 250
2023 | 6 | 57109 | St Joseph Energy Center LLC | IPP | St Joseph Energy Center | IN | 57794 | ST2 | 232 | Natural Gas Fired Combined Cycle | NG | CA | (T) Regulatory approvals received. Not under construction | 260
2023 | 6 | 56789 | TBE Montgomery LLC | IPP | TBE-Montgomery LLC | NY | 57472 | CTG | 11.6 | Other Waste Biomass | OBG | CT | (U) Under construction, less than or equal to 50 percent complete | 12
2023 | 6 | 56789 | TBE Montgomery LLC | IPP | TBE-Montgomery LLC | NY | 57472 | STG | 7.4 | Other Waste Biomass | OBG | CA | (U) Under construction, less than or equal to 50 percent complete | 9
2023 | 6 | 63527 | Westlands Cherry, LLC | IPP | Cherry | CA | 63850 | CHERY | 249.7 | Solar Photovoltaic | SUN | PV | (L) Regulatory approvals pending. Not under construction | 249.7
2023 | 6 | 63528 | Westlands Grape, LLC | IPP | Grape | CA | 63851 | GRAPE | 246.4 | Solar Photovoltaic | SUN | PV | (L) Regulatory approvals pending. Not under construction | 246.4
2023 | 7 | 60798 | 69SV 8me LLC | IPP | Eland Solar & Storage Center, Phase 2 Hybrid | CA | 61169 | 61169 | 150 | Batteries | MWH | BA | (P) Planned for installation, but regulatory approvals not initiated | 150
2023 | 7 | 60798 | 69SV 8me LLC | IPP | Eland Solar & Storage Center, Phase 2 Hybrid | CA | 61169 | 69SV8 | 200 | Solar Photovoltaic | SUN | PV | (P) Planned for installation, but regulatory approvals not initiated | 200
2023 | 7 | 59434 | Mattawoman Energy, LLC | IPP | Mattawoman Energy Center | MD | 59662 | CGT11 | 286 | Natural Gas Fired Combined Cycle | NG | CC | (T) Regulatory approvals received. Not under construction | 286
2023 | 7 | 59434 | Mattawoman Energy, LLC | IPP | Mattawoman Energy Center | MD | 59662 | CGT12 | 286 | Natural Gas Fired Combined Cycle | NG | CC | (T) Regulatory approvals received. Not under construction | 286
2023 | 7 | 59434 | Mattawoman Energy, LLC | IPP | Mattawoman Energy Center | MD | 59662 | STG11 | 436 | Natural Gas Fired Combined Cycle | NG | CC | (T) Regulatory approvals received. Not under construction | 436
2023 | 7 | 60835 | NTE Carolinas II, LLC | IPP | Reidsville Energy Center | NC | 61240 | REC | 259 | Natural Gas Fired Combined Cycle | NG | CT | (T) Regulatory approvals received. Not under construction | 310.2
2023 | 7 | 60835 | NTE Carolinas II, LLC | IPP | Reidsville Energy Center | NC | 61240 | REC2 | 227 | Natural Gas Fired Combined Cycle | NG | CA | (T) Regulatory approvals received. Not under construction | 233.7
2023 | 9 | 62910 | 300MS 8me LLC | IPP | Southern Bighorn Solar Hybrid | NV | 63113 | BESS | 135 | Batteries | MWH | BA | (P) Planned for installation, but regulatory approvals not initiated | 135
2023 | 9 | 62910 | 300MS 8me LLC | IPP | Southern Bighorn Solar Hybrid | NV | 63113 | SBS | 300 | Solar Photovoltaic | SUN | PV | (P) Planned for installation, but regulatory approvals not initiated | 300
2023 | 9 | 58881 | Apex Bethel Energy Center | IPP | Apex Bethel Energy Center | TX | 59048 | ABEC1 | 158.5 | Natural Gas with Compressed Air Storage | NG | CE | (T) Regulatory approvals received. Not under construction | 158.5
2023 | 9 | 58881 | Apex Bethel Energy Center | IPP | Apex Bethel Energy Center | TX | 59048 | ABEC2 | 158.5 | Natural Gas with Compressed Air Storage | NG | CE | (T) Regulatory approvals received. Not under construction | 158.5
2023 | 9 | 7570 | Great River Energy | Electric Utility | Cambridge CT Hybrid | MN | 2038 | BA1 | 0.8 | Batteries | MWH | BA | (P) Planned for installation, but regulatory approvals not initiated | 1
2023 | 10 | 63579 | Illinois Winds LLC | IPP | Panther Creek Wind Project | IL | 63907 | WTGE | 44.5 | Onshore Wind Turbine | WND | WT | (T) Regulatory approvals received. Not under construction | 46
2023 | 10 | 61914 | Juwi Inc | IPP | Spanish Peaks Solar | CO | 62379 | 47301 | 100 | Solar Photovoltaic | SUN | PV | (P) Planned for installation, but regulatory approvals not initiated | 100
2023 | 10 | 60720 | Martinsdale Wind Farm LLC | IPP | Martinsdale Wind Farm | MT | 61108 | MTD | 80 | Onshore Wind Turbine | WND | WT | (P) Planned for installation, but regulatory approvals not initiated | 80
2023 | 10 | 61906 | Rye Development | IPP | Allegheny L&D2 Hydroelectric Project | PA | 62401 | NA1 | 2.5 | Conventional Hydroelectric | WAT | HY | (P) Planned for installation, but regulatory approvals not initiated | 4.5
2023 | 10 | 61906 | Rye Development | IPP | Arkabutla Lake Hydroelectric Project | MS | 62402 | NA1 | 1.5 | Conventional Hydroelectric | WAT | HY | (P) Planned for installation, but regulatory approvals not initiated | 2.5
2023 | 10 | 61906 | Rye Development | IPP | Beverly L&D Hydroelectric Project | OH | 62403 | NA1 | 1.2 | Conventional Hydroelectric | WAT | HY | (P) Planned for installation, but regulatory approvals not initiated | 1.5
2023 | 10 | 61906 | Rye Development | IPP | Devola L&D Hydroelectric Project | OH | 62435 | NA1 | 1 | Conventional Hydroelectric | WAT | HY | (P) Planned for installation, but regulatory approvals not initiated | 2
2023 | 10 | 61906 | Rye Development | IPP | Emsworth BC Hydroelectric Project | PA | 62434 | NA1 | 3 | Conventional Hydroelectric | WAT | HY | (P) Planned for installation, but regulatory approvals not initiated | 6
2023 | 10 | 61906 | Rye Development | IPP | Emsworth L&D Hydroelectric Project | PA | 62433 | NA1 | 5 | Conventional Hydroelectric | WAT | HY | (P) Planned for installation, but regulatory approvals not initiated | 8.5
2023 | 10 | 61906 | Rye Development | IPP | Enid Lake Hydroelectric Project | MS | 62432 | NA1 | 1.5 | Conventional Hydroelectric | WAT | HY | (P) Planned for installation, but regulatory approvals not initiated | 2.5
2023 | 10 | 61906 | Rye Development | IPP | Grays Landing L&D Hydroelectric Project | PA | 62388 | NA1 | 4.5 | Conventional Hydroelectric | WAT | HY | (P) Planned for installation, but regulatory approvals not initiated | 6
2023 | 10 | 61906 | Rye Development | IPP | Grenada Lake Hydroelectric Project | MS | 62430 | NA1 | 4 | Conventional Hydroelectric | WAT | HY | (P) Planned for installation, but regulatory approvals not initiated | 5
2023 | 10 | 61906 | Rye Development | IPP | KY No. 11 L&D Hydroelectric Project | KY | 62390 | NA1 | 0.3 | Conventional Hydroelectric | WAT | HY | (P) Planned for installation, but regulatory approvals not initiated | 0.5
2023 | 10 | 61906 | Rye Development | IPP | Lowell L&D Hydroelectric Project | OH | 62429 | NA1 | 2 | Conventional Hydroelectric | WAT | HY | (P) Planned for installation, but regulatory approvals not initiated | 2.5
2023 | 10 | 61906 | Rye Development | IPP | Maxwell L&D Hydroelectric Project | PA | 62385 | NA1 | 4.5 | Conventional Hydroelectric | WAT | HY | (P) Planned for installation, but regulatory approvals not initiated | 6
2023 | 10 | 61906 | Rye Development | IPP | Monongahela L&D4 Hydroelectric Project | PA | 62404 | NA1 | 4.5 | Conventional Hydroelectric | WAT | HY | (P) Planned for installation, but regulatory approvals not initiated | 6
2023 | 10 | 61906 | Rye Development | IPP | Montgomery L&D Hydroelectric Project | PA | 62400 | NA1 | 5.5 | Conventional Hydroelectric | WAT | HY | (P) Planned for installation, but regulatory approvals not initiated | 9.5
2023 | 10 | 61906 | Rye Development | IPP | Morgantown L&D Hydroelectric Project | WV | 62387 | NA1 | 1.5 | Conventional Hydroelectric | WAT | HY | (P) Planned for installation, but regulatory approvals not initiated | 2.5
2023 | 10 | 61906 | Rye Development | IPP | Opekiska L&D Hydroelectric Project | WV | 62386 | NA1 | 2 | Conventional Hydroelectric | WAT | HY | (P) Planned for installation, but regulatory approvals not initiated | 3
2023 | 10 | 61906 | Rye Development | IPP | Overton Hydroelectric Project | LA | 62391 | NA1 | 5.5 | Conventional Hydroelectric | WAT | HY | (P) Planned for installation, but regulatory approvals not initiated | 8.1
2023 | 10 | 61906 | Rye Development | IPP | Philo L&D Hydroelectric Project | OH | 62427 | NA1 | 1.2 | Conventional Hydroelectric | WAT | HY | (P) Planned for installation, but regulatory approvals not initiated | 1.5
2023 | 10 | 61906 | Rye Development | IPP | Point Marion L&D Hydroelectric Project | PA | 62384 | NA1 | 1.5 | Conventional Hydroelectric | WAT | HY | (P) Planned for installation, but regulatory approvals not initiated | 2.5
2023 | 10 | 61906 | Rye Development | IPP | Rokeby L&D Hydroelectric Project | OH | 62426 | NA1 | 1.5 | Conventional Hydroelectric | WAT | HY | (P) Planned for installation, but regulatory approvals not initiated | 2
2023 | 10 | 61906 | Rye Development | IPP | Sardis Lake Hydroelectric Project | MS | 62425 | NA1 | 5.5 | Conventional Hydroelectric | WAT | HY | (P) Planned for installation, but regulatory approvals not initiated | 7.5
2023 | 10 | 62895 | Vineyard Wind LLC | IPP | Vineyard Wind 1 | MA | 63093 | VW01 | 800 | Offshore Wind Turbine | WND | WS | (L) Regulatory approvals pending. Not under construction | 800
2023 | 11 | 195 | Alabama Power Co | Electric Utility | Barry | AL | 3 | A3C1 | 385 | Natural Gas Fired Combined Cycle | NG | CT | (T) Regulatory approvals received. Not under construction | 464
2023 | 11 | 195 | Alabama Power Co | Electric Utility | Barry | AL | 3 | A3ST | 300 | Natural Gas Fired Combined Cycle | NG | CA | (T) Regulatory approvals received. Not under construction | 310
2023 | 11 | 63117 | Gemini Solar | IPP | Gemini Solar | NV | 63352 | ARBE1 | 690 | Solar Photovoltaic | SUN | PV | (U) Under construction, less than or equal to 50 percent complete | 690
2023 | 11 | 63117 | Gemini Solar | IPP | Gemini Solar | NV | 63352 | ARPV1 | 280 | Batteries | MWH | BA | (U) Under construction, less than or equal to 50 percent complete | 380
2023 | 11 | 61797 | Hecate Energy LLC | IPP | Hecate Energy Columbia County Solar | NY | 62273 | HECC1 | 60 | Solar Photovoltaic | SUN | PV | (P) Planned for installation, but regulatory approvals not initiated | 60
2023 | 11 | 49893 | Invenergy Services LLC | IPP | Crescent Valley Solar | NV | 62888 | GEN1 | 149 | Solar Photovoltaic | SUN | PV | (U) Under construction, less than or equal to 50 percent complete | 149
2023 | 11 | 49893 | Invenergy Services LLC | IPP | Lovelock Solar | NV | 62934 | GEN1 | 190 | Solar Photovoltaic | SUN | PV | (U) Under construction, less than or equal to 50 percent complete | 190
2023 | 11 | 61906 | Rye Development | IPP | Allegheny L&D2 Hydroelectric Project | PA | 62401 | NA2 | 2.5 | Conventional Hydroelectric | WAT | HY | (P) Planned for installation, but regulatory approvals not initiated | 4.5
2023 | 11 | 61906 | Rye Development | IPP | Arkabutla Lake Hydroelectric Project | MS | 62402 | NA2 | 1.5 | Conventional Hydroelectric | WAT | HY | (P) Planned for installation, but regulatory approvals not initiated | 2.5
2023 | 11 | 61906 | Rye Development | IPP | Beverly L&D Hydroelectric Project | OH | 62403 | NA2 | 1.2 | Conventional Hydroelectric | WAT | HY | (P) Planned for installation, but regulatory approvals not initiated | 1.5
2023 | 11 | 61906 | Rye Development | IPP | Devola L&D Hydroelectric Project | OH | 62435 | NA2 | 1 | Conventional Hydroelectric | WAT | HY | (P) Planned for installation, but regulatory approvals not initiated | 2
2023 | 11 | 61906 | Rye Development | IPP | Emsworth BC Hydroelectric Project | PA | 62434 | NA2 | 4 | Conventional Hydroelectric | WAT | HY | (P) Planned for installation, but regulatory approvals not initiated | 6
2023 | 11 | 61906 | Rye Development | IPP | Emsworth L&D Hydroelectric Project | PA | 62433 | NA2 | 6.5 | Conventional Hydroelectric | WAT | HY | (P) Planned for installation, but regulatory approvals not initiated | 8.5
2023 | 11 | 61906 | Rye Development | IPP | Enid Lake Hydroelectric Project | MS | 62432 | NA2 | 1.5 | Conventional Hydroelectric | WAT | HY | (P) Planned for installation, but regulatory approvals not initiated | 2.5
2023 | 11 | 61906 | Rye Development | IPP | Grays Landing L&D Hydroelectric Project | PA | 62388 | NA2 | 4.5 | Conventional Hydroelectric | WAT | HY | (P) Planned for installation, but regulatory approvals not initiated | 6
2023 | 11 | 61906 | Rye Development | IPP | Grenada Lake Hydroelectric Project | MS | 62430 | NA2 | 4 | Conventional Hydroelectric | WAT | HY | (P) Planned for installation, but regulatory approvals not initiated | 5
2023 | 11 | 61906 | Rye Development | IPP | KY No. 11 L&D Hydroelectric Project | KY | 62390 | NA2 | 0.3 | Conventional Hydroelectric | WAT | HY | (P) Planned for installation, but regulatory approvals not initiated | 0.5
2023 | 11 | 61906 | Rye Development | IPP | KY No. 11 L&D Hydroelectric Project | KY | 62390 | NA3 | 0.3 | Conventional Hydroelectric | WAT | HY | (P) Planned for installation, but regulatory approvals not initiated | 0.5
2023 | 11 | 61906 | Rye Development | IPP | KY No. 11 L&D Hydroelectric Project | KY | 62390 | NA4 | 0.3 | Conventional Hydroelectric | WAT | HY | (P) Planned for installation, but regulatory approvals not initiated | 0.5
2023 | 11 | 61906 | Rye Development | IPP | KY No. 11 L&D Hydroelectric Project | KY | 62390 | NA5 | 0.3 | Conventional Hydroelectric | WAT | HY | (P) Planned for installation, but regulatory approvals not initiated | 0.5
2023 | 11 | 61906 | Rye Development | IPP | Lowell L&D Hydroelectric Project | OH | 62429 | NA2 | 2 | Conventional Hydroelectric | WAT | HY | (P) Planned for installation, but regulatory approvals not initiated | 2.5
2023 | 11 | 61906 | Rye Development | IPP | Malta L&D Hydroelectric Project | OH | 62428 | NA1 | 1 | Conventional Hydroelectric | WAT | HY | (P) Planned for installation, but regulatory approvals not initiated | 2
2023 | 11 | 61906 | Rye Development | IPP | Malta L&D Hydroelectric Project | OH | 62428 | NA2 | 1 | Conventional Hydroelectric | WAT | HY | (P) Planned for installation, but regulatory approvals not initiated | 2
2023 | 11 | 61906 | Rye Development | IPP | Maxwell L&D Hydroelectric Project | PA | 62385 | NA2 | 4.5 | Conventional Hydroelectric | WAT | HY | (P) Planned for installation, but regulatory approvals not initiated | 6
2023 | 11 | 61906 | Rye Development | IPP | Monongahela L&D4 Hydroelectric Project | PA | 62404 | NA2 | 4.5 | Conventional Hydroelectric | WAT | HY | (P) Planned for installation, but regulatory approvals not initiated | 6
2023 | 11 | 61906 | Rye Development | IPP | Montgomery L&D Hydroelectric Project | PA | 62400 | NA2 | 5.5 | Conventional Hydroelectric | WAT | HY | (P) Planned for installation, but regulatory approvals not initiated | 9.5
2023 | 11 | 61906 | Rye Development | IPP | Montgomery L&D Hydroelectric Project | PA | 62400 | NA3 | 5.5 | Conventional Hydroelectric | WAT | HY | (P) Planned for installation, but regulatory approvals not initiated | 9.5
2023 | 11 | 61906 | Rye Development | IPP | Montgomery L&D Hydroelectric Project | PA | 62400 | NA4 | 5.5 | Conventional Hydroelectric | WAT | HY | (P) Planned for installation, but regulatory approvals not initiated | 9.5
2023 | 11 | 61906 | Rye Development | IPP | Morgantown L&D Hydroelectric Project | WV | 62387 | NA2 | 1.5 | Conventional Hydroelectric | WAT | HY | (P) Planned for installation, but regulatory approvals not initiated | 2.5
2023 | 11 | 61906 | Rye Development | IPP | Opekiska L&D Hydroelectric Project | WV | 62386 | NA2 | 2 | Conventional Hydroelectric | WAT | HY | (P) Planned for installation, but regulatory approvals not initiated | 3
2023 | 11 | 61906 | Rye Development | IPP | Overton Hydroelectric Project | LA | 62391 | NA2 | 5.5 | Conventional Hydroelectric | WAT | HY | (P) Planned for installation, but regulatory approvals not initiated | 8.1
2023 | 11 | 61906 | Rye Development | IPP | Overton Hydroelectric Project | LA | 62391 | NA3 | 5.5 | Conventional Hydroelectric | WAT | HY | (P) Planned for installation, but regulatory approvals not initiated | 8.1
2023 | 11 | 61906 | Rye Development | IPP | Overton Hydroelectric Project | LA | 62391 | NA4 | 5.5 | Conventional Hydroelectric | WAT | HY | (P) Planned for installation, but regulatory approvals not initiated | 8.1
2023 | 11 | 61906 | Rye Development | IPP | Overton Hydroelectric Project | LA | 62391 | NA5 | 5.5 | Conventional Hydroelectric | WAT | HY | (P) Planned for installation, but regulatory approvals not initiated | 8.1
2023 | 11 | 61906 | Rye Development | IPP | Overton Hydroelectric Project | LA | 62391 | NA6 | 5.5 | Conventional Hydroelectric | WAT | HY | (P) Planned for installation, but regulatory approvals not initiated | 8.1
2023 | 11 | 61906 | Rye Development | IPP | Philo L&D Hydroelectric Project | OH | 62427 | NA2 | 1.2 | Conventional Hydroelectric | WAT | HY | (P) Planned for installation, but regulatory approvals not initiated | 1.5
2023 | 11 | 61906 | Rye Development | IPP | Point Marion L&D Hydroelectric Project | PA | 62384 | NA2 | 1.5 | Conventional Hydroelectric | WAT | HY | (P) Planned for installation, but regulatory approvals not initiated | 2.5
2023 | 11 | 61906 | Rye Development | IPP | Rokeby L&D Hydroelectric Project | OH | 62426 | NA2 | 1.5 | Conventional Hydroelectric | WAT | HY | (P) Planned for installation, but regulatory approvals not initiated | 2
2023 | 11 | 61906 | Rye Development | IPP | Sardis Lake Hydroelectric Project | MS | 62425 | NA2 | 5.5 | Conventional Hydroelectric | WAT | HY | (P) Planned for installation, but regulatory approvals not initiated | 7.5
2023 | 12 | 63702 | Barbers Point Solar, LLC | IPP | Barbers Point Solar, LLC | HI | 64094 | BPBA | 15 | Batteries | MWH | BA | (P) Planned for installation, but regulatory approvals not initiated | 15
2023 | 12 | 63702 | Barbers Point Solar, LLC | IPP | Barbers Point Solar, LLC | HI | 64094 | BPSOL | 15 | Solar Photovoltaic | SUN | PV | (P) Planned for installation, but regulatory approvals not initiated | 15
2023 | 12 | 63799 | Cabin Creek Solar I LLC | IPP | Cabin Creek Solar | MT | 64199 | CBCK1 | 75 | Solar Photovoltaic | SUN | PV | (P) Planned for installation, but regulatory approvals not initiated | 75
2023 | 12 | 63819 | Cabin Creek Solar II LLC | IPP | Cabin Creek Solar II | MT | 64203 | CBCK2 | 75 | Solar Photovoltaic | SUN | PV | (P) Planned for installation, but regulatory approvals not initiated | 75
2023 | 12 | 60064 | Clean Path Energy Center, LLC | IPP | Clean Path Energy Center | NM | 60289 | PVGEN | 55 | Solar Photovoltaic | SUN | PV | (P) Planned for installation, but regulatory approvals not initiated | 55
2023 | 12 | 63464 | Crossroads Solar, LLC | IPP | Crossroads Solar (PA) | PA | 63785 | CROSS | 50 | Solar Photovoltaic | SUN | PV | (P) Planned for installation, but regulatory approvals not initiated | 50
2023 | 12 | 63524 | Freepoint Commodities LLC | IPP | Shaftsbury Solar | VT | 64064 | SHAFT | 20 | Solar Photovoltaic | SUN | PV | (P) Planned for installation, but regulatory approvals not initiated | 20
2023 | 12 | 63553 | Haymaker Energy Project LLC | IPP | Haymaker Hybrid | MT | 63878 | HAY | 600 | Onshore Wind Turbine | WND | WT | (P) Planned for installation, but regulatory approvals not initiated | 600
2023 | 12 | 63782 | Hecate Energy Cider Solar LLC | IPP | Hecate Energy Cider Solar LLC | NY | 64163 | 11111 | 500 | Solar Photovoltaic | SUN | PV | (P) Planned for installation, but regulatory approvals not initiated | 500
2023 | 12 | 63797 | Hecate Energy Columbia Count 1 LLC | IPP | Shepherd's Run Solar | NY | 64188 | PV | 60 | Solar Photovoltaic | SUN | PV | (P) Planned for installation, but regulatory approvals not initiated | 60
2023 | 12 | 63839 | Hecate Grid Clermont 1 LLC | IPP | Clermont | NY | 64236 | CLRMT | 100 | Batteries | MWH | BA | (L) Regulatory approvals pending. Not under construction | 100
2023 | 12 | 63838 | Hecate Grid Swiftsure LLC | IPP | Swiftsure | NY | 64235 | SWFTS | 650 | Batteries | MWH | BA | (L) Regulatory approvals pending. Not under construction | 650
2023 | 12 | 60349 | Juneau Hydropower, Inc | IPP | Sweetheart Lake Hydroelectric Facility | AK | 60588 | JHI01 | 6.6 | Conventional Hydroelectric | WAT | HY | (P) Planned for installation, but regulatory approvals not initiated | 6.6
2023 | 12 | 60349 | Juneau Hydropower, Inc | IPP | Sweetheart Lake Hydroelectric Facility | AK | 60588 | JHI02 | 6.6 | Conventional Hydroelectric | WAT | HY | (P) Planned for installation, but regulatory approvals not initiated | 6.6
2023 | 12 | 60349 | Juneau Hydropower, Inc | IPP | Sweetheart Lake Hydroelectric Facility | AK | 60588 | JHI03 | 6.6 | Conventional Hydroelectric | WAT | HY | (P) Planned for installation, but regulatory approvals not initiated | 6.6
2023 | 12 | 63703 | Kahana Solar, LLC | IPP | Kahana Solar, LLC | HI | 64095 | KSBA | 20 | Batteries | MWH | BA | (P) Planned for installation, but regulatory approvals not initiated | 20
2023 | 12 | 63703 | Kahana Solar, LLC | IPP | Kahana Solar, LLC | HI | 64095 | KSSOL | 20 | Solar Photovoltaic | SUN | PV | (P) Planned for installation, but regulatory approvals not initiated | 20
2023 | 12 | 63504 | Kruger Energy Mantura Solar, LLC | IPP | Kruger Energy Mantura Solar, LLC | VA | 63822 | KEMS | 60 | Solar Photovoltaic | SUN | PV | (P) Planned for installation, but regulatory approvals not initiated | 60
2023 | 12 | 13407 | Nevada Power Co | Electric Utility | Dry Lake Solar Energy Center | NV | 63933 | DLES1 | 100 | Batteries | MWH | BA | (L) Regulatory approvals pending. Not under construction | 100
2023 | 12 | 13407 | Nevada Power Co | Electric Utility | Dry Lake Solar Energy Center | NV | 63933 | DLPV1 | 150 | Solar Photovoltaic | SUN | PV | (L) Regulatory approvals pending. Not under construction | 150
2023 | 12 | 63217 | Obsidian Solar Center LLC | IPP | Obsidian Solar Center | OR | 63488 | OBSLR | 400 | Solar Photovoltaic | SUN | PV | (U) Under construction, less than or equal to 50 percent complete | 400
2023 | 12 | 63463 | Palomino Solar, LLC | IPP | Palomino Solar | OH | 63784 | PLMNO | 50 | Solar Photovoltaic | SUN | PV | (P) Planned for installation, but regulatory approvals not initiated | 50
2023 | 12 | 63821 | Pike Solar LLC | IPP | Pike Solar Hybrid | CO | 64212 | CO465 | 175 | Solar Photovoltaic | SUN | PV | (P) Planned for installation, but regulatory approvals not initiated | 175
2023 | 12 | 63821 | Pike Solar LLC | IPP | Pike Solar Hybrid | CO | 64212 | PSBES | 25 | Batteries | MWH | BA | (P) Planned for installation, but regulatory approvals not initiated | 25
2023 | 12 | 61331 | Popular Camp Wind Farm LLC | IPP | Poplar Camp Wind Farm | VA | 61111 | PC1 | 72 | Onshore Wind Turbine | WND | WT | (P) Planned for installation, but regulatory approvals not initiated | 72
2023 | 12 | 58842 | Power Company of Wyoming LLC | IPP | Chokecherry and Sierra Madre Wind | WY | 58987 | I-B | 500 | Onshore Wind Turbine | WND | WT | (U) Under construction, less than or equal to 50 percent complete | 500
2023 | 12 | 63488 | Shady Hills Energy Center, LLC | IPP | Shady Hills Combined Cycle Facility | FL | 63802 | G001 | 546 | Natural Gas Fired Combined Cycle | NG | CS | (P) Planned for installation, but regulatory approvals not initiated | 573
2023 | 12 | 62023 | Skeleton Creek Energy Center | IPP | Skeleton Creek Energy Center Hybrid | OK | 62494 | SCBAT | 200 | Batteries | MWH | BA | (P) Planned for installation, but regulatory approvals not initiated | 200
2023 | 12 | 62023 | Skeleton Creek Energy Center | IPP | Skeleton Creek Energy Center Hybrid | OK | 62494 | SCSOL | 250 | Solar Photovoltaic | SUN | PV | (P) Planned for installation, but regulatory approvals not initiated | 250
2023 | 12 | 63721 | Skipjack Offshore Energy, LLC | IPP | Skipjack Wind Farm | MD | 64083 | SJW01 | 120 | Offshore Wind Turbine | WND | WS | (L) Regulatory approvals pending. Not under construction | 120
2023 | 12 | 59056 | Tri Global Energy, LLC | IPP | Cone Renewable Energy Project, LLC | TX | 60272 | WT1 | 300 | Onshore Wind Turbine | WND | WT | (P) Planned for installation, but regulatory approvals not initiated | 300
2023 | 12 | 59056 | Tri Global Energy, LLC | IPP | Crosby County Wind Farm, LLC | TX | 60273 | WT1 | 120 | Onshore Wind Turbine | WND | WT | (P) Planned for installation, but regulatory approvals not initiated | 120
2023 | 12 | 59056 | Tri Global Energy, LLC | IPP | Easter | TX | 59971 | ESTR1 | 300 | Onshore Wind Turbine | WND | WT | (P) Planned for installation, but regulatory approvals not initiated | 300
2023 | 12 | 63626 | Two Rivers Wind LLC | IPP | Two Rivers Wind Facility | WY | 63972 | TR1 | 280 | Onshore Wind Turbine | WND | WT | (L) Regulatory approvals pending. Not under construction | 280
2024 | 1 | 61033 | Boswell Wind Project I, LLC | IPP | Boswell Wind I | WY | 61393 | BOSW1 | 80 | Onshore Wind Turbine | WND | WT | (P) Planned for installation, but regulatory approvals not initiated | 80
2024 | 1 | 61034 | Boswell Wind Project II, LLC | IPP | Boswell Wind II | WY | 61394 | BOSW2 | 80 | Onshore Wind Turbine | WND | WT | (P) Planned for installation, but regulatory approvals not initiated | 80
2024 | 1 | 61035 | Boswell Wind Project III, LLC | IPP | Boswell Wind III | WY | 61395 | BOSW3 | 80 | Onshore Wind Turbine | WND | WT | (P) Planned for installation, but regulatory approvals not initiated | 80
2024 | 1 | 61036 | Boswell Wind Project IV, LLC | IPP | Boswell Wind IV | WY | 61396 | BOSW4 | 80 | Onshore Wind Turbine | WND | WT | (P) Planned for installation, but regulatory approvals not initiated | 80
2024 | 1 | 2719 | CalWind Resources Inc | IPP | Tehachapi Wind Resource II | CA | 54909 | PLAN | 15.5 | Onshore Wind Turbine | WND | WT | (P) Planned for installation, but regulatory approvals not initiated | 15.5
2024 | 3 | 63465 | Candela Renewables, LLC | IPP | Rough Hat | NV | 63782 | RH1 | 400 | Solar Photovoltaic | SUN | PV | (P) Planned for installation, but regulatory approvals not initiated | 400
2024 | 3 | 63465 | Candela Renewables, LLC | IPP | Rough Hat 2 | NV | 63783 | RH2 | 400 | Solar Photovoltaic | SUN | PV | (P) Planned for installation, but regulatory approvals not initiated | 400
2024 | 3 | 63726 | Renewable Energy Ventures LLC | IPP | Forest Grove - Dodd | TX | 64131 | ESS1 | 100 | Batteries | MWH | BA | (P) Planned for installation, but regulatory approvals not initiated | 100.2
2024 | 4 | 63558 | Chickahominy Power LLC | IPP | Chickahominy Power LLC | VA | 63886 | CP001 | 557.3 | Natural Gas Fired Combined Cycle | NG | CS | (T) Regulatory approvals received. Not under construction | 572.1
2024 | 5 | 63558 | Chickahominy Power LLC | IPP | Chickahominy Power LLC | VA | 63886 | CP002 | 557.3 | Natural Gas Fired Combined Cycle | NG | CS | (T) Regulatory approvals received. Not under construction | 572.1
2024 | 5 | 63720 | Ocean Wind, LLC | IPP | Ocean Wind | NJ | 64082 | OCW01 | 1100 | Offshore Wind Turbine | WND | WS | (L) Regulatory approvals pending. Not under construction | 1100
2024 | 6 | 63558 | Chickahominy Power LLC | IPP | Chickahominy Power LLC | VA | 63886 | CP003 | 557.3 | Natural Gas Fired Combined Cycle | NG | CS | (T) Regulatory approvals received. Not under construction | 572.1
2024 | 6 | 63576 | MEC North | IPP | MEC North | MI | 63911 | MECN | 500 | Natural Gas Fired Combined Cycle | NG | CS | (T) Regulatory approvals received. Not under construction | 500
2024 | 6 | 63577 | MEC South | IPP | MEC South | MI | 63912 | MECS | 500 | Natural Gas Fired Combined Cycle | NG | CS | (L) Regulatory approvals pending. Not under construction | 500
2024 | 10 | 5416 | Duke Energy Carolinas, LLC | Electric Utility | Lincoln Combustion | NC | 7277 | 17 | 517 | Natural Gas Fired Combustion Turbine | NG | GT | (V) Under construction, more than 50 percent complete | 536.4
2024 | 12 | 60799 | 33UI 8me LLC | IPP | Gale 1 Solar | UT | 61170 | 33UI8 | 300 | Solar Photovoltaic | SUN | PV | (P) Planned for installation, but regulatory approvals not initiated | 300
2024 | 12 | 15399 | Avangrid Renewables LLC | IPP | Lund Hill | WA | 61045 | WT1 | 60 | Onshore Wind Turbine | WND | WT | (U) Under construction, less than or equal to 50 percent complete | 60
2024 | 12 | 56814 | Black Creek Renewable Energy LLC | IPP | Sampson County Disposal | NC | 57492 | GEN7 | 1.6 | Landfill Gas | LFG | IC | (T) Regulatory approvals received. Not under construction | 1.6
2024 | 12 | 56814 | Black Creek Renewable Energy LLC | IPP | Sampson County Disposal | NC | 57492 | GEN8 | 1.6 | Landfill Gas | LFG | IC | (T) Regulatory approvals received. Not under construction | 1.6
2024 | 12 | 58842 | Power Company of Wyoming LLC | IPP | Chokecherry and Sierra Madre Wind | WY | 58987 | I-C | 500 | Onshore Wind Turbine | WND | WT | (U) Under construction, less than or equal to 50 percent complete | 500
2025 | 1 | 59964 | ESC Brooke County Power I | IPP | ESC Brooke County Power I | WV | 60202 | BCCA1 | 261.2 | Natural Gas Fired Combined Cycle | NG | CA | (P) Planned for installation, but regulatory approvals not initiated | 280.5
2025 | 1 | 59964 | ESC Brooke County Power I | IPP | ESC Brooke County Power I | WV | 60202 | BCCT1 | 252.3 | Natural Gas Fired Combined Cycle | NG | CT | (P) Planned for installation, but regulatory approvals not initiated | 280.5
2025 | 1 | 59964 | ESC Brooke County Power I | IPP | ESC Brooke County Power I | WV | 60202 | BCCT2 | 252.3 | Natural Gas Fired Combined Cycle | NG | CT | (P) Planned for installation, but regulatory approvals not initiated | 280.5
2025 | 1 | 7189 | Gila Bend Power Partners LLC | IPP | Gila Bend Power Generation Station | AZ | 55507 | 1 | 156 | Natural Gas Fired Combined Cycle | NG | CT | (L) Regulatory approvals pending. Not under construction | 170
2025 | 1 | 63342 | New Jersey Transit Corporation (NJ Transit) | Commercial | NJ TRANSITGRID | NJ | 63631 | CTG-1 | 20 | Natural Gas Fired Combustion Turbine | NG | GT | (L) Regulatory approvals pending. Not under construction | 22.5
2025 | 1 | 63342 | New Jersey Transit Corporation (NJ Transit) | Commercial | NJ TRANSITGRID | NJ | 63631 | CTG-2 | 20 | Natural Gas Fired Combustion Turbine | NG | GT | (L) Regulatory approvals pending. Not under construction | 22.5
2025 | 1 | 63342 | New Jersey Transit Corporation (NJ Transit) | Commercial | NJ TRANSITGRID | NJ | 63631 | CTG-3 | 20 | Natural Gas Fired Combustion Turbine | NG | GT | (L) Regulatory approvals pending. Not under construction | 22.5
2025 | 1 | 63342 | New Jersey Transit Corporation (NJ Transit) | Commercial | NJ TRANSITGRID | NJ | 63631 | CTG-4 | 20 | Natural Gas Fired Combined Cycle | NG | CT | (L) Regulatory approvals pending. Not under construction | 22.5
2025 | 1 | 63342 | New Jersey Transit Corporation (NJ Transit) | Commercial | NJ TRANSITGRID | NJ | 63631 | CTG-5 | 20 | Natural Gas Fired Combined Cycle | NG | CT | (L) Regulatory approvals pending. Not under construction | 22.5
2025 | 1 | 63342 | New Jersey Transit Corporation (NJ Transit) | Commercial | NJ TRANSITGRID | NJ | 63631 | PV1 | 0.5 | Solar Photovoltaic | SUN | PV | (L) Regulatory approvals pending. Not under construction | 0.5
2025 | 1 | 63342 | New Jersey Transit Corporation (NJ Transit) | Commercial | NJ TRANSITGRID | NJ | 63631 | STG-1 | 14.4 | Natural Gas Fired Combined Cycle | NG | CA | (L) Regulatory approvals pending. Not under construction | 15
2025 | 1 | 63342 | New Jersey Transit Corporation (NJ Transit) | Commercial | NJ TRANSITGRID | NJ | 63631 | STOR1 | 8.1 | Flywheels | MWH | FW | (L) Regulatory approvals pending. Not under construction | 8.1
2025 | 2 | 7189 | Gila Bend Power Partners LLC | IPP | Gila Bend Power Generation Station | AZ | 55507 | 2 | 156 | Natural Gas Fired Combined Cycle | NG | CT | (L) Regulatory approvals pending. Not under construction | 170
2025 | 2 | 7189 | Gila Bend Power Partners LLC | IPP | Gila Bend Power Generation Station | AZ | 55507 | 3 | 156 | Natural Gas Fired Combined Cycle | NG | CT | (L) Regulatory approvals pending. Not under construction | 170
2025 | 2 | 7189 | Gila Bend Power Partners LLC | IPP | Gila Bend Power Generation Station | AZ | 55507 | 4 | 390 | Natural Gas Fired Combined Cycle | NG | CA | (L) Regulatory approvals pending. Not under construction | 390
2025 | 3 | 63786 | Tygart LLC | IPP | Tygart Hydropower | WV | 64171 | 1 | 3 | Conventional Hydroelectric | WAT | HY | (L) Regulatory approvals pending. Not under construction | 10
2025 | 3 | 63786 | Tygart LLC | IPP | Tygart Hydropower | WV | 64171 | 2 | 3 | Conventional Hydroelectric | WAT | HY | (L) Regulatory approvals pending. Not under construction | 10
2025 | 3 | 63786 | Tygart LLC | IPP | Tygart Hydropower | WV | 64171 | 3 | 3 | Conventional Hydroelectric | WAT | HY | (L) Regulatory approvals pending. Not under construction | 10
2025 | 6 | 58597 | Enivromission, Inc | IPP | La Paz Solar Tower | AZ | 58652 | 1 | 200 | Solar Thermal without Energy Storage | SUN | OT | (P) Planned for installation, but regulatory approvals not initiated | 200
2025 | 7 | 11208 | Los Angeles Department of Water & Power | Electric Utility | Intermountain Power Project | UT | 6481 | 3 | 420 | Natural Gas Fired Combined Cycle | NG | CS | (P) Planned for installation, but regulatory approvals not initiated | 420
2025 | 7 | 11208 | Los Angeles Department of Water & Power | Electric Utility | Intermountain Power Project | UT | 6481 | 4 | 420 | Natural Gas Fired Combined Cycle | NG | CS | (P) Planned for installation, but regulatory approvals not initiated | 420
2025 | 12 | 60600 | Adams Solar, LLC | IPP | Adams Solar | NC | 60949 | PV1 | 2 | Solar Photovoltaic | SUN | PV | (P) Planned for installation, but regulatory approvals not initiated | 2
2025 | 12 | 59365 | Capital Power Corporation | IPP | Nolin Hills Wind, LLC | OR | 60070 | GEN | 350 | Onshore Wind Turbine | WND | WT | (L) Regulatory approvals pending. Not under construction | 350
2025 | 12 | 60064 | Clean Path Energy Center, LLC | IPP | Clean Path Energy Center | NM | 60289 | CPEC1 | 680 | Natural Gas Fired Combined Cycle | NG | CC | (P) Planned for installation, but regulatory approvals not initiated | 680
2025 | 12 | 60221 | North Slope LLC | IPP | North Slope, LLC | NY | 60420 | NSPV | 200 | Onshore Wind Turbine | WND | WT | (L) Regulatory approvals pending. Not under construction | 200
2025 | 12 | 58842 | Power Company of Wyoming LLC | IPP | Chokecherry and Sierra Madre Wind | WY | 58987 | II-A | 750 | Onshore Wind Turbine | WND | WT | (L) Regulatory approvals pending. Not under construction | 750
2025 | 12 | 61784 | Rolling Upland Wind Farm LLC | IPP | Rolling Upland Wind Farm LLC | NY | 62262 | GEN1 | 60 | Onshore Wind Turbine | WND | WT | (P) Planned for installation, but regulatory approvals not initiated | 60
2025 | 12 | 60599 | Washington Solar, LLC | IPP | Washington Solar | NC | 60948 | PV1 | 5 | Solar Photovoltaic | SUN | PV | (P) Planned for installation, but regulatory approvals not initiated | 5
2026 | 5 | 40575 | Utah Associated Mun Power Sys | Electric Utility | UAMPS Carbon Free Power Plant | ID | 61075 | NPM1 | 47.5 | Nuclear | NUC | ST | (P) Planned for installation, but regulatory approvals not initiated | 50
2026 | 6 | 40575 | Utah Associated Mun Power Sys | Electric Utility | UAMPS Carbon Free Power Plant | ID | 61075 | NPM2 | 47.5 | Nuclear | NUC | ST | (P) Planned for installation, but regulatory approvals not initiated | 50
2026 | 7 | 40575 | Utah Associated Mun Power Sys | Electric Utility | UAMPS Carbon Free Power Plant | ID | 61075 | NPM3 | 47.5 | Nuclear | NUC | ST | (P) Planned for installation, but regulatory approvals not initiated | 50
2026 | 9 | 40575 | Utah Associated Mun Power Sys | Electric Utility | UAMPS Carbon Free Power Plant | ID | 61075 | NPM4 | 47.5 | Nuclear | NUC | ST | (P) Planned for installation, but regulatory approvals not initiated | 50
2026 | 9 | 40575 | Utah Associated Mun Power Sys | Electric Utility | UAMPS Carbon Free Power Plant | ID | 61075 | NPM5 | 47.5 | Nuclear | NUC | ST | (P) Planned for installation, but regulatory approvals not initiated | 50
2026 | 10 | 40575 | Utah Associated Mun Power Sys | Electric Utility | UAMPS Carbon Free Power Plant | ID | 61075 | NPM6 | 47.5 | Nuclear | NUC | ST | (P) Planned for installation, but regulatory approvals not initiated | 50
2026 | 11 | 40575 | Utah Associated Mun Power Sys | Electric Utility | UAMPS Carbon Free Power Plant | ID | 61075 | NPM7 | 47.5 | Nuclear | NUC | ST | (P) Planned for installation, but regulatory approvals not initiated | 50
2026 | 12 | 58842 | Power Company of Wyoming LLC | IPP | Chokecherry and Sierra Madre Wind | WY | 58987 | II-B | 750 | Onshore Wind Turbine | WND | WT | (L) Regulatory approvals pending. Not under construction | 750
2026 | 12 | 40575 | Utah Associated Mun Power Sys | Electric Utility | UAMPS Carbon Free Power Plant | ID | 61075 | NPM8 | 47.5 | Nuclear | NUC | ST | (P) Planned for installation, but regulatory approvals not initiated | 50
2027 | 1 | 40575 | Utah Associated Mun Power Sys | Electric Utility | UAMPS Carbon Free Power Plant | ID | 61075 | NPM9 | 47.5 | Nuclear | NUC | ST | (P) Planned for installation, but regulatory approvals not initiated | 50
2027 | 2 | 40575 | Utah Associated Mun Power Sys | Electric Utility | UAMPS Carbon Free Power Plant | ID | 61075 | NPM10 | 47.5 | Nuclear | NUC | ST | (P) Planned for installation, but regulatory approvals not initiated | 50
2027 | 3 | 40575 | Utah Associated Mun Power Sys | Electric Utility | UAMPS Carbon Free Power Plant | ID | 61075 | NPM11 | 47.5 | Nuclear | NUC | ST | (P) Planned for installation, but regulatory approvals not initiated | 50
2027 | 4 | 40575 | Utah Associated Mun Power Sys | Electric Utility | UAMPS Carbon Free Power Plant | ID | 61075 | NPM12 | 47.5 | Nuclear | NUC | ST | (P) Planned for installation, but regulatory approvals not initiated | 50
2027 | 12 | 60223 | Ketchikan Electric Company | Electric Utility | Mahoney Lake Hydroelectric | AK | 59027 | GEN 1 | 9.6 | Conventional Hydroelectric | WAT | HY | (P) Planned for installation, but regulatory approvals not initiated | 9.6
NOTES: Capacity from facilities with a total generator nameplate capacity less than 1 MW are excluded from this table. Entity ID and Plant ID are official, unique identification numbers assigned by EIA; Generator IDs are assigned by plant owners and/or operators. Descriptions for the Energy Source Codes and the Prime Mover Codes listed in the table can be found in the Technical Notes. Sources: U.S. Energy Information Administration, Form EIA-860, 'Annual Electric Generator Report' and Form EIA-860M, 'Monthly Update to the Annual Electric Generator Report.'

## Calculations
Status | (Multiple Items)
Model Energy Source
Sum of Net Summer Capacity (MW) | Column Labels
Row Labels | 2020 | 2021 | 2022 | 2023 | 2024 | 2025 | 2026 | 2027
All Other |  |  | 20.1 | 23.4 |  |  |  |  | NA
Batteries |  | 2211.7 | 1743.3 | 3561.8 | 100 |  |  |  | NA
Conventional Hydroelectric |  | 13.9 | 19.8 | 177.6 |  | 9 |  | 9.6 | hydro
Flywheels | [5 empty] | 8.1 |  |  | NA
Geothermal |  | 42 | [6 empty] | geothermal
Landfill Gas |  |  | 3 | [5 empty] | biomass
Natural Gas Fired Combined Cycle |  |  | 6982.2 | 3430.4 | 500 | 3198.2 |  |  | natural gas nonpeaker
Natural Gas Fired Combustion Turbine |  | 370 | 751.1 | 746.8 |  | 60 |  |  | natural gas peaker
Natural Gas Internal Combustion Engine |  | 3 | [6 empty] | natural gas peaker
Natural Gas Steam Turbine |  |  |  | 335 |  |  |  |  | natural gas nonpeaker
Nuclear | [6 empty] | 380 | 190 | nuclear
Offshore Wind Turbine |  |  | 20.4 | 920 | 1100 |  |  |  | offshore wind
Onshore Wind Turbine | 162.1 | 4971.5 | 2174.1 | 1902 | 335.5 | 1360 | 750 |  | onshore wind
Other Natural Gas |  | 14 | 8.4 | [5 empty] | natural gas nonpeaker
Other Waste Biomass |  | 2.2 | 1.2 | [5 empty] | biomass
Solar Photovoltaic | 31 | 5423 | 8729.5 | 5374.1 | 1100 | 7.5 |  |  | solar PV
Solar Thermal without Energy Storage | [5 empty] | 200 |  |  | solar PV
Grand Total | 193.1 | 13051.3 | 20453.1 | 16471.1 | 3135.5 | 4842.8 | 1130 | 199.6

## BPMCCS
Mandated Construction (MW) | 2019 | 2020 | 2021 | 2022 | 2023 | 2024 | 2025 | 2026 | 2027 | 2028 | 2029 | 2030 | 2031 | 2032 | 2033 | 2034 | 2035 | 2036 | 2037 | 2038 | 2039 | 2040 | 2041 | 2042 | 2043 | 2044 | 2045 | 2046 | 2047 | 2048 | 2049 | 2050
hard coal | 0 | 0 | 0 | 0 | 0 | 0 | 0 | 0 | 0 | 0 | 0 | 0 | 0 | 0 | 0 | 0 | 0 | 0 | 0 | 0 | 0 | 0 | 0 | 0 | 0 | 0 | 0 | 0 | 0 | 0 | 0 | 0
natural gas nonpeaker | 0 | 4831.9 | 4070 | 13689.1 | 7509.7 | 2671.9 | 3198.2 | 0 | 0 | 0 | 0 | 0 | 0 | 0 | 0 | 0 | 0 | 0 | 0 | 0 | 0 | 0 | 0 | 0 | 0 | 0 | 0 | 0 | 0 | 0 | 0 | 0
nuclear | 0 | 0 | 1100 | 1100 | 0 | 0 | 0 | 380 | 190 | 0 | 0 | 0 | 0 | 0 | 0 | 0 | 0 | 0 | 0 | 0 | 0 | 0 | 0 | 0 | 0 | 0 | 0 | 0 | 0 | 0 | 0 | 0
hydro | 0 | 151.9 | 107.3 | 19.8 | 177.6 | 0 | 9 | 0 | 9.6 | 0 | 0 | 0 | 0 | 0 | 0 | 0 | 0 | 0 | 0 | 0 | 0 | 0 | 0 | 0 | 0 | 0 | 0 | 0 | 0 | 0 | 0 | 0
onshore wind | 0 | 14777.8 | 15280.7 | 3600.6 | 2446.5 | 895.5 | 1360 | 750 | 0 | 0 | 0 | 0 | 0 | 0 | 0 | 0 | 0 | 0 | 0 | 0 | 0 | 0 | 0 | 0 | 0 | 0 | 0 | 0 | 0 | 0 | 0 | 0
solar PV | 0 | 10526.2 | 16266.2 | 12316 | 8213.1 | 1100 | 207.5 | 0 | 0 | 0 | 0 | 0 | 0 | 0 | 0 | 0 | 0 | 0 | 0 | 0 | 0 | 0 | 0 | 0 | 0 | 0 | 0 | 0 | 0 | 0 | 0 | 0
solar thermal | 0 | 0 | 0 | 0 | 0 | 0 | 0 | 0 | 0 | 0 | 0 | 0 | 0 | 0 | 0 | 0 | 0 | 0 | 0 | 0 | 0 | 0 | 0 | 0 | 0 | 0 | 0 | 0 | 0 | 0 | 0 | 0
biomass | 0 | 0 | 43 | 58.2 | 19 | 3.2 | 0 | 0 | 0 | 0 | 0 | 0 | 0 | 0 | 0 | 0 | 0 | 0 | 0 | 0 | 0 | 0 | 0 | 0 | 0 | 0 | 0 | 0 | 0 | 0 | 0 | 0
geothermal | 0 | 16.5 | 42 | 0 | 0 | 0 | 0 | 0 | 0 | 0 | 0 | 0 | 0 | 0 | 0 | 0 | 0 | 0 | 0 | 0 | 0 | 0 | 0 | 0 | 0 | 0 | 0 | 0 | 0 | 0 | 0 | 0
petroleum | 0 | 0 | 1.7 | 0 | 0 | 0 | 0 | 0 | 0 | 0 | 0 | 0 | 0 | 0 | 0 | 0 | 0 | 0 | 0 | 0 | 0 | 0 | 0 | 0 | 0 | 0 | 0 | 0 | 0 | 0 | 0 | 0
natural gas peaker | 0 | 3009.8 | 2251.2 | 1145.9 | 1063.8 | 517 | 60 | 0 | 0 | 0 | 0 | 0 | 0 | 0 | 0 | 0 | 0 | 0 | 0 | 0 | 0 | 0 | 0 | 0 | 0 | 0 | 0 | 0 | 0 | 0 | 0 | 0
lignite | 0 | 0 | 0 | 0 | 0 | 0 | 0 | 0 | 0 | 0 | 0 | 0 | 0 | 0 | 0 | 0 | 0 | 0 | 0 | 0 | 0 | 0 | 0 | 0 | 0 | 0 | 0 | 0 | 0 | 0 | 0 | 0
offshore wind | 0 | 0 | 12 | 20.4 | 920 | 1100 | 0 | 0 | 0 | 0 | 0 | 0 | 0 | 0 | 0 | 0 | 0 | 0 | 0 | 0 | 0 | 0 | 0 | 0 | 0 | 0 | 0 | 0 | 0 | 0 | 0 | 0
crude oil | 0 | 0 | 0 | 0 | 0 | 0 | 0 | 0 | 0 | 0 | 0 | 0 | 0 | 0 | 0 | 0 | 0 | 0 | 0 | 0 | 0 | 0 | 0 | 0 | 0 | 0 | 0 | 0 | 0 | 0 | 0 | 0
heavy or residual fuel oil | 0 | 0 | 0 | 0 | 0 | 0 | 0 | 0 | 0 | 0 | 0 | 0 | 0 | 0 | 0 | 0 | 0 | 0 | 0 | 0 | 0 | 0 | 0 | 0 | 0 | 0 | 0 | 0 | 0 | 0 | 0 | 0
municipal solid waste | 0 | 1.1 | 0 | 0 | 0 | 0 | 0 | 0 | 0 | 0 | 0 | 0 | 0 | 0 | 0 | 0 | 0 | 0 | 0 | 0 | 0 | 0 | 0 | 0 | 0 | 0 | 0 | 0 | 0 | 0 | 0 | 0

## PMCCS
Capacity Construction (MW) | 2019 | 2020 | 2021 | 2022 | 2023 | 2024 | 2025 | 2026 | 2027 | 2028 | 2029 | 2030 | 2031 | 2032 | 2033 | 2034 | 2035 | 2036 | 2037 | 2038 | 2039 | 2040 | 2041 | 2042 | 2043 | 2044 | 2045 | 2046 | 2047 | 2048 | 2049 | 2050
hard coal | 0 | 0 | 0 | 0 | 0 | 0 | 0 | 0 | 0 | 0 | 0 | 0 | 0 | 0 | 0 | 0 | 0 | 0 | 0 | 0 | 0 | 0 | 0 | 0 | 0 | 0 | 0 | 0 | 0 | 0 | 0 | 0
natural gas nonpeaker | 0 | 4831.9 | 4056 | 6698.5 | 3744.3 | 2171.9 | 0 | 0 | 0 | 0 | 0 | 0 | 0 | 0 | 0 | 0 | 0 | 0 | 0 | 0 | 0 | 0 | 0 | 0 | 0 | 0 | 0 | 0 | 0 | 0 | 0 | 0
nuclear | 0 | 0 | 1100 | 1100 | 0 | 0 | 0 | 0 | 0 | 0 | 0 | 0 | 0 | 0 | 0 | 0 | 0 | 0 | 0 | 0 | 0 | 0 | 0 | 0 | 0 | 0 | 0 | 0 | 0 | 0 | 0 | 0
hydro | 0 | 151.9 | 93.4 | 0 | 0 | 0 | 0 | 0 | 0 | 0 | 0 | 0 | 0 | 0 | 0 | 0 | 0 | 0 | 0 | 0 | 0 | 0 | 0 | 0 | 0 | 0 | 0 | 0 | 0 | 0 | 0 | 0
onshore wind | 0 | 14777.8 | 10309.2 | 1426.5 | 544.5 | 560 | 0 | 0 | 0 | 0 | 0 | 0 | 0 | 0 | 0 | 0 | 0 | 0 | 0 | 0 | 0 | 0 | 0 | 0 | 0 | 0 | 0 | 0 | 0 | 0 | 0 | 0
solar PV | 0 | 10526.2 | 10843.2 | 3586.5 | 2839 | 0 | 0 | 0 | 0 | 0 | 0 | 0 | 0 | 0 | 0 | 0 | 0 | 0 | 0 | 0 | 0 | 0 | 0 | 0 | 0 | 0 | 0 | 0 | 0 | 0 | 0 | 0
solar thermal | 0 | 0 | 0 | 0 | 0 | 0 | 0 | 0 | 0 | 0 | 0 | 0 | 0 | 0 | 0 | 0 | 0 | 0 | 0 | 0 | 0 | 0 | 0 | 0 | 0 | 0 | 0 | 0 | 0 | 0 | 0 | 0
biomass | 0 | 0 | 40.8 | 54 | 19 | 3.2 | 0 | 0 | 0 | 0 | 0 | 0 | 0 | 0 | 0 | 0 | 0 | 0 | 0 | 0 | 0 | 0 | 0 | 0 | 0 | 0 | 0 | 0 | 0 | 0 | 0 | 0
geothermal | 0 | 16.5 | 0 | 0 | 0 | 0 | 0 | 0 | 0 | 0 | 0 | 0 | 0 | 0 | 0 | 0 | 0 | 0 | 0 | 0 | 0 | 0 | 0 | 0 | 0 | 0 | 0 | 0 | 0 | 0 | 0 | 0
petroleum | 0 | 0 | 1.7 | 0 | 0 | 0 | 0 | 0 | 0 | 0 | 0 | 0 | 0 | 0 | 0 | 0 | 0 | 0 | 0 | 0 | 0 | 0 | 0 | 0 | 0 | 0 | 0 | 0 | 0 | 0 | 0 | 0
natural gas peaker | 0 | 3009.8 | 1878.2 | 394.8 | 317 | 517 | 0 | 0 | 0 | 0 | 0 | 0 | 0 | 0 | 0 | 0 | 0 | 0 | 0 | 0 | 0 | 0 | 0 | 0 | 0 | 0 | 0 | 0 | 0 | 0 | 0 | 0
lignite | 0 | 0 | 0 | 0 | 0 | 0 | 0 | 0 | 0 | 0 | 0 | 0 | 0 | 0 | 0 | 0 | 0 | 0 | 0 | 0 | 0 | 0 | 0 | 0 | 0 | 0 | 0 | 0 | 0 | 0 | 0 | 0
offshore wind | 0 | 0 | 12 | 0 | 0 | 0 | 0 | 0 | 0 | 0 | 0 | 0 | 0 | 0 | 0 | 0 | 0 | 0 | 0 | 0 | 0 | 0 | 0 | 0 | 0 | 0 | 0 | 0 | 0 | 0 | 0 | 0
crude oil | 0 | 0 | 0 | 0 | 0 | 0 | 0 | 0 | 0 | 0 | 0 | 0 | 0 | 0 | 0 | 0 | 0 | 0 | 0 | 0 | 0 | 0 | 0 | 0 | 0 | 0 | 0 | 0 | 0 | 0 | 0 | 0
heavy or residual fuel oil | 0 | 0 | 0 | 0 | 0 | 0 | 0 | 0 | 0 | 0 | 0 | 0 | 0 | 0 | 0 | 0 | 0 | 0 | 0 | 0 | 0 | 0 | 0 | 0 | 0 | 0 | 0 | 0 | 0 | 0 | 0 | 0
municipal solid waste | 0 | 1.1 | 0 | 0 | 0 | 0 | 0 | 0 | 0 | 0 | 0 | 0 | 0 | 0 | 0 | 0 | 0 | 0 | 0 | 0 | 0 | 0 | 0 | 0 | 0 | 0 | 0 | 0 | 0 | 0 | 0 | 0