## About
BRESaC Percent Energy Savings from Retrofitting by Component
BRESaC Retrofitting Cost per Unit Energy Saved
Source: | Residential Buildings, Single Family
Lawrence Berkeley National Laboratory
2014
A Meta-Analysis of Single-Family Deep Energy Retrofit Performance in the U.S.
https://www.osti.gov/servlets/purl/1129577
Tables 11 and 15
Residential Buildings, Multifamily
Building Energy Exchange
2015
Evaluating New York City’s Multifamily Building Energy Data for Savings Opportunities: Retrofitting Affordability
https://be-exchange.org/wp-content/uploads/2017/11/BEEx_Retrofitting_Affordability_Update_Nov2015-1.pdf
Table 3, Table 13, Figure 6
Commercial Buildings Deep Retrofit Measures
PNNL
2011
Advanced Energy Retrofit Guides OFFICE BUILDINGS
https://www.pnnl.gov/main/publications/external/technical_reports/PNNL-20761.pdf
Table 5.3 and Appendix
Commercial Buildings Statistics
EIA
2015
Commercial Building Energy Consumption Survey 2012
https://www.eia.gov/consumption/commercial/data/2012/index.php?view=characteristics
Table C4
EIA
2021
Commercial Building Energy Consumption Survey 2018
https://www.eia.gov/consumption/commercial/data/2018/index.php?view=characteristics#b6-b10
Tables B5 and B10
Residential Building Usage
U.S. Energy Information Administration
2026
Annual Energy Outlook 2026
Alternative electricity and transportation: Table 4
https://www.eia.gov/outlooks/aeo/tables_side_xls.php
Commercial Building Usage
U.S. Energy Information Administration
2026
Annual Energy Outlook 2026
Alternative electricity and transportation: Table 5
https://www.eia.gov/outlooks/aeo/tables_side_xls.php
US County Climate Zones
PNNL and ORNL
2010
Guide to Determining Climate Regions by County
https://www1.eere.energy.gov/buildings/publications/pdfs/building_america/ba_climateguide_7_1.pdf
Tables B5, B10, and C4
Notes
This variable helps control the building retrofitting policy, whose effects are cumulative with other
policies affecting the energy use of building components.
Therefore, for energy savings, this variable should contain the percentage of energy savings from
retrofitting in a scenario where retrofitting is the only enabled policy. For example, you should
incorporate any effects from future improvement of building codes that is part of the BAU case,
but you should not incorporate any effects from future improvement of building codes above
and beyond the improvement in the BAU case (caused by the building energy efficiency standards
policy lever).
Commercial measures follow PNNL's deep retrofit package (Table 5.3), using each measure's total cost from the
appendix. PNNL prices HA13, HA14, HA15 and HW15 as if each had to upgrade the zone controls from pneumatic to
digital (DDC). A building does that once, so column G of the Commercial tab counts the upgrade in HA13 only and
subtracts it from the other three. Its cost is HA14 minus HA12: the same VAV measure with and without the upgrade.

## Residential
Single Family
Source
Average project costs ($) | 40420 | Table 15
Average project costs ($/SF) | 22.11 | Table 15
Average site energy reduction (MMBtu) | 74.5 | Table 11
Average cost per energy reduction ($/btu) | 0.00054255
Average percent reduction in energy use | 47% | Table 11
Multi Family
Removing non-heating/cooling/envelope related retrofit costs and savings
Building Type | Removed Tech | Frequency of Rec | Total Removed Source Savings (GBTU) | Measure cost ($/SF) | Frequency adjusted measure costs ($/SF-rec)
post war gas low | separate dhw from heating | 44% | 1000 | 0.3 | 0.132
post war gas low | install low flow aerators | 29% | 500 | 0.08 | 0.0232
post war gas low | replace boiler | 4% | 240 | 0.71 | 0.0284
post war oil | seprrate dhw from heating | 24% | 570 | 0.6 | 0.144
post war gas mid | separate dhw from heating | 17% | 190 | 0.6 | 0.102
post war gas mid | upgrade boiler | 12% | 180 | 1.28 | 0.1536
pre war gas low | separate dhw from heating | 33% | 340 | 0.48 | 0.1584
pre war gas low | install low flow showerheads | 6% | 210 | 0.04 | 0.0024
pre war gas low | installe low flow aerators | 27% | 190 | 0.06 | 0.0162
pre war oil mid | separate dhw from heating | 38% | 260 | 0.55 | 0.209
pre war oil mid | #2 oil to natural gas | 8% | 200 | 2.19 | 0.1752
pre war oil mid | #6 oil or #4 oil to natural gas | 36% | 110 | 2.05 | 0.738
pre war oil mid | install low flow aerators | 32% | 110 | 0.07 | 0.0224
post war gas high | separate dhw from heating | 26% | 350 | 0.29 | 0.0754
post war gas high | install low flow aerators | 19% | 140 | 0.07 | 0.0133
pre war oil low | separate dhw from heating | 28% | 250 | 0.62 | 0.1736
pre war oil low | install low flow aerators | 28% | 120 | 0.06 | 0.0168
all electric | upgrade to led | 64% | 260 | 0.32 | 0.2048
all electric | install low flow aerators | 45% | 130 | 0.22 | 0.099
all electric | upgrade dhw boiler | 36% | 80 | 0.06 | 0.0216
all district steam | Replace with LED | 20% | 210 | 0.01 | 0.002
pre war gas mid | separate dhw from heating | 19% | 60 | 0.6 | 0.114
pre war gas mid | install low flow aerators | 29% | 40 | 0.05 | 0.0145
Adjusted Savings by Building Type after Removing Uncovered Costs
| Area (million SF) | Total Source Savings (TBTU) | Retrofit cost (millions) | Adjusted Source Savings (TBTU) | Adjusted Costs ($) | Cost per BTU Saved | Source Energy Use | Percent Reduction
post war gas low | 270 | 4.9 | 230 | 3.16 | 180428000 | 5.7097e-05 | 31 | 10.19%
post war oil | 200 | 3.7 | 430 | 3.13 | 401200000 | 0.00012818 | 26 | 12.04%
post war gas mid | 220 | 2.7 | 220 | 2.33 | 163768000 | 7.0287e-05 | 26 | 8.962%
pre war gas low | 160 | 2.3 | 180 | 1.56 | 151680000 | 9.7231e-05 | 17 | 9.176%
pre war oil mid | 110 | 1.7 | 240 | 1.02 | 114094000 | 0.00011186 | 12 | 8.5%
post war gas high | 220 | 1.7 | 40 | 1.21 | 20486000 | 1.6931e-05 | 35 | 3.457%
pre war oil low | 110 | 1.7 | 280 | 1.33 | 259056000 | 0.00019478 | 13 | 10.23%
all electric | 80 | 1.2 | 500 | 0.73 | 473968000 | 0.00064927 | 8 | 9.125%
all district steam | 100 | 0.7 | 50 | 0.49 | 49800000 | 0.00010163 | 15 | 3.267%
pre war gas mid | 60 | 0.3 | 10 | 0.2 | 2290000 | 1.145e-05 | 6 | 3.333%
Floor area weighted cost per unit saved ($) |  | 0.00011263
Floor area weighted average percent reduction in energy consumption |  | 8.286%
Average Costs ($/BTU saved) | 0.00042315
Average reduction in building energy use (%) | 36.25%
Share of residential bldg energy use for space heating and cooling (ignoring non-appliance plug loads and "other") | 67.74%
Perc reduction heating and cooling energy use | 53.51%

## Commercial
Climate | Measure | Savings as % of Total Site Energy | Remaining Site Energy Use | Cost | Include? | Cost counted (zone control upgrade counted once, in HA13) |  | Floorspace allocation | Average Energy Consumption per Building (MMBtu) | Total Reductions | Average Building Sqaure Footage* | Total Cost | Cost per BTU Saved | Digital zone control upgrade cost, counted once (PNNL-20761 appendix total costs)
Hot & Humid | E7 Add AEDG roof insulation | 0.1% | 99.9% | 312358 | 0 | 312358 | Cold | 45.14% | 17220000 | 28.5% | 200000 | 1051100 | 0.00021417 | Climate | HA14 total cost (p. 166) | HA12 total cost (p. 162) | Upgrade cost (HA14 minus HA12)
Hot & Dry | E7 Add AEDG roof insulation | 0.9% | 99.1% | 376577 | 1 | 376577 | Hot & Dry | 6.156% | 13360000 | 38.2% | 200000 | 1000126 | 0.00019597 | Hot & Humid | 226887 | 36684 | 190203
Marine | E7 Add AEDG roof insulation | 1.3% | 98.7% | 390000 | 1 | 390000 | Hot & Humid | 40.57% | 14760000 | 35.2% | 200000 | 477092 | 9.1828e-05 | Hot & Dry | 228927 | 37014 | 191913
Cold | E7 Add AEDG roof insulation | 1.6% | 98.4% | 369120 | 1 | 369120 | Marine | 3.767% | 16040000 | 32.4% | 200000 | 1018937 | 0.00019606 | Marine | 237086 | 38333 | 198753
Very Cold | E7 Add AEDG roof insulation | 2.2% | 97.8% | 412876 | 1 | 412876 | Very Cold | 4.37% | 17220000 | 28.5% | 200000 | 1056492 | 0.00021527 | Cold | 224393 | 36281 | 188112
Hot & Humid | HA13 Widen Zone Temperature Deadband, Add Conference Room Standby Control (Upgrade To DDC Zone Control) | 9.3% | 90.7% | 213808 | 1 | 213808 |  |  |  |  | *see EERE doc pg. 51: Financial Analysis |  |  | Very Cold | 223487 | 36134 | 187353
Hot & Dry | HA13 Widen Zone Temperature Deadband, Add Conference Room Standby Control (Upgrade To DDC Zone Control) | 10.3% | 89.7% | 215730 | 1 | 215730 |  |  | Cost per BTU Saved | 0.00016279
Marine | HA13 Widen Zone Temperature Deadband, Add Conference Room Standby Control (Upgrade To DDC Zone Control) | 10.6% | 89.4% | 223420 | 1 | 223420 |  |  | Average reduction in building energy use (%) | 31.96%
Cold | HA13 Widen Zone Temperature Deadband, Add Conference Room Standby Control (Upgrade To DDC Zone Control) | 9.1% | 90.9% | 211458 | 1 | 211458 |  |  | Share of commercial bldg energy use for space heating and cooling (ignoring non-appliance plug loads and "other") | 49.91% | AEO Table 5
Very Cold | HA13 Widen Zone Temperature Deadband, Add Conference Room Standby Control (Upgrade To DDC Zone Control) | 7.9% | 92.1% | 210604 | 1 | 210604 |  |  | Perc reduction heating and cooling energy use | 64.04%
Hot & Humid | HA14 Lower VAV Box Minimum Flow Setpoints, Reset Duct Static Pressure (Upgrade to DDC Zone Control) | 11.7% | 88.3% | 226887 | 1 | 36684
Hot & Dry | HA14 Lower VAV Box Minimum Flow Setpoints, Reset Duct Static Pressure (Upgrade to DDC Zone Control) | 13.1% | 86.9% | 228927 | 1 | 37014
Marine | HA14 Lower VAV Box Minimum Flow Setpoints, Reset Duct Static Pressure (Upgrade to DDC Zone Control) | 11.9% | 88.1% | 237086 | 1 | 38333
Cold | HA14 Lower VAV Box Minimum Flow Setpoints, Reset Duct Static Pressure (Upgrade to DDC Zone Control) | 10% | 90% | 224393 | 1 | 36281
Very Cold | HA14 Lower VAV Box Minimum Flow Setpoints, Reset Duct Static Pressure (Upgrade to DDC Zone Control) | 8.5% | 91.5% | 223487 | 1 | 36134
Hot & Humid | HA15 Add Demand Controlled Ventilation | 0.6% | 99.4% | 233036 | 1 | 42833
Hot & Dry | HA15 Add Demand Controlled Ventilation | 0.6% | 99.4% | 300659 | 1 | 108746
Marine | HA15 Add Demand Controlled Ventilation | 0% | 100% | 285784 | 1 | 87031
Cold | HA15 Add Demand Controlled Ventilation | 0.2% | 99.8% | 345387 | 1 | 157275
Very Cold | HA15 Add Demand Controlled Ventilation | 0.7% | 99.3% | 300332 | 1 | 112979
Hot & Humid | HA16 Replace Supply Fan Motor and VFD | 2.7% | 97.3% | 42490 | 1 | 42490
Hot & Dry | HA16 Replace Supply Fan Motor and VFD | 3.4% | 96.6% | 45189 | 1 | 45189
Marine | HA16 Replace Supply Fan Motor and VFD | 2.9% | 97.1% | 37368 | 1 | 37368
Cold | HA16 Replace Supply Fan Motor and VFD | 2.6% | 97.4% | 30665 | 1 | 30665
Very Cold | HA16 Replace Supply Fan Motor and VFD | 2.7% | 97.3% | 30541 | 1 | 30541
Hot & Humid | HW7 Shut Down Heating Plant When There's No Heating Load | 7.1% | 92.9% | 1837 | 1 | 1837
Hot & Dry | HW7 Shut Down Heating Plant When There's No Heating Load | 4.2% | 95.8% | 1854 | 1 | 1854
Marine | HW7 Shut Down Heating Plant When There's No Heating Load | 0.2% | 99.8% | 1920 | 0 | 1920
Cold | HW7 Shut Down Heating Plant When There's No Heating Load | 1.1% | 98.9% | 1817 | 0 | 1817
Very Cold | HW7 Shut Down Heating Plant When There's No Heating Load | 0.1% | 99.9% | 1810 | 0 | 1810
Hot & Humid | HW8 Increase Efficiency of Condenser Water System | 0.9% | 99.1% | 37153 | 0 | 37153
Hot & Dry | HW8 Increase Efficiency of Condenser Water System | 1.9% | 98.1% | 45190 | 1 | 45190
Marine | HW8 Increase Efficiency of Condenser Water System | 0.5% | 99.5% | 42298 | 0 | 42298
Cold | HW8 Increase Efficiency of Condenser Water System | 0.5% | 99.5% | 46189 | 0 | 46189
Very Cold | HW8 Increase Efficiency of Condenser Water System | 0.3% | 99.7% | 42414 | 0 | 42414
Hot & Humid | HW9 Increase Efficiency of Condenser Water Pumping System | 0.8% | 99.2% | 24866 | 1 | 24866
Hot & Dry | HW9 Increase Efficiency of Condenser Water Pumping System | 0.9% | 99.1% | 29300 | 1 | 29300
Marine | HW9 Increase Efficiency of Condenser Water Pumping System | 0.3% | 99.7% | 28326 | 0 | 28326
Cold | HW9 Increase Efficiency of Condenser Water Pumping System | 0.3% | 99.7% | 30960 | 0 | 30960
Very Cold | HW9 Increase Efficiency of Condenser Water Pumping System | 0.2% | 99.8% | 28416 | 0 | 28416
Hot & Humid | HW10 Change Cooling Plant Pumping System to Variable Primary | 1.3% | 98.7% | 64649 | 1 | 64649
Hot & Dry | HW10 Change Cooling Plant Pumping System to Variable Primary | 1.4% | 98.6% | 85146 | 1 | 85146
Marine | HW10 Change Cooling Plant Pumping System to Variable Primary | 0.4% | 99.6% | 74909 | 0 | 74909
Cold | HW10 Change Cooling Plant Pumping System to Variable Primary | 0.5% | 99.5% | 83928 | 0 | 83928
Very Cold | HW10 Change Cooling Plant Pumping System to Variable Primary | 0.3% | 99.7% | 75994 | 0 | 75994
Hot & Humid | HW12 Add a VFD to One Chiller | 1.7% | 98.3% | 49925 | 1 | 49925
Hot & Dry | HW12 Add a VFD to One Chiller | 1.5% | 98.5% | 55380 | 1 | 55380
Marine | HW12 Add a VFD to One Chiller | 0.4% | 99.6% | 55399 | 0 | 55399
Cold | HW12 Add a VFD to One Chiller | 0.6% | 99.4% | 58155 | 0 | 58155
Very Cold | HW12 Add a VFD to One Chiller | 0.3% | 99.7% | 54585 | 0 | 54585
Hot & Humid | HW15 Replace Boilers and Change Heating Plant Pumping System to Variable Flow Primary | 2.5% | 97.5% | 403755 | 0 | 213552
Hot & Dry | HW15 Replace Boilers and Change Heating Plant Pumping System to Variable Flow Primary | 3.8% | 96.2% | 427824 | 0 | 235911
Marine | HW15 Replace Boilers and Change Heating Plant Pumping System to Variable Flow Primary | 5.7% | 94.3% | 441538 | 1 | 242785
Cold | HW15 Replace Boilers and Change Heating Plant Pumping System to Variable Flow Primary | 5% | 95% | 434413 | 1 | 246301
Very Cold | HW15 Replace Boilers and Change Heating Plant Pumping System to Variable Flow Primary | 6.5% | 93.5% | 440711 | 1 | 253358

## County Climates
State Abbrev | State | County | Climate | Division | Total Floor Space (million) | Count of County | Column Labels
AL | Alabama | Autauga | Hot-Humid | East South Central Division | 5359 | Row Labels | Cold | Hot-Dry | Hot-Humid | Marine | Mixed-Dry | Mixed-Humid | Subarctic | Very Cold | Total Floor Area
AL | Alabama | Baldwin | Hot-Humid | East South Central Division | 5359 | East North Central Division | 76.66% | 0% | 0% | 0% | 0% | 17.62% | 0% | 5.721% | 17642
AL | Alabama | Barbour | Hot-Humid | East South Central Division | 5359 | East South Central Division | 0% | 0% | 15.11% | 0% | 0% | 84.89% | 0% | 0% | 5359
AL | Alabama | Bibb | Mixed-Humid | East South Central Division | 5359 | Middle Atlantic Division | 82% | 0% | 0% | 0% | 0% | 18% | 0% | 0% | 12272
AL | Alabama | Blount | Mixed-Humid | East South Central Division | 5359 | Mountain Division | 81.49% | 6.762% | 0% | 0% | 6.05% | 0% | 0% | 5.694% | 7761
AL | Alabama | Bullock | Hot-Humid | East South Central Division | 5359 | New England Division | 98.51% | 0% | 0% | 0% | 0% | 0% | 0% | 1.493% | 3748
AL | Alabama | Butler | Hot-Humid | East South Central Division | 5359 | Pacific Division | 29.88% | 15.85% | 3.049% | 30.49% | 4.878% | 0% | 5.488% | 10.37% | 11956
AL | Alabama | Calhoun | Mixed-Humid | East South Central Division | 5359 | South Atlantic Division | 5.942% | 0% | 27.5% | 0% | 0% | 66.55% | 0% | 0% | 17961
AL | Alabama | Chambers | Mixed-Humid | East South Central Division | 5359 | West North Central Division | 63.92% | 0% | 0% | 0% | 0% | 26.38% | 0% | 9.709% | 8501
AL | Alabama | Cherokee | Mixed-Humid | East South Central Division | 5359 | West South Central Division | 0% | 14.89% | 44.47% | 0% | 6.596% | 34.04% | 0% | 0% | 11558
AL | Alabama | Chilton | Mixed-Humid | East South Central Division | 5359
AL | Alabama | Choctaw | Hot-Humid | East South Central Division | 5359
AL | Alabama | Clarke | Hot-Humid | East South Central Division | 5359 | Region | Total Floor Area
AL | Alabama | Clay | Mixed-Humid | East South Central Division | 5359 |  | Cold | Hot-Dry | Hot-Humid | Marine | Mixed-Dry | Mixed-Humid | Subarctic | Very Cold
AL | Alabama | Cleburne | Mixed-Humid | East South Central Division | 5359 | East North Central Division | 13524187643.0206 | 0 | 0 | 0 | 0 | 3108544622.4256 | 0 | 1009267734.5538
AL | Alabama | Coffee | Hot-Humid | East South Central Division | 5359 | East South Central Division | 0 | 0 | 809739010.989 | 0 | 0 | 4549260989.011 | 0 | 0
AL | Alabama | Colbert | Mixed-Humid | East South Central Division | 5359 | Middle Atlantic Division | 10063040000 | 0 | 0 | 0 | 0 | 2208960000 | 0 | 0
AL | Alabama | Conecuh | Hot-Humid | East South Central Division | 5359 | Mountain Division | 6324800711.7438 | 524765124.5552 | 0 | 0 | 469526690.3915 | 0 | 0 | 441907473.3096
AL | Alabama | Coosa | Mixed-Humid | East South Central Division | 5359 | New England Division | 3692059701.4925 | 0 | 0 | 0 | 0 | 0 | 0 | 55940298.5075
AL | Alabama | Covington | Hot-Humid | East South Central Division | 5359 | Pacific Division | 3572219512.1951 | 1895463414.6341 | 364512195.122 | 3645121951.2195 | 583219512.1951 | 0 | 656121951.2195 | 1239341463.4146
AL | Alabama | Crenshaw | Hot-Humid | East South Central Division | 5359 | South Atlantic Division | 1067292020.3735 | 0 | 4940037351.4431 | 0 | 0 | 11953670628.1834 | 0 | 0
AL | Alabama | Cullman | Mixed-Humid | East South Central Division | 5359 | West North Central Division | 5433487055.0162 | 0 | 0 | 0 | 0 | 2242173139.1586 | 0 | 825339805.8252
AL | Alabama | Dale | Hot-Humid | East South Central Division | 5359 | West South Central Division | 0 | 1721404255.3191 | 5139621276.5957 | 0 | 762336170.2128 | 3934638297.8723 | 0 | 0
AL | Alabama | Dallas | Hot-Humid | East South Central Division | 5359 | Total | 43677086643.8417 | 4141632794.5085 | 11253909834.1498 | 3645121951.2195 | 1815082372.7993 | 27997247676.6509 | 656121951.2195 | 3571796775.6107
AL | Alabama | DeKalb | Mixed-Humid | East South Central Division | 5359
AL | Alabama | Elmore | Hot-Humid | East South Central Division | 5359 |  | Share of Floorspace
AL | Alabama | Escambia | Hot-Humid | East South Central Division | 5359 | Cold | 45.14%
AL | Alabama | Etowah | Mixed-Humid | East South Central Division | 5359 | Hot-Dry | 4.28%
AL | Alabama | Fayette | Mixed-Humid | East South Central Division | 5359 | Hot-Humid | 11.63%
AL | Alabama | Franklin | Mixed-Humid | East South Central Division | 5359 | Marine | 3.767%
AL | Alabama | Geneva | Hot-Humid | East South Central Division | 5359 | Mixed-Dry | 1.876%
AL | Alabama | Greene | Mixed-Humid | East South Central Division | 5359 | Mixed-Humid | 28.94%
AL | Alabama | Hale | Mixed-Humid | East South Central Division | 5359 | Subarctic | 0.6781%
AL | Alabama | Henry | Hot-Humid | East South Central Division | 5359 | Very Cold | 3.691%
AL | Alabama | Houston | Hot-Humid | East South Central Division | 5359
AL | Alabama | Jackson | Mixed-Humid | East South Central Division | 5359
AL | Alabama | Jefferson | Mixed-Humid | East South Central Division | 5359
AL | Alabama | Lamar | Mixed-Humid | East South Central Division | 5359
AL | Alabama | Lauderdale | Mixed-Humid | East South Central Division | 5359
AL | Alabama | Lawrence | Mixed-Humid | East South Central Division | 5359
AL | Alabama | Lee | Mixed-Humid | East South Central Division | 5359
AL | Alabama | Limestone | Mixed-Humid | East South Central Division | 5359
AL | Alabama | Lowndes | Hot-Humid | East South Central Division | 5359
AL | Alabama | Macon | Hot-Humid | East South Central Division | 5359
AL | Alabama | Madison | Mixed-Humid | East South Central Division | 5359
AL | Alabama | Marengo | Hot-Humid | East South Central Division | 5359
AL | Alabama | Marion | Mixed-Humid | East South Central Division | 5359
AL | Alabama | Marshall | Mixed-Humid | East South Central Division | 5359
AL | Alabama | Mobile | Hot-Humid | East South Central Division | 5359
AL | Alabama | Monroe | Hot-Humid | East South Central Division | 5359
AL | Alabama | Montgomery | Hot-Humid | East South Central Division | 5359
AL | Alabama | Morgan | Mixed-Humid | East South Central Division | 5359
AL | Alabama | Perry | Hot-Humid | East South Central Division | 5359
AL | Alabama | Pickens | Mixed-Humid | East South Central Division | 5359
AL | Alabama | Pike | Hot-Humid | East South Central Division | 5359
AL | Alabama | Randolph | Mixed-Humid | East South Central Division | 5359
AL | Alabama | Russell | Hot-Humid | East South Central Division | 5359
AL | Alabama | Shelby | Mixed-Humid | East South Central Division | 5359
AL | Alabama | St. Clair | Mixed-Humid | East South Central Division | 5359
AL | Alabama | Sumter | Mixed-Humid | East South Central Division | 5359
AL | Alabama | Talladega | Mixed-Humid | East South Central Division | 5359
AL | Alabama | Tallapoosa | Mixed-Humid | East South Central Division | 5359
AL | Alabama | Tuscaloosa | Mixed-Humid | East South Central Division | 5359
AL | Alabama | Walker | Mixed-Humid | East South Central Division | 5359
AL | Alabama | Washington | Hot-Humid | East South Central Division | 5359
AR | Arkansas | Desha | Mixed-Humid | West South Central Division | 11558
AR | Arkansas | Drew | Mixed-Humid | West South Central Division | 11558
AR | Arkansas | Faulkner | Mixed-Humid | West South Central Division | 11558
AR | Arkansas | Franklin | Mixed-Humid | West South Central Division | 11558
AR | Arkansas | Fulton | Mixed-Humid | West South Central Division | 11558
AR | Arkansas | Garland | Mixed-Humid | West South Central Division | 11558
AR | Arkansas | Grant | Mixed-Humid | West South Central Division | 11558
AR | Arkansas | Greene | Mixed-Humid | West South Central Division | 11558
AR | Arkansas | Hempstead | Mixed-Humid | West South Central Division | 11558
AR | Arkansas | Hot Spring | Mixed-Humid | West South Central Division | 11558
AR | Arkansas | Howard | Mixed-Humid | West South Central Division | 11558
AR | Arkansas | Independence | Mixed-Humid | West South Central Division | 11558
AR | Arkansas | Izard | Mixed-Humid | West South Central Division | 11558
AR | Arkansas | Jackson | Mixed-Humid | West South Central Division | 11558
AR | Arkansas | Jefferson | Mixed-Humid | West South Central Division | 11558
AR | Arkansas | Johnson | Mixed-Humid | West South Central Division | 11558
AR | Arkansas | Lafayette | Hot-Humid | West South Central Division | 11558
AR | Arkansas | Lawrence | Mixed-Humid | West South Central Division | 11558
AR | Arkansas | Lee | Mixed-Humid | West South Central Division | 11558
AR | Arkansas | Lincoln | Mixed-Humid | West South Central Division | 11558
AR | Arkansas | Little River | Hot-Humid | West South Central Division | 11558
AR | Arkansas | Logan | Mixed-Humid | West South Central Division | 11558
AR | Arkansas | Lonoke | Mixed-Humid | West South Central Division | 11558
AR | Arkansas | Madison | Mixed-Humid | West South Central Division | 11558
AR | Arkansas | Marion | Mixed-Humid | West South Central Division | 11558
AR | Arkansas | Miller | Hot-Humid | West South Central Division | 11558
AR | Arkansas | Mississippi | Mixed-Humid | West South Central Division | 11558
AR | Arkansas | Monroe | Mixed-Humid | West South Central Division | 11558
AR | Arkansas | Montgomery | Mixed-Humid | West South Central Division | 11558
AR | Arkansas | Nevada | Mixed-Humid | West South Central Division | 11558
AR | Arkansas | Newton | Mixed-Humid | West South Central Division | 11558
AR | Arkansas | Ouachita | Mixed-Humid | West South Central Division | 11558
AR | Arkansas | Perry | Mixed-Humid | West South Central Division | 11558
AR | Arkansas | Phillips | Mixed-Humid | West South Central Division | 11558
AR | Arkansas | Pike | Mixed-Humid | West South Central Division | 11558
AR | Arkansas | Poinsett | Mixed-Humid | West South Central Division | 11558
AR | Arkansas | Polk | Mixed-Humid | West South Central Division | 11558
AR | Arkansas | Pope | Mixed-Humid | West South Central Division | 11558
AR | Arkansas | Prairie | Mixed-Humid | West South Central Division | 11558
AR | Arkansas | Pulaski | Mixed-Humid | West South Central Division | 11558
AR | Arkansas | Randolph | Mixed-Humid | West South Central Division | 11558
AR | Arkansas | Saline | Mixed-Humid | West South Central Division | 11558
AR | Arkansas | Scott | Mixed-Humid | West South Central Division | 11558
AR | Arkansas | Searcy | Mixed-Humid | West South Central Division | 11558
AR | Arkansas | Sebastian | Mixed-Humid | West South Central Division | 11558
AR | Arkansas | Sevier | Mixed-Humid | West South Central Division | 11558
AR | Arkansas | Sharp | Mixed-Humid | West South Central Division | 11558
AR | Arkansas | St. Francis | Mixed-Humid | West South Central Division | 11558
AR | Arkansas | Stone | Mixed-Humid | West South Central Division | 11558
AR | Arkansas | Union | Hot-Humid | West South Central Division | 11558
AR | Arkansas | Van Buren | Mixed-Humid | West South Central Division | 11558
AR | Arkansas | Washington | Mixed-Humid | West South Central Division | 11558
AR | Arkansas | White | Mixed-Humid | West South Central Division | 11558
AR | Arkansas | Woodruff | Mixed-Humid | West South Central Division | 11558
AR | Arkansas | Yell | Mixed-Humid | West South Central Division | 11558
CA | California | Alameda | Marine | Pacific Division | 11956
CA | California | Alpine | Cold | Pacific Division | 11956
CA | California | Amador | Mixed-Dry | Pacific Division | 11956
CA | California | Butte | Hot-Dry | Pacific Division | 11956
CA | California | Calaveras | Mixed-Dry | Pacific Division | 11956
CA | California | Colusa | Hot-Dry | Pacific Division | 11956
CA | California | Contra Costa | Hot-Dry | Pacific Division | 11956
CA | California | Del Norte | Marine | Pacific Division | 11956
CA | California | El Dorado | Mixed-Dry | Pacific Division | 11956
CA | California | Fresno | Hot-Dry | Pacific Division | 11956
CO | Colorado | Dolores | Cold | Mountain Division | 7761
CO | Colorado | Douglas | Cold | Mountain Division | 7761
CO | Colorado | Eagle | Cold | Mountain Division | 7761
CO | Colorado | El Paso | Cold | Mountain Division | 7761
CO | Colorado | Elbert | Cold | Mountain Division | 7761
CO | Colorado | Fremont | Cold | Mountain Division | 7761
CO | Colorado | Garfield | Cold | Mountain Division | 7761
CO | Colorado | Gilpin | Cold | Mountain Division | 7761
CO | Colorado | Grand | Very Cold | Mountain Division | 7761
CO | Colorado | Gunnison | Very Cold | Mountain Division | 7761
CO | Colorado | Hinsdale | Very Cold | Mountain Division | 7761
CO | Colorado | Huerfano | Cold | Mountain Division | 7761
CO | Colorado | Jackson | Very Cold | Mountain Division | 7761
CO | Colorado | Jefferson | Cold | Mountain Division | 7761
CO | Colorado | Kiowa | Cold | Mountain Division | 7761
CO | Colorado | Kit Carson | Cold | Mountain Division | 7761
CO | Colorado | La Plata | Cold | Mountain Division | 7761
CO | Colorado | Lake | Very Cold | Mountain Division | 7761
CO | Colorado | Larimer | Cold | Mountain Division | 7761
CO | Colorado | Las Animas | Mixed-Dry | Mountain Division | 7761
CO | Colorado | Lincoln | Cold | Mountain Division | 7761
CO | Colorado | Logan | Cold | Mountain Division | 7761
CO | Colorado | Mesa | Cold | Mountain Division | 7761
CO | Colorado | Mineral | Very Cold | Mountain Division | 7761
CO | Colorado | Moffat | Cold | Mountain Division | 7761
CO | Colorado | Montezuma | Cold | Mountain Division | 7761
CO | Colorado | Montrose | Cold | Mountain Division | 7761
CO | Colorado | Morgan | Cold | Mountain Division | 7761
CO | Colorado | Otero | Mixed-Dry | Mountain Division | 7761
CO | Colorado | Ouray | Cold | Mountain Division | 7761
CO | Colorado | Park | Very Cold | Mountain Division | 7761
CO | Colorado | Phillips | Cold | Mountain Division | 7761
CO | Colorado | Pitkin | Very Cold | Mountain Division | 7761
CO | Colorado | Prowers | Cold | Mountain Division | 7761
CO | Colorado | Pueblo | Cold | Mountain Division | 7761
CO | Colorado | Rio Blanco | Cold | Mountain Division | 7761
CO | Colorado | Rio Grande | Very Cold | Mountain Division | 7761
CO | Colorado | Routt | Very Cold | Mountain Division | 7761
CO | Colorado | Saguache | Cold | Mountain Division | 7761
CO | Colorado | San Juan | Very Cold | Mountain Division | 7761
CO | Colorado | San Miguel | Cold | Mountain Division | 7761
CO | Colorado | Sedgwick | Cold | Mountain Division | 7761
CO | Colorado | Summit | Very Cold | Mountain Division | 7761
CO | Colorado | Teller | Cold | Mountain Division | 7761
CO | Colorado | Washington | Cold | Mountain Division | 7761
CO | Colorado | Weld | Cold | Mountain Division | 7761
CO | Colorado | Yuma | Cold | Mountain Division | 7761
CT | Connecticut | Fairfield | Cold | New England Division | 3748
CT | Connecticut | Hartford | Cold | New England Division | 3748
CT | Connecticut | Litchfield | Cold | New England Division | 3748
CT | Connecticut | Middlesex | Cold | New England Division | 3748
CT | Connecticut | New Haven | Cold | New England Division | 3748
CT | Connecticut | New London | Cold | New England Division | 3748
CT | Connecticut | Tolland | Cold | New England Division | 3748
CT | Connecticut | Windham | Cold | New England Division | 3748
DE | Delaware | Kent | Mixed-Humid | South Atlantic Division | 17961
DE | Delaware | New Castle | Mixed-Humid | South Atlantic Division | 17961
DE | Delaware | Sussex | Mixed-Humid | South Atlantic Division | 17961
FL | Florida | Alachua | Hot-Humid | South Atlantic Division | 17961
FL | Florida | Baker | Hot-Humid | South Atlantic Division | 17961
FL | Florida | Bay | Hot-Humid | South Atlantic Division | 17961
FL | Florida | Bradford | Hot-Humid | South Atlantic Division | 17961
FL | Florida | Brevard | Hot-Humid | South Atlantic Division | 17961
GA | Georgia | Baker | Hot-Humid | South Atlantic Division | 17961
GA | Georgia | Baldwin | Mixed-Humid | South Atlantic Division | 17961
GA | Georgia | Banks | Mixed-Humid | South Atlantic Division | 17961
GA | Georgia | Barrow | Mixed-Humid | South Atlantic Division | 17961
GA | Georgia | Bartow | Mixed-Humid | South Atlantic Division | 17961
GA | Georgia | Ben Hill | Hot-Humid | South Atlantic Division | 17961
GA | Georgia | Berrien | Hot-Humid | South Atlantic Division | 17961
GA | Georgia | Bibb | Mixed-Humid | South Atlantic Division | 17961
GA | Georgia | Bleckley | Hot-Humid | South Atlantic Division | 17961
GA | Georgia | Brantley | Hot-Humid | South Atlantic Division | 17961
GA | Georgia | Brooks | Hot-Humid | South Atlantic Division | 17961
GA | Georgia | Bryan | Hot-Humid | South Atlantic Division | 17961
GA | Georgia | Bulloch | Hot-Humid | South Atlantic Division | 17961
GA | Georgia | Burke | Mixed-Humid | South Atlantic Division | 17961
GA | Georgia | Butts | Mixed-Humid | South Atlantic Division | 17961
GA | Georgia | Calhoun | Hot-Humid | South Atlantic Division | 17961
GA | Georgia | Camden | Hot-Humid | South Atlantic Division | 17961
GA | Georgia | Candler | Hot-Humid | South Atlantic Division | 17961
GA | Georgia | Carroll | Mixed-Humid | South Atlantic Division | 17961
GA | Georgia | Catoosa | Mixed-Humid | South Atlantic Division | 17961
GA | Georgia | Charlton | Hot-Humid | South Atlantic Division | 17961
GA | Georgia | Chatham | Hot-Humid | South Atlantic Division | 17961
GA | Georgia | Chattahoochee | Hot-Humid | South Atlantic Division | 17961
GA | Georgia | Chattooga | Mixed-Humid | South Atlantic Division | 17961
GA | Georgia | Cherokee | Mixed-Humid | South Atlantic Division | 17961
GA | Georgia | Clarke | Mixed-Humid | South Atlantic Division | 17961
GA | Georgia | Clay | Hot-Humid | South Atlantic Division | 17961
GA | Georgia | Clayton | Mixed-Humid | South Atlantic Division | 17961
GA | Georgia | Clinch | Hot-Humid | South Atlantic Division | 17961
GA | Georgia | Cobb | Mixed-Humid | South Atlantic Division | 17961
GA | Georgia | Coffee | Hot-Humid | South Atlantic Division | 17961
GA | Georgia | Colquitt | Hot-Humid | South Atlantic Division | 17961
GA | Georgia | Columbia | Mixed-Humid | South Atlantic Division | 17961
GA | Georgia | Cook | Hot-Humid | South Atlantic Division | 17961
GA | Georgia | Coweta | Mixed-Humid | South Atlantic Division | 17961
GA | Georgia | Crawford | Mixed-Humid | South Atlantic Division | 17961
GA | Georgia | Crisp | Hot-Humid | South Atlantic Division | 17961
GA | Georgia | Dade | Mixed-Humid | South Atlantic Division | 17961
GA | Georgia | Dawson | Mixed-Humid | South Atlantic Division | 17961
GA | Georgia | Decatur | Hot-Humid | South Atlantic Division | 17961
GA | Georgia | DeKalb | Mixed-Humid | South Atlantic Division | 17961
GA | Georgia | Dodge | Hot-Humid | South Atlantic Division | 17961
GA | Georgia | Dooly | Hot-Humid | South Atlantic Division | 17961
GA | Georgia | Dougherty | Hot-Humid | South Atlantic Division | 17961
GA | Georgia | Douglas | Mixed-Humid | South Atlantic Division | 17961
GA | Georgia | Early | Hot-Humid | South Atlantic Division | 17961
GA | Georgia | Echols | Hot-Humid | South Atlantic Division | 17961
GA | Georgia | Effingham | Hot-Humid | South Atlantic Division | 17961
GA | Georgia | Elbert | Mixed-Humid | South Atlantic Division | 17961
GA | Georgia | Emanuel | Hot-Humid | South Atlantic Division | 17961
GA | Georgia | Evans | Hot-Humid | South Atlantic Division | 17961
GA | Georgia | Fannin | Mixed-Humid | South Atlantic Division | 17961
GA | Georgia | Fayette | Mixed-Humid | South Atlantic Division | 17961
GA | Georgia | Floyd | Mixed-Humid | South Atlantic Division | 17961
GA | Georgia | Forsyth | Mixed-Humid | South Atlantic Division | 17961
GA | Georgia | Franklin | Mixed-Humid | South Atlantic Division | 17961
GA | Georgia | Fulton | Mixed-Humid | South Atlantic Division | 17961
GA | Georgia | Gilmer | Mixed-Humid | South Atlantic Division | 17961
GA | Georgia | Glascock | Mixed-Humid | South Atlantic Division | 17961
GA | Georgia | Glynn | Hot-Humid | South Atlantic Division | 17961
GA | Georgia | Gordon | Mixed-Humid | South Atlantic Division | 17961
GA | Georgia | Grady | Hot-Humid | South Atlantic Division | 17961
GA | Georgia | Greene | Mixed-Humid | South Atlantic Division | 17961
GA | Georgia | Gwinnett | Mixed-Humid | South Atlantic Division | 17961
GA | Georgia | Habersham | Mixed-Humid | South Atlantic Division | 17961
GA | Georgia | Telfair | Hot-humid | South Atlantic Division | 17961
GA | Georgia | Terrell | Hot-humid | South Atlantic Division | 17961
GA | Georgia | Thomas | Hot-Humid | South Atlantic Division | 17961
GA | Georgia | Tift | Hot-humid | South Atlantic Division | 17961
GA | Georgia | Toombs | Hot-Humid | South Atlantic Division | 17961
GA | Georgia | Towns | Mixed-Humid | South Atlantic Division | 17961
GA | Georgia | Treutlen | Hot-humid | South Atlantic Division | 17961
GA | Georgia | Troup | Mixed-Humid | South Atlantic Division | 17961
GA | Georgia | Turner | Hot-humid | South Atlantic Division | 17961
GA | Georgia | Twiggs | Hot-humid | South Atlantic Division | 17961
GA | Georgia | Union | Mixed-Humid | South Atlantic Division | 17961
GA | Georgia | Upson | Mixed-Humid | South Atlantic Division | 17961
GA | Georgia | Walker | Mixed-Humid | South Atlantic Division | 17961
GA | Georgia | Walton | Mixed-Humid | South Atlantic Division | 17961
GA | Georgia | Ware | Hot-Humid | South Atlantic Division | 17961
GA | Georgia | Warren | Mixed-Humid | South Atlantic Division | 17961
GA | Georgia | Washington | Mixed-Humid | South Atlantic Division | 17961
GA | Georgia | Wayne | Hot-Humid | South Atlantic Division | 17961
GA | Georgia | Webster | Hot-humid | South Atlantic Division | 17961
GA | Georgia | Wheeler | Hot-humid | South Atlantic Division | 17961
GA | Georgia | White | Mixed-Humid | South Atlantic Division | 17961
GA | Georgia | Whitfield | Mixed-Humid | South Atlantic Division | 17961
GA | Georgia | Wilcox | Hot-humid | South Atlantic Division | 17961
GA | Georgia | Wilkes | Mixed-Humid | South Atlantic Division | 17961
GA | Georgia | Wilkinson | Mixed-Humid | South Atlantic Division | 17961
GA | Georgia | Worth | Hot-humid | South Atlantic Division | 17961
HI | Hawaii | Hawaii | Hot-Humid | Pacific Division | 11956
HI | Hawaii | Honolulu | Hot-Humid | Pacific Division | 11956
HI | Hawaii | Kalawao | Hot-Humid | Pacific Division | 11956
HI | Hawaii | Kauai | Hot-Humid | Pacific Division | 11956
HI | Hawaii | Maui | Hot-Humid | Pacific Division | 11956
ID | Idaho | Ada | Cold | Mountain Division | 7761
ID | Idaho | Adams | Cold | Mountain Division | 7761
ID | Idaho | Bannock | Cold | Mountain Division | 7761
ID | Idaho | Bear Lake | Cold | Mountain Division | 7761
ID | Idaho | Benewah | Cold | Mountain Division | 7761
ID | Idaho | Bingham | Cold | Mountain Division | 7761
ID | Idaho | Blaine | Cold | Mountain Division | 7761
ID | Idaho | Boise | Cold | Mountain Division | 7761
ID | Idaho | Bonner | Cold | Mountain Division | 7761
ID | Idaho | Bonneville | Cold | Mountain Division | 7761
ID | Idaho | Boundary | Cold | Mountain Division | 7761
ID | Idaho | Butte | Cold | Mountain Division | 7761
ID | Idaho | Camas | Cold | Mountain Division | 7761
ID | Idaho | Canyon | Cold | Mountain Division | 7761
ID | Idaho | Caribou | Cold | Mountain Division | 7761
ID | Idaho | Cassia | Cold | Mountain Division | 7761
ID | Idaho | Clark | Cold | Mountain Division | 7761
ID | Idaho | Clearwater | Cold | Mountain Division | 7761
ID | Idaho | Custer | Cold | Mountain Division | 7761
ID | Idaho | Elmore | Cold | Mountain Division | 7761
ID | Idaho | Franklin | Cold | Mountain Division | 7761
ID | Idaho | Fremont | Cold | Mountain Division | 7761
ID | Idaho | Gem | Cold | Mountain Division | 7761
ID | Idaho | Gooding | Cold | Mountain Division | 7761
ID | Idaho | Idaho | Cold | Mountain Division | 7761
ID | Idaho | Jefferson | Cold | Mountain Division | 7761
ID | Idaho | Jerome | Cold | Mountain Division | 7761
ID | Idaho | Kootenai | Cold | Mountain Division | 7761
ID | Idaho | Latah | Cold | Mountain Division | 7761
ID | Idaho | Lemhi | Cold | Mountain Division | 7761
ID | Idaho | Lewis | Cold | Mountain Division | 7761
ID | Idaho | Lincoln | Cold | Mountain Division | 7761
ID | Idaho | Madison | Cold | Mountain Division | 7761
ID | Idaho | Minidoka | Cold | Mountain Division | 7761
IL | Illinois | Macoupin | Mixed-Humid | East North Central Division | 17642
IL | Illinois | Madison | Mixed-Humid | East North Central Division | 17642
IL | Illinois | Marion | Mixed-Humid | East North Central Division | 17642
IL | Illinois | Marshall | Cold | East North Central Division | 17642
IL | Illinois | Mason | Cold | East North Central Division | 17642
IL | Illinois | Massac | Mixed-Humid | East North Central Division | 17642
IL | Illinois | McDonough | Cold | East North Central Division | 17642
IL | Illinois | McHenry | Cold | East North Central Division | 17642
IL | Illinois | McLean | Cold | East North Central Division | 17642
IL | Illinois | Menard | Cold | East North Central Division | 17642
IL | Illinois | Mercer | Cold | East North Central Division | 17642
IL | Illinois | Monroe | Mixed-Humid | East North Central Division | 17642
IL | Illinois | Montgomery | Mixed-Humid | East North Central Division | 17642
IL | Illinois | Morgan | Cold | East North Central Division | 17642
IL | Illinois | Moultrie | Cold | East North Central Division | 17642
IL | Illinois | Ogle | Cold | East North Central Division | 17642
IL | Illinois | Peoria | Cold | East North Central Division | 17642
IL | Illinois | Perry | Mixed-Humid | East North Central Division | 17642
IL | Illinois | Piatt | Cold | East North Central Division | 17642
IL | Illinois | Pike | Cold | East North Central Division | 17642
IL | Illinois | Pope | Mixed-Humid | East North Central Division | 17642
IL | Illinois | Pulaski | Mixed-Humid | East North Central Division | 17642
IL | Illinois | Putnam | Cold | East North Central Division | 17642
IL | Illinois | Randolph | Mixed-Humid | East North Central Division | 17642
IL | Illinois | Richland | Mixed-Humid | East North Central Division | 17642
IL | Illinois | Rock Island | Cold | East North Central Division | 17642
IL | Illinois | Saline | Mixed-Humid | East North Central Division | 17642
IL | Illinois | Sangamon | Cold | East North Central Division | 17642
IL | Illinois | Schuyler | Cold | East North Central Division | 17642
IL | Illinois | Scott | Cold | East North Central Division | 17642
IL | Illinois | Shelby | Mixed-Humid | East North Central Division | 17642
IL | Illinois | St. Clair | Mixed-Humid | East North Central Division | 17642
IL | Illinois | Stark | Cold | East North Central Division | 17642
IL | Illinois | Stephenson | Cold | East North Central Division | 17642
IL | Illinois | Tazewell | Cold | East North Central Division | 17642
IL | Illinois | Union | Mixed-Humid | East North Central Division | 17642
IL | Illinois | Vermilion | Cold | East North Central Division | 17642
IL | Illinois | Wabash | Mixed-Humid | East North Central Division | 17642
IL | Illinois | Warren | Cold | East North Central Division | 17642
IL | Illinois | Washington | Mixed-Humid | East North Central Division | 17642
IL | Illinois | Wayne | Mixed-Humid | East North Central Division | 17642
IL | Illinois | White | Mixed-Humid | East North Central Division | 17642
IL | Illinois | Whiteside | Cold | East North Central Division | 17642
IL | Illinois | Will | Cold | East North Central Division | 17642
IL | Illinois | Williamson | Mixed-Humid | East North Central Division | 17642
IL | Illinois | Winnebago | Cold | East North Central Division | 17642
IL | Illinois | Woodford | Cold | East North Central Division | 17642
IN | Indiana | Adams | Cold | East North Central Division | 17642
IN | Indiana | Allen | Cold | East North Central Division | 17642
IN | Indiana | Bartholomew | Cold | East North Central Division | 17642
IN | Indiana | Benton | Cold | East North Central Division | 17642
IN | Indiana | Blackford | Cold | East North Central Division | 17642
IN | Indiana | Boone | Cold | East North Central Division | 17642
IN | Indiana | Brown | Mixed-Humid | East North Central Division | 17642
IN | Indiana | Carroll | Cold | East North Central Division | 17642
IN | Indiana | Cass | Cold | East North Central Division | 17642
IN | Indiana | Clark | Mixed-Humid | East North Central Division | 17642
IN | Indiana | Clay | Cold | East North Central Division | 17642
IN | Indiana | Clinton | Cold | East North Central Division | 17642
IN | Indiana | Crawford | Mixed-Humid | East North Central Division | 17642
IN | Indiana | Daviess | Mixed-Humid | East North Central Division | 17642
IN | Indiana | De Kalb | Cold | East North Central Division | 17642
IN | Indiana | Dearborn | Mixed-Humid | East North Central Division | 17642
IN | Indiana | Decatur | Cold | East North Central Division | 17642
IN | Indiana | Delaware | Cold | East North Central Division | 17642
IN | Indiana | Vigo | Cold | East North Central Division | 17642
IN | Indiana | Wabash | Cold | East North Central Division | 17642
IN | Indiana | Warren | Cold | East North Central Division | 17642
IN | Indiana | Warrick | Mixed-Humid | East North Central Division | 17642
IN | Indiana | Washington | Mixed-Humid | East North Central Division | 17642
IN | Indiana | Wayne | Cold | East North Central Division | 17642
IN | Indiana | Wells | Cold | East North Central Division | 17642
IN | Indiana | White | Cold | East North Central Division | 17642
IN | Indiana | Whitley | Cold | East North Central Division | 17642
IA | Iowa | Adair | Cold | West North Central Division | 8501
IA | Iowa | Adams | Cold | West North Central Division | 8501
IA | Iowa | Allamakee | Cold | West North Central Division | 8501
IA | Iowa | Appanoose | Cold | West North Central Division | 8501
IA | Iowa | Audubon | Cold | West North Central Division | 8501
IA | Iowa | Benton | Cold | West North Central Division | 8501
IA | Iowa | Black Hawk | Cold | West North Central Division | 8501
IA | Iowa | Boone | Cold | West North Central Division | 8501
IA | Iowa | Bremer | Cold | West North Central Division | 8501
IA | Iowa | Buchanan | Cold | West North Central Division | 8501
IA | Iowa | Buena Vista | Cold | West North Central Division | 8501
IA | Iowa | Butler | Cold | West North Central Division | 8501
IA | Iowa | Calhoun | Cold | West North Central Division | 8501
IA | Iowa | Carroll | Cold | West North Central Division | 8501
IA | Iowa | Cass | Cold | West North Central Division | 8501
IA | Iowa | Cedar | Cold | West North Central Division | 8501
IA | Iowa | Cerro Gordo | Cold | West North Central Division | 8501
IA | Iowa | Cherokee | Cold | West North Central Division | 8501
IA | Iowa | Chickasaw | Cold | West North Central Division | 8501
IA | Iowa | Clarke | Cold | West North Central Division | 8501
IA | Iowa | Clay | Cold | West North Central Division | 8501
IA | Iowa | Clayton | Cold | West North Central Division | 8501
IA | Iowa | Clinton | Cold | West North Central Division | 8501
IA | Iowa | Crawford | Cold | West North Central Division | 8501
IA | Iowa | Dallas | Cold | West North Central Division | 8501
IA | Iowa | Davis | Cold | West North Central Division | 8501
IA | Iowa | Decatur | Cold | West North Central Division | 8501
IA | Iowa | Delaware | Cold | West North Central Division | 8501
IA | Iowa | Des Moines | Cold | West North Central Division | 8501
IA | Iowa | Dickinson | Cold | West North Central Division | 8501
IA | Iowa | Dubuque | Cold | West North Central Division | 8501
IA | Iowa | Emmet | Cold | West North Central Division | 8501
IA | Iowa | Fayette | Cold | West North Central Division | 8501
IA | Iowa | Floyd | Cold | West North Central Division | 8501
IA | Iowa | Franklin | Cold | West North Central Division | 8501
IA | Iowa | Fremont | Cold | West North Central Division | 8501
IA | Iowa | Greene | Cold | West North Central Division | 8501
IA | Iowa | Grundy | Cold | West North Central Division | 8501
IA | Iowa | Guthrie | Cold | West North Central Division | 8501
IA | Iowa | Hamilton | Cold | West North Central Division | 8501
IA | Iowa | Hancock | Cold | West North Central Division | 8501
IA | Iowa | Hardin | Cold | West North Central Division | 8501
IA | Iowa | Harrison | Cold | West North Central Division | 8501
IA | Iowa | Henry | Cold | West North Central Division | 8501
IA | Iowa | Howard | Cold | West North Central Division | 8501
IA | Iowa | Humboldt | Cold | West North Central Division | 8501
IA | Iowa | Ida | Cold | West North Central Division | 8501
IA | Iowa | Iowa | Cold | West North Central Division | 8501
IA | Iowa | Jackson | Cold | West North Central Division | 8501
IA | Iowa | Jasper | Cold | West North Central Division | 8501
IA | Iowa | Jefferson | Cold | West North Central Division | 8501
IA | Iowa | Johnson | Cold | West North Central Division | 8501
IA | Iowa | Jones | Cold | West North Central Division | 8501
IA | Iowa | Keokuk | Cold | West North Central Division | 8501
IA | Iowa | Kossuth | Cold | West North Central Division | 8501
IA | Iowa | Lee | Cold | West North Central Division | 8501
KS | Kansas | Douglas | Mixed-Humid | West North Central Division | 8501
KS | Kansas | Edwards | Mixed-Humid | West North Central Division | 8501
KS | Kansas | Elk | Mixed-Humid | West North Central Division | 8501
KS | Kansas | Ellis | Cold | West North Central Division | 8501
KS | Kansas | Ellsworth | Mixed-Humid | West North Central Division | 8501
KS | Kansas | Finney | Mixed-Humid | West North Central Division | 8501
KS | Kansas | Ford | Mixed-Humid | West North Central Division | 8501
KS | Kansas | Franklin | Mixed-Humid | West North Central Division | 8501
KS | Kansas | Geary | Mixed-Humid | West North Central Division | 8501
KS | Kansas | Gove | Cold | West North Central Division | 8501
KS | Kansas | Graham | Cold | West North Central Division | 8501
KS | Kansas | Grant | Mixed-Humid | West North Central Division | 8501
KS | Kansas | Gray | Mixed-Humid | West North Central Division | 8501
KS | Kansas | Greeley | Cold | West North Central Division | 8501
KS | Kansas | Greenwood | Mixed-Humid | West North Central Division | 8501
KS | Kansas | Hamilton | Cold | West North Central Division | 8501
KS | Kansas | Harper | Mixed-Humid | West North Central Division | 8501
KS | Kansas | Harvey | Mixed-Humid | West North Central Division | 8501
KS | Kansas | Haskell | Mixed-Humid | West North Central Division | 8501
KS | Kansas | Hodgeman | Mixed-Humid | West North Central Division | 8501
KS | Kansas | Jackson | Mixed-Humid | West North Central Division | 8501
KS | Kansas | Jefferson | Mixed-Humid | West North Central Division | 8501
KS | Kansas | Jewell | Cold | West North Central Division | 8501
KS | Kansas | Johnson | Mixed-Humid | West North Central Division | 8501
KS | Kansas | Kearny | Mixed-Humid | West North Central Division | 8501
KS | Kansas | Kingman | Mixed-Humid | West North Central Division | 8501
KS | Kansas | Kiowa | Mixed-Humid | West North Central Division | 8501
KS | Kansas | Labette | Mixed-Humid | West North Central Division | 8501
KS | Kansas | Lane | Cold | West North Central Division | 8501
KS | Kansas | Leavenworth | Mixed-Humid | West North Central Division | 8501
KS | Kansas | Lincoln | Mixed-Humid | West North Central Division | 8501
KS | Kansas | Linn | Mixed-Humid | West North Central Division | 8501
KS | Kansas | Logan | Cold | West North Central Division | 8501
KS | Kansas | Lyon | Mixed-Humid | West North Central Division | 8501
KS | Kansas | Marion | Mixed-Humid | West North Central Division | 8501
KS | Kansas | Marshall | Mixed-Humid | West North Central Division | 8501
KS | Kansas | McPherson | Mixed-Humid | West North Central Division | 8501
KS | Kansas | Meade | Mixed-Humid | West North Central Division | 8501
KS | Kansas | Miami | Mixed-Humid | West North Central Division | 8501
KS | Kansas | Mitchell | Cold | West North Central Division | 8501
KS | Kansas | Montgomery | Mixed-Humid | West North Central Division | 8501
KS | Kansas | Morris | Mixed-Humid | West North Central Division | 8501
KS | Kansas | Morton | Mixed-Humid | West North Central Division | 8501
KS | Kansas | Nemaha | Mixed-Humid | West North Central Division | 8501
KS | Kansas | Neosho | Mixed-Humid | West North Central Division | 8501
KS | Kansas | Ness | Cold | West North Central Division | 8501
KS | Kansas | Norton | Cold | West North Central Division | 8501
KS | Kansas | Osage | Mixed-Humid | West North Central Division | 8501
KS | Kansas | Osborne | Cold | West North Central Division | 8501
KS | Kansas | Ottawa | Mixed-Humid | West North Central Division | 8501
KS | Kansas | Pawnee | Mixed-Humid | West North Central Division | 8501
KS | Kansas | Phillips | Cold | West North Central Division | 8501
KS | Kansas | Pottawatomie | Mixed-Humid | West North Central Division | 8501
KS | Kansas | Pratt | Mixed-Humid | West North Central Division | 8501
KS | Kansas | Rawlins | Cold | West North Central Division | 8501
KS | Kansas | Reno | Mixed-Humid | West North Central Division | 8501
KS | Kansas | Republic | Cold | West North Central Division | 8501
KS | Kansas | Rice | Mixed-Humid | West North Central Division | 8501
KS | Kansas | Riley | Mixed-Humid | West North Central Division | 8501
KS | Kansas | Rooks | Cold | West North Central Division | 8501
KS | Kansas | Rush | Mixed-Humid | West North Central Division | 8501
KS | Kansas | Russell | Mixed-Humid | West North Central Division | 8501
KS | Kansas | Saline | Mixed-Humid | West North Central Division | 8501
KS | Kansas | Scott | Cold | West North Central Division | 8501
KS | Kansas | Sedgwick | Mixed-Humid | West North Central Division | 8501
KY | Kentucky | Harlan | Mixed-Humid | East South Central Division | 5359
KY | Kentucky | Harrison | Mixed-Humid | East South Central Division | 5359
KY | Kentucky | Hart | Mixed-Humid | East South Central Division | 5359
KY | Kentucky | Henderson | Mixed-Humid | East South Central Division | 5359
KY | Kentucky | Henry | Mixed-Humid | East South Central Division | 5359
KY | Kentucky | Hickman | Mixed-Humid | East South Central Division | 5359
KY | Kentucky | Hopkins | Mixed-Humid | East South Central Division | 5359
KY | Kentucky | Jackson | Mixed-Humid | East South Central Division | 5359
KY | Kentucky | Jefferson | Mixed-Humid | East South Central Division | 5359
KY | Kentucky | Jessamine | Mixed-Humid | East South Central Division | 5359
KY | Kentucky | Johnson | Mixed-Humid | East South Central Division | 5359
KY | Kentucky | Kenton | Mixed-Humid | East South Central Division | 5359
KY | Kentucky | Knott | Mixed-Humid | East South Central Division | 5359
KY | Kentucky | Knox | Mixed-Humid | East South Central Division | 5359
KY | Kentucky | Larue | Mixed-Humid | East South Central Division | 5359
KY | Kentucky | Laurel | Mixed-Humid | East South Central Division | 5359
KY | Kentucky | Lawrence | Mixed-Humid | East South Central Division | 5359
KY | Kentucky | Lee | Mixed-Humid | East South Central Division | 5359
KY | Kentucky | Leslie | Mixed-Humid | East South Central Division | 5359
KY | Kentucky | Letcher | Mixed-Humid | East South Central Division | 5359
KY | Kentucky | Lewis | Mixed-Humid | East South Central Division | 5359
KY | Kentucky | Lincoln | Mixed-Humid | East South Central Division | 5359
KY | Kentucky | Livingston | Mixed-Humid | East South Central Division | 5359
KY | Kentucky | Logan | Mixed-Humid | East South Central Division | 5359
KY | Kentucky | Lyon | Mixed-Humid | East South Central Division | 5359
KY | Kentucky | Madison | Mixed-Humid | East South Central Division | 5359
KY | Kentucky | Magoffin | Mixed-Humid | East South Central Division | 5359
KY | Kentucky | Marion | Mixed-Humid | East South Central Division | 5359
KY | Kentucky | Marshall | Mixed-Humid | East South Central Division | 5359
KY | Kentucky | Martin | Mixed-Humid | East South Central Division | 5359
KY | Kentucky | Mason | Mixed-Humid | East South Central Division | 5359
KY | Kentucky | McCracken | Mixed-Humid | East South Central Division | 5359
KY | Kentucky | McCreary | Mixed-Humid | East South Central Division | 5359
KY | Kentucky | McLean | Mixed-Humid | East South Central Division | 5359
KY | Kentucky | Meade | Mixed-Humid | East South Central Division | 5359
KY | Kentucky | Menifee | Mixed-Humid | East South Central Division | 5359
KY | Kentucky | Mercer | Mixed-Humid | East South Central Division | 5359
KY | Kentucky | Metcalfe | Mixed-Humid | East South Central Division | 5359
KY | Kentucky | Monroe | Mixed-Humid | East South Central Division | 5359
KY | Kentucky | Montgomery | Mixed-Humid | East South Central Division | 5359
KY | Kentucky | Morgan | Mixed-Humid | East South Central Division | 5359
KY | Kentucky | Muhlenberg | Mixed-Humid | East South Central Division | 5359
KY | Kentucky | Nelson | Mixed-Humid | East South Central Division | 5359
KY | Kentucky | Nicholas | Mixed-Humid | East South Central Division | 5359
KY | Kentucky | Ohio | Mixed-Humid | East South Central Division | 5359
KY | Kentucky | Oldham | Mixed-Humid | East South Central Division | 5359
KY | Kentucky | Owen | Mixed-Humid | East South Central Division | 5359
KY | Kentucky | Owsley | Mixed-Humid | East South Central Division | 5359
KY | Kentucky | Pendleton | Mixed-Humid | East South Central Division | 5359
KY | Kentucky | Perry | Mixed-Humid | East South Central Division | 5359
KY | Kentucky | Pike | Mixed-Humid | East South Central Division | 5359
KY | Kentucky | Powell | Mixed-Humid | East South Central Division | 5359
KY | Kentucky | Pulaski | Mixed-Humid | East South Central Division | 5359
KY | Kentucky | Robertson | Mixed-Humid | East South Central Division | 5359
KY | Kentucky | Rockcastle | Mixed-Humid | East South Central Division | 5359
KY | Kentucky | Rowan | Mixed-Humid | East South Central Division | 5359
KY | Kentucky | Russell | Mixed-Humid | East South Central Division | 5359
KY | Kentucky | Scott | Mixed-Humid | East South Central Division | 5359
KY | Kentucky | Shelby | Mixed-Humid | East South Central Division | 5359
KY | Kentucky | Simpson | Mixed-Humid | East South Central Division | 5359
KY | Kentucky | Spencer | Mixed-Humid | East South Central Division | 5359
KY | Kentucky | Taylor | Mixed-Humid | East South Central Division | 5359
KY | Kentucky | Todd | Mixed-Humid | East South Central Division | 5359
KY | Kentucky | Trigg | Mixed-Humid | East South Central Division | 5359
KY | Kentucky | Trimble | Mixed-Humid | East South Central Division | 5359
LA | Louisiana | Vernon | Hot-humid | West South Central Division | 11558
LA | Louisiana | Washington | Hot-Humid | West South Central Division | 11558
LA | Louisiana | Webster | Hot-humid | West South Central Division | 11558
LA | Louisiana | West Baton Rouge | Hot-Humid | West South Central Division | 11558
LA | Louisiana | West Carroll | Mixed-Humid | West South Central Division | 11558
LA | Louisiana | West Feliciana | Hot-Humid | West South Central Division | 11558
LA | Louisiana | Winn | Hot-humid | West South Central Division | 11558
ME | Maine | Androscoggin | Cold | New England Division | 3748
ME | Maine | Aroostook | Very Cold | New England Division | 3748
ME | Maine | Cumberland | Cold | New England Division | 3748
ME | Maine | Franklin | Cold | New England Division | 3748
ME | Maine | Hancock | Cold | New England Division | 3748
ME | Maine | Kennebec | Cold | New England Division | 3748
ME | Maine | Knox | Cold | New England Division | 3748
ME | Maine | Lincoln | Cold | New England Division | 3748
ME | Maine | Oxford | Cold | New England Division | 3748
ME | Maine | Penobscot | Cold | New England Division | 3748
ME | Maine | Piscataquis | Cold | New England Division | 3748
ME | Maine | Sagadahoc | Cold | New England Division | 3748
ME | Maine | Somerset | Cold | New England Division | 3748
ME | Maine | Waldo | Cold | New England Division | 3748
ME | Maine | Washington | Cold | New England Division | 3748
ME | Maine | York | Cold | New England Division | 3748
MD | Maryland | Allegany | Mixed-Humid | South Atlantic Division | 17961
MD | Maryland | Anne Arundel | Mixed-Humid | South Atlantic Division | 17961
MD | Maryland | Baltimore | Mixed-Humid | South Atlantic Division | 17961
MD | Maryland | Baltimore (city) | Mixed-Humid | South Atlantic Division | 17961
MD | Maryland | Calvert | Mixed-Humid | South Atlantic Division | 17961
MD | Maryland | Caroline | Mixed-Humid | South Atlantic Division | 17961
MD | Maryland | Carroll | Mixed-Humid | South Atlantic Division | 17961
MD | Maryland | Cecil | Mixed-Humid | South Atlantic Division | 17961
MD | Maryland | Charles | Mixed-Humid | South Atlantic Division | 17961
MD | Maryland | Dorchester | Mixed-Humid | South Atlantic Division | 17961
MD | Maryland | Frederick | Mixed-Humid | South Atlantic Division | 17961
MD | Maryland | Garrett | Cold | South Atlantic Division | 17961
MD | Maryland | Harford | Mixed-Humid | South Atlantic Division | 17961
MD | Maryland | Howard | Mixed-Humid | South Atlantic Division | 17961
MD | Maryland | Kent | Mixed-Humid | South Atlantic Division | 17961
MD | Maryland | Montgomery | Mixed-Humid | South Atlantic Division | 17961
MD | Maryland | Prince George's | Mixed-Humid | South Atlantic Division | 17961
MD | Maryland | Queen Anne's | Mixed-Humid | South Atlantic Division | 17961
MD | Maryland | Somerset | Mixed-Humid | South Atlantic Division | 17961
MD | Maryland | St. Mary's | Mixed-Humid | South Atlantic Division | 17961
MD | Maryland | Talbot | Mixed-Humid | South Atlantic Division | 17961
MD | Maryland | Washington | Mixed-Humid | South Atlantic Division | 17961
MD | Maryland | Wicomico | Mixed-Humid | South Atlantic Division | 17961
MD | Maryland | Worcester | Mixed-Humid | South Atlantic Division | 17961
MA | Massachusetts | Barnstable | Cold | New England Division | 3748
MA | Massachusetts | Berkshire | Cold | New England Division | 3748
MA | Massachusetts | Bristol | Cold | New England Division | 3748
MA | Massachusetts | Dukes | Cold | New England Division | 3748
MA | Massachusetts | Essex | Cold | New England Division | 3748
MA | Massachusetts | Franklin | Cold | New England Division | 3748
MA | Massachusetts | Hampden | Cold | New England Division | 3748
MA | Massachusetts | Hampshire | Cold | New England Division | 3748
MA | Massachusetts | Middlesex | Cold | New England Division | 3748
MA | Massachusetts | Nantucket | Cold | New England Division | 3748
MA | Massachusetts | Norfolk | Cold | New England Division | 3748
MA | Massachusetts | Plymouth | Cold | New England Division | 3748
MA | Massachusetts | Suffolk | Cold | New England Division | 3748
MA | Massachusetts | Worcester | Cold | New England Division | 3748
MI | Michigan | Alcona | Cold | East North Central Division | 17642
MI | Michigan | Alger | Cold | East North Central Division | 17642
MI | Michigan | Allegan | Cold | East North Central Division | 17642
MI | Michigan | Alpena | Cold | East North Central Division | 17642
MI | Michigan | Ottawa | Cold | East North Central Division | 17642
MI | Michigan | Presque Isle | Cold | East North Central Division | 17642
MI | Michigan | Roscommon | Cold | East North Central Division | 17642
MI | Michigan | Saginaw | Cold | East North Central Division | 17642
MI | Michigan | Sanilac | Cold | East North Central Division | 17642
MI | Michigan | Schoolcraft | Very Cold | East North Central Division | 17642
MI | Michigan | Shiawassee | Cold | East North Central Division | 17642
MI | Michigan | St. Clair | Cold | East North Central Division | 17642
MI | Michigan | St. Joseph | Cold | East North Central Division | 17642
MI | Michigan | Tuscola | Cold | East North Central Division | 17642
MI | Michigan | Van Buren | Cold | East North Central Division | 17642
MI | Michigan | Washtenaw | Cold | East North Central Division | 17642
MI | Michigan | Wayne | Cold | East North Central Division | 17642
MI | Michigan | Wexford | Cold | East North Central Division | 17642
MN | Minnesota | Aitkin | Very Cold | West North Central Division | 8501
MN | Minnesota | Anoka | Cold | West North Central Division | 8501
MN | Minnesota | Becker | Very Cold | West North Central Division | 8501
MN | Minnesota | Beltrami | Very Cold | West North Central Division | 8501
MN | Minnesota | Benton | Cold | West North Central Division | 8501
MN | Minnesota | Big Stone | Cold | West North Central Division | 8501
MN | Minnesota | Blue Earth | Cold | West North Central Division | 8501
MN | Minnesota | Brown | Cold | West North Central Division | 8501
MN | Minnesota | Carlton | Very Cold | West North Central Division | 8501
MN | Minnesota | Carver | Cold | West North Central Division | 8501
MN | Minnesota | Cass | Very Cold | West North Central Division | 8501
MN | Minnesota | Chippewa | Cold | West North Central Division | 8501
MN | Minnesota | Chisago | Cold | West North Central Division | 8501
MN | Minnesota | Clay | Very Cold | West North Central Division | 8501
MN | Minnesota | Clearwater | Very Cold | West North Central Division | 8501
MN | Minnesota | Cook | Very Cold | West North Central Division | 8501
MN | Minnesota | Cottonwood | Cold | West North Central Division | 8501
MN | Minnesota | Crow Wing | Very Cold | West North Central Division | 8501
MN | Minnesota | Dakota | Cold | West North Central Division | 8501
MN | Minnesota | Dodge | Cold | West North Central Division | 8501
MN | Minnesota | Douglas | Cold | West North Central Division | 8501
MN | Minnesota | Faribault | Cold | West North Central Division | 8501
MN | Minnesota | Fillmore | Cold | West North Central Division | 8501
MN | Minnesota | Freeborn | Cold | West North Central Division | 8501
MN | Minnesota | Goodhue | Cold | West North Central Division | 8501
MN | Minnesota | Grant | Very Cold | West North Central Division | 8501
MN | Minnesota | Hennepin | Cold | West North Central Division | 8501
MN | Minnesota | Houston | Cold | West North Central Division | 8501
MN | Minnesota | Hubbard | Very Cold | West North Central Division | 8501
MN | Minnesota | Isanti | Cold | West North Central Division | 8501
MN | Minnesota | Itasca | Very Cold | West North Central Division | 8501
MN | Minnesota | Jackson | Cold | West North Central Division | 8501
MN | Minnesota | Kanabec | Very Cold | West North Central Division | 8501
MN | Minnesota | Kandiyohi | Cold | West North Central Division | 8501
MN | Minnesota | Kittson | Very Cold | West North Central Division | 8501
MN | Minnesota | Koochiching | Very Cold | West North Central Division | 8501
MN | Minnesota | Lac qui Parle | Cold | West North Central Division | 8501
MN | Minnesota | Lake | Very Cold | West North Central Division | 8501
MN | Minnesota | Lake of the Woods | Very Cold | West North Central Division | 8501
MN | Minnesota | Le Sueur | Cold | West North Central Division | 8501
MN | Minnesota | Lincoln | Cold | West North Central Division | 8501
MN | Minnesota | Lyon | Cold | West North Central Division | 8501
MN | Minnesota | Mahnomen | Very Cold | West North Central Division | 8501
MN | Minnesota | Marshall | Very Cold | West North Central Division | 8501
MN | Minnesota | Martin | Cold | West North Central Division | 8501
MN | Minnesota | McLeod | Cold | West North Central Division | 8501
MN | Minnesota | Meeker | Cold | West North Central Division | 8501
MN | Minnesota | Mille Lacs | Very Cold | West North Central Division | 8501
MN | Minnesota | Morrison | Cold | West North Central Division | 8501
MN | Minnesota | Mower | Cold | West North Central Division | 8501
MN | Minnesota | Murray | Cold | West North Central Division | 8501
MS | Mississippi | Jackson | Mixed-Humid | East South Central Division | 5359
MS | Mississippi | Jasper | Mixed-Humid | East South Central Division | 5359
MS | Mississippi | Jefferson | Hot-Humid | East South Central Division | 5359
MS | Mississippi | Jefferson Davis | Hot-Humid | East South Central Division | 5359
MS | Mississippi | Jones | Hot-Humid | East South Central Division | 5359
MS | Mississippi | Kemper | Mixed-Humid | East South Central Division | 5359
MS | Mississippi | Lafayette | Mixed-Humid | East South Central Division | 5359
MS | Mississippi | Lamar | Hot-Humid | East South Central Division | 5359
MS | Mississippi | Lauderdale | Mixed-Humid | East South Central Division | 5359
MS | Mississippi | Lawrence | Hot-Humid | East South Central Division | 5359
MS | Mississippi | Leake | Mixed-Humid | East South Central Division | 5359
MS | Mississippi | Lee | Mixed-Humid | East South Central Division | 5359
MS | Mississippi | Leflore | Mixed-Humid | East South Central Division | 5359
MS | Mississippi | Lincoln | Hot-Humid | East South Central Division | 5359
MS | Mississippi | Lowndes | Mixed-Humid | East South Central Division | 5359
MS | Mississippi | Madison | Mixed-Humid | East South Central Division | 5359
MS | Mississippi | Marion | Hot-Humid | East South Central Division | 5359
MS | Mississippi | Marshall | Mixed-Humid | East South Central Division | 5359
MS | Mississippi | Monroe | Mixed-Humid | East South Central Division | 5359
MS | Mississippi | Montgomery | Mixed-Humid | East South Central Division | 5359
MS | Mississippi | Neshoba | Mixed-Humid | East South Central Division | 5359
MS | Mississippi | Newton | Mixed-Humid | East South Central Division | 5359
MS | Mississippi | Noxubee | Mixed-Humid | East South Central Division | 5359
MS | Mississippi | Oktibbeha | Mixed-Humid | East South Central Division | 5359
MS | Mississippi | Panola | Mixed-Humid | East South Central Division | 5359
MS | Mississippi | Pearl River | Mixed-Humid | East South Central Division | 5359
MS | Mississippi | Perry | Hot-Humid | East South Central Division | 5359
MS | Mississippi | Pike | Hot-Humid | East South Central Division | 5359
MS | Mississippi | Pontotoc | Mixed-Humid | East South Central Division | 5359
MS | Mississippi | Prentiss | Mixed-Humid | East South Central Division | 5359
MS | Mississippi | Quitman | Mixed-Humid | East South Central Division | 5359
MS | Mississippi | Rankin | Hot-Humid | East South Central Division | 5359
MS | Mississippi | Scott | Mixed-Humid | East South Central Division | 5359
MS | Mississippi | Sharkey | Mixed-Humid | East South Central Division | 5359
MS | Mississippi | Simpson | Hot-Humid | East South Central Division | 5359
MS | Mississippi | Smith | Hot-Humid | East South Central Division | 5359
MS | Mississippi | Stone | Mixed-Humid | East South Central Division | 5359
MS | Mississippi | Sunflower | Mixed-Humid | East South Central Division | 5359
MS | Mississippi | Tallahatchie | Mixed-Humid | East South Central Division | 5359
MS | Mississippi | Tate | Mixed-Humid | East South Central Division | 5359
MS | Mississippi | Tippah | Mixed-Humid | East South Central Division | 5359
MS | Mississippi | Tishomingo | Mixed-Humid | East South Central Division | 5359
MS | Mississippi | Tunica | Mixed-Humid | East South Central Division | 5359
MS | Mississippi | Union | Mixed-Humid | East South Central Division | 5359
MS | Mississippi | Walthall | Hot-Humid | East South Central Division | 5359
MS | Mississippi | Warren | Hot-Humid | East South Central Division | 5359
MS | Mississippi | Washington | Mixed-Humid | East South Central Division | 5359
MS | Mississippi | Wayne | Hot-Humid | East South Central Division | 5359
MS | Mississippi | Webster | Mixed-Humid | East South Central Division | 5359
MS | Mississippi | Wilkinson | Hot-Humid | East South Central Division | 5359
MS | Mississippi | Winston | Mixed-Humid | East South Central Division | 5359
MS | Mississippi | Yalobusha | Mixed-Humid | East South Central Division | 5359
MS | Mississippi | Yazoo | Mixed-Humid | East South Central Division | 5359
MO | Missouri | Adair | Cold | West North Central Division | 8501
MO | Missouri | Andrew | Cold | West North Central Division | 8501
MO | Missouri | Atchison | Cold | West North Central Division | 8501
MO | Missouri | Audrain | Mixed-Humid | West North Central Division | 8501
MO | Missouri | Barry | Mixed-Humid | West North Central Division | 8501
MO | Missouri | Barton | Mixed-Humid | West North Central Division | 8501
MO | Missouri | Bates | Mixed-Humid | West North Central Division | 8501
MO | Missouri | Benton | Mixed-Humid | West North Central Division | 8501
MO | Missouri | Bollinger | Mixed-Humid | West North Central Division | 8501
MO | Missouri | Boone | Mixed-Humid | West North Central Division | 8501
MO | Missouri | Buchanan | Cold | West North Central Division | 8501
MO | Missouri | Butler | Mixed-Humid | West North Central Division | 8501
MO | Missouri | Pemiscot | Mixed-Humid | West North Central Division | 8501
MO | Missouri | Perry | Mixed-Humid | West North Central Division | 8501
MO | Missouri | Pettis | Mixed-Humid | West North Central Division | 8501
MO | Missouri | Phelps | Mixed-Humid | West North Central Division | 8501
MO | Missouri | Pike | Cold | West North Central Division | 8501
MO | Missouri | Platte | Mixed-Humid | West North Central Division | 8501
MO | Missouri | Polk | Mixed-Humid | West North Central Division | 8501
MO | Missouri | Pulaski | Mixed-Humid | West North Central Division | 8501
MO | Missouri | Putnam | Cold | West North Central Division | 8501
MO | Missouri | Ralls | Cold | West North Central Division | 8501
MO | Missouri | Randolph | Mixed-Humid | West North Central Division | 8501
MO | Missouri | Ray | Mixed-Humid | West North Central Division | 8501
MO | Missouri | Reynolds | Mixed-Humid | West North Central Division | 8501
MO | Missouri | Ripley | Mixed-Humid | West North Central Division | 8501
MO | Missouri | Saline | Mixed-Humid | West North Central Division | 8501
MO | Missouri | Schuyler | Cold | West North Central Division | 8501
MO | Missouri | Scotland | Cold | West North Central Division | 8501
MO | Missouri | Scott | Mixed-Humid | West North Central Division | 8501
MO | Missouri | Shannon | Mixed-Humid | West North Central Division | 8501
MO | Missouri | Shelby | Cold | West North Central Division | 8501
MO | Missouri | St. Charles | Mixed-Humid | West North Central Division | 8501
MO | Missouri | St. Clair | Mixed-Humid | West North Central Division | 8501
MO | Missouri | St. Francois | Mixed-Humid | West North Central Division | 8501
MO | Missouri | St. Louis | Mixed-Humid | West North Central Division | 8501
MO | Missouri | St. Louis (city) | Mixed-Humid | West North Central Division | 8501
MO | Missouri | Ste. Genevieve | Mixed-Humid | West North Central Division | 8501
MO | Missouri | Stoddard | Mixed-Humid | West North Central Division | 8501
MO | Missouri | Stone | Mixed-Humid | West North Central Division | 8501
MO | Missouri | Sullivan | Cold | West North Central Division | 8501
MO | Missouri | Taney | Mixed-Humid | West North Central Division | 8501
MO | Missouri | Texas | Mixed-Humid | West North Central Division | 8501
MO | Missouri | Vernon | Mixed-Humid | West North Central Division | 8501
MO | Missouri | Warren | Mixed-Humid | West North Central Division | 8501
MO | Missouri | Washington | Mixed-Humid | West North Central Division | 8501
MO | Missouri | Wayne | Mixed-Humid | West North Central Division | 8501
MO | Missouri | Webster | Mixed-Humid | West North Central Division | 8501
MO | Missouri | Worth | Cold | West North Central Division | 8501
MO | Missouri | Wright | Mixed-Humid | West North Central Division | 8501
MT | Montana | Beaverhead | Cold | Mountain Division | 7761
MT | Montana | Big Horn | Cold | Mountain Division | 7761
MT | Montana | Blaine | Cold | Mountain Division | 7761
MT | Montana | Broadwater | Cold | Mountain Division | 7761
MT | Montana | Carbon | Cold | Mountain Division | 7761
MT | Montana | Carter | Cold | Mountain Division | 7761
MT | Montana | Cascade | Cold | Mountain Division | 7761
MT | Montana | Chouteau | Cold | Mountain Division | 7761
MT | Montana | Custer | Cold | Mountain Division | 7761
MT | Montana | Daniels | Cold | Mountain Division | 7761
MT | Montana | Dawson | Cold | Mountain Division | 7761
MT | Montana | Deer Lodge | Cold | Mountain Division | 7761
MT | Montana | Fallon | Cold | Mountain Division | 7761
MT | Montana | Fergus | Cold | Mountain Division | 7761
MT | Montana | Flathead | Cold | Mountain Division | 7761
MT | Montana | Gallatin | Cold | Mountain Division | 7761
MT | Montana | Garfield | Cold | Mountain Division | 7761
MT | Montana | Glacier | Cold | Mountain Division | 7761
MT | Montana | Golden Valley | Cold | Mountain Division | 7761
MT | Montana | Granite | Cold | Mountain Division | 7761
MT | Montana | Hill | Cold | Mountain Division | 7761
MT | Montana | Jefferson | Cold | Mountain Division | 7761
MT | Montana | Judith Basin | Cold | Mountain Division | 7761
MT | Montana | Lake | Cold | Mountain Division | 7761
MT | Montana | Lewis and Clark | Cold | Mountain Division | 7761
MT | Montana | Liberty | Cold | Mountain Division | 7761
MT | Montana | Lincoln | Cold | Mountain Division | 7761
NE | Nebraska | Gosper | Cold | West North Central Division | 8501
NE | Nebraska | Grant | Cold | West North Central Division | 8501
NE | Nebraska | Greeley | Cold | West North Central Division | 8501
NE | Nebraska | Hall | Cold | West North Central Division | 8501
NE | Nebraska | Hamilton | Cold | West North Central Division | 8501
NE | Nebraska | Harlan | Cold | West North Central Division | 8501
NE | Nebraska | Hayes | Cold | West North Central Division | 8501
NE | Nebraska | Hitchcock | Cold | West North Central Division | 8501
NE | Nebraska | Holt | Cold | West North Central Division | 8501
NE | Nebraska | Hooker | Cold | West North Central Division | 8501
NE | Nebraska | Howard | Cold | West North Central Division | 8501
NE | Nebraska | Jefferson | Cold | West North Central Division | 8501
NE | Nebraska | Johnson | Cold | West North Central Division | 8501
NE | Nebraska | Kearney | Cold | West North Central Division | 8501
NE | Nebraska | Keith | Cold | West North Central Division | 8501
NE | Nebraska | Keya Paha | Cold | West North Central Division | 8501
NE | Nebraska | Kimball | Cold | West North Central Division | 8501
NE | Nebraska | Knox | Cold | West North Central Division | 8501
NE | Nebraska | Lancaster | Cold | West North Central Division | 8501
NE | Nebraska | Lincoln | Cold | West North Central Division | 8501
NE | Nebraska | Logan | Cold | West North Central Division | 8501
NE | Nebraska | Loup | Cold | West North Central Division | 8501
NE | Nebraska | Madison | Cold | West North Central Division | 8501
NE | Nebraska | McPherson | Cold | West North Central Division | 8501
NE | Nebraska | Merrick | Cold | West North Central Division | 8501
NE | Nebraska | Morrill | Cold | West North Central Division | 8501
NE | Nebraska | Nance | Cold | West North Central Division | 8501
NE | Nebraska | Nemaha | Cold | West North Central Division | 8501
NE | Nebraska | Nuckolls | Cold | West North Central Division | 8501
NE | Nebraska | Otoe | Cold | West North Central Division | 8501
NE | Nebraska | Pawnee | Cold | West North Central Division | 8501
NE | Nebraska | Perkins | Cold | West North Central Division | 8501
NE | Nebraska | Phelps | Cold | West North Central Division | 8501
NE | Nebraska | Pierce | Cold | West North Central Division | 8501
NE | Nebraska | Platte | Cold | West North Central Division | 8501
NE | Nebraska | Polk | Cold | West North Central Division | 8501
NE | Nebraska | Red Willow | Cold | West North Central Division | 8501
NE | Nebraska | Richardson | Cold | West North Central Division | 8501
NE | Nebraska | Rock | Cold | West North Central Division | 8501
NE | Nebraska | Saline | Cold | West North Central Division | 8501
NE | Nebraska | Sarpy | Cold | West North Central Division | 8501
NE | Nebraska | Saunders | Cold | West North Central Division | 8501
NE | Nebraska | Scotts Bluff | Cold | West North Central Division | 8501
NE | Nebraska | Seward | Cold | West North Central Division | 8501
NE | Nebraska | Sheridan | Cold | West North Central Division | 8501
NE | Nebraska | Sherman | Cold | West North Central Division | 8501
NE | Nebraska | Sioux | Cold | West North Central Division | 8501
NE | Nebraska | Stanton | Cold | West North Central Division | 8501
NE | Nebraska | Thayer | Cold | West North Central Division | 8501
NE | Nebraska | Thomas | Cold | West North Central Division | 8501
NE | Nebraska | Thurston | Cold | West North Central Division | 8501
NE | Nebraska | Valley | Cold | West North Central Division | 8501
NE | Nebraska | Washington | Cold | West North Central Division | 8501
NE | Nebraska | Wayne | Cold | West North Central Division | 8501
NE | Nebraska | Webster | Cold | West North Central Division | 8501
NE | Nebraska | Wheeler | Cold | West North Central Division | 8501
NE | Nebraska | York | Cold | West North Central Division | 8501
NV | Nevada | Carson City (city) | Cold | Mountain Division | 7761
NV | Nevada | Churchill | Cold | Mountain Division | 7761
NV | Nevada | Clark | Hot-Dry | Mountain Division | 7761
NV | Nevada | Douglas | Cold | Mountain Division | 7761
NV | Nevada | Elko | Cold | Mountain Division | 7761
NV | Nevada | Esmeralda | Cold | Mountain Division | 7761
NV | Nevada | Eureka | Cold | Mountain Division | 7761
NV | Nevada | Humboldt | Cold | Mountain Division | 7761
NM | New Mexico | Sandoval | Cold | Mountain Division | 7761
NM | New Mexico | Santa Fe | Cold | Mountain Division | 7761
NM | New Mexico | Sierra | Mixed-Dry | Mountain Division | 7761
NM | New Mexico | Socorro | Mixed-Dry | Mountain Division | 7761
NM | New Mexico | Taos | Cold | Mountain Division | 7761
NM | New Mexico | Torrance | Cold | Mountain Division | 7761
NM | New Mexico | Union | Mixed-Dry | Mountain Division | 7761
NM | New Mexico | Valencia | Mixed-Dry | Mountain Division | 7761
NY | New York | Albany | Cold | Middle Atlantic Division | 12272
NY | New York | Allegany | Cold | Middle Atlantic Division | 12272
NY | New York | Bronx | Mixed-Humid | Middle Atlantic Division | 12272
NY | New York | Broome | Cold | Middle Atlantic Division | 12272
NY | New York | Cattaraugus | Cold | Middle Atlantic Division | 12272
NY | New York | Cayuga | Cold | Middle Atlantic Division | 12272
NY | New York | Chautauqua | Cold | Middle Atlantic Division | 12272
NY | New York | Chemung | Cold | Middle Atlantic Division | 12272
NY | New York | Chenango | Cold | Middle Atlantic Division | 12272
NY | New York | Clinton | Cold | Middle Atlantic Division | 12272
NY | New York | Columbia | Cold | Middle Atlantic Division | 12272
NY | New York | Cortland | Cold | Middle Atlantic Division | 12272
NY | New York | Delaware | Cold | Middle Atlantic Division | 12272
NY | New York | Dutchess | Cold | Middle Atlantic Division | 12272
NY | New York | Erie | Cold | Middle Atlantic Division | 12272
NY | New York | Essex | Cold | Middle Atlantic Division | 12272
NY | New York | Franklin | Cold | Middle Atlantic Division | 12272
NY | New York | Fulton | Cold | Middle Atlantic Division | 12272
NY | New York | Genesee | Cold | Middle Atlantic Division | 12272
NY | New York | Greene | Cold | Middle Atlantic Division | 12272
NY | New York | Hamilton | Cold | Middle Atlantic Division | 12272
NY | New York | Herkimer | Cold | Middle Atlantic Division | 12272
NY | New York | Jefferson | Cold | Middle Atlantic Division | 12272
NY | New York | Kings | Mixed-Humid | Middle Atlantic Division | 12272
NY | New York | Lewis | Cold | Middle Atlantic Division | 12272
NY | New York | Livingston | Cold | Middle Atlantic Division | 12272
NY | New York | Madison | Cold | Middle Atlantic Division | 12272
NY | New York | Monroe | Cold | Middle Atlantic Division | 12272
NY | New York | Montgomery | Cold | Middle Atlantic Division | 12272
NY | New York | Nassau | Mixed-Humid | Middle Atlantic Division | 12272
NY | New York | New York | Mixed-Humid | Middle Atlantic Division | 12272
NY | New York | Niagara | Cold | Middle Atlantic Division | 12272
NY | New York | Oneida | Cold | Middle Atlantic Division | 12272
NY | New York | Onondaga | Cold | Middle Atlantic Division | 12272
NY | New York | Ontario | Cold | Middle Atlantic Division | 12272
NY | New York | Orange | Cold | Middle Atlantic Division | 12272
NY | New York | Orleans | Cold | Middle Atlantic Division | 12272
NY | New York | Oswego | Cold | Middle Atlantic Division | 12272
NY | New York | Otsego | Cold | Middle Atlantic Division | 12272
NY | New York | Putnam | Cold | Middle Atlantic Division | 12272
NY | New York | Queens | Mixed-Humid | Middle Atlantic Division | 12272
NY | New York | Rensselaer | Cold | Middle Atlantic Division | 12272
NY | New York | Richmond | Mixed-Humid | Middle Atlantic Division | 12272
NY | New York | Rockland | Cold | Middle Atlantic Division | 12272
NY | New York | Saratoga | Cold | Middle Atlantic Division | 12272
NY | New York | Schenectady | Cold | Middle Atlantic Division | 12272
NY | New York | Schoharie | Cold | Middle Atlantic Division | 12272
NY | New York | Schuyler | Cold | Middle Atlantic Division | 12272
NY | New York | Seneca | Cold | Middle Atlantic Division | 12272
NY | New York | St. Lawrence | Cold | Middle Atlantic Division | 12272
NY | New York | Steuben | Cold | Middle Atlantic Division | 12272
NY | New York | Suffolk | Mixed-Humid | Middle Atlantic Division | 12272
NY | New York | Sullivan | Cold | Middle Atlantic Division | 12272
NY | New York | Tioga | Cold | Middle Atlantic Division | 12272
NY | New York | Tompkins | Cold | Middle Atlantic Division | 12272
NY | New York | Ulster | Cold | Middle Atlantic Division | 12272
NY | New York | Warren | Cold | Middle Atlantic Division | 12272
NC | North Carolina | Mitchell | Cold | South Atlantic Division | 17961
NC | North Carolina | Montgomery | Mixed-Humid | South Atlantic Division | 17961
NC | North Carolina | Moore | Mixed-Humid | South Atlantic Division | 17961
NC | North Carolina | Nash | Mixed-Humid | South Atlantic Division | 17961
NC | North Carolina | New Hanover | Hot-Humid | South Atlantic Division | 17961
NC | North Carolina | Northampton | Mixed-Humid | South Atlantic Division | 17961
NC | North Carolina | Onslow | Hot-Humid | South Atlantic Division | 17961
NC | North Carolina | Orange | Mixed-Humid | South Atlantic Division | 17961
NC | North Carolina | Pamlico | Mixed-Humid | South Atlantic Division | 17961
NC | North Carolina | Pasquotank | Mixed-Humid | South Atlantic Division | 17961
NC | North Carolina | Pender | Hot-Humid | South Atlantic Division | 17961
NC | North Carolina | Perquimans | Mixed-Humid | South Atlantic Division | 17961
NC | North Carolina | Person | Mixed-Humid | South Atlantic Division | 17961
NC | North Carolina | Pitt | Mixed-Humid | South Atlantic Division | 17961
NC | North Carolina | Polk | Mixed-Humid | South Atlantic Division | 17961
NC | North Carolina | Randolph | Mixed-Humid | South Atlantic Division | 17961
NC | North Carolina | Richmond | Mixed-Humid | South Atlantic Division | 17961
NC | North Carolina | Robeson | Mixed-Humid | South Atlantic Division | 17961
NC | North Carolina | Rockingham | Mixed-Humid | South Atlantic Division | 17961
NC | North Carolina | Rowan | Mixed-Humid | South Atlantic Division | 17961
NC | North Carolina | Rutherford | Mixed-Humid | South Atlantic Division | 17961
NC | North Carolina | Sampson | Mixed-Humid | South Atlantic Division | 17961
NC | North Carolina | Scotland | Mixed-Humid | South Atlantic Division | 17961
NC | North Carolina | Stanly | Mixed-Humid | South Atlantic Division | 17961
NC | North Carolina | Stokes | Mixed-Humid | South Atlantic Division | 17961
NC | North Carolina | Surry | Mixed-Humid | South Atlantic Division | 17961
NC | North Carolina | Swain | Mixed-Humid | South Atlantic Division | 17961
NC | North Carolina | Transylvania | Mixed-Humid | South Atlantic Division | 17961
NC | North Carolina | Tyrrell | Mixed-Humid | South Atlantic Division | 17961
NC | North Carolina | Union | Mixed-Humid | South Atlantic Division | 17961
NC | North Carolina | Vance | Mixed-Humid | South Atlantic Division | 17961
NC | North Carolina | Wake | Mixed-Humid | South Atlantic Division | 17961
NC | North Carolina | Warren | Mixed-Humid | South Atlantic Division | 17961
NC | North Carolina | Washington | Mixed-Humid | South Atlantic Division | 17961
NC | North Carolina | Watauga | Cold | South Atlantic Division | 17961
NC | North Carolina | Wayne | Mixed-Humid | South Atlantic Division | 17961
NC | North Carolina | Wilkes | Mixed-Humid | South Atlantic Division | 17961
NC | North Carolina | Wilson | Mixed-Humid | South Atlantic Division | 17961
NC | North Carolina | Yadkin | Mixed-Humid | South Atlantic Division | 17961
NC | North Carolina | Yancey | Cold | South Atlantic Division | 17961
ND | North Dakota | Adams | Cold | West North Central Division | 8501
ND | North Dakota | Barnes | Very Cold | West North Central Division | 8501
ND | North Dakota | Benson | Very Cold | West North Central Division | 8501
ND | North Dakota | Billings | Cold | West North Central Division | 8501
ND | North Dakota | Bottineau | Very Cold | West North Central Division | 8501
ND | North Dakota | Bowman | Cold | West North Central Division | 8501
ND | North Dakota | Burke | Very Cold | West North Central Division | 8501
ND | North Dakota | Burleigh | Cold | West North Central Division | 8501
ND | North Dakota | Cass | Very Cold | West North Central Division | 8501
ND | North Dakota | Cavalier | Very Cold | West North Central Division | 8501
ND | North Dakota | Dickey | Cold | West North Central Division | 8501
ND | North Dakota | Divide | Very Cold | West North Central Division | 8501
ND | North Dakota | Dunn | Cold | West North Central Division | 8501
ND | North Dakota | Eddy | Very Cold | West North Central Division | 8501
ND | North Dakota | Emmons | Cold | West North Central Division | 8501
ND | North Dakota | Foster | Very Cold | West North Central Division | 8501
ND | North Dakota | Golden Valley | Cold | West North Central Division | 8501
ND | North Dakota | Grand Forks | Very Cold | West North Central Division | 8501
ND | North Dakota | Grant | Cold | West North Central Division | 8501
ND | North Dakota | Griggs | Very Cold | West North Central Division | 8501
ND | North Dakota | Hettinger | Cold | West North Central Division | 8501
ND | North Dakota | Kidder | Very Cold | West North Central Division | 8501
ND | North Dakota | LaMoure | Cold | West North Central Division | 8501
ND | North Dakota | Logan | Cold | West North Central Division | 8501
ND | North Dakota | McHenry | Very Cold | West North Central Division | 8501
OH | Ohio | Holmes | Cold | East North Central Division | 17642
OH | Ohio | Huron | Cold | East North Central Division | 17642
OH | Ohio | Jackson | Cold | East North Central Division | 17642
OH | Ohio | Jefferson | Cold | East North Central Division | 17642
OH | Ohio | Knox | Cold | East North Central Division | 17642
OH | Ohio | Lake | Cold | East North Central Division | 17642
OH | Ohio | Lawrence | Mixed-Humid | East North Central Division | 17642
OH | Ohio | Licking | Cold | East North Central Division | 17642
OH | Ohio | Logan | Cold | East North Central Division | 17642
OH | Ohio | Lorain | Cold | East North Central Division | 17642
OH | Ohio | Lucas | Cold | East North Central Division | 17642
OH | Ohio | Madison | Cold | East North Central Division | 17642
OH | Ohio | Mahoning | Cold | East North Central Division | 17642
OH | Ohio | Marion | Cold | East North Central Division | 17642
OH | Ohio | Medina | Cold | East North Central Division | 17642
OH | Ohio | Meigs | Cold | East North Central Division | 17642
OH | Ohio | Mercer | Cold | East North Central Division | 17642
OH | Ohio | Miami | Cold | East North Central Division | 17642
OH | Ohio | Monroe | Cold | East North Central Division | 17642
OH | Ohio | Montgomery | Cold | East North Central Division | 17642
OH | Ohio | Morgan | Cold | East North Central Division | 17642
OH | Ohio | Morrow | Cold | East North Central Division | 17642
OH | Ohio | Muskingum | Cold | East North Central Division | 17642
OH | Ohio | Noble | Cold | East North Central Division | 17642
OH | Ohio | Ottawa | Cold | East North Central Division | 17642
OH | Ohio | Paulding | Cold | East North Central Division | 17642
OH | Ohio | Perry | Cold | East North Central Division | 17642
OH | Ohio | Pickaway | Cold | East North Central Division | 17642
OH | Ohio | Pike | Mixed-Humid | East North Central Division | 17642
OH | Ohio | Portage | Cold | East North Central Division | 17642
OH | Ohio | Preble | Cold | East North Central Division | 17642
OH | Ohio | Putnam | Cold | East North Central Division | 17642
OH | Ohio | Richland | Cold | East North Central Division | 17642
OH | Ohio | Ross | Cold | East North Central Division | 17642
OH | Ohio | Sandusky | Cold | East North Central Division | 17642
OH | Ohio | Scioto | Mixed-Humid | East North Central Division | 17642
OH | Ohio | Seneca | Cold | East North Central Division | 17642
OH | Ohio | Shelby | Cold | East North Central Division | 17642
OH | Ohio | Stark | Cold | East North Central Division | 17642
OH | Ohio | Summit | Cold | East North Central Division | 17642
OH | Ohio | Trumbull | Cold | East North Central Division | 17642
OH | Ohio | Tuscarawas | Cold | East North Central Division | 17642
OH | Ohio | Union | Cold | East North Central Division | 17642
OH | Ohio | Van Wert | Cold | East North Central Division | 17642
OH | Ohio | Vinton | Cold | East North Central Division | 17642
OH | Ohio | Warren | Cold | East North Central Division | 17642
OH | Ohio | Washington | Mixed-Humid | East North Central Division | 17642
OH | Ohio | Wayne | Cold | East North Central Division | 17642
OH | Ohio | Williams | Cold | East North Central Division | 17642
OH | Ohio | Wood | Cold | East North Central Division | 17642
OH | Ohio | Wyandot | Cold | East North Central Division | 17642
OK | Oklahoma | Adair | Mixed-Humid | West South Central Division | 11558
OK | Oklahoma | Alfalfa | Mixed-Humid | West South Central Division | 11558
OK | Oklahoma | Atoka | Mixed-Humid | West South Central Division | 11558
OK | Oklahoma | Beaver | Mixed-Dry | West South Central Division | 11558
OK | Oklahoma | Beckham | Mixed-Humid | West South Central Division | 11558
OK | Oklahoma | Blaine | Mixed-Humid | West South Central Division | 11558
OK | Oklahoma | Bryan | Mixed-Humid | West South Central Division | 11558
OK | Oklahoma | Caddo | Mixed-Humid | West South Central Division | 11558
OK | Oklahoma | Canadian | Mixed-Humid | West South Central Division | 11558
OK | Oklahoma | Carter | Mixed-Humid | West South Central Division | 11558
OK | Oklahoma | Cherokee | Mixed-Humid | West South Central Division | 11558
OK | Oklahoma | Choctaw | Mixed-Humid | West South Central Division | 11558
OK | Oklahoma | Cimarron | Mixed-Dry | West South Central Division | 11558
OK | Oklahoma | Cleveland | Mixed-Humid | West South Central Division | 11558
OR | Oregon | Clackamas | Marine | Pacific Division | 11956
OR | Oregon | Clatsop | Marine | Pacific Division | 11956
OR | Oregon | Columbia | Marine | Pacific Division | 11956
OR | Oregon | Coos | Marine | Pacific Division | 11956
OR | Oregon | Crook | Cold | Pacific Division | 11956
OR | Oregon | Curry | Marine | Pacific Division | 11956
OR | Oregon | Deschutes | Cold | Pacific Division | 11956
OR | Oregon | Douglas | Marine | Pacific Division | 11956
OR | Oregon | Gilliam | Cold | Pacific Division | 11956
OR | Oregon | Grant | Cold | Pacific Division | 11956
OR | Oregon | Harney | Cold | Pacific Division | 11956
OR | Oregon | Hood River | Cold | Pacific Division | 11956
OR | Oregon | Jackson | Marine | Pacific Division | 11956
OR | Oregon | Jefferson | Cold | Pacific Division | 11956
OR | Oregon | Josephine | Marine | Pacific Division | 11956
OR | Oregon | Klamath | Cold | Pacific Division | 11956
OR | Oregon | Lake | Cold | Pacific Division | 11956
OR | Oregon | Lane | Marine | Pacific Division | 11956
OR | Oregon | Lincoln | Marine | Pacific Division | 11956
OR | Oregon | Linn | Marine | Pacific Division | 11956
OR | Oregon | Malheur | Cold | Pacific Division | 11956
OR | Oregon | Marion | Marine | Pacific Division | 11956
OR | Oregon | Morrow | Cold | Pacific Division | 11956
OR | Oregon | Multnomah | Marine | Pacific Division | 11956
OR | Oregon | Polk | Marine | Pacific Division | 11956
OR | Oregon | Sherman | Cold | Pacific Division | 11956
OR | Oregon | Tillamook | Marine | Pacific Division | 11956
OR | Oregon | Umatilla | Cold | Pacific Division | 11956
OR | Oregon | Union | Cold | Pacific Division | 11956
OR | Oregon | Wallowa | Cold | Pacific Division | 11956
OR | Oregon | Wasco | Cold | Pacific Division | 11956
OR | Oregon | Washington | Marine | Pacific Division | 11956
OR | Oregon | Wheeler | Cold | Pacific Division | 11956
OR | Oregon | Yamhill | Marine | Pacific Division | 11956
PA | Pennsylvania | Adams | Cold | Middle Atlantic Division | 12272
PA | Pennsylvania | Allegheny | Cold | Middle Atlantic Division | 12272
PA | Pennsylvania | Armstrong | Cold | Middle Atlantic Division | 12272
PA | Pennsylvania | Beaver | Cold | Middle Atlantic Division | 12272
PA | Pennsylvania | Bedford | Cold | Middle Atlantic Division | 12272
PA | Pennsylvania | Berks | Cold | Middle Atlantic Division | 12272
PA | Pennsylvania | Blair | Cold | Middle Atlantic Division | 12272
PA | Pennsylvania | Bradford | Cold | Middle Atlantic Division | 12272
PA | Pennsylvania | Bucks | Mixed-Humid | Middle Atlantic Division | 12272
PA | Pennsylvania | Butler | Cold | Middle Atlantic Division | 12272
PA | Pennsylvania | Cambria | Cold | Middle Atlantic Division | 12272
PA | Pennsylvania | Cameron | Cold | Middle Atlantic Division | 12272
PA | Pennsylvania | Carbon | Cold | Middle Atlantic Division | 12272
PA | Pennsylvania | Centre | Cold | Middle Atlantic Division | 12272
PA | Pennsylvania | Chester | Mixed-Humid | Middle Atlantic Division | 12272
PA | Pennsylvania | Clarion | Cold | Middle Atlantic Division | 12272
PA | Pennsylvania | Clearfield | Cold | Middle Atlantic Division | 12272
PA | Pennsylvania | Clinton | Cold | Middle Atlantic Division | 12272
PA | Pennsylvania | Columbia | Cold | Middle Atlantic Division | 12272
PA | Pennsylvania | Crawford | Cold | Middle Atlantic Division | 12272
PA | Pennsylvania | Cumberland | Cold | Middle Atlantic Division | 12272
PA | Pennsylvania | Dauphin | Cold | Middle Atlantic Division | 12272
PA | Pennsylvania | Delaware | Mixed-Humid | Middle Atlantic Division | 12272
PA | Pennsylvania | Elk | Cold | Middle Atlantic Division | 12272
PA | Pennsylvania | Erie | Cold | Middle Atlantic Division | 12272
PA | Pennsylvania | Fayette | Cold | Middle Atlantic Division | 12272
PA | Pennsylvania | Forest | Cold | Middle Atlantic Division | 12272
PA | Pennsylvania | Franklin | Cold | Middle Atlantic Division | 12272
PA | Pennsylvania | Fulton | Cold | Middle Atlantic Division | 12272
PA | Pennsylvania | Greene | Cold | Middle Atlantic Division | 12272
PA | Pennsylvania | Huntingdon | Cold | Middle Atlantic Division | 12272
SC | South Carolina | Hampton | Hot-Humid | South Atlantic Division | 17961
SC | South Carolina | Horry | Hot-Humid | South Atlantic Division | 17961
SC | South Carolina | Jasper | Hot-Humid | South Atlantic Division | 17961
SC | South Carolina | Kershaw | Mixed-Humid | South Atlantic Division | 17961
SC | South Carolina | Lancaster | Mixed-Humid | South Atlantic Division | 17961
SC | South Carolina | Laurens | Mixed-Humid | South Atlantic Division | 17961
SC | South Carolina | Lee | Mixed-Humid | South Atlantic Division | 17961
SC | South Carolina | Lexington | Mixed-Humid | South Atlantic Division | 17961
SC | South Carolina | Marion | Mixed-Humid | South Atlantic Division | 17961
SC | South Carolina | Marlboro | Mixed-Humid | South Atlantic Division | 17961
SC | South Carolina | McCormick | Mixed-Humid | South Atlantic Division | 17961
SC | South Carolina | Newberry | Mixed-Humid | South Atlantic Division | 17961
SC | South Carolina | Oconee | Mixed-Humid | South Atlantic Division | 17961
SC | South Carolina | Orangeburg | Mixed-Humid | South Atlantic Division | 17961
SC | South Carolina | Pickens | Mixed-Humid | South Atlantic Division | 17961
SC | South Carolina | Richland | Mixed-Humid | South Atlantic Division | 17961
SC | South Carolina | Saluda | Mixed-Humid | South Atlantic Division | 17961
SC | South Carolina | Spartanburg | Mixed-Humid | South Atlantic Division | 17961
SC | South Carolina | Sumter | Mixed-Humid | South Atlantic Division | 17961
SC | South Carolina | Union | Mixed-Humid | South Atlantic Division | 17961
SC | South Carolina | Williamsburg | Mixed-Humid | South Atlantic Division | 17961
SC | South Carolina | York | Mixed-Humid | South Atlantic Division | 17961
SD | South Dakota | Aurora | Cold | West North Central Division | 8501
SD | South Dakota | Beadle | Cold | West North Central Division | 8501
SD | South Dakota | Bennett | Cold | West North Central Division | 8501
SD | South Dakota | Bon Homme | Cold | West North Central Division | 8501
SD | South Dakota | Brookings | Cold | West North Central Division | 8501
SD | South Dakota | Brown | Cold | West North Central Division | 8501
SD | South Dakota | Brule | Cold | West North Central Division | 8501
SD | South Dakota | Buffalo | Cold | West North Central Division | 8501
SD | South Dakota | Butte | Cold | West North Central Division | 8501
SD | South Dakota | Campbell | Cold | West North Central Division | 8501
SD | South Dakota | Charles Mix | Cold | West North Central Division | 8501
SD | South Dakota | Clark | Cold | West North Central Division | 8501
SD | South Dakota | Clay | Cold | West North Central Division | 8501
SD | South Dakota | Codington | Cold | West North Central Division | 8501
SD | South Dakota | Corson | Cold | West North Central Division | 8501
SD | South Dakota | Custer | Cold | West North Central Division | 8501
SD | South Dakota | Davison | Cold | West North Central Division | 8501
SD | South Dakota | Day | Cold | West North Central Division | 8501
SD | South Dakota | Deuel | Cold | West North Central Division | 8501
SD | South Dakota | Dewey | Cold | West North Central Division | 8501
SD | South Dakota | Douglas | Cold | West North Central Division | 8501
SD | South Dakota | Edmunds | Cold | West North Central Division | 8501
SD | South Dakota | Fall River | Cold | West North Central Division | 8501
SD | South Dakota | Faulk | Cold | West North Central Division | 8501
SD | South Dakota | Grant | Cold | West North Central Division | 8501
SD | South Dakota | Gregory | Cold | West North Central Division | 8501
SD | South Dakota | Haakon | Cold | West North Central Division | 8501
SD | South Dakota | Hamlin | Cold | West North Central Division | 8501
SD | South Dakota | Hand | Cold | West North Central Division | 8501
SD | South Dakota | Hanson | Cold | West North Central Division | 8501
SD | South Dakota | Harding | Cold | West North Central Division | 8501
SD | South Dakota | Hughes | Cold | West North Central Division | 8501
SD | South Dakota | Hutchinson | Cold | West North Central Division | 8501
SD | South Dakota | Hyde | Cold | West North Central Division | 8501
SD | South Dakota | Jackson | Cold | West North Central Division | 8501
SD | South Dakota | Jerauld | Cold | West North Central Division | 8501
SD | South Dakota | Jones | Cold | West North Central Division | 8501
SD | South Dakota | Kingsbury | Cold | West North Central Division | 8501
SD | South Dakota | Lake | Cold | West North Central Division | 8501
SD | South Dakota | Lawrence | Cold | West North Central Division | 8501
SD | South Dakota | Lincoln | Cold | West North Central Division | 8501
SD | South Dakota | Lyman | Cold | West North Central Division | 8501
SD | South Dakota | Marshall | Cold | West North Central Division | 8501
TN | Tennessee | Humphreys | Mixed-Humid | East South Central Division | 5359
TN | Tennessee | Jackson | Mixed-Humid | East South Central Division | 5359
TN | Tennessee | Jefferson | Mixed-Humid | East South Central Division | 5359
TN | Tennessee | Johnson | Mixed-Humid | East South Central Division | 5359
TN | Tennessee | Knox | Mixed-Humid | East South Central Division | 5359
TN | Tennessee | Lake | Mixed-Humid | East South Central Division | 5359
TN | Tennessee | Lauderdale | Mixed-Humid | East South Central Division | 5359
TN | Tennessee | Lawrence | Mixed-Humid | East South Central Division | 5359
TN | Tennessee | Lewis | Mixed-Humid | East South Central Division | 5359
TN | Tennessee | Lincoln | Mixed-Humid | East South Central Division | 5359
TN | Tennessee | Loudon | Mixed-Humid | East South Central Division | 5359
TN | Tennessee | Macon | Mixed-Humid | East South Central Division | 5359
TN | Tennessee | Madison | Mixed-Humid | East South Central Division | 5359
TN | Tennessee | Marion | Mixed-Humid | East South Central Division | 5359
TN | Tennessee | Marshall | Mixed-Humid | East South Central Division | 5359
TN | Tennessee | Maury | Mixed-Humid | East South Central Division | 5359
TN | Tennessee | McMinn | Mixed-Humid | East South Central Division | 5359
TN | Tennessee | McNairy | Mixed-Humid | East South Central Division | 5359
TN | Tennessee | Meigs | Mixed-Humid | East South Central Division | 5359
TN | Tennessee | Monroe | Mixed-Humid | East South Central Division | 5359
TN | Tennessee | Montgomery | Mixed-Humid | East South Central Division | 5359
TN | Tennessee | Moore | Mixed-Humid | East South Central Division | 5359
TN | Tennessee | Morgan | Mixed-Humid | East South Central Division | 5359
TN | Tennessee | Obion | Mixed-Humid | East South Central Division | 5359
TN | Tennessee | Overton | Mixed-Humid | East South Central Division | 5359
TN | Tennessee | Perry | Mixed-Humid | East South Central Division | 5359
TN | Tennessee | Pickett | Mixed-Humid | East South Central Division | 5359
TN | Tennessee | Polk | Mixed-Humid | East South Central Division | 5359
TN | Tennessee | Putnam | Mixed-Humid | East South Central Division | 5359
TN | Tennessee | Rhea | Mixed-Humid | East South Central Division | 5359
TN | Tennessee | Roane | Mixed-Humid | East South Central Division | 5359
TN | Tennessee | Robertson | Mixed-Humid | East South Central Division | 5359
TN | Tennessee | Rutherford | Mixed-Humid | East South Central Division | 5359
TN | Tennessee | Scott | Mixed-Humid | East South Central Division | 5359
TN | Tennessee | Sequatchie | Mixed-Humid | East South Central Division | 5359
TN | Tennessee | Sevier | Mixed-Humid | East South Central Division | 5359
TN | Tennessee | Shelby | Mixed-Humid | East South Central Division | 5359
TN | Tennessee | Smith | Mixed-Humid | East South Central Division | 5359
TN | Tennessee | Stewart | Mixed-Humid | East South Central Division | 5359
TN | Tennessee | Sullivan | Mixed-Humid | East South Central Division | 5359
TN | Tennessee | Sumner | Mixed-Humid | East South Central Division | 5359
TN | Tennessee | Tipton | Mixed-Humid | East South Central Division | 5359
TN | Tennessee | Trousdale | Mixed-Humid | East South Central Division | 5359
TN | Tennessee | Unicoi | Mixed-Humid | East South Central Division | 5359
TN | Tennessee | Union | Mixed-Humid | East South Central Division | 5359
TN | Tennessee | Van Buren | Mixed-Humid | East South Central Division | 5359
TN | Tennessee | Warren | Mixed-Humid | East South Central Division | 5359
TN | Tennessee | Washington | Mixed-Humid | East South Central Division | 5359
TN | Tennessee | Wayne | Mixed-Humid | East South Central Division | 5359
TN | Tennessee | Weakley | Mixed-Humid | East South Central Division | 5359
TN | Tennessee | White | Mixed-Humid | East South Central Division | 5359
TN | Tennessee | Williamson | Mixed-Humid | East South Central Division | 5359
TN | Tennessee | Wilson | Mixed-Humid | East South Central Division | 5359
TX | Texas | Anderson | Hot-Humid | West South Central Division | 11558
TX | Texas | Andrews | Hot-Dry | West South Central Division | 11558
TX | Texas | Angelina | Hot-Humid | West South Central Division | 11558
TX | Texas | Aransas | Hot-Humid | West South Central Division | 11558
TX | Texas | Archer | Mixed-Humid | West South Central Division | 11558
TX | Texas | Armstrong | Mixed-Dry | West South Central Division | 11558
TX | Texas | Atascosa | Hot-Humid | West South Central Division | 11558
TX | Texas | Austin | Hot-Humid | West South Central Division | 11558
TX | Texas | Bailey | Mixed-Dry | West South Central Division | 11558
TX | Texas | Bandera | Hot-Humid | West South Central Division | 11558
TX | Texas | Bastrop | Hot-Humid | West South Central Division | 11558
TX | Texas | Baylor | Hot-Dry | West South Central Division | 11558
TX | Texas | Foard | Hot-Dry | West South Central Division | 11558
TX | Texas | Fort Bend | Hot-Humid | West South Central Division | 11558
TX | Texas | Franklin | Hot-Humid | West South Central Division | 11558
TX | Texas | Freestone | Hot-Humid | West South Central Division | 11558
TX | Texas | Frio | Hot-Humid | West South Central Division | 11558
TX | Texas | Gaines | Hot-Dry | West South Central Division | 11558
TX | Texas | Galveston | Hot-Humid | West South Central Division | 11558
TX | Texas | Garza | Hot-Dry | West South Central Division | 11558
TX | Texas | Gillespie | Hot-Humid | West South Central Division | 11558
TX | Texas | Glasscock | Hot-Dry | West South Central Division | 11558
TX | Texas | Goliad | Hot-Humid | West South Central Division | 11558
TX | Texas | Gonzales | Hot-Humid | West South Central Division | 11558
TX | Texas | Gray | Mixed-Dry | West South Central Division | 11558
TX | Texas | Grayson | Mixed-Humid | West South Central Division | 11558
TX | Texas | Gregg | Hot-Humid | West South Central Division | 11558
TX | Texas | Grimes | Hot-Humid | West South Central Division | 11558
TX | Texas | Guadalupe | Hot-Humid | West South Central Division | 11558
TX | Texas | Hale | Mixed-Dry | West South Central Division | 11558
TX | Texas | Hall | Hot-Dry | West South Central Division | 11558
TX | Texas | Hamilton | Hot-Humid | West South Central Division | 11558
TX | Texas | Hansford | Mixed-Dry | West South Central Division | 11558
TX | Texas | Hardeman | Hot-Dry | West South Central Division | 11558
TX | Texas | Hardin | Hot-Humid | West South Central Division | 11558
TX | Texas | Harris | Hot-Humid | West South Central Division | 11558
TX | Texas | Harrison | Hot-Humid | West South Central Division | 11558
TX | Texas | Hartley | Mixed-Dry | West South Central Division | 11558
TX | Texas | Haskell | Hot-Dry | West South Central Division | 11558
TX | Texas | Hays | Hot-Humid | West South Central Division | 11558
TX | Texas | Hemphill | Hot-Dry | West South Central Division | 11558
TX | Texas | Henderson | Hot-Humid | West South Central Division | 11558
TX | Texas | Hidalgo | Hot-Humid | West South Central Division | 11558
TX | Texas | Hill | Hot-Humid | West South Central Division | 11558
TX | Texas | Hockley | Mixed-Dry | West South Central Division | 11558
TX | Texas | Hood | Hot-Humid | West South Central Division | 11558
TX | Texas | Hopkins | Hot-Humid | West South Central Division | 11558
TX | Texas | Houston | Hot-Humid | West South Central Division | 11558
TX | Texas | Howard | Hot-Dry | West South Central Division | 11558
TX | Texas | Hudspeth | Hot-Dry | West South Central Division | 11558
TX | Texas | Hunt | Hot-Humid | West South Central Division | 11558
TX | Texas | Hutchinson | Mixed-Dry | West South Central Division | 11558
TX | Texas | Irion | Hot-Dry | West South Central Division | 11558
TX | Texas | Jack | Mixed-Humid | West South Central Division | 11558
TX | Texas | Jackson | Hot-Humid | West South Central Division | 11558
TX | Texas | Jasper | Hot-Humid | West South Central Division | 11558
TX | Texas | Jeff Davis | Hot-Dry | West South Central Division | 11558
TX | Texas | Jefferson | Hot-Humid | West South Central Division | 11558
TX | Texas | Jim Hogg | Hot-Humid | West South Central Division | 11558
TX | Texas | Jim Wells | Hot-Humid | West South Central Division | 11558
TX | Texas | Johnson | Hot-Humid | West South Central Division | 11558
TX | Texas | Jones | Hot-Dry | West South Central Division | 11558
TX | Texas | Karnes | Hot-Humid | West South Central Division | 11558
TX | Texas | Kaufman | Hot-Humid | West South Central Division | 11558
TX | Texas | Kendall | Hot-Humid | West South Central Division | 11558
TX | Texas | Kenedy | Hot-Humid | West South Central Division | 11558
TX | Texas | Kent | Hot-Dry | West South Central Division | 11558
TX | Texas | Kerr | Hot-Dry | West South Central Division | 11558
TX | Texas | Kimble | Hot-Dry | West South Central Division | 11558
TX | Texas | King | Hot-Dry | West South Central Division | 11558
TX | Texas | Kinney | Hot-Humid | West South Central Division | 11558
TX | Texas | Kleberg | Hot-Humid | West South Central Division | 11558
TX | Texas | Knox | Hot-Dry | West South Central Division | 11558
TX | Texas | La Salle | Hot-Humid | West South Central Division | 11558
TX | Texas | Lamar | Hot-Humid | West South Central Division | 11558
TX | Texas | Lamb | Mixed-Dry | West South Central Division | 11558
TX | Texas | Lampasas | Hot-Humid | West South Central Division | 11558
TX | Texas | Scurry | Hot-Dry | West South Central Division | 11558
TX | Texas | Shackelford | Hot-Dry | West South Central Division | 11558
TX | Texas | Shelby | Hot-Humid | West South Central Division | 11558
TX | Texas | Sherman | Mixed-Dry | West South Central Division | 11558
TX | Texas | Smith | Hot-Humid | West South Central Division | 11558
TX | Texas | Somervell | Hot-Humid | West South Central Division | 11558
TX | Texas | Starr | Hot-Humid | West South Central Division | 11558
TX | Texas | Stephens | Mixed-Humid | West South Central Division | 11558
TX | Texas | Sterling | Hot-Dry | West South Central Division | 11558
TX | Texas | Stonewall | Hot-Dry | West South Central Division | 11558
TX | Texas | Sutton | Hot-Dry | West South Central Division | 11558
TX | Texas | Swisher | Mixed-Dry | West South Central Division | 11558
TX | Texas | Tarrant | Hot-Humid | West South Central Division | 11558
TX | Texas | Taylor | Hot-Dry | West South Central Division | 11558
TX | Texas | Terrell | Hot-Dry | West South Central Division | 11558
TX | Texas | Terry | Hot-Dry | West South Central Division | 11558
TX | Texas | Throckmorton | Hot-Dry | West South Central Division | 11558
TX | Texas | Titus | Hot-Humid | West South Central Division | 11558
TX | Texas | Tom Green | Hot-Dry | West South Central Division | 11558
TX | Texas | Travis | Hot-Humid | West South Central Division | 11558
TX | Texas | Trinity | Hot-Humid | West South Central Division | 11558
TX | Texas | Tyler | Hot-Humid | West South Central Division | 11558
TX | Texas | Upshur | Hot-Humid | West South Central Division | 11558
TX | Texas | Upton | Hot-Dry | West South Central Division | 11558
TX | Texas | Uvalde | Hot-Humid | West South Central Division | 11558
TX | Texas | Val Verde | Hot-Humid | West South Central Division | 11558
TX | Texas | Van Zandt | Hot-Humid | West South Central Division | 11558
TX | Texas | Victoria | Hot-Humid | West South Central Division | 11558
TX | Texas | Walker | Hot-Humid | West South Central Division | 11558
TX | Texas | Waller | Hot-Humid | West South Central Division | 11558
TX | Texas | Ward | Hot-Dry | West South Central Division | 11558
TX | Texas | Washington | Hot-Humid | West South Central Division | 11558
TX | Texas | Webb | Hot-Humid | West South Central Division | 11558
TX | Texas | Wharton | Hot-Humid | West South Central Division | 11558
TX | Texas | Wheeler | Hot-Dry | West South Central Division | 11558
TX | Texas | Wichita | Mixed-Humid | West South Central Division | 11558
TX | Texas | Wilbarger | Hot-Dry | West South Central Division | 11558
TX | Texas | Willacy | Hot-Humid | West South Central Division | 11558
TX | Texas | Williamson | Hot-Humid | West South Central Division | 11558
TX | Texas | Wilson | Hot-Humid | West South Central Division | 11558
TX | Texas | Winkler | Hot-Dry | West South Central Division | 11558
TX | Texas | Wise | Mixed-Humid | West South Central Division | 11558
TX | Texas | Wood | Hot-Humid | West South Central Division | 11558
TX | Texas | Yoakum | Mixed-Dry | West South Central Division | 11558
TX | Texas | Young | Mixed-Humid | West South Central Division | 11558
TX | Texas | Zapata | Hot-Humid | West South Central Division | 11558
TX | Texas | Zavala | Hot-Humid | West South Central Division | 11558
UT | Utah | Beaver | Cold | Mountain Division | 7761
UT | Utah | Box Elder | Cold | Mountain Division | 7761
UT | Utah | Cache | Cold | Mountain Division | 7761
UT | Utah | Carbon | Cold | Mountain Division | 7761
UT | Utah | Daggett | Cold | Mountain Division | 7761
UT | Utah | Davis | Cold | Mountain Division | 7761
UT | Utah | Duchesne | Cold | Mountain Division | 7761
UT | Utah | Emery | Cold | Mountain Division | 7761
UT | Utah | Garfield | Cold | Mountain Division | 7761
UT | Utah | Grand | Cold | Mountain Division | 7761
UT | Utah | Iron | Cold | Mountain Division | 7761
UT | Utah | Juab | Cold | Mountain Division | 7761
UT | Utah | Kane | Cold | Mountain Division | 7761
UT | Utah | Millard | Cold | Mountain Division | 7761
UT | Utah | Morgan | Cold | Mountain Division | 7761
UT | Utah | Piute | Cold | Mountain Division | 7761
UT | Utah | Rich | Cold | Mountain Division | 7761
UT | Utah | Salt Lake | Cold | Mountain Division | 7761
VA | Virginia | Fairfax (city) | Mixed-Humid | South Atlantic Division | 17961
VA | Virginia | Falls Church (city) | Mixed-Humid | South Atlantic Division | 17961
VA | Virginia | Fauquier | Mixed-Humid | South Atlantic Division | 17961
VA | Virginia | Floyd | Mixed-Humid | South Atlantic Division | 17961
VA | Virginia | Fluvanna | Mixed-Humid | South Atlantic Division | 17961
VA | Virginia | Franklin | Mixed-Humid | South Atlantic Division | 17961
VA | Virginia | Franklin (city) | Mixed-Humid | South Atlantic Division | 17961
VA | Virginia | Frederick | Mixed-Humid | South Atlantic Division | 17961
VA | Virginia | Fredericksburg (city) | Mixed-Humid | South Atlantic Division | 17961
VA | Virginia | Galax (city) | Mixed-Humid | South Atlantic Division | 17961
VA | Virginia | Giles | Mixed-Humid | South Atlantic Division | 17961
VA | Virginia | Gloucester | Mixed-Humid | South Atlantic Division | 17961
VA | Virginia | Goochland | Mixed-Humid | South Atlantic Division | 17961
VA | Virginia | Grayson | Mixed-Humid | South Atlantic Division | 17961
VA | Virginia | Greene | Mixed-Humid | South Atlantic Division | 17961
VA | Virginia | Greensville | Mixed-Humid | South Atlantic Division | 17961
VA | Virginia | Halifax | Mixed-Humid | South Atlantic Division | 17961
VA | Virginia | Hampton (city) | Mixed-Humid | South Atlantic Division | 17961
VA | Virginia | Hanover | Mixed-Humid | South Atlantic Division | 17961
VA | Virginia | Harrisonburg (city) | Mixed-Humid | South Atlantic Division | 17961
VA | Virginia | Henrico | Mixed-Humid | South Atlantic Division | 17961
VA | Virginia | Henry | Mixed-Humid | South Atlantic Division | 17961
VA | Virginia | Highland | Mixed-Humid | South Atlantic Division | 17961
VA | Virginia | Hopewell (city) | Mixed-Humid | South Atlantic Division | 17961
VA | Virginia | Isle of Wight | Mixed-Humid | South Atlantic Division | 17961
VA | Virginia | James City | Mixed-Humid | South Atlantic Division | 17961
VA | Virginia | King and Queen | Mixed-Humid | South Atlantic Division | 17961
VA | Virginia | King George | Mixed-Humid | South Atlantic Division | 17961
VA | Virginia | King William | Mixed-Humid | South Atlantic Division | 17961
VA | Virginia | Lancaster | Mixed-Humid | South Atlantic Division | 17961
VA | Virginia | Lee | Mixed-Humid | South Atlantic Division | 17961
VA | Virginia | Lexington (city) | Mixed-Humid | South Atlantic Division | 17961
VA | Virginia | Loudoun | Mixed-Humid | South Atlantic Division | 17961
VA | Virginia | Louisa | Mixed-Humid | South Atlantic Division | 17961
VA | Virginia | Lunenburg | Mixed-Humid | South Atlantic Division | 17961
VA | Virginia | Lynchburg (city) | Mixed-Humid | South Atlantic Division | 17961
VA | Virginia | Madison | Mixed-Humid | South Atlantic Division | 17961
VA | Virginia | Manassas (city) | Mixed-Humid | South Atlantic Division | 17961
VA | Virginia | Manassas Park (city) | Mixed-Humid | South Atlantic Division | 17961
VA | Virginia | Martinsville (city) | Mixed-Humid | South Atlantic Division | 17961
VA | Virginia | Mathews | Mixed-Humid | South Atlantic Division | 17961
VA | Virginia | Mecklenburg | Mixed-Humid | South Atlantic Division | 17961
VA | Virginia | Middlesex | Mixed-Humid | South Atlantic Division | 17961
VA | Virginia | Montgomery | Mixed-Humid | South Atlantic Division | 17961
VA | Virginia | Nelson | Mixed-Humid | South Atlantic Division | 17961
VA | Virginia | New Kent | Mixed-Humid | South Atlantic Division | 17961
VA | Virginia | Newport News (city) | Mixed-Humid | South Atlantic Division | 17961
VA | Virginia | Norfolk (city) | Mixed-Humid | South Atlantic Division | 17961
VA | Virginia | Northampton | Mixed-Humid | South Atlantic Division | 17961
VA | Virginia | Northumberland | Mixed-Humid | South Atlantic Division | 17961
VA | Virginia | Norton (city) | Mixed-Humid | South Atlantic Division | 17961
VA | Virginia | Nottoway | Mixed-Humid | South Atlantic Division | 17961
VA | Virginia | Orange | Mixed-Humid | South Atlantic Division | 17961
VA | Virginia | Page | Mixed-Humid | South Atlantic Division | 17961
VA | Virginia | Patrick | Mixed-Humid | South Atlantic Division | 17961
VA | Virginia | Petersburg (city) | Mixed-Humid | South Atlantic Division | 17961
VA | Virginia | Pittsylvania | Mixed-Humid | South Atlantic Division | 17961
VA | Virginia | Poquoson (city) | Mixed-Humid | South Atlantic Division | 17961
VA | Virginia | Portsmouth (city) | Mixed-Humid | South Atlantic Division | 17961
VA | Virginia | Powhatan | Mixed-Humid | South Atlantic Division | 17961
VA | Virginia | Prince Edward | Mixed-Humid | South Atlantic Division | 17961
VA | Virginia | Prince George | Mixed-Humid | South Atlantic Division | 17961
VA | Virginia | Prince William | Mixed-Humid | South Atlantic Division | 17961
VA | Virginia | Pulaski | Mixed-Humid | South Atlantic Division | 17961
VA | Virginia | Radford (city) | Mixed-Humid | South Atlantic Division | 17961
WA | Washington | Walla Walla | Cold | Pacific Division | 11956
WA | Washington | Whatcom | Marine | Pacific Division | 11956
WA | Washington | Whitman | Cold | Pacific Division | 11956
WA | Washington | Yakima | Cold | Pacific Division | 11956
WV | West Virginia | Barbour | Cold | South Atlantic Division | 17961
WV | West Virginia | Berkeley | Mixed-Humid | South Atlantic Division | 17961
WV | West Virginia | Boone | Mixed-Humid | South Atlantic Division | 17961
WV | West Virginia | Braxton | Mixed-Humid | South Atlantic Division | 17961
WV | West Virginia | Brooke | Cold | South Atlantic Division | 17961
WV | West Virginia | Cabell | Mixed-Humid | South Atlantic Division | 17961
WV | West Virginia | Calhoun | Mixed-Humid | South Atlantic Division | 17961
WV | West Virginia | Clay | Mixed-Humid | South Atlantic Division | 17961
WV | West Virginia | Doddridge | Cold | South Atlantic Division | 17961
WV | West Virginia | Fayette | Cold | South Atlantic Division | 17961
WV | West Virginia | Gilmer | Mixed-Humid | South Atlantic Division | 17961
WV | West Virginia | Grant | Cold | South Atlantic Division | 17961
WV | West Virginia | Greenbrier | Cold | South Atlantic Division | 17961
WV | West Virginia | Hampshire | Cold | South Atlantic Division | 17961
WV | West Virginia | Hancock | Cold | South Atlantic Division | 17961
WV | West Virginia | Hardy | Cold | South Atlantic Division | 17961
WV | West Virginia | Harrison | Cold | South Atlantic Division | 17961
WV | West Virginia | Jackson | Mixed-Humid | South Atlantic Division | 17961
WV | West Virginia | Jefferson | Mixed-Humid | South Atlantic Division | 17961
WV | West Virginia | Kanawha | Mixed-Humid | South Atlantic Division | 17961
WV | West Virginia | Lewis | Cold | South Atlantic Division | 17961
WV | West Virginia | Lincoln | Mixed-Humid | South Atlantic Division | 17961
WV | West Virginia | Logan | Mixed-Humid | South Atlantic Division | 17961
WV | West Virginia | Marion | Cold | South Atlantic Division | 17961
WV | West Virginia | Marshall | Cold | South Atlantic Division | 17961
WV | West Virginia | Mason | Mixed-Humid | South Atlantic Division | 17961
WV | West Virginia | McDowell | Mixed-Humid | South Atlantic Division | 17961
WV | West Virginia | Mercer | Mixed-Humid | South Atlantic Division | 17961
WV | West Virginia | Mineral | Cold | South Atlantic Division | 17961
WV | West Virginia | Mingo | Mixed-Humid | South Atlantic Division | 17961
WV | West Virginia | Monongalia | Cold | South Atlantic Division | 17961
WV | West Virginia | Monroe | Mixed-Humid | South Atlantic Division | 17961
WV | West Virginia | Morgan | Mixed-Humid | South Atlantic Division | 17961
WV | West Virginia | Nicholas | Cold | South Atlantic Division | 17961
WV | West Virginia | Ohio | Cold | South Atlantic Division | 17961
WV | West Virginia | Pendleton | Cold | South Atlantic Division | 17961
WV | West Virginia | Pleasants | Mixed-Humid | South Atlantic Division | 17961
WV | West Virginia | Pocahontas | Cold | South Atlantic Division | 17961
WV | West Virginia | Preston | Cold | South Atlantic Division | 17961
WV | West Virginia | Putnam | Mixed-Humid | South Atlantic Division | 17961
WV | West Virginia | Raleigh | Cold | South Atlantic Division | 17961
WV | West Virginia | Randolph | Cold | South Atlantic Division | 17961
WV | West Virginia | Ritchie | Mixed-Humid | South Atlantic Division | 17961
WV | West Virginia | Roane | Mixed-Humid | South Atlantic Division | 17961
WV | West Virginia | Summers | Cold | South Atlantic Division | 17961
WV | West Virginia | Taylor | Cold | South Atlantic Division | 17961
WV | West Virginia | Tucker | Cold | South Atlantic Division | 17961
WV | West Virginia | Tyler | Mixed-Humid | South Atlantic Division | 17961
WV | West Virginia | Upshur | Cold | South Atlantic Division | 17961
WV | West Virginia | Wayne | Mixed-Humid | South Atlantic Division | 17961
WV | West Virginia | Webster | Cold | South Atlantic Division | 17961
WV | West Virginia | Wetzel | Cold | South Atlantic Division | 17961
WV | West Virginia | Wirt | Mixed-Humid | South Atlantic Division | 17961
WV | West Virginia | Wood | Mixed-Humid | South Atlantic Division | 17961
WV | West Virginia | Wyoming | Mixed-Humid | South Atlantic Division | 17961
WI | Wisconsin | Adams | Cold | East North Central Division | 17642
WI | Wisconsin | Ashland | Very Cold | East North Central Division | 17642
WI | Wisconsin | Barron | Cold | East North Central Division | 17642
WI | Wisconsin | Bayfield | Very Cold | East North Central Division | 17642
WI | Wisconsin | Brown | Cold | East North Central Division | 17642
WI | Wisconsin | Buffalo | Cold | East North Central Division | 17642
WI | Wisconsin | Wood | Cold | East North Central Division | 17642
WY | Wyoming | Albany | Cold | Mountain Division | 7761
WY | Wyoming | Big Horn | Cold | Mountain Division | 7761
WY | Wyoming | Campbell | Cold | Mountain Division | 7761
WY | Wyoming | Carbon | Cold | Mountain Division | 7761
WY | Wyoming | Converse | Cold | Mountain Division | 7761
WY | Wyoming | Crook | Cold | Mountain Division | 7761
WY | Wyoming | Fremont | Cold | Mountain Division | 7761
WY | Wyoming | Goshen | Cold | Mountain Division | 7761
WY | Wyoming | Hot Springs | Cold | Mountain Division | 7761
WY | Wyoming | Johnson | Cold | Mountain Division | 7761
WY | Wyoming | Laramie | Cold | Mountain Division | 7761
WY | Wyoming | Lincoln | Very Cold | Mountain Division | 7761
WY | Wyoming | Natrona | Cold | Mountain Division | 7761
WY | Wyoming | Niobrara | Cold | Mountain Division | 7761
WY | Wyoming | Park | Cold | Mountain Division | 7761
WY | Wyoming | Platte | Cold | Mountain Division | 7761
WY | Wyoming | Sheridan | Cold | Mountain Division | 7761
WY | Wyoming | Sublette | Very Cold | Mountain Division | 7761
WY | Wyoming | Sweetwater | Cold | Mountain Division | 7761
WY | Wyoming | Teton | Very Cold | Mountain Division | 7761
WY | Wyoming | Uinta | Cold | Mountain Division | 7761
WY | Wyoming | Washakie | Cold | Mountain Division | 7761
WY | Wyoming | Weston | Cold | Mountain Division | 7761
AL | Alabama | Wilcox | Hot-Humid | East South Central Division | 5359
AL | Alabama | Winston | Mixed-Humid | East South Central Division | 5359
AK | Alaska | Aleutians East | Very Cold | Pacific Division | 11956
AK | Alaska | Aleutians West (CA) | Very Cold | Pacific Division | 11956
AK | Alaska | Anchorage | Very Cold | Pacific Division | 11956
AK | Alaska | Bethel (CA) | Subarctic | Pacific Division | 11956
AK | Alaska | Bristol Bay | Very Cold | Pacific Division | 11956
AK | Alaska | Denali | Very Cold | Pacific Division | 11956
AK | Alaska | Dillingham (CA) | Subarctic | Pacific Division | 11956
AK | Alaska | Fairbanks North Star | Subarctic | Pacific Division | 11956
AK | Alaska | Haines | Very Cold | Pacific Division | 11956
AK | Alaska | Juneau | Very Cold | Pacific Division | 11956
AK | Alaska | Kenai Peninsula | Very Cold | Pacific Division | 11956
AK | Alaska | Ketchikan Gateway | Very Cold | Pacific Division | 11956
AK | Alaska | Kodiak Island | Very Cold | Pacific Division | 11956
AK | Alaska | Lake and Peninsula | Very Cold | Pacific Division | 11956
AK | Alaska | Matanuska-Susitna | Very Cold | Pacific Division | 11956
AK | Alaska | Nome (CA) | Subarctic | Pacific Division | 11956
AK | Alaska | North Slope | Subarctic | Pacific Division | 11956
AK | Alaska | Northwest Arctic | Subarctic | Pacific Division | 11956
AK | Alaska | Sitka | Very Cold | Pacific Division | 11956
AK | Alaska | Skagway-Hoonah-Angoon (CA) | Very Cold | Pacific Division | 11956
AK | Alaska | Southeast Fairbanks (CA) | Subarctic | Pacific Division | 11956
AK | Alaska | Valdez-Cordova (CA) | Very Cold | Pacific Division | 11956
AK | Alaska | Wade Hampton (CA) | Subarctic | Pacific Division | 11956
AK | Alaska | Wrangell-Petersburg (CA) | Very Cold | Pacific Division | 11956
AK | Alaska | Yakutat | Very Cold | Pacific Division | 11956
AK | Alaska | Yukon-Koyukuk (CA) | Subarctic | Pacific Division | 11956
AZ | Arizona | Apache | Cold | Mountain Division | 7761
AZ | Arizona | Cochise | Hot-Dry | Mountain Division | 7761
AZ | Arizona | Coconino | Cold | Mountain Division | 7761
AZ | Arizona | Gila | Mixed-Dry | Mountain Division | 7761
AZ | Arizona | Graham | Hot-Dry | Mountain Division | 7761
AZ | Arizona | Greenlee | Hot-Dry | Mountain Division | 7761
AZ | Arizona | La Paz | Hot-Dry | Mountain Division | 7761
AZ | Arizona | Maricopa | Hot-Dry | Mountain Division | 7761
AZ | Arizona | Mohave | Hot-Dry | Mountain Division | 7761
AZ | Arizona | Navajo | Cold | Mountain Division | 7761
AZ | Arizona | Pima | Hot-Dry | Mountain Division | 7761
AZ | Arizona | Pinal | Hot-Dry | Mountain Division | 7761
AZ | Arizona | Santa Cruz | Hot-Dry | Mountain Division | 7761
AZ | Arizona | Yavapai | Mixed-Dry | Mountain Division | 7761
AZ | Arizona | Yuma | Hot-Dry | Mountain Division | 7761
AR | Arkansas | Arkansas | Mixed-Humid | West South Central Division | 11558
AR | Arkansas | Ashley | Mixed-Humid | West South Central Division | 11558
AR | Arkansas | Baxter | Mixed-Humid | West South Central Division | 11558
AR | Arkansas | Benton | Mixed-Humid | West South Central Division | 11558
AR | Arkansas | Boone | Mixed-Humid | West South Central Division | 11558
AR | Arkansas | Bradley | Mixed-Humid | West South Central Division | 11558
AR | Arkansas | Calhoun | Mixed-Humid | West South Central Division | 11558
AR | Arkansas | Carroll | Mixed-Humid | West South Central Division | 11558
AR | Arkansas | Chicot | Mixed-Humid | West South Central Division | 11558
AR | Arkansas | Clark | Mixed-Humid | West South Central Division | 11558
AR | Arkansas | Clay | Mixed-Humid | West South Central Division | 11558
AR | Arkansas | Cleburne | Mixed-Humid | West South Central Division | 11558
AR | Arkansas | Cleveland | Mixed-Humid | West South Central Division | 11558
AR | Arkansas | Columbia | Hot-Humid | West South Central Division | 11558
AR | Arkansas | Conway | Mixed-Humid | West South Central Division | 11558
AR | Arkansas | Craighead | Mixed-Humid | West South Central Division | 11558
AR | Arkansas | Crawford | Mixed-Humid | West South Central Division | 11558
AR | Arkansas | Crittenden | Mixed-Humid | West South Central Division | 11558
AR | Arkansas | Cross | Mixed-Humid | West South Central Division | 11558
AR | Arkansas | Dallas | Mixed-Humid | West South Central Division | 11558
CA | California | Glenn | Hot-Dry | Pacific Division | 11956
CA | California | Humboldt | Marine | Pacific Division | 11956
CA | California | Imperial | Hot-Dry | Pacific Division | 11956
CA | California | Inyo | Mixed-Dry | Pacific Division | 11956
CA | California | Kern | Hot-Dry | Pacific Division | 11956
CA | California | Kings | Hot-Dry | Pacific Division | 11956
CA | California | Lake | Mixed-Dry | Pacific Division | 11956
CA | California | Lassen | Cold | Pacific Division | 11956
CA | California | Los Angeles | Hot-Dry | Pacific Division | 11956
CA | California | Madera | Hot-Dry | Pacific Division | 11956
CA | California | Marin | Marine | Pacific Division | 11956
CA | California | Mariposa | Mixed-Dry | Pacific Division | 11956
CA | California | Mendocino | Marine | Pacific Division | 11956
CA | California | Merced | Hot-Dry | Pacific Division | 11956
CA | California | Modoc | Cold | Pacific Division | 11956
CA | California | Mono | Cold | Pacific Division | 11956
CA | California | Monterey | Marine | Pacific Division | 11956
CA | California | Napa | Marine | Pacific Division | 11956
CA | California | Nevada | Cold | Pacific Division | 11956
CA | California | Orange | Hot-Dry | Pacific Division | 11956
CA | California | Placer | Hot-Dry | Pacific Division | 11956
CA | California | Plumas | Cold | Pacific Division | 11956
CA | California | Riverside | Hot-Dry | Pacific Division | 11956
CA | California | Sacramento | Hot-Dry | Pacific Division | 11956
CA | California | San Benito | Marine | Pacific Division | 11956
CA | California | San Bernardino | Hot-Dry | Pacific Division | 11956
CA | California | San Diego | Hot-Dry | Pacific Division | 11956
CA | California | San Francisco | Marine | Pacific Division | 11956
CA | California | San Joaquin | Hot-Dry | Pacific Division | 11956
CA | California | San Luis Obispo | Marine | Pacific Division | 11956
CA | California | San Mateo | Marine | Pacific Division | 11956
CA | California | Santa Barbara | Marine | Pacific Division | 11956
CA | California | Santa Clara | Marine | Pacific Division | 11956
CA | California | Santa Cruz | Marine | Pacific Division | 11956
CA | California | Shasta | Hot-Dry | Pacific Division | 11956
CA | California | Sierra | Cold | Pacific Division | 11956
CA | California | Siskiyou | Cold | Pacific Division | 11956
CA | California | Solano | Hot-Dry | Pacific Division | 11956
CA | California | Sonoma | Marine | Pacific Division | 11956
CA | California | Stanislaus | Hot-Dry | Pacific Division | 11956
CA | California | Sutter | Hot-Dry | Pacific Division | 11956
CA | California | Tehama | Hot-Dry | Pacific Division | 11956
CA | California | Trinity | Mixed-Dry | Pacific Division | 11956
CA | California | Tulare | Hot-Dry | Pacific Division | 11956
CA | California | Tuolumne | Mixed-Dry | Pacific Division | 11956
CA | California | Ventura | Marine | Pacific Division | 11956
CA | California | Yolo | Hot-Dry | Pacific Division | 11956
CA | California | Yuba | Hot-Dry | Pacific Division | 11956
CO | Colorado | Adams | Cold | Mountain Division | 7761
CO | Colorado | Alamosa | Cold | Mountain Division | 7761
CO | Colorado | Arapahoe | Cold | Mountain Division | 7761
CO | Colorado | Archuleta | Cold | Mountain Division | 7761
CO | Colorado | Baca | Mixed-Dry | Mountain Division | 7761
CO | Colorado | Bent | Cold | Mountain Division | 7761
CO | Colorado | Boulder | Cold | Mountain Division | 7761
CO | Colorado | Broomfield | Cold | Mountain Division | 7761
CO | Colorado | Chaffee | Cold | Mountain Division | 7761
CO | Colorado | Cheyenne | Cold | Mountain Division | 7761
CO | Colorado | Clear Creek | Very Cold | Mountain Division | 7761
CO | Colorado | Conejos | Cold | Mountain Division | 7761
CO | Colorado | Costilla | Cold | Mountain Division | 7761
CO | Colorado | Crowley | Cold | Mountain Division | 7761
CO | Colorado | Custer | Cold | Mountain Division | 7761
CO | Colorado | Delta | Cold | Mountain Division | 7761
CO | Colorado | Denver | Cold | Mountain Division | 7761
FL | Florida | Broward | Hot-Humid | South Atlantic Division | 17961
FL | Florida | Calhoun | Hot-Humid | South Atlantic Division | 17961
FL | Florida | Charlotte | Hot-Humid | South Atlantic Division | 17961
FL | Florida | Citrus | Hot-Humid | South Atlantic Division | 17961
FL | Florida | Clay | Hot-Humid | South Atlantic Division | 17961
FL | Florida | Collier | Hot-Humid | South Atlantic Division | 17961
FL | Florida | Columbia | Hot-Humid | South Atlantic Division | 17961
FL | Florida | DeSoto | Hot-Humid | South Atlantic Division | 17961
FL | Florida | Dixie | Hot-Humid | South Atlantic Division | 17961
FL | Florida | Duval | Hot-Humid | South Atlantic Division | 17961
FL | Florida | Escambia | Hot-Humid | South Atlantic Division | 17961
FL | Florida | Flagler | Hot-Humid | South Atlantic Division | 17961
FL | Florida | Franklin | Hot-Humid | South Atlantic Division | 17961
FL | Florida | Gadsden | Hot-Humid | South Atlantic Division | 17961
FL | Florida | Gilchrist | Hot-Humid | South Atlantic Division | 17961
FL | Florida | Glades | Hot-Humid | South Atlantic Division | 17961
FL | Florida | Gulf | Hot-Humid | South Atlantic Division | 17961
FL | Florida | Hamilton | Hot-Humid | South Atlantic Division | 17961
FL | Florida | Hardee | Hot-Humid | South Atlantic Division | 17961
FL | Florida | Hendry | Hot-Humid | South Atlantic Division | 17961
FL | Florida | Hernando | Hot-Humid | South Atlantic Division | 17961
FL | Florida | Highlands | Hot-Humid | South Atlantic Division | 17961
FL | Florida | Hillsborough | Hot-Humid | South Atlantic Division | 17961
FL | Florida | Holmes | Hot-Humid | South Atlantic Division | 17961
FL | Florida | Indian River | Hot-Humid | South Atlantic Division | 17961
FL | Florida | Jackson | Hot-Humid | South Atlantic Division | 17961
FL | Florida | Jefferson | Hot-Humid | South Atlantic Division | 17961
FL | Florida | Lafayette | Hot-Humid | South Atlantic Division | 17961
FL | Florida | Lake | Hot-Humid | South Atlantic Division | 17961
FL | Florida | Lee | Hot-Humid | South Atlantic Division | 17961
FL | Florida | Leon | Hot-Humid | South Atlantic Division | 17961
FL | Florida | Levy | Hot-Humid | South Atlantic Division | 17961
FL | Florida | Liberty | Hot-Humid | South Atlantic Division | 17961
FL | Florida | Madison | Hot-Humid | South Atlantic Division | 17961
FL | Florida | Manatee | Hot-Humid | South Atlantic Division | 17961
FL | Florida | Marion | Hot-Humid | South Atlantic Division | 17961
FL | Florida | Martin | Hot-Humid | South Atlantic Division | 17961
FL | Florida | Miami-Dade | Hot-Humid | South Atlantic Division | 17961
FL | Florida | Monroe | Hot-Humid | South Atlantic Division | 17961
FL | Florida | Nassau | Hot-Humid | South Atlantic Division | 17961
FL | Florida | Okaloosa | Hot-Humid | South Atlantic Division | 17961
FL | Florida | Okeechobee | Hot-Humid | South Atlantic Division | 17961
FL | Florida | Orange | Hot-Humid | South Atlantic Division | 17961
FL | Florida | Osceola | Hot-Humid | South Atlantic Division | 17961
FL | Florida | Palm Beach | Hot-Humid | South Atlantic Division | 17961
FL | Florida | Pasco | Hot-Humid | South Atlantic Division | 17961
FL | Florida | Pinellas | Hot-Humid | South Atlantic Division | 17961
FL | Florida | Polk | Hot-Humid | South Atlantic Division | 17961
FL | Florida | Putnam | Hot-Humid | South Atlantic Division | 17961
FL | Florida | Santa Rosa | Hot-Humid | South Atlantic Division | 17961
FL | Florida | Sarasota | Hot-Humid | South Atlantic Division | 17961
FL | Florida | Seminole | Hot-Humid | South Atlantic Division | 17961
FL | Florida | St. Johns | Hot-Humid | South Atlantic Division | 17961
FL | Florida | St. Lucie | Hot-Humid | South Atlantic Division | 17961
FL | Florida | Sumter | Hot-Humid | South Atlantic Division | 17961
FL | Florida | Suwannee | Hot-Humid | South Atlantic Division | 17961
FL | Florida | Taylor | Hot-Humid | South Atlantic Division | 17961
FL | Florida | Union | Hot-Humid | South Atlantic Division | 17961
FL | Florida | Volusia | Hot-Humid | South Atlantic Division | 17961
FL | Florida | Wakulla | Hot-Humid | South Atlantic Division | 17961
FL | Florida | Walton | Hot-Humid | South Atlantic Division | 17961
FL | Florida | Washington | Hot-Humid | South Atlantic Division | 17961
GA | Georgia | Appling | Hot-Humid | South Atlantic Division | 17961
GA | Georgia | Atkinson | Hot-Humid | South Atlantic Division | 17961
GA | Georgia | Bacon | Hot-Humid | South Atlantic Division | 17961
GA | Georgia | Hall | Mixed-Humid | South Atlantic Division | 17961
GA | Georgia | Hancock | Mixed-Humid | South Atlantic Division | 17961
GA | Georgia | Haralson | Mixed-Humid | South Atlantic Division | 17961
GA | Georgia | Harris | Mixed-Humid | South Atlantic Division | 17961
GA | Georgia | Hart | Mixed-Humid | South Atlantic Division | 17961
GA | Georgia | Heard | Mixed-Humid | South Atlantic Division | 17961
GA | Georgia | Henry | Mixed-Humid | South Atlantic Division | 17961
GA | Georgia | Houston | Hot-Humid | South Atlantic Division | 17961
GA | Georgia | Irwin | Hot-Humid | South Atlantic Division | 17961
GA | Georgia | Jackson | Mixed-Humid | South Atlantic Division | 17961
GA | Georgia | Jasper | Mixed-Humid | South Atlantic Division | 17961
GA | Georgia | Jeff Davis | Hot-Humid | South Atlantic Division | 17961
GA | Georgia | Jefferson | Mixed-Humid | South Atlantic Division | 17961
GA | Georgia | Jenkins | Hot-Humid | South Atlantic Division | 17961
GA | Georgia | Johnson | Hot-Humid | South Atlantic Division | 17961
GA | Georgia | Jones | Mixed-Humid | South Atlantic Division | 17961
GA | Georgia | Lamar | Mixed-Humid | South Atlantic Division | 17961
GA | Georgia | Lanier | Hot-Humid | South Atlantic Division | 17961
GA | Georgia | Laurens | Hot-Humid | South Atlantic Division | 17961
GA | Georgia | Lee | Hot-Humid | South Atlantic Division | 17961
GA | Georgia | Liberty | Hot-Humid | South Atlantic Division | 17961
GA | Georgia | Lincoln | Mixed-Humid | South Atlantic Division | 17961
GA | Georgia | Long | Hot-Humid | South Atlantic Division | 17961
GA | Georgia | Lowndes | Hot-Humid | South Atlantic Division | 17961
GA | Georgia | Lumpkin | Mixed-Humid | South Atlantic Division | 17961
GA | Georgia | Macon | Hot-humid | South Atlantic Division | 17961
GA | Georgia | Madison | Mixed-Humid | South Atlantic Division | 17961
GA | Georgia | Marion | Hot-humid | South Atlantic Division | 17961
GA | Georgia | McDuffie | Mixed-Humid | South Atlantic Division | 17961
GA | Georgia | McIntosh | Hot-Humid | South Atlantic Division | 17961
GA | Georgia | Meriwether | Mixed-Humid | South Atlantic Division | 17961
GA | Georgia | Miller | Hot-Humid | South Atlantic Division | 17961
GA | Georgia | Mitchell | Hot-Humid | South Atlantic Division | 17961
GA | Georgia | Monroe | Mixed-Humid | South Atlantic Division | 17961
GA | Georgia | Montgomery | Hot-humid | South Atlantic Division | 17961
GA | Georgia | Morgan | Mixed-Humid | South Atlantic Division | 17961
GA | Georgia | Murray | Mixed-Humid | South Atlantic Division | 17961
GA | Georgia | Muscogee | Mixed-Humid | South Atlantic Division | 17961
GA | Georgia | Newton | Mixed-Humid | South Atlantic Division | 17961
GA | Georgia | Oconee | Mixed-Humid | South Atlantic Division | 17961
GA | Georgia | Oglethorpe | Mixed-Humid | South Atlantic Division | 17961
GA | Georgia | Paulding | Mixed-Humid | South Atlantic Division | 17961
GA | Georgia | Peach | Hot-humid | South Atlantic Division | 17961
GA | Georgia | Pickens | Mixed-Humid | South Atlantic Division | 17961
GA | Georgia | Pierce | Hot-Humid | South Atlantic Division | 17961
GA | Georgia | Pike | Mixed-Humid | South Atlantic Division | 17961
GA | Georgia | Polk | Mixed-Humid | South Atlantic Division | 17961
GA | Georgia | Pulaski | Hot-humid | South Atlantic Division | 17961
GA | Georgia | Putnam | Mixed-Humid | South Atlantic Division | 17961
GA | Georgia | Quitman | Hot-humid | South Atlantic Division | 17961
GA | Georgia | Rabun | Mixed-Humid | South Atlantic Division | 17961
GA | Georgia | Randolph | Hot-humid | South Atlantic Division | 17961
GA | Georgia | Richmond | Mixed-Humid | South Atlantic Division | 17961
GA | Georgia | Rockdale | Mixed-Humid | South Atlantic Division | 17961
GA | Georgia | Schley | Hot-humid | South Atlantic Division | 17961
GA | Georgia | Screven | Hot-humid | South Atlantic Division | 17961
GA | Georgia | Seminole | Hot-Humid | South Atlantic Division | 17961
GA | Georgia | Spalding | Mixed-Humid | South Atlantic Division | 17961
GA | Georgia | Stephens | Mixed-Humid | South Atlantic Division | 17961
GA | Georgia | Stewart | Hot-humid | South Atlantic Division | 17961
GA | Georgia | Sumter | Hot-humid | South Atlantic Division | 17961
GA | Georgia | Talbot | Mixed-Humid | South Atlantic Division | 17961
GA | Georgia | Taliaferro | Mixed-Humid | South Atlantic Division | 17961
GA | Georgia | Tattnall | Hot-Humid | South Atlantic Division | 17961
GA | Georgia | Taylor | Hot-humid | South Atlantic Division | 17961
ID | Idaho | Nez Perce | Cold | Mountain Division | 7761
ID | Idaho | Oneida | Cold | Mountain Division | 7761
ID | Idaho | Owyhee | Cold | Mountain Division | 7761
ID | Idaho | Payette | Cold | Mountain Division | 7761
ID | Idaho | Power | Cold | Mountain Division | 7761
ID | Idaho | Shoshone | Cold | Mountain Division | 7761
ID | Idaho | Teton | Cold | Mountain Division | 7761
ID | Idaho | Twin Falls | Cold | Mountain Division | 7761
ID | Idaho | Valley | Cold | Mountain Division | 7761
ID | Idaho | Washington | Cold | Mountain Division | 7761
IL | Illinois | Adams | Cold | East North Central Division | 17642
IL | Illinois | Alexander | Mixed-Humid | East North Central Division | 17642
IL | Illinois | Bond | Mixed-Humid | East North Central Division | 17642
IL | Illinois | Boone | Cold | East North Central Division | 17642
IL | Illinois | Brown | Cold | East North Central Division | 17642
IL | Illinois | Bureau | Cold | East North Central Division | 17642
IL | Illinois | Calhoun | Cold | East North Central Division | 17642
IL | Illinois | Carroll | Cold | East North Central Division | 17642
IL | Illinois | Cass | Cold | East North Central Division | 17642
IL | Illinois | Champaign | Cold | East North Central Division | 17642
IL | Illinois | Christian | Mixed-Humid | East North Central Division | 17642
IL | Illinois | Clark | Cold | East North Central Division | 17642
IL | Illinois | Clay | Mixed-Humid | East North Central Division | 17642
IL | Illinois | Clinton | Mixed-Humid | East North Central Division | 17642
IL | Illinois | Coles | Cold | East North Central Division | 17642
IL | Illinois | Cook | Cold | East North Central Division | 17642
IL | Illinois | Crawford | Mixed-Humid | East North Central Division | 17642
IL | Illinois | Cumberland | Cold | East North Central Division | 17642
IL | Illinois | De Witt | Cold | East North Central Division | 17642
IL | Illinois | DeKalb | Cold | East North Central Division | 17642
IL | Illinois | Douglas | Cold | East North Central Division | 17642
IL | Illinois | DuPage | Cold | East North Central Division | 17642
IL | Illinois | Edgar | Cold | East North Central Division | 17642
IL | Illinois | Edwards | Mixed-Humid | East North Central Division | 17642
IL | Illinois | Effingham | Mixed-Humid | East North Central Division | 17642
IL | Illinois | Fayette | Mixed-Humid | East North Central Division | 17642
IL | Illinois | Ford | Cold | East North Central Division | 17642
IL | Illinois | Franklin | Mixed-Humid | East North Central Division | 17642
IL | Illinois | Fulton | Cold | East North Central Division | 17642
IL | Illinois | Gallatin | Mixed-Humid | East North Central Division | 17642
IL | Illinois | Greene | Cold | East North Central Division | 17642
IL | Illinois | Grundy | Cold | East North Central Division | 17642
IL | Illinois | Hamilton | Mixed-Humid | East North Central Division | 17642
IL | Illinois | Hancock | Cold | East North Central Division | 17642
IL | Illinois | Hardin | Mixed-Humid | East North Central Division | 17642
IL | Illinois | Henderson | Cold | East North Central Division | 17642
IL | Illinois | Henry | Cold | East North Central Division | 17642
IL | Illinois | Iroquois | Cold | East North Central Division | 17642
IL | Illinois | Jackson | Mixed-Humid | East North Central Division | 17642
IL | Illinois | Jasper | Mixed-Humid | East North Central Division | 17642
IL | Illinois | Jefferson | Mixed-Humid | East North Central Division | 17642
IL | Illinois | Jersey | Cold | East North Central Division | 17642
IL | Illinois | Jo Daviess | Cold | East North Central Division | 17642
IL | Illinois | Johnson | Mixed-Humid | East North Central Division | 17642
IL | Illinois | Kane | Cold | East North Central Division | 17642
IL | Illinois | Kankakee | Cold | East North Central Division | 17642
IL | Illinois | Kendall | Cold | East North Central Division | 17642
IL | Illinois | Knox | Cold | East North Central Division | 17642
IL | Illinois | La Salle | Cold | East North Central Division | 17642
IL | Illinois | Lake | Cold | East North Central Division | 17642
IL | Illinois | Lawrence | Mixed-Humid | East North Central Division | 17642
IL | Illinois | Lee | Cold | East North Central Division | 17642
IL | Illinois | Livingston | Cold | East North Central Division | 17642
IL | Illinois | Logan | Cold | East North Central Division | 17642
IL | Illinois | Macon | Cold | East North Central Division | 17642
IN | Indiana | Dubois | Mixed-Humid | East North Central Division | 17642
IN | Indiana | Elkhart | Cold | East North Central Division | 17642
IN | Indiana | Fayette | Cold | East North Central Division | 17642
IN | Indiana | Floyd | Mixed-Humid | East North Central Division | 17642
IN | Indiana | Fountain | Cold | East North Central Division | 17642
IN | Indiana | Franklin | Cold | East North Central Division | 17642
IN | Indiana | Fulton | Cold | East North Central Division | 17642
IN | Indiana | Gibson | Mixed-Humid | East North Central Division | 17642
IN | Indiana | Grant | Cold | East North Central Division | 17642
IN | Indiana | Greene | Mixed-Humid | East North Central Division | 17642
IN | Indiana | Hamilton | Cold | East North Central Division | 17642
IN | Indiana | Hancock | Cold | East North Central Division | 17642
IN | Indiana | Harrison | Mixed-Humid | East North Central Division | 17642
IN | Indiana | Hendricks | Cold | East North Central Division | 17642
IN | Indiana | Henry | Cold | East North Central Division | 17642
IN | Indiana | Howard | Cold | East North Central Division | 17642
IN | Indiana | Huntington | Cold | East North Central Division | 17642
IN | Indiana | Jackson | Mixed-Humid | East North Central Division | 17642
IN | Indiana | Jasper | Cold | East North Central Division | 17642
IN | Indiana | Jay | Cold | East North Central Division | 17642
IN | Indiana | Jefferson | Mixed-Humid | East North Central Division | 17642
IN | Indiana | Jennings | Mixed-Humid | East North Central Division | 17642
IN | Indiana | Johnson | Cold | East North Central Division | 17642
IN | Indiana | Knox | Mixed-Humid | East North Central Division | 17642
IN | Indiana | Kosciusko | Cold | East North Central Division | 17642
IN | Indiana | La Porte | Cold | East North Central Division | 17642
IN | Indiana | Lagrange | Cold | East North Central Division | 17642
IN | Indiana | Lake | Cold | East North Central Division | 17642
IN | Indiana | Lawrence | Mixed-Humid | East North Central Division | 17642
IN | Indiana | Madison | Cold | East North Central Division | 17642
IN | Indiana | Marion | Cold | East North Central Division | 17642
IN | Indiana | Marshall | Cold | East North Central Division | 17642
IN | Indiana | Martin | Mixed-Humid | East North Central Division | 17642
IN | Indiana | Miami | Cold | East North Central Division | 17642
IN | Indiana | Monroe | Mixed-Humid | East North Central Division | 17642
IN | Indiana | Montgomery | Cold | East North Central Division | 17642
IN | Indiana | Morgan | Cold | East North Central Division | 17642
IN | Indiana | Newton | Cold | East North Central Division | 17642
IN | Indiana | Noble | Cold | East North Central Division | 17642
IN | Indiana | Ohio | Mixed-Humid | East North Central Division | 17642
IN | Indiana | Orange | Mixed-Humid | East North Central Division | 17642
IN | Indiana | Owen | Cold | East North Central Division | 17642
IN | Indiana | Parke | Cold | East North Central Division | 17642
IN | Indiana | Perry | Mixed-Humid | East North Central Division | 17642
IN | Indiana | Pike | Mixed-Humid | East North Central Division | 17642
IN | Indiana | Porter | Cold | East North Central Division | 17642
IN | Indiana | Posey | Mixed-Humid | East North Central Division | 17642
IN | Indiana | Pulaski | Cold | East North Central Division | 17642
IN | Indiana | Putnam | Cold | East North Central Division | 17642
IN | Indiana | Randolph | Cold | East North Central Division | 17642
IN | Indiana | Ripley | Mixed-Humid | East North Central Division | 17642
IN | Indiana | Rush | Cold | East North Central Division | 17642
IN | Indiana | Scott | Mixed-Humid | East North Central Division | 17642
IN | Indiana | Shelby | Cold | East North Central Division | 17642
IN | Indiana | Spencer | Mixed-Humid | East North Central Division | 17642
IN | Indiana | St. Joseph | Cold | East North Central Division | 17642
IN | Indiana | Starke | Cold | East North Central Division | 17642
IN | Indiana | Steuben | Cold | East North Central Division | 17642
IN | Indiana | Sullivan | Mixed-Humid | East North Central Division | 17642
IN | Indiana | Switzerland | Mixed-Humid | East North Central Division | 17642
IN | Indiana | Tippecanoe | Cold | East North Central Division | 17642
IN | Indiana | Tipton | Cold | East North Central Division | 17642
IN | Indiana | Union | Cold | East North Central Division | 17642
IN | Indiana | Vanderburgh | Mixed-Humid | East North Central Division | 17642
IN | Indiana | Vermillion | Cold | East North Central Division | 17642
IA | Iowa | Linn | Cold | West North Central Division | 8501
IA | Iowa | Louisa | Cold | West North Central Division | 8501
IA | Iowa | Lucas | Cold | West North Central Division | 8501
IA | Iowa | Lyon | Cold | West North Central Division | 8501
IA | Iowa | Madison | Cold | West North Central Division | 8501
IA | Iowa | Mahaska | Cold | West North Central Division | 8501
IA | Iowa | Marion | Cold | West North Central Division | 8501
IA | Iowa | Marshall | Cold | West North Central Division | 8501
IA | Iowa | Mills | Cold | West North Central Division | 8501
IA | Iowa | Mitchell | Cold | West North Central Division | 8501
IA | Iowa | Monona | Cold | West North Central Division | 8501
IA | Iowa | Monroe | Cold | West North Central Division | 8501
IA | Iowa | Montgomery | Cold | West North Central Division | 8501
IA | Iowa | Muscatine | Cold | West North Central Division | 8501
IA | Iowa | O'Brien | Cold | West North Central Division | 8501
IA | Iowa | Osceola | Cold | West North Central Division | 8501
IA | Iowa | Page | Cold | West North Central Division | 8501
IA | Iowa | Palo Alto | Cold | West North Central Division | 8501
IA | Iowa | Plymouth | Cold | West North Central Division | 8501
IA | Iowa | Pocahontas | Cold | West North Central Division | 8501
IA | Iowa | Polk | Cold | West North Central Division | 8501
IA | Iowa | Pottawattamie | Cold | West North Central Division | 8501
IA | Iowa | Poweshiek | Cold | West North Central Division | 8501
IA | Iowa | Ringgold | Cold | West North Central Division | 8501
IA | Iowa | Sac | Cold | West North Central Division | 8501
IA | Iowa | Scott | Cold | West North Central Division | 8501
IA | Iowa | Shelby | Cold | West North Central Division | 8501
IA | Iowa | Sioux | Cold | West North Central Division | 8501
IA | Iowa | Story | Cold | West North Central Division | 8501
IA | Iowa | Tama | Cold | West North Central Division | 8501
IA | Iowa | Taylor | Cold | West North Central Division | 8501
IA | Iowa | Union | Cold | West North Central Division | 8501
IA | Iowa | Van Buren | Cold | West North Central Division | 8501
IA | Iowa | Wapello | Cold | West North Central Division | 8501
IA | Iowa | Warren | Cold | West North Central Division | 8501
IA | Iowa | Washington | Cold | West North Central Division | 8501
IA | Iowa | Wayne | Cold | West North Central Division | 8501
IA | Iowa | Webster | Cold | West North Central Division | 8501
IA | Iowa | Winnebago | Cold | West North Central Division | 8501
IA | Iowa | Winneshiek | Cold | West North Central Division | 8501
IA | Iowa | Woodbury | Cold | West North Central Division | 8501
IA | Iowa | Worth | Cold | West North Central Division | 8501
IA | Iowa | Wright | Cold | West North Central Division | 8501
KS | Kansas | Allen | Mixed-Humid | West North Central Division | 8501
KS | Kansas | Anderson | Mixed-Humid | West North Central Division | 8501
KS | Kansas | Atchison | Mixed-Humid | West North Central Division | 8501
KS | Kansas | Barber | Mixed-Humid | West North Central Division | 8501
KS | Kansas | Barton | Mixed-Humid | West North Central Division | 8501
KS | Kansas | Bourbon | Mixed-Humid | West North Central Division | 8501
KS | Kansas | Brown | Mixed-Humid | West North Central Division | 8501
KS | Kansas | Butler | Mixed-Humid | West North Central Division | 8501
KS | Kansas | Chase | Mixed-Humid | West North Central Division | 8501
KS | Kansas | Chautauqua | Mixed-Humid | West North Central Division | 8501
KS | Kansas | Cherokee | Mixed-Humid | West North Central Division | 8501
KS | Kansas | Cheyenne | Cold | West North Central Division | 8501
KS | Kansas | Clark | Mixed-Humid | West North Central Division | 8501
KS | Kansas | Clay | Mixed-Humid | West North Central Division | 8501
KS | Kansas | Cloud | Cold | West North Central Division | 8501
KS | Kansas | Coffey | Mixed-Humid | West North Central Division | 8501
KS | Kansas | Comanche | Mixed-Humid | West North Central Division | 8501
KS | Kansas | Cowley | Mixed-Humid | West North Central Division | 8501
KS | Kansas | Crawford | Mixed-Humid | West North Central Division | 8501
KS | Kansas | Decatur | Cold | West North Central Division | 8501
KS | Kansas | Dickinson | Mixed-Humid | West North Central Division | 8501
KS | Kansas | Doniphan | Mixed-Humid | West North Central Division | 8501
KS | Kansas | Seward | Mixed-Humid | West North Central Division | 8501
KS | Kansas | Shawnee | Mixed-Humid | West North Central Division | 8501
KS | Kansas | Sheridan | Cold | West North Central Division | 8501
KS | Kansas | Sherman | Cold | West North Central Division | 8501
KS | Kansas | Smith | Cold | West North Central Division | 8501
KS | Kansas | Stafford | Mixed-Humid | West North Central Division | 8501
KS | Kansas | Stanton | Mixed-Humid | West North Central Division | 8501
KS | Kansas | Stevens | Mixed-Humid | West North Central Division | 8501
KS | Kansas | Sumner | Mixed-Humid | West North Central Division | 8501
KS | Kansas | Thomas | Cold | West North Central Division | 8501
KS | Kansas | Trego | Cold | West North Central Division | 8501
KS | Kansas | Wabaunsee | Mixed-Humid | West North Central Division | 8501
KS | Kansas | Wallace | Cold | West North Central Division | 8501
KS | Kansas | Washington | Mixed-Humid | West North Central Division | 8501
KS | Kansas | Wichita | Cold | West North Central Division | 8501
KS | Kansas | Wilson | Mixed-Humid | West North Central Division | 8501
KS | Kansas | Woodson | Mixed-Humid | West North Central Division | 8501
KS | Kansas | Wyandotte | Mixed-Humid | West North Central Division | 8501
KY | Kentucky | Adair | Mixed-Humid | East South Central Division | 5359
KY | Kentucky | Allen | Mixed-Humid | East South Central Division | 5359
KY | Kentucky | Anderson | Mixed-Humid | East South Central Division | 5359
KY | Kentucky | Ballard | Mixed-Humid | East South Central Division | 5359
KY | Kentucky | Barren | Mixed-Humid | East South Central Division | 5359
KY | Kentucky | Bath | Mixed-Humid | East South Central Division | 5359
KY | Kentucky | Bell | Mixed-Humid | East South Central Division | 5359
KY | Kentucky | Boone | Mixed-Humid | East South Central Division | 5359
KY | Kentucky | Bourbon | Mixed-Humid | East South Central Division | 5359
KY | Kentucky | Boyd | Mixed-Humid | East South Central Division | 5359
KY | Kentucky | Boyle | Mixed-Humid | East South Central Division | 5359
KY | Kentucky | Bracken | Mixed-Humid | East South Central Division | 5359
KY | Kentucky | Breathitt | Mixed-Humid | East South Central Division | 5359
KY | Kentucky | Breckinridge | Mixed-Humid | East South Central Division | 5359
KY | Kentucky | Bullitt | Mixed-Humid | East South Central Division | 5359
KY | Kentucky | Butler | Mixed-Humid | East South Central Division | 5359
KY | Kentucky | Caldwell | Mixed-Humid | East South Central Division | 5359
KY | Kentucky | Calloway | Mixed-Humid | East South Central Division | 5359
KY | Kentucky | Campbell | Mixed-Humid | East South Central Division | 5359
KY | Kentucky | Carlisle | Mixed-Humid | East South Central Division | 5359
KY | Kentucky | Carroll | Mixed-Humid | East South Central Division | 5359
KY | Kentucky | Carter | Mixed-Humid | East South Central Division | 5359
KY | Kentucky | Casey | Mixed-Humid | East South Central Division | 5359
KY | Kentucky | Christian | Mixed-Humid | East South Central Division | 5359
KY | Kentucky | Clark | Mixed-Humid | East South Central Division | 5359
KY | Kentucky | Clay | Mixed-Humid | East South Central Division | 5359
KY | Kentucky | Clinton | Mixed-Humid | East South Central Division | 5359
KY | Kentucky | Crittenden | Mixed-Humid | East South Central Division | 5359
KY | Kentucky | Cumberland | Mixed-Humid | East South Central Division | 5359
KY | Kentucky | Daviess | Mixed-Humid | East South Central Division | 5359
KY | Kentucky | Edmonson | Mixed-Humid | East South Central Division | 5359
KY | Kentucky | Elliott | Mixed-Humid | East South Central Division | 5359
KY | Kentucky | Estill | Mixed-Humid | East South Central Division | 5359
KY | Kentucky | Fayette | Mixed-Humid | East South Central Division | 5359
KY | Kentucky | Fleming | Mixed-Humid | East South Central Division | 5359
KY | Kentucky | Floyd | Mixed-Humid | East South Central Division | 5359
KY | Kentucky | Franklin | Mixed-Humid | East South Central Division | 5359
KY | Kentucky | Fulton | Mixed-Humid | East South Central Division | 5359
KY | Kentucky | Gallatin | Mixed-Humid | East South Central Division | 5359
KY | Kentucky | Garrard | Mixed-Humid | East South Central Division | 5359
KY | Kentucky | Grant | Mixed-Humid | East South Central Division | 5359
KY | Kentucky | Graves | Mixed-Humid | East South Central Division | 5359
KY | Kentucky | Grayson | Mixed-Humid | East South Central Division | 5359
KY | Kentucky | Green | Mixed-Humid | East South Central Division | 5359
KY | Kentucky | Greenup | Mixed-Humid | East South Central Division | 5359
KY | Kentucky | Hancock | Mixed-Humid | East South Central Division | 5359
KY | Kentucky | Hardin | Mixed-Humid | East South Central Division | 5359
KY | Kentucky | Union | Mixed-Humid | East South Central Division | 5359
KY | Kentucky | Warren | Mixed-Humid | East South Central Division | 5359
KY | Kentucky | Washington | Mixed-Humid | East South Central Division | 5359
KY | Kentucky | Wayne | Mixed-Humid | East South Central Division | 5359
KY | Kentucky | Webster | Mixed-Humid | East South Central Division | 5359
KY | Kentucky | Whitley | Mixed-Humid | East South Central Division | 5359
KY | Kentucky | Wolfe | Mixed-Humid | East South Central Division | 5359
KY | Kentucky | Woodford | Mixed-Humid | East South Central Division | 5359
LA | Louisiana | Acadia | Hot-Humid | West South Central Division | 11558
LA | Louisiana | Allen | Hot-Humid | West South Central Division | 11558
LA | Louisiana | Ascension | Hot-Humid | West South Central Division | 11558
LA | Louisiana | Assumption | Hot-Humid | West South Central Division | 11558
LA | Louisiana | Avoyelles | Hot-Humid | West South Central Division | 11558
LA | Louisiana | Beauregard | Hot-Humid | West South Central Division | 11558
LA | Louisiana | Bienville | Hot-humid | West South Central Division | 11558
LA | Louisiana | Bossier | Hot-humid | West South Central Division | 11558
LA | Louisiana | Caddo | Hot-humid | West South Central Division | 11558
LA | Louisiana | Calcasieu | Hot-Humid | West South Central Division | 11558
LA | Louisiana | Caldwell | Hot-humid | West South Central Division | 11558
LA | Louisiana | Cameron | Hot-Humid | West South Central Division | 11558
LA | Louisiana | Catahoula | Hot-humid | West South Central Division | 11558
LA | Louisiana | Claiborne | Hot-humid | West South Central Division | 11558
LA | Louisiana | Concordia | Hot-humid | West South Central Division | 11558
LA | Louisiana | De Soto | Hot-humid | West South Central Division | 11558
LA | Louisiana | East Baton Rouge | Hot-Humid | West South Central Division | 11558
LA | Louisiana | East Carroll | Mixed-Humid | West South Central Division | 11558
LA | Louisiana | East Feliciana | Hot-Humid | West South Central Division | 11558
LA | Louisiana | Evangeline | Hot-Humid | West South Central Division | 11558
LA | Louisiana | Franklin | Hot-humid | West South Central Division | 11558
LA | Louisiana | Grant | Hot-humid | West South Central Division | 11558
LA | Louisiana | Iberia | Hot-Humid | West South Central Division | 11558
LA | Louisiana | Iberville | Hot-Humid | West South Central Division | 11558
LA | Louisiana | Jackson | Hot-humid | West South Central Division | 11558
LA | Louisiana | Jefferson | Hot-Humid | West South Central Division | 11558
LA | Louisiana | Jefferson Davis | Hot-Humid | West South Central Division | 11558
LA | Louisiana | La Salle | Hot-humid | West South Central Division | 11558
LA | Louisiana | Lafayette | Hot-Humid | West South Central Division | 11558
LA | Louisiana | Lafourche | Hot-Humid | West South Central Division | 11558
LA | Louisiana | Lincoln | Hot-humid | West South Central Division | 11558
LA | Louisiana | Livingston | Hot-Humid | West South Central Division | 11558
LA | Louisiana | Madison | Hot-humid | West South Central Division | 11558
LA | Louisiana | Morehouse | Mixed-Humid | West South Central Division | 11558
LA | Louisiana | Natchitoches | Hot-humid | West South Central Division | 11558
LA | Louisiana | Orleans | Hot-Humid | West South Central Division | 11558
LA | Louisiana | Ouachita | Hot-humid | West South Central Division | 11558
LA | Louisiana | Plaquemines | Hot-Humid | West South Central Division | 11558
LA | Louisiana | Pointe Coupee | Hot-Humid | West South Central Division | 11558
LA | Louisiana | Rapides | Hot-Humid | West South Central Division | 11558
LA | Louisiana | Red River | Hot-humid | West South Central Division | 11558
LA | Louisiana | Richland | Hot-humid | West South Central Division | 11558
LA | Louisiana | Sabine | Hot-humid | West South Central Division | 11558
LA | Louisiana | St. Bernard | Hot-Humid | West South Central Division | 11558
LA | Louisiana | St. Charles | Hot-Humid | West South Central Division | 11558
LA | Louisiana | St. Helena | Hot-Humid | West South Central Division | 11558
LA | Louisiana | St. James | Hot-Humid | West South Central Division | 11558
LA | Louisiana | St. John the Baptist | Hot-Humid | West South Central Division | 11558
LA | Louisiana | St. Landry | Hot-Humid | West South Central Division | 11558
LA | Louisiana | St. Martin | Hot-Humid | West South Central Division | 11558
LA | Louisiana | St. Mary | Hot-Humid | West South Central Division | 11558
LA | Louisiana | St. Tammany | Hot-Humid | West South Central Division | 11558
LA | Louisiana | Tangipahoa | Hot-Humid | West South Central Division | 11558
LA | Louisiana | Tensas | Hot-humid | West South Central Division | 11558
LA | Louisiana | Terrebonne | Hot-Humid | West South Central Division | 11558
LA | Louisiana | Union | Hot-humid | West South Central Division | 11558
LA | Louisiana | Vermilion | Hot-Humid | West South Central Division | 11558
MI | Michigan | Antrim | Cold | East North Central Division | 17642
MI | Michigan | Arenac | Cold | East North Central Division | 17642
MI | Michigan | Baraga | Very Cold | East North Central Division | 17642
MI | Michigan | Barry | Cold | East North Central Division | 17642
MI | Michigan | Bay | Cold | East North Central Division | 17642
MI | Michigan | Benzie | Cold | East North Central Division | 17642
MI | Michigan | Berrien | Cold | East North Central Division | 17642
MI | Michigan | Branch | Cold | East North Central Division | 17642
MI | Michigan | Calhoun | Cold | East North Central Division | 17642
MI | Michigan | Cass | Cold | East North Central Division | 17642
MI | Michigan | Charlevoix | Cold | East North Central Division | 17642
MI | Michigan | Cheboygan | Cold | East North Central Division | 17642
MI | Michigan | Chippewa | Very Cold | East North Central Division | 17642
MI | Michigan | Clare | Cold | East North Central Division | 17642
MI | Michigan | Clinton | Cold | East North Central Division | 17642
MI | Michigan | Crawford | Cold | East North Central Division | 17642
MI | Michigan | Delta | Cold | East North Central Division | 17642
MI | Michigan | Dickinson | Cold | East North Central Division | 17642
MI | Michigan | Eaton | Cold | East North Central Division | 17642
MI | Michigan | Emmet | Cold | East North Central Division | 17642
MI | Michigan | Genesee | Cold | East North Central Division | 17642
MI | Michigan | Gladwin | Cold | East North Central Division | 17642
MI | Michigan | Gogebic | Very Cold | East North Central Division | 17642
MI | Michigan | Grand Traverse | Cold | East North Central Division | 17642
MI | Michigan | Gratiot | Cold | East North Central Division | 17642
MI | Michigan | Hillsdale | Cold | East North Central Division | 17642
MI | Michigan | Houghton | Very Cold | East North Central Division | 17642
MI | Michigan | Huron | Cold | East North Central Division | 17642
MI | Michigan | Ingham | Cold | East North Central Division | 17642
MI | Michigan | Ionia | Cold | East North Central Division | 17642
MI | Michigan | Iosco | Cold | East North Central Division | 17642
MI | Michigan | Iron | Very Cold | East North Central Division | 17642
MI | Michigan | Isabella | Cold | East North Central Division | 17642
MI | Michigan | Jackson | Cold | East North Central Division | 17642
MI | Michigan | Kalamazoo | Cold | East North Central Division | 17642
MI | Michigan | Kalkaska | Cold | East North Central Division | 17642
MI | Michigan | Kent | Cold | East North Central Division | 17642
MI | Michigan | Keweenaw | Very Cold | East North Central Division | 17642
MI | Michigan | Lake | Cold | East North Central Division | 17642
MI | Michigan | Lapeer | Cold | East North Central Division | 17642
MI | Michigan | Leelanau | Cold | East North Central Division | 17642
MI | Michigan | Lenawee | Cold | East North Central Division | 17642
MI | Michigan | Livingston | Cold | East North Central Division | 17642
MI | Michigan | Luce | Very Cold | East North Central Division | 17642
MI | Michigan | Mackinac | Very Cold | East North Central Division | 17642
MI | Michigan | Macomb | Cold | East North Central Division | 17642
MI | Michigan | Manistee | Cold | East North Central Division | 17642
MI | Michigan | Marquette | Cold | East North Central Division | 17642
MI | Michigan | Mason | Cold | East North Central Division | 17642
MI | Michigan | Mecosta | Cold | East North Central Division | 17642
MI | Michigan | Menominee | Cold | East North Central Division | 17642
MI | Michigan | Midland | Cold | East North Central Division | 17642
MI | Michigan | Missaukee | Cold | East North Central Division | 17642
MI | Michigan | Monroe | Cold | East North Central Division | 17642
MI | Michigan | Montcalm | Cold | East North Central Division | 17642
MI | Michigan | Montmorency | Cold | East North Central Division | 17642
MI | Michigan | Muskegon | Cold | East North Central Division | 17642
MI | Michigan | Newaygo | Cold | East North Central Division | 17642
MI | Michigan | Oakland | Cold | East North Central Division | 17642
MI | Michigan | Oceana | Cold | East North Central Division | 17642
MI | Michigan | Ogemaw | Cold | East North Central Division | 17642
MI | Michigan | Ontonagon | Very Cold | East North Central Division | 17642
MI | Michigan | Osceola | Cold | East North Central Division | 17642
MI | Michigan | Oscoda | Cold | East North Central Division | 17642
MI | Michigan | Otsego | Cold | East North Central Division | 17642
MN | Minnesota | Nicollet | Cold | West North Central Division | 8501
MN | Minnesota | Nobles | Cold | West North Central Division | 8501
MN | Minnesota | Norman | Very Cold | West North Central Division | 8501
MN | Minnesota | Olmsted | Cold | West North Central Division | 8501
MN | Minnesota | Otter Tail | Very Cold | West North Central Division | 8501
MN | Minnesota | Pennington | Very Cold | West North Central Division | 8501
MN | Minnesota | Pine | Very Cold | West North Central Division | 8501
MN | Minnesota | Pipestone | Cold | West North Central Division | 8501
MN | Minnesota | Polk | Very Cold | West North Central Division | 8501
MN | Minnesota | Pope | Cold | West North Central Division | 8501
MN | Minnesota | Ramsey | Cold | West North Central Division | 8501
MN | Minnesota | Red Lake | Very Cold | West North Central Division | 8501
MN | Minnesota | Redwood | Cold | West North Central Division | 8501
MN | Minnesota | Renville | Cold | West North Central Division | 8501
MN | Minnesota | Rice | Cold | West North Central Division | 8501
MN | Minnesota | Rock | Cold | West North Central Division | 8501
MN | Minnesota | Roseau | Very Cold | West North Central Division | 8501
MN | Minnesota | Scott | Cold | West North Central Division | 8501
MN | Minnesota | Sherburne | Cold | West North Central Division | 8501
MN | Minnesota | Sibley | Cold | West North Central Division | 8501
MN | Minnesota | St. Louis | Very Cold | West North Central Division | 8501
MN | Minnesota | Stearns | Cold | West North Central Division | 8501
MN | Minnesota | Steele | Cold | West North Central Division | 8501
MN | Minnesota | Stevens | Cold | West North Central Division | 8501
MN | Minnesota | Swift | Cold | West North Central Division | 8501
MN | Minnesota | Todd | Cold | West North Central Division | 8501
MN | Minnesota | Traverse | Cold | West North Central Division | 8501
MN | Minnesota | Wabasha | Cold | West North Central Division | 8501
MN | Minnesota | Wadena | Very Cold | West North Central Division | 8501
MN | Minnesota | Waseca | Cold | West North Central Division | 8501
MN | Minnesota | Washington | Cold | West North Central Division | 8501
MN | Minnesota | Watonwan | Cold | West North Central Division | 8501
MN | Minnesota | Wilkin | Very Cold | West North Central Division | 8501
MN | Minnesota | Winona | Cold | West North Central Division | 8501
MN | Minnesota | Wright | Cold | West North Central Division | 8501
MN | Minnesota | Yellow Medicine | Cold | West North Central Division | 8501
MS | Mississippi | Adams | Hot-Humid | East South Central Division | 5359
MS | Mississippi | Alcorn | Mixed-Humid | East South Central Division | 5359
MS | Mississippi | Amite | Hot-Humid | East South Central Division | 5359
MS | Mississippi | Attala | Mixed-Humid | East South Central Division | 5359
MS | Mississippi | Benton | Mixed-Humid | East South Central Division | 5359
MS | Mississippi | Bolivar | Mixed-Humid | East South Central Division | 5359
MS | Mississippi | Calhoun | Mixed-Humid | East South Central Division | 5359
MS | Mississippi | Carroll | Mixed-Humid | East South Central Division | 5359
MS | Mississippi | Chickasaw | Mixed-Humid | East South Central Division | 5359
MS | Mississippi | Choctaw | Mixed-Humid | East South Central Division | 5359
MS | Mississippi | Claiborne | Hot-Humid | East South Central Division | 5359
MS | Mississippi | Clarke | Mixed-Humid | East South Central Division | 5359
MS | Mississippi | Clay | Mixed-Humid | East South Central Division | 5359
MS | Mississippi | Coahoma | Mixed-Humid | East South Central Division | 5359
MS | Mississippi | Copiah | Hot-Humid | East South Central Division | 5359
MS | Mississippi | Covington | Hot-Humid | East South Central Division | 5359
MS | Mississippi | DeSoto | Mixed-Humid | East South Central Division | 5359
MS | Mississippi | Forrest | Hot-Humid | East South Central Division | 5359
MS | Mississippi | Franklin | Hot-Humid | East South Central Division | 5359
MS | Mississippi | George | Hot-Humid | East South Central Division | 5359
MS | Mississippi | Greene | Hot-Humid | East South Central Division | 5359
MS | Mississippi | Grenada | Mixed-Humid | East South Central Division | 5359
MS | Mississippi | Hancock | Mixed-Humid | East South Central Division | 5359
MS | Mississippi | Harrison | Mixed-Humid | East South Central Division | 5359
MS | Mississippi | Hinds | Hot-Humid | East South Central Division | 5359
MS | Mississippi | Holmes | Mixed-Humid | East South Central Division | 5359
MS | Mississippi | Humphreys | Mixed-Humid | East South Central Division | 5359
MS | Mississippi | Issaquena | Mixed-Humid | East South Central Division | 5359
MS | Mississippi | Itawamba | Mixed-Humid | East South Central Division | 5359
MO | Missouri | Caldwell | Cold | West North Central Division | 8501
MO | Missouri | Callaway | Mixed-Humid | West North Central Division | 8501
MO | Missouri | Camden | Mixed-Humid | West North Central Division | 8501
MO | Missouri | Cape Girardeau | Mixed-Humid | West North Central Division | 8501
MO | Missouri | Carroll | Mixed-Humid | West North Central Division | 8501
MO | Missouri | Carter | Mixed-Humid | West North Central Division | 8501
MO | Missouri | Cass | Mixed-Humid | West North Central Division | 8501
MO | Missouri | Cedar | Mixed-Humid | West North Central Division | 8501
MO | Missouri | Chariton | Cold | West North Central Division | 8501
MO | Missouri | Christian | Mixed-Humid | West North Central Division | 8501
MO | Missouri | Clark | Cold | West North Central Division | 8501
MO | Missouri | Clay | Mixed-Humid | West North Central Division | 8501
MO | Missouri | Clinton | Cold | West North Central Division | 8501
MO | Missouri | Cole | Mixed-Humid | West North Central Division | 8501
MO | Missouri | Cooper | Mixed-Humid | West North Central Division | 8501
MO | Missouri | Crawford | Mixed-Humid | West North Central Division | 8501
MO | Missouri | Dade | Mixed-Humid | West North Central Division | 8501
MO | Missouri | Dallas | Mixed-Humid | West North Central Division | 8501
MO | Missouri | Daviess | Cold | West North Central Division | 8501
MO | Missouri | DeKalb | Cold | West North Central Division | 8501
MO | Missouri | Dent | Mixed-Humid | West North Central Division | 8501
MO | Missouri | Douglas | Mixed-Humid | West North Central Division | 8501
MO | Missouri | Dunklin | Mixed-Humid | West North Central Division | 8501
MO | Missouri | Franklin | Mixed-Humid | West North Central Division | 8501
MO | Missouri | Gasconade | Mixed-Humid | West North Central Division | 8501
MO | Missouri | Gentry | Cold | West North Central Division | 8501
MO | Missouri | Greene | Mixed-Humid | West North Central Division | 8501
MO | Missouri | Grundy | Cold | West North Central Division | 8501
MO | Missouri | Harrison | Cold | West North Central Division | 8501
MO | Missouri | Henry | Mixed-Humid | West North Central Division | 8501
MO | Missouri | Hickory | Mixed-Humid | West North Central Division | 8501
MO | Missouri | Holt | Cold | West North Central Division | 8501
MO | Missouri | Howard | Mixed-Humid | West North Central Division | 8501
MO | Missouri | Howell | Mixed-Humid | West North Central Division | 8501
MO | Missouri | Iron | Mixed-Humid | West North Central Division | 8501
MO | Missouri | Jackson | Mixed-Humid | West North Central Division | 8501
MO | Missouri | Jasper | Mixed-Humid | West North Central Division | 8501
MO | Missouri | Jefferson | Mixed-Humid | West North Central Division | 8501
MO | Missouri | Johnson | Mixed-Humid | West North Central Division | 8501
MO | Missouri | Knox | Cold | West North Central Division | 8501
MO | Missouri | Laclede | Mixed-Humid | West North Central Division | 8501
MO | Missouri | Lafayette | Mixed-Humid | West North Central Division | 8501
MO | Missouri | Lawrence | Mixed-Humid | West North Central Division | 8501
MO | Missouri | Lewis | Cold | West North Central Division | 8501
MO | Missouri | Lincoln | Mixed-Humid | West North Central Division | 8501
MO | Missouri | Linn | Cold | West North Central Division | 8501
MO | Missouri | Livingston | Cold | West North Central Division | 8501
MO | Missouri | Macon | Cold | West North Central Division | 8501
MO | Missouri | Madison | Mixed-Humid | West North Central Division | 8501
MO | Missouri | Maries | Mixed-Humid | West North Central Division | 8501
MO | Missouri | Marion | Cold | West North Central Division | 8501
MO | Missouri | McDonald | Mixed-Humid | West North Central Division | 8501
MO | Missouri | Mercer | Cold | West North Central Division | 8501
MO | Missouri | Miller | Mixed-Humid | West North Central Division | 8501
MO | Missouri | Mississippi | Mixed-Humid | West North Central Division | 8501
MO | Missouri | Moniteau | Mixed-Humid | West North Central Division | 8501
MO | Missouri | Monroe | Mixed-Humid | West North Central Division | 8501
MO | Missouri | Montgomery | Mixed-Humid | West North Central Division | 8501
MO | Missouri | Morgan | Mixed-Humid | West North Central Division | 8501
MO | Missouri | New Madrid | Mixed-Humid | West North Central Division | 8501
MO | Missouri | Newton | Mixed-Humid | West North Central Division | 8501
MO | Missouri | Nodaway | Cold | West North Central Division | 8501
MO | Missouri | Oregon | Mixed-Humid | West North Central Division | 8501
MO | Missouri | Osage | Mixed-Humid | West North Central Division | 8501
MO | Missouri | Ozark | Mixed-Humid | West North Central Division | 8501
MT | Montana | Madison | Cold | Mountain Division | 7761
MT | Montana | McCone | Cold | Mountain Division | 7761
MT | Montana | Meagher | Cold | Mountain Division | 7761
MT | Montana | Mineral | Cold | Mountain Division | 7761
MT | Montana | Missoula | Cold | Mountain Division | 7761
MT | Montana | Musselshell | Cold | Mountain Division | 7761
MT | Montana | Park | Cold | Mountain Division | 7761
MT | Montana | Petroleum | Cold | Mountain Division | 7761
MT | Montana | Phillips | Cold | Mountain Division | 7761
MT | Montana | Pondera | Cold | Mountain Division | 7761
MT | Montana | Powder River | Cold | Mountain Division | 7761
MT | Montana | Powell | Cold | Mountain Division | 7761
MT | Montana | Prairie | Cold | Mountain Division | 7761
MT | Montana | Ravalli | Cold | Mountain Division | 7761
MT | Montana | Richland | Cold | Mountain Division | 7761
MT | Montana | Roosevelt | Cold | Mountain Division | 7761
MT | Montana | Rosebud | Cold | Mountain Division | 7761
MT | Montana | Sanders | Cold | Mountain Division | 7761
MT | Montana | Sheridan | Cold | Mountain Division | 7761
MT | Montana | Silver Bow | Cold | Mountain Division | 7761
MT | Montana | Stillwater | Cold | Mountain Division | 7761
MT | Montana | Sweet Grass | Cold | Mountain Division | 7761
MT | Montana | Teton | Cold | Mountain Division | 7761
MT | Montana | Toole | Cold | Mountain Division | 7761
MT | Montana | Treasure | Cold | Mountain Division | 7761
MT | Montana | Valley | Cold | Mountain Division | 7761
MT | Montana | Wheatland | Cold | Mountain Division | 7761
MT | Montana | Wibaux | Cold | Mountain Division | 7761
MT | Montana | Yellowstone | Cold | Mountain Division | 7761
NE | Nebraska | Adams | Cold | West North Central Division | 8501
NE | Nebraska | Antelope | Cold | West North Central Division | 8501
NE | Nebraska | Arthur | Cold | West North Central Division | 8501
NE | Nebraska | Banner | Cold | West North Central Division | 8501
NE | Nebraska | Blaine | Cold | West North Central Division | 8501
NE | Nebraska | Boone | Cold | West North Central Division | 8501
NE | Nebraska | Box Butte | Cold | West North Central Division | 8501
NE | Nebraska | Boyd | Cold | West North Central Division | 8501
NE | Nebraska | Brown | Cold | West North Central Division | 8501
NE | Nebraska | Buffalo | Cold | West North Central Division | 8501
NE | Nebraska | Burt | Cold | West North Central Division | 8501
NE | Nebraska | Butler | Cold | West North Central Division | 8501
NE | Nebraska | Cass | Cold | West North Central Division | 8501
NE | Nebraska | Cedar | Cold | West North Central Division | 8501
NE | Nebraska | Chase | Cold | West North Central Division | 8501
NE | Nebraska | Cherry | Cold | West North Central Division | 8501
NE | Nebraska | Cheyenne | Cold | West North Central Division | 8501
NE | Nebraska | Clay | Cold | West North Central Division | 8501
NE | Nebraska | Colfax | Cold | West North Central Division | 8501
NE | Nebraska | Cuming | Cold | West North Central Division | 8501
NE | Nebraska | Custer | Cold | West North Central Division | 8501
NE | Nebraska | Dakota | Cold | West North Central Division | 8501
NE | Nebraska | Dawes | Cold | West North Central Division | 8501
NE | Nebraska | Dawson | Cold | West North Central Division | 8501
NE | Nebraska | Deuel | Cold | West North Central Division | 8501
NE | Nebraska | Dixon | Cold | West North Central Division | 8501
NE | Nebraska | Dodge | Cold | West North Central Division | 8501
NE | Nebraska | Douglas | Cold | West North Central Division | 8501
NE | Nebraska | Dundy | Cold | West North Central Division | 8501
NE | Nebraska | Fillmore | Cold | West North Central Division | 8501
NE | Nebraska | Franklin | Cold | West North Central Division | 8501
NE | Nebraska | Frontier | Cold | West North Central Division | 8501
NE | Nebraska | Furnas | Cold | West North Central Division | 8501
NE | Nebraska | Gage | Cold | West North Central Division | 8501
NE | Nebraska | Garden | Cold | West North Central Division | 8501
NE | Nebraska | Garfield | Cold | West North Central Division | 8501
NV | Nevada | Lander | Cold | Mountain Division | 7761
NV | Nevada | Lincoln | Cold | Mountain Division | 7761
NV | Nevada | Lyon | Cold | Mountain Division | 7761
NV | Nevada | Mineral | Cold | Mountain Division | 7761
NV | Nevada | Nye | Cold | Mountain Division | 7761
NV | Nevada | Pershing | Cold | Mountain Division | 7761
NV | Nevada | Storey | Cold | Mountain Division | 7761
NV | Nevada | Washoe | Cold | Mountain Division | 7761
NV | Nevada | White Pine | Cold | Mountain Division | 7761
NH | New Hampshire | Belknap | Cold | New England Division | 3748
NH | New Hampshire | Carroll | Cold | New England Division | 3748
NH | New Hampshire | Cheshire | Cold | New England Division | 3748
NH | New Hampshire | Coos | Cold | New England Division | 3748
NH | New Hampshire | Grafton | Cold | New England Division | 3748
NH | New Hampshire | Hillsborough | Cold | New England Division | 3748
NH | New Hampshire | Merrimack | Cold | New England Division | 3748
NH | New Hampshire | Rockingham | Cold | New England Division | 3748
NH | New Hampshire | Strafford | Cold | New England Division | 3748
NH | New Hampshire | Sullivan | Cold | New England Division | 3748
NJ | New Jersey | Atlantic | Mixed-Humid | Middle Atlantic Division | 12272
NJ | New Jersey | Bergen | Cold | Middle Atlantic Division | 12272
NJ | New Jersey | Burlington | Mixed-Humid | Middle Atlantic Division | 12272
NJ | New Jersey | Camden | Mixed-Humid | Middle Atlantic Division | 12272
NJ | New Jersey | Cape May | Mixed-Humid | Middle Atlantic Division | 12272
NJ | New Jersey | Cumberland | Mixed-Humid | Middle Atlantic Division | 12272
NJ | New Jersey | Essex | Mixed-Humid | Middle Atlantic Division | 12272
NJ | New Jersey | Gloucester | Mixed-Humid | Middle Atlantic Division | 12272
NJ | New Jersey | Hudson | Mixed-Humid | Middle Atlantic Division | 12272
NJ | New Jersey | Hunterdon | Cold | Middle Atlantic Division | 12272
NJ | New Jersey | Mercer | Cold | Middle Atlantic Division | 12272
NJ | New Jersey | Middlesex | Mixed-Humid | Middle Atlantic Division | 12272
NJ | New Jersey | Monmouth | Mixed-Humid | Middle Atlantic Division | 12272
NJ | New Jersey | Morris | Cold | Middle Atlantic Division | 12272
NJ | New Jersey | Ocean | Mixed-Humid | Middle Atlantic Division | 12272
NJ | New Jersey | Passaic | Cold | Middle Atlantic Division | 12272
NJ | New Jersey | Salem | Mixed-Humid | Middle Atlantic Division | 12272
NJ | New Jersey | Somerset | Cold | Middle Atlantic Division | 12272
NJ | New Jersey | Sussex | Cold | Middle Atlantic Division | 12272
NJ | New Jersey | Union | Mixed-Humid | Middle Atlantic Division | 12272
NJ | New Jersey | Warren | Cold | Middle Atlantic Division | 12272
NM | New Mexico | Bernalillo | Mixed-Dry | Mountain Division | 7761
NM | New Mexico | Catron | Cold | Mountain Division | 7761
NM | New Mexico | Chaves | Hot-Dry | Mountain Division | 7761
NM | New Mexico | Cibola | Cold | Mountain Division | 7761
NM | New Mexico | Colfax | Cold | Mountain Division | 7761
NM | New Mexico | Curry | Mixed-Dry | Mountain Division | 7761
NM | New Mexico | DeBaca | Mixed-Dry | Mountain Division | 7761
NM | New Mexico | Dona Ana | Hot-Dry | Mountain Division | 7761
NM | New Mexico | Eddy | Hot-Dry | Mountain Division | 7761
NM | New Mexico | Grant | Mixed-Dry | Mountain Division | 7761
NM | New Mexico | Guadalupe | Mixed-Dry | Mountain Division | 7761
NM | New Mexico | Harding | Cold | Mountain Division | 7761
NM | New Mexico | Hidalgo | Hot-Dry | Mountain Division | 7761
NM | New Mexico | Lea | Hot-Dry | Mountain Division | 7761
NM | New Mexico | Lincoln | Mixed-Dry | Mountain Division | 7761
NM | New Mexico | Los Alamos | Cold | Mountain Division | 7761
NM | New Mexico | Luna | Hot-Dry | Mountain Division | 7761
NM | New Mexico | McKinley | Cold | Mountain Division | 7761
NM | New Mexico | Mora | Cold | Mountain Division | 7761
NM | New Mexico | Otero | Hot-Dry | Mountain Division | 7761
NM | New Mexico | Quay | Mixed-Dry | Mountain Division | 7761
NM | New Mexico | Rio Arriba | Cold | Mountain Division | 7761
NM | New Mexico | Roosevelt | Mixed-Dry | Mountain Division | 7761
NM | New Mexico | San Juan | Cold | Mountain Division | 7761
NM | New Mexico | San Miguel | Cold | Mountain Division | 7761
NY | New York | Washington | Cold | Middle Atlantic Division | 12272
NY | New York | Wayne | Cold | Middle Atlantic Division | 12272
NY | New York | Westchester | Mixed-Humid | Middle Atlantic Division | 12272
NY | New York | Wyoming | Cold | Middle Atlantic Division | 12272
NY | New York | Yates | Cold | Middle Atlantic Division | 12272
NC | North Carolina | Alamance | Mixed-Humid | South Atlantic Division | 17961
NC | North Carolina | Alexander | Mixed-Humid | South Atlantic Division | 17961
NC | North Carolina | Alleghany | Cold | South Atlantic Division | 17961
NC | North Carolina | Anson | Mixed-Humid | South Atlantic Division | 17961
NC | North Carolina | Ashe | Cold | South Atlantic Division | 17961
NC | North Carolina | Avery | Cold | South Atlantic Division | 17961
NC | North Carolina | Beaufort | Mixed-Humid | South Atlantic Division | 17961
NC | North Carolina | Bertie | Mixed-Humid | South Atlantic Division | 17961
NC | North Carolina | Bladen | Mixed-Humid | South Atlantic Division | 17961
NC | North Carolina | Brunswick | Hot-Humid | South Atlantic Division | 17961
NC | North Carolina | Buncombe | Mixed-Humid | South Atlantic Division | 17961
NC | North Carolina | Burke | Mixed-Humid | South Atlantic Division | 17961
NC | North Carolina | Cabarrus | Mixed-Humid | South Atlantic Division | 17961
NC | North Carolina | Caldwell | Mixed-Humid | South Atlantic Division | 17961
NC | North Carolina | Camden | Mixed-Humid | South Atlantic Division | 17961
NC | North Carolina | Carteret | Hot-Humid | South Atlantic Division | 17961
NC | North Carolina | Caswell | Mixed-Humid | South Atlantic Division | 17961
NC | North Carolina | Catawba | Mixed-Humid | South Atlantic Division | 17961
NC | North Carolina | Chatham | Mixed-Humid | South Atlantic Division | 17961
NC | North Carolina | Cherokee | Mixed-Humid | South Atlantic Division | 17961
NC | North Carolina | Chowan | Mixed-Humid | South Atlantic Division | 17961
NC | North Carolina | Clay | Mixed-Humid | South Atlantic Division | 17961
NC | North Carolina | Cleveland | Mixed-Humid | South Atlantic Division | 17961
NC | North Carolina | Columbus | Hot-Humid | South Atlantic Division | 17961
NC | North Carolina | Craven | Mixed-Humid | South Atlantic Division | 17961
NC | North Carolina | Cumberland | Mixed-Humid | South Atlantic Division | 17961
NC | North Carolina | Currituck | Mixed-Humid | South Atlantic Division | 17961
NC | North Carolina | Dare | Mixed-Humid | South Atlantic Division | 17961
NC | North Carolina | Davidson | Mixed-Humid | South Atlantic Division | 17961
NC | North Carolina | Davie | Mixed-Humid | South Atlantic Division | 17961
NC | North Carolina | Duplin | Mixed-Humid | South Atlantic Division | 17961
NC | North Carolina | Durham | Mixed-Humid | South Atlantic Division | 17961
NC | North Carolina | Edgecombe | Mixed-Humid | South Atlantic Division | 17961
NC | North Carolina | Forsyth | Mixed-Humid | South Atlantic Division | 17961
NC | North Carolina | Franklin | Mixed-Humid | South Atlantic Division | 17961
NC | North Carolina | Gaston | Mixed-Humid | South Atlantic Division | 17961
NC | North Carolina | Gates | Mixed-Humid | South Atlantic Division | 17961
NC | North Carolina | Graham | Mixed-Humid | South Atlantic Division | 17961
NC | North Carolina | Granville | Mixed-Humid | South Atlantic Division | 17961
NC | North Carolina | Greene | Mixed-Humid | South Atlantic Division | 17961
NC | North Carolina | Guilford | Mixed-Humid | South Atlantic Division | 17961
NC | North Carolina | Halifax | Mixed-Humid | South Atlantic Division | 17961
NC | North Carolina | Harnett | Mixed-Humid | South Atlantic Division | 17961
NC | North Carolina | Haywood | Mixed-Humid | South Atlantic Division | 17961
NC | North Carolina | Henderson | Mixed-Humid | South Atlantic Division | 17961
NC | North Carolina | Hertford | Mixed-Humid | South Atlantic Division | 17961
NC | North Carolina | Hoke | Mixed-Humid | South Atlantic Division | 17961
NC | North Carolina | Hyde | Mixed-Humid | South Atlantic Division | 17961
NC | North Carolina | Iredell | Mixed-Humid | South Atlantic Division | 17961
NC | North Carolina | Jackson | Mixed-Humid | South Atlantic Division | 17961
NC | North Carolina | Johnston | Mixed-Humid | South Atlantic Division | 17961
NC | North Carolina | Jones | Mixed-Humid | South Atlantic Division | 17961
NC | North Carolina | Lee | Mixed-Humid | South Atlantic Division | 17961
NC | North Carolina | Lenoir | Mixed-Humid | South Atlantic Division | 17961
NC | North Carolina | Lincoln | Mixed-Humid | South Atlantic Division | 17961
NC | North Carolina | Macon | Mixed-Humid | South Atlantic Division | 17961
NC | North Carolina | Madison | Mixed-Humid | South Atlantic Division | 17961
NC | North Carolina | Martin | Mixed-Humid | South Atlantic Division | 17961
NC | North Carolina | McDowell | Mixed-Humid | South Atlantic Division | 17961
NC | North Carolina | Mecklenburg | Mixed-Humid | South Atlantic Division | 17961
ND | North Dakota | McIntosh | Cold | West North Central Division | 8501
ND | North Dakota | McKenzie | Cold | West North Central Division | 8501
ND | North Dakota | McLean | Very Cold | West North Central Division | 8501
ND | North Dakota | Mercer | Cold | West North Central Division | 8501
ND | North Dakota | Morton | Cold | West North Central Division | 8501
ND | North Dakota | Mountrail | Very Cold | West North Central Division | 8501
ND | North Dakota | Nelson | Very Cold | West North Central Division | 8501
ND | North Dakota | Oliver | Cold | West North Central Division | 8501
ND | North Dakota | Pembina | Very Cold | West North Central Division | 8501
ND | North Dakota | Pierce | Very Cold | West North Central Division | 8501
ND | North Dakota | Ramsey | Very Cold | West North Central Division | 8501
ND | North Dakota | Ransom | Cold | West North Central Division | 8501
ND | North Dakota | Renville | Very Cold | West North Central Division | 8501
ND | North Dakota | Richland | Cold | West North Central Division | 8501
ND | North Dakota | Rolette | Very Cold | West North Central Division | 8501
ND | North Dakota | Sargent | Cold | West North Central Division | 8501
ND | North Dakota | Sheridan | Very Cold | West North Central Division | 8501
ND | North Dakota | Sioux | Cold | West North Central Division | 8501
ND | North Dakota | Slope | Cold | West North Central Division | 8501
ND | North Dakota | Stark | Cold | West North Central Division | 8501
ND | North Dakota | Steele | Very Cold | West North Central Division | 8501
ND | North Dakota | Stutsman | Very Cold | West North Central Division | 8501
ND | North Dakota | Towner | Very Cold | West North Central Division | 8501
ND | North Dakota | Traill | Very Cold | West North Central Division | 8501
ND | North Dakota | Walsh | Very Cold | West North Central Division | 8501
ND | North Dakota | Ward | Very Cold | West North Central Division | 8501
ND | North Dakota | Wells | Very Cold | West North Central Division | 8501
ND | North Dakota | Williams | Very Cold | West North Central Division | 8501
OH | Ohio | Adams | Mixed-Humid | East North Central Division | 17642
OH | Ohio | Allen | Cold | East North Central Division | 17642
OH | Ohio | Ashland | Cold | East North Central Division | 17642
OH | Ohio | Ashtabula | Cold | East North Central Division | 17642
OH | Ohio | Athens | Cold | East North Central Division | 17642
OH | Ohio | Auglaize | Cold | East North Central Division | 17642
OH | Ohio | Belmont | Cold | East North Central Division | 17642
OH | Ohio | Brown | Mixed-Humid | East North Central Division | 17642
OH | Ohio | Butler | Cold | East North Central Division | 17642
OH | Ohio | Carroll | Cold | East North Central Division | 17642
OH | Ohio | Champaign | Cold | East North Central Division | 17642
OH | Ohio | Clark | Cold | East North Central Division | 17642
OH | Ohio | Clermont | Mixed-Humid | East North Central Division | 17642
OH | Ohio | Clinton | Cold | East North Central Division | 17642
OH | Ohio | Columbiana | Cold | East North Central Division | 17642
OH | Ohio | Coshocton | Cold | East North Central Division | 17642
OH | Ohio | Crawford | Cold | East North Central Division | 17642
OH | Ohio | Cuyahoga | Cold | East North Central Division | 17642
OH | Ohio | Darke | Cold | East North Central Division | 17642
OH | Ohio | Defiance | Cold | East North Central Division | 17642
OH | Ohio | Delaware | Cold | East North Central Division | 17642
OH | Ohio | Erie | Cold | East North Central Division | 17642
OH | Ohio | Fairfield | Cold | East North Central Division | 17642
OH | Ohio | Fayette | Cold | East North Central Division | 17642
OH | Ohio | Franklin | Cold | East North Central Division | 17642
OH | Ohio | Fulton | Cold | East North Central Division | 17642
OH | Ohio | Gallia | Mixed-Humid | East North Central Division | 17642
OH | Ohio | Geauga | Cold | East North Central Division | 17642
OH | Ohio | Greene | Cold | East North Central Division | 17642
OH | Ohio | Guernsey | Cold | East North Central Division | 17642
OH | Ohio | Hamilton | Mixed-Humid | East North Central Division | 17642
OH | Ohio | Hancock | Cold | East North Central Division | 17642
OH | Ohio | Hardin | Cold | East North Central Division | 17642
OH | Ohio | Harrison | Cold | East North Central Division | 17642
OH | Ohio | Henry | Cold | East North Central Division | 17642
OH | Ohio | Highland | Cold | East North Central Division | 17642
OH | Ohio | Hocking | Cold | East North Central Division | 17642
OK | Oklahoma | Coal | Mixed-Humid | West South Central Division | 11558
OK | Oklahoma | Comanche | Mixed-Humid | West South Central Division | 11558
OK | Oklahoma | Cotton | Mixed-Humid | West South Central Division | 11558
OK | Oklahoma | Craig | Mixed-Humid | West South Central Division | 11558
OK | Oklahoma | Creek | Mixed-Humid | West South Central Division | 11558
OK | Oklahoma | Custer | Mixed-Humid | West South Central Division | 11558
OK | Oklahoma | Delaware | Mixed-Humid | West South Central Division | 11558
OK | Oklahoma | Dewey | Mixed-Humid | West South Central Division | 11558
OK | Oklahoma | Ellis | Mixed-Humid | West South Central Division | 11558
OK | Oklahoma | Garfield | Mixed-Humid | West South Central Division | 11558
OK | Oklahoma | Garvin | Mixed-Humid | West South Central Division | 11558
OK | Oklahoma | Grady | Mixed-Humid | West South Central Division | 11558
OK | Oklahoma | Grant | Mixed-Humid | West South Central Division | 11558
OK | Oklahoma | Greer | Mixed-Humid | West South Central Division | 11558
OK | Oklahoma | Harmon | Mixed-Humid | West South Central Division | 11558
OK | Oklahoma | Harper | Mixed-Humid | West South Central Division | 11558
OK | Oklahoma | Haskell | Mixed-Humid | West South Central Division | 11558
OK | Oklahoma | Hughes | Mixed-Humid | West South Central Division | 11558
OK | Oklahoma | Jackson | Mixed-Humid | West South Central Division | 11558
OK | Oklahoma | Jefferson | Mixed-Humid | West South Central Division | 11558
OK | Oklahoma | Johnston | Mixed-Humid | West South Central Division | 11558
OK | Oklahoma | Kay | Mixed-Humid | West South Central Division | 11558
OK | Oklahoma | Kingfisher | Mixed-Humid | West South Central Division | 11558
OK | Oklahoma | Kiowa | Mixed-Humid | West South Central Division | 11558
OK | Oklahoma | Latimer | Mixed-Humid | West South Central Division | 11558
OK | Oklahoma | Le Flore | Mixed-Humid | West South Central Division | 11558
OK | Oklahoma | Lincoln | Mixed-Humid | West South Central Division | 11558
OK | Oklahoma | Logan | Mixed-Humid | West South Central Division | 11558
OK | Oklahoma | Love | Mixed-Humid | West South Central Division | 11558
OK | Oklahoma | Major | Mixed-Humid | West South Central Division | 11558
OK | Oklahoma | Marshall | Mixed-Humid | West South Central Division | 11558
OK | Oklahoma | Mayes | Mixed-Humid | West South Central Division | 11558
OK | Oklahoma | McClain | Mixed-Humid | West South Central Division | 11558
OK | Oklahoma | McCurtain | Mixed-Humid | West South Central Division | 11558
OK | Oklahoma | McIntosh | Mixed-Humid | West South Central Division | 11558
OK | Oklahoma | Murray | Mixed-Humid | West South Central Division | 11558
OK | Oklahoma | Muskogee | Mixed-Humid | West South Central Division | 11558
OK | Oklahoma | Noble | Mixed-Humid | West South Central Division | 11558
OK | Oklahoma | Nowata | Mixed-Humid | West South Central Division | 11558
OK | Oklahoma | Okfuskee | Mixed-Humid | West South Central Division | 11558
OK | Oklahoma | Oklahoma | Mixed-Humid | West South Central Division | 11558
OK | Oklahoma | Okmulgee | Mixed-Humid | West South Central Division | 11558
OK | Oklahoma | Osage | Mixed-Humid | West South Central Division | 11558
OK | Oklahoma | Ottawa | Mixed-Humid | West South Central Division | 11558
OK | Oklahoma | Pawnee | Mixed-Humid | West South Central Division | 11558
OK | Oklahoma | Payne | Mixed-Humid | West South Central Division | 11558
OK | Oklahoma | Pittsburg | Mixed-Humid | West South Central Division | 11558
OK | Oklahoma | Pontotoc | Mixed-Humid | West South Central Division | 11558
OK | Oklahoma | Pottawatomie | Mixed-Humid | West South Central Division | 11558
OK | Oklahoma | Pushmataha | Mixed-Humid | West South Central Division | 11558
OK | Oklahoma | Roger Mills | Mixed-Humid | West South Central Division | 11558
OK | Oklahoma | Rogers | Mixed-Humid | West South Central Division | 11558
OK | Oklahoma | Seminole | Mixed-Humid | West South Central Division | 11558
OK | Oklahoma | Sequoyah | Mixed-Humid | West South Central Division | 11558
OK | Oklahoma | Stephens | Mixed-Humid | West South Central Division | 11558
OK | Oklahoma | Texas | Mixed-Dry | West South Central Division | 11558
OK | Oklahoma | Tillman | Mixed-Humid | West South Central Division | 11558
OK | Oklahoma | Tulsa | Mixed-Humid | West South Central Division | 11558
OK | Oklahoma | Wagoner | Mixed-Humid | West South Central Division | 11558
OK | Oklahoma | Washington | Mixed-Humid | West South Central Division | 11558
OK | Oklahoma | Washita | Mixed-Humid | West South Central Division | 11558
OK | Oklahoma | Woods | Mixed-Humid | West South Central Division | 11558
OK | Oklahoma | Woodward | Mixed-Humid | West South Central Division | 11558
OR | Oregon | Baker | Cold | Pacific Division | 11956
OR | Oregon | Benton | Marine | Pacific Division | 11956
PA | Pennsylvania | Indiana | Cold | Middle Atlantic Division | 12272
PA | Pennsylvania | Jefferson | Cold | Middle Atlantic Division | 12272
PA | Pennsylvania | Juniata | Cold | Middle Atlantic Division | 12272
PA | Pennsylvania | Lackawanna | Cold | Middle Atlantic Division | 12272
PA | Pennsylvania | Lancaster | Cold | Middle Atlantic Division | 12272
PA | Pennsylvania | Lawrence | Cold | Middle Atlantic Division | 12272
PA | Pennsylvania | Lebanon | Cold | Middle Atlantic Division | 12272
PA | Pennsylvania | Lehigh | Cold | Middle Atlantic Division | 12272
PA | Pennsylvania | Luzerne | Cold | Middle Atlantic Division | 12272
PA | Pennsylvania | Lycoming | Cold | Middle Atlantic Division | 12272
PA | Pennsylvania | McKean | Cold | Middle Atlantic Division | 12272
PA | Pennsylvania | Mercer | Cold | Middle Atlantic Division | 12272
PA | Pennsylvania | Mifflin | Cold | Middle Atlantic Division | 12272
PA | Pennsylvania | Monroe | Cold | Middle Atlantic Division | 12272
PA | Pennsylvania | Montgomery | Mixed-Humid | Middle Atlantic Division | 12272
PA | Pennsylvania | Montour | Cold | Middle Atlantic Division | 12272
PA | Pennsylvania | Northampton | Cold | Middle Atlantic Division | 12272
PA | Pennsylvania | Northumberland | Cold | Middle Atlantic Division | 12272
PA | Pennsylvania | Perry | Cold | Middle Atlantic Division | 12272
PA | Pennsylvania | Philadelphia | Mixed-Humid | Middle Atlantic Division | 12272
PA | Pennsylvania | Pike | Cold | Middle Atlantic Division | 12272
PA | Pennsylvania | Potter | Cold | Middle Atlantic Division | 12272
PA | Pennsylvania | Schuylkill | Cold | Middle Atlantic Division | 12272
PA | Pennsylvania | Snyder | Cold | Middle Atlantic Division | 12272
PA | Pennsylvania | Somerset | Cold | Middle Atlantic Division | 12272
PA | Pennsylvania | Sullivan | Cold | Middle Atlantic Division | 12272
PA | Pennsylvania | Susquehanna | Cold | Middle Atlantic Division | 12272
PA | Pennsylvania | Tioga | Cold | Middle Atlantic Division | 12272
PA | Pennsylvania | Union | Cold | Middle Atlantic Division | 12272
PA | Pennsylvania | Venango | Cold | Middle Atlantic Division | 12272
PA | Pennsylvania | Warren | Cold | Middle Atlantic Division | 12272
PA | Pennsylvania | Washington | Cold | Middle Atlantic Division | 12272
PA | Pennsylvania | Wayne | Cold | Middle Atlantic Division | 12272
PA | Pennsylvania | Westmoreland | Cold | Middle Atlantic Division | 12272
PA | Pennsylvania | Wyoming | Cold | Middle Atlantic Division | 12272
PA | Pennsylvania | York | Mixed-Humid | Middle Atlantic Division | 12272
RI | Rhode Island | Bristol | Cold | New England Division | 3748
RI | Rhode Island | Kent | Cold | New England Division | 3748
RI | Rhode Island | Newport | Cold | New England Division | 3748
RI | Rhode Island | Providence | Cold | New England Division | 3748
RI | Rhode Island | Washington | Cold | New England Division | 3748
SC | South Carolina | Abbeville | Mixed-Humid | South Atlantic Division | 17961
SC | South Carolina | Aiken | Mixed-Humid | South Atlantic Division | 17961
SC | South Carolina | Allendale | Hot-Humid | South Atlantic Division | 17961
SC | South Carolina | Anderson | Mixed-Humid | South Atlantic Division | 17961
SC | South Carolina | Bamberg | Hot-Humid | South Atlantic Division | 17961
SC | South Carolina | Barnwell | Hot-Humid | South Atlantic Division | 17961
SC | South Carolina | Beaufort | Hot-Humid | South Atlantic Division | 17961
SC | South Carolina | Berkeley | Hot-Humid | South Atlantic Division | 17961
SC | South Carolina | Calhoun | Mixed-Humid | South Atlantic Division | 17961
SC | South Carolina | Charleston | Hot-Humid | South Atlantic Division | 17961
SC | South Carolina | Cherokee | Mixed-Humid | South Atlantic Division | 17961
SC | South Carolina | Chester | Mixed-Humid | South Atlantic Division | 17961
SC | South Carolina | Chesterfield | Mixed-Humid | South Atlantic Division | 17961
SC | South Carolina | Clarendon | Mixed-Humid | South Atlantic Division | 17961
SC | South Carolina | Colleton | Hot-Humid | South Atlantic Division | 17961
SC | South Carolina | Darlington | Mixed-Humid | South Atlantic Division | 17961
SC | South Carolina | Dillon | Mixed-Humid | South Atlantic Division | 17961
SC | South Carolina | Dorchester | Hot-Humid | South Atlantic Division | 17961
SC | South Carolina | Edgefield | Mixed-Humid | South Atlantic Division | 17961
SC | South Carolina | Fairfield | Mixed-Humid | South Atlantic Division | 17961
SC | South Carolina | Florence | Mixed-Humid | South Atlantic Division | 17961
SC | South Carolina | Georgetown | Hot-Humid | South Atlantic Division | 17961
SC | South Carolina | Greenville | Mixed-Humid | South Atlantic Division | 17961
SC | South Carolina | Greenwood | Mixed-Humid | South Atlantic Division | 17961
SD | South Dakota | McCook | Cold | West North Central Division | 8501
SD | South Dakota | McPherson | Cold | West North Central Division | 8501
SD | South Dakota | Meade | Cold | West North Central Division | 8501
SD | South Dakota | Mellette | Cold | West North Central Division | 8501
SD | South Dakota | Miner | Cold | West North Central Division | 8501
SD | South Dakota | Minnehaha | Cold | West North Central Division | 8501
SD | South Dakota | Moody | Cold | West North Central Division | 8501
SD | South Dakota | Pennington | Cold | West North Central Division | 8501
SD | South Dakota | Perkins | Cold | West North Central Division | 8501
SD | South Dakota | Potter | Cold | West North Central Division | 8501
SD | South Dakota | Roberts | Cold | West North Central Division | 8501
SD | South Dakota | Sanborn | Cold | West North Central Division | 8501
SD | South Dakota | Shannon | Cold | West North Central Division | 8501
SD | South Dakota | Spink | Cold | West North Central Division | 8501
SD | South Dakota | Stanley | Cold | West North Central Division | 8501
SD | South Dakota | Sully | Cold | West North Central Division | 8501
SD | South Dakota | Todd | Cold | West North Central Division | 8501
SD | South Dakota | Tripp | Cold | West North Central Division | 8501
SD | South Dakota | Turner | Cold | West North Central Division | 8501
SD | South Dakota | Union | Cold | West North Central Division | 8501
SD | South Dakota | Walworth | Cold | West North Central Division | 8501
SD | South Dakota | Yankton | Cold | West North Central Division | 8501
SD | South Dakota | Ziebach | Cold | West North Central Division | 8501
TN | Tennessee | Anderson | Mixed-Humid | East South Central Division | 5359
TN | Tennessee | Bedford | Mixed-Humid | East South Central Division | 5359
TN | Tennessee | Benton | Mixed-Humid | East South Central Division | 5359
TN | Tennessee | Bledsoe | Mixed-Humid | East South Central Division | 5359
TN | Tennessee | Blount | Mixed-Humid | East South Central Division | 5359
TN | Tennessee | Bradley | Mixed-Humid | East South Central Division | 5359
TN | Tennessee | Campbell | Mixed-Humid | East South Central Division | 5359
TN | Tennessee | Cannon | Mixed-Humid | East South Central Division | 5359
TN | Tennessee | Carroll | Mixed-Humid | East South Central Division | 5359
TN | Tennessee | Carter | Mixed-Humid | East South Central Division | 5359
TN | Tennessee | Cheatham | Mixed-Humid | East South Central Division | 5359
TN | Tennessee | Chester | Mixed-Humid | East South Central Division | 5359
TN | Tennessee | Claiborne | Mixed-Humid | East South Central Division | 5359
TN | Tennessee | Clay | Mixed-Humid | East South Central Division | 5359
TN | Tennessee | Cocke | Mixed-Humid | East South Central Division | 5359
TN | Tennessee | Coffee | Mixed-Humid | East South Central Division | 5359
TN | Tennessee | Crockett | Mixed-Humid | East South Central Division | 5359
TN | Tennessee | Cumberland | Mixed-Humid | East South Central Division | 5359
TN | Tennessee | Davidson | Mixed-Humid | East South Central Division | 5359
TN | Tennessee | Decatur | Mixed-Humid | East South Central Division | 5359
TN | Tennessee | DeKalb | Mixed-Humid | East South Central Division | 5359
TN | Tennessee | Dickson | Mixed-Humid | East South Central Division | 5359
TN | Tennessee | Dyer | Mixed-Humid | East South Central Division | 5359
TN | Tennessee | Fayette | Mixed-Humid | East South Central Division | 5359
TN | Tennessee | Fentress | Mixed-Humid | East South Central Division | 5359
TN | Tennessee | Franklin | Mixed-Humid | East South Central Division | 5359
TN | Tennessee | Gibson | Mixed-Humid | East South Central Division | 5359
TN | Tennessee | Giles | Mixed-Humid | East South Central Division | 5359
TN | Tennessee | Grainger | Mixed-Humid | East South Central Division | 5359
TN | Tennessee | Greene | Mixed-Humid | East South Central Division | 5359
TN | Tennessee | Grundy | Mixed-Humid | East South Central Division | 5359
TN | Tennessee | Hamblen | Mixed-Humid | East South Central Division | 5359
TN | Tennessee | Hamilton | Mixed-Humid | East South Central Division | 5359
TN | Tennessee | Hancock | Mixed-Humid | East South Central Division | 5359
TN | Tennessee | Hardeman | Mixed-Humid | East South Central Division | 5359
TN | Tennessee | Hardin | Mixed-Humid | East South Central Division | 5359
TN | Tennessee | Hawkins | Mixed-Humid | East South Central Division | 5359
TN | Tennessee | Haywood | Mixed-Humid | East South Central Division | 5359
TN | Tennessee | Henderson | Mixed-Humid | East South Central Division | 5359
TN | Tennessee | Henry | Mixed-Humid | East South Central Division | 5359
TN | Tennessee | Hickman | Mixed-Humid | East South Central Division | 5359
TN | Tennessee | Houston | Mixed-Humid | East South Central Division | 5359
TX | Texas | Bee | Hot-Humid | West South Central Division | 11558
TX | Texas | Bell | Hot-Humid | West South Central Division | 11558
TX | Texas | Bexar | Hot-Humid | West South Central Division | 11558
TX | Texas | Blanco | Hot-Humid | West South Central Division | 11558
TX | Texas | Borden | Hot-Dry | West South Central Division | 11558
TX | Texas | Bosque | Hot-Humid | West South Central Division | 11558
TX | Texas | Bowie | Hot-Humid | West South Central Division | 11558
TX | Texas | Brazoria | Hot-Humid | West South Central Division | 11558
TX | Texas | Brazos | Hot-Humid | West South Central Division | 11558
TX | Texas | Brewster | Hot-Dry | West South Central Division | 11558
TX | Texas | Briscoe | Mixed-Dry | West South Central Division | 11558
TX | Texas | Brooks | Hot-Humid | West South Central Division | 11558
TX | Texas | Brown | Hot-Humid | West South Central Division | 11558
TX | Texas | Burleson | Hot-Humid | West South Central Division | 11558
TX | Texas | Burnet | Hot-Humid | West South Central Division | 11558
TX | Texas | Caldwell | Hot-Humid | West South Central Division | 11558
TX | Texas | Calhoun | Hot-Humid | West South Central Division | 11558
TX | Texas | Callahan | Hot-Dry | West South Central Division | 11558
TX | Texas | Cameron | Hot-Humid | West South Central Division | 11558
TX | Texas | Camp | Hot-Humid | West South Central Division | 11558
TX | Texas | Carson | Mixed-Dry | West South Central Division | 11558
TX | Texas | Cass | Hot-Humid | West South Central Division | 11558
TX | Texas | Castro | Mixed-Dry | West South Central Division | 11558
TX | Texas | Chambers | Hot-Humid | West South Central Division | 11558
TX | Texas | Cherokee | Hot-Humid | West South Central Division | 11558
TX | Texas | Childress | Hot-Dry | West South Central Division | 11558
TX | Texas | Clay | Mixed-Humid | West South Central Division | 11558
TX | Texas | Cochran | Mixed-Dry | West South Central Division | 11558
TX | Texas | Coke | Hot-Dry | West South Central Division | 11558
TX | Texas | Coleman | Hot-Dry | West South Central Division | 11558
TX | Texas | Collin | Hot-Humid | West South Central Division | 11558
TX | Texas | Collingsworth | Hot-Dry | West South Central Division | 11558
TX | Texas | Colorado | Hot-Humid | West South Central Division | 11558
TX | Texas | Comal | Hot-Humid | West South Central Division | 11558
TX | Texas | Comanche | Hot-Humid | West South Central Division | 11558
TX | Texas | Concho | Hot-Dry | West South Central Division | 11558
TX | Texas | Cooke | Mixed-Humid | West South Central Division | 11558
TX | Texas | Coryell | Hot-Humid | West South Central Division | 11558
TX | Texas | Cottle | Hot-Dry | West South Central Division | 11558
TX | Texas | Crane | Hot-Dry | West South Central Division | 11558
TX | Texas | Crockett | Hot-Dry | West South Central Division | 11558
TX | Texas | Crosby | Hot-Dry | West South Central Division | 11558
TX | Texas | Culberson | Hot-Dry | West South Central Division | 11558
TX | Texas | Dallam | Mixed-Dry | West South Central Division | 11558
TX | Texas | Dallas | Hot-Humid | West South Central Division | 11558
TX | Texas | Dawson | Hot-Dry | West South Central Division | 11558
TX | Texas | Deaf Smith | Mixed-Dry | West South Central Division | 11558
TX | Texas | Delta | Hot-Humid | West South Central Division | 11558
TX | Texas | Denton | Hot-Humid | West South Central Division | 11558
TX | Texas | DeWitt | Hot-Humid | West South Central Division | 11558
TX | Texas | Dickens | Hot-Dry | West South Central Division | 11558
TX | Texas | Dimmit | Hot-Humid | West South Central Division | 11558
TX | Texas | Donley | Mixed-Dry | West South Central Division | 11558
TX | Texas | Duval | Hot-Humid | West South Central Division | 11558
TX | Texas | Eastland | Mixed-Humid | West South Central Division | 11558
TX | Texas | Ector | Hot-Dry | West South Central Division | 11558
TX | Texas | Edwards | Hot-Humid | West South Central Division | 11558
TX | Texas | El Paso | Hot-Dry | West South Central Division | 11558
TX | Texas | Ellis | Hot-Humid | West South Central Division | 11558
TX | Texas | Erath | Hot-Humid | West South Central Division | 11558
TX | Texas | Falls | Hot-Humid | West South Central Division | 11558
TX | Texas | Fannin | Mixed-Humid | West South Central Division | 11558
TX | Texas | Fayette | Hot-Humid | West South Central Division | 11558
TX | Texas | Fisher | Hot-Dry | West South Central Division | 11558
TX | Texas | Floyd | Mixed-Dry | West South Central Division | 11558
TX | Texas | Lavaca | Hot-Humid | West South Central Division | 11558
TX | Texas | Lee | Hot-Humid | West South Central Division | 11558
TX | Texas | Leon | Hot-Humid | West South Central Division | 11558
TX | Texas | Liberty | Hot-Humid | West South Central Division | 11558
TX | Texas | Limestone | Hot-Humid | West South Central Division | 11558
TX | Texas | Lipscomb | Mixed-Dry | West South Central Division | 11558
TX | Texas | Live Oak | Hot-Humid | West South Central Division | 11558
TX | Texas | Llano | Hot-Humid | West South Central Division | 11558
TX | Texas | Loving | Hot-Dry | West South Central Division | 11558
TX | Texas | Lubbock | Hot-Dry | West South Central Division | 11558
TX | Texas | Lynn | Hot-Dry | West South Central Division | 11558
TX | Texas | Madison | Hot-Humid | West South Central Division | 11558
TX | Texas | Marion | Hot-Humid | West South Central Division | 11558
TX | Texas | Martin | Hot-Dry | West South Central Division | 11558
TX | Texas | Mason | Hot-Dry | West South Central Division | 11558
TX | Texas | Matagorda | Hot-Humid | West South Central Division | 11558
TX | Texas | Maverick | Hot-Humid | West South Central Division | 11558
TX | Texas | McCulloch | Hot-Dry | West South Central Division | 11558
TX | Texas | McLennan | Hot-Humid | West South Central Division | 11558
TX | Texas | McMullen | Hot-Humid | West South Central Division | 11558
TX | Texas | Medina | Hot-Humid | West South Central Division | 11558
TX | Texas | Menard | Hot-Dry | West South Central Division | 11558
TX | Texas | Midland | Hot-Dry | West South Central Division | 11558
TX | Texas | Milam | Hot-Humid | West South Central Division | 11558
TX | Texas | Mills | Hot-Humid | West South Central Division | 11558
TX | Texas | Mitchell | Hot-Dry | West South Central Division | 11558
TX | Texas | Montague | Mixed-Humid | West South Central Division | 11558
TX | Texas | Montgomery | Hot-Humid | West South Central Division | 11558
TX | Texas | Moore | Mixed-Dry | West South Central Division | 11558
TX | Texas | Morris | Hot-Humid | West South Central Division | 11558
TX | Texas | Motley | Hot-Dry | West South Central Division | 11558
TX | Texas | Nacogdoches | Hot-Humid | West South Central Division | 11558
TX | Texas | Navarro | Hot-Humid | West South Central Division | 11558
TX | Texas | Newton | Hot-Humid | West South Central Division | 11558
TX | Texas | Nolan | Hot-Dry | West South Central Division | 11558
TX | Texas | Nueces | Hot-Humid | West South Central Division | 11558
TX | Texas | Ochiltree | Mixed-Dry | West South Central Division | 11558
TX | Texas | Oldham | Mixed-Dry | West South Central Division | 11558
TX | Texas | Orange | Hot-Humid | West South Central Division | 11558
TX | Texas | Palo Pinto | Mixed-Humid | West South Central Division | 11558
TX | Texas | Panola | Hot-Humid | West South Central Division | 11558
TX | Texas | Parker | Hot-Humid | West South Central Division | 11558
TX | Texas | Parmer | Mixed-Dry | West South Central Division | 11558
TX | Texas | Pecos | Hot-Dry | West South Central Division | 11558
TX | Texas | Polk | Hot-Humid | West South Central Division | 11558
TX | Texas | Potter | Mixed-Dry | West South Central Division | 11558
TX | Texas | Presidio | Hot-Dry | West South Central Division | 11558
TX | Texas | Rains | Hot-Humid | West South Central Division | 11558
TX | Texas | Randall | Mixed-Dry | West South Central Division | 11558
TX | Texas | Reagan | Hot-Dry | West South Central Division | 11558
TX | Texas | Real | Hot-Humid | West South Central Division | 11558
TX | Texas | Red River | Hot-Humid | West South Central Division | 11558
TX | Texas | Reeves | Hot-Dry | West South Central Division | 11558
TX | Texas | Refugio | Hot-Humid | West South Central Division | 11558
TX | Texas | Roberts | Mixed-Dry | West South Central Division | 11558
TX | Texas | Robertson | Hot-Humid | West South Central Division | 11558
TX | Texas | Rockwall | Hot-Humid | West South Central Division | 11558
TX | Texas | Runnels | Hot-Dry | West South Central Division | 11558
TX | Texas | Rusk | Hot-Humid | West South Central Division | 11558
TX | Texas | Sabine | Hot-Humid | West South Central Division | 11558
TX | Texas | San Augustine | Hot-Humid | West South Central Division | 11558
TX | Texas | San Jacinto | Hot-Humid | West South Central Division | 11558
TX | Texas | San Patricio | Hot-Humid | West South Central Division | 11558
TX | Texas | San Saba | Hot-Humid | West South Central Division | 11558
TX | Texas | Schleicher | Hot-Dry | West South Central Division | 11558
UT | Utah | San Juan | Cold | Mountain Division | 7761
UT | Utah | Sanpete | Cold | Mountain Division | 7761
UT | Utah | Sevier | Cold | Mountain Division | 7761
UT | Utah | Summit | Cold | Mountain Division | 7761
UT | Utah | Tooele | Cold | Mountain Division | 7761
UT | Utah | Uintah | Cold | Mountain Division | 7761
UT | Utah | Utah | Cold | Mountain Division | 7761
UT | Utah | Wasatch | Cold | Mountain Division | 7761
UT | Utah | Washington | Hot-Dry | Mountain Division | 7761
UT | Utah | Wayne | Cold | Mountain Division | 7761
UT | Utah | Weber | Cold | Mountain Division | 7761
VT | Vermont | Addison | Cold | New England Division | 3748
VT | Vermont | Bennington | Cold | New England Division | 3748
VT | Vermont | Caledonia | Cold | New England Division | 3748
VT | Vermont | Chittenden | Cold | New England Division | 3748
VT | Vermont | Essex | Cold | New England Division | 3748
VT | Vermont | Franklin | Cold | New England Division | 3748
VT | Vermont | Grand Isle | Cold | New England Division | 3748
VT | Vermont | Lamoille | Cold | New England Division | 3748
VT | Vermont | Orange | Cold | New England Division | 3748
VT | Vermont | Orleans | Cold | New England Division | 3748
VT | Vermont | Rutland | Cold | New England Division | 3748
VT | Vermont | Washington | Cold | New England Division | 3748
VT | Vermont | Windham | Cold | New England Division | 3748
VT | Vermont | Windsor | Cold | New England Division | 3748
VA | Virginia | Accomack | Mixed-Humid | South Atlantic Division | 17961
VA | Virginia | Albemarle | Mixed-Humid | South Atlantic Division | 17961
VA | Virginia | Alexandria (city) | Mixed-Humid | South Atlantic Division | 17961
VA | Virginia | Alleghany | Mixed-Humid | South Atlantic Division | 17961
VA | Virginia | Amelia | Mixed-Humid | South Atlantic Division | 17961
VA | Virginia | Amherst | Mixed-Humid | South Atlantic Division | 17961
VA | Virginia | Appomattox | Mixed-Humid | South Atlantic Division | 17961
VA | Virginia | Arlington | Mixed-Humid | South Atlantic Division | 17961
VA | Virginia | Augusta | Mixed-Humid | South Atlantic Division | 17961
VA | Virginia | Bath | Mixed-Humid | South Atlantic Division | 17961
VA | Virginia | Bedford | Mixed-Humid | South Atlantic Division | 17961
VA | Virginia | Bedford (city) | Mixed-Humid | South Atlantic Division | 17961
VA | Virginia | Bland | Mixed-Humid | South Atlantic Division | 17961
VA | Virginia | Botetourt | Mixed-Humid | South Atlantic Division | 17961
VA | Virginia | Bristol (city) | Mixed-Humid | South Atlantic Division | 17961
VA | Virginia | Brunswick | Mixed-Humid | South Atlantic Division | 17961
VA | Virginia | Buchanan | Mixed-Humid | South Atlantic Division | 17961
VA | Virginia | Buckingham | Mixed-Humid | South Atlantic Division | 17961
VA | Virginia | Buena Vista (city) | Mixed-Humid | South Atlantic Division | 17961
VA | Virginia | Campbell | Mixed-Humid | South Atlantic Division | 17961
VA | Virginia | Caroline | Mixed-Humid | South Atlantic Division | 17961
VA | Virginia | Carroll | Mixed-Humid | South Atlantic Division | 17961
VA | Virginia | Charles City | Mixed-Humid | South Atlantic Division | 17961
VA | Virginia | Charlotte | Mixed-Humid | South Atlantic Division | 17961
VA | Virginia | Charlottesville (city) | Mixed-Humid | South Atlantic Division | 17961
VA | Virginia | Chesapeake (city) | Mixed-Humid | South Atlantic Division | 17961
VA | Virginia | Chesterfield | Mixed-Humid | South Atlantic Division | 17961
VA | Virginia | Clarke | Mixed-Humid | South Atlantic Division | 17961
VA | Virginia | Clifton Forge (city) | Mixed-Humid | South Atlantic Division | 17961
VA | Virginia | Colonial Heights (city) | Mixed-Humid | South Atlantic Division | 17961
VA | Virginia | Covington (city) | Mixed-Humid | South Atlantic Division | 17961
VA | Virginia | Craig | Mixed-Humid | South Atlantic Division | 17961
VA | Virginia | Culpeper | Mixed-Humid | South Atlantic Division | 17961
VA | Virginia | Cumberland | Mixed-Humid | South Atlantic Division | 17961
VA | Virginia | Danville (city) | Mixed-Humid | South Atlantic Division | 17961
VA | Virginia | Dickenson | Mixed-Humid | South Atlantic Division | 17961
VA | Virginia | Dinwiddie | Mixed-Humid | South Atlantic Division | 17961
VA | Virginia | Emporia (city) | Mixed-Humid | South Atlantic Division | 17961
VA | Virginia | Essex | Mixed-Humid | South Atlantic Division | 17961
VA | Virginia | Fairfax | Mixed-Humid | South Atlantic Division | 17961
VA | Virginia | Rappahannock | Mixed-Humid | South Atlantic Division | 17961
VA | Virginia | Richmond | Mixed-Humid | South Atlantic Division | 17961
VA | Virginia | Richmond (city) | Mixed-Humid | South Atlantic Division | 17961
VA | Virginia | Roanoke | Mixed-Humid | South Atlantic Division | 17961
VA | Virginia | Roanoke (city) | Mixed-Humid | South Atlantic Division | 17961
VA | Virginia | Rockbridge | Mixed-Humid | South Atlantic Division | 17961
VA | Virginia | Rockingham | Mixed-Humid | South Atlantic Division | 17961
VA | Virginia | Russell | Mixed-Humid | South Atlantic Division | 17961
VA | Virginia | Salem (city) | Mixed-Humid | South Atlantic Division | 17961
VA | Virginia | Scott | Mixed-Humid | South Atlantic Division | 17961
VA | Virginia | Shenandoah | Mixed-Humid | South Atlantic Division | 17961
VA | Virginia | Smyth | Mixed-Humid | South Atlantic Division | 17961
VA | Virginia | Southampton | Mixed-Humid | South Atlantic Division | 17961
VA | Virginia | Spotsylvania | Mixed-Humid | South Atlantic Division | 17961
VA | Virginia | Stafford | Mixed-Humid | South Atlantic Division | 17961
VA | Virginia | Staunton (city) | Mixed-Humid | South Atlantic Division | 17961
VA | Virginia | Suffolk (city) | Mixed-Humid | South Atlantic Division | 17961
VA | Virginia | Surry | Mixed-Humid | South Atlantic Division | 17961
VA | Virginia | Sussex | Mixed-Humid | South Atlantic Division | 17961
VA | Virginia | Tazewell | Mixed-Humid | South Atlantic Division | 17961
VA | Virginia | Virginia Beach (city) | Mixed-Humid | South Atlantic Division | 17961
VA | Virginia | Warren | Mixed-Humid | South Atlantic Division | 17961
VA | Virginia | Washington | Mixed-Humid | South Atlantic Division | 17961
VA | Virginia | Waynesboro (city) | Mixed-Humid | South Atlantic Division | 17961
VA | Virginia | Westmoreland | Mixed-Humid | South Atlantic Division | 17961
VA | Virginia | Williamsburg (city) | Mixed-Humid | South Atlantic Division | 17961
VA | Virginia | Winchester (city) | Mixed-Humid | South Atlantic Division | 17961
VA | Virginia | Wise | Mixed-Humid | South Atlantic Division | 17961
VA | Virginia | Wythe | Mixed-Humid | South Atlantic Division | 17961
VA | Virginia | York | Mixed-Humid | South Atlantic Division | 17961
WA | Washington | Adams | Cold | Pacific Division | 11956
WA | Washington | Asotin | Cold | Pacific Division | 11956
WA | Washington | Benton | Cold | Pacific Division | 11956
WA | Washington | Chelan | Cold | Pacific Division | 11956
WA | Washington | Clallam | Marine | Pacific Division | 11956
WA | Washington | Clark | Marine | Pacific Division | 11956
WA | Washington | Columbia | Cold | Pacific Division | 11956
WA | Washington | Cowlitz | Marine | Pacific Division | 11956
WA | Washington | Douglas | Cold | Pacific Division | 11956
WA | Washington | Ferry | Cold | Pacific Division | 11956
WA | Washington | Franklin | Cold | Pacific Division | 11956
WA | Washington | Garfield | Cold | Pacific Division | 11956
WA | Washington | Grant | Cold | Pacific Division | 11956
WA | Washington | Grays Harbor | Marine | Pacific Division | 11956
WA | Washington | Island | Cold | Pacific Division | 11956
WA | Washington | Jefferson | Marine | Pacific Division | 11956
WA | Washington | King | Marine | Pacific Division | 11956
WA | Washington | Kitsap | Marine | Pacific Division | 11956
WA | Washington | Kittitas | Cold | Pacific Division | 11956
WA | Washington | Klickitat | Cold | Pacific Division | 11956
WA | Washington | Lewis | Marine | Pacific Division | 11956
WA | Washington | Lincoln | Cold | Pacific Division | 11956
WA | Washington | Mason | Marine | Pacific Division | 11956
WA | Washington | Okanogan | Cold | Pacific Division | 11956
WA | Washington | Pacific | Marine | Pacific Division | 11956
WA | Washington | Pend Oreille | Cold | Pacific Division | 11956
WA | Washington | Pierce | Marine | Pacific Division | 11956
WA | Washington | San Juan | Cold | Pacific Division | 11956
WA | Washington | Skagit | Marine | Pacific Division | 11956
WA | Washington | Skamania | Cold | Pacific Division | 11956
WA | Washington | Snohomish | Marine | Pacific Division | 11956
WA | Washington | Spokane | Cold | Pacific Division | 11956
WA | Washington | Stevens | Cold | Pacific Division | 11956
WA | Washington | Thurston | Marine | Pacific Division | 11956
WA | Washington | Wahkiakum | Marine | Pacific Division | 11956
WI | Wisconsin | Burnett | Very Cold | East North Central Division | 17642
WI | Wisconsin | Calumet | Cold | East North Central Division | 17642
WI | Wisconsin | Chippewa | Cold | East North Central Division | 17642
WI | Wisconsin | Clark | Cold | East North Central Division | 17642
WI | Wisconsin | Columbia | Cold | East North Central Division | 17642
WI | Wisconsin | Crawford | Cold | East North Central Division | 17642
WI | Wisconsin | Dane | Cold | East North Central Division | 17642
WI | Wisconsin | Dodge | Cold | East North Central Division | 17642
WI | Wisconsin | Door | Cold | East North Central Division | 17642
WI | Wisconsin | Douglas | Very Cold | East North Central Division | 17642
WI | Wisconsin | Dunn | Cold | East North Central Division | 17642
WI | Wisconsin | Eau Claire | Cold | East North Central Division | 17642
WI | Wisconsin | Florence | Very Cold | East North Central Division | 17642
WI | Wisconsin | Fond du Lac | Cold | East North Central Division | 17642
WI | Wisconsin | Forest | Very Cold | East North Central Division | 17642
WI | Wisconsin | Grant | Cold | East North Central Division | 17642
WI | Wisconsin | Green | Cold | East North Central Division | 17642
WI | Wisconsin | Green Lake | Cold | East North Central Division | 17642
WI | Wisconsin | Iowa | Cold | East North Central Division | 17642
WI | Wisconsin | Iron | Very Cold | East North Central Division | 17642
WI | Wisconsin | Jackson | Cold | East North Central Division | 17642
WI | Wisconsin | Jefferson | Cold | East North Central Division | 17642
WI | Wisconsin | Juneau | Cold | East North Central Division | 17642
WI | Wisconsin | Kenosha | Cold | East North Central Division | 17642
WI | Wisconsin | Kewaunee | Cold | East North Central Division | 17642
WI | Wisconsin | La Crosse | Cold | East North Central Division | 17642
WI | Wisconsin | Lafayette | Cold | East North Central Division | 17642
WI | Wisconsin | Langlade | Very Cold | East North Central Division | 17642
WI | Wisconsin | Lincoln | Very Cold | East North Central Division | 17642
WI | Wisconsin | Manitowoc | Cold | East North Central Division | 17642
WI | Wisconsin | Marathon | Cold | East North Central Division | 17642
WI | Wisconsin | Marinette | Cold | East North Central Division | 17642
WI | Wisconsin | Marquette | Cold | East North Central Division | 17642
WI | Wisconsin | Menominee | Cold | East North Central Division | 17642
WI | Wisconsin | Milwaukee | Cold | East North Central Division | 17642
WI | Wisconsin | Monroe | Cold | East North Central Division | 17642
WI | Wisconsin | Oconto | Cold | East North Central Division | 17642
WI | Wisconsin | Oneida | Very Cold | East North Central Division | 17642
WI | Wisconsin | Outagamie | Cold | East North Central Division | 17642
WI | Wisconsin | Ozaukee | Cold | East North Central Division | 17642
WI | Wisconsin | Pepin | Cold | East North Central Division | 17642
WI | Wisconsin | Pierce | Cold | East North Central Division | 17642
WI | Wisconsin | Polk | Cold | East North Central Division | 17642
WI | Wisconsin | Portage | Cold | East North Central Division | 17642
WI | Wisconsin | Price | Very Cold | East North Central Division | 17642
WI | Wisconsin | Racine | Cold | East North Central Division | 17642
WI | Wisconsin | Richland | Cold | East North Central Division | 17642
WI | Wisconsin | Rock | Cold | East North Central Division | 17642
WI | Wisconsin | Rusk | Cold | East North Central Division | 17642
WI | Wisconsin | Sauk | Cold | East North Central Division | 17642
WI | Wisconsin | Sawyer | Very Cold | East North Central Division | 17642
WI | Wisconsin | Shawano | Cold | East North Central Division | 17642
WI | Wisconsin | Sheboygan | Cold | East North Central Division | 17642
WI | Wisconsin | St. Croix | Cold | East North Central Division | 17642
WI | Wisconsin | Taylor | Very Cold | East North Central Division | 17642
WI | Wisconsin | Trempealeau | Cold | East North Central Division | 17642
WI | Wisconsin | Vernon | Cold | East North Central Division | 17642
WI | Wisconsin | Vilas | Very Cold | East North Central Division | 17642
WI | Wisconsin | Walworth | Cold | East North Central Division | 17642
WI | Wisconsin | Washburn | Very Cold | East North Central Division | 17642
WI | Wisconsin | Washington | Cold | East North Central Division | 17642
WI | Wisconsin | Waukesha | Cold | East North Central Division | 17642
WI | Wisconsin | Waupaca | Cold | East North Central Division | 17642
WI | Wisconsin | Waushara | Cold | East North Central Division | 17642
WI | Wisconsin | Winnebago | Cold | East North Central Division | 17642

## CBECS_Table B5
Release date: September 2021 |  | New England Division | Middle Atlantic Division | East North Central Division | West North Central Division | South Atlantic Division | East South Central Division | West South Central Division | Mountain Division | Pacific Division
Table B5. Census region and division, floorspace, 2018
Total floorspace (million square feet)
|  | Northeast |  | Midwest |  | South |  |  | West
| All buildings | New England | Middle Atlantic | East North Central | West North Central | South Atlantic | East South Central | West South Central | Mountain | Pacific
All buildings | 96758 | 3748 | 12272 | 17642 | 8501 | 17961 | 5359 | 11558 | 7761 | 11956
Building floorspace (square feet)
1,001 to 5,000 | 8031 | 478 | 652 | 1545 | 716 | 1506 | 458 | 1032 | 571 | 1072
5,001 to 10,000 | 10206 | 443 | 708 | 1889 | 1173 | 1413 | 688 | 1370 | 994 | 1527
10,001 to 25,000 | 15623 | 782 | 1535 | 2749 | 1589 | 2825 | 881 | 1962 | 1313 | 1987
25,001 to 50,000 | 14430 | 505 | 1783 | 2939 | 1408 | 2393 | 604 | 1714 | 1147 | 1937
50,001 to 100,000 | 15387 | 518 | 1666 | 2657 | 1325 | 3250 | 875 | 2173 | 1292 | 1630
100,001 to 200,000 | 13042 | 538 | 2127 | 1746 | 1031 | 2627 | 1022 | 1380 | 1141 | 1428
200,001 to 500,000 | 11723 | 341 | 2035 | 2444 | 585 | 2389 | 550 | 1265 | 632 | 1483
Over 500,000 | 8317 | Q | 1766 | 1673 | 674 | 1557 | Q | 662 | Q | 892
Principal building activity
Education | 13686 | 621 | 1924 | 2455 | 1430 | 2348 | 834 | 1800 | 895 | 1379
Food sales | 1032 | Q | Q | 320 | Q | Q | Q | Q | Q | Q
Food service | 1372 | Q | Q | 211 | Q | 261 | Q | 190 | 214 | 198
Health care | 4011 | 194 | 585 | 831 | 238 | 580 | 238 | 355 | 404 | 586
Inpatient | 2259 | Q | 276 | 583 | Q | 366 | Q | 237 | Q | 302
Outpatient | 1753 | Q | 308 | 248 | Q | 214 | Q | Q | 243 | 284
Lodging | 6997 | 322 | 884 | 1072 | 589 | 1300 | 305 | 771 | 830 | 924
Mercantile | 10781 | Q | 1044 | 1756 | 856 | 2159 | 718 | 1598 | 1125 | 1174
Retail (other than mall) | 5193 | Q | 376 | 900 | 569 | 998 | 506 | 671 | 563 | 380
Enclosed and strip malls | 5588 | Q | 669 | 856 | Q | 1161 | Q | 927 | 562 | 795
Office | 16682 | 454 | 2741 | 2943 | 1393 | 3253 | 547 | 1918 | 1359 | 2072
Public assembly | 7157 | 424 | 677 | 1384 | 506 | 1642 | Q | 893 | 566 | 915
Public order and safety | 1563 | Q | Q | Q | Q | Q | Q | Q | Q | Q
Religious worship | 5686 | Q | 510 | 963 | 609 | 1370 | 602 | 619 | Q | 530
Service | 6343 | 323 | 1042 | 1301 | 911 | 755 | 310 | 619 | 478 | 605
Warehouse and storage | 17429 | 469 | 1929 | 3399 | 1312 | 3034 | 1250 | 2030 | 1049 | 2958
Other | 2403 | Q | 450 | 403 | Q | 534 | Q | Q | Q | Q
Vacant | 1616 | Q | Q | 313 | Q | 371 | Q | Q | Q | Q
Year constructed
Before 1920 | 3600 | 360 | 925 | 924 | Q | 487 | Q | Q | Q | Q
1920 to 1945 | 5646 | 259 | 1330 | 1464 | 451 | 648 | Q | 451 | 224 | 667
1946 to 1959 | 6958 | Q | 1324 | 979 | 763 | 1333 | 444 | 632 | 455 | 812
1960 to 1969 | 10337 | 406 | 1639 | 2108 | 687 | 1902 | 755 | 1088 | 450 | 1302
1970 to 1979 | 13257 | 426 | 1843 | 2631 | 1403 | 2145 | 751 | 1394 | 1073 | 1590
1980 to 1989 | 13463 | 645 | 1364 | 1639 | 1291 | 2751 | 592 | 1901 | 1290 | 1989
1990 to 1999 | 15550 | 533 | 1408 | 2614 | 1495 | 3429 | 749 | 1953 | 1335 | 2033
2000 to 2009 | 17678 | 713 | 1493 | 3395 | 1503 | 3444 | 1261 | 2326 | 1643 | 1901
2010 to 2018 | 10270 | Q | 947 | 1889 | 720 | 1821 | 528 | 1635 | 1032 | 1507
Number of floors
One | 43918 | 1098 | 3463 | 7879 | 3992 | 7860 | 2999 | 6804 | 3943 | 5879
Two | 23317 | 894 | 3107 | 4581 | 2337 | 4193 | 1222 | 2406 | 1723 | 2853
Three | 10465 | 809 | 1584 | 2303 | 1202 | 1836 | 498 | 817 | 592 | 822
Four to nine | 13058 | 785 | 2528 | 1906 | 743 | 2825 | 461 | 1168 | 813 | 1830
Ten or more | 6000 | 162 | 1589 | 973 | 226 | 1247 | 178 | 362 | Q | 573
Elevators and escalators (more than one may apply)
Any elevators | 36488 | 1655 | 6532 | 6652 | 2714 | 7280 | 1360 | 3415 | 2873 | 4007
Number of elevators
One | 14189 | 790 | 2318 | 2920 | 1131 | 2794 | 602 | 1253 | 1065 | 1315
Two to five | 13328 | 606 | 2387 | 2191 | 1135 | 2490 | 488 | 1504 | 1006 | 1521
Six or more | 8970 | 258 | 1827 | 1540 | 448 | 1996 | 270 | 658 | Q | 1172
Any escalators | 3753 | Q | 826 | 502 | Q | 875 | Q | 351 | Q | 286
Number of workers (main shift)
Fewer than 5 | 21128 | 928 | 2229 | 4258 | 2035 | 3609 | 1492 | 2528 | 1435 | 2615
5 to 9 | 10364 | 498 | 824 | 1914 | 865 | 2000 | 758 | 1364 | 758 | 1382
10 to 19 | 11575 | 343 | 1128 | 2168 | 1500 | 1907 | 470 | 1575 | 1050 | 1436
20 to 49 | 16126 | 650 | 1625 | 2778 | 1761 | 2757 | 1098 | 1987 | 1319 | 2151
50 to 99 | 12956 | 518 | 1823 | 2280 | 856 | 2677 | 614 | 1545 | 1174 | 1468
100 to 249 | 12452 | 509 | 2143 | 2307 | 844 | 2524 | 514 | 1377 | 864 | 1370
250 or more | 12156 | 303 | 2500 | 1937 | 638 | 2487 | 414 | 1182 | 1161 | 1534
Weekly operating hours
Fewer than 40 | 11926 | 230 | 1288 | 2319 | 1469 | 2183 | 992 | 1231 | 581 | 1633
40 to 48 | 18580 | 720 | 1568 | 3312 | 1472 | 3295 | 1353 | 2731 | 1462 | 2667
49 to 60 | 22519 | 874 | 3110 | 3760 | 1902 | 4497 | 1128 | 2559 | 2257 | 2432
61 to 84 | 14452 | 549 | 2180 | 2634 | 1346 | 2486 | 467 | 1890 | 954 | 1947
85 to 167 | 10100 | 448 | 1455 | 2127 | 801 | 1793 | Q | 837 | 910 | 1235
Open continuously | 19180 | 926 | 2671 | 3491 | 1509 | 3707 | 926 | 2311 | 1597 | 2042
Ownership and occupancy
Nongovernment owned | 75055 | 3058 | 9712 | 13939 | 6711 | 13473 | 3957 | 8805 | 5968 | 9432
Owner occupied | 45609 | 2175 | 5520 | 8544 | 4531 | 8616 | 2649 | 5522 | 3362 | 4689
Leased to tenant(s) | 28456 | 875 | 4033 | 5240 | 2048 | 4667 | 1246 | 3209 | 2528 | 4611
Unoccupied | 990 | Q | Q | Q | Q | Q | Q | Q | Q | Q
Government owned | 21703 | 690 | 2560 | 3704 | 1790 | 4488 | 1402 | 2753 | 1793 | 2524
Federal | 1946 | Q | Q | 272 | Q | 554 | Q | Q | Q | 257
State | 6878 | Q | 775 | 984 | 345 | 1595 | 594 | 1016 | 652 | 773
Local | 12878 | 462 | 1581 | 2448 | 1310 | 2339 | 629 | 1555 | 1060 | 1494
Party responsible for operation of energy systems
Building owner | 79515 | 3259 | 10174 | 14782 | 7277 | 14764 | 4361 | 9530 | 6430 | 8937
Business owner or tenant | 12956 | 357 | 1760 | 2088 | 777 | 2254 | 816 | 1604 | 966 | 2333
Property management | 1994 | Q | Q | Q | Q | 470 | Q | Q | Q | 358
Other | 2293 | Q | Q | 473 | Q | 474 | Q | Q | Q | 329
Provider of direct input on energy- related equipment purchases
Building owner | 83103 | 3282 | 10650 | 15446 | 7449 | 15482 | 4603 | 10145 | 6692 | 9356
Business owner or tenant | 7682 | Q | 1071 | 1159 | 570 | 1336 | 556 | 811 | 634 | 1292
Property management | 1069 | Q | Q | Q | Q | Q | Q | Q | Q | Q
Other | 4904 | Q | 420 | 880 | 385 | 939 | Q | 473 | 345 | 1125
Number of establishments
One | 65708 | 2699 | 7624 | 12432 | 6425 | 11806 | 3923 | 7979 | 4974 | 7846
2 to 5 | 16449 | 575 | 2221 | 2865 | 1018 | 3055 | 750 | 2147 | 1596 | 2224
6 to 10 | 5539 | Q | 890 | 934 | 377 | 1120 | 334 | 454 | 463 | 686
11 to 20 | 3894 | Q | 611 | 474 | Q | 971 | Q | 394 | 336 | 530
More than 20 | 3999 | Q | 749 | 682 | Q | 808 | Q | 507 | Q | 537
Currently unoccupied | 1168 | Q | Q | Q | Q | Q | Q | Q | Q | Q
Campus or complex activity
Not part of a campus or complex | 56948 | 2235 | 8003 | 11496 | 5218 | 10214 | 2859 | 6438 | 4643 | 5841
Primary or secondary school | 5134 | Q | 435 | 740 | Q | 745 | 472 | 895 | 269 | 1024
College or university | 3761 | Q | 578 | 445 | Q | 813 | Q | Q | 151 | 520
Office complex | 3823 | Q | 510 | 355 | 247 | 900 | Q | 441 | 338 | 748
Retail complex | 4523 | Q | 421 | 729 | 396 | 789 | Q | 673 | 544 | 678
Storage complex | 5684 | Q | 440 | 989 | Q | 907 | Q | 648 | Q | 817
Religious campus or complex | 3257 | Q | Q | 399 | Q | 1068 | Q | 524 | Q | Q
Health care complex | 2819 | Q | 402 | 728 | 183 | 332 | Q | 212 | 220 | 467
Lodging or resort complex | 1602 | Q | Q | Q | Q | 287 | Q | Q | Q | Q
Transportation complex | 774 | Q | Q | Q | Q | Q | Q | Q | Q | Q
Government complex | 1701 | Q | Q | Q | Q | 290 | Q | Q | Q | 199
Other | 6732 | 326 | 804 | 1204 | 669 | 1324 | Q | 642 | 567 | 931
Predominant exterior wall material
Brick, stone, or stucco | 46291 | 1368 | 6695 | 8087 | 3717 | 9289 | 3058 | 5934 | 3709 | 4434
Concrete (block or poured) | 19565 | 721 | 2986 | 3404 | 1256 | 3350 | 685 | 2356 | 1964 | 2843
Concrete panels | 8331 | Q | 712 | 1599 | 511 | 1779 | 424 | 812 | 467 | 1855
Siding or shingles | 5982 | 731 | 556 | 1306 | 909 | 686 | 224 | Q | 312 | 1044
Metal panels | 12184 | 448 | 699 | 2535 | 1879 | 2108 | 822 | 1918 | 700 | 1075
Window glass | 2186 | Q | 318 | 298 | Q | 431 | Q | 194 | 311 | 351
Other | 2219 | Q | Q | 413 | Q | 317 | Q | Q | 298 | 356
Predominant roof material
Metal surfacing | 21013 | 577 | 1367 | 3310 | 2428 | 4521 | 1571 | 3610 | 1213 | 2417
Synthetic or rubber | 31621 | 1548 | 5469 | 5946 | 2757 | 5873 | 1397 | 2606 | 2825 | 3200
Built-up | 19286 | 402 | 2683 | 3663 | 1457 | 3673 | 903 | 2350 | 1571 | 2582
Slate or tile shingles | 3997 | Q | 471 | 729 | Q | 716 | Q | 415 | Q | 858
Wooden materials (including shingles) | 1562 | Q | Q | Q | Q | Q | Q | Q | 423 | 397
Asphalt, fiberglass, or other shingles | 14272 | 724 | 1612 | 3286 | 1366 | 2119 | 959 | 1532 | 1098 | 1575
Concrete | 1968 | Q | 229 | Q | Q | 575 | Q | 232 | Q | 399
Other | 3039 | Q | 381 | 342 | Q | 412 | Q | 721 | Q | 528
Roof tilt
Flat | 54358 | 1837 | 8896 | 9421 | 4002 | 9719 | 2456 | 6235 | 5018 | 6773
Shallow pitch | 27714 | 911 | 1766 | 5365 | 3247 | 5465 | 1730 | 3642 | 2065 | 3522
Steeper pitch | 14686 | 1000 | 1610 | 2856 | 1252 | 2777 | 1173 | 1680 | 677 | 1661
Cool roof characteristics (more than one may apply)
White/reflective coating or paint | 32977 | 658 | 3207 | 4855 | 2831 | 6403 | 1791 | 4303 | 3706 | 5223
White/reflective tiles or shingles | 2673 | Q | 362 | 385 | Q | 606 | Q | 418 | Q | 332
Aluminum coating | 6149 | Q | 827 | 692 | 264 | 1578 | 467 | 1055 | 348 | 630
Ballasted roof system | 6277 | 184 | 1089 | 1767 | 528 | 1115 | Q | 391 | 815 | 270
Other cool roof property | 1603 | Q | Q | Q | Q | 489 | Q | Q | Q | Q
Renovations since 2000 (more than one may apply)
Any type of renovation | 45296 | 1790 | 6616 | 8953 | 3797 | 8344 | 2255 | 5311 | 3390 | 4840
Addition or annex | 10845 | 467 | 1425 | 2753 | 1274 | 1719 | 560 | 1119 | 778 | 751
Reduction in floorspace | 1784 | Q | 420 | 478 | Q | 332 | Q | Q | Q | Q
Roof replacement | 20872 | 880 | 3514 | 4336 | 1614 | 3914 | 1020 | 2312 | 1378 | 1903
Interior wall reconfiguration | 21286 | 744 | 3459 | 4679 | 1679 | 3798 | 871 | 2395 | 1701 | 1961
Window replacement | 10980 | 646 | 2021 | 2374 | 890 | 1810 | 399 | 916 | 973 | 953
HVAC equipment upgrade | 27591 | 1276 | 4616 | 5243 | 2009 | 5131 | 1335 | 3150 | 2149 | 2681
Lighting upgrade | 29087 | 1325 | 4625 | 5995 | 2393 | 5173 | 1161 | 2967 | 2311 | 3138
Electrical upgrade | 15772 | 897 | 2968 | 3335 | 1160 | 2647 | 737 | 1528 | 1152 | 1347
Plumbing system upgrade | 15500 | 839 | 2920 | 2924 | 1231 | 2713 | 645 | 1522 | 1198 | 1508
Insulation upgrade | 7963 | 391 | 1865 | 1569 | 473 | 1270 | 375 | 760 | 790 | 468
Fire, safety, or security upgrade | 20007 | 976 | 3422 | 4018 | 1653 | 3499 | 803 | 2258 | 1432 | 1947
Structural upgrade | 4203 | 223 | 822 | 915 | 235 | 556 | Q | 324 | Q | 466
Other | 1296 | Q | Q | Q | Q | 312 | Q | 160 | Q | Q
No renovations | 44013 | 1834 | 4868 | 7310 | 4212 | 8567 | 2680 | 5091 | 3512 | 5940
Buildings constructed 2013 or later | 7449 | Q | 789 | 1379 | 492 | 1050 | Q | 1156 | 859 | 1177
Energy sources (more than one may apply)
Electricity | 95179 | 3736 | 12144 | 17456 | 8243 | 17770 | 5227 | 11327 | 7492 | 11785
Natural gas | 67994 | 1861 | 9541 | 14552 | 6048 | 10274 | 4077 | 7452 | 6046 | 8142
Fuel oil | 21198 | 1639 | 4269 | 2962 | 1661 | 4355 | 803 | 1632 | 1894 | 1983
District heat | 6750 | 394 | 1430 | 1209 | 303 | 1234 | 294 | Q | 401 | 883
District chilled water | 4288 | Q | 365 | 656 | Q | 1027 | Q | 721 | 267 | 696
Propane | 10157 | 1154 | 1316 | 1293 | 1088 | 2260 | 376 | 722 | 700 | 1248
Solar | 3814 | 268 | 941 | 425 | Q | 378 | Q | Q | 396 | 1028
Wood, coal, and other | 2113 | Q | Q | 412 | Q | 404 | Q | Q | Q | Q
Space-heating energy sources (more than one may apply)
Electricity | 45645 | 1263 | 5110 | 6136 | 3496 | 10654 | 2807 | 6502 | 3858 | 5820
Natural gas | 58306 | 1654 | 8417 | 13439 | 5572 | 7878 | 3587 | 5914 | 5324 | 6521
Fuel oil | 4126 | 763 | 1745 | 395 | 315 | 544 | Q | Q | Q | Q
District heat | 6552 | 394 | 1385 | 1133 | 300 | 1231 | 294 | Q | 373 | 874
Propane | 3896 | 633 | Q | 478 | 632 | 887 | Q | 274 | Q | 247
Other sources1 | 927 | Q | Q | Q | Q | Q | Q | Q | Q | Q
Primary space-heating energy source
Electricity | 27654 | 633 | 2015 | 2750 | 1923 | 7954 | 1586 | 4744 | 2198 | 3852
Natural gas | 50368 | 1430 | 7556 | 12152 | 5139 | 6007 | 3105 | 4970 | 4605 | 5404
Fuel oil | 2216 | 642 | 983 | Q | N | 261 | Q | Q | Q | Q
District heat | 6095 | 388 | 1307 | 1113 | 255 | 1131 | 216 | Q | 362 | 797
Propane | 2290 | 453 | Q | 380 | 417 | Q | Q | Q | Q | Q
Other sources1 | 380 | Q | Q | Q | Q | Q | N | Q | Q | Q
Cooling energy sources (more than one may apply)
Electricity | 84861 | 3051 | 11072 | 15146 | 7225 | 16512 | 4940 | 10424 | 6870 | 9620
Natural gas | 400 | Q | Q | Q | Q | Q | Q | N | Q | Q
District chilled water | 4288 | Q | 365 | 656 | Q | 1027 | Q | 721 | 267 | 696
Water-heating energy sources (more than one may apply)
Electricity | 47354 | 1808 | 5945 | 7041 | 3940 | 10882 | 2815 | 6180 | 3155 | 5587
Natural gas | 46783 | 1124 | 5841 | 10175 | 4055 | 6816 | 2520 | 5425 | 4583 | 6244
Fuel oil | 1807 | 498 | 657 | Q | Q | Q | Q | Q | Q | Q
District heat | 4206 | 203 | 1177 | 817 | Q | 668 | Q | Q | 169 | 531
Propane | 1947 | 444 | Q | Q | Q | 608 | Q | Q | Q | Q
Cooking energy sources (more than one may apply)
Electricity | 30592 | 1437 | 3753 | 6408 | 2798 | 5472 | 1462 | 3664 | 2787 | 2812
Natural gas | 27656 | 818 | 4389 | 5337 | 2331 | 4731 | 1339 | 3094 | 2544 | 3072
Propane | 3101 | 503 | Q | Q | Q | 963 | Q | Q | Q | 453
Energy end uses (more than one may apply)
Buildings with space heating | 89003 | 3603 | 11946 | 16531 | 7775 | 15991 | 5031 | 10476 | 7287 | 10363
Buildings with cooling | 87841 | 3161 | 11465 | 15529 | 7259 | 17171 | 5073 | 10980 | 6992 | 10210
Buildings with water heating | 88076 | 3474 | 11603 | 16363 | 7483 | 16592 | 4695 | 10464 | 6823 | 10580
Buildings with cooking | 43633 | 2050 | 6013 | 8326 | 3964 | 7981 | 2071 | 5092 | 3620 | 4517
Buildings with manufacturing | 6871 | Q | 789 | 1489 | 813 | 1006 | 307 | 754 | 599 | 923
Buildings with electricity generation | 29439 | 1692 | 5086 | 5281 | 1950 | 5854 | 1153 | 2709 | 2542 | 3173
Percentage of floorspace heated
Not heated | 7754 | Q | 325 | 1111 | 726 | 1970 | 328 | 1082 | 474 | 1593
1 to 50 | 10617 | Q | 769 | 1210 | 451 | 2299 | 854 | 1663 | 611 | 2436
51 to 99 | 20244 | 910 | 2301 | 3018 | 1021 | 4328 | 1378 | 2576 | 1976 | 2736
100 | 58143 | 2368 | 8876 | 12303 | 6303 | 9364 | 2799 | 6237 | 4700 | 5191
Percentage of floorspace cooled
Not cooled | 8917 | 587 | 807 | 2114 | 1242 | 790 | 285 | 578 | 769 | 1746
1 to 50 | 19747 | 862 | 2760 | 3731 | 1718 | 3367 | 1230 | 1924 | 1129 | 3026
51 to 99 | 26388 | 1226 | 4001 | 4744 | 1911 | 5526 | 1415 | 2839 | 2033 | 2692
100 | 41706 | 1073 | 4703 | 7054 | 3630 | 8278 | 2429 | 6217 | 3830 | 4492
Percentage lit when open
Zero | Q | N | N | Q | Q | Q | Q | Q | Q | Q
1 to 50 | 14213 | 637 | 1382 | 3137 | 1656 | 2214 | 835 | 1968 | 822 | 1563
51 to 99 | 39002 | 1736 | 4685 | 7250 | 3421 | 7431 | 1879 | 4574 | 3149 | 4876
100 | 40015 | 1355 | 5859 | 6500 | 2890 | 7841 | 2276 | 4668 | 3471 | 5155
Building never open/electricity not used | 2998 | Q | 346 | 523 | Q | 422 | Q | 333 | Q | Q
Percentage lit during off hours
Zero | 15602 | 760 | 1474 | 2958 | 1383 | 2586 | 1084 | 1797 | 948 | 2612
1 to 50 | 70060 | 2574 | 9120 | 12953 | 6398 | 13111 | 3632 | 8413 | 5921 | 7937
51 to 100 | 7211 | 395 | 1065 | 1092 | 421 | 1501 | 389 | 888 | 484 | 975
Building always open with no "off hours" | 2306 | Q | 485 | 453 | Q | 572 | Q | Q | Q | 260
Electricity not used | 1579 | Q | Q | Q | Q | Q | Q | Q | Q | Q
Heating equipment (more than one may apply)
Packaged heating units | 48113 | 1323 | 5330 | 8423 | 4026 | 8609 | 3262 | 6599 | 4839 | 5702
Furnaces | 17449 | 465 | 2090 | 4754 | 2521 | 1651 | 955 | 1914 | 1362 | 1736
Individual space heaters | 21143 | 788 | 3011 | 4523 | 1783 | 3560 | 1231 | 2011 | 1790 | 2445
Boilers | 28902 | 1725 | 5648 | 5887 | 2743 | 4164 | 1100 | 2199 | 2579 | 2857
Heat pumps | 15146 | 512 | 1990 | 1953 | 1058 | 4265 | 853 | 1200 | 1341 | 1974
District heat | 6552 | 394 | 1385 | 1133 | 300 | 1231 | 294 | Q | 373 | 874
Duct reheat | 7466 | Q | 841 | 1209 | 484 | 2448 | Q | 1049 | 367 | 628
Other | 821 | Q | Q | Q | Q | Q | Q | Q | Q | Q
Cooling equipment (more than one may apply)
Packaged air-conditioning units | 56416 | 2050 | 7385 | 9551 | 4502 | 10407 | 3657 | 7201 | 4810 | 6853
Residential-type central air conditioners | 18437 | 799 | 1985 | 4473 | 2410 | 3118 | 918 | 2175 | 1022 | 1536
Individual air conditioners | 13767 | 936 | 2720 | 2382 | 1133 | 2362 | 815 | 1278 | 649 | 1492
Central chillers | 17910 | 534 | 3182 | 3484 | 1091 | 4087 | 722 | 1703 | 1114 | 1993
Heat pumps | 11138 | 550 | 1844 | 1149 | 874 | 3094 | 616 | 508 | 1075 | 1428
District chilled water | 4288 | Q | 365 | 656 | Q | 1027 | Q | 721 | 267 | 696
Swamp coolers | 2070 | Q | Q | Q | Q | Q | Q | Q | 578 | 734
Other | Q | N | Q | N | N | Q | Q | Q | Q | Q
HVAC features (more than one may apply)
Economizer cycle | 34219 | 1376 | 5544 | 7112 | 3001 | 5315 | 1065 | 3049 | 3278 | 4479
Variable air volume (VAV) system | 29172 | 960 | 4212 | 5708 | 2233 | 5961 | 980 | 3188 | 2616 | 3313
Dedicated outside air system (DOAS) | 9027 | 449 | 1294 | 1367 | 836 | 2099 | 361 | 965 | Q | 945
Demand controlled ventilation (DCV) | 10652 | 607 | 2150 | 1881 | 665 | 1855 | 529 | 1016 | 814 | 1136
Regular HVAC maintenance | 78343 | 3108 | 10364 | 13671 | 6341 | 15377 | 4004 | 9438 | 6717 | 9325
Building automation system (BAS) controls heating/cooling | 40697 | 1702 | 6034 | 7196 | 3010 | 7921 | 1653 | 4720 | 3636 | 4826
Internet-connected/smart thermostat | 6017 | Q | 479 | 835 | 392 | 1283 | 511 | 1166 | 504 | 674
Programmable thermostat | 20937 | 763 | 2970 | 4038 | 1852 | 3074 | 1077 | 2274 | 1739 | 3150
Main equipment replaced since 2000 (more than one may apply)
Heating | 32688 | 1449 | 4569 | 6312 | 3324 | 5756 | 1713 | 3815 | 2138 | 3612
Cooling | 23084 | 1167 | 4146 | 4553 | 1650 | 4160 | 1170 | 2341 | 1607 | 2289
Water-heating equipment
Centralized system | 59621 | 2456 | 7516 | 11856 | 5337 | 11252 | 3208 | 6573 | 5044 | 6379
Distributed system | 14326 | 566 | 2305 | 2148 | 1062 | 2406 | 591 | 2159 | 880 | 2208
Combination of centralized and distributed system | 14129 | 452 | 1782 | 2359 | 1083 | 2933 | 896 | 1732 | 899 | 1993
Generation technologies (more than one may apply)
Reciprocating engine generator | 24861 | 1409 | 4291 | 4621 | 1752 | 5300 | 1007 | 2445 | 2038 | 1998
Solar panels | 3745 | 264 | 941 | 414 | Q | 367 | Q | Q | 396 | 988
Other generation technology | 2040 | Q | 327 | 533 | Q | Q | Q | Q | Q | 370
Lighting equipment types (more than one may apply)
Incandescent | 21148 | 802 | 3339 | 4162 | 1751 | 4035 | 1159 | 2080 | 1443 | 2376
Standard fluorescent | 73157 | 2763 | 9563 | 13254 | 6112 | 14219 | 3962 | 8426 | 5744 | 9116
Compact fluorescent | 33655 | 1370 | 4941 | 6452 | 2526 | 6481 | 1361 | 3653 | 2537 | 4335
High-intensity discharge (HID) | 11352 | 355 | 1740 | 2184 | 890 | 2597 | 798 | 830 | 983 | 974
Halogen | 14963 | 491 | 2078 | 2265 | 1021 | 3011 | 839 | 2087 | 1344 | 1829
LED | 62061 | 2679 | 9039 | 11590 | 5091 | 11326 | 2870 | 6533 | 5164 | 7770
Other | Q | N | N | Q | N | Q | N | Q | N | Q
Refrigeration equipment (more than one may apply)
Any refrigeration | 77951 | 2934 | 10104 | 14370 | 6852 | 15022 | 4019 | 9627 | 6166 | 8858
Walk-in units | 29386 | 1268 | 4217 | 5505 | 2546 | 5989 | 1317 | 3063 | 2503 | 2979
Cases or cabinets | 28586 | 1012 | 4403 | 5366 | 2262 | 5591 | 1376 | 3250 | 2260 | 3066
Large cold storage areas | 3577 | Q | 461 | 416 | Q | 829 | Q | 350 | Q | 456
Commercial ice makers | 34710 | 978 | 4170 | 5934 | 2866 | 7530 | 1890 | 4516 | 3252 | 3572
Residential-type or compact units | 64963 | 2450 | 8280 | 12049 | 5931 | 12529 | 2887 | 8249 | 5120 | 7467
Vending machines | 42071 | 1490 | 5662 | 8121 | 3279 | 8630 | 2245 | 5154 | 3406 | 4084
No refrigeration | 18806 | 814 | 2168 | 3272 | 1649 | 2939 | 1340 | 1931 | 1595 | 3098
Office equipment (more than one may apply)
Desktop computers | 82281 | 3102 | 10872 | 14890 | 6719 | 15609 | 4454 | 10070 | 6555 | 10011
With multiple monitors | 50806 | 1864 | 7044 | 8907 | 3995 | 10226 | 2477 | 5586 | 4271 | 6436
Laptop computers | 69618 | 2722 | 9341 | 13255 | 5626 | 13221 | 3590 | 8300 | 5422 | 8140
Dedicated servers | 51691 | 1993 | 7553 | 9717 | 4041 | 9141 | 2400 | 6161 | 4161 | 6524
Tablets charged in building | 48792 | 1968 | 6450 | 8926 | 3887 | 9400 | 2331 | 5927 | 4375 | 5527
Large floor-standing office devices2 | 54108 | 1978 | 7847 | 9991 | 4104 | 10719 | 2463 | 6292 | 4506 | 6208
Smaller desktop office devices2 | 74817 | 2975 | 10239 | 13424 | 5974 | 14126 | 3797 | 9483 | 5888 | 8911
Interactive whiteboards | 17000 | 727 | 2808 | 3364 | 1331 | 3351 | 964 | 1567 | 1518 | 1371
Televisions/video displays | 63871 | 2413 | 8888 | 11183 | 5169 | 12197 | 3190 | 8259 | 5310 | 7263
Point-of-sales devices/cash registers | 33796 | 1528 | 4684 | 6441 | 2711 | 6059 | 1618 | 3915 | 3429 | 3411
Food preparation or serving areas in non-food service buildings (more than one may apply)
Snack bar/concession stand/coffee shop | 10356 | 329 | 1285 | 1998 | 936 | 2019 | 340 | 1011 | 1102 | 1337
Fast food/small restaurant | 9769 | 329 | 1328 | 2052 | 539 | 1810 | 375 | 980 | 983 | 1373
Cafeteria or large restaurant | 14535 | 725 | 2436 | 3046 | 1208 | 2752 | 635 | 1450 | 1202 | 1081
Commercial kitchen/ food preparation area | 17661 | 767 | 2521 | 3324 | 1598 | 3515 | 696 | 1999 | 1629 | 1611
Small kitchen area | 20617 | 1005 | 2780 | 4288 | 1933 | 3462 | 828 | 2398 | 1939 | 1985
Separate computer areas (more than one may apply)
Server closet | 48700 | 1755 | 7018 | 8991 | 3583 | 9135 | 2391 | 5929 | 4104 | 5794
Data center or server farm | 11383 | 455 | 2114 | 2303 | 733 | 1910 | 422 | 1077 | 982 | 1387
Computer-based training room | 16527 | 461 | 2479 | 3078 | 1421 | 2993 | 736 | 2006 | 1782 | 1572
Student or public computer center | 12656 | 389 | 1878 | 2147 | 1199 | 2182 | 618 | 1825 | 1125 | 1293
Window and interior lighting features (more than one may apply)
Multipaned windows | 73030 | 2908 | 9981 | 13971 | 6978 | 13368 | 3973 | 7789 | 6309 | 7752
Tinted window glass | 44523 | 1140 | 5233 | 7382 | 3509 | 8744 | 2482 | 5862 | 3838 | 6332
Reflective window glass | 17941 | 591 | 2027 | 3855 | 901 | 2745 | 644 | 2091 | 2065 | 3021
External overhangs or awnings | 28834 | 771 | 2666 | 4791 | 2341 | 5487 | 1878 | 3866 | 2767 | 4267
Skylights or atriums | 19792 | 777 | 2403 | 3772 | 1445 | 3563 | 643 | 2179 | 1869 | 3141
Light scheduling | 33666 | 1339 | 5049 | 5971 | 2124 | 6381 | 1124 | 3999 | 3269 | 4410
Occupancy sensors | 44365 | 1953 | 7036 | 8771 | 3056 | 8295 | 1674 | 4052 | 3652 | 5876
Multi-level lighting or dimming | 14467 | 560 | 1622 | 3367 | 1054 | 2826 | 356 | 1314 | 1765 | 1604
Daylight harvesting | 7244 | 265 | 1085 | 1120 | 270 | 1523 | 239 | 726 | 778 | 1239
Plug-load control | 1961 | Q | Q | 456 | Q | 421 | Q | Q | Q | 312
Demand responsive lighting | 2042 | Q | 288 | 570 | Q | 381 | Q | Q | Q | 330
Building automation system (BAS) for lighting | 16707 | 669 | 2142 | 2566 | 1107 | 3428 | 605 | 1952 | 1711 | 2527
Electric vehicle (EV) charging
Charging stations associated with the building | 10165 | 355 | 1303 | 1740 | 343 | 2399 | 381 | 568 | 1131 | 1944
1Other sources includes wood, coal, solar, and all other energy sources. 2Office devices refers to any combination of printers, copiers, scanners, or FAX machines. Q = Data withheld either because the Relative Standard Error (RSE) was greater than 50 percent or fewer than 20 buildings were sampled. N = No cases in reporting sample. Notes: ● Because of rounding, data may not sum to totals. ● See Guide to the 2018 CBECS Tables or CBECS Terminology for definitions of terms used in these tables and/or comparison of differences with prior CBECS tables. Both references can be accessed from http://www.eia.gov/consumption/commercial/data/2018/ ● Data are sample survey estimates with RSEs published in a tab on the Excel worksheet for this table. Source: U.S. Energy Information Administration, Office of Energy Consumption and Efficiency Statistics, Form EIA-871A of the 2018 Commercial Buildings Energy Consumption Survey.

## CBECS_Table B10
Release date: September 2021
Table B10. Number of floors, number of buildings and floorspace, 2018
| Number of buildings (thousand) | [5 empty] | Total floorspace (million square feet)
| All buildings | One floor | Two floors | Three floors | Four to nine floors | Ten or more floors | All buildings | One floor | Two floors | Three floors | Four to nine floors | Ten or more floors
All buildings | 5918 | 4106 | 1286 | 370 | 142 | 16 | 96758 | 43918 | 23317 | 10465 | 13058 | 6000
Building floorspace (square feet)
1,001 to 5,000 | 2837 | 2231 | 476 | 117 | Q | N | 8031 | 6113 | 1518 | 370 | Q | N
5,001 to 10,000 | 1358 | 997 | 297 | 55 | Q | N | 10206 | 7415 | 2297 | 432 | Q | N
10,001 to 25,000 | 966 | 564 | 301 | 82 | 20 | N | 15623 | 9128 | 4801 | 1326 | 368 | N
25,001 to 50,000 | 397 | 186 | 121 | 65 | 25 | N | 14430 | 6726 | 4314 | 2430 | 960 | N
50,001 to 100,000 | 218 | 87 | 57 | 35 | 37 | Q | 15387 | 6081 | 3971 | 2478 | 2703 | Q
100,001 to 200,000 | 93 | 29 | 26 | 10 | 25 | 4 | 13042 | 4046 | 3525 | 1338 | 3451 | 682
200,001 to 500,000 | 40 | 11 | 7 | 5 | 11 | 6 | 11723 | 3135 | 1884 | 1400 | 3384 | 1920
Over 500,000 | 9 | 2 | 1 | 1 | 2 | 3 | 8317 | 1274 | 1006 | 691 | 2102 | 3244
Principal building activity
Education | 438 | 278 | 111 | 26 | 23 | Q | 13686 | 4978 | 4346 | 1990 | 2294 | Q
Food sales | 163 | 149 | Q | Q | Q | N | 1032 | 858 | Q | Q | Q | N
Food service | 284 | 214 | 47 | Q | Q | N | 1372 | 950 | 292 | Q | Q | N
Health care | 137 | 80 | 36 | 13 | 8 | 1 | 4011 | 676 | 598 | 423 | 1711 | 602
Inpatient | 9 | Q | Q | Q | 3 | 1 | 2259 | Q | Q | 168 | 1307 | 537
Outpatient | 129 | 78 | 35 | 11 | 4 | Q | 1753 | 563 | 465 | 255 | 404 | Q
Lodging | 214 | 68 | 85 | 29 | 28 | 4 | 6997 | 902 | 1399 | 1145 | 2127 | 1424
Mercantile | 518 | 408 | 79 | 32 | Q | N | 10781 | 8287 | 1734 | 705 | Q | N
Retail (other than mall) | 352 | 268 | 53 | 30 | Q | N | 5193 | 4027 | 769 | 361 | Q | N
Enclosed and strip malls | 167 | 139 | 26 | Q | Q | N | 5588 | 4261 | 965 | Q | Q | N
Office | 970 | 544 | 273 | 105 | 38 | 9 | 16682 | 3347 | 3687 | 2225 | 3879 | 3544
Public assembly | 488 | 307 | 116 | 47 | 18 | Q | 7157 | 2842 | 1906 | 1125 | 1261 | Q
Public order and safety | 74 | 51 | Q | Q | 2 | 1 | 1563 | 574 | Q | Q | 280 | 197
Religious worship | 439 | 213 | 182 | 37 | Q | N | 5686 | 2198 | 2329 | 963 | Q | N
Service | 867 | 708 | 144 | Q | Q | N | 6343 | 4800 | 1297 | Q | Q | N
Warehouse and storage | 1004 | 846 | 137 | 19 | Q | N | 17429 | 12040 | 4098 | 845 | Q | N
Other | 113 | 85 | 16 | Q | Q | Q | 2403 | 715 | 752 | Q | 541 | Q
Vacant | 209 | 154 | 38 | Q | 3 | Q | 1616 | 751 | 429 | Q | 208 | Q
Year constructed
Before 1920 | 329 | 77 | 142 | 88 | 21 | Q | 3600 | 374 | 997 | 1188 | 828 | Q
1920 to 1945 | 379 | 182 | 102 | 76 | 18 | 2 | 5646 | 1197 | 1189 | 1087 | 1335 | 839
1946 to 1959 | 517 | 348 | 117 | 40 | 12 | Q | 6958 | 3379 | 1502 | 1158 | 766 | 154
1960 to 1969 | 685 | 484 | 154 | 32 | 15 | 1 | 10337 | 4294 | 2946 | 1108 | 1428 | 561
1970 to 1979 | 831 | 610 | 184 | 24 | 12 | 2 | 13257 | 5870 | 3814 | 1217 | 1534 | 821
1980 to 1989 | 794 | 590 | 153 | 33 | 14 | 4 | 13463 | 6378 | 2912 | 1110 | 1382 | 1681
1990 to 1999 | 921 | 696 | 176 | 30 | 17 | 1 | 15550 | 8082 | 3804 | 1308 | 1824 | 532
2000 to 2009 | 924 | 719 | 155 | 26 | 22 | 2 | 17678 | 9370 | 3984 | 1385 | 2203 | 735
2010 to 2018 | 537 | 400 | 103 | 20 | 12 | 1 | 10270 | 4974 | 2169 | 906 | 1757 | 464
Census region
Northeast | 793 | 365 | 258 | 117 | 47 | 7 | 16020 | 4561 | 4001 | 2394 | 3313 | 1751
Midwest | 1719 | 1145 | 419 | 121 | 33 | 2 | 26143 | 11872 | 6918 | 3505 | 2649 | 1199
South | 2143 | 1636 | 375 | 90 | 37 | 5 | 34878 | 17663 | 7821 | 3152 | 4454 | 1787
West | 1264 | 959 | 234 | 42 | 25 | 3 | 19717 | 9822 | 4577 | 1414 | 2642 | 1262
Elevators and escalators (more than one may apply)
Any elevators | 503 | N | 228 | 150 | 109 | 16 | 36488 | N | 10123 | 7940 | 12425 | 6000
Number of elevators
One | 366 | N | 207 | 112 | 47 | Q | 14189 | N | 7788 | 4168 | 2154 | Q
Two to five | 121 | N | 21 | 37 | 56 | 7 | 13328 | N | 2051 | 2974 | 7086 | 1217
Six or more | 16 | N | 1 | 2 | 6 | 8 | 8970 | N | 284 | 798 | 3185 | 4703
Any escalators | 14 | N | Q | 3 | 2 | 2 | 3753 | N | 464 | 640 | 841 | 1808
Number of workers (main shift)
Fewer than 5 | 3270 | 2491 | 608 | 155 | 15 | Q | 21128 | 13778 | 4932 | 1845 | 552 | Q
5 to 9 | 1116 | 769 | 246 | 76 | 24 | Q | 10364 | 6011 | 2622 | 1003 | 672 | Q
10 to 19 | 713 | 443 | 200 | 50 | 20 | Q | 11575 | 5721 | 3632 | 1316 | 793 | Q
20 to 49 | 492 | 272 | 149 | 46 | 24 | 1 | 16126 | 7850 | 4469 | 1951 | 1597 | 258
50 to 99 | 201 | 99 | 55 | 26 | 20 | 1 | 12956 | 5367 | 3752 | 1665 | 1907 | 265
100 to 249 | 91 | 29 | 24 | 13 | 21 | 3 | 12452 | 4453 | 2783 | 1752 | 2786 | 678
250 or more | 37 | 2 | 4 | 5 | 17 | 9 | 12156 | 737 | 1125 | 933 | 4752 | 4608
Weekly operating hours
Fewer than 40 | 1388 | 975 | 314 | 80 | 18 | Q | 11926 | 6389 | 3512 | 1110 | 780 | Q
40 to 48 | 1474 | 1062 | 296 | 95 | 21 | 1 | 18580 | 10199 | 4915 | 1993 | 1218 | 255
49 to 60 | 1243 | 811 | 313 | 84 | 30 | 4 | 22519 | 10093 | 5725 | 2403 | 2836 | 1461
61 to 84 | 643 | 449 | 141 | 33 | 18 | 2 | 14452 | 6425 | 3496 | 1633 | 2014 | 885
85 to 167 | 464 | 361 | 63 | 28 | 11 | Q | 10100 | 5202 | 2357 | 1138 | 1269 | Q
Open continuously | 705 | 447 | 158 | 49 | 43 | 7 | 19180 | 5609 | 3312 | 2187 | 4942 | 3130
Ownership and occupancy
Nongovernment owned | 4982 | 3428 | 1132 | 292 | 116 | 13 | 75055 | 35923 | 17853 | 7205 | 9109 | 4965
Owner occupied | 3249 | 2184 | 745 | 224 | 88 | 7 | 45609 | 19712 | 11315 | 5432 | 6116 | 3035
Leased to tenant(s) | 1581 | 1124 | 364 | 60 | 26 | 6 | 28456 | 15721 | 6275 | 1670 | 2875 | 1915
Unoccupied | 152 | 120 | Q | Q | Q | Q | 990 | 491 | Q | Q | Q | Q
Government owned | 937 | 678 | 154 | 77 | 25 | 2 | 21703 | 7995 | 5464 | 3260 | 3949 | 1035
Federal | 70 | 55 | 9 | Q | 1 | Q | 1946 | 605 | 426 | Q | 366 | 442
State | 256 | 184 | 26 | 32 | 13 | 1 | 6878 | 2272 | 1263 | 1223 | 1882 | 238
Local | 610 | 439 | 119 | 41 | 11 | 1 | 12878 | 5119 | 3774 | 1930 | 1700 | 355
Party responsible for operation of energy systems
Building owner | 4872 | 3310 | 1089 | 328 | 130 | 14 | 79515 | 32903 | 19745 | 9475 | 11863 | 5529
Business owner or tenant | 831 | 662 | 142 | 24 | 3 | Q | 12956 | 9242 | 2670 | 436 | 539 | Q
Property management | 97 | 67 | 22 | Q | 3 | 1 | 1994 | 762 | 397 | Q | 313 | 295
Other | 118 | 67 | Q | Q | 5 | 0 | 2293 | 1011 | 504 | Q | 343 | 108
Provider of direct input on energy- related equipment purchases
Building owner | 5127 | 3508 | 1146 | 325 | 133 | 15 | 83103 | 35425 | 20610 | 9434 | 12017 | 5617
Business owner or tenant | 483 | 389 | 77 | 15 | 2 | Q | 7682 | 5765 | 1307 | 260 | 298 | Q
Property management | 49 | 40 | Q | Q | 1 | Q | 1069 | 422 | Q | Q | 143 | Q
Other | 260 | 169 | 56 | 28 | 6 | 1 | 4904 | 2306 | 1104 | 674 | 600 | 220
Number of establishments
One | 4719 | 3350 | 1008 | 258 | 96 | 7 | 65708 | 31505 | 17022 | 7180 | 7940 | 2062
2 to 5 | 811 | 513 | 197 | 72 | 27 | 2 | 16449 | 7172 | 3918 | 1830 | 2517 | 1013
6 to 10 | 135 | 72 | 35 | 19 | 7 | 2 | 5539 | 2397 | 911 | 567 | 988 | 677
11 to 20 | 63 | 32 | 20 | 2 | 7 | 2 | 3894 | 1440 | 794 | 193 | 763 | 705
More than 20 | 19 | 6 | Q | 5 | 3 | 3 | 3999 | 855 | 393 | 515 | 715 | 1521
Currently unoccupied | 170 | 133 | Q | Q | Q | Q | 1168 | 549 | Q | Q | Q | Q
Campus or complex activity
Not part of a campus or complex | 3622 | 2461 | 834 | 240 | 76 | 11 | 56948 | 26066 | 14725 | 6377 | 6115 | 3665
Primary or secondary school | 247 | 190 | 44 | 6 | Q | N | 5134 | 2662 | 1496 | 411 | 566 | N
College or university | 103 | 39 | 30 | 13 | 20 | 1 | 3761 | 469 | 591 | 698 | 1793 | 211
Office complex | 141 | 77 | 38 | 13 | 11 | 1 | 3823 | 692 | 742 | 349 | 1176 | 864
Retail complex | 250 | 206 | 41 | Q | Q | Q | 4523 | 3216 | 1002 | Q | Q | Q
Storage complex | 418 | 365 | 41 | Q | Q | N | 5684 | 4261 | 1087 | Q | Q | N
Religious campus or complex | 253 | 131 | 91 | 24 | Q | Q | 3257 | 1250 | 1221 | 566 | Q | Q
Health care complex | 60 | 36 | 12 | 5 | 7 | 1 | 2819 | 390 | 280 | 177 | 1409 | 563
Lodging or resort complex | 102 | 52 | 34 | Q | 5 | Q | 1602 | 303 | 381 | Q | 324 | Q
Transportation complex | 36 | 33 | Q | Q | Q | Q | 774 | 227 | Q | Q | Q | Q
Government complex | 124 | 101 | 14 | Q | 2 | Q | 1701 | 738 | 293 | Q | 333 | Q
Other | 563 | 416 | 104 | 36 | 5 | Q | 6732 | 3645 | 1371 | 653 | 797 | Q
Predominant exterior wall material
Brick, stone, or stucco | 2490 | 1519 | 638 | 239 | 88 | 7 | 46291 | 16880 | 12149 | 6859 | 8040 | 2362
Concrete (block or poured) | 935 | 688 | 193 | 34 | 17 | 4 | 19565 | 10280 | 4512 | 1522 | 2128 | 1124
Concrete panels | 137 | 85 | 33 | 11 | 5 | 2 | 8331 | 3666 | 2048 | 733 | 1039 | 846
Siding or shingles | 948 | 607 | 253 | 70 | 17 | Q | 5982 | 3172 | 1880 | 670 | 230 | Q
Metal panels | 1250 | 1098 | 140 | Q | 1 | Q | 12184 | 9104 | 2199 | Q | 273 | Q
Window glass | 19 | Q | Q | Q | 5 | 2 | 2186 | Q | Q | Q | 862 | 950
Other | 139 | 103 | 24 | Q | Q | 1 | 2219 | 720 | 361 | Q | 486 | 546
Predominant roof material
Metal surfacing | 2198 | 1818 | 333 | 38 | 8 | Q | 21013 | 15090 | 4339 | 1024 | 412 | Q
Synthetic or rubber | 940 | 565 | 222 | 95 | 51 | 7 | 31621 | 11182 | 7726 | 4342 | 5790 | 2581
Built-up | 708 | 477 | 142 | 52 | 31 | 6 | 19286 | 6899 | 4399 | 1991 | 3699 | 2299
Slate or tile shingles | 376 | 234 | 93 | 35 | 13 | Q | 3997 | 1647 | 1020 | 613 | 694 | Q
Wooden materials (including shingles) | 166 | 96 | 49 | Q | Q | N | 1562 | 758 | 457 | Q | Q | N
Asphalt, fiberglass, or other shingles | 1311 | 773 | 394 | 119 | 24 | 1 | 14272 | 6638 | 4353 | 1817 | 1168 | 296
Concrete | 83 | 43 | 26 | Q | 5 | 1 | 1968 | 396 | 400 | Q | 609 | 365
Other | 136 | 99 | 25 | 9 | 3 | 1 | 3039 | 1308 | 622 | 292 | 528 | 289
Roof tilt
Flat | 1914 | 1265 | 413 | 140 | 82 | 15 | 54358 | 20213 | 12131 | 6408 | 9851 | 5756
Shallow pitch | 2313 | 1765 | 433 | 92 | 23 | 1 | 27714 | 16992 | 6842 | 1990 | 1720 | 169
Steeper pitch | 1691 | 1077 | 440 | 138 | 37 | Q | 14686 | 6713 | 4344 | 2067 | 1487 | Q
Cool roof characteristics (more than one may apply)
White/reflective coating or paint | 1285 | 914 | 253 | 67 | 45 | 5 | 32977 | 14449 | 7528 | 3209 | 5580 | 2211
White/reflective tiles or shingles | 140 | 91 | 38 | 7 | 5 | Q | 2673 | 1114 | 615 | 389 | 382 | Q
Aluminum coating | 528 | 433 | 76 | 10 | 8 | Q | 6149 | 3922 | 1331 | 372 | 436 | Q
Ballasted roof system | 114 | 62 | 28 | 13 | 9 | 2 | 6277 | 1535 | 1245 | 823 | 1319 | 1355
Other cool roof property | 35 | Q | Q | Q | 1 | 2 | 1603 | Q | Q | Q | 324 | 683
Renovations since 2000 (more than one may apply)
Any type of renovation | 2032 | 1210 | 559 | 181 | 72 | 10 | 45296 | 15934 | 11526 | 5509 | 7908 | 4418
Addition or annex | 327 | 196 | 89 | 33 | 8 | 1 | 10845 | 3564 | 3160 | 1619 | 1866 | 635
Reduction in floorspace | 35 | 15 | 13 | Q | 1 | 1 | 1784 | 393 | 351 | Q | 355 | 398
Roof replacement | 847 | 468 | 260 | 80 | 33 | 5 | 20872 | 6441 | 5485 | 2584 | 3816 | 2546
Interior wall reconfiguration | 709 | 388 | 211 | 73 | 31 | 7 | 21286 | 5575 | 5003 | 2846 | 4465 | 3398
Window replacement | 484 | 248 | 142 | 68 | 23 | 2 | 10980 | 2819 | 2665 | 1719 | 2116 | 1662
HVAC equipment upgrade | 1006 | 563 | 292 | 99 | 45 | 8 | 27591 | 8122 | 6806 | 3460 | 5491 | 3713
Lighting upgrade | 1012 | 547 | 310 | 100 | 47 | 9 | 29087 | 8490 | 6813 | 3843 | 5976 | 3966
Electrical upgrade | 565 | 295 | 171 | 69 | 24 | 5 | 15772 | 4157 | 3354 | 2093 | 3492 | 2677
Plumbing system upgrade | 584 | 293 | 193 | 62 | 30 | 6 | 15500 | 3612 | 3617 | 1866 | 3548 | 2857
Insulation upgrade | 307 | 175 | 91 | 27 | 12 | 3 | 7963 | 2173 | 1882 | 772 | 1364 | 1772
Fire, safety, or security upgrade | 570 | 269 | 189 | 70 | 35 | 7 | 20007 | 4765 | 5102 | 2639 | 4208 | 3293
Structural upgrade | 147 | 81 | 38 | 21 | 6 | 2 | 4203 | 894 | 1058 | 442 | 711 | 1098
Other | 43 | 22 | Q | Q | Q | Q | 1296 | 955 | Q | Q | Q | Q
No renovations | 3530 | 2621 | 671 | 172 | 61 | 5 | 44013 | 24096 | 10361 | 4292 | 3882 | 1382
Buildings constructed 2013 or later | 357 | 275 | 56 | 16 | 9 | Q | 7449 | 3888 | 1429 | 664 | 1268 | Q
Energy sources (more than one may apply)
Electricity | 5613 | 3822 | 1270 | 364 | 142 | 16 | 95179 | 42530 | 23169 | 10428 | 13054 | 5998
Natural gas | 2974 | 1850 | 761 | 248 | 104 | 11 | 67994 | 27623 | 17218 | 8118 | 10465 | 4570
Fuel oil | 586 | 322 | 160 | 54 | 41 | 9 | 21198 | 4936 | 3745 | 2382 | 6080 | 4055
District heat | 86 | 22 | 23 | 12 | 25 | 4 | 6750 | 320 | 579 | 770 | 3058 | 2023
District chilled water | 55 | 22 | 7 | 9 | 16 | 1 | 4288 | 298 | 311 | 622 | 2401 | 657
Propane | 676 | 430 | 200 | 35 | 11 | 1 | 10157 | 4557 | 3265 | 850 | 1000 | Q
Solar | 99 | 66 | 20 | 7 | Q | Q | 3814 | 1356 | 882 | 405 | 827 | Q
Wood, coal, and other | 180 | 134 | 37 | Q | Q | Q | 2113 | 1168 | 437 | Q | Q | Q
Space-heating energy sources (more than one may apply)
Electricity | 2566 | 1795 | 560 | 147 | 57 | 8 | 45645 | 20398 | 11063 | 5088 | 5875 | 3221
Natural gas | 2583 | 1603 | 673 | 219 | 79 | 8 | 58306 | 25444 | 15103 | 7016 | 7620 | 3123
Fuel oil | 266 | 127 | 96 | 31 | 11 | Q | 4126 | 1090 | 1049 | 599 | 937 | 452
District heat | 83 | 19 | 23 | 12 | 25 | 4 | 6552 | 285 | 579 | 765 | 2922 | 2001
Propane | 431 | 264 | 138 | 26 | Q | Q | 3896 | 1914 | 1281 | 348 | Q | Q
Other sources1 | 127 | 103 | Q | Q | Q | Q | 927 | 686 | Q | Q | Q | Q
Primary space-heating energy source
Electricity | 1859 | 1362 | 368 | 89 | 34 | 5 | 27654 | 13089 | 6527 | 2802 | 3422 | 1814
Natural gas | 2341 | 1456 | 605 | 204 | 69 | 6 | 50368 | 22361 | 13308 | 6192 | 6204 | 2303
Fuel oil | 222 | 103 | 88 | 24 | 6 | Q | 2216 | 688 | 869 | 275 | 342 | Q
District heat | 78 | Q | 22 | 10 | 24 | 4 | 6095 | Q | 543 | 685 | 2800 | 1824
Propane | 338 | 216 | 101 | Q | Q | N | 2290 | 1373 | 712 | Q | Q | N
Other sources1 | 63 | 53 | Q | Q | Q | N | 380 | 329 | Q | Q | Q | N
Cooling energy sources (more than one may apply)
Electricity | 4584 | 2980 | 1148 | 321 | 120 | 15 | 84861 | 36684 | 22103 | 9366 | 11101 | 5607
Natural gas | 4 | Q | Q | Q | Q | Q | 400 | Q | Q | Q | Q | Q
District chilled water | 55 | 22 | 7 | 9 | 16 | 1 | 4288 | 298 | 311 | 622 | 2401 | 657
Water-heating energy sources (more than one may apply)
Electricity | 2785 | 1903 | 671 | 161 | 43 | 7 | 47354 | 24087 | 11064 | 4901 | 4657 | 2646
Natural gas | 1885 | 1096 | 530 | 171 | 80 | 7 | 46783 | 18015 | 12493 | 5769 | 7804 | 2702
Fuel oil | 72 | 26 | Q | 17 | 5 | Q | 1807 | 305 | 385 | 353 | 436 | Q
District heat | 38 | Q | Q | 7 | 14 | 3 | 4206 | Q | Q | 435 | 1908 | 1562
Propane | 145 | 86 | 43 | Q | Q | N | 1947 | 971 | 629 | Q | Q | N
Cooking energy sources (more than one may apply)
Electricity | 1216 | 701 | 359 | 104 | 45 | 6 | 30592 | 11414 | 7705 | 3356 | 5079 | 3038
Natural gas | 726 | 448 | 164 | 69 | 38 | 6 | 27656 | 9317 | 6136 | 3662 | 5431 | 3111
Propane | 159 | 94 | 43 | 12 | 9 | Q | 3101 | 1093 | 990 | 317 | 587 | Q
Energy end uses (more than one may apply)
Buildings with space heating | 4901 | 3210 | 1194 | 347 | 134 | 16 | 89003 | 38084 | 21998 | 10151 | 12786 | 5984
Buildings with cooling | 4631 | 3001 | 1155 | 327 | 131 | 16 | 87841 | 36930 | 22373 | 9786 | 12754 | 5998
Buildings with water heating | 4595 | 2912 | 1192 | 340 | 135 | 16 | 88076 | 37122 | 22142 | 9990 | 12845 | 5976
Buildings with cooking | 1736 | 1013 | 485 | 156 | 73 | 9 | 43633 | 15112 | 10724 | 5517 | 7780 | 4501
Buildings with manufacturing | 322 | 239 | 67 | 13 | 2 | Q | 6871 | 3679 | 2061 | 526 | 348 | Q
Buildings with electricity generation | 706 | 436 | 164 | 48 | 48 | 9 | 29439 | 8458 | 6128 | 3210 | 7351 | 4292
Percentage of floorspace heated
Not heated | 1017 | 896 | 92 | 22 | 7 | Q | 7754 | 5834 | 1319 | 314 | 271 | Q
1 to 50 | 693 | 477 | 173 | 33 | 9 | 0 | 10617 | 6080 | 2905 | 702 | 800 | 130
51 to 99 | 905 | 553 | 188 | 116 | 43 | 6 | 20244 | 7635 | 3971 | 2625 | 3545 | 2468
100 | 3303 | 2179 | 832 | 199 | 83 | 10 | 58143 | 24369 | 15122 | 6824 | 8442 | 3386
Percentage of floorspace cooled
Not cooled | 1288 | 1104 | 131 | 42 | Q | Q | 8917 | 6988 | 944 | 679 | Q | Q
1 to 50 | 1111 | 712 | 328 | 46 | 24 | Q | 19747 | 11077 | 5952 | 1162 | 1466 | Q
51 to 99 | 998 | 552 | 250 | 136 | 52 | 7 | 26388 | 8915 | 5955 | 3612 | 4822 | 3083
100 | 2522 | 1737 | 576 | 145 | 55 | 8 | 41706 | 16938 | 10466 | 5012 | 6466 | 2824
Percentage lit when open
Zero | Q | Q | Q | N | N | N | Q | Q | Q | N | N | N
1 to 50 | 1280 | 763 | 377 | 105 | 34 | 1 | 14213 | 7135 | 4257 | 1513 | 1091 | 218
51 to 99 | 1784 | 1126 | 435 | 151 | 65 | 8 | 39002 | 15114 | 9528 | 4865 | 6327 | 3168
100 | 2272 | 1709 | 415 | 100 | 40 | 7 | 40015 | 19078 | 8963 | 3907 | 5477 | 2590
Building never open/electricity not used | 513 | 442 | 55 | Q | Q | Q | 2998 | 2197 | 434 | Q | Q | Q
Percentage lit during off hours
Zero | 2054 | 1541 | 412 | 81 | 20 | Q | 15602 | 10569 | 3667 | 912 | 450 | Q
1 to 50 | 3243 | 2055 | 809 | 262 | 104 | 13 | 70060 | 28792 | 17951 | 8313 | 10167 | 4836
51 to 100 | 238 | 166 | 42 | 16 | 12 | 2 | 7211 | 2459 | 1334 | 782 | 1721 | 915
Building always open with no "off hours" | 78 | 60 | Q | Q | 6 | 1 | 2306 | 709 | Q | 421 | 716 | 243
Electricity not used | 305 | 284 | Q | Q | Q | Q | 1579 | 1389 | Q | Q | Q | Q
Heating equipment (more than one may apply)
Packaged heating units | 2187 | 1558 | 454 | 124 | 47 | 4 | 48113 | 24350 | 11670 | 5249 | 4813 | 2031
Furnaces | 1621 | 984 | 503 | 124 | 10 | Q | 17449 | 9673 | 5323 | 1748 | 635 | Q
Individual space heaters | 1246 | 835 | 308 | 69 | 33 | 2 | 21143 | 9344 | 6038 | 2301 | 2259 | 1200
Boilers | 703 | 280 | 231 | 118 | 65 | 8 | 28902 | 6303 | 7809 | 4912 | 6941 | 2937
Heat pumps | 673 | 440 | 153 | 56 | 21 | 4 | 15146 | 6332 | 3419 | 1914 | 1988 | 1494
District heat | 83 | 19 | 23 | 12 | 25 | 4 | 6552 | 285 | 579 | 765 | 2922 | 2001
Duct reheat | 134 | 83 | 28 | 10 | 11 | 3 | 7466 | 2027 | 1130 | 975 | 1981 | 1353
Other | 17 | 10 | Q | Q | Q | Q | 821 | 522 | Q | Q | Q | Q
Cooling equipment (more than one may apply)
Packaged air-conditioning units | 2565 | 1780 | 557 | 153 | 69 | 6 | 56416 | 27075 | 14388 | 6241 | 6328 | 2384
Residential-type central air conditioners | 1309 | 742 | 424 | 116 | 26 | 2 | 18437 | 7738 | 5526 | 2139 | 2258 | 776
Individual air conditioners | 735 | 402 | 209 | 80 | 41 | 3 | 13767 | 4483 | 3606 | 2063 | 2779 | 836
Central chillers | 202 | 72 | 55 | 34 | 31 | 10 | 17910 | 2462 | 3860 | 2588 | 4979 | 4020
Heat pumps | 492 | 311 | 127 | 32 | 19 | 4 | 11138 | 3688 | 2610 | 1243 | 2101 | 1497
District chilled water | 55 | 22 | 7 | 9 | 16 | 1 | 4288 | 298 | 311 | 622 | 2401 | 657
Swamp coolers | 85 | 63 | 15 | Q | 3 | 1 | 2070 | 868 | 411 | Q | 375 | 210
Other | Q | Q | Q | Q | Q | Q | Q | Q | Q | Q | Q | Q
HVAC features (more than one may apply)
Economizer cycle | 747 | 415 | 193 | 73 | 57 | 9 | 34219 | 9677 | 7835 | 4252 | 8019 | 4435
Variable air volume (VAV) system | 698 | 411 | 164 | 64 | 50 | 9 | 29172 | 6603 | 6491 | 4135 | 7494 | 4449
Dedicated outside air system (DOAS) | 249 | 152 | 55 | 18 | 20 | 3 | 9027 | 2166 | 1593 | 1170 | 2569 | 1529
Demand controlled ventilation (DCV) | 349 | 213 | 94 | 21 | 17 | 3 | 10652 | 3721 | 2580 | 1259 | 1857 | 1234
Regular HVAC maintenance | 3554 | 2273 | 889 | 251 | 125 | 16 | 78343 | 32042 | 18806 | 9082 | 12440 | 5973
Building automation system (BAS) controls heating/cooling | 933 | 529 | 239 | 82 | 72 | 12 | 40697 | 12027 | 9082 | 5133 | 9264 | 5191
Internet-connected/smart thermostat | 325 | 206 | 92 | 21 | 6 | Q | 6017 | 2601 | 1807 | 604 | 647 | Q
Programmable thermostat | 1545 | 1002 | 434 | 88 | 20 | Q | 20937 | 11549 | 6316 | 1935 | 1008 | Q
Main equipment replaced since 2000 (more than one may apply)
Heating | 1937 | 1251 | 469 | 170 | 41 | 6 | 32688 | 14348 | 8698 | 4258 | 3666 | 1718
Cooling | 1269 | 668 | 424 | 131 | 40 | 6 | 23084 | 6995 | 6851 | 2954 | 3748 | 2537
Water-heating equipment
Centralized system | 3538 | 2161 | 990 | 269 | 107 | 10 | 59621 | 24423 | 16338 | 6825 | 8527 | 3508
Distributed system | 782 | 597 | 134 | 38 | 11 | 2 | 14326 | 8317 | 2782 | 1281 | 1167 | 778
Combination of centralized and distributed system | 274 | 154 | 68 | 33 | 16 | 4 | 14129 | 4382 | 3022 | 1883 | 3151 | 1691
Generation technologies (more than one may apply)
Reciprocating engine generators | 578 | 354 | 137 | 39 | 40 | 9 | 24861 | 6727 | 5015 | 2773 | 6359 | 3986
Solar panels | 94 | 61 | 19 | 7 | Q | Q | 3745 | 1334 | 860 | 402 | 814 | Q
Other generation technology | 43 | 22 | 10 | Q | Q | Q | 2040 | 608 | 485 | Q | 607 | 190
Lighting equipment types (more than one may apply)
Incandescent | 1100 | 593 | 347 | 115 | 40 | 4 | 21148 | 7377 | 5460 | 3070 | 3382 | 1858
Standard fluorescent | 4019 | 2668 | 961 | 268 | 110 | 11 | 73157 | 31800 | 17941 | 8145 | 10524 | 4747
Compact fluorescent | 1133 | 598 | 334 | 125 | 67 | 9 | 33655 | 10358 | 7503 | 4671 | 7238 | 3884
High-intensity discharge (HID) | 238 | 155 | 52 | 15 | 14 | 2 | 11352 | 3910 | 2087 | 1317 | 2488 | 1551
Halogen | 552 | 318 | 169 | 47 | 14 | 3 | 14963 | 5915 | 3460 | 1608 | 2383 | 1597
LED | 2592 | 1564 | 695 | 213 | 107 | 14 | 62061 | 23057 | 14882 | 7810 | 10699 | 5612
Other | Q | Q | Q | Q | N | Q | Q | Q | Q | Q | N | Q
Refrigeration equipment (more than one may apply)
Any refrigeration | 3850 | 2474 | 968 | 273 | 120 | 14 | 77951 | 32051 | 19701 | 8701 | 11874 | 5624
Walk-in units | 706 | 486 | 120 | 55 | 38 | 6 | 29386 | 10288 | 5558 | 3698 | 6115 | 3728
Cases or cabinets | 837 | 562 | 151 | 77 | 40 | 7 | 28586 | 10722 | 5603 | 3355 | 5548 | 3358
Large cold storage areas | 69 | 46 | 8 | 9 | 5 | 0 | 3577 | 1195 | 686 | 522 | 573 | 601
Commercial ice makers | 872 | 536 | 202 | 77 | 49 | 8 | 34710 | 11152 | 7829 | 4559 | 7093 | 4076
Residential-type or compact units | 3321 | 2094 | 881 | 233 | 102 | 12 | 64963 | 26096 | 16835 | 7309 | 9928 | 4795
Vending machines | 800 | 469 | 195 | 69 | 57 | 9 | 42071 | 14863 | 9518 | 4889 | 8387 | 4414
No refrigeration | 2068 | 1632 | 317 | 96 | 21 | 2 | 18806 | 11867 | 3615 | 1764 | 1184 | 376
Office equipment (more than one may apply)
Desktop computers | 3804 | 2426 | 947 | 294 | 122 | 15 | 82281 | 34528 | 20350 | 9307 | 12357 | 5739
With multiple monitors | 1504 | 801 | 489 | 123 | 78 | 13 | 50806 | 17536 | 12693 | 5506 | 9674 | 5397
Laptop computers | 2786 | 1625 | 800 | 234 | 113 | 14 | 69618 | 26627 | 17721 | 8405 | 11269 | 5594
Dedicated servers | 1400 | 802 | 389 | 120 | 75 | 13 | 51691 | 17892 | 12535 | 6110 | 9748 | 5406
Tablets charged in building | 1556 | 871 | 456 | 145 | 73 | 11 | 48792 | 17284 | 12516 | 5674 | 8764 | 4554
Large floor-standing office devices2 | 1456 | 809 | 411 | 136 | 89 | 12 | 54108 | 18345 | 13597 | 6554 | 10343 | 5269
Smaller desktop office devices2 | 3560 | 2259 | 888 | 282 | 118 | 13 | 74817 | 31461 | 17967 | 8627 | 11293 | 5468
Interactive whiteboards | 262 | 152 | 53 | 23 | 30 | 3 | 17000 | 4413 | 4188 | 2226 | 3991 | 2182
Televisions/video displays | 2451 | 1485 | 652 | 197 | 103 | 13 | 63871 | 24426 | 15615 | 7608 | 10705 | 5517
Point-of-sales devices/cash registers | 1420 | 978 | 290 | 104 | 41 | 7 | 33796 | 14100 | 6972 | 3582 | 5525 | 3616
Food preparation or serving areas in non-food service buildings (more than one may apply)
Snack bar/concession stand/coffee shop | 144 | 98 | 19 | 13 | 11 | 4 | 10356 | 2133 | 1740 | 1420 | 2539 | 2524
Fast food/small restaurant | 160 | 108 | 18 | 18 | 13 | 3 | 9769 | 3761 | 1117 | 1029 | 1793 | 2068
Cafeteria/large restaurant | 131 | 51 | 42 | 18 | 16 | 4 | 14535 | 3011 | 3243 | 1990 | 3655 | 2636
Commercial kitchen/ food preparation area | 283 | 147 | 73 | 36 | 24 | 3 | 17661 | 5730 | 3263 | 2629 | 3832 | 2206
Small kitchen area | 1019 | 531 | 346 | 98 | 39 | 5 | 20617 | 5786 | 5996 | 2811 | 3589 | 2435
Separate computer areas (more than one may apply)
Server closet | 1237 | 708 | 339 | 105 | 73 | 12 | 48700 | 16624 | 11713 | 6001 | 9436 | 4927
Data center | 116 | 65 | 16 | 11 | 20 | 5 | 11383 | 2229 | 1704 | 1221 | 3431 | 2797
Computer-based training room | 228 | 127 | 53 | 24 | 21 | 3 | 16527 | 4830 | 3711 | 2164 | 3771 | 2052
Student or public computer center | 236 | 124 | 64 | 26 | 19 | 2 | 12656 | 3578 | 3298 | 1833 | 2876 | 1071
Window and interior lighting features (more than one may apply)
Multipaned windows | 3527 | 2236 | 893 | 273 | 112 | 13 | 73030 | 29809 | 18259 | 8659 | 11158 | 5144
Tinted window glass | 1679 | 1115 | 403 | 107 | 45 | 10 | 44523 | 18600 | 10310 | 4901 | 6600 | 4111
Reflective window glass | 497 | 311 | 109 | 47 | 27 | 3 | 17941 | 6633 | 3491 | 1992 | 3810 | 2015
External overhangs or awnings | 1513 | 1054 | 339 | 88 | 29 | 3 | 28834 | 14026 | 6966 | 2903 | 3232 | 1706
Skylights or atriums | 509 | 284 | 165 | 35 | 22 | 3 | 19792 | 6665 | 4816 | 2667 | 3668 | 1976
Light scheduling | 910 | 540 | 226 | 82 | 52 | 9 | 33666 | 11660 | 7176 | 4106 | 6423 | 4301
Occupancy sensors | 1025 | 610 | 246 | 83 | 74 | 12 | 44365 | 14676 | 10201 | 5246 | 9078 | 5163
Multi-level lighting or dimming | 332 | 163 | 100 | 41 | 24 | 5 | 14467 | 3715 | 2994 | 2088 | 3056 | 2615
Daylight harvesting | 138 | 86 | 35 | 4 | 9 | 3 | 7244 | 1900 | 1290 | 517 | 1750 | 1787
Plug-load control | 58 | 30 | 17 | 7 | 3 | 1 | 1961 | 388 | 429 | 294 | 591 | 259
Demand responsive lighting | 98 | 60 | 31 | Q | 3 | 1 | 2042 | 640 | 321 | Q | 486 | 261
Building automation system (BAS) for lighting | 317 | 209 | 65 | 20 | 18 | 5 | 16707 | 6141 | 3191 | 1759 | 3124 | 2492
Electric vehicle (EV) charging
Charging stations associated with the building | 132 | 70 | 32 | 11 | 16 | 3 | 10165 | 2924 | 1752 | 754 | 2627 | 2108
1Other sources includes wood, coal, solar, and all other energy sources. 2Office devices refers to any combination of printers, copiers, scanners, or FAX machines. Q = Data withheld either because the Relative Standard Error (RSE) was greater than 50 percent or fewer than 20 buildings were sampled. N = No cases in reporting sample. Notes: ● Because of rounding, data may not sum to totals. ● See Guide to the 2018 CBECS Tables or CBECS Terminology for definitions of terms used in these tables and/or comparison of differences with prior CBECS tables. Both references can be accessed from http://www.eia.gov/consumption/commercial/data/2018/ ● Data are sample survey estimates with RSEs published in a tab on the Excel worksheet for this table. Source: U.S. Energy Information Administration, Office of Energy Consumption and Efficiency Statistics, Form EIA-871A of the 2018 Commercial Buildings Energy Consumption Survey.

## CBECS_Table C4
Release date: May 2016 Revised date: December 2016
Table C4. Sum of major fuel consumption and expenditure gross energy intensities , 2012
| Sum of major fuel consumption | [5 empty] | Sum of major fuel expenditures
| per building (million Btu) | per square foot (thousand Btu) | per worker (million Btu) | Distribution of building-level intensities (thousand Btu/square foot) |  |  | per building (thousand dollars) | per square foot (dollars) | per million Btu (dollars)
|  |  |  | 25th per- centile | Median | 75th per- centile
All buildings | 1253 | 80 | 79 | 18.9 | 45.9 | 89 | 26.8 | 1.71 | 21.41
Building floorspace (square feet)
1,001 to 5,000 | 260 | 89.9 | 70.6 | 17.6 | 46.4 | 100 | 5.9 | 2.03 | 22.62
5,001 to 10,000 | 526 | 72.6 | 70 | 18.3 | 40.1 | 74.3 | 11.6 | 1.6 | 22.02
10,001 to 25,000 | 992 | 62.1 | 61.8 | 18.7 | 43.8 | 81.5 | 22.5 | 1.41 | 22.73
25,001 to 50,000 | 2478 | 69 | 72.6 | 24.6 | 48.8 | 88.8 | 52.1 | 1.45 | 21.03
50,001 to 100,000 | 5359 | 76.7 | 86.5 | 33.7 | 58.2 | 93.4 | 113.1 | 1.62 | 21.1
100,001 to 200,000 | 11497 | 83.4 | 91.5 | 39 | 66.2 | 101.1 | 243.4 | 1.76 | 21.17
200,001 to 500,000 | 27198 | 95.7 | 99.1 | 47.4 | 77.1 | 114.8 | 553.4 | 1.95 | 20.35
Over 500,000 | 95959 | 108.4 | 83.4 | 42.9 | 71.2 | 124.3 | 1996.3 | 2.26 | 20.8
Principal building activity
Education | 2166 | 68.8 | 77.3 | 31.1 | 50.8 | 81.1 | 43.3 | 1.37 | 19.98
Food sales | 1483 | 209.5 | 223.6 | 128.1 | 222.8 | 321.6 | 34.9 | 4.93 | 23.52
Food service | 1355 | 282.7 | 149.9 | 94.4 | 241.1 | 449 | 26.2 | 5.47 | 19.36
Health care | 4578 | 172.7 | 94.2 | 42.4 | 63.2 | 90.9 | 83.4 | 3.15 | 18.22
Inpatient | 57281 | 231.1 | 128.2 | 163.8 | 205.7 | 272.6 | 978.6 | 3.95 | 17.08
Outpatient | 1147 | 94.8 | 50.7 | 33.5 | 61.7 | 82.1 | 25.1 | 2.08 | 21.91
Lodging | 3574 | 96.9 | 184.1 | 48.1 | 69.1 | 119.1 | 69.6 | 1.89 | 19.48
Mercantile | 1673 | 88.9 | 110.5 | 33.4 | 63.6 | 107.6 | 37.7 | 2 | 22.53
Retail (other than mall) | 830 | 66.9 | 90.4 | 25.6 | 52.2 | 88.3 | 20.5 | 1.65 | 24.69
Enclosed and strip malls | 3924 | 109.3 | 126.4 | 59 | 100.8 | 177.3 | 83.6 | 2.33 | 21.31
Office | 1226 | 77.8 | 36.8 | 32.6 | 52.7 | 80.2 | 30.4 | 1.93 | 24.8
Public assembly | 1363 | 86.3 | 154.4 | 22.2 | 49.3 | 82.5 | 29 | 1.84 | 21.29
Public order and safety | 1583 | 92.2 | 71.6 | 32.9 | 62.1 | 107.7 | 33 | 1.92 | 20.84
Religious worship | 421 | 38 | 89.3 | 12.5 | 25.1 | 49.8 | 8.1 | 0.73 | 19.26
Service | 440 | 58.7 | 67.5 | 18.5 | 42.2 | 83.7 | 9.1 | 1.21 | 20.65
Warehouse and storage | 539 | 32.8 | 67.4 | 2.5 | 13.8 | 35.6 | 12.2 | 0.74 | 22.61
Other | 2293 | 142.9 | 177.6 | 16.5 | 44.1 | 126.5 | 47.8 | 2.98 | 20.83
Vacant | 140 | 12.7 | 176 | 0 | 0 | 6.4 | 3.3 | 0.3 | 23.46
Year constructed
Before 1920 | 658 | 59.8 | 72 | 16.4 | 39 | 81.8 | 14.4 | 1.3 | 21.81
1920 to 1945 | 857 | 69.4 | 69.7 | 16.8 | 46 | 84 | 19.9 | 1.61 | 23.19
1946 to 1959 | 896 | 72.7 | 81.8 | 20.2 | 44.1 | 85.9 | 18.4 | 1.49 | 20.52
1960 to 1969 | 1412 | 87 | 91.5 | 28.4 | 53.8 | 107 | 28.8 | 1.77 | 20.39
1970 to 1979 | 1479 | 93.3 | 80.7 | 18.8 | 52.5 | 104 | 30.1 | 1.9 | 20.36
1980 to 1989 | 1272 | 76.4 | 66.6 | 17.6 | 44.3 | 82.5 | 28.6 | 1.72 | 22.49
1990 to 1999 | 1304 | 79.8 | 82 | 16.8 | 45 | 87.2 | 28.1 | 1.72 | 21.56
2000 to 2003 | 1542 | 80.2 | 77.5 | 22.6 | 48.1 | 100.3 | 33.6 | 1.75 | 21.77
2004 to 2007 | 1522 | 80.9 | 88.1 | 18.6 | 48.3 | 82.1 | 32.6 | 1.73 | 21.42
2008 to 2012 | 1598 | 84.5 | 87.1 | 16.9 | 35.8 | 79.8 | 34.1 | 1.8 | 21.33
Census region and division
Northeast | 1812 | 93.9 | 82.1 | 24.7 | 54.8 | 104.6 | 43.3 | 2.25 | 23.93
New England | 1219 | 85.5 | 88.3 | 18.3 | 43.7 | 92.4 | 30.9 | 2.17 | 25.34
Middle Atlantic | 2167 | 97.2 | 80.2 | 30.9 | 61.5 | 119.6 | 50.8 | 2.28 | 23.45
Midwest | 1265 | 82.8 | 90.7 | 23.5 | 50.8 | 93.7 | 22.1 | 1.45 | 17.49
East North Central | 1538 | 88.7 | 94.8 | 32.3 | 61.7 | 109.2 | 26.8 | 1.55 | 17.44
West North Central | 866 | 70.4 | 81.6 | 11.9 | 35.1 | 70 | 15.3 | 1.24 | 17.62
South | 1142 | 74.9 | 78.6 | 17 | 43.6 | 85.7 | 24.4 | 1.6 | 21.35
South Atlantic | 1244 | 75.5 | 75 | 18.4 | 43.2 | 94.2 | 28.7 | 1.74 | 23.03
East South Central | 999 | 75.3 | 86 | 21.2 | 51 | 82.5 | 20.2 | 1.52 | 20.26
West South Central | 1068 | 73.6 | 81.7 | 12.5 | 39.2 | 80.2 | 20.4 | 1.41 | 19.09
West | 1082 | 74.7 | 67 | 17.5 | 41.9 | 79.6 | 25.2 | 1.74 | 23.31
Mountain | 1233 | 83.8 | 90.7 | 20.4 | 56.7 | 90.6 | 22.7 | 1.54 | 18.43
Pacific | 1027 | 71.3 | 60.1 | 16.8 | 37 | 75.6 | 26.1 | 1.82 | 25.45
Climate region1
Very cold/Cold | 1352 | 86.1 | 89.3 | 22.6 | 54 | 98.7 | 25.9 | 1.65 | 19.15
Mixed-humid | 1302 | 81.4 | 79.1 | 21.5 | 45.6 | 90.3 | 28.4 | 1.77 | 21.78
Mixed-dry/Hot-dry | 960 | 66.8 | 61.6 | 15 | 31.6 | 68.2 | 24.5 | 1.7 | 25.48
Hot-humid | 1185 | 73.8 | 75.5 | 16.7 | 44.4 | 86.6 | 27.4 | 1.71 | 23.11
Marine | 1337 | 80.2 | 62.7 | 21.2 | 44.1 | 92.1 | 31.8 | 1.91 | 23.78
Number of floors
One | 738 | 71.1 | 80.8 | 16.4 | 42.2 | 88.7 | 16.3 | 1.57 | 22.05
Two | 1261 | 72.3 | 74 | 23.2 | 49.6 | 85.5 | 26.8 | 1.54 | 21.27
Three | 1787 | 82.1 | 85.4 | 32.5 | 56.4 | 96 | 37.6 | 1.73 | 21.03
Four to nine | 8102 | 105.8 | 88.1 | 42.4 | 66.8 | 102.4 | 160.2 | 2.09 | 19.77
Ten or more | 45392 | 105.8 | 61.2 | 58.3 | 82 | 116.1 | 1048.2 | 2.44 | 23.09
Elevators and escalators (more than one may apply)
Any elevators | 7855 | 99.1 | 79.6 | 43.7 | 69.9 | 106.3 | 163 | 2.06 | 20.76
Number of elevators
One | 3253 | 79.2 | 77.9 | 40.5 | 65.7 | 99.2 | 65.7 | 1.6 | 20.21
Two to five | 10565 | 96.9 | 80.2 | 51.5 | 75.8 | 115.7 | 222.1 | 2.04 | 21.02
Six or more | 65801 | 129.8 | 80.5 | 67.5 | 96.9 | 166.2 | 1375.4 | 2.71 | 20.9
Any escalators | 38936 | 103.1 | 78.2 | 65.7 | 66.8 | 115.4 | 838.2 | 2.22 | 21.53
Number of workers (main shift)
Fewer than 5 | 261 | 42.6 | 149.3 | 8.6 | 32.1 | 71.7 | 5.8 | 0.95 | 22.33
5 to 9 | 551 | 66.6 | 85.2 | 26.3 | 48.7 | 94.1 | 12.6 | 1.52 | 22.8
10 to 19 | 1056 | 80.3 | 81.5 | 36.4 | 63.3 | 119 | 22.4 | 1.7 | 21.18
20 to 49 | 2316 | 81.8 | 79.8 | 37.3 | 63 | 113.2 | 49.6 | 1.75 | 21.39
50 to 99 | 5594 | 85.3 | 85.6 | 48.1 | 69.9 | 112.2 | 116.7 | 1.78 | 20.85
100 to 249 | 11330 | 96.7 | 79.2 | 57.9 | 89 | 127 | 232.8 | 1.99 | 20.54
250 or more | 38827 | 122 | 57.7 | 62.3 | 86.4 | 151 | 836.8 | 2.63 | 21.55
Weekly operating hours
Fewer than 40 | 199 | 27.8 | 69.5 | 2.4 | 16.8 | 42.4 | 4.2 | 0.58 | 20.97
40 to 48 | 618 | 52.6 | 47.4 | 22.5 | 42.9 | 69 | 14.2 | 1.21 | 23.05
49 to 60 | 1011 | 61.3 | 50.6 | 25 | 48.1 | 83.2 | 23.3 | 1.41 | 22.99
61 to 84 | 1792 | 86.3 | 82.1 | 35.5 | 72.4 | 143.7 | 39.4 | 1.9 | 21.95
85 to 167 | 2294 | 116.9 | 135.8 | 59 | 124.7 | 265.2 | 47.8 | 2.43 | 20.83
Open continuously | 3783 | 126.2 | 122.7 | 18.6 | 62.7 | 138.5 | 75.1 | 2.51 | 19.86
Ownership and occupancy
Nongovernment owned | 1124 | 79.6 | 78.5 | 17.4 | 44.5 | 89.3 | 24.4 | 1.73 | 21.7
Owner occupied | 1060 | 85.4 | 101.1 | 19.8 | 45 | 93.7 | 21.6 | 1.74 | 20.37
Leased to tenant(s) | 1170 | 78.2 | 63.7 | 22.3 | 51.3 | 102.2 | 27.2 | 1.82 | 23.25
Owner occupied and leased | 2032 | 79.9 | 66.9 | 21.3 | 42.6 | 75.8 | 44.9 | 1.77 | 22.11
Unoccupied | 47 | 5.4 |  | 0 | 0 | 2.8 | 1.1 | 0.12 | 22.65
Government owned | 2046 | 81.2 | 80.7 | 28.2 | 53.4 | 87.6 | 41.8 | 1.66 | 20.41
Federal | 4164 | 87.3 | 64.3 | 32.7 | 58.3 | 67.5 | 94 | 1.97 | 22.56
State | 3001 | 100.1 | 99.4 | 35 | 58.2 | 88.8 | 57.6 | 1.92 | 19.2
Local | 1605 | 72.1 | 74.9 | 26.2 | 52.3 | 86.2 | 33.4 | 1.5 | 20.83
Party responsible for operation and maintenance of energy systems
Building owner | 1232 | 78.8 | 78 | 18.2 | 44.4 | 84.7 | 26.1 | 1.67 | 21.21
Business owner or tenant | 1359 | 87 | 88.4 | 26.2 | 59.3 | 123.4 | 30.3 | 1.94 | 22.3
Property management | 1773 | 77 | 54.8 | 16.3 | 42.6 | 88.7 | 41 | 1.78 | 23.15
Other | 1172 | 90.6 | 87.3 | 32.9 | 68.3 | 107 | 26.6 | 2.06 | 22.74
Provider of direct input on energy- related equipment purchases
Building owner | 1227 | 78.5 | 77.9 | 18.3 | 44.4 | 85.3 | 26.1 | 1.67 | 21.27
Business owner or tenant | 1419 | 92.8 | 88.9 | 26 | 61.6 | 135.2 | 31.3 | 2.05 | 22.05
Property management | 1755 | 68.8 | 63.5 | 35.3 | 64.1 | 115.1 | 43.4 | 1.7 | 24.73
Other | 1437 | 90.6 | 85.8 | 32.9 | 67.8 | 104.5 | 31.6 | 1.99 | 22
Number of establishments
One | 1067 | 81.6 | 86.1 | 21 | 48.8 | 93 | 22.2 | 1.7 | 20.84
2 to 5 | 1624 | 78.9 | 74 | 26.8 | 49.3 | 90.7 | 35.4 | 1.72 | 21.81
6 to 10 | 2475 | 82.2 | 61.7 | 23.9 | 48.5 | 88.7 | 56 | 1.86 | 22.64
11 to 20 | 5251 | 95.9 | 67.3 | 34.7 | 68.8 | 102.5 | 119.5 | 2.18 | 22.76
More than 20 | 12786 | 90.7 | 57.5 | 0 | 50.1 | 86 | 312.9 | 2.22 | 24.47
Currently unoccupied | 52 | 5.4 |  | 0 | 0 | 1.3 | 1.1 | 0.11 | 20.68
Predominant exterior wall material
Brick, stone, or stucco | 1495 | 85.4 | 83 | 24.3 | 55.2 | 103.9 | 31.3 | 1.79 | 20.91
Concrete (block or poured) | 1533 | 83 | 85.2 | 23.6 | 50.8 | 101.4 | 33.7 | 1.82 | 21.97
Concrete panels | 3165 | 76.4 | 70.1 | 15.8 | 37.5 | 83.4 | 66.7 | 1.61 | 21.08
Siding or shingles | 442 | 69.6 | 66.5 | 17 | 43.1 | 79.5 | 10.4 | 1.63 | 23.47
Metal panels | 458 | 49.3 | 73.7 | 5.9 | 25.5 | 58.4 | 9.9 | 1.06 | 21.51
Window glass | 9982 | 127 | 64.2 | 55.6 | 147.9 | 668 | 213.2 | 2.71 | 21.36
Other | 2131 | 92.7 | 94 | 18.4 | 45.1 | 94.4 | 48.7 | 2.12 | 22.85
No one major type | 2101 | 76.1 | Q | 24.6 | 66.3 | 96.4 | 45 | 1.63 | 21.41
Predominant roof material
Metal surfacing | 517 | 54.3 | 72 | 8.8 | 31.4 | 67.6 | 11.6 | 1.22 | 22.41
Synthetic or rubber | 2681 | 94.6 | 88.6 | 29.8 | 64.4 | 118.4 | 54.9 | 1.94 | 20.47
Built-up | 2228 | 85.3 | 77.3 | 25.8 | 51 | 97 | 47.8 | 1.83 | 21.47
Slate or tile shingles | 913 | 86.2 | 87.8 | 22 | 52 | 114.4 | 20 | 1.89 | 21.91
Wooden materials (including shingles) | 591 | 81.2 | 92.6 | 16.6 | 54 | 126.1 | 12 | 1.66 | 20.38
Asphalt, fiberglass, or other shingles | 745 | 73.2 | 67.8 | 22.3 | 46.9 | 89.3 | 16.4 | 1.61 | 22.05
Concrete | 2597 | 80.7 | 63.8 | 29.5 | 57.6 | 112.8 | 64.2 | 2 | 24.73
Other | 2447 | 85.6 | 102.3 | 20.8 | 46.6 | 90.5 | 53.1 | 1.86 | 21.7
No one major type | 1957 | 53.7 | 105.9 | 15 | 42.4 | 69.6 | 43.6 | 1.2 | 22.28
Roof characteristics
Roof tilt
Flat | 2283 | 90.2 | 78.3 | 25.8 | 57.4 | 115.7 | 48.3 | 1.91 | 21.14
Shallow pitch | 743 | 66.9 | 81.7 | 14.5 | 38.4 | 80.2 | 16.4 | 1.48 | 22.08
Steeper pitch | 615 | 65.4 | 77.5 | 19.6 | 43.6 | 77 | 13.2 | 1.41 | 21.51
Cool roof | 2482 | 93.6 | 84.9 | 25.5 | 57.5 | 114.9 | 52.2 | 1.97 | 21.03
Renovations in buildings constructed before 2008 (more than one may apply)
Any type of renovation | 1796 | 89.1 | 81 | 27.7 | 55.8 | 100.1 | 37.8 | 1.87 | 21.04
Addition or annex | 2908 | 99.2 | 103.6 | 30.7 | 57.3 | 99.7 | 55.9 | 1.91 | 19.22
Reduction in floorspace | 3165 | 128.7 | 87.8 | 18.3 | 69.1 | 143.4 | 66 | 2.69 | 20.86
Roof replacement | 2013 | 95 | 86.8 | 29.1 | 54.7 | 96.4 | 41.4 | 1.95 | 20.55
Exterior wall replacement | 2052 | 94.2 | 87.5 | 21.3 | 50.1 | 93.6 | 41.9 | 1.93 | 20.43
Interior wall reconfiguration | 2312 | 96.4 | 74.4 | 29.7 | 57.2 | 98.1 | 48.7 | 2.03 | 21.08
Window replacement | 1947 | 88.9 | 77.2 | 28.6 | 56.1 | 100.2 | 40.4 | 1.85 | 20.77
HVAC equipment upgrade | 2312 | 95 | 84.4 | 30.6 | 56.8 | 103.5 | 48.4 | 1.99 | 20.95
Lighting upgrade | 2484 | 95.7 | 86.3 | 32.1 | 58.9 | 112.3 | 50.9 | 1.96 | 20.51
Electrical upgrade | 2152 | 99.5 | 90.7 | 28.5 | 54.9 | 106.7 | 44.3 | 2.05 | 20.58
Plumbing system upgrade | 2169 | 101 | 86.9 | 30.6 | 57.3 | 111.3 | 44.3 | 2.06 | 20.44
Insulation upgrade | 2019 | 101.4 | 92 | 27.6 | 56 | 98.1 | 39.9 | 2 | 19.76
Fire, safety, or security upgrade | 2737 | 98 | 84 | 31.9 | 58.7 | 109.8 | 56.9 | 2.04 | 20.79
Structural upgrade | 2798 | 108.4 | 113.9 | 32.1 | 53.2 | 92.8 | 54.5 | 2.11 | 19.47
Other | 1771 | 81.7 | 68.5 | 35.1 | 62.4 | 137.6 | 43.5 | 2.01 | 24.56
No renovations | 860 | 69.4 | 75.1 | 14.8 | 39.6 | 81.2 | 18.9 | 1.52 | 21.93
Buildings constructed 2008 or later | 1598 | 84.5 | 87.1 | 16.9 | 35.8 | 79.8 | 34.1 | 1.8 | 21.33
Energy sources (more than one may apply)
Electricity | 1330 | 82 | 79 | 23 | 50 | 93.7 | 28.5 | 1.76 | 21.41
Natural gas | 1890 | 94.4 | 88.9 | 37.5 | 65.8 | 122.3 | 37.4 | 1.87 | 19.78
Fuel oil | 4780 | 110.5 | 87.1 | 35.6 | 69.2 | 124.3 | 101.5 | 2.34 | 21.22
District heat | 16919 | 135.5 | 98.2 | 74 | 113.2 | 162.8 | 362.8 | 2.91 | 21.44
District chilled water | 12331 | 144.4 | 115.9 | 48.2 | 70.9 | 138.8 | 235.8 | 2.76 | 19.12
Propane | 1143 | 75.7 | 98.8 | 11.6 | 28.3 | 62.6 | 25.8 | 1.71 | 22.6
Other | 1750 | 78.7 | 79.6 | 20.4 | 37.5 | 72.7 | 37.5 | 1.69 | 21.42
Space-heating energy sources (more than one may apply)
Electricity | 1364 | 79.5 | 72.4 | 25 | 50.1 | 93.6 | 30.2 | 1.76 | 22.15
Natural gas | 1702 | 89.8 | 85.9 | 36.5 | 64.1 | 112.7 | 32.9 | 1.74 | 19.33
Fuel oil | 1333 | 82.7 | 86.5 | 30.6 | 54.6 | 97.9 | 31.4 | 1.95 | 23.54
District heat | 16859 | 135.7 | 98.5 | 74 | 113.2 | 162.8 | 361.4 | 2.91 | 21.44
Propane | 443 | 49.3 | 60.3 | 8.8 | 19.4 | 39.6 | 10.5 | 1.18 | 23.82
Other | 481 | 48 | 64.7 | 16.7 | 31.2 | 52.9 | 11.5 | 1.15 | 24
Primary space-heating energy source
Electricity | 1014 | 70.4 | 63.7 | 21.9 | 44.6 | 84.1 | 24.7 | 1.72 | 24.39
Natural gas | 1667 | 90.1 | 86.7 | 36.8 | 63.7 | 112.7 | 32 | 1.73 | 19.19
Fuel oil | 912 | 73.7 | 93.6 | 33.6 | 60.2 | 116 | 24.5 | 1.98 | 26.82
District heat | 16834 | 137 | 98.7 | 74 | 113.6 | 163.2 | 361.4 | 2.94 | 21.47
Propane | 241 | 32.3 | 42.8 | 8.1 | 15.8 | 33 | 6.4 | 0.85 | 26.44
Other | 310 | 34.8 | 40.7 | 8.1 | 22.5 | 43.6 | 8.7 | 0.97 | 28.02
Cooling energy sources (more than one may apply)
Electricity | 1433 | 83.1 | 76.8 | 28.2 | 55.3 | 100.8 | 30.9 | 1.79 | 21.56
Natural gas | 8190 | 133.2 | 93 | 51.3 | 66.3 | 72.2 | 136.7 | 2.22 | 16.69
District chilled water | 12331 | 144.4 | 115.9 | 48.2 | 70.9 | 138.8 | 235.8 | 2.76 | 19.12
Water-heating energy sources (more than one may apply)
Electricity | 1167 | 72.5 | 66.3 | 24.1 | 47.9 | 87.5 | 27.2 | 1.69 | 23.35
Natural gas | 2292 | 101.9 | 96.1 | 43.3 | 72.9 | 147.3 | 44.1 | 1.96 | 19.24
Fuel oil | 2247 | 91.1 | 107 | 42.4 | 64 | 106.5 | 56.1 | 2.28 | 24.98
District heat | 25765 | 143.3 | 102.5 | 79.5 | 113.6 | 166.2 | 543.2 | 3.02 | 21.08
Propane | 613 | 55.1 | 69 | 13.3 | 31.1 | 65.9 | 18.1 | 1.63 | 29.51
Cooking energy sources (more than one may apply)
Electricity | 2485 | 99.8 | 91.9 | 31.4 | 64.8 | 148.7 | 51.8 | 2.08 | 20.83
Natural gas | 4074 | 121.7 | 116.6 | 58.3 | 121.6 | 277 | 78.4 | 2.34 | 19.24
Propane | 1159 | 83.4 | 84.7 | 19.4 | 48.1 | 105.9 | 31.3 | 2.25 | 27.03
Energy end uses (more than one may apply)
Buildings with space heating | 1436 | 84.7 | 79.2 | 27.2 | 53.6 | 98.7 | 30.4 | 1.79 | 21.17
Buildings with cooling | 1518 | 85.4 | 79 | 28.3 | 55.5 | 101 | 32.5 | 1.83 | 21.37
Buildings with water heating | 1537 | 86 | 79.6 | 28.5 | 56.4 | 103.5 | 32.7 | 1.83 | 21.28
Buildings with cooking | 2567 | 105.8 | 99 | 35.8 | 75.4 | 173.7 | 52.5 | 2.17 | 20.47
Buildings with manufacturing | 1393 | 71 | 71.6 | 17.9 | 42.2 | 77.6 | 30.5 | 1.55 | 21.89
Buildings with electricity generation | 6833 | 109.3 | 90.6 | 45 | 74.2 | 136.6 | 141.1 | 2.26 | 20.65
Percent of floorspace heated
Not heated | 217 | 25.8 | 70.8 | 0 | 2.3 | 18.4 | 6.5 | 0.78 | 30.1
1 to 50 | 671 | 46.2 | 72.9 | 13 | 27.1 | 53.9 | 16.6 | 1.14 | 24.74
51 to 99 | 1787 | 88.6 | 83.5 | 25.8 | 53.9 | 98.9 | 39 | 1.94 | 21.84
100 | 1521 | 90.7 | 78.8 | 32.9 | 59.7 | 106.9 | 31.4 | 1.87 | 20.67
Percent of floorspace cooled
Not cooled | 173 | 24.3 | 78.7 | 0 | 6.5 | 32.3 | 3.9 | 0.55 | 22.66
1 to 50 | 843 | 52.3 | 78.2 | 19.6 | 37 | 75.4 | 17.4 | 1.08 | 20.63
51 to 99 | 2388 | 94.3 | 84.8 | 33.9 | 61.5 | 116.3 | 51.8 | 2.05 | 21.71
100 | 1523 | 96.7 | 76.1 | 33.2 | 61.3 | 113.9 | 32.6 | 2.07 | 21.38
Percent lit when open
Zero | 62 | 13.5 | 74.2 | 1.9 | 8.2 | 12.5 | 1.9 | 0.42 | 31.1
1 to 50 | 585 | 50.9 | 95.7 | 16.8 | 35.5 | 67.6 | 12.6 | 1.1 | 21.62
51 to 99 | 1830 | 87.6 | 83.8 | 30.9 | 56.8 | 102 | 38.3 | 1.83 | 20.91
100 | 1460 | 90.8 | 72.3 | 28.4 | 57.7 | 113.9 | 31.9 | 1.98 | 21.82
Building never open/electricity not used | 48 | 6.6 | Q | 0 | 0 | 2.5 | 1 | 0.13 | 20.11
Percent lit during off hours
Zero | 520 | 52.3 | 55.8 | 16.3 | 34.6 | 69.1 | 12.2 | 1.23 | 23.53
1 to 50 | 1780 | 85.6 | 79.7 | 34.1 | 61.5 | 113.9 | 37.7 | 1.81 | 21.17
51 to 100 | 5043 | 146.9 | 130.2 | 51.3 | 100.8 | 209.5 | 98.7 | 2.88 | 19.58
Building always open with no "off hours" | 2996 | 125.3 | 118.8 | 12.5 | 109.2 | 241.2 | 65.6 | 2.74 | 21.9
Electricity not used | 0 | 0 | 0 | 0 | 0 | 0 | 0 | 0
Heating equipment (more than one may apply)
Heat pumps | 1432 | 75.9 | 67.8 | 25.2 | 44.7 | 78 | 32.5 | 1.72 | 22.68
Furnaces | 815 | 71.1 | 71.9 | 30.5 | 53.1 | 92 | 16.7 | 1.46 | 20.5
Individual space heaters | 1260 | 75.7 | 81.2 | 23.2 | 45.6 | 82.3 | 26.5 | 1.59 | 21.01
District heat | 16859 | 135.7 | 98.5 | 74 | 113.2 | 162.8 | 361.4 | 2.91 | 21.44
Boilers | 4157 | 100.8 | 89.9 | 44.4 | 66.8 | 122 | 79.8 | 1.93 | 19.19
Packaged heating units | 1457 | 83 | 79.9 | 29.3 | 57.4 | 107.1 | 31 | 1.77 | 21.27
Other | 3101 | 121.6 | 159.2 | 28.2 | 70.5 | 165.1 | 63.6 | 2.49 | 20.5
Cooling equipment (more than one may apply)
Residential-type central air conditioners | 702 | 73.6 | 71.9 | 27.1 | 52.6 | 93.7 | 15 | 1.57 | 21.32
Heat pumps | 1357 | 74.9 | 65.8 | 25.3 | 45.2 | 84.1 | 30.8 | 1.7 | 22.7
Individual air conditioners | 1429 | 81.6 | 82.1 | 23.7 | 48.2 | 88.8 | 30.4 | 1.74 | 21.28
District chilled water | 12331 | 144.4 | 115.9 | 48.2 | 70.9 | 138.8 | 235.8 | 2.76 | 19.12
Central chillers | 11374 | 108.7 | 84.4 | 55.6 | 80.6 | 134.8 | 233.7 | 2.23 | 20.55
Packaged air conditioning units | 2080 | 88 | 84.6 | 34.9 | 64 | 123.1 | 44.5 | 1.88 | 21.37
Swamp coolers | 1604 | 91.5 | 100 | 30.9 | 64.9 | 148.7 | 33.1 | 1.89 | 20.62
Other | Q | 137.4 | 95.1 | 16.7 | 56.1 | 102 | Q | 3.07 | 22.36
Main equipment replaced since 1990 (more than one may apply)
Heating | 1155 | 78.5 | 75.5 | 28.5 | 55.9 | 99.9 | 24.3 | 1.65 | 21.05
Cooling | 1279 | 82.1 | 75.5 | 30.6 | 57.5 | 101.9 | 27.5 | 1.77 | 21.51
Water-heating equipment
Centralized system | 1257 | 88.6 | 83.9 | 29.1 | 57.5 | 105.1 | 26.3 | 1.85 | 20.94
Distributed system | 1206 | 65.6 | 58.5 | 22.7 | 45.1 | 82.7 | 28.1 | 1.53 | 23.26
Combination of centralized and distributed system | 4563 | 93.4 | 83.3 | 37.8 | 66.3 | 123.1 | 96.5 | 1.97 | 21.14
Lighting equipment types (more than one may apply)
Incandescent | 1939 | 92.2 | 85.1 | 28.3 | 57.5 | 104 | 39.9 | 1.9 | 20.58
Standard fluorescent | 1444 | 83.8 | 78.4 | 26.2 | 53.1 | 99.6 | 30.8 | 1.79 | 21.34
Compact fluorescent | 2213 | 94.7 | 85 | 31.2 | 59.7 | 113.6 | 46.3 | 1.98 | 20.92
High-intensity discharge (HID) | 4163 | 93.5 | 91.8 | 31.8 | 61.2 | 109.8 | 86.4 | 1.94 | 20.74
Halogen | 2978 | 96 | 88.4 | 33.7 | 61.5 | 110.2 | 62.2 | 2.01 | 20.9
LED | 4993 | 107.1 | 91.2 | 41.7 | 71.4 | 143.7 | 104.7 | 2.24 | 20.96
Other | 5924 | 131.1 | 105.4 | 86.3 | 162.4 | 165.5 | 130.5 | 2.89 | 22.02
Refrigeration equipment (more than one may apply)
Any refrigeration | 1624 | 87.9 | 82 | 28.6 | 56.7 | 105.5 | 34.4 | 1.86 | 21.18
Walk-in units | 4345 | 124.3 | 113.2 | 73.1 | 161.2 | 310.2 | 87.9 | 2.51 | 20.22
Cases or cabinets | 3622 | 115.5 | 105.2 | 56.6 | 112.3 | 244.7 | 75.2 | 2.4 | 20.77
Large cold storage areas | 6779 | 127 | 143.5 | 74.3 | 150.8 | 246.2 | 137.4 | 2.57 | 20.27
Commercial ice makers | 4411 | 114 | 102.2 | 57.1 | 112.7 | 246.2 | 89.7 | 2.32 | 20.33
Residential-type or compact units | 1530 | 83.1 | 76.6 | 27.2 | 51.4 | 88.7 | 32.3 | 1.76 | 21.13
Vending machines | 4354 | 95.1 | 84.1 | 39.7 | 67.9 | 117.8 | 90.7 | 1.98 | 20.83
No refrigeration | 313 | 36.6 | 53.2 | 1.2 | 18.2 | 51.3 | 7.6 | 0.89 | 24.37
Office equipment (more than one may apply)
Desktop computers | 1656 | 85.5 | 78.1 | 29.1 | 56.2 | 101.1 | 35.4 | 1.83 | 21.35
With flat screen monitors | 1696 | 85.7 | 77.8 | 29.7 | 56.4 | 101.6 | 36.2 | 1.83 | 21.36
With multiple monitors | 3230 | 95.1 | 67.8 | 34.5 | 59 | 105.5 | 68.6 | 2.02 | 21.24
Laptop computers | 2002 | 86.1 | 74.5 | 30 | 54.8 | 94.8 | 42.5 | 1.83 | 21.23
Dedicated servers | 2737 | 89.6 | 75.4 | 34.5 | 60.4 | 104.3 | 58.6 | 1.92 | 21.4
Laser printers | 2050 | 88.4 | 75.6 | 32.4 | 57.9 | 101.6 | 43.6 | 1.88 | 21.26
Inkjet printers | 1327 | 80.1 | 76.9 | 27.4 | 53.6 | 96.4 | 28.9 | 1.74 | 21.77
FAX machines | 1792 | 85.6 | 77.3 | 29.8 | 57 | 100.3 | 38.4 | 1.83 | 21.43
Photocopiers | 2362 | 86.2 | 74.6 | 31.5 | 54.8 | 88.6 | 50.4 | 1.84 | 21.33
Number of desktop computers
None | 238 | 37.6 | 98 | 1.2 | 16.6 | 53.1 | 5.3 | 0.84 | 22.33
1 to 4 | 581 | 75.6 | 104.8 | 25 | 52 | 111.3 | 12.4 | 1.61 | 21.35
5 to 9 | 899 | 78.3 | 76.9 | 29.7 | 53.7 | 93.2 | 19.1 | 1.66 | 21.21
10 to 19 | 1402 | 72 | 78.1 | 34.9 | 58.5 | 84.1 | 32.2 | 1.65 | 22.94
20 to 49 | 3159 | 85.6 | 87.7 | 38.8 | 63.9 | 111.6 | 67 | 1.81 | 21.2
50 to 99 | 4504 | 77.9 | 69.5 | 39.7 | 64.8 | 94.6 | 97.6 | 1.69 | 21.67
100 to 249 | 10432 | 98.8 | 76.8 | 49.4 | 70.9 | 106.6 | 214.5 | 2.03 | 20.56
250 or more | 28387 | 109.9 | 62.5 | 51.3 | 74 | 120.2 | 600.9 | 2.33 | 21.17
Number of laptop computers
None | 530 | 63.4 | 100.9 | 8.6 | 34 | 84 | 11.7 | 1.4 | 22.06
1 to 4 | 780 | 71.7 | 85.4 | 27 | 51.3 | 91.5 | 16.7 | 1.54 | 21.47
5 to 9 | 1994 | 83.6 | 78.7 | 35.5 | 56.1 | 86.6 | 42.6 | 1.79 | 21.36
10 to 19 | 3965 | 86.1 | 77.5 | 40.6 | 63.2 | 107.2 | 85.3 | 1.85 | 21.5
20 to 49 | 6318 | 94.1 | 77.8 | 42 | 65.1 | 105.4 | 129.8 | 1.93 | 20.55
50 to 99 | 8795 | 96.7 | 61.4 | 50.3 | 70.4 | 102 | 185.8 | 2.04 | 21.13
100 to 249 | 15188 | 100.6 | 79.4 | 46.5 | 61.3 | 90.1 | 307.6 | 2.04 | 20.25
250 or more | 30170 | 107.4 | 54.4 | 55.8 | 77.7 | 126.1 | 667 | 2.38 | 22.11
Number of dedicated servers
None | 572 | 64.6 | 88 | 13.3 | 36.9 | 81.1 | 12.3 | 1.38 | 21.42
1 to 4 | 1740 | 79.7 | 79.2 | 33.9 | 59.6 | 100.3 | 37.5 | 1.72 | 21.54
5 to 9 | 5820 | 90.5 | 72 | 40.1 | 62.4 | 110.2 | 120.5 | 1.87 | 20.71
10 to 19 | 11797 | 103.8 | 78.5 | 46.8 | 75.9 | 119.5 | 260.3 | 2.29 | 22.07
20 to 49 | 15550 | 105.5 | 59.3 | 50.7 | 89 | 171.7 | 316.7 | 2.15 | 20.37
50 or more | 38977 | 143.6 | 73 | 64.7 | 102.2 | 208.9 | 836.2 | 3.08 | 21.45
Number of photocopiers
None | 546 | 66.6 | 94.2 | 11.7 | 37.1 | 89.5 | 11.8 | 1.44 | 21.62
One | 907 | 70.4 | 90 | 27.6 | 49.7 | 81.1 | 19.3 | 1.5 | 21.32
2 to 4 | 2465 | 78.6 | 74.1 | 36.4 | 59.7 | 96 | 52.8 | 1.68 | 21.43
5 to 9 | 6782 | 88.5 | 74.7 | 44.3 | 62.7 | 96.5 | 143.3 | 1.87 | 21.13
10 or more | 20490 | 117.3 | 66.1 | 61.3 | 80.3 | 113.9 | 437.3 | 2.5 | 21.34
Number of TVs or video displays
None | 447 | 49.9 | 68.2 | 8 | 29.6 | 67 | 10.2 | 1.14 | 22.84
One | 609 | 69.8 | 69.6 | 27.3 | 54.2 | 99.6 | 12.8 | 1.47 | 21.05
2 to 4 | 1266 | 79.6 | 74.1 | 32.9 | 57.6 | 107 | 27.6 | 1.74 | 21.83
5 to 9 | 2471 | 95.3 | 76.9 | 43.4 | 74.5 | 170.2 | 54.1 | 2.09 | 21.91
10 to 19 | 5264 | 99.1 | 78.3 | 48.4 | 80 | 138.5 | 110.4 | 2.08 | 20.98
20 to 49 | 6774 | 89 | 80.3 | 52.9 | 73.4 | 128 | 151.4 | 1.99 | 22.35
50 to 99 | 8961 | 98.6 | 98.4 | 56.7 | 86.8 | 144.1 | 186.2 | 2.05 | 20.78
100 or more | 26874 | 133.4 | 113 | 62.6 | 93.4 | 143 | 508.6 | 2.52 | 18.92
Food preparation or serving areas in non-food service buildings (more than one may apply)
Snack bar or concession stand | 7264 | 112.5 | 108.4 | 50.3 | 88.6 | 218 | 148.1 | 2.29 | 20.38
Fast food or small restaurant | 6957 | 123.2 | 110 | 86.1 | 136.6 | 220.7 | 146.5 | 2.59 | 21.05
Cafeteria or large restaurant | 12491 | 106.7 | 92.2 | 47.1 | 71.9 | 110.2 | 246.9 | 2.11 | 19.76
Commercial kitchen/ food preparation area | 6372 | 111.4 | 117.2 | 36.6 | 68.8 | 132.5 | 124.4 | 2.17 | 19.53
Small kitchen area | 1614 | 84.5 | 87.2 | 22.2 | 46 | 86.5 | 33.5 | 1.76 | 20.78
Separate computer areas (more than one may apply)
Data center or server farm | 14047 | 122.1 | 75.2 | 50.9 | 85.7 | 129.4 | 294.5 | 2.56 | 20.96
Computer-based training room | 6956 | 95.7 | 76.3 | 42 | 67.8 | 111.5 | 143.8 | 1.98 | 20.67
Student or public computer center | 5346 | 88.9 | 101.9 | 39.7 | 59.7 | 86.6 | 103.4 | 1.72 | 19.33
HVAC conservation features (more than one may apply)
Economizer cycle | 5228 | 102.2 | 88.8 | 38.6 | 66.8 | 123.8 | 108 | 2.11 | 20.67
Regular HVAC maintenance | 1952 | 89.6 | 79.7 | 32.8 | 60.3 | 110.2 | 41.5 | 1.9 | 21.24
Building automation system (BAS)2 | 4752 | 100.1 | 87.6 | 37.1 | 65.8 | 111.6 | 100.3 | 2.11 | 21.11
Window and interior lighting features (more than one may apply)
Multipaned windows | 1743 | 87 | 84.3 | 27.5 | 54.4 | 99.6 | 36.2 | 1.81 | 20.79
Tinted window glass | 2118 | 88.2 | 78.2 | 27.1 | 55.9 | 106.1 | 44.5 | 1.85 | 20.99
Reflective window glass | 3013 | 103.9 | 87 | 30.6 | 58.6 | 116.1 | 62.6 | 2.16 | 20.77
External overhangs or awnings | 1654 | 96 | 91.5 | 30.3 | 60.3 | 120.3 | 34.5 | 2 | 20.86
Skylights or atriums | 3400 | 90.3 | 91.7 | 24.6 | 49.7 | 84.1 | 69.4 | 1.84 | 20.4
Light scheduling | 3193 | 96.8 | 83.8 | 35.6 | 64.1 | 122.8 | 69.1 | 2.09 | 21.63
Occupancy sensors | 4225 | 95.7 | 83.8 | 37.7 | 68.1 | 117.1 | 89.4 | 2.03 | 21.16
Multi-level lighting or dimming | 4637 | 111.3 | 100.3 | 43.7 | 80.1 | 162.4 | 94.3 | 2.26 | 20.34
Daylight harvesting | 4942 | 101.3 | 80.5 | 24.4 | 62.4 | 122.8 | 104 | 2.13 | 21.05
Demand responsive lighting | 2326 | 86.5 | 83.6 | 30.9 | 55.9 | 110.2 | 54.7 | 2.03 | 23.51
Building automation system (BAS) for lighting2 | 5762 | 99.5 | 90.8 | 47.5 | 78.2 | 126.5 | 127.5 | 2.2 | 22.13
Equipment usage reduced when building not in full use (more than one may apply)
Heating | 1358 | 79.5 | 73.4 | 26.8 | 52 | 92.2 | 29.3 | 1.72 | 21.59
Cooling | 1424 | 80.1 | 73.3 | 27.4 | 53 | 94.1 | 31 | 1.74 | 21.74
Lighting | 1351 | 81.8 | 76.7 | 25.6 | 51.4 | 95.1 | 28.9 | 1.75 | 21.39

## State Codes
Census Bureau Region and Division Codes and Federal Information Processing System (FIPS) Codes for States
Source: U.S. Census Bureau, Population Division
Internet Release Date: May 2017
Region | Division | State (FIPS) | Name | Division
1 | 0 | 0 | Northeast Region
1 | 1 | 0 | New England Division | New England Division
1 | 1 | 9 | Connecticut | New England Division
1 | 1 | 23 | Maine | New England Division
1 | 1 | 25 | Massachusetts | New England Division
1 | 1 | 33 | New Hampshire | New England Division
1 | 1 | 44 | Rhode Island | New England Division
1 | 1 | 50 | Vermont | New England Division
1 | 2 | 0 | Middle Atlantic Division | Middle Atlantic Division
1 | 2 | 34 | New Jersey | Middle Atlantic Division
1 | 2 | 36 | New York | Middle Atlantic Division
1 | 2 | 42 | Pennsylvania | Middle Atlantic Division
2 | 0 | 0 | Midwest Region | Middle Atlantic Division
2 | 3 | 0 | East North Central Division | East North Central Division
2 | 3 | 17 | Illinois | East North Central Division
2 | 3 | 18 | Indiana | East North Central Division
2 | 3 | 26 | Michigan | East North Central Division
2 | 3 | 39 | Ohio | East North Central Division
2 | 3 | 55 | Wisconsin | East North Central Division
2 | 4 | 0 | West North Central Division | West North Central Division
2 | 4 | 19 | Iowa | West North Central Division
2 | 4 | 20 | Kansas | West North Central Division
2 | 4 | 27 | Minnesota | West North Central Division
2 | 4 | 29 | Missouri | West North Central Division
2 | 4 | 31 | Nebraska | West North Central Division
2 | 4 | 38 | North Dakota | West North Central Division
2 | 4 | 46 | South Dakota | West North Central Division
3 | 0 | 0 | South Region | West North Central Division
3 | 5 | 0 | South Atlantic Division | South Atlantic Division
3 | 5 | 10 | Delaware | South Atlantic Division
3 | 5 | 11 | District of Columbia | South Atlantic Division
3 | 5 | 12 | Florida | South Atlantic Division
3 | 5 | 13 | Georgia | South Atlantic Division
3 | 5 | 24 | Maryland | South Atlantic Division
3 | 5 | 37 | North Carolina | South Atlantic Division
3 | 5 | 45 | South Carolina | South Atlantic Division
3 | 5 | 51 | Virginia | South Atlantic Division
3 | 5 | 54 | West Virginia | South Atlantic Division
3 | 6 | 0 | East South Central Division | East South Central Division
3 | 6 | 1 | Alabama | East South Central Division
3 | 6 | 21 | Kentucky | East South Central Division
3 | 6 | 28 | Mississippi | East South Central Division
3 | 6 | 47 | Tennessee | East South Central Division
3 | 7 | 0 | West South Central Division | West South Central Division
3 | 7 | 5 | Arkansas | West South Central Division
3 | 7 | 22 | Louisiana | West South Central Division
3 | 7 | 40 | Oklahoma | West South Central Division
3 | 7 | 48 | Texas | West South Central Division
4 | 0 | 0 | West Region | West South Central Division
4 | 8 | 0 | Mountain Division | Mountain Division
4 | 8 | 4 | Arizona | Mountain Division
4 | 8 | 8 | Colorado | Mountain Division
4 | 8 | 16 | Idaho | Mountain Division
4 | 8 | 30 | Montana | Mountain Division
4 | 8 | 32 | Nevada | Mountain Division
4 | 8 | 35 | New Mexico | Mountain Division
4 | 8 | 49 | Utah | Mountain Division
4 | 8 | 56 | Wyoming | Mountain Division
4 | 9 | 0 | Pacific Division | Pacific Division
4 | 9 | 2 | Alaska | Pacific Division
4 | 9 | 6 | California | Pacific Division
4 | 9 | 15 | Hawaii | Pacific Division
4 | 9 | 41 | Oregon | Pacific Division
4 | 9 | 53 | Washington | Pacific Division

## AEO26 Table 4
Table 4. Residential Sector Key Indicators and Consumption
https://www.eia.gov/outlooks/aeo/data/browser/#/?id=4-AEO2026&cases=electrnp&sourcekey=0
Thu Apr 23 2026 14:30:24 GMT-0700 (Pacific Daylight Time)
Source: U.S. Energy Information Administration
| full name | api key | units | 2025 | 2026 | 2027 | 2028 | 2029 | 2030 | 2031 | 2032 | 2033 | 2034 | 2035 | 2036 | 2037 | 2038 | 2039 | 2040 | 2041 | 2042 | 2043 | 2044 | 2045 | 2046 | 2047 | 2048 | 2049 | 2050 | Growth (2025-2050)
Key Indicators
Households (millions)
Single-Family | Residential: Key Indicators: Households: Single-Family: Alternative Electricity and Transportation | AEO.2026.ELECTRNP.KEI_HHD_RESD_SFR_NA_NA_USA_MILL.A | millions | 89.5518 | 90.4993 | 91.446 | 92.3755 | 93.3083 | 94.2431 | 95.1582 | 96.0716 | 96.9737 | 97.8533 | 98.7164 | 99.5557 | 100.3796 | 101.1798 | 101.9485 | 102.6897 | 103.4003 | 104.0939 | 104.761 | 105.4048 | 106.0495 | 106.6984 | 107.3453 | 107.991 | 108.636 | 109.2838 | 0.8%
Multifamily | Residential: Key Indicators: Households: Multifamily: Alternative Electricity and Transportation | AEO.2026.ELECTRNP.KEI_HHD_RESD_MFR_NA_NA_USA_MILL.A | millions | 34.4323 | 34.8367 | 35.2428 | 35.6391 | 36.0372 | 36.4537 | 36.9036 | 37.3555 | 37.7971 | 38.2228 | 38.6368 | 39.0395 | 39.3978 | 39.7305 | 40.0405 | 40.3318 | 40.6014 | 40.854 | 41.0999 | 41.3477 | 41.597 | 41.8469 | 42.0951 | 42.3427 | 42.5902 | 42.8386 | 0.9%
Mobile Homes | Residential: Key Indicators: Households: Mobile Homes: Alternative Electricity and Transportation | AEO.2026.ELECTRNP.KEI_HHD_RESD_MBH_NA_NA_USA_MILL.A | millions | 6.7451 | 6.7594 | 6.807 | 6.8582 | 6.9037 | 6.913 | 6.9151 | 6.9183 | 6.9211 | 6.9234 | 6.927 | 6.9314 | 6.933 | 6.9327 | 6.9276 | 6.9242 | 6.9227 | 6.9218 | 6.9221 | 6.9249 | 6.9296 | 6.9344 | 6.9393 | 6.943 | 6.9465 | 6.9503 | 0.1%
Total | Residential: Key Indicators: Households: Total: Alternative Electricity and Transportation | AEO.2026.ELECTRNP.KEI_HHD_RESD_TEN_NA_NA_USA_MILL.A | millions | 130.7292 | 132.0954 | 133.4957 | 134.8728 | 136.2492 | 137.6098 | 138.9769 | 140.3454 | 141.6918 | 142.9995 | 144.2802 | 145.5265 | 146.7104 | 147.843 | 148.9166 | 149.9457 | 150.9244 | 151.8696 | 152.783 | 153.6774 | 154.5761 | 155.4797 | 156.3797 | 157.2768 | 158.1727 | 159.0727 | 0.8%
Average House Square Footage | Residential: Key Indicators: Average House Square Footage: Alternative Electricity and Transportation | AEO.2026.ELECTRNP.KEI_HHD_RESD_NA_NA_NA_USA_SQFT.A | sq ft | 1648.5809 | 1653.8009 | 1658.7534 | 1663.6196 | 1668.3839 | 1673.0569 | 1677.3986 | 1681.6154 | 1685.7919 | 1689.9557 | 1694.0829 | 1698.1729 | 1702.4686 | 1706.8398 | 1711.274 | 1715.7278 | 1720.2239 | 1724.7522 | 1729.2341 | 1733.6156 | 1737.9188 | 1742.1624 | 1746.3572 | 1750.5023 | 1754.593 | 1758.624 | 0.3%
Energy Intensity
(MMBtu per household)
Gross End-use Consumption | Residential: Household Energy Intensity: Gross End-use Consumption: Alternative Electricity and Transportation | AEO.2026.ELECTRNP.INY_HHD_RESD_DELE_NA_NA_USA_MILLBTUPHOSD.A | MMBtu/household | 89.061 | 86.6542 | 85.8036 | 85.1299 | 84.0706 | 82.7726 | 81.4382 | 80.1997 | 79.0375 | 78.0121 | 77.0869 | 76.2473 | 75.4718 | 74.7794 | 74.1473 | 73.5295 | 72.9877 | 72.5503 | 72.1914 | 71.8733 | 71.5544 | 71.2426 | 70.9129 | 70.5904 | 70.2985 | 70.0258 | -1.0%
Delivered Energy Consumption | Residential: Household Energy Intensity: Delivered Energy Consumption: Alternative Electricity and Transportation | AEO.2026.ELECTRNP.INY_HHD_RESD_TEN_NA_NA_USA_MILLBTUPHOSD.A | MMBtu/household | 87.6448 | 85.169 | 84.245 | 83.4966 | 82.3685 | 80.9992 | 79.5891 | 78.276 | 77.0363 | 75.9288 | 74.9165 | 73.9856 | 73.1123 | 72.3174 | 71.5778 | 70.8491 | 70.1921 | 69.6364 | 69.1566 | 68.7136 | 68.2676 | 67.8256 | 67.3624 | 66.9022 | 66.4709 | 66.0557 | -1.1%
(thousand Btu per square foot)
Gross End-use Consumption | Residential: Energy Intensity per Square Foot: Gross End-use Consumption: Alternative Electricity and Transportation | AEO.2026.ELECTRNP.INY_HHD_RESD_DELE_NA_NA_USA_THBTUPSQFT.A | thousand Btu/sq ft | 54.0228 | 52.397 | 51.7277 | 51.1715 | 50.3904 | 49.4739 | 48.5503 | 47.6921 | 46.8845 | 46.1622 | 45.5036 | 44.8996 | 44.3308 | 43.8116 | 43.3287 | 42.8562 | 42.4292 | 42.0642 | 41.7476 | 41.4586 | 41.1724 | 40.8932 | 40.6062 | 40.3258 | 40.0654 | 39.8185 | -1.2%
Delivered Energy Consumption | Residential: Energy Intensity per Square Foot: Delivered Energy Consumption: Alternative Electricity and Transportation | AEO.2026.ELECTRNP.INY_HHD_RESD_TEN_NA_NA_USA_THBTUPSQFT.A | thousand Btu/sq ft | 53.1638 | 51.499 | 50.7881 | 50.1897 | 49.3702 | 48.4139 | 47.4479 | 46.5481 | 45.6974 | 44.9294 | 44.2225 | 43.5678 | 42.9449 | 42.3692 | 41.8272 | 41.2939 | 40.8041 | 40.3747 | 39.9926 | 39.636 | 39.2812 | 38.9318 | 38.5731 | 38.2188 | 37.884 | 37.561 | -1.4%
Energy Consumption by Fuel
Electricity
Space Heating | Residential: Electricity: Space Heating: Alternative Electricity and Transportation | AEO.2026.ELECTRNP.CNSM_HHD_RESD_SPH_ELC_NA_USA_QBTU.A | quads | 0.59499 | 0.56559 | 0.56617 | 0.56695 | 0.56582 | 0.56227 | 0.55764 | 0.55302 | 0.54866 | 0.5441 | 0.53963 | 0.53538 | 0.53085 | 0.52653 | 0.52204 | 0.51752 | 0.51278 | 0.50851 | 0.50439 | 0.50003 | 0.49596 | 0.49154 | 0.48666 | 0.48183 | 0.47719 | 0.47246 | -0.9%
Space Cooling | Residential: Electricity: Space Cooling: Alternative Electricity and Transportation | AEO.2026.ELECTRNP.CNSM_NA_RESD_SPC_ELC_NA_USA_QBTU.A | quads | 0.92457 | 0.98389 | 0.99778 | 1.0116 | 1.0227 | 1.03 | 1.0366 | 1.0441 | 1.0524 | 1.062 | 1.0726 | 1.0844 | 1.097 | 1.1101 | 1.1236 | 1.138 | 1.1531 | 1.1702 | 1.1883 | 1.2065 | 1.2253 | 1.2431 | 1.2603 | 1.2769 | 1.2943 | 1.3114 | 1.4%
Water Heating | Residential: Electricity: Water Heating: Alternative Electricity and Transportation | AEO.2026.ELECTRNP.CNSM_NA_RESD_WTHT_ELC_NA_USA_QBTU.A | quads | 0.45253 | 0.44483 | 0.43924 | 0.43467 | 0.41793 | 0.39681 | 0.37455 | 0.35389 | 0.33486 | 0.31755 | 0.30189 | 0.28807 | 0.27601 | 0.26573 | 0.25717 | 0.25033 | 0.24518 | 0.24183 | 0.24026 | 0.23862 | 0.23698 | 0.23524 | 0.23341 | 0.23158 | 0.22998 | 0.22856 | -2.7%
Refrigeration | Residential: Electricity: Refrigeration: Alternative Electricity and Transportation | AEO.2026.ELECTRNP.CNSM_NA_RESD_REFR_ELC_NA_USA_QBTU.A | quads | 0.34956 | 0.34853 | 0.34743 | 0.34621 | 0.34526 | 0.34202 | 0.33903 | 0.3363 | 0.3338 | 0.33147 | 0.32937 | 0.32765 | 0.32634 | 0.32546 | 0.32499 | 0.32494 | 0.32529 | 0.32607 | 0.32728 | 0.32891 | 0.33105 | 0.33371 | 0.33687 | 0.34001 | 0.34313 | 0.34623 | -0.0%
Cooking | Residential: Electricity: Cooking: Alternative Electricity and Transportation | AEO.2026.ELECTRNP.CNSM_NA_RESD_CGR_ELC_NA_USA_QBTU.A | quads | 0.068362 | 0.069242 | 0.07015 | 0.071053 | 0.07196 | 0.07286 | 0.07377 | 0.074686 | 0.075595 | 0.076502 | 0.077415 | 0.078332 | 0.079236 | 0.080074 | 0.080823 | 0.081486 | 0.082052 | 0.082525 | 0.082965 | 0.083381 | 0.083789 | 0.084191 | 0.084584 | 0.084967 | 0.085342 | 0.085709 | 0.9%
Clothes Dryers | Residential: Electricity: Clothes Dryers: Alternative Electricity and Transportation | AEO.2026.ELECTRNP.CNSM_NA_RESD_CDR_ELC_NA_USA_QBTU.A | quads | 0.19033 | 0.19084 | 0.1918 | 0.19308 | 0.19374 | 0.19336 | 0.19236 | 0.19103 | 0.19012 | 0.1896 | 0.18948 | 0.18982 | 0.19052 | 0.19171 | 0.19336 | 0.19553 | 0.1983 | 0.20107 | 0.20391 | 0.20676 | 0.20961 | 0.21233 | 0.21486 | 0.21726 | 0.21971 | 0.22207 | 0.6%
Freezers | Residential: Electricity: Freezers: Alternative Electricity and Transportation | AEO.2026.ELECTRNP.CNSM_NA_RESD_FRZ_ELC_NA_USA_QBTU.A | quads | 0.079278 | 0.079241 | 0.079217 | 0.07916 | 0.079073 | 0.07857 | 0.078007 | 0.077404 | 0.076823 | 0.076257 | 0.075716 | 0.075195 | 0.074693 | 0.074214 | 0.073757 | 0.073328 | 0.072937 | 0.072586 | 0.072278 | 0.072012 | 0.071802 | 0.07166 | 0.071579 | 0.071571 | 0.071643 | 0.0718 | -0.4%
Lighting | Residential: Electricity: Lighting: Alternative Electricity and Transportation | AEO.2026.ELECTRNP.CNSM_NA_RESD_LGHTNG_ELC_NA_USA_QBTU.A | quads | 0.18285 | 0.18222 | 0.18357 | 0.18564 | 0.18744 | 0.18699 | 0.18642 | 0.18626 | 0.1864 | 0.18674 | 0.18721 | 0.18775 | 0.18823 | 0.18872 | 0.1894 | 0.18704 | 0.18509 | 0.18369 | 0.18285 | 0.18248 | 0.18238 | 0.18231 | 0.1822 | 0.18219 | 0.18238 | 0.18259 | -0.0%
Clothes Washers | Residential: Electricity: Clothes Washers: Alternative Electricity and Transportation | AEO.2026.ELECTRNP.CNSM_NA_RESD_CLW_ELC_NA_USA_QBTU.A | quads | 0.040723 | 0.039741 | 0.03875 | 0.037583 | 0.036385 | 0.034992 | 0.03354 | 0.032 | 0.030665 | 0.029534 | 0.028609 | 0.027904 | 0.027429 | 0.02721 | 0.027261 | 0.027311 | 0.027362 | 0.02742 | 0.027486 | 0.027564 | 0.027658 | 0.027768 | 0.02789 | 0.028024 | 0.028167 | 0.028319 | -1.4%
Dishwashers | Residential: Electricity: Dishwashers: Alternative Electricity and Transportation | AEO.2026.ELECTRNP.CNSM_NA_RESD_DSW_ELC_NA_USA_QBTU.A | quads | 0.037162 | 0.038076 | 0.03836 | 0.038523 | 0.038637 | 0.038703 | 0.03872 | 0.038689 | 0.038734 | 0.038861 | 0.039071 | 0.039371 | 0.039764 | 0.040262 | 0.040872 | 0.041477 | 0.042076 | 0.042674 | 0.043273 | 0.043876 | 0.044488 | 0.045111 | 0.045741 | 0.046379 | 0.047023 | 0.047676 | 1.0%
Televisions and Related Equipment | Residential: Electricity: Televisions: Alternative Electricity and Transportation | AEO.2026.ELECTRNP.CNSM_NA_RESD_TVR_ELC_NA_USA_QBTU.A | quads | 0.12484 | 0.12218 | 0.11996 | 0.11809 | 0.1161 | 0.11381 | 0.11152 | 0.1094 | 0.10749 | 0.10573 | 0.10414 | 0.10272 | 0.10141 | 0.10027 | 0.099267 | 0.098398 | 0.097694 | 0.097154 | 0.096815 | 0.096643 | 0.096638 | 0.096759 | 0.096903 | 0.097108 | 0.097404 | 0.097758 | -1.0%
Computers and Related Equipment | Residential: Electricity: Computers: Alternative Electricity and Transportation | AEO.2026.ELECTRNP.CNSM_NA_RESD_CMPR_ELC_NA_USA_QBTU.A | quads | 0.097012 | 0.095324 | 0.093865 | 0.092524 | 0.090934 | 0.088982 | 0.086906 | 0.084865 | 0.082885 | 0.080946 | 0.079062 | 0.07725 | 0.075484 | 0.073799 | 0.072189 | 0.070667 | 0.069258 | 0.06799 | 0.066879 | 0.065919 | 0.065114 | 0.064456 | 0.063893 | 0.063459 | 0.063206 | 0.063082 | -1.7%
Furnace Fans and Boiler Circulation Pumps | Residential: Electricity: Fans and Pumps: Alternative Electricity and Transportation | AEO.2026.ELECTRNP.CNSM_NA_RESD_FPR_ELC_NA_USA_QBTU.A | quads | 0.15744 | 0.1529 | 0.15378 | 0.15412 | 0.15401 | 0.15365 | 0.15307 | 0.15266 | 0.15217 | 0.15166 | 0.15102 | 0.15023 | 0.14911 | 0.14769 | 0.14591 | 0.14383 | 0.14144 | 0.13902 | 0.13644 | 0.13382 | 0.13126 | 0.12871 | 0.12613 | 0.12373 | 0.12152 | 0.11952 | -1.1%
Other Uses | Residential: Electricity: Other Uses: Alternative Electricity and Transportation | AEO.2026.ELECTRNP.CNSM_NA_RESD_OTHU_ELC_NA_USA_QBTU.A | quads | 2.032 | 2.0498 | 1.9517 | 1.9886 | 2.0227 | 2.0521 | 2.0794 | 2.1075 | 2.1366 | 2.169 | 2.2028 | 2.237 | 2.2722 | 2.3081 | 2.3438 | 2.3753 | 2.4093 | 2.4449 | 2.4825 | 2.521 | 2.5557 | 2.594 | 2.6319 | 2.6698 | 2.7089 | 2.7488 | 1.2%
Gross End-use Electricity Consumption | Residential: Electricity: Gross End-use Electricity Consumption: Alternative Electricity and Transportation | AEO.2026.ELECTRNP.CNSM_NA_RESD_DELE_ELC_NA_USA_QBTU.A | quads | 5.3316 | 5.3624 | 5.2717 | 5.3177 | 5.3427 | 5.3451 | 5.3416 | 5.3418 | 5.3472 | 5.3599 | 5.378 | 5.4011 | 5.4282 | 5.4599 | 5.4944 | 5.5251 | 5.5619 | 5.6056 | 5.6556 | 5.7075 | 5.7577 | 5.8109 | 5.8628 | 5.9148 | 5.9699 | 6.026 | 0.5%
Purchased Electricity for Electric Vehicle Charging | Residential: Electricity: Purchased Electricity for EV Charging: Alternative Electricity and Transportation | AEO.2026.ELECTRNP.CNSM_NA_RESD_EVCHRING_ELC_NA_USA_QBTU.A | quads | 0.070135 | 0.091487 | 0.1193 | 0.15019 | 0.1805 | 0.20873 | 0.23312 | 0.25519 | 0.27699 | 0.29924 | 0.32177 | 0.34432 | 0.3669 | 0.38932 | 0.41114 | 0.43247 | 0.45277 | 0.47239 | 0.4913 | 0.50967 | 0.52751 | 0.54465 | 0.56095 | 0.57689 | 0.59221 | 0.60719 | 9.0%
On-site Generation for Own Use | Residential: Electricity: Generation for Own Use: Alternative Electricity and Transportation | AEO.2026.ELECTRNP.GEN_NA_RESD_GFO_ELC_NA_USA_QBTU.A | quads | 0.18513 | 0.19618 | 0.20807 | 0.22029 | 0.23191 | 0.24405 | 0.25699 | 0.26999 | 0.28356 | 0.29791 | 0.31315 | 0.32913 | 0.34616 | 0.36399 | 0.38263 | 0.40192 | 0.42192 | 0.44253 | 0.46366 | 0.48558 | 0.50806 | 0.53128 | 0.55523 | 0.58008 | 0.60541 | 0.63153 | 5.0%
Purchased Electricity at Residential Location | Residential: Electricity: Purchased Electricity at Residential Location: Alternative Electricity and Transportation | AEO.2026.ELECTRNP.CNSM_NA_RESD_PURCHELEC_ELC_NA_USA_QBTU.A | quads | 5.2166 | 5.2577 | 5.183 | 5.2476 | 5.2913 | 5.3098 | 5.3177 | 5.327 | 5.3407 | 5.3613 | 5.3866 | 5.4162 | 5.449 | 5.4853 | 5.5229 | 5.5557 | 5.5928 | 5.6354 | 5.6832 | 5.7316 | 5.7771 | 5.8243 | 5.8686 | 5.9116 | 5.9567 | 6.0016 | 0.6%
Natural Gas
Space Heating | Residential: Natural Gas: Space Heating: Alternative Electricity and Transportation | AEO.2026.ELECTRNP.CNSM_NA_RESD_SPH_NG_NA_USA_QBTU.A | quads | 3.118 | 2.9297 | 3.0471 | 3.0283 | 2.992 | 2.9475 | 2.9004 | 2.8565 | 2.8131 | 2.7724 | 2.7328 | 2.6957 | 2.6581 | 2.6222 | 2.5871 | 2.5533 | 2.5199 | 2.4903 | 2.4626 | 2.4366 | 2.4121 | 2.3867 | 2.36 | 2.3336 | 2.3077 | 2.2826 | -1.2%
Space Cooling | Residential: Natural Gas: Space Cooling: Alternative Electricity and Transportation | AEO.2026.ELECTRNP.CNSM_NA_RESD_SPC_NG_NA_USA_QBTU.A | quads | 0.058598 | 0.062155 | 0.06259 | 0.062752 | 0.062711 | 0.062576 | 0.062453 | 0.06243 | 0.062446 | 0.062545 | 0.062667 | 0.062853 | 0.06307 | 0.063308 | 0.063572 | 0.063894 | 0.064259 | 0.064725 | 0.065211 | 0.065681 | 0.066162 | 0.066587 | 0.066993 | 0.067365 | 0.067759 | 0.068145 | 0.6%
Water Heating | Residential: Natural Gas: Water Heating: Alternative Electricity and Transportation | AEO.2026.ELECTRNP.CNSM_NA_RESD_WTHT_NG_NA_USA_QBTU.A | quads | 1.0243 | 1.0352 | 1.0454 | 1.0552 | 1.0533 | 1.0498 | 1.0469 | 1.0452 | 1.0426 | 1.042 | 1.043 | 1.0435 | 1.043 | 1.0422 | 1.0409 | 1.0393 | 1.037 | 1.0347 | 1.0321 | 1.0291 | 1.0254 | 1.0207 | 1.0151 | 1.0094 | 1.0039 | 0.99913 | -0.1%
Cooking | Residential: Natural Gas: Cooking: Alternative Electricity and Transportation | AEO.2026.ELECTRNP.CNSM_NA_RESD_CGR_NG_NA_USA_QBTU.A | quads | 0.077268 | 0.077256 | 0.077247 | 0.077222 | 0.077195 | 0.077167 | 0.077124 | 0.077065 | 0.077006 | 0.07697 | 0.076962 | 0.076991 | 0.07706 | 0.077217 | 0.077432 | 0.077712 | 0.078045 | 0.07843 | 0.078816 | 0.079203 | 0.079599 | 0.080006 | 0.080424 | 0.080855 | 0.081299 | 0.081761 | 0.2%
Clothes Dryers | Residential: Natural Gas: Clothes Dryers: Alternative Electricity and Transportation | AEO.2026.ELECTRNP.CNSM_NA_RESD_CDR_NG_NA_USA_QBTU.A | quads | 0.039574 | 0.040284 | 0.04092 | 0.041544 | 0.042109 | 0.042643 | 0.043187 | 0.043759 | 0.044208 | 0.044701 | 0.045238 | 0.045826 | 0.046396 | 0.046978 | 0.047561 | 0.048146 | 0.048724 | 0.049352 | 0.050015 | 0.050707 | 0.051406 | 0.052088 | 0.052756 | 0.053424 | 0.0541 | 0.054789 | 1.3%
Other Uses | Residential: Natural Gas: Other Uses: Alternative Electricity and Transportation | AEO.2026.ELECTRNP.CNSM_NA_RESD_OTHU_NG_NA_USA_QBTU.A | quads | 0.60835 | 0.61167 | 0.61395 | 0.61501 | 0.61462 | 0.61321 | 0.61157 | 0.61025 | 0.60843 | 0.60709 | 0.6059 | 0.60509 | 0.60413 | 0.60332 | 0.60256 | 0.60191 | 0.60137 | 0.60121 | 0.6013 | 0.60158 | 0.60179 | 0.60166 | 0.60125 | 0.60076 | 0.6003 | 0.59992 | -0.1%
Delivered Energy | Residential: Natural Gas: Delivered Energy: Alternative Electricity and Transportation | AEO.2026.ELECTRNP.CNSM_NA_RESD_DELE_NG_NA_USA_QBTU.A | quads | 4.9261 | 4.7563 | 4.8872 | 4.8801 | 4.8419 | 4.7929 | 4.7416 | 4.6952 | 4.6478 | 4.6057 | 4.5666 | 4.53 | 4.4917 | 4.4553 | 4.4192 | 4.3843 | 4.3493 | 4.3188 | 4.2901 | 4.2629 | 4.2365 | 4.2077 | 4.1765 | 4.1454 | 4.115 | 4.0864 | -0.7%
Distillate Fuel Oil
Space Heating | Residential: Distillate Fuel Oil: Space Heating: Alternative Electricity and Transportation | AEO.2026.ELECTRNP.CNSM_NA_RESD_SPH_DFO_NA_USA_QBTU.A | quads | 0.42537 | 0.40916 | 0.40482 | 0.39843 | 0.3916 | 0.38542 | 0.37914 | 0.37318 | 0.36729 | 0.36188 | 0.35655 | 0.35144 | 0.34648 | 0.34171 | 0.33711 | 0.33258 | 0.32808 | 0.32378 | 0.31953 | 0.31543 | 0.31137 | 0.3074 | 0.30342 | 0.29946 | 0.29552 | 0.29173 | -1.5%
Water Heating | Residential: Distillate Fuel Oil: Water Heating: Alternative Electricity and Transportation | AEO.2026.ELECTRNP.CNSM_NA_RESD_WTHT_DFO_NA_USA_QBTU.A | quads | 0.037857 | 0.035875 | 0.033765 | 0.03176 | 0.029822 | 0.028183 | 0.026771 | 0.025623 | 0.024712 | 0.024075 | 0.023676 | 0.023234 | 0.022778 | 0.022309 | 0.021834 | 0.021354 | 0.020862 | 0.020367 | 0.01987 | 0.019372 | 0.01887 | 0.018372 | 0.017881 | 0.017401 | 0.01694 | 0.016509 | -3.3%
Other Uses | Residential: Distillate Fuel Oil: Other Uses: Alternative Electricity and Transportation | AEO.2026.ELECTRNP.CNSM_NA_RESD_OTHU_DFO_NA_USA_QBTU.A | quads | 0.026055 | 0.026324 | 0.026369 | 0.02631 | 0.026206 | 0.026145 | 0.026071 | 0.02601 | 0.025943 | 0.025899 | 0.025849 | 0.025803 | 0.025762 | 0.025724 | 0.02569 | 0.025657 | 0.025618 | 0.025583 | 0.025549 | 0.025516 | 0.025477 | 0.025438 | 0.025396 | 0.025351 | 0.025306 | 0.025271 | -0.1%
Delivered Energy | Residential: Distillate Fuel Oil: Delivered Energy: Alternative Electricity and Transportation | AEO.2026.ELECTRNP.CNSM_NA_RESD_NA_DFO_NA_USA_QBTU.A | quads | 0.48928 | 0.47136 | 0.46495 | 0.4565 | 0.44762 | 0.43975 | 0.43198 | 0.42481 | 0.41795 | 0.41185 | 0.40607 | 0.40047 | 0.39502 | 0.38974 | 0.38464 | 0.3796 | 0.37457 | 0.36974 | 0.36497 | 0.36034 | 0.35574 | 0.35124 | 0.34672 | 0.34224 | 0.33781 | 0.33355 | -1.5%
Propane
Space Heating | Residential: Propane: Space Heating: Alternative Electricity and Transportation | AEO.2026.ELECTRNP.CNSM_NA_RESD_SPH_PROP_NA_USA_QBTU.A | quads | 0.37752 | 0.36312 | 0.3412 | 0.33858 | 0.3341 | 0.32857 | 0.32222 | 0.31595 | 0.30998 | 0.30452 | 0.29948 | 0.29477 | 0.29023 | 0.28586 | 0.28161 | 0.2776 | 0.27385 | 0.27052 | 0.26755 | 0.26486 | 0.26236 | 0.25988 | 0.25727 | 0.25462 | 0.25197 | 0.24938 | -1.6%
Water Heating | Residential: Propane: Water Heating: Alternative Electricity and Transportation | AEO.2026.ELECTRNP.CNSM_NA_RESD_WTHT_PROP_NA_USA_QBTU.A | quads | 0.058525 | 0.059045 | 0.059788 | 0.06039 | 0.059603 | 0.058604 | 0.057557 | 0.056584 | 0.055702 | 0.055021 | 0.054534 | 0.053959 | 0.053307 | 0.052582 | 0.051789 | 0.050962 | 0.050118 | 0.049286 | 0.048476 | 0.047684 | 0.046888 | 0.04607 | 0.045236 | 0.044409 | 0.043616 | 0.042878 | -1.2%
Cooking | Residential: Propane: Cooking: Alternative Electricity and Transportation | AEO.2026.ELECTRNP.CNSM_NA_RESD_CGR_PROP_NA_USA_QBTU.A | quads | 0.010417 | 0.010383 | 0.010353 | 0.010321 | 0.010288 | 0.010251 | 0.010209 | 0.010161 | 0.01011 | 0.010055 | 0.009996 | 0.009933 | 0.009865 | 0.009813 | 0.009777 | 0.009759 | 0.009759 | 0.00978 | 0.009799 | 0.009815 | 0.00983 | 0.009844 | 0.009857 | 0.009868 | 0.009877 | 0.009886 | -0.2%
Other Uses | Residential: Propane: Other Uses: Alternative Electricity and Transportation | AEO.2026.ELECTRNP.CNSM_NA_RESD_OTHU_PROP_NA_USA_QBTU.A | quads | 0.078037 | 0.081169 | 0.084197 | 0.086919 | 0.089322 | 0.091503 | 0.0935 | 0.095471 | 0.09741 | 0.099465 | 0.10161 | 0.10382 | 0.10602 | 0.10822 | 0.11039 | 0.11257 | 0.11481 | 0.11715 | 0.11959 | 0.12212 | 0.12467 | 0.12718 | 0.12965 | 0.13209 | 0.13456 | 0.13705 | 2.3%
Delivered Energy | Residential: Propane: Delivered Energy: Alternative Electricity and Transportation | AEO.2026.ELECTRNP.CNSM_NA_RESD_DELE_PROP_NA_USA_QBTU.A | quads | 0.5245 | 0.51372 | 0.49554 | 0.49621 | 0.49331 | 0.48893 | 0.48349 | 0.47816 | 0.4732 | 0.46906 | 0.46562 | 0.46248 | 0.45943 | 0.45648 | 0.45357 | 0.4509 | 0.44854 | 0.44674 | 0.44542 | 0.44448 | 0.44375 | 0.44298 | 0.44201 | 0.44099 | 0.44002 | 0.43919 | -0.7%
Marketed Renewables (wood) | Residential: Marketed Renewables (wood): Alternative Electricity and Transportation | AEO.2026.ELECTRNP.CNSM_NA_RESD_NA_MRW_NA_USA_QBTU.A | quads | 0.37139 | 0.3429 | 0.33499 | 0.33121 | 0.32895 | 0.32363 | 0.31937 | 0.31564 | 0.31281 | 0.30913 | 0.30583 | 0.30201 | 0.29809 | 0.2942 | 0.28995 | 0.28554 | 0.28127 | 0.27738 | 0.27363 | 0.27008 | 0.26697 | 0.26398 | 0.26129 | 0.25882 | 0.25658 | 0.25414 | -1.5%
Energy Consumption by End Use
Space Heating | Residential: Delivered Energy Use by End Use: Space Heating: Alternative Electricity and Transportation | AEO.2026.ELECTRNP.CNSM_NA_RESD_SPH_DEE_NA_USA_QBTU.A | quads | 4.8873 | 4.6105 | 4.6942 | 4.6635 | 4.6124 | 4.5474 | 4.4788 | 4.4143 | 4.3519 | 4.292 | 4.2343 | 4.1793 | 4.1237 | 4.0705 | 4.0179 | 3.9665 | 3.9159 | 3.8705 | 3.8277 | 3.787 | 3.7488 | 3.7095 | 3.6686 | 3.6283 | 3.5889 | 3.5503 | -1.3%
Space Cooling | Residential: Delivered Energy Use by End Use: Space Cooling: Alternative Electricity and Transportation | AEO.2026.ELECTRNP.CNSM_NA_RESD_SPC_DEE_NA_USA_QBTU.A | quads | 0.98317 | 1.046 | 1.0604 | 1.0743 | 1.0855 | 1.0926 | 1.099 | 1.1066 | 1.1148 | 1.1245 | 1.1352 | 1.1473 | 1.1601 | 1.1734 | 1.1872 | 1.2019 | 1.2174 | 1.2349 | 1.2535 | 1.2721 | 1.2914 | 1.3097 | 1.3273 | 1.3443 | 1.362 | 1.3795 | 1.4%
Water Heating | Residential: Delivered Energy Use by End Use: Water Heating: Alternative Electricity and Transportation | AEO.2026.ELECTRNP.CNSM_NA_RESD_WTHT_DEE_NA_USA_QBTU.A | quads | 1.5732 | 1.5749 | 1.5782 | 1.582 | 1.5607 | 1.5334 | 1.5058 | 1.4813 | 1.4578 | 1.4386 | 1.4231 | 1.4088 | 1.3951 | 1.3828 | 1.3717 | 1.3619 | 1.3532 | 1.3462 | 1.3407 | 1.3348 | 1.3282 | 1.3204 | 1.3117 | 1.3028 | 1.2945 | 1.2871 | -0.8%
Refrigeration | Residential: Delivered Energy Use by End Use: Refrigeration: Alternative Electricity and Transportation | AEO.2026.ELECTRNP.CNSM_NA_RESD_REFR_DEE_NA_USA_QBTU.A | quads | 0.34956 | 0.34853 | 0.34743 | 0.34621 | 0.34526 | 0.34202 | 0.33903 | 0.3363 | 0.3338 | 0.33147 | 0.32937 | 0.32765 | 0.32634 | 0.32546 | 0.32499 | 0.32494 | 0.32529 | 0.32607 | 0.32728 | 0.32891 | 0.33105 | 0.33371 | 0.33687 | 0.34001 | 0.34313 | 0.34623 | -0.0%
Cooking | Residential: Delivered Energy Use by End Use: Cooking: Alternative Electricity and Transportation | AEO.2026.ELECTRNP.CNSM_NA_RESD_CGR_DEE_NA_USA_QBTU.A | quads | 0.15605 | 0.15688 | 0.15775 | 0.1586 | 0.15944 | 0.16028 | 0.1611 | 0.16191 | 0.16271 | 0.16353 | 0.16437 | 0.16526 | 0.16616 | 0.1671 | 0.16803 | 0.16896 | 0.16986 | 0.17073 | 0.17158 | 0.1724 | 0.17322 | 0.17404 | 0.17486 | 0.17569 | 0.17652 | 0.17736 | 0.5%
Clothes Dryers | Residential: Delivered Energy Use by End Use: Clothes Dryers: Alternative Electricity and Transportation | AEO.2026.ELECTRNP.CNSM_NA_RESD_CDR_DEE_NA_USA_QBTU.A | quads | 0.22991 | 0.23112 | 0.23272 | 0.23462 | 0.23585 | 0.236 | 0.23555 | 0.23479 | 0.23433 | 0.2343 | 0.23472 | 0.23564 | 0.23691 | 0.23869 | 0.24092 | 0.24368 | 0.24703 | 0.25042 | 0.25393 | 0.25746 | 0.26102 | 0.26442 | 0.26761 | 0.27069 | 0.27381 | 0.27686 | 0.7%
Freezers | Residential: Delivered Energy Use by End Use: Freezers: Alternative Electricity and Transportation | AEO.2026.ELECTRNP.CNSM_NA_RESD_FRZ_DEE_NA_USA_QBTU.A | quads | 0.079278 | 0.079241 | 0.079217 | 0.07916 | 0.079073 | 0.07857 | 0.078007 | 0.077404 | 0.076823 | 0.076257 | 0.075716 | 0.075195 | 0.074693 | 0.074214 | 0.073757 | 0.073328 | 0.072937 | 0.072586 | 0.072278 | 0.072012 | 0.071802 | 0.07166 | 0.071579 | 0.071571 | 0.071643 | 0.0718 | -0.4%
Lighting | Residential: Delivered Energy Use by End Use: Lighting: Alternative Electricity and Transportation | AEO.2026.ELECTRNP.CNSM_NA_RESD_LGHTNG_DEE_NA_USA_QBTU.A | quads | 0.18285 | 0.18222 | 0.18357 | 0.18564 | 0.18744 | 0.18699 | 0.18642 | 0.18626 | 0.1864 | 0.18674 | 0.18721 | 0.18775 | 0.18823 | 0.18872 | 0.1894 | 0.18704 | 0.18509 | 0.18369 | 0.18285 | 0.18248 | 0.18238 | 0.18231 | 0.1822 | 0.18219 | 0.18238 | 0.18259 | -0.0%
Clothes Washers | Residential: Delivered Energy Use by End Use: Clothes Washers: Alternative Electricity and Transportation | AEO.2026.ELECTRNP.CNSM_NA_RESD_CLW_DEE_NA_USA_QBTU.A | quads | 0.040723 | 0.039741 | 0.03875 | 0.037583 | 0.036385 | 0.034992 | 0.03354 | 0.032 | 0.030665 | 0.029534 | 0.028609 | 0.027904 | 0.027429 | 0.02721 | 0.027261 | 0.027311 | 0.027362 | 0.02742 | 0.027486 | 0.027564 | 0.027658 | 0.027768 | 0.02789 | 0.028024 | 0.028167 | 0.028319 | -1.4%
Dishwashers | Residential: Delivered Energy Use by End Use: Dishwashers: Alternative Electricity and Transportation | AEO.2026.ELECTRNP.CNSM_NA_RESD_DSW_DEE_NA_USA_QBTU.A | quads | 0.037162 | 0.038076 | 0.03836 | 0.038523 | 0.038637 | 0.038703 | 0.03872 | 0.038689 | 0.038734 | 0.038861 | 0.039071 | 0.039371 | 0.039764 | 0.040262 | 0.040872 | 0.041477 | 0.042076 | 0.042674 | 0.043273 | 0.043876 | 0.044488 | 0.045111 | 0.045741 | 0.046379 | 0.047023 | 0.047676 | 1.0%
Televisions and Related Equipment | Residential: Delivered Energy Use by End Use: Televisions: Alternative Electricity and Transportation | AEO.2026.ELECTRNP.CNSM_NA_RESD_TVR_DEE_NA_USA_QBTU.A | quads | 0.12484 | 0.12218 | 0.11996 | 0.11809 | 0.1161 | 0.11381 | 0.11152 | 0.1094 | 0.10749 | 0.10573 | 0.10414 | 0.10272 | 0.10141 | 0.10027 | 0.099267 | 0.098398 | 0.097694 | 0.097154 | 0.096815 | 0.096643 | 0.096638 | 0.096759 | 0.096903 | 0.097108 | 0.097404 | 0.097758 | -1.0%
Computers and Related Equipment | Residential: Delivered Energy Use by End Use: Computers: Alternative Electricity and Transportation | AEO.2026.ELECTRNP.CNSM_NA_RESD_CMPR_DEE_NA_USA_QBTU.A | quads | 0.097012 | 0.095324 | 0.093865 | 0.092524 | 0.090934 | 0.088982 | 0.086906 | 0.084865 | 0.082885 | 0.080946 | 0.079062 | 0.07725 | 0.075484 | 0.073799 | 0.072189 | 0.070667 | 0.069258 | 0.06799 | 0.066879 | 0.065919 | 0.065114 | 0.064456 | 0.063893 | 0.063459 | 0.063206 | 0.063082 | -1.7%
Furnace Fans and Boiler Circulation Pumps | Residential: Delivered Energy Use by End Use: Fans and Pumps: Alternative Electricity and Transportation | AEO.2026.ELECTRNP.CNSM_NA_RESD_FPR_DEE_NA_USA_QBTU.A | quads | 0.15744 | 0.1529 | 0.15378 | 0.15412 | 0.15401 | 0.15365 | 0.15307 | 0.15266 | 0.15217 | 0.15166 | 0.15102 | 0.15023 | 0.14911 | 0.14769 | 0.14591 | 0.14383 | 0.14144 | 0.13902 | 0.13644 | 0.13382 | 0.13126 | 0.12871 | 0.12613 | 0.12373 | 0.12152 | 0.11952 | -1.1%
Other Uses | Residential: Delivered Energy Use by End Use: Other Uses: Alternative Electricity and Transportation | AEO.2026.ELECTRNP.CNSM_NA_RESD_OTHU_DEE_NA_USA_QBTU.A | quads | 2.7444 | 2.7689 | 2.6762 | 2.7168 | 2.7528 | 2.783 | 2.8106 | 2.8392 | 2.8684 | 2.9015 | 2.9362 | 2.9717 | 3.0081 | 3.0454 | 3.0824 | 3.1155 | 3.1511 | 3.1888 | 3.2289 | 3.2702 | 3.3076 | 3.3483 | 3.3881 | 3.428 | 3.4691 | 3.5111 | 1.0%
Gross End-use Electricity Consumption | Residential: Energy Consumption by End Use: Gross End-use Consumption: Alternative Electricity and Transportation | AEO.2026.ELECTRNP.CNSM_NA_RESD_TUS_DEE_NA_USA_QBTU.A | quads | 11.6429 | 11.4466 | 11.4544 | 11.4817 | 11.4546 | 11.3903 | 11.318 | 11.2557 | 11.199 | 11.1557 | 11.1221 | 11.096 | 11.0725 | 11.0556 | 11.0418 | 11.0254 | 11.0156 | 11.0182 | 11.0296 | 11.0453 | 11.0606 | 11.0768 | 11.0893 | 11.1022 | 11.1193 | 11.1392 | -0.2%
Purchased Electricity for Electric Vehicle Charging | Residential: Energy Consumption by End Use: Purchased Electricity for EV Charging: Alternative Electricity and Transportation | AEO.2026.ELECTRNP.CNSM_NA_RESD_PUELEVCHRG_DEE_NA_USA_QBTU.A | quads | 0.070135 | 0.091487 | 0.1193 | 0.15019 | 0.1805 | 0.20873 | 0.23312 | 0.25519 | 0.27699 | 0.29924 | 0.32177 | 0.34432 | 0.3669 | 0.38932 | 0.41114 | 0.43247 | 0.45277 | 0.47239 | 0.4913 | 0.50967 | 0.52751 | 0.54465 | 0.56095 | 0.57689 | 0.59221 | 0.60719 | 9.0%
On-site Generation for Own Use | Residential: Energy Consumption by End Use: Generation for Own Use: Alternative Electricity and Transportation | AEO.2026.ELECTRNP.GEN_NA_RESD_GFO_DEE_NA_USA_QBTU.A | quads | 0.18513 | 0.19618 | 0.20807 | 0.22029 | 0.23191 | 0.24405 | 0.25699 | 0.26999 | 0.28356 | 0.29791 | 0.31315 | 0.32913 | 0.34616 | 0.36399 | 0.38263 | 0.40192 | 0.42192 | 0.44253 | 0.46366 | 0.48558 | 0.50806 | 0.53128 | 0.55523 | 0.58008 | 0.60541 | 0.63153 | 5.0%
Delivered Energy | Residential: Energy Consumption by End Use: Delivered Energy: Alternative Electricity and Transportation | AEO.2026.ELECTRNP.CNSM_NA_RESD_DELE_DEE_NA_USA_QBTU.A | quads | 11.5279 | 11.3419 | 11.3656 | 11.4116 | 11.4031 | 11.355 | 11.2942 | 11.2409 | 11.1924 | 11.157 | 11.1307 | 11.1112 | 11.0932 | 11.0809 | 11.0703 | 11.056 | 11.0465 | 11.048 | 11.0573 | 11.0694 | 11.08 | 11.0901 | 11.0951 | 11.0991 | 11.1061 | 11.1148 | -0.1%
Electricity Related Losses | Residential: Electricity Related Losses: Alternative Electricity and Transportation | AEO.2026.ELECTRNP.CNSM_LOSSES_RESD_NA_ENRL_NA_USA_QBTU.A | quads | 7.1677 | 7.1546 | 6.5145 | 6.3125 | 6.2212 | 6.1317 | 5.9452 | 5.8393 | 5.7835 | 5.6923 | 5.634 | 5.5781 | 5.5564 | 5.5519 | 5.5371 | 5.5039 | 5.4754 | 5.4789 | 5.494 | 5.5119 | 5.5275 | 5.5469 | 5.5689 | 5.5886 | 5.5896 | 5.6078 | -1.0%
Total Energy Consumption by End Use
Space Heating | Residential: Total Energy Use by End Use: Space Heating: Alternative Electricity and Transportation | AEO.2026.ELECTRNP.CNSM_NA_RESD_SPH_TEE_NA_USA_QBTU.A | quads | 5.6764 | 5.352 | 5.3778 | 5.3173 | 5.2488 | 5.1671 | 5.0722 | 4.9899 | 4.9145 | 4.8376 | 4.7658 | 4.6971 | 4.6305 | 4.5679 | 4.5048 | 4.4419 | 4.3799 | 4.3259 | 4.2753 | 4.227 | 4.1814 | 4.1348 | 4.0867 | 4.0392 | 3.9913 | 3.9455 | -1.4%
Space Cooling | Residential: Total Energy Use by End Use: Space Cooling: Alternative Electricity and Transportation | AEO.2026.ELECTRNP.CNSM_NA_RESD_SPC_TEE_NA_USA_QBTU.A | quads | 2.2094 | 2.3359 | 2.265 | 2.2407 | 2.2357 | 2.2277 | 2.2022 | 2.1933 | 2.194 | 2.1894 | 2.1917 | 2.196 | 2.2074 | 2.2221 | 2.2352 | 2.2472 | 2.2607 | 2.2827 | 2.308 | 2.3336 | 2.3603 | 2.3854 | 2.4099 | 2.433 | 2.4534 | 2.4764 | 0.5%
Water Heating | Residential: Total Energy Use by End Use: Water Heating: Alternative Electricity and Transportation | AEO.2026.ELECTRNP.CNSM_NA_RESD_WTHT_TEE_NA_USA_QBTU.A | quads | 2.1734 | 2.1581 | 2.1085 | 2.0832 | 2.0307 | 1.9707 | 1.9044 | 1.8496 | 1.8012 | 1.7571 | 1.7205 | 1.6874 | 1.6586 | 1.6339 | 1.6116 | 1.5919 | 1.575 | 1.5628 | 1.5539 | 1.5448 | 1.5349 | 1.5239 | 1.5122 | 1.5002 | 1.4884 | 1.4783 | -1.5%
Refrigeration | Residential: Total Energy Use by End Use: Refrigeration: Alternative Electricity and Transportation | AEO.2026.ELECTRNP.CNSM_NA_RESD_REFR_TEE_NA_USA_QBTU.A | quads | 0.81319 | 0.80545 | 0.76689 | 0.74542 | 0.73357 | 0.71895 | 0.69983 | 0.68632 | 0.6761 | 0.66384 | 0.6538 | 0.64453 | 0.6379 | 0.63292 | 0.62812 | 0.62343 | 0.61961 | 0.61806 | 0.61773 | 0.61831 | 0.61984 | 0.62247 | 0.62626 | 0.62991 | 0.63246 | 0.63583 | -1.0%
Cooking | Residential: Total Energy Use by End Use: Cooking: Alternative Electricity and Transportation | AEO.2026.ELECTRNP.CNSM_NA_RESD_CGR_TEE_NA_USA_QBTU.A | quads | 0.24671 | 0.24766 | 0.24244 | 0.24053 | 0.24038 | 0.24057 | 0.23961 | 0.23964 | 0.24023 | 0.24024 | 0.24063 | 0.24101 | 0.24181 | 0.24275 | 0.24342 | 0.24381 | 0.24409 | 0.24463 | 0.24521 | 0.24576 | 0.24631 | 0.24689 | 0.24753 | 0.24814 | 0.24848 | 0.24905 | 0.0%
Clothes Dryers | Residential: Total Energy Use by End Use: Clothes Dryers: Alternative Electricity and Transportation | AEO.2026.ELECTRNP.CNSM_NA_RESD_CDR_TEE_NA_USA_QBTU.A | quads | 0.48235 | 0.48132 | 0.46429 | 0.45726 | 0.45375 | 0.4491 | 0.44026 | 0.4336 | 0.42929 | 0.42442 | 0.42137 | 0.41922 | 0.4188 | 0.41979 | 0.42128 | 0.42329 | 0.42644 | 0.43048 | 0.43489 | 0.43938 | 0.44387 | 0.44814 | 0.45219 | 0.45593 | 0.45907 | 0.46262 | -0.2%
Freezers | Residential: Total Energy Use by End Use: Freezers: Alternative Electricity and Transportation | AEO.2026.ELECTRNP.CNSM_NA_RESD_FRZ_TEE_NA_USA_QBTU.A | quads | 0.18442 | 0.18313 | 0.17486 | 0.17044 | 0.16801 | 0.16516 | 0.16102 | 0.15796 | 0.1556 | 0.15272 | 0.1503 | 0.14792 | 0.146 | 0.14432 | 0.14255 | 0.14069 | 0.13893 | 0.13759 | 0.13642 | 0.13537 | 0.13444 | 0.13367 | 0.13307 | 0.1326 | 0.13205 | 0.13186 | -1.3%
Lighting | Residential: Total Energy Use by End Use: Lighting: Alternative Electricity and Transportation | AEO.2026.ELECTRNP.CNSM_NA_RESD_LGHTNG_TEE_NA_USA_QBTU.A | quads | 0.42536 | 0.4211 | 0.40519 | 0.3997 | 0.39825 | 0.39307 | 0.38482 | 0.38012 | 0.37756 | 0.374 | 0.37163 | 0.36934 | 0.36792 | 0.36701 | 0.36606 | 0.35885 | 0.35255 | 0.34818 | 0.34511 | 0.34303 | 0.34149 | 0.34006 | 0.33873 | 0.33754 | 0.33616 | 0.33531 | -0.9%
Clothes Washers | Residential: Total Energy Use by End Use: Clothes Washers: Alternative Electricity and Transportation | AEO.2026.ELECTRNP.CNSM_NA_RESD_CLW_TEE_NA_USA_QBTU.A | quads | 0.094734 | 0.091842 | 0.085534 | 0.080919 | 0.077308 | 0.073556 | 0.069233 | 0.065305 | 0.062111 | 0.059149 | 0.05679 | 0.05489 | 0.053614 | 0.052914 | 0.052689 | 0.052399 | 0.052117 | 0.051974 | 0.051879 | 0.051816 | 0.051786 | 0.051795 | 0.05185 | 0.051918 | 0.051918 | 0.052006 | -2.4%
Dishwashers | Residential: Total Energy Use by End Use: Dishwashers: Alternative Electricity and Transportation | AEO.2026.ELECTRNP.CNSM_NA_RESD_DSW_TEE_NA_USA_QBTU.A | quads | 0.086449 | 0.087993 | 0.084672 | 0.082943 | 0.082093 | 0.081355 | 0.079926 | 0.078954 | 0.078456 | 0.077828 | 0.077556 | 0.077447 | 0.077726 | 0.078297 | 0.078995 | 0.079577 | 0.080144 | 0.080888 | 0.081676 | 0.08248 | 0.083298 | 0.084146 | 0.085037 | 0.085923 | 0.086674 | 0.087555 | 0.1%
Televisions and Related Equipment | Residential: Total Energy Use by End Use: Televisions: Alternative Electricity and Transportation | AEO.2026.ELECTRNP.CNSM_NA_RESD_TVR_TEE_NA_USA_QBTU.A | quads | 0.29041 | 0.28235 | 0.2648 | 0.25425 | 0.24667 | 0.23923 | 0.23019 | 0.22326 | 0.21772 | 0.21176 | 0.20673 | 0.20206 | 0.19823 | 0.195 | 0.19186 | 0.18879 | 0.18608 | 0.18415 | 0.18274 | 0.18168 | 0.18094 | 0.18048 | 0.18015 | 0.17991 | 0.17954 | 0.17953 | -1.9%
Computers and Related Equipment | Residential: Total Energy Use by End Use: Computers: Alternative Electricity and Transportation | AEO.2026.ELECTRNP.CNSM_NA_RESD_CMPR_TEE_NA_USA_QBTU.A | quads | 0.22568 | 0.22029 | 0.20719 | 0.19921 | 0.19321 | 0.18705 | 0.17939 | 0.17319 | 0.16788 | 0.16211 | 0.15694 | 0.15196 | 0.14755 | 0.14352 | 0.13952 | 0.13558 | 0.13192 | 0.12887 | 0.12623 | 0.12392 | 0.12192 | 0.12023 | 0.11878 | 0.11757 | 0.1165 | 0.11585 | -2.6%
Furnace Fans and Boiler Circulation Pumps | Residential: Total Energy Use by End Use: Fans and Pumps: Alternative Electricity and Transportation | AEO.2026.ELECTRNP.CNSM_NA_RESD_FPR_TEE_NA_USA_QBTU.A | quads | 0.36624 | 0.35335 | 0.33943 | 0.33183 | 0.32723 | 0.32298 | 0.31597 | 0.31154 | 0.30822 | 0.30373 | 0.29979 | 0.29552 | 0.29146 | 0.2872 | 0.282 | 0.27595 | 0.26942 | 0.26351 | 0.25753 | 0.25156 | 0.24576 | 0.24008 | 0.23449 | 0.22923 | 0.22398 | 0.21949 | -2.0%
Other Uses | Residential: Total Energy Use by End Use: Other Uses: Alternative Electricity and Transportation | AEO.2026.ELECTRNP.CNSM_NA_RESD_OTHU_TEE_NA_USA_QBTU.A | quads | 5.4394 | 5.4562 | 5.0324 | 5.0098 | 5.0278 | 5.0445 | 5.0235 | 5.0326 | 5.0595 | 5.0764 | 5.106 | 5.1351 | 5.1773 | 5.2258 | 5.2686 | 5.2975 | 5.3309 | 5.3781 | 5.432 | 5.4884 | 5.5371 | 5.5929 | 5.6491 | 5.7044 | 5.7533 | 5.8103 | 0.3%
Total Gross End-use Consumption | Residential: Total Energy Use by End Use: Total Gross End-use Consumption: Alternative Electricity and Transportation | AEO.2026.ELECTRNP.CNSM_NA_RESD_TOTENCONS_TEE_NA_USA_QBTU.A | quads | 18.7142 | 18.4767 | 17.819 | 17.6136 | 17.4635 | 17.281 | 17.0026 | 16.8153 | 16.6825 | 16.5303 | 16.4196 | 16.3195 | 16.2548 | 16.2135 | 16.1667 | 16.1009 | 16.0478 | 16.0379 | 16.0487 | 16.067 | 16.0834 | 16.1049 | 16.1259 | 16.1454 | 16.1532 | 16.1797 | -0.6%
Purchased Electricity for Electric Vehicle Charging | Residential: Generation for Own Use: Purchased Electricity for EV Charging: Alternative Electricity and Transportation | AEO.2026.ELECTRNP.GEN_NA_RESD_PUELEVCHRG_TEE_NA_USA_QBTU.A | quads | 0.1665 | 0.21599 | 0.26925 | 0.33086 | 0.39272 | 0.44977 | 0.49374 | 0.53492 | 0.57698 | 0.61697 | 0.65833 | 0.69896 | 0.74106 | 0.7834 | 0.82336 | 0.86093 | 0.89608 | 0.93169 | 0.96628 | 0.99983 | 1.0323 | 1.0634 | 1.0933 | 1.1223 | 1.148 | 1.1746 | 8.1%
On-site Generation for Own Use | Residential: Generation for Own Use: Total Gross End-use Consumption: Alternative Electricity and Transportation | AEO.2026.ELECTRNP.GEN_NA_RESD_GFO_TEE_NA_USA_QBTU.A | quads | 0.18513 | 0.19618 | 0.20807 | 0.22029 | 0.23191 | 0.24405 | 0.25699 | 0.26999 | 0.28356 | 0.29791 | 0.31315 | 0.32913 | 0.34616 | 0.36399 | 0.38263 | 0.40192 | 0.42192 | 0.44253 | 0.46366 | 0.48558 | 0.50806 | 0.53128 | 0.55523 | 0.58008 | 0.60541 | 0.63153 | 5.0%
Total Energy | Residential: Total Net Own-use Generation: Total Gross End-use Consumption: Alternative Electricity and Transportation | AEO.2026.ELECTRNP.GEN_NA_RESD_TTG_TEE_NA_USA_QBTU.A | quads | 18.6955 | 18.4965 | 17.8802 | 17.7241 | 17.6243 | 17.4867 | 17.2393 | 17.0802 | 16.9759 | 16.8493 | 16.7648 | 16.6893 | 16.6497 | 16.6329 | 16.6074 | 16.5599 | 16.5219 | 16.527 | 16.5513 | 16.5813 | 16.6076 | 16.637 | 16.664 | 16.6877 | 16.6958 | 16.7227 | -0.4%
Nonmarketed Renewables
Solar Hot Water Heating | Residential: Nonmarketed Renewables: Solar Hot Water Heating: Alternative Electricity and Transportation | AEO.2026.ELECTRNP.CNSM_NA_RESD_SHW_NRW_NA_USA_QBTU.A | quads | 0.049686 | 0.048802 | 0.049417 | 0.048901 | 0.048595 | 0.048426 | 0.048259 | 0.047826 | 0.047667 | 0.047592 | 0.04739 | 0.047233 | 0.047174 | 0.04714 | 0.047048 | 0.047019 | 0.046748 | 0.046573 | 0.046286 | 0.04604 | 0.045849 | 0.045748 | 0.04554 | 0.045423 | 0.045241 | 0.044974 | -0.4%
Solar Photovoltaic | Residential: Nonmarketed Renewables: Solar Photovoltaic: Alternative Electricity and Transportation | AEO.2026.ELECTRNP.CNSM_NA_RESD_SOPH_NRW_NA_USA_QBTU.A | quads | 0.22438 | 0.23719 | 0.25163 | 0.26654 | 0.28043 | 0.29502 | 0.31081 | 0.32653 | 0.34301 | 0.36047 | 0.37908 | 0.39858 | 0.41947 | 0.44134 | 0.46438 | 0.48823 | 0.51303 | 0.53852 | 0.56479 | 0.59209 | 0.62 | 0.64872 | 0.67829 | 0.70909 | 0.74038 | 0.77279 | 5.1%
Wind | Residential: Nonmarketed Renewables: Wind: Alternative Electricity and Transportation | AEO.2026.ELECTRNP.CNSM_NA_RESD_WND_NRW_NA_USA_QBTU.A | quads | 0.000588 | 0.000588 | 0.000589 | 0.00059 | 0.000591 | 0.000592 | 0.000596 | 0.000601 | 0.000608 | 0.000619 | 0.000632 | 0.000646 | 0.000662 | 0.000678 | 0.000695 | 0.000713 | 0.000733 | 0.000754 | 0.000776 | 0.000799 | 0.000822 | 0.000847 | 0.000873 | 0.000903 | 0.000933 | 0.000963 | 2.0%
Total | Residential: Nonmarketed Renewables: Total: Alternative Electricity and Transportation | AEO.2026.ELECTRNP.CNSM_NA_RESD_NA_NRW_NA_USA_QBTU.A | quads | 0.27466 | 0.28658 | 0.30164 | 0.31603 | 0.32961 | 0.34403 | 0.35966 | 0.37496 | 0.39128 | 0.40868 | 0.4271 | 0.44646 | 0.46731 | 0.48916 | 0.51213 | 0.53597 | 0.56051 | 0.58584 | 0.61186 | 0.63893 | 0.66667 | 0.69532 | 0.7247 | 0.75542 | 0.78656 | 0.81873 | 4.5%
Heating Degree Days
New England | Residential: Heating Degree Days: New England: Alternative Electricity and Transportation | AEO.2026.ELECTRNP.KEI_HDD_RESD_NA_NA_NA_NENGL_HDD.A | HDD | 6045 | 5873 | 5850 | 5826 | 5803 | 5779 | 5755 | 5732 | 5708 | 5684 | 5661 | 5637 | 5613 | 5589 | 5566 | 5542 | 5518 | 5495 | 5471 | 5447 | 5423 | 5400 | 5376 | 5352 | 5328 | 5305 | -0.5%
Middle Atlantic | Residential: Heating Degree Days: Middle Atlantic: Alternative Electricity and Transportation | AEO.2026.ELECTRNP.KEI_HDD_RESD_NA_NA_NA_MATL_HDD.A | HDD | 5404 | 5271 | 5249 | 5228 | 5207 | 5185 | 5164 | 5142 | 5121 | 5100 | 5078 | 5057 | 5035 | 5014 | 4993 | 4971 | 4950 | 4929 | 4907 | 4886 | 4865 | 4843 | 4822 | 4801 | 4780 | 4758 | -0.5%
East North Central | Residential: Heating Degree Days: East North Central: Alternative Electricity and Transportation | AEO.2026.ELECTRNP.KEI_HDD_RESD_NA_NA_NA_ENC_HDD.A | HDD | 5984 | 5836 | 5817 | 5798 | 5779 | 5760 | 5741 | 5722 | 5703 | 5683 | 5664 | 5645 | 5626 | 5607 | 5588 | 5569 | 5549 | 5530 | 5511 | 5492 | 5473 | 5453 | 5434 | 5415 | 5396 | 5377 | -0.4%
West North Central | Residential: Heating Degree Days: West North Central: Alternative Electricity and Transportation | AEO.2026.ELECTRNP.KEI_HDD_RESD_NA_NA_NA_WNC_HDD.A | HDD | 6267 | 6263 | 6251 | 6239 | 6227 | 6215 | 6203 | 6191 | 6178 | 6166 | 6153 | 6141 | 6128 | 6116 | 6103 | 6091 | 6078 | 6066 | 6053 | 6040 | 6028 | 6015 | 6002 | 5990 | 5977 | 5964 | -0.2%
South Atlantic | Residential: Heating Degree Days: South Atlantic: Alternative Electricity and Transportation | AEO.2026.ELECTRNP.KEI_HDD_RESD_NA_NA_NA_SATL_HDD.A | HDD | 2431 | 2296 | 2280 | 2263 | 2245 | 2228 | 2210 | 2192 | 2175 | 2157 | 2139 | 2122 | 2104 | 2087 | 2069 | 2052 | 2034 | 2017 | 2000 | 1982 | 1965 | 1948 | 1930 | 1913 | 1896 | 1879 | -1.0%
East South Central | Residential: Heating Degree Days: East South Central: Alternative Electricity and Transportation | AEO.2026.ELECTRNP.KEI_HDD_RESD_NA_NA_NA_ESC_HDD.A | HDD | 3231 | 3099 | 3084 | 3069 | 3053 | 3038 | 3023 | 3008 | 2992 | 2977 | 2961 | 2946 | 2930 | 2915 | 2900 | 2884 | 2869 | 2853 | 2838 | 2822 | 2807 | 2791 | 2776 | 2760 | 2745 | 2730 | -0.7%
West South Central | Residential: Heating Degree Days: West South Central: Alternative Electricity and Transportation | AEO.2026.ELECTRNP.KEI_HDD_RESD_NA_NA_NA_WSC_HDD.A | HDD | 1966 | 1889 | 1880 | 1870 | 1860 | 1851 | 1841 | 1831 | 1822 | 1812 | 1803 | 1793 | 1784 | 1774 | 1765 | 1756 | 1746 | 1737 | 1728 | 1718 | 1709 | 1700 | 1690 | 1681 | 1672 | 1663 | -0.7%
Mountain | Residential: Heating Degree Days: Mountain: Alternative Electricity and Transportation | AEO.2026.ELECTRNP.KEI_HDD_RESD_NA_NA_NA_MTN_HDD.A | HDD | 4734 | 4833 | 4825 | 4816 | 4807 | 4799 | 4790 | 4782 | 4774 | 4766 | 4758 | 4750 | 4742 | 4734 | 4726 | 4718 | 4710 | 4702 | 4694 | 4687 | 4679 | 4671 | 4664 | 4656 | 4648 | 4641 | -0.1%
Pacific | Residential: Heating Degree Days: Pacific: Alternative Electricity and Transportation | AEO.2026.ELECTRNP.KEI_HDD_RESD_NA_NA_NA_PCF_HDD.A | HDD | 3251 | 3291 | 3285 | 3279 | 3272 | 3266 | 3259 | 3252 | 3245 | 3238 | 3231 | 3224 | 3216 | 3209 | 3202 | 3195 | 3187 | 3180 | 3173 | 3165 | 3158 | 3151 | 3143 | 3136 | 3129 | 3122 | -0.2%
United States | Residential: Heating Degree Days: United States: Alternative Electricity and Transportation | AEO.2026.ELECTRNP.KEI_HDD_RESD_NA_NA_NA_USA_HDD.A | HDD | 3989.5723 | 3910.106 | 3891.6016 | 3872.8252 | 3853.7156 | 3835.1279 | 3816.1113 | 3797.1377 | 3778.501 | 3759.5527 | 3740.7109 | 3722.1609 | 3703.1575 | 3684.6523 | 3666.0649 | 3647.5562 | 3628.5244 | 3610.1992 | 3591.7322 | 3572.9053 | 3554.6526 | 3536.1577 | 3517.585 | 3499.5967 | 3481.7886 | 3464.1162 | -0.6%
Cooling Degree Days
New England | Residential: Cooling Degree Days: New England: Alternative Electricity and Transportation | AEO.2026.ELECTRNP.KEI_CDD_RESD_NA_NA_NA_NENGL_CDD.A | CDD | 530 | 626 | 633 | 640 | 647 | 654 | 662 | 669 | 676 | 683 | 690 | 697 | 704 | 712 | 719 | 726 | 733 | 740 | 747 | 754 | 761 | 769 | 776 | 783 | 790 | 797 | 1.6%
Middle Atlantic | Residential: Cooling Degree Days: Middle Atlantic: Alternative Electricity and Transportation | AEO.2026.ELECTRNP.KEI_CDD_RESD_NA_NA_NA_MATL_CDD.A | CDD | 766 | 858 | 866 | 874 | 883 | 891 | 899 | 907 | 915 | 923 | 932 | 940 | 948 | 956 | 964 | 973 | 981 | 989 | 997 | 1005 | 1014 | 1022 | 1030 | 1038 | 1046 | 1055 | 1.3%
East North Central | Residential: Cooling Degree Days: East North Central: Alternative Electricity and Transportation | AEO.2026.ELECTRNP.KEI_CDD_RESD_NA_NA_NA_ENC_CDD.A | CDD | 873 | 857 | 862 | 867 | 871 | 876 | 881 | 886 | 890 | 895 | 900 | 905 | 909 | 914 | 919 | 924 | 928 | 933 | 938 | 943 | 948 | 952 | 957 | 962 | 967 | 972 | 0.4%
West North Central | Residential: Cooling Degree Days: West North Central: Alternative Electricity and Transportation | AEO.2026.ELECTRNP.KEI_CDD_RESD_NA_NA_NA_WNC_CDD.A | CDD | 1052 | 1048 | 1053 | 1057 | 1062 | 1067 | 1071 | 1076 | 1081 | 1086 | 1090 | 1095 | 1100 | 1105 | 1109 | 1114 | 1119 | 1124 | 1129 | 1133 | 1138 | 1143 | 1148 | 1153 | 1158 | 1162 | 0.4%
South Atlantic | Residential: Cooling Degree Days: South Atlantic: Alternative Electricity and Transportation | AEO.2026.ELECTRNP.KEI_CDD_RESD_NA_NA_NA_SATL_CDD.A | CDD | 2319 | 2427 | 2442 | 2458 | 2473 | 2489 | 2505 | 2522 | 2538 | 2554 | 2570 | 2586 | 2603 | 2619 | 2635 | 2652 | 2668 | 2684 | 2701 | 2717 | 2734 | 2750 | 2767 | 2783 | 2800 | 2816 | 0.8%
East South Central | Residential: Cooling Degree Days: East South Central: Alternative Electricity and Transportation | AEO.2026.ELECTRNP.KEI_CDD_RESD_NA_NA_NA_ESC_CDD.A | CDD | 1790 | 1783 | 1790 | 1797 | 1804 | 1811 | 1819 | 1826 | 1833 | 1840 | 1847 | 1854 | 1862 | 1869 | 1876 | 1883 | 1890 | 1898 | 1905 | 1912 | 1919 | 1926 | 1934 | 1941 | 1948 | 1955 | 0.4%
West South Central | Residential: Cooling Degree Days: West South Central: Alternative Electricity and Transportation | AEO.2026.ELECTRNP.KEI_CDD_RESD_NA_NA_NA_WSC_CDD.A | CDD | 2916 | 2946 | 2961 | 2976 | 2990 | 3005 | 3020 | 3035 | 3049 | 3064 | 3079 | 3093 | 3108 | 3123 | 3138 | 3152 | 3167 | 3182 | 3197 | 3211 | 3226 | 3241 | 3255 | 3270 | 3285 | 3299 | 0.5%
Mountain | Residential: Cooling Degree Days: Mountain: Alternative Electricity and Transportation | AEO.2026.ELECTRNP.KEI_CDD_RESD_NA_NA_NA_MTN_CDD.A | CDD | 1515 | 1608 | 1617 | 1627 | 1636 | 1645 | 1655 | 1664 | 1673 | 1682 | 1691 | 1701 | 1710 | 1719 | 1728 | 1737 | 1746 | 1755 | 1764 | 1773 | 1782 | 1791 | 1800 | 1809 | 1818 | 1827 | 0.8%
Pacific | Residential: Cooling Degree Days: Pacific: Alternative Electricity and Transportation | AEO.2026.ELECTRNP.KEI_CDD_RESD_NA_NA_NA_PCF_CDD.A | CDD | 887 | 1040 | 1049 | 1058 | 1067 | 1076 | 1085 | 1094 | 1103 | 1112 | 1121 | 1131 | 1140 | 1149 | 1158 | 1167 | 1177 | 1186 | 1195 | 1204 | 1213 | 1223 | 1232 | 1241 | 1250 | 1259 | 1.4%
United States | Residential: Cooling Degree Days: United States: Alternative Electricity and Transportation | AEO.2026.ELECTRNP.KEI_CDD_RESD_NA_NA_NA_USA_CDD.A | CDD | 1516.4236 | 1589.8529 | 1602.1541 | 1614.6899 | 1626.8743 | 1639.4292 | 1652.1266 | 1664.9409 | 1677.3069 | 1689.963 | 1702.6976 | 1715.5259 | 1728.3977 | 1741.1991 | 1753.9226 | 1766.9214 | 1779.7961 | 1792.7117 | 1805.812 | 1818.5227 | 1831.7783 | 1844.8031 | 1857.874 | 1870.7853 | 1883.8203 | 1896.4698 | 0.9%

## AEO26 Table 5
Table 5. Commercial Sector Key Indicators and Consumption
https://www.eia.gov/outlooks/aeo/data/browser/#/?id=5-AEO2026&cases=electrnp&sourcekey=0
Thu Apr 23 2026 14:57:48 GMT-0700 (Pacific Daylight Time)
Source: U.S. Energy Information Administration
| full name | api key | units | 2025 | 2026 | 2027 | 2028 | 2029 | 2030 | 2031 | 2032 | 2033 | 2034 | 2035 | 2036 | 2037 | 2038 | 2039 | 2040 | 2041 | 2042 | 2043 | 2044 | 2045 | 2046 | 2047 | 2048 | 2049 | 2050 | Growth (2025-2050)
Key Indicators
Total Floorspace (billion square feet)
Surviving | Commercial: Total Floorspace: Surviving: Alternative Electricity and Transportation | AEO.2026.ELECTRNP.KEI_NA_COMM_NA_TFP_SURV_USA_BLNSQFT.A | billion sq ft | 101.8455 | 103.1044 | 104.3142 | 105.4823 | 106.6284 | 107.7598 | 108.9023 | 110.0706 | 111.2677 | 112.5 | 113.7687 | 115.0739 | 116.4144 | 117.7805 | 119.1147 | 120.4153 | 121.6845 | 122.8979 | 124.0642 | 125.1985 | 126.3077 | 127.401 | 128.482 | 129.552 | 130.613 | 131.6656 | 1.0%
New Additions | Commercial: Total Floorspace: New Additions: Alternative Electricity and Transportation | AEO.2026.ELECTRNP.KEI_NA_COMM_NA_TFP_NADN_USA_BLNSQFT.A | billion sq ft | 2.7984 | 2.7631 | 2.7356 | 2.7281 | 2.7281 | 2.7541 | 2.7954 | 2.8402 | 2.8917 | 2.9452 | 2.9994 | 3.0528 | 3.0973 | 3.0843 | 3.0694 | 3.0567 | 3.0191 | 2.9897 | 2.975 | 2.9668 | 2.9674 | 2.9713 | 2.9765 | 2.983 | 2.9903 | 2.9985 | 0.3%
Total | Commercial: Total Floorspace: Total: Alternative Electricity and Transportation | AEO.2026.ELECTRNP.KEI_NA_COMM_NA_TFP_TOT_USA_BLNSQFT.A | billion sq ft | 104.6439 | 105.8676 | 107.0499 | 108.2105 | 109.3566 | 110.514 | 111.6977 | 112.9108 | 114.1595 | 115.4452 | 116.7681 | 118.1267 | 119.5117 | 120.8648 | 122.1842 | 123.472 | 124.7036 | 125.8876 | 127.0392 | 128.1653 | 129.2751 | 130.3723 | 131.4585 | 132.5351 | 133.6032 | 134.6641 | 1.0%
Energy Consumption Intensity
(thousand Btu per square foot)
Gross End-use Consumption | Commercial: Energy Use Intensity: Gross End-use Consumption: Alternative Electricity and Transportation | AEO.2026.ELECTRNP.INY_NA_COMM_NA_EUI_DLENCONS_USA_THBTUPSQFT.A | thousand Btu/sq ft | 94.6086 | 95.201 | 94.8945 | 94.3916 | 93.6782 | 92.7333 | 91.8405 | 91.1409 | 90.5332 | 90.0252 | 89.527 | 89.105 | 88.6839 | 88.3047 | 87.9521 | 87.6097 | 87.3205 | 87.0995 | 86.907 | 86.7353 | 86.5534 | 86.3039 | 85.9853 | 85.6331 | 85.2645 | 84.8973 | -0.4%
Delivered Energy Consumption | Commercial: Energy Use Intensity: Delivered Energy Consumption: Alternative Electricity and Transportation | AEO.2026.ELECTRNP.INY_NA_COMM_NA_EUI_ERL_USA_THBTUPSQFT.A | thousand Btu/sq ft | 93.0843 | 93.5132 | 93.0748 | 92.5196 | 91.7827 | 90.8092 | 89.8996 | 89.1918 | 88.5732 | 88.0385 | 87.524 | 87.0926 | 86.6389 | 86.2286 | 85.8337 | 85.4582 | 85.1607 | 84.9163 | 84.7201 | 84.5414 | 84.3573 | 84.0937 | 83.7532 | 83.3788 | 82.9978 | 82.6097 | -0.5%
Energy Consumption by Fuel
Electricity
Space Heating | Commercial: Purchased Electricity: Space Heating: Alternative Electricity and Transportation | AEO.2026.ELECTRNP.CNSM_NA_COMM_NA_PRC_SPH_USA_QBTU.A | quads | 0.20086 | 0.19399 | 0.19233 | 0.19124 | 0.18969 | 0.1879 | 0.18603 | 0.18411 | 0.18223 | 0.18024 | 0.1782 | 0.17623 | 0.1741 | 0.17193 | 0.16966 | 0.16737 | 0.1651 | 0.16281 | 0.16051 | 0.15816 | 0.15582 | 0.15335 | 0.15071 | 0.14803 | 0.14538 | 0.14267 | -1.4%
Space Cooling | Commercial: Purchased Electricity: Space Cooling: Alternative Electricity and Transportation | AEO.2026.ELECTRNP.CNSM_NA_COMM_NA_PRC_SPC_USA_QBTU.A | quads | 0.56684 | 0.59447 | 0.60086 | 0.60903 | 0.61581 | 0.62007 | 0.62496 | 0.63045 | 0.63641 | 0.64294 | 0.6498 | 0.65745 | 0.66527 | 0.67323 | 0.6811 | 0.68931 | 0.69798 | 0.7071 | 0.71693 | 0.72701 | 0.73755 | 0.74767 | 0.75734 | 0.76694 | 0.77709 | 0.78724 | 1.3%
Water Heating | Commercial: Purchased Electricity: Water Heating: Alternative Electricity and Transportation | AEO.2026.ELECTRNP.CNSM_NA_COMM_NA_PRC_WTHT_USA_QBTU.A | quads | 0.073797 | 0.072726 | 0.072052 | 0.07164 | 0.071071 | 0.070187 | 0.069283 | 0.068399 | 0.067566 | 0.066746 | 0.065932 | 0.065184 | 0.064425 | 0.063673 | 0.062916 | 0.062153 | 0.061431 | 0.060716 | 0.060034 | 0.059364 | 0.058695 | 0.058002 | 0.057258 | 0.056503 | 0.055764 | 0.055011 | -1.2%
Ventilation | Commercial: Purchased Electricity: Ventilation: Alternative Electricity and Transportation | AEO.2026.ELECTRNP.CNSM_NA_COMM_NA_PRC_VNTC_USA_QBTU.A | quads | 0.77258 | 0.77808 | 0.78722 | 0.79895 | 0.80862 | 0.81285 | 0.8174 | 0.82249 | 0.82842 | 0.83473 | 0.84141 | 0.84894 | 0.8565 | 0.86421 | 0.87185 | 0.87961 | 0.88787 | 0.89626 | 0.90509 | 0.91416 | 0.92337 | 0.93217 | 0.94026 | 0.94815 | 0.95642 | 0.96452 | 0.9%
Cooking | Commercial: Purchased Electricity: Cooking: Alternative Electricity and Transportation | AEO.2026.ELECTRNP.CNSM_NA_COMM_NA_PRC_CGR_USA_QBTU.A | quads | 0.083991 | 0.083245 | 0.082882 | 0.08275 | 0.082396 | 0.081708 | 0.080997 | 0.080317 | 0.079704 | 0.079116 | 0.078533 | 0.077998 | 0.077442 | 0.076881 | 0.076298 | 0.075702 | 0.075151 | 0.074597 | 0.074065 | 0.073538 | 0.073002 | 0.072417 | 0.071763 | 0.071082 | 0.070415 | 0.069721 | -0.7%
Lighting | Commercial: Purchased Electricity: Lighting: Alternative Electricity and Transportation | AEO.2026.ELECTRNP.CNSM_NA_COMM_NA_PRC_LGHTNG_USA_QBTU.A | quads | 0.56465 | 0.55333 | 0.54733 | 0.54543 | 0.54359 | 0.53232 | 0.52262 | 0.5142 | 0.50678 | 0.49978 | 0.49295 | 0.48729 | 0.48249 | 0.4785 | 0.47512 | 0.47012 | 0.46641 | 0.46348 | 0.4613 | 0.45964 | 0.4584 | 0.45726 | 0.45599 | 0.45471 | 0.45369 | 0.4527 | -0.9%
Refrigeration | Commercial: Purchased Electricity: Refrigeration: Alternative Electricity and Transportation | AEO.2026.ELECTRNP.CNSM_NA_COMM_NA_PRC_REFR_USA_QBTU.A | quads | 0.36673 | 0.36595 | 0.36617 | 0.367 | 0.36756 | 0.36664 | 0.36621 | 0.36611 | 0.36639 | 0.36695 | 0.36776 | 0.36885 | 0.37005 | 0.37124 | 0.37238 | 0.37349 | 0.37483 | 0.3761 | 0.37739 | 0.37866 | 0.3799 | 0.38101 | 0.38195 | 0.38281 | 0.38365 | 0.38442 | 0.2%
Data Center Servers | Commercial: Purchased Electricity: Data Center Servers: Alternative Electricity and Transportation | AEO.2026.ELECTRNP.CNSM_NA_COMM_NA_PRC_DATACTRSERV_USA_QBTU.A | quads | 0.35769 | 0.4037 | 0.45297 | 0.50386 | 0.5558 | 0.60811 | 0.66098 | 0.71486 | 0.76973 | 0.82541 | 0.88172 | 0.93839 | 0.99515 | 1.0513 | 1.1064 | 1.1598 | 1.2114 | 1.2604 | 1.3068 | 1.3499 | 1.3895 | 1.4248 | 1.4555 | 1.4812 | 1.5018 | 1.5201 | 6.0%
Computers and office equipment | Commercial: Purchased Electricity: Computers and Office Equipment: Alternative Electricity and Transportation | AEO.2026.ELECTRNP.CNSM_NA_COMM_NA_PRC_OTHEQP_USA_QBTU.A | quads | 0.21695 | 0.21174 | 0.20712 | 0.20268 | 0.19826 | 0.19391 | 0.18983 | 0.18572 | 0.18246 | 0.17971 | 0.17707 | 0.17504 | 0.17318 | 0.17145 | 0.17038 | 0.16903 | 0.16737 | 0.16648 | 0.16481 | 0.16345 | 0.16186 | 0.16063 | 0.15854 | 0.15621 | 0.15364 | 0.15081 | -1.4%
Other Uses | Commercial: Purchased Electricity: Other Uses: Alternative Electricity and Transportation | AEO.2026.ELECTRNP.CNSM_NA_COMM_NA_PRC_OTHU_USA_QBTU.A | quads | 1.9492 | 2.1337 | 2.1397 | 2.1391 | 2.1382 | 2.136 | 2.1343 | 2.1335 | 2.1342 | 2.1363 | 2.1396 | 2.145 | 2.1512 | 2.1579 | 2.1649 | 2.1722 | 2.1794 | 2.1868 | 2.1949 | 2.203 | 2.2121 | 2.2211 | 2.2301 | 2.2397 | 2.2497 | 2.2604 | 0.6%
Gross End-use Electricity Consumption | Commercial: Energy Consumption by Fuel: Electricity Subtotal: Alternative Electricity and Transportation | AEO.2026.ELECTRNP.CNSM_NA_COMM_NA_PRC_DELE_USA_QBTU.A | quads | 5.1533 | 5.391 | 5.4486 | 5.5117 | 5.571 | 5.6097 | 5.6526 | 5.7001 | 5.7539 | 5.8119 | 5.873 | 5.9403 | 6.0097 | 6.0803 | 6.1509 | 6.2188 | 6.287 | 6.3548 | 6.4218 | 6.4869 | 6.5502 | 6.6084 | 6.6595 | 6.7053 | 6.7476 | 6.7875 | 1.1%
Purchased Electricity for Electric Vehicle Charging | Commercial: Energy Consumption by Fuel: Purchased Electricity for EV Charging: Alternative Electricity and Transportation | AEO.2026.ELECTRNP.GEN_NA_COMM_NA_PRC_EVCHA_USA_QBTU.A | quads | 0.031625 | 0.041349 | 0.053095 | 0.066244 | 0.079603 | 0.092543 | 0.10442 | 0.11564 | 0.12697 | 0.1385 | 0.15039 | 0.16246 | 0.1748 | 0.18724 | 0.19959 | 0.21229 | 0.22536 | 0.23924 | 0.25397 | 0.26994 | 0.28712 | 0.30474 | 0.3227 | 0.34103 | 0.35961 | 0.37826 | 10.4%
On-site Generation for Own Use | Commercial: Energy Consumption by Fuel: Generation for Own Use: Alternative Electricity and Transportation | AEO.2026.ELECTRNP.GEN_NA_COMM_NA_GFO_ELC_USA_QBTU.A | quads | 0.15951 | 0.17868 | 0.19481 | 0.20257 | 0.20728 | 0.21265 | 0.21679 | 0.22007 | 0.22376 | 0.22936 | 0.23389 | 0.23771 | 0.24441 | 0.25093 | 0.25883 | 0.26565 | 0.26933 | 0.27484 | 0.27782 | 0.28117 | 0.28391 | 0.28816 | 0.29342 | 0.29878 | 0.30283 | 0.30806 | 2.7%
Purchased Electricity at Commercial Location | Commercial: Energy Consumption by Fuel: Purchased Electricity: Alternative Electricity and Transportation | AEO.2026.ELECTRNP.CNSM_NA_COMM_NA_DELE_ELC_USA_QBTU.A | quads | 5.0254 | 5.2536 | 5.3069 | 5.3754 | 5.4433 | 5.4896 | 5.5402 | 5.5957 | 5.6572 | 5.721 | 5.7895 | 5.8651 | 5.9401 | 6.0166 | 6.0917 | 6.1654 | 6.243 | 6.3192 | 6.398 | 6.4756 | 6.5534 | 6.625 | 6.6888 | 6.7476 | 6.8044 | 6.8578 | 1.3%
Natural Gas
Space Heating | Commercial: Natural Gas: Space Heating: Alternative Electricity and Transportation | AEO.2026.ELECTRNP.CNSM_NA_COMM_NA_NG_SPH_USA_QBTU.A | quads | 1.6774 | 1.659 | 1.6553 | 1.6402 | 1.6146 | 1.5854 | 1.5582 | 1.5397 | 1.5256 | 1.515 | 1.5042 | 1.4947 | 1.4848 | 1.4748 | 1.4642 | 1.4538 | 1.4438 | 1.4355 | 1.4278 | 1.4208 | 1.4132 | 1.4032 | 1.3916 | 1.3797 | 1.3678 | 1.3563 | -0.8%
Space Cooling | Commercial: Natural Gas: Space Cooling: Alternative Electricity and Transportation | AEO.2026.ELECTRNP.CNSM_NA_COMM_NA_NG_SPC_USA_QBTU.A | quads | 0.015692 | 0.017612 | 0.017945 | 0.018169 | 0.018287 | 0.018392 | 0.018555 | 0.018871 | 0.01928 | 0.019785 | 0.020338 | 0.020947 | 0.021603 | 0.022292 | 0.023007 | 0.023771 | 0.024568 | 0.025421 | 0.026326 | 0.027285 | 0.028298 | 0.029311 | 0.030356 | 0.031435 | 0.03257 | 0.033763 | 3.1%
Water Heating | Commercial: Natural Gas: Water Heating: Alternative Electricity and Transportation | AEO.2026.ELECTRNP.CNSM_NA_COMM_NA_NG_WTHT_USA_QBTU.A | quads | 0.27397 | 0.28034 | 0.28302 | 0.2837 | 0.28281 | 0.28132 | 0.28014 | 0.28066 | 0.28179 | 0.28386 | 0.2861 | 0.28878 | 0.29145 | 0.29413 | 0.29673 | 0.29937 | 0.30216 | 0.30532 | 0.30863 | 0.31213 | 0.31552 | 0.31843 | 0.321 | 0.32347 | 0.32592 | 0.32843 | 0.7%
Cooking | Commercial: Natural Gas: Cooking: Alternative Electricity and Transportation | AEO.2026.ELECTRNP.CNSM_NA_COMM_NA_NG_CGR_USA_QBTU.A | quads | 0.40539 | 0.4127 | 0.4162 | 0.41677 | 0.41515 | 0.4126 | 0.41052 | 0.41081 | 0.41203 | 0.41452 | 0.4172 | 0.42047 | 0.42367 | 0.42687 | 0.4299 | 0.43293 | 0.43624 | 0.44006 | 0.44408 | 0.44835 | 0.45242 | 0.45574 | 0.45854 | 0.46115 | 0.46372 | 0.46634 | 0.6%
Other Uses | Commercial: Natural Gas: Other Uses: Alternative Electricity and Transportation | AEO.2026.ELECTRNP.CNSM_NA_COMM_NA_NG_OTHU_USA_QBTU.A | quads | 1.2674 | 1.1943 | 1.199 | 1.1971 | 1.1883 | 1.1771 | 1.1661 | 1.1607 | 1.1572 | 1.1563 | 1.1553 | 1.1553 | 1.1552 | 1.1551 | 1.155 | 1.1552 | 1.1555 | 1.1574 | 1.1597 | 1.163 | 1.1659 | 1.1674 | 1.168 | 1.1684 | 1.1689 | 1.1697 | -0.3%
Delivered Energy | Commercial: Natural Gas: Delivered Energy: Alternative Electricity and Transportation | AEO.2026.ELECTRNP.CNSM_NA_COMM_NA_NG_DELE_USA_QBTU.A | quads | 3.6398 | 3.564 | 3.5715 | 3.5559 | 3.5192 | 3.4749 | 3.4335 | 3.4107 | 3.3959 | 3.3895 | 3.3831 | 3.3803 | 3.3767 | 3.3732 | 3.3688 | 3.3651 | 3.3623 | 3.3637 | 3.3665 | 3.3715 | 3.3754 | 3.3741 | 3.3696 | 3.3642 | 3.3589 | 3.3544 | -0.3%
Distillate Fuel Oil
Space Heating | Commercial: Distillate Fuel Oil: Space Heating: Alternative Electricity and Transportation | AEO.2026.ELECTRNP.CNSM_NA_COMM_NA_DFO_SPH_USA_QBTU.A | quads | 0.074528 | 0.072814 | 0.072147 | 0.071328 | 0.07024 | 0.06939 | 0.068552 | 0.067389 | 0.065912 | 0.064453 | 0.063009 | 0.06167 | 0.060346 | 0.059039 | 0.05778 | 0.056542 | 0.055331 | 0.054154 | 0.052975 | 0.051814 | 0.050657 | 0.049516 | 0.048376 | 0.047276 | 0.046179 | 0.045136 | -2.0%
Water Heating | Commercial: Distillate Fuel Oil: Water Heating: Alternative Electricity and Transportation | AEO.2026.ELECTRNP.CNSM_NA_COMM_NA_DFO_WTHT_USA_QBTU.A | quads | 0.003768 | 0.003783 | 0.003772 | 0.003756 | 0.003738 | 0.003734 | 0.00373 | 0.00371 | 0.003672 | 0.003636 | 0.003602 | 0.003574 | 0.003547 | 0.003521 | 0.003496 | 0.003472 | 0.003448 | 0.003424 | 0.0034 | 0.003376 | 0.00335 | 0.003324 | 0.003298 | 0.003273 | 0.003246 | 0.003222 | -0.6%
Other Uses | Commercial: Distillate Fuel Oil: Other Uses: Alternative Electricity and Transportation | AEO.2026.ELECTRNP.CNSM_NA_COMM_NA_DFO_OTHU_USA_QBTU.A | quads | 0.23712 | 0.24239 | 0.25053 | 0.25241 | 0.25394 | 0.25636 | 0.25847 | 0.25922 | 0.25816 | 0.25716 | 0.25619 | 0.25563 | 0.25496 | 0.25428 | 0.25375 | 0.25329 | 0.25278 | 0.25231 | 0.2518 | 0.25127 | 0.25063 | 0.24996 | 0.24919 | 0.2485 | 0.2477 | 0.24708 | 0.2%
Delivered Energy | Commercial: Distillate Fuel Oil: Delivered Energy: Alternative Electricity and Transportation | AEO.2026.ELECTRNP.CNSM_NA_COMM_NA_DFO_DELE_USA_QBTU.A | quads | 0.31542 | 0.31899 | 0.32645 | 0.32749 | 0.32792 | 0.32948 | 0.33075 | 0.33032 | 0.32775 | 0.32525 | 0.3228 | 0.32087 | 0.31886 | 0.31684 | 0.31502 | 0.3133 | 0.31156 | 0.30989 | 0.30817 | 0.30645 | 0.30464 | 0.3028 | 0.30087 | 0.29905 | 0.29712 | 0.29544 | -0.3%
Marketed Renewables (biomass) | Commercial: Marketed Renewables (biomass): Alternative Electricity and Transportation | AEO.2026.ELECTRNP.CNSM_NA_COMM_NA_BMS_NA_USA_QBTU.A | quads | 0.14368 | 0.14368 | 0.14368 | 0.14368 | 0.14368 | 0.14368 | 0.14368 | 0.14368 | 0.14368 | 0.14368 | 0.14368 | 0.14368 | 0.14368 | 0.14368 | 0.14368 | 0.14368 | 0.14368 | 0.14368 | 0.14368 | 0.14368 | 0.14368 | 0.14368 | 0.14368 | 0.14368 | 0.14368 | 0.14368 | 0.0%
Other Fuels | Commercial: Other Fuels: Alternative Electricity and Transportation | AEO.2026.ELECTRNP.CNSM_NA_COMM_NA_OFU_NA_USA_QBTU.A | quads | 0.64805 | 0.66109 | 0.66816 | 0.67531 | 0.68251 | 0.69059 | 0.69792 | 0.70595 | 0.71397 | 0.72266 | 0.73133 | 0.74054 | 0.74982 | 0.7589 | 0.76786 | 0.77653 | 0.78472 | 0.79267 | 0.80039 | 0.80794 | 0.81531 | 0.82267 | 0.8299 | 0.83711 | 0.8443 | 0.85151 | 1.1%
Energy Consumption by End Use
Space Heating | Commercial: Delivered Energy Use by End Use: Space Heating: Alternative Electricity and Transportation | AEO.2026.ELECTRNP.CNSM_NA_COMM_NA_DEE_SPH_USA_QBTU.A | quads | 1.9528 | 1.9258 | 1.9198 | 1.9028 | 1.8746 | 1.8427 | 1.8127 | 1.7912 | 1.7737 | 1.7597 | 1.7454 | 1.7326 | 1.7192 | 1.7058 | 1.6917 | 1.6777 | 1.6642 | 1.6525 | 1.6413 | 1.6307 | 1.6197 | 1.6061 | 1.5907 | 1.575 | 1.5594 | 1.5441 | -0.9%
Space Cooling | Commercial: Delivered Energy Use by End Use: Space Cooling: Alternative Electricity and Transportation | AEO.2026.ELECTRNP.CNSM_NA_COMM_NA_DEE_SPC_USA_QBTU.A | quads | 0.58253 | 0.61208 | 0.61881 | 0.6272 | 0.6341 | 0.63846 | 0.64351 | 0.64932 | 0.65569 | 0.66273 | 0.67014 | 0.6784 | 0.68687 | 0.69552 | 0.70411 | 0.71308 | 0.72255 | 0.73252 | 0.74326 | 0.75429 | 0.76585 | 0.77698 | 0.78769 | 0.79838 | 0.80966 | 0.821 | 1.4%
Water Heating | Commercial: Delivered Energy Use by End Use: Water Heating: Alternative Electricity and Transportation | AEO.2026.ELECTRNP.CNSM_NA_COMM_NA_DEE_WTHT_USA_QBTU.A | quads | 0.35153 | 0.35685 | 0.35884 | 0.3591 | 0.35762 | 0.35524 | 0.35315 | 0.35277 | 0.35303 | 0.35424 | 0.35563 | 0.35754 | 0.35942 | 0.36133 | 0.36314 | 0.36499 | 0.36704 | 0.36946 | 0.37206 | 0.37488 | 0.37757 | 0.37976 | 0.38156 | 0.38324 | 0.38493 | 0.38666 | 0.4%
Ventilation | Commercial: Delivered Energy Use by End Use: Ventilation: Alternative Electricity and Transportation | AEO.2026.ELECTRNP.CNSM_NA_COMM_NA_DEE_VNTC_USA_QBTU.A | quads | 0.77258 | 0.77808 | 0.78722 | 0.79895 | 0.80862 | 0.81285 | 0.8174 | 0.82249 | 0.82842 | 0.83473 | 0.84141 | 0.84894 | 0.8565 | 0.86421 | 0.87185 | 0.87961 | 0.88787 | 0.89626 | 0.90509 | 0.91416 | 0.92337 | 0.93217 | 0.94026 | 0.94815 | 0.95642 | 0.96452 | 0.9%
Cooking | Commercial: Delivered Energy Use by End Use: Cooking: Alternative Electricity and Transportation | AEO.2026.ELECTRNP.CNSM_NA_COMM_NA_DEE_CGR_USA_QBTU.A | quads | 0.48938 | 0.49594 | 0.49908 | 0.49952 | 0.49755 | 0.49431 | 0.49152 | 0.49113 | 0.49173 | 0.49363 | 0.49574 | 0.49846 | 0.50111 | 0.50375 | 0.5062 | 0.50864 | 0.5114 | 0.51465 | 0.51814 | 0.52189 | 0.52542 | 0.52816 | 0.53031 | 0.53223 | 0.53414 | 0.53607 | 0.4%
Lighting | Commercial: Delivered Energy Use by End Use: Lighting: Alternative Electricity and Transportation | AEO.2026.ELECTRNP.CNSM_NA_COMM_NA_DEE_LGHTNG_USA_QBTU.A | quads | 0.56465 | 0.55333 | 0.54733 | 0.54543 | 0.54359 | 0.53232 | 0.52262 | 0.5142 | 0.50678 | 0.49978 | 0.49295 | 0.48729 | 0.48249 | 0.4785 | 0.47512 | 0.47012 | 0.46641 | 0.46348 | 0.4613 | 0.45964 | 0.4584 | 0.45726 | 0.45599 | 0.45471 | 0.45369 | 0.4527 | -0.9%
Refrigeration | Commercial: Delivered Energy Use by End Use: Refrigeration: Alternative Electricity and Transportation | AEO.2026.ELECTRNP.CNSM_NA_COMM_NA_DEE_REFR_USA_QBTU.A | quads | 0.36673 | 0.36595 | 0.36617 | 0.367 | 0.36756 | 0.36664 | 0.36621 | 0.36611 | 0.36639 | 0.36695 | 0.36776 | 0.36885 | 0.37005 | 0.37124 | 0.37238 | 0.37349 | 0.37483 | 0.3761 | 0.37739 | 0.37866 | 0.3799 | 0.38101 | 0.38195 | 0.38281 | 0.38365 | 0.38442 | 0.2%
Data Center Servers | Commercial: Delivered Energy Use by End Use: Data Center Servers: Alternative Electricity and Transportation | AEO.2026.ELECTRNP.CNSM_NA_COMM_NA_DEE_DATACTRSERV_USA_QBTU.A | quads | 0.35769 | 0.4037 | 0.45297 | 0.50386 | 0.5558 | 0.60811 | 0.66098 | 0.71486 | 0.76973 | 0.82541 | 0.88172 | 0.93839 | 0.99515 | 1.0513 | 1.1064 | 1.1598 | 1.2114 | 1.2604 | 1.3068 | 1.3499 | 1.3895 | 1.4248 | 1.4555 | 1.4812 | 1.5018 | 1.5201 | 6.0%
Computers and office equipment | Commercial: Delivered Energy Use by End Use: Computers and Office Equipment: Alternative Electricity and Transportation | AEO.2026.ELECTRNP.CNSM_NA_COMM_NA_DEE_OFEQP_USA_QBTU.A | quads | 0.21695 | 0.21174 | 0.20712 | 0.20268 | 0.19826 | 0.19391 | 0.18983 | 0.18572 | 0.18246 | 0.17971 | 0.17707 | 0.17504 | 0.17318 | 0.17145 | 0.17038 | 0.16903 | 0.16737 | 0.16648 | 0.16481 | 0.16345 | 0.16186 | 0.16063 | 0.15854 | 0.15621 | 0.15364 | 0.15081 | -1.4%
Other Uses | Commercial: Delivered Energy Use by End Use: Other Uses: Alternative Electricity and Transportation | AEO.2026.ELECTRNP.CNSM_NA_COMM_NA_DEE_OTHU_USA_QBTU.A | quads | 4.2454 | 4.3752 | 4.4011 | 4.4076 | 4.4067 | 4.4038 | 4.4004 | 4.403 | 4.4073 | 4.4161 | 4.4261 | 4.4401 | 4.4548 | 4.4699 | 4.4851 | 4.5009 | 4.5161 | 4.5329 | 4.5505 | 4.5689 | 4.5876 | 4.6048 | 4.6209 | 4.6374 | 4.6542 | 4.6723 | 0.4%
Gross End-use Consumption | Commercial: Delivered Energy Use by End Use: Gross End-use Consumption: Alternative Electricity and Transportation | AEO.2026.ELECTRNP.CNSM_NA_COMM_NA_DEE_NA_USA_QBTU.A | quads | 9.9002 | 10.0787 | 10.1584 | 10.2142 | 10.2443 | 10.2483 | 10.2584 | 10.2908 | 10.3352 | 10.393 | 10.4539 | 10.5257 | 10.5988 | 10.6729 | 10.7464 | 10.8173 | 10.8892 | 10.9647 | 11.0406 | 11.1165 | 11.1892 | 11.2516 | 11.3035 | 11.3494 | 11.3916 | 11.4326 | 0.6%
Purchased Electricity for Electric Vehicle Charging | Commercial: Energy Consumption by End Use: Purchased Electricity for EV Charging: Alternative Electricity and Transportation | AEO.2026.ELECTRNP.CNSM_NA_COMM_NA_DEE_EVCHA_USA_QBTU.A | quads | 0.031625 | 0.041349 | 0.053095 | 0.066244 | 0.079603 | 0.092543 | 0.10442 | 0.11564 | 0.12697 | 0.1385 | 0.15039 | 0.16246 | 0.1748 | 0.18724 | 0.19959 | 0.21229 | 0.22536 | 0.23924 | 0.25397 | 0.26994 | 0.28712 | 0.30474 | 0.3227 | 0.34103 | 0.35961 | 0.37826 | 10.4%
On-site Generation for Own Use | Commercial: Energy Consumption by End Use: Generation for Own Use: Alternative Electricity and Transportation | AEO.2026.ELECTRNP.GEN_NA_COMM_NA_DEE_GFO_USA_QBTU.A | quads | 0.15951 | 0.17868 | 0.19481 | 0.20257 | 0.20728 | 0.21265 | 0.21679 | 0.22007 | 0.22376 | 0.22936 | 0.23389 | 0.23771 | 0.24441 | 0.25093 | 0.25883 | 0.26565 | 0.26933 | 0.27484 | 0.27782 | 0.28117 | 0.28391 | 0.28816 | 0.29342 | 0.29878 | 0.30283 | 0.30806 | 2.7%
Delivered Energy | Commercial: Energy Consumption by End Use: Delivered Energy: Alternative Electricity and Transportation | AEO.2026.ELECTRNP.CNSM_NA_COMM_NA_DEE_NA_USA_QBTU.A | quads | 9.7723 | 9.9414 | 10.0167 | 10.0778 | 10.1166 | 10.1282 | 10.146 | 10.1864 | 10.2384 | 10.3021 | 10.3704 | 10.4504 | 10.5292 | 10.6092 | 10.6871 | 10.764 | 10.8452 | 10.9291 | 11.0168 | 11.1052 | 11.1924 | 11.2682 | 11.3328 | 11.3916 | 11.4484 | 11.5028 | 0.7%
Electricity Related Losses | Commercial: Electricity Related Losses: Alternative Electricity and Transportation | AEO.2026.ELECTRNP.CNSM_NA_COMM_NA_ERL_NA_USA_QBTU.A | quads | 6.9051 | 7.1494 | 6.6704 | 6.4663 | 6.3999 | 6.3393 | 6.1938 | 6.1339 | 6.1266 | 6.0747 | 6.0558 | 6.0407 | 6.0577 | 6.0901 | 6.1077 | 6.1083 | 6.1124 | 6.1441 | 6.1854 | 6.2278 | 6.2706 | 6.3098 | 6.3476 | 6.3793 | 6.3855 | 6.4082 | -0.3%
Total Energy Consumption by End Use
Space Heating | Commercial: Total Energy Use by End Use: Space Heating: Alternative Electricity and Transportation | AEO.2026.ELECTRNP.CNSM_NA_COMM_NA_TEE_SPH_USA_QBTU.A | quads | 2.2202 | 2.181 | 2.1529 | 2.1244 | 2.0893 | 2.0514 | 2.0127 | 1.9852 | 1.9634 | 1.9435 | 1.9243 | 1.9069 | 1.8895 | 1.8726 | 1.8546 | 1.8365 | 1.8189 | 1.804 | 1.7897 | 1.7763 | 1.7624 | 1.7458 | 1.7275 | 1.7088 | 1.6897 | 1.6713 | -1.1%
Space Cooling | Commercial: Total Energy Use by End Use: Space Cooling: Alternative Electricity and Transportation | AEO.2026.ELECTRNP.CNSM_NA_COMM_NA_TEE_SPC_USA_QBTU.A | quads | 1.3373 | 1.3943 | 1.347 | 1.3329 | 1.3312 | 1.3274 | 1.3154 | 1.3137 | 1.3181 | 1.3185 | 1.3228 | 1.3284 | 1.3377 | 1.3488 | 1.3583 | 1.3668 | 1.3767 | 1.3903 | 1.4064 | 1.4232 | 1.441 | 1.458 | 1.4747 | 1.4911 | 1.5062 | 1.5232 | 0.5%
Water Heating | Commercial: Total Energy Use by End Use: Water Heating: Alternative Electricity and Transportation | AEO.2026.ELECTRNP.CNSM_NA_COMM_NA_TEE_WTHT_USA_QBTU.A | quads | 0.4498 | 0.45254 | 0.44617 | 0.44211 | 0.43807 | 0.43322 | 0.42764 | 0.42485 | 0.42336 | 0.42231 | 0.42185 | 0.42199 | 0.42245 | 0.42312 | 0.42357 | 0.42394 | 0.42461 | 0.42594 | 0.42759 | 0.42949 | 0.43129 | 0.43259 | 0.4335 | 0.43428 | 0.43492 | 0.43573 | -0.1%
Ventilation | Commercial: Total Energy Use by End Use: Ventilation: Alternative Electricity and Transportation | AEO.2026.ELECTRNP.CNSM_NA_COMM_NA_TEE_VNTC_USA_QBTU.A | quads | 1.8013 | 1.8018 | 1.7413 | 1.7247 | 1.724 | 1.7159 | 1.6962 | 1.6893 | 1.6907 | 1.6861 | 1.6865 | 1.6883 | 1.6944 | 1.7029 | 1.7092 | 1.7138 | 1.7199 | 1.73 | 1.7422 | 1.7552 | 1.7686 | 1.7813 | 1.7932 | 1.8046 | 1.8137 | 1.8249 | 0.1%
Cooking | Commercial: Total Energy Use by End Use: Cooking: Alternative Electricity and Transportation | AEO.2026.ELECTRNP.CNSM_NA_COMM_NA_TEE_CGR_USA_QBTU.A | quads | 0.60122 | 0.60547 | 0.59954 | 0.5954 | 0.59082 | 0.58509 | 0.5786 | 0.57578 | 0.57469 | 0.57433 | 0.57461 | 0.57558 | 0.57688 | 0.57836 | 0.57948 | 0.58043 | 0.58182 | 0.58405 | 0.58665 | 0.58955 | 0.59224 | 0.59412 | 0.59541 | 0.59644 | 0.59725 | 0.59826 | -0.0%
Lighting | Commercial: Total Energy Use by End Use: Lighting: Alternative Electricity and Transportation | AEO.2026.ELECTRNP.CNSM_NA_COMM_NA_TEE_LGHTNG_USA_QBTU.A | quads | 1.3165 | 1.2814 | 1.2107 | 1.1774 | 1.1589 | 1.1237 | 1.0845 | 1.0561 | 1.0343 | 1.0095 | 0.98804 | 0.96909 | 0.95451 | 0.94285 | 0.93144 | 0.91599 | 0.9035 | 0.89463 | 0.88797 | 0.88253 | 0.87801 | 0.87377 | 0.86966 | 0.86544 | 0.86035 | 0.85652 | -1.7%
Refrigeration | Commercial: Total Energy Use by End Use: Refrigeration: Alternative Electricity and Transportation | AEO.2026.ELECTRNP.CNSM_NA_COMM_NA_TEE_REFR_USA_QBTU.A | quads | 0.85505 | 0.84745 | 0.80997 | 0.79225 | 0.78364 | 0.77399 | 0.75991 | 0.75194 | 0.74776 | 0.74121 | 0.73711 | 0.73354 | 0.73207 | 0.7315 | 0.73003 | 0.7277 | 0.72609 | 0.72597 | 0.72646 | 0.72705 | 0.72765 | 0.72808 | 0.72846 | 0.72859 | 0.72753 | 0.72733 | -0.6%
Data Center Servers | Commercial: Total Energy Use by End Use: Data Center Servers: Alternative Electricity and Transportation | AEO.2026.ELECTRNP.CNSM_NA_COMM_NA_TEE_DATACTRSERV_USA_QBTU.A | quads | 0.83397 | 0.93486 | 1.002 | 1.0877 | 1.185 | 1.2837 | 1.3716 | 1.4682 | 1.5709 | 1.6673 | 1.7673 | 1.8662 | 1.9687 | 2.0715 | 2.1689 | 2.2598 | 2.3467 | 2.4329 | 2.5156 | 2.5918 | 2.6614 | 2.7227 | 2.7759 | 2.8192 | 2.8479 | 2.8761 | 5.1%
Computers and office equipment | Commercial: Total Energy Use by End Use: Computers and Office Equipment: Alternative Electricity and Transportation | AEO.2026.ELECTRNP.CNSM_NA_COMM_NA_TEE_OFEQP_USA_QBTU.A | quads | 0.50583 | 0.49035 | 0.45815 | 0.43754 | 0.42269 | 0.40935 | 0.39391 | 0.38144 | 0.37239 | 0.363 | 0.3549 | 0.34811 | 0.3426 | 0.33783 | 0.33402 | 0.32935 | 0.32421 | 0.32135 | 0.31725 | 0.31383 | 0.31003 | 0.30695 | 0.30237 | 0.29731 | 0.29135 | 0.28533 | -2.3%
Other Uses | Commercial: Total Energy Use by End Use: Other Uses: Alternative Electricity and Transportation | AEO.2026.ELECTRNP.CNSM_NA_COMM_NA_TEE_OTHU_USA_QBTU.A | quads | 6.8407 | 7.1827 | 6.9944 | 6.8863 | 6.8271 | 6.7769 | 6.695 | 6.6514 | 6.6287 | 6.5949 | 6.575 | 6.5609 | 6.5593 | 6.564 | 6.5644 | 6.561 | 6.5585 | 6.5672 | 6.5806 | 6.5958 | 6.6125 | 6.6279 | 6.6441 | 6.6604 | 6.6707 | 6.6886 | -0.1%
Total Gross End-use Consumption | Commercial: Total Energy Use by End Use: Total Gross End-use Consumption: Alternative Electricity and Transportation | AEO.2026.ELECTRNP.CNSM_NA_COMM_NA_TEE_NA_USA_QBTU.A | quads | 16.7619 | 17.1718 | 16.7622 | 16.6007 | 16.5506 | 16.4807 | 16.3355 | 16.2979 | 16.3243 | 16.3206 | 16.3524 | 16.3991 | 16.4782 | 16.5735 | 16.654 | 16.7153 | 16.7809 | 16.8763 | 16.9804 | 17.0846 | 17.1851 | 17.2712 | 17.3448 | 17.4062 | 17.4396 | 17.4873 | 0.2%
Purchased Electricity for Electric Vehicle Charging | Commercial: Total Energy Use by End Use: Purchased Electricity for EV Charging: Alternative Electricity and Transportation | AEO.2026.ELECTRNP.GEN_GFO_COMM_NA_TEE_NA_USA_QBTU.A | quads | 0.07508 | 0.097619 | 0.11983 | 0.14593 | 0.17319 | 0.19941 | 0.22115 | 0.24241 | 0.26448 | 0.28557 | 0.3077 | 0.32979 | 0.35307 | 0.37677 | 0.3997 | 0.42261 | 0.44601 | 0.47186 | 0.49951 | 0.52956 | 0.56185 | 0.59498 | 0.62895 | 0.66346 | 0.69708 | 0.73173 | 9.5%
On-site Generation for Own Use | Commercial: Total Energy Use by End Use: Generation for Own Use: Alternative Electricity and Transportation | AEO.2026.ELECTRNP.GEN_GFO_COMM_NA_TEE_NA_USA_QBTU.A | quads | 0.15951 | 0.17868 | 0.19481 | 0.20257 | 0.20728 | 0.21265 | 0.21679 | 0.22007 | 0.22376 | 0.22936 | 0.23389 | 0.23771 | 0.24441 | 0.25093 | 0.25883 | 0.26565 | 0.26933 | 0.27484 | 0.27782 | 0.28117 | 0.28391 | 0.28816 | 0.29342 | 0.29878 | 0.30283 | 0.30806 | 2.7%
Total Energy | Commercial: Total Energy Use by End Use: Total Net Own-use Generation: Alternative Electricity and Transportation | AEO.2026.ELECTRNP.GEN_GFO_COMM_NA_TEE_TOT_USA_QBTU.A | quads | 16.6775 | 17.0908 | 16.6872 | 16.5441 | 16.5165 | 16.4675 | 16.3398 | 16.3202 | 16.3651 | 16.3768 | 16.4262 | 16.4911 | 16.5868 | 16.6993 | 16.7948 | 16.8723 | 16.9576 | 17.0733 | 17.2021 | 17.333 | 17.463 | 17.578 | 17.6804 | 17.7709 | 17.8339 | 17.911 | 0.3%
Nonmarketed Renewable Fuels
Solar Thermal | Commercial: Nonmarketed Renewable Fuels: Solar Thermal: Alternative Electricity and Transportation | AEO.2026.ELECTRNP.CNSM_NA_COMM_NA_NRF_SOTH_USA_QBTU.A | quads | 0.065495 | 0.063335 | 0.063611 | 0.062602 | 0.061895 | 0.061556 | 0.061001 | 0.059719 | 0.0594 | 0.059208 | 0.058635 | 0.058119 | 0.057821 | 0.057597 | 0.057361 | 0.057212 | 0.056903 | 0.056644 | 0.056244 | 0.055781 | 0.055393 | 0.054973 | 0.054613 | 0.054244 | 0.053925 | 0.053519 | -0.8%
Solar Photovoltaic | Commercial: Nonmarketed Renewable Fuels: Solar Photovoltaic: Alternative Electricity and Transportation | AEO.2026.ELECTRNP.CNSM_NA_COMM_NA_NRF_SOPH_USA_QBTU.A | quads | 0.15757 | 0.17654 | 0.19265 | 0.20039 | 0.20507 | 0.21039 | 0.21451 | 0.21775 | 0.2214 | 0.22693 | 0.23142 | 0.2352 | 0.24182 | 0.24829 | 0.25614 | 0.26292 | 0.26657 | 0.27201 | 0.27494 | 0.27825 | 0.28096 | 0.28517 | 0.29038 | 0.29569 | 0.29971 | 0.3049 | 2.7%
Wind | Commercial: Nonmarketed Renewable Fuels: Wind: Alternative Electricity and Transportation | AEO.2026.ELECTRNP.CNSM_NA_COMM_NA_NRF_WND_USA_QBTU.A | quads | 0.002524 | 0.002527 | 0.002533 | 0.002533 | 0.002536 | 0.00254 | 0.002542 | 0.002545 | 0.002549 | 0.002552 | 0.002553 | 0.002554 | 0.002555 | 0.002557 | 0.002558 | 0.00256 | 0.002561 | 0.002565 | 0.002566 | 0.002568 | 0.002568 | 0.002569 | 0.002572 | 0.002573 | 0.002574 | 0.002575 | 0.1%
Total | Commercial: Nonmarketed Renewable Fuels: Total: Alternative Electricity and Transportation | AEO.2026.ELECTRNP.CNSM_NA_COMM_NA_NRF_TOT_USA_QBTU.A | quads | 0.22559 | 0.2424 | 0.25879 | 0.26552 | 0.2695 | 0.27449 | 0.27805 | 0.28001 | 0.28335 | 0.28869 | 0.29261 | 0.29587 | 0.30219 | 0.30844 | 0.31606 | 0.32269 | 0.32604 | 0.33122 | 0.33376 | 0.3366 | 0.33892 | 0.34271 | 0.34757 | 0.35251 | 0.35621 | 0.36099 | 1.9%
Heating Degree Days
New England | Commercial: Heating Degree Days: New England: Alternative Electricity and Transportation | AEO.2026.ELECTRNP.KEI_NA_COMM_NA_NA_NA_NENGL_HDD.A | HDD | 6045 | 5873 | 5850 | 5826 | 5803 | 5779 | 5755 | 5732 | 5708 | 5684 | 5661 | 5637 | 5613 | 5589 | 5566 | 5542 | 5518 | 5495 | 5471 | 5447 | 5423 | 5400 | 5376 | 5352 | 5328 | 5305 | -0.5%
Middle Atlantic | Commercial: Heating Degree Days: Middle Atlantic: Alternative Electricity and Transportation | AEO.2026.ELECTRNP.KEI_NA_COMM_NA_NA_NA_MATL_HDD.A | HDD | 5404 | 5271 | 5249 | 5228 | 5207 | 5185 | 5164 | 5142 | 5121 | 5100 | 5078 | 5057 | 5035 | 5014 | 4993 | 4971 | 4950 | 4929 | 4907 | 4886 | 4865 | 4843 | 4822 | 4801 | 4780 | 4758 | -0.5%
East North Central | Commercial: Heating Degree Days: East North Central: Alternative Electricity and Transportation | AEO.2026.ELECTRNP.KEI_NA_COMM_NA_NA_NA_ENC_HDD.A | HDD | 5984 | 5836 | 5817 | 5798 | 5779 | 5760 | 5741 | 5722 | 5703 | 5683 | 5664 | 5645 | 5626 | 5607 | 5588 | 5569 | 5549 | 5530 | 5511 | 5492 | 5473 | 5453 | 5434 | 5415 | 5396 | 5377 | -0.4%
West North Central | Commercial: Heating Degree Days: West North Central: Alternative Electricity and Transportation | AEO.2026.ELECTRNP.KEI_NA_COMM_NA_NA_NA_WNC_HDD.A | HDD | 6267 | 6263 | 6251 | 6239 | 6227 | 6215 | 6203 | 6191 | 6178 | 6166 | 6153 | 6141 | 6128 | 6116 | 6103 | 6091 | 6078 | 6066 | 6053 | 6040 | 6028 | 6015 | 6002 | 5990 | 5977 | 5964 | -0.2%
South Atlantic | Commercial: Heating Degree Days: South Atlantic: Alternative Electricity and Transportation | AEO.2026.ELECTRNP.KEI_NA_COMM_NA_NA_NA_SATL_HDD.A | HDD | 2431 | 2296 | 2280 | 2263 | 2245 | 2228 | 2210 | 2192 | 2175 | 2157 | 2139 | 2122 | 2104 | 2087 | 2069 | 2052 | 2034 | 2017 | 2000 | 1982 | 1965 | 1948 | 1930 | 1913 | 1896 | 1879 | -1.0%
East South Central | Commercial: Heating Degree Days: East South Central: Alternative Electricity and Transportation | AEO.2026.ELECTRNP.KEI_NA_COMM_NA_NA_NA_ESC_HDD.A | HDD | 3231 | 3099 | 3084 | 3069 | 3053 | 3038 | 3023 | 3008 | 2992 | 2977 | 2961 | 2946 | 2930 | 2915 | 2900 | 2884 | 2869 | 2853 | 2838 | 2822 | 2807 | 2791 | 2776 | 2760 | 2745 | 2730 | -0.7%
West South Central | Commercial: Heating Degree Days: West South Central: Alternative Electricity and Transportation | AEO.2026.ELECTRNP.KEI_NA_COMM_NA_NA_NA_WSC_HDD.A | HDD | 1966 | 1889 | 1880 | 1870 | 1860 | 1851 | 1841 | 1831 | 1822 | 1812 | 1803 | 1793 | 1784 | 1774 | 1765 | 1756 | 1746 | 1737 | 1728 | 1718 | 1709 | 1700 | 1690 | 1681 | 1672 | 1663 | -0.7%
Mountain | Commercial: Heating Degree Days: Mountain: Alternative Electricity and Transportation | AEO.2026.ELECTRNP.KEI_NA_COMM_NA_NA_NA_MTN_HDD.A | HDD | 4734 | 4833 | 4825 | 4816 | 4807 | 4799 | 4790 | 4782 | 4774 | 4766 | 4758 | 4750 | 4742 | 4734 | 4726 | 4718 | 4710 | 4702 | 4694 | 4687 | 4679 | 4671 | 4664 | 4656 | 4648 | 4641 | -0.1%
Pacific | Commercial: Heating Degree Days: Pacific: Alternative Electricity and Transportation | AEO.2026.ELECTRNP.KEI_NA_COMM_NA_NA_NA_PCF_HDD.A | HDD | 3251 | 3291 | 3285 | 3279 | 3272 | 3266 | 3259 | 3252 | 3245 | 3238 | 3231 | 3224 | 3216 | 3209 | 3202 | 3195 | 3187 | 3180 | 3173 | 3165 | 3158 | 3151 | 3143 | 3136 | 3129 | 3122 | -0.2%
United States | Commercial: Heating Degree Days: United States: Alternative Electricity and Transportation | AEO.2026.ELECTRNP.KEI_NA_COMM_NA_NA_NA_USA_HDD.A | HDD | 3989.5723 | 3910.106 | 3891.6016 | 3872.8252 | 3853.7156 | 3835.1279 | 3816.1113 | 3797.1377 | 3778.501 | 3759.5527 | 3740.7109 | 3722.1609 | 3703.1575 | 3684.6523 | 3666.0649 | 3647.5562 | 3628.5244 | 3610.1992 | 3591.7322 | 3572.9053 | 3554.6526 | 3536.1577 | 3517.585 | 3499.5967 | 3481.7886 | 3464.1162 | -0.6%
Cooling Degree Days
New England | Commercial: Cooling Degree Days: New England: Alternative Electricity and Transportation | AEO.2026.ELECTRNP.KEI_NA_COMM_NA_NA_NA_NENGL_CDD.A | CDD | 530 | 626 | 633 | 640 | 647 | 654 | 662 | 669 | 676 | 683 | 690 | 697 | 704 | 712 | 719 | 726 | 733 | 740 | 747 | 754 | 761 | 769 | 776 | 783 | 790 | 797 | 1.6%
Middle Atlantic | Commercial: Cooling Degree Days: Middle Atlantic: Alternative Electricity and Transportation | AEO.2026.ELECTRNP.KEI_NA_COMM_NA_NA_NA_MATL_CDD.A | CDD | 766 | 858 | 866 | 874 | 883 | 891 | 899 | 907 | 915 | 923 | 932 | 940 | 948 | 956 | 964 | 973 | 981 | 989 | 997 | 1005 | 1014 | 1022 | 1030 | 1038 | 1046 | 1055 | 1.3%
East North Central | Commercial: Cooling Degree Days: East North Central: Alternative Electricity and Transportation | AEO.2026.ELECTRNP.KEI_NA_COMM_NA_NA_NA_ENC_CDD.A | CDD | 873 | 857 | 862 | 867 | 871 | 876 | 881 | 886 | 890 | 895 | 900 | 905 | 909 | 914 | 919 | 924 | 928 | 933 | 938 | 943 | 948 | 952 | 957 | 962 | 967 | 972 | 0.4%
West North Central | Commercial: Cooling Degree Days: West North Central: Alternative Electricity and Transportation | AEO.2026.ELECTRNP.KEI_NA_COMM_NA_NA_NA_WNC_CDD.A | CDD | 1052 | 1048 | 1053 | 1057 | 1062 | 1067 | 1071 | 1076 | 1081 | 1086 | 1090 | 1095 | 1100 | 1105 | 1109 | 1114 | 1119 | 1124 | 1129 | 1133 | 1138 | 1143 | 1148 | 1153 | 1158 | 1162 | 0.4%
South Atlantic | Commercial: Cooling Degree Days: South Atlantic: Alternative Electricity and Transportation | AEO.2026.ELECTRNP.KEI_NA_COMM_NA_NA_NA_SATL_CDD.A | CDD | 2319 | 2427 | 2442 | 2458 | 2473 | 2489 | 2505 | 2522 | 2538 | 2554 | 2570 | 2586 | 2603 | 2619 | 2635 | 2652 | 2668 | 2684 | 2701 | 2717 | 2734 | 2750 | 2767 | 2783 | 2800 | 2816 | 0.8%
East South Central | Commercial: Cooling Degree Days: East South Central: Alternative Electricity and Transportation | AEO.2026.ELECTRNP.KEI_NA_COMM_NA_NA_NA_ESC_CDD.A | CDD | 1790 | 1783 | 1790 | 1797 | 1804 | 1811 | 1819 | 1826 | 1833 | 1840 | 1847 | 1854 | 1862 | 1869 | 1876 | 1883 | 1890 | 1898 | 1905 | 1912 | 1919 | 1926 | 1934 | 1941 | 1948 | 1955 | 0.4%
West South Central | Commercial: Cooling Degree Days: West South Central: Alternative Electricity and Transportation | AEO.2026.ELECTRNP.KEI_NA_COMM_NA_NA_NA_WSC_CDD.A | CDD | 2916 | 2946 | 2961 | 2976 | 2990 | 3005 | 3020 | 3035 | 3049 | 3064 | 3079 | 3093 | 3108 | 3123 | 3138 | 3152 | 3167 | 3182 | 3197 | 3211 | 3226 | 3241 | 3255 | 3270 | 3285 | 3299 | 0.5%
Mountain | Commercial: Cooling Degree Days: Mountain: Alternative Electricity and Transportation | AEO.2026.ELECTRNP.KEI_NA_COMM_NA_NA_NA_MTN_CDD.A | CDD | 1515 | 1608 | 1617 | 1627 | 1636 | 1645 | 1655 | 1664 | 1673 | 1682 | 1691 | 1701 | 1710 | 1719 | 1728 | 1737 | 1746 | 1755 | 1764 | 1773 | 1782 | 1791 | 1800 | 1809 | 1818 | 1827 | 0.8%
Pacific | Commercial: Cooling Degree Days: Pacific: Alternative Electricity and Transportation | AEO.2026.ELECTRNP.KEI_NA_COMM_NA_NA_NA_PCF_CDD.A | CDD | 887 | 1040 | 1049 | 1058 | 1067 | 1076 | 1085 | 1094 | 1103 | 1112 | 1121 | 1131 | 1140 | 1149 | 1158 | 1167 | 1177 | 1186 | 1195 | 1204 | 1213 | 1223 | 1232 | 1241 | 1250 | 1259 | 1.4%
United States | Commercial: Cooling Degree Days: United States: Alternative Electricity and Transportation | AEO.2026.ELECTRNP.KEI_NA_COMM_NA_NA_NA_USA_CDD.A | CDD | 1516.4236 | 1589.8529 | 1602.1541 | 1614.6899 | 1626.8743 | 1639.4292 | 1652.1266 | 1664.9409 | 1677.3069 | 1689.963 | 1702.6976 | 1715.5259 | 1728.3977 | 1741.1991 | 1753.9226 | 1766.9214 | 1779.7961 | 1792.7117 | 1805.812 | 1818.5227 | 1831.7783 | 1844.8031 | 1857.874 | 1870.7853 | 1883.8203 | 1896.4698 | 0.9%

## BRESaC-energy
Percent energy saving (dimensionless) | urban residential | rural residential | commercial
heating | 0.5351 | 0.5351 | 0.64045
cooling and ventilation | 0.5351 | 0.5351 | 0.64045
envelope | 0 | 0 | 0
lighting | 0 | 0 | 0
appliances | 0 | 0 | 0
other component | 0 | 0 | 0

## BRESaC-cost
$/BTU | urban residential | rural residential | commercial
heating | 0.00042315 | 0.00042315 | 0.00016279
cooling and ventilation | 0.00042315 | 0.00042315 | 0.00016279
envelope | 0 | 0 | 0
lighting | 0 | 0 | 0
appliances | 0 | 0 | 0
other component | 0 | 0 | 0