## About
BPMCCS BAU Policy Mandated Capacity Construction Schedule
Sources: | EIA
2020
Electric Power Monthly
https://www.eia.gov/electricity/monthly/epm_table_grapher.php?t=table_6_05
Note:
The purpose of this variable is to specify the electricity generating capacity
in MW that will be built each year in the BAU case before the model considers
what else to build in order to satisfy demand, satisfy an RPS (in the policy
case), etc.
We use planned generator additions from the EIA's Electric Power Monthly database
to include planned additions in the BAU

## Planned Additions
Year | Month | Entity ID | Entity Name | Plant Producer Type | Plant Name | Plant State | Plant ID | Generator ID | Net Summer Capacity (MW) | Technology | Energy Source Code | Prime Mover Code | Status | Nameplate Capacity (MW)
2019 | 12 | 61012 | AES Distributed Energy | IPP | 25 Ashdown Road Solar, LLC | NY | 62998 | ASHDO | 4 | Solar Photovoltaic | SUN | PV | (TS) Construction complete, but not yet in commercial operation | 4
2019 | 12 | 61012 | AES Distributed Energy | IPP | AES Kekaha Solar, LLC | HI | 63280 | KEKAH | 14 | Solar Photovoltaic | SUN | PV | (U) Under construction, less than or equal to 50 percent complete | 14
2019 | 12 | 61012 | AES Distributed Energy | IPP | AES Tonawanda Solar LLC | NY | 63161 | TNWDA | 2 | Solar Photovoltaic | SUN | PV | (TS) Construction complete, but not yet in commercial operation | 2
2019 | 12 | 61012 | AES Distributed Energy | IPP | Johnstown Solar 1, LLC | NY | 63013 | STATE | 4 | Solar Photovoltaic | SUN | PV | (V) Under construction, more than 50 percent complete | 4
2019 | 12 | 61012 | AES Distributed Energy | IPP | Partridge Hill Solar | MA | 63264 | PART3 | 2 | Solar Photovoltaic | SUN | PV | (V) Under construction, more than 50 percent complete | 2
2019 | 12 | 61012 | AES Distributed Energy | IPP | RT 52 Walden Solar 1, LLC | NY | 63000 | WALDN | 5 | Solar Photovoltaic | SUN | PV | (V) Under construction, more than 50 percent complete | 5
2019 | 12 | 61012 | AES Distributed Energy | IPP | Ransomville Solar 1, LLC | NY | 63012 | SWANN | 5 | Solar Photovoltaic | SUN | PV | (V) Under construction, more than 50 percent complete | 5
2019 | 12 | 63019 | AGA TAG Solar III LLC | IPP | AGA TAG Solar III LLC | SC | 63243 | SCAG | 2 | Solar Photovoltaic | SUN | PV | (T) Regulatory approvals received. Not under construction | 2
2019 | 12 | 61608 | Agilon Energy Holdings II, LLC | IPP | Victoria City Power LLC | TX | 61241 | VC-1 | 43 | Natural Gas Fired Combustion Turbine | NG | GT | (V) Under construction, more than 50 percent complete | 50
2019 | 12 | 61608 | Agilon Energy Holdings II, LLC | IPP | Victoria City Power LLC | TX | 61241 | VC-2 | 43 | Natural Gas Fired Combustion Turbine | NG | GT | (V) Under construction, more than 50 percent complete | 50
2019 | 12 | 62051 | Airport Solar LLC | IPP | Airport Solar | OR | 62560 | APS | 47.3 | Solar Photovoltaic | SUN | PV | (TS) Construction complete, but not yet in commercial operation | 47.3
2019 | 12 | 59496 | Allete Clean Energy | IPP | Glen Ullin Energy Center | ND | 62938 | 39001 | 106.7 | Onshore Wind Turbine | WND | WT | (V) Under construction, more than 50 percent complete | 106.7
2019 | 12 | 61617 | Alpha Value Solar, LLC | IPP | Alpha Value Solar | NC | 62054 | AVS01 | 5 | Solar Photovoltaic | SUN | PV | (V) Under construction, more than 50 percent complete | 5
2019 | 12 | 60281 | Altus Power America Management, LLC | IPP | FastSun 13 CSG | MN | 63035 | FS13 | 1 | Solar Photovoltaic | SUN | PV | (TS) Construction complete, but not yet in commercial operation | 1
2019 | 12 | 60281 | Altus Power America Management, LLC | IPP | FastSun 14 CSG | MN | 63036 | FS14 | 1 | Solar Photovoltaic | SUN | PV | (TS) Construction complete, but not yet in commercial operation | 1
2019 | 12 | 60281 | Altus Power America Management, LLC | IPP | FastSun 18 CSG | MN | 63034 | FS18 | 1 | Solar Photovoltaic | SUN | PV | (TS) Construction complete, but not yet in commercial operation | 1
2019 | 12 | 60146 | Ameresco Federal Solutions | IPP | NASA Wallops Flight Facility Solar | VA | 62948 | CRPT5 | 0.1 | Solar Photovoltaic | SUN | PV | (V) Under construction, more than 50 percent complete | 0.1
2019 | 12 | 60146 | Ameresco Federal Solutions | IPP | NASA Wallops Flight Facility Solar | VA | 62948 | CRPT6 | 0.1 | Solar Photovoltaic | SUN | PV | (V) Under construction, more than 50 percent complete | 0.1
2019 | 12 | 60146 | Ameresco Federal Solutions | IPP | NASA Wallops Flight Facility Solar | VA | 62948 | CRPT7 | 0.1 | Solar Photovoltaic | SUN | PV | (V) Under construction, more than 50 percent complete | 0.1
2019 | 12 | 60146 | Ameresco Federal Solutions | IPP | NASA Wallops Flight Facility Solar | VA | 62948 | TRCK1 | 4 | Solar Photovoltaic | SUN | PV | (V) Under construction, more than 50 percent complete | 4
2019 | 12 | 59714 | Antrim Wind Energy LLC | IPP | Antrim Wind | NH | 59953 | AWND1 | 28.4 | Onshore Wind Turbine | WND | WT | (V) Under construction, more than 50 percent complete | 28.8
2019 | 12 | 15399 | Avangrid Renewables LLC | IPP | Coyote Ridge | SD | 61047 | WT1 | 98 | Onshore Wind Turbine | WND | WT | (V) Under construction, more than 50 percent complete | 98
2019 | 12 | 61985 | Beech Ridge II Wind Energy Center | IPP | Beech Ridge II Wind Energy Center | WV | 62482 | GEN1 | 56.2 | Onshore Wind Turbine | WND | WT | (U) Under construction, less than or equal to 50 percent complete | 56.2
2019 | 12 | 60328 | Big Level Wind LLC | IPP | Big Level Wind | PA | 60551 | BLW01 | 90 | Onshore Wind Turbine | WND | WT | (V) Under construction, more than 50 percent complete | 90
2019 | 12 | 62063 | Blue Summit III Wind, LLC | IPP | Blue Summit III Wind | TX | 62566 | BS3 | 200.2 | Onshore Wind Turbine | WND | WT | (V) Under construction, more than 50 percent complete | 200.2
2019 | 12 | 63080 | Bluefin Origination 1, LLC | IPP | Bluefin Origination 1 | MD | 63323 | SIMBA | 2 | Solar Photovoltaic | SUN | PV | (V) Under construction, more than 50 percent complete | 2
2019 | 12 | 60350 | CPV Fairview, LLC | IPP | CPV Fairview Energy Center | PA | 60589 | GEN1 | 342 | Natural Gas Fired Combined Cycle | NG | CT | (TS) Construction complete, but not yet in commercial operation | 372
2019 | 12 | 60350 | CPV Fairview, LLC | IPP | CPV Fairview Energy Center | PA | 60589 | GEN2 | 342 | Natural Gas Fired Combined Cycle | NG | CT | (TS) Construction complete, but not yet in commercial operation | 372
2019 | 12 | 60350 | CPV Fairview, LLC | IPP | CPV Fairview Energy Center | PA | 60589 | GEN3 | 416 | Natural Gas Fired Combined Cycle | NG | CA | (TS) Construction complete, but not yet in commercial operation | 453
2019 | 12 | 63049 | Cannon Garden LLC | IPP | Cannon Garden Solar | MN | 63252 | CGS | 1 | Solar Photovoltaic | SUN | PV | (U) Under construction, less than or equal to 50 percent complete | 1
2019 | 12 | 61467 | Central CA Fuel Cell 2, LLC | Electric CHP | Tulare WWTP BioMat Fuel Cell | CA | 61846 | MM27 | 2.8 | Other Natural Gas | NG | FC | (TS) Construction complete, but not yet in commercial operation | 2.8
2019 | 12 | 60656 | Chestnut Solar LLC | IPP | Chestnut Solar | NC | 61011 | PV1 | 74.9 | Solar Photovoltaic | SUN | PV | (V) Under construction, more than 50 percent complete | 74.9
2019 | 12 | 61773 | Childress Solar Park LLC | IPP | Misae Solar | TX | 62249 | 77777 | 240 | Solar Photovoltaic | SUN | PV | (U) Under construction, less than or equal to 50 percent complete | 240
2019 | 12 | 16604 | City of San Antonio - (TX) | Electric Utility | Commerce Solar | TX | 62610 | PV1 | 5 | Solar Photovoltaic | SUN | PV | (TS) Construction complete, but not yet in commercial operation | 5
2019 | 12 | 62855 | Clear Creek Wind, LLC | IPP | Clear Creek Wind | MO | 63025 | V110 | 22 | Onshore Wind Turbine | WND | WT | (U) Under construction, less than or equal to 50 percent complete | 22
2019 | 12 | 62855 | Clear Creek Wind, LLC | IPP | Clear Creek Wind | MO | 63025 | V120 | 220 | Onshore Wind Turbine | WND | WT | (U) Under construction, less than or equal to 50 percent complete | 220
2019 | 12 | 4226 | Consolidated Edison Co-NY Inc | Electric Utility | 98th Street Battery Storage Station | NY | 62839 | ESS98 | 1.8 | Batteries | MWH | BA | (V) Under construction, more than 50 percent complete | 2
2019 | 12 | 4254 | Consumers Energy Co | Electric Utility | Cross Winds Energy Park | MI | 58830 | CWEP3 | 75.9 | Onshore Wind Turbine | WND | WT | (TS) Construction complete, but not yet in commercial operation | 75.9
2019 | 12 | 61416 | Crowned Ridge Wind, LLC | IPP | Crowned Ridge Wind Energy Center | SD | 60503 | CTTL1 | 200.1 | Onshore Wind Turbine | WND | WT | (V) Under construction, more than 50 percent complete | 200.1
2019 | 12 | 59464 | Current Energy Group | IPP | Hickory | NC | 59829 | 5515 | 5 | Solar Photovoltaic | SUN | PV | (TS) Construction complete, but not yet in commercial operation | 5
2019 | 12 | 61060 | Cypress Creek Renewables | IPP | Crooked Run | NC | 62678 | 299 | 70.1 | Solar Photovoltaic | SUN | PV | (V) Under construction, more than 50 percent complete | 70.1
2019 | 12 | 60370 | DG AMP Solar, LLC | IPP | DG AMP 1048 Wadsworth | OH | 62942 | A1048 | 6.3 | Solar Photovoltaic | SUN | PV | (V) Under construction, more than 50 percent complete | 6.3
2019 | 12 | 60370 | DG AMP Solar, LLC | IPP | DG AMP Rittman Rd | OH | 62941 | AMPRR | 2.6 | Solar Photovoltaic | SUN | PV | (U) Under construction, less than or equal to 50 percent complete | 2.6
2019 | 12 | 63058 | DG Northeast 1, LLC | IPP | Becton Canaan | CT | 63262 | PH2RF | 0.5 | Solar Photovoltaic | SUN | PV | (TS) Construction complete, but not yet in commercial operation | 0.5
2019 | 12 | 62132 | DWW Solar ll LLC | IPP | DWW Solar ll | CT | 62657 | DWWS | 36.9 | Solar Photovoltaic | SUN | PV | (V) Under construction, more than 50 percent complete | 36.9
2019 | 12 | 61610 | Delaware River Solar, LLC | IPP | Dryden Rd #2 Community Solar Farm | NY | 62477 | 372 | 2 | Solar Photovoltaic | SUN | PV | (V) Under construction, more than 50 percent complete | 2
2019 | 12 | 61610 | Delaware River Solar, LLC | IPP | Gaskill Rd Community Solar Farm | NY | 62474 | 928 | 5 | Solar Photovoltaic | SUN | PV | (V) Under construction, more than 50 percent complete | 5
2019 | 12 | 61610 | Delaware River Solar, LLC | IPP | Hospital Rd Community Solar Farm | NY | 62155 | 9 | 1.4 | Solar Photovoltaic | SUN | PV | (V) Under construction, more than 50 percent complete | 1.4
2019 | 12 | 61610 | Delaware River Solar, LLC | IPP | Podunk Road | NY | 62834 | 871 | 2.2 | Solar Photovoltaic | SUN | PV | (TS) Construction complete, but not yet in commercial operation | 2.2
2019 | 12 | 61610 | Delaware River Solar, LLC | IPP | Villa Roma Rd #3 | NY | 62527 | 390 | 2 | Solar Photovoltaic | SUN | PV | (V) Under construction, more than 50 percent complete | 2
2019 | 12 | 61610 | Delaware River Solar, LLC | IPP | Villa Roma Rd #4 | NY | 62528 | 391 | 2 | Solar Photovoltaic | SUN | PV | (V) Under construction, more than 50 percent complete | 2
2019 | 12 | 61610 | Delaware River Solar, LLC | IPP | Woodoak Drive Community Solar Farm | NY | 62479 | 175 | 2 | Solar Photovoltaic | SUN | PV | (V) Under construction, more than 50 percent complete | 2
2019 | 12 | 5248 | Dominion Energy Inc | IPP | Seabrook Solar | SC | 61701 | GEN1 | 70.5 | Solar Photovoltaic | SUN | PV | (V) Under construction, more than 50 percent complete | 72.5
2019 | 12 | 58468 | Dominion Renewable Energy | Electric Utility | Colonial Trail West | VA | 61985 | CTWS | 142.4 | Solar Photovoltaic | SUN | PV | (V) Under construction, more than 50 percent complete | 142.4
2019 | 12 | 61911 | Dougherty County Solar, LLC | IPP | Dougherty County Solar, LLC | GA | 62375 | PV1 | 120 | Solar Photovoltaic | SUN | PV | (V) Under construction, more than 50 percent complete | 120
2019 | 12 | 6455 | Duke Energy Florida, LLC | Electric Utility | Lake Placid Solar Power Plant | FL | 62541 | PV1 | 45 | Solar Photovoltaic | SUN | PV | (V) Under construction, more than 50 percent complete | 45
2019 | 12 | 6455 | Duke Energy Florida, LLC | Electric Utility | Trenton Solar Power Plant | FL | 62543 | PV1 | 74.9 | Solar Photovoltaic | SUN | PV | (V) Under construction, more than 50 percent complete | 74.9
2019 | 12 | 15470 | Duke Energy Indiana, LLC | Electric Utility | Tippecanoe Solar Power Plant | IN | 63137 | PV1 | 1.6 | Solar Photovoltaic | SUN | PV | (V) Under construction, more than 50 percent complete | 1.6
2019 | 12 | 3046 | Duke Energy Progress - (NC) | Electric Utility | Asheville | NC | 2706 | CT5 | 191.2 | Natural Gas Fired Combined Cycle | NG | CT | (V) Under construction, more than 50 percent complete | 191.2
2019 | 12 | 3046 | Duke Energy Progress - (NC) | Electric Utility | Asheville | NC | 2706 | CT7 | 191.2 | Natural Gas Fired Combined Cycle | NG | CT | (V) Under construction, more than 50 percent complete | 191.2
2019 | 12 | 3046 | Duke Energy Progress - (NC) | Electric Utility | Asheville | NC | 2706 | ST6 | 102 | Natural Gas Fired Combined Cycle | NG | CA | (V) Under construction, more than 50 percent complete | 102.8
2019 | 12 | 3046 | Duke Energy Progress - (NC) | Electric Utility | Asheville | NC | 2706 | ST8 | 102 | Natural Gas Fired Combined Cycle | NG | CA | (V) Under construction, more than 50 percent complete | 102.8
2019 | 12 | 57202 | E&E Enterprises LLC | IPP | Allendorf | IA | 56215 | ET | 1.8 | Onshore Wind Turbine | WND | WT | (TS) Construction complete, but not yet in commercial operation | 2
2019 | 12 | 61785 | EDP Renewables North America LLC | IPP | Windhub Solar A LLC | CA | 59878 | GEN01 | 20 | Solar Photovoltaic | SUN | PV | (V) Under construction, more than 50 percent complete | 20
2019 | 12 | 61420 | ENGIE Storage Services NA LLC | Commercial | Pacific Union College BESS | CA | 61795 | 12649 | 1 | Batteries | MWH | BA | (TS) Construction complete, but not yet in commercial operation | 1
2019 | 12 | 62845 | ESA Four Oaks 2 NC LLC | IPP | ESA Four Oaks 2 NC LLC | NC | 62996 | PGR08 | 2 | Solar Photovoltaic | SUN | PV | (U) Under construction, less than or equal to 50 percent complete | 2
2019 | 12 | 57280 | Eagle Creek RE LLC | IPP | Swinging Bridge 2 | NY | 2634 | SWI3 | 1.2 | Conventional Hydroelectric | WAT | HY | (V) Under construction, more than 50 percent complete | 1.2
2019 | 12 | 58970 | Ecoplexus, Inc | IPP | Everett PV1 | NC | 60997 | EVRT1 | 10 | Solar Photovoltaic | SUN | PV | (V) Under construction, more than 50 percent complete | 10
2019 | 12 | 58970 | Ecoplexus, Inc | IPP | Grandy PV 1 | NC | 59518 | GRAND | 20 | Solar Photovoltaic | SUN | PV | (V) Under construction, more than 50 percent complete | 20
2019 | 12 | 58135 | Ecos Energy LLC | IPP | Plainfield Solar 2 | CT | 63263 | PLFD2 | 1 | Solar Photovoltaic | SUN | PV | (V) Under construction, more than 50 percent complete | 1
2019 | 12 | 61404 | Edenton Solar | IPP | Edenton Solar | NC | 61781 | EDE | 5 | Solar Photovoltaic | SUN | PV | (V) Under construction, more than 50 percent complete | 5
2019 | 12 | 61915 | Emmons-Logan Wind, LLC | IPP | Emmons-Logan Wind, LLC | ND | 62380 | ELLLC | 200 | Onshore Wind Turbine | WND | WT | (TS) Construction complete, but not yet in commercial operation | 200
2019 | 12 | 60496 | Enerparc Inc. | IPP | Baker City Solar | OR | 61854 | BAKER | 15 | Solar Photovoltaic | SUN | PV | (V) Under construction, more than 50 percent complete | 15
2019 | 12 | 60496 | Enerparc Inc. | IPP | Brush Solar Center | OR | 61844 | BRUSH | 2.8 | Solar Photovoltaic | SUN | PV | (V) Under construction, more than 50 percent complete | 2.8
2019 | 12 | 60496 | Enerparc Inc. | IPP | Morgan Solar Center | OR | 61855 | MORGN | 3 | Solar Photovoltaic | SUN | PV | (V) Under construction, more than 50 percent complete | 3
2019 | 12 | 60496 | Enerparc Inc. | IPP | Ontario Solar Center | OR | 61860 | ONTRO | 3 | Solar Photovoltaic | SUN | PV | (V) Under construction, more than 50 percent complete | 3
2019 | 12 | 60496 | Enerparc Inc. | IPP | Vale Solar Center | OR | 61856 | VALE | 3 | Solar Photovoltaic | SUN | PV | (V) Under construction, more than 50 percent complete | 3
2019 | 12 | 12685 | Entergy Mississippi LLC | Electric Utility | Hinds Energy Facility | MS | 55218 | H04BS | 36.4 | Natural Gas Fired Combustion Turbine | NG | GT | (TS) Construction complete, but not yet in commercial operation | 49.1
2019 | 12 | 62951 | FL Solar 4, LLC | IPP | FL Solar 4, LLC | FL | 63187 | FL4 | 42 | Solar Photovoltaic | SUN | PV | (TS) Construction complete, but not yet in commercial operation | 42
2019 | 12 | 61857 | Five Forks Solar | IPP | Five Forks Solar | NC | 59951 | 5FRK | 20 | Solar Photovoltaic | SUN | PV | (V) Under construction, more than 50 percent complete | 20
2019 | 12 | 62856 | Forefront Power, LLC | IPP | Gibbons CSG | MD | 63089 | 15122 | 2 | Solar Photovoltaic | SUN | PV | (V) Under construction, more than 50 percent complete | 2
2019 | 12 | 62856 | Forefront Power, LLC | IPP | Howell CSG | NY | 63107 | 1725 | 2 | Solar Photovoltaic | SUN | PV | (V) Under construction, more than 50 percent complete | 2
2019 | 12 | 62856 | Forefront Power, LLC | IPP | Upper Marlboro 1 CSG | MD | 63075 | 20 | 2 | Solar Photovoltaic | SUN | PV | (V) Under construction, more than 50 percent complete | 2
2019 | 12 | 62856 | Forefront Power, LLC | IPP | White CSG | MD | 63085 | 15124 | 2 | Solar Photovoltaic | SUN | PV | (V) Under construction, more than 50 percent complete | 2
2019 | 12 | 61374 | Foxtail Wind, LLC | Electric Utility | Foxtail Wind, LLC | ND | 61747 | 1 | 150 | Onshore Wind Turbine | WND | WT | (V) Under construction, more than 50 percent complete | 150
2019 | 12 | 62062 | GD Richmond Buttonwoods I, LLC | IPP | GD Richmond Buttonwoods I, LLC | RI | 62567 | GDBUT | 1.3 | Solar Photovoltaic | SUN | PV | (TS) Construction complete, but not yet in commercial operation | 1.3
2019 | 12 | 62061 | GD West Greenwich Victory I, LLC | IPP | GD West Greenwich Victory I, LLC | RI | 62568 | GDVIC | 1.8 | Solar Photovoltaic | SUN | PV | (U) Under construction, less than or equal to 50 percent complete | 1.8
2019 | 12 | 60251 | GRP Franklin Renewable Energy Facility, LLC | IPP | GRP Franklin Renewable Energy Facility | GA | 60550 | GEN | 58 | Wood/Wood Waste Biomass | WDS | ST | (TS) Construction complete, but not yet in commercial operation | 58
2019 | 12 | 60846 | GRP Madison Renewable Energy Facility, LLC | IPP | GRP Madison Renewable Energy Facility | GA | 61213 | GEN | 58 | Wood/Wood Waste Biomass | WDS | ST | (TS) Construction complete, but not yet in commercial operation | 58
2019 | 12 | 60747 | Gamble Solar, LLC | IPP | Gamble Solar | NC | 61127 | 12348 | 3 | Solar Photovoltaic | SUN | PV | (U) Under construction, less than or equal to 50 percent complete | 3
2019 | 12 | 61194 | Generate Capital | IPP | Boas Rd #4 Community Solar Farm | NY | 62533 | 1023 | 2 | Solar Photovoltaic | SUN | PV | (V) Under construction, more than 50 percent complete | 2
2019 | 12 | 61194 | Generate Capital | IPP | Burritt Rd Community Solar Farm | NY | 62480 | 635 | 2 | Solar Photovoltaic | SUN | PV | (V) Under construction, more than 50 percent complete | 2
2019 | 12 | 61194 | Generate Capital | IPP | Kelly Bridge Road Community Solar Farm | NY | 62154 | 12 | 2 | Solar Photovoltaic | SUN | PV | (V) Under construction, more than 50 percent complete | 2
2019 | 12 | 61194 | Generate Capital | IPP | Sacket Lake Rd #1 Community Solar Farm | NY | 62158 | 11 | 2 | Solar Photovoltaic | SUN | PV | (V) Under construction, more than 50 percent complete | 2
2019 | 12 | 61194 | Generate Capital | IPP | Villa Roma Rd #1 | NY | 62525 | 40 | 2 | Solar Photovoltaic | SUN | PV | (U) Under construction, less than or equal to 50 percent complete | 2
2019 | 12 | 61194 | Generate Capital | IPP | Villa Roma Rd #2 | NY | 62526 | 41 | 2 | Solar Photovoltaic | SUN | PV | (U) Under construction, less than or equal to 50 percent complete | 2
2019 | 12 | 7140 | Georgia Power Co | Electric Utility | Fort Valley State University Solar | GA | 63062 | 1 | 10.8 | Solar Photovoltaic | SUN | PV | (U) Under construction, less than or equal to 50 percent complete | 10.8
2019 | 12 | 7140 | Georgia Power Co | Electric Utility | Georgia College & State University Solar | GA | 63282 | 1 | 3.5 | Solar Photovoltaic | SUN | PV | (U) Under construction, less than or equal to 50 percent complete | 3.5
2019 | 12 | 61611 | Glaciers Edge Wind Project LLC | IPP | Glaciers Edge Wind Project | IA | 62035 | GEW | 200 | Onshore Wind Turbine | WND | WT | (TS) Construction complete, but not yet in commercial operation | 211.7
2019 | 12 | 61728 | GlidePath Power Operations LLC | IPP | Prospect Storage | TX | 62753 | BESS | 9.9 | Batteries | MWH | BA | (TS) Construction complete, but not yet in commercial operation | 9.9
2019 | 12 | 62106 | Hidalgo Wind Farm II LLC | IPP | Hidalgo Wind Farm II | TX | 62618 | WT | 50.4 | Onshore Wind Turbine | WND | WT | (V) Under construction, more than 50 percent complete | 50.4
2019 | 12 | 62046 | High Lonesome Wind Power, LLC | IPP | High Lonesome Wind Power, LLC | TX | 62562 | HILO | 449.5 | Onshore Wind Turbine | WND | WT | (V) Under construction, more than 50 percent complete | 449.5
2019 | 12 | 54769 | INEOS USA LLC | Industrial | Power Island | TX | 10154 | GEN2 | 50 | Natural Gas Fired Combustion Turbine | NG | GT | (V) Under construction, more than 50 percent complete | 50
2019 | 12 | 62894 | Imeson Solar Farm LLC | IPP | Imeson Solar | FL | 63186 | IMESO | 5 | Solar Photovoltaic | SUN | PV | (TS) Construction complete, but not yet in commercial operation | 5
2019 | 12 | 60986 | Imperial Valley Solar 2, LLC | IPP | Mount Signal Solar 2 | CA | 61353 | IVS2 | 153.5 | Solar Photovoltaic | SUN | PV | (TS) Construction complete, but not yet in commercial operation | 153.5
2019 | 12 | 9234 | Indiana Municipal Power Agency | Electric Utility | Crawfordsville 2 Solar Park | IN | 62484 | SCRA2 | 7.9 | Solar Photovoltaic | SUN | PV | (V) Under construction, more than 50 percent complete | 7.9
2019 | 12 | 9234 | Indiana Municipal Power Agency | Electric Utility | Crawfordsville 3 Solar Park | IN | 62485 | SCRA3 | 4.8 | Solar Photovoltaic | SUN | PV | (V) Under construction, more than 50 percent complete | 4.8
2019 | 12 | 49893 | Invenergy Services LLC | IPP | Camilla Solar Energy Project | GA | 61785 | CAMSR | 171.4 | Solar Photovoltaic | SUN | PV | (U) Under construction, less than or equal to 50 percent complete | 171.4
2019 | 12 | 49893 | Invenergy Services LLC | IPP | Wilkinson Solar LLC | NC | 62544 | GEN1 | 80.6 | Solar Photovoltaic | SUN | PV | (V) Under construction, more than 50 percent complete | 80.6
2019 | 12 | 61957 | Kearny Mesa Storage LLC | IPP | Kearny Mesa Storage LLC | CA | 62441 | U1 | 1 | Batteries | MWH | BA | (U) Under construction, less than or equal to 50 percent complete | 1
2019 | 12 | 61960 | Lapetus Energy Project LLC | IPP | Lapetus | TX | 62448 | LAP | 100 | Solar Photovoltaic | SUN | PV | (TS) Construction complete, but not yet in commercial operation | 100
2019 | 12 | 56940 | Lexington Chenoa Wind Farm LLC | IPP | Bright Stalk Wind Farm I | IL | 57623 | GEN1 | 200 | Onshore Wind Turbine | WND | WT | (V) Under construction, more than 50 percent complete | 200
2019 | 12 | 62842 | Lightsource Renewable Energy Asset Management, LLC | IPP | Bluewater CDEC 1 | NM | 62994 | NMBW1 | 2.4 | Solar Photovoltaic | SUN | PV | (V) Under construction, more than 50 percent complete | 2.4
2019 | 12 | 62842 | Lightsource Renewable Energy Asset Management, LLC | IPP | Grants CDEC 2 | NM | 62995 | NMGR1 | 4.5 | Solar Photovoltaic | SUN | PV | (V) Under construction, more than 50 percent complete | 4.5
2019 | 12 | 62842 | Lightsource Renewable Energy Asset Management, LLC | IPP | Whitetail Solar 1 | PA | 62989 | PAWT1 | 13.5 | Solar Photovoltaic | SUN | PV | (V) Under construction, more than 50 percent complete | 13.5
2019 | 12 | 62661 | Lock 12 Hydro Partners, LLC | IPP | Ravenna Hydroelectric Project | KY | 62747 | 1 | 0.5 | Conventional Hydroelectric | WAT | HY | (V) Under construction, more than 50 percent complete | 0.5
2019 | 12 | 62661 | Lock 12 Hydro Partners, LLC | IPP | Ravenna Hydroelectric Project | KY | 62747 | 2 | 0.5 | Conventional Hydroelectric | WAT | HY | (V) Under construction, more than 50 percent complete | 0.5
2019 | 12 | 62661 | Lock 12 Hydro Partners, LLC | IPP | Ravenna Hydroelectric Project | KY | 62747 | 3 | 0.5 | Conventional Hydroelectric | WAT | HY | (V) Under construction, more than 50 percent complete | 0.5
2019 | 12 | 62661 | Lock 12 Hydro Partners, LLC | IPP | Ravenna Hydroelectric Project | KY | 62747 | 4 | 0.5 | Conventional Hydroelectric | WAT | HY | (V) Under construction, more than 50 percent complete | 0.5
2019 | 12 | 62661 | Lock 12 Hydro Partners, LLC | IPP | Ravenna Hydroelectric Project | KY | 62747 | 5 | 0.5 | Conventional Hydroelectric | WAT | HY | (V) Under construction, more than 50 percent complete | 0.5
2019 | 12 | 63001 | MN CSG 2, LLC | IPP | Woodbury Solar | MN | 63231 | PV | 3 | Solar Photovoltaic | SUN | PV | (U) Under construction, less than or equal to 50 percent complete | 3
2019 | 12 | 62915 | Madison Energy Holdings LLC | IPP | Dakota Community Solar One LLC | MN | 63116 | 52838 | 1 | Solar Photovoltaic | SUN | PV | (V) Under construction, more than 50 percent complete | 1
2019 | 12 | 62915 | Madison Energy Holdings LLC | IPP | Douglas Todd Community Solar One LLC | MN | 63117 | 52834 | 1 | Solar Photovoltaic | SUN | PV | (V) Under construction, more than 50 percent complete | 1
2019 | 12 | 62915 | Madison Energy Holdings LLC | IPP | McLeod Community Solar One LLC | MN | 63119 | 52832 | 1 | Solar Photovoltaic | SUN | PV | (V) Under construction, more than 50 percent complete | 1
2019 | 12 | 62915 | Madison Energy Holdings LLC | IPP | Meeker Community Solar One LLC | MN | 63118 | 52824 | 1 | Solar Photovoltaic | SUN | PV | (V) Under construction, more than 50 percent complete | 1
2019 | 12 | 62915 | Madison Energy Holdings LLC | IPP | Stearns Community Solar One LLC | MN | 63121 | 52825 | 1 | Solar Photovoltaic | SUN | PV | (V) Under construction, more than 50 percent complete | 1
2019 | 12 | 61770 | Mesteno Wind | IPP | Mesteno | TX | 62258 | MES | 200 | Onshore Wind Turbine | WND | WT | (U) Under construction, less than or equal to 50 percent complete | 201.6
2019 | 12 | 12341 | MidAmerican Energy Co | Electric Utility | Ida Grove II | IA | 62795 | 1 | 201 | Onshore Wind Turbine | WND | WT | (V) Under construction, more than 50 percent complete | 201
2019 | 12 | 12341 | MidAmerican Energy Co | Electric Utility | North English II | IA | 62608 | 1 | 140 | Onshore Wind Turbine | WND | WT | (V) Under construction, more than 50 percent complete | 140
2019 | 12 | 12341 | MidAmerican Energy Co | Electric Utility | Orient Wind Farm | IA | 61077 | 2 | 398.8 | Onshore Wind Turbine | WND | WT | (V) Under construction, more than 50 percent complete | 398.8
2019 | 12 | 12341 | MidAmerican Energy Co | Electric Utility | Palo Alto Wind Farm | IA | 63053 | PAWF | 250 | Onshore Wind Turbine | WND | WT | (V) Under construction, more than 50 percent complete | 250
2019 | 12 | 61401 | North 301 Solar | IPP | North 301 Solar | NC | 61778 | N301 | 26.9 | Solar Photovoltaic | SUN | PV | (V) Under construction, more than 50 percent complete | 26.9
2019 | 12 | 62644 | OEE XXVIII LLC | Industrial | LafargeHolcim - Paulding Wind Project | OH | 62752 | L1 | 1.5 | Onshore Wind Turbine | WND | WT | (V) Under construction, more than 50 percent complete | 1.5
2019 | 12 | 62644 | OEE XXVIII LLC | Industrial | LafargeHolcim - Paulding Wind Project | OH | 62752 | L2 | 1.5 | Onshore Wind Turbine | WND | WT | (V) Under construction, more than 50 percent complete | 1.5
2019 | 12 | 62644 | OEE XXVIII LLC | Industrial | LafargeHolcim - Paulding Wind Project | OH | 62752 | L3 | 1.5 | Onshore Wind Turbine | WND | WT | (V) Under construction, more than 50 percent complete | 1.5
2019 | 12 | 62128 | OEE XXX LLC | Industrial | Zephyr Wind Project - 2.0 | OH | 62653 | T1 | 1.5 | Onshore Wind Turbine | WND | WT | (V) Under construction, more than 50 percent complete | 1.5
2019 | 12 | 62128 | OEE XXX LLC | Industrial | Zephyr Wind Project - 2.0 | OH | 62653 | T2 | 1.5 | Onshore Wind Turbine | WND | WT | (V) Under construction, more than 50 percent complete | 1.5
2019 | 12 | 62128 | OEE XXX LLC | Industrial | Zephyr Wind Project - 2.0 | OH | 62653 | T3 | 1.5 | Onshore Wind Turbine | WND | WT | (V) Under construction, more than 50 percent complete | 1.5
2019 | 12 | 59300 | PNM Resources | Electric Utility | Rio Rancho Solar Energy Center | NM | 63184 | RIRA | 10 | Solar Photovoltaic | SUN | PV | (TS) Construction complete, but not yet in commercial operation | 10
2019 | 12 | 62009 | Palmer Solar LLC | IPP | Palmer Solar | CO | 62495 | 20181 | 60 | Solar Photovoltaic | SUN | PV | (V) Under construction, more than 50 percent complete | 60
2019 | 12 | 62796 | Paulding Wind Farm IV LLC | IPP | Timber Road IV | OH | 62944 | TRIV | 125.1 | Onshore Wind Turbine | WND | WT | (V) Under construction, more than 50 percent complete | 125.1
2019 | 12 | 56215 | RWE Renewables Americas LLC | IPP | Canadian Breaks, LLC | TX | 63030 | CBRKS | 210.1 | Onshore Wind Turbine | WND | WT | (V) Under construction, more than 50 percent complete | 210.1
2019 | 12 | 56215 | RWE Renewables Americas LLC | IPP | West of the Pecos Solar | TX | 62415 | WOTP1 | 100 | Solar Photovoltaic | SUN | PV | (V) Under construction, more than 50 percent complete | 100
2019 | 12 | 60389 | Rabbit Hill Energy Storage Project | IPP | Rabbit Hill Energy Storage Project | TX | 60649 | 1 | 9.9 | Batteries | MWH | BA | (V) Under construction, more than 50 percent complete | 9.9
2019 | 12 | 61586 | Rankin Solar Center, LLC | IPP | Rankin Solar Center, LLC | SC | 61996 | RANKI | 10 | Solar Photovoltaic | SUN | PV | (U) Under construction, less than or equal to 50 percent complete | 10
2019 | 12 | 62047 | Roadrunner Solar, LLC | IPP | Roadrunner, LLC | TX | 62561 | RODR1 | 200 | Solar Photovoltaic | SUN | PV | (V) Under construction, more than 50 percent complete | 200
2019 | 12 | 61929 | Runway Solar Farm | Electric Utility | Runway Solar Farm | SC | 62397 | 1 | 2 | Solar Photovoltaic | SUN | PV | (V) Under construction, more than 50 percent complete | 2
2019 | 12 | 62129 | SFDK Solar, LLC | IPP | SFDK Solar | CA | 62649 | SFDK | 6.3 | Solar Photovoltaic | SUN | PV | (V) Under construction, more than 50 percent complete | 6.3
2019 | 12 | 61635 | SR Hazlehurst III, LLC | IPP | Hazlehurst III | GA | 62057 | HZIII | 40 | Solar Photovoltaic | SUN | PV | (TS) Construction complete, but not yet in commercial operation | 40
2019 | 12 | 60975 | SR Innovation, LLC | IPP | SR Innovation - NIKE PV | TN | 61332 | NIKE2 | 1.7 | Solar Photovoltaic | SUN | PV | (V) Under construction, more than 50 percent complete | 1.7
2019 | 12 | 61701 | SR Meridian III | IPP | Meridian III | MS | 62163 | MRDII | 52.5 | Solar Photovoltaic | SUN | PV | (TS) Construction complete, but not yet in commercial operation | 52.5
2019 | 12 | 61677 | Sol Systems | IPP | Grove Solar, LLC | NC | 62807 | 12083 | 5 | Solar Photovoltaic | SUN | PV | (V) Under construction, more than 50 percent complete | 5
2019 | 12 | 61677 | Sol Systems | IPP | Thanksgiving Fire Solar Farm, LLC | NC | 62786 | 12087 | 2 | Solar Photovoltaic | SUN | PV | (TS) Construction complete, but not yet in commercial operation | 2
2019 | 12 | 17650 | Southern Power Co | IPP | Reading Wind Project | KS | 60999 | READW | 200.1 | Onshore Wind Turbine | WND | WT | (V) Under construction, more than 50 percent complete | 200.1
2019 | 12 | 17650 | Southern Power Co | IPP | Wildhorse Mountain Wind Facility | OK | 61866 | 1 | 100 | Onshore Wind Turbine | WND | WT | (V) Under construction, more than 50 percent complete | 100
2019 | 12 | 60531 | Standard Solar | IPP | MHG Wallingford | VT | 62728 | X0041 | 2.2 | Solar Photovoltaic | SUN | PV | (TS) Construction complete, but not yet in commercial operation | 2.2
2019 | 12 | 61492 | StraightUp Solar | IPP | John A Logan College Solar | IL | 61878 | JALC | 1.6 | Solar Photovoltaic | SUN | PV | (V) Under construction, more than 50 percent complete | 1.9
2019 | 12 | 62822 | Syncarpha Blandford, LLC | IPP | Syncarpha Blandford Hybrid | MA | 62975 | SYBLS | 4.9 | Solar Photovoltaic | SUN | PV | (V) Under construction, more than 50 percent complete | 4.9
2019 | 12 | 62904 | Syncarpha El Rito I, LLC | IPP | Syncarpha El Rito | NM | 63124 | SYNEL | 1.6 | Solar Photovoltaic | SUN | PV | (V) Under construction, more than 50 percent complete | 1.6
2019 | 12 | 62906 | Syncarpha Questa I, LLC | IPP | Syncarpha Questa | NM | 63125 | SYNQU | 1.6 | Solar Photovoltaic | SUN | PV | (V) Under construction, more than 50 percent complete | 1.6
2019 | 12 | 60193 | Tamworth Holdings, LLC | IPP | Tamworth Holdings | NC | 60394 | PV1 | 5 | Solar Photovoltaic | SUN | PV | (TS) Construction complete, but not yet in commercial operation | 5
2019 | 12 | 60410 | Tanager Holdings, LLC | IPP | Tanager Holdings | NC | 60691 | PV1 | 5 | Solar Photovoltaic | SUN | PV | (TS) Construction complete, but not yet in commercial operation | 5
2019 | 12 | 2770 | Terra-Gen Operating Co-Wind | IPP | Voyager Wind I | CA | 60594 | VYGR1 | 131.1 | Onshore Wind Turbine | WND | WT | (V) Under construction, more than 50 percent complete | 131.1
2019 | 12 | 62701 | Vista Solar, Inc. | IPP | Shelter Creek Condominiums Solar | CA | 62806 | SCC01 | 2.4 | Solar Photovoltaic | SUN | PV | (U) Under construction, less than or equal to 50 percent complete | 2.5
2019 | 12 | 62103 | Whitney Hill Wind Power LLC | IPP | Whitney Hill Wind Power LLC | IL | 62606 | WTHWP | 65 | Onshore Wind Turbine | WND | WT | (V) Under construction, more than 50 percent complete | 65
2019 | 12 | 20856 | Wisconsin Power & Light Co | Electric Utility | Riverside Energy Center | WI | 55641 | CTG3 | 225 | Natural Gas Fired Combined Cycle | NG | CT | (V) Under construction, more than 50 percent complete | 232.9
2019 | 12 | 20856 | Wisconsin Power & Light Co | Electric Utility | Riverside Energy Center | WI | 55641 | CTG4 | 225 | Natural Gas Fired Combined Cycle | NG | CT | (V) Under construction, more than 50 percent complete | 232.9
2019 | 12 | 20856 | Wisconsin Power & Light Co | Electric Utility | Riverside Energy Center | WI | 55641 | STG2 | 250 | Natural Gas Fired Combined Cycle | NG | CA | (V) Under construction, more than 50 percent complete | 257.4
2019 | 12 | 59260 | Wright Solar Park LLC | IPP | Wright Solar Park | CA | 59525 | FRWSP | 200 | Solar Photovoltaic | SUN | PV | (TS) Construction complete, but not yet in commercial operation | 200
2019 | 12 | 60059 | ZGlobal Inc | IPP | Eagle Creek | CA | 63078 | EGCRK | 3 | Solar Photovoltaic | SUN | PV | (TS) Construction complete, but not yet in commercial operation | 3
2020 | 1 | 63115 | AZ Solar 1, LLC | IPP | OE_AZ1 | AZ | 63349 | AZ1 | 32.5 | Solar Photovoltaic | SUN | PV | (L) Regulatory approvals pending. Not under construction | 32.5
2020 | 1 | 55918 | Acciona Wind Energy USA LLC | IPP | Palmas Wind, LLC | TX | 61773 | PW | 142.6 | Onshore Wind Turbine | WND | WT | (V) Under construction, more than 50 percent complete | 144.9
2020 | 1 | 62627 | Alchemy Renewable Energy | IPP | Duus Solar, LLC | OR | 63330 | ORDUS | 10 | Solar Photovoltaic | SUN | PV | (TS) Construction complete, but not yet in commercial operation | 10
2020 | 1 | 62627 | Alchemy Renewable Energy | IPP | Firwood Solar, LLC | OR | 63331 | ORFWD | 10 | Solar Photovoltaic | SUN | PV | (TS) Construction complete, but not yet in commercial operation | 10
2020 | 1 | 59496 | Allete Clean Energy | IPP | South Peak Wind | MT | 62939 | 41001 | 80 | Onshore Wind Turbine | WND | WT | (V) Under construction, more than 50 percent complete | 80
2020 | 1 | 60281 | Altus Power America Management, LLC | IPP | FastSun 11 CSG | MN | 63037 | FS11 | 1 | Solar Photovoltaic | SUN | PV | (TS) Construction complete, but not yet in commercial operation | 1
2020 | 1 | 60281 | Altus Power America Management, LLC | IPP | FastSun 2 CSG | MN | 62696 | FS2 | 1 | Solar Photovoltaic | SUN | PV | (TS) Construction complete, but not yet in commercial operation | 1
2020 | 1 | 62772 | CA ODEVI LLC | IPP | Windsor Floating Solar | CA | 62902 | WUS15 | 1.5 | Solar Photovoltaic | SUN | PV | (V) Under construction, more than 50 percent complete | 1.5
2020 | 1 | 16873 | City of Sebewaing - (MI) | Electric Utility | Pine Street | MI | 7806 | 7 | 4.4 | Natural Gas Internal Combustion Engine | NG | IC | (TS) Construction complete, but not yet in commercial operation | 4.4
2020 | 1 | 16873 | City of Sebewaing - (MI) | Electric Utility | Pine Street | MI | 7806 | 8 | 3.3 | Natural Gas Internal Combustion Engine | NG | IC | (TS) Construction complete, but not yet in commercial operation | 3.3
2020 | 1 | 56769 | Consolidated Edison Development Inc. | IPP | CED Northampton Solar LLC | MA | 62695 | NSMA | 4.3 | Solar Photovoltaic | SUN | PV | (V) Under construction, more than 50 percent complete | 4.3
2020 | 1 | 63120 | Cubera Solar, LLC | IPP | Cubera Solar, LLC | NC | 63346 | PGR06 | 2 | Solar Photovoltaic | SUN | PV | (TS) Construction complete, but not yet in commercial operation | 2
2020 | 1 | 62801 | DG Linden New Jersey LLC | IPP | DG Infineum | NJ | 62958 | INFNM | 2 | Solar Photovoltaic | SUN | PV | (TS) Construction complete, but not yet in commercial operation | 2
2020 | 1 | 61926 | Dryden-Tompkins Solar I, LLC | IPP | Ellis Solar | NY | 62413 | ELLIS | 18 | Solar Photovoltaic | SUN | PV | (V) Under construction, more than 50 percent complete | 18
2020 | 1 | 61785 | EDP Renewables North America LLC | IPP | Sun Streams, LLC | AZ | 60827 | GEN01 | 160 | Solar Photovoltaic | SUN | PV | (V) Under construction, more than 50 percent complete | 160
2020 | 1 | 61785 | EDP Renewables North America LLC | IPP | Sunshine Valley Solar | NV | 59826 | GEN01 | 103.4 | Solar Photovoltaic | SUN | PV | (V) Under construction, more than 50 percent complete | 103.4
2020 | 1 | 13478 | Entergy New Orleans, LLC | Electric Utility | New Orleans Power | LA | 60928 | 1 | 250 | Natural Gas Fired Combustion Turbine | NG | GT | (V) Under construction, more than 50 percent complete | 250
2020 | 1 | 6452 | Florida Power & Light Co | Electric Utility | Babcock Preserve | FL | 62634 | 1 | 74.5 | Solar Photovoltaic | SUN | PV | (V) Under construction, more than 50 percent complete | 74.5
2020 | 1 | 6452 | Florida Power & Light Co | Electric Utility | Blue Heron Solar | FL | 62631 | 1 | 74.5 | Solar Photovoltaic | SUN | PV | (V) Under construction, more than 50 percent complete | 74.5
2020 | 1 | 6452 | Florida Power & Light Co | Electric Utility | Cattle Ranch | FL | 62632 | 1 | 74.5 | Solar Photovoltaic | SUN | PV | (V) Under construction, more than 50 percent complete | 74.5
2020 | 1 | 6452 | Florida Power & Light Co | Electric Utility | Northern Preserve Solar | FL | 62645 | 1 | 74.5 | Solar Photovoltaic | SUN | PV | (V) Under construction, more than 50 percent complete | 74.5
2020 | 1 | 6452 | Florida Power & Light Co | Electric Utility | Southfork Solar | FL | 62493 | 1 | 74.5 | Solar Photovoltaic | SUN | PV | (U) Under construction, less than or equal to 50 percent complete | 74.5
2020 | 1 | 6452 | Florida Power & Light Co | Electric Utility | Sweetbay Solar Center | FL | 62394 | 1 | 74.5 | Solar Photovoltaic | SUN | PV | (V) Under construction, more than 50 percent complete | 74.5
2020 | 1 | 6452 | Florida Power & Light Co | Electric Utility | Twin Lakes | FL | 62633 | 1 | 74.5 | Solar Photovoltaic | SUN | PV | (V) Under construction, more than 50 percent complete | 74.5
2020 | 1 | 63114 | GA Solar 3, LLC | IPP | OE_GA3 | GA | 63350 | GA3 | 57.5 | Solar Photovoltaic | SUN | PV | (V) Under construction, more than 50 percent complete | 57.5
2020 | 1 | 7140 | Georgia Power Co | Electric Utility | Kings Bay Solar Facility | GA | 59864 | BESS | 1.5 | Batteries | MWH | BA | (U) Under construction, less than or equal to 50 percent complete | 1.5
2020 | 1 | 60025 | Greenbacker Renewable Energy Corporation | IPP | Blue Star | MD | 62332 | BLUES | 7.5 | Solar Photovoltaic | SUN | PV | (V) Under construction, more than 50 percent complete | 7.5
2020 | 1 | 60025 | Greenbacker Renewable Energy Corporation | IPP | Sol Phoenix | MD | 62331 | SOLPH | 2.5 | Solar Photovoltaic | SUN | PV | (V) Under construction, more than 50 percent complete | 2.5
2020 | 1 | 60719 | Harvest Ridge Wind Farm | IPP | Broadlands Wind Farm | IL | 61161 | GEN01 | 300 | Onshore Wind Turbine | WND | WT | (U) Under construction, less than or equal to 50 percent complete | 300
2020 | 1 | 62752 | Holiday Hill Community Wind, LLC | IPP | Holiday Hill Community Wind | MA | 62897 | HHCW1 | 5 | Onshore Wind Turbine | WND | WT | (U) Under construction, less than or equal to 50 percent complete | 5
2020 | 1 | 9234 | Indiana Municipal Power Agency | Electric Utility | Richmond Solar Park 3 | IN | 62770 | SRIC3 | 6.7 | Solar Photovoltaic | SUN | PV | (V) Under construction, more than 50 percent complete | 6.7
2020 | 1 | 9417 | Interstate Power and Light Co | Electric Utility | Whispering Willow North | IA | 62079 | 1 | 199.9 | Onshore Wind Turbine | WND | WT | (V) Under construction, more than 50 percent complete | 199.9
2020 | 1 | 62838 | LSE Dorado, LLC | IPP | Goose Pond Solar | MA | 62992 | GPNOR | 2 | Solar Photovoltaic | SUN | PV | (TS) Construction complete, but not yet in commercial operation | 2
2020 | 1 | 62838 | LSE Dorado, LLC | IPP | Goose Pond Solar | MA | 62992 | GPSOU | 2 | Solar Photovoltaic | SUN | PV | (TS) Construction complete, but not yet in commercial operation | 2
2020 | 1 | 62915 | Madison Energy Holdings LLC | IPP | Nicollet Community Solar One LLC | MN | 63120 | 52828 | 1 | Solar Photovoltaic | SUN | PV | (V) Under construction, more than 50 percent complete | 1
2020 | 1 | 62915 | Madison Energy Holdings LLC | IPP | Sherburne Community Solar One LLC | MN | 63122 | 52814 | 1 | Solar Photovoltaic | SUN | PV | (V) Under construction, more than 50 percent complete | 1
2020 | 1 | 62085 | Mesquite Star LLC | IPP | Mesquite Star | TX | 62587 | MESQ | 418.9 | Onshore Wind Turbine | WND | WT | (U) Under construction, less than or equal to 50 percent complete | 418.9
2020 | 1 | 61925 | Middlesex-Yates Solar, LLC | IPP | Daum Solar | NY | 62412 | DAUM | 4 | Solar Photovoltaic | SUN | PV | (V) Under construction, more than 50 percent complete | 4
2020 | 1 | 56990 | NJR Clean Energy Ventures Corporation | IPP | Franklin Solar | NJ | 63149 | FRANK | 8.8 | Solar Photovoltaic | SUN | PV | (V) Under construction, more than 50 percent complete | 8.8
2020 | 1 | 56990 | NJR Clean Energy Ventures Corporation | IPP | Pohatcong Solar Farm | NJ | 63150 | POHAT | 8 | Solar Photovoltaic | SUN | PV | (V) Under construction, more than 50 percent complete | 8
2020 | 1 | 13206 | Nantucket Electric Co | Electric Utility | Nantucket | MA | 1615 | 20 | 6 | Batteries | MWH | BA | (TS) Construction complete, but not yet in commercial operation | 6
2020 | 1 | 13484 | New York Methodist Hospital | IPP | New York Methodist Hospital | NY | 52091 | CCHEG | 1.5 | Petroleum Liquids | DFO | IC | (TS) Construction complete, but not yet in commercial operation | 1.5
2020 | 1 | 62849 | Novel Byron Solar LLC CSG | IPP | Novel Byron Solar CSG | MN | 62985 | BYRN | 1 | Solar Photovoltaic | SUN | PV | (V) Under construction, more than 50 percent complete | 1
2020 | 1 | 62832 | Novel Herber Solar LLC CSG | IPP | Novel Herber Solar CSG | MN | 62966 | HERB | 1 | Solar Photovoltaic | SUN | PV | (V) Under construction, more than 50 percent complete | 1
2020 | 1 | 62964 | Prawer Community Solar LLC | IPP | Prawer Project CSG | MN | 63176 | TC3 | 1 | Solar Photovoltaic | SUN | PV | (TS) Construction complete, but not yet in commercial operation | 1
2020 | 1 | 61910 | Quitman Solar, LLC | IPP | Quitman Solar | GA | 62584 | QUITM | 150 | Solar Photovoltaic | SUN | PV | (V) Under construction, more than 50 percent complete | 150
2020 | 1 | 16191 | Robbins Lumber Inc | Industrial | Robbins Lumber | ME | 50230 | WEG | 8.5 | Wood/Wood Waste Biomass | WDS | ST | (TS) Construction complete, but not yet in commercial operation | 10
2020 | 1 | 62971 | South Energy Investments LLC | IPP | South Windsor Fuel Cell | CT | 63302 | SWFC5 | 5 | Other Natural Gas | NG | FC | (V) Under construction, more than 50 percent complete | 5
2020 | 1 | 60531 | Standard Solar | IPP | NY 26 Carthage | NY | 63224 | X0140 | 5 | Solar Photovoltaic | SUN | PV | (U) Under construction, less than or equal to 50 percent complete | 5
2020 | 1 | 60531 | Standard Solar | IPP | Town of Burrillville Solar | RI | 62898 | X0042 | 4.2 | Solar Photovoltaic | SUN | PV | (V) Under construction, more than 50 percent complete | 4.2
2020 | 1 | 18454 | Tampa Electric Co | Electric Utility | Little Manatee River Solar | FL | 62750 | GEN1 | 74.5 | Solar Photovoltaic | SUN | PV | (V) Under construction, more than 50 percent complete | 74.5
2020 | 1 | 18454 | Tampa Electric Co | Electric Utility | Wimauma Solar | FL | 61667 | 1 | 74.5 | Solar Photovoltaic | SUN | PV | (V) Under construction, more than 50 percent complete | 74.5
2020 | 1 | 24211 | Tucson Electric Power Co | Electric Utility | H Wilson Sundt Generating Station | AZ | 126 | RIC10 | 18.2 | Natural Gas Internal Combustion Engine | NG | IC | (U) Under construction, less than or equal to 50 percent complete | 23.5
2020 | 1 | 24211 | Tucson Electric Power Co | Electric Utility | H Wilson Sundt Generating Station | AZ | 126 | RIC6 | 18.2 | Natural Gas Internal Combustion Engine | NG | IC | (U) Under construction, less than or equal to 50 percent complete | 23.5
2020 | 1 | 24211 | Tucson Electric Power Co | Electric Utility | H Wilson Sundt Generating Station | AZ | 126 | RIC7 | 18.2 | Natural Gas Internal Combustion Engine | NG | IC | (U) Under construction, less than or equal to 50 percent complete | 23.5
2020 | 1 | 24211 | Tucson Electric Power Co | Electric Utility | H Wilson Sundt Generating Station | AZ | 126 | RIC8 | 18.2 | Natural Gas Internal Combustion Engine | NG | IC | (U) Under construction, less than or equal to 50 percent complete | 23.5
2020 | 1 | 24211 | Tucson Electric Power Co | Electric Utility | H Wilson Sundt Generating Station | AZ | 126 | RIC9 | 18.2 | Natural Gas Internal Combustion Engine | NG | IC | (U) Under construction, less than or equal to 50 percent complete | 23.5
2020 | 1 | 19511 | University of Alaska | Commercial | University of Alaska Fairbanks | AK | 50711 | GEN5 | 17 | Conventional Steam Coal | SUB | ST | (TS) Construction complete, but not yet in commercial operation | 17
2020 | 1 | 20323 | Wellhead Energy, LLC | IPP | Stanton Energy Reliability Center | CA | 60698 | GT1 | 45.9 | Natural Gas Fired Combustion Turbine | NG | GT | (V) Under construction, more than 50 percent complete | 60.5
2020 | 1 | 20323 | Wellhead Energy, LLC | IPP | Stanton Energy Reliability Center | CA | 60698 | GT2 | 45.9 | Natural Gas Fired Combustion Turbine | NG | GT | (V) Under construction, more than 50 percent complete | 60.5
2020 | 2 | 61012 | AES Distributed Energy | IPP | Finchville Solar, LLC | NY | 62999 | FINCH | 5 | Solar Photovoltaic | SUN | PV | (V) Under construction, more than 50 percent complete | 5
2020 | 2 | 15399 | Avangrid Renewables LLC | IPP | Otter Creek Wind Farm LLC | IL | 61344 | WT1 | 150 | Onshore Wind Turbine | WND | WT | (V) Under construction, more than 50 percent complete | 150
2020 | 2 | 60289 | Blazing Star Wind Farm, LLC | IPP | Blazing Star Wind Farm 1 | MN | 60504 | BLZG1 | 200 | Onshore Wind Turbine | WND | WT | (V) Under construction, more than 50 percent complete | 200
2020 | 2 | 7626 | City of Greenfield - (IA) | Electric Utility | Greenfield | IA | 1144 | 1 | 2.2 | Petroleum Liquids | DFO | IC | (V) Under construction, more than 50 percent complete | 2.2
2020 | 2 | 7626 | City of Greenfield - (IA) | Electric Utility | Greenfield | IA | 1144 | 2 | 2.2 | Petroleum Liquids | DFO | IC | (V) Under construction, more than 50 percent complete | 2.2
2020 | 2 | 62800 | DG Edison New Jersey LLC | IPP | DG Iron Mountain | NJ | 62957 | IRNMT | 5.4 | Solar Photovoltaic | SUN | PV | (V) Under construction, more than 50 percent complete | 5.4
2020 | 2 | 60853 | ET CAP OR HOLDINGS LLC | IPP | OR Solar 2, LLC | OR | 61200 | ORSR2 | 10 | Solar Photovoltaic | SUN | PV | (T) Regulatory approvals received. Not under construction | 10
2020 | 2 | 58970 | Ecoplexus, Inc | IPP | Underwood PV2 | NC | 60998 | UNWD2 | 16 | Solar Photovoltaic | SUN | PV | (V) Under construction, more than 50 percent complete | 16
2020 | 2 | 56201 | Engie North America | IPP | Jumbo Hill Wind Project | TX | 62630 | WTGS1 | 160.7 | Onshore Wind Turbine | WND | WT | (V) Under construction, more than 50 percent complete | 160.7
2020 | 2 | 6541 | Formosa Plastics Corp | Industrial | Formosa Utility Venture Ltd | TX | 10554 | 3TBG2 | 97 | Natural Gas Fired Combined Cycle | NG | CT | (V) Under construction, more than 50 percent complete | 102
2020 | 2 | 60659 | Hickory Run Energy, LLC | IPP | Hickory Run Energy Station | PA | 61028 | CTG1 | 283 | Natural Gas Fired Combined Cycle | NG | CT | (TS) Construction complete, but not yet in commercial operation | 311
2020 | 2 | 60659 | Hickory Run Energy, LLC | IPP | Hickory Run Energy Station | PA | 61028 | CTG2 | 283 | Natural Gas Fired Combined Cycle | NG | CT | (TS) Construction complete, but not yet in commercial operation | 311
2020 | 2 | 60659 | Hickory Run Energy, LLC | IPP | Hickory Run Energy Station | PA | 61028 | STG1 | 437 | Natural Gas Fired Combined Cycle | NG | CA | (V) Under construction, more than 50 percent complete | 450
2020 | 2 | 54769 | INEOS USA LLC | Industrial | Power Island | TX | 10154 | GEN3 | 50 | Natural Gas Fired Combustion Turbine | NG | GT | (V) Under construction, more than 50 percent complete | 50
2020 | 2 | 56215 | RWE Renewables Americas LLC | IPP | Peyton Creek Wind Farm LLC | TX | 62417 | WT1 | 220 | Onshore Wind Turbine | WND | WT | (V) Under construction, more than 50 percent complete | 220
2020 | 2 | 59010 | Rhubarb One LLC | IPP | Rhubarb One SC | SC | 59596 | PV1 | 20 | Solar Photovoltaic | SUN | PV | (L) Regulatory approvals pending. Not under construction | 20
2020 | 2 | 16657 | San Jose/Santa Clara Water P C | Commercial | SJ/SC WPCP | CA | 56080 | EG4 | 3.5 | Other Waste Biomass | OBG | IC | (U) Under construction, less than or equal to 50 percent complete | 3.5
2020 | 2 | 16657 | San Jose/Santa Clara Water P C | Commercial | SJ/SC WPCP | CA | 56080 | EG5 | 3.5 | Other Waste Biomass | OBG | IC | (U) Under construction, less than or equal to 50 percent complete | 3.5
2020 | 2 | 16657 | San Jose/Santa Clara Water P C | Commercial | SJ/SC WPCP | CA | 56080 | EG6 | 3.5 | Other Waste Biomass | OBG | IC | (U) Under construction, less than or equal to 50 percent complete | 3.5
2020 | 2 | 16657 | San Jose/Santa Clara Water P C | Commercial | SJ/SC WPCP | CA | 56080 | EG7 | 3.5 | Other Waste Biomass | OBG | IC | (U) Under construction, less than or equal to 50 percent complete | 3.5
2020 | 2 | 63131 | Strandness Garden LLC | IPP | Strandness Garden | MN | 63367 | CGS | 1 | Solar Photovoltaic | SUN | PV | (TS) Construction complete, but not yet in commercial operation | 1
2020 | 2 | 62905 | Syncarpha Taos I, LLC | IPP | Syncarpha Taos | NM | 63123 | SYNTA | 3.1 | Solar Photovoltaic | SUN | PV | (U) Under construction, less than or equal to 50 percent complete | 3.1
2020 | 2 | 24211 | Tucson Electric Power Co | Electric Utility | H Wilson Sundt Generating Station | AZ | 126 | RIC1 | 18.2 | Natural Gas Internal Combustion Engine | NG | IC | (U) Under construction, less than or equal to 50 percent complete | 23.5
2020 | 2 | 24211 | Tucson Electric Power Co | Electric Utility | H Wilson Sundt Generating Station | AZ | 126 | RIC2 | 18.2 | Natural Gas Internal Combustion Engine | NG | IC | (U) Under construction, less than or equal to 50 percent complete | 23.5
2020 | 2 | 24211 | Tucson Electric Power Co | Electric Utility | H Wilson Sundt Generating Station | AZ | 126 | RIC3 | 18.2 | Natural Gas Internal Combustion Engine | NG | IC | (U) Under construction, less than or equal to 50 percent complete | 23.5
2020 | 2 | 24211 | Tucson Electric Power Co | Electric Utility | H Wilson Sundt Generating Station | AZ | 126 | RIC4 | 18.2 | Natural Gas Internal Combustion Engine | NG | IC | (U) Under construction, less than or equal to 50 percent complete | 23.5
2020 | 2 | 24211 | Tucson Electric Power Co | Electric Utility | H Wilson Sundt Generating Station | AZ | 126 | RIC5 | 18.2 | Natural Gas Internal Combustion Engine | NG | IC | (U) Under construction, less than or equal to 50 percent complete | 23.5
2020 | 2 | 62701 | Vista Solar, Inc. | IPP | Guittard Chocolates | CA | 63190 | GCHOC | 1.5 | Solar Photovoltaic | SUN | PV | (L) Regulatory approvals pending. Not under construction | 1.5
2020 | 3 | 61012 | AES Distributed Energy | IPP | Cronin Road Solar 1, LLC | MA | 63011 | CRONI | 1.5 | Solar Photovoltaic | SUN | PV | (V) Under construction, more than 50 percent complete | 1.5
2020 | 3 | 61012 | AES Distributed Energy | IPP | Lane Ave Solar LLC | MA | 63041 | HANRA | 1.5 | Solar Photovoltaic | SUN | PV | (U) Under construction, less than or equal to 50 percent complete | 1.5
2020 | 3 | 61012 | AES Distributed Energy | IPP | Ryan Road Solar LLC | MA | 63044 | ORCHA | 4.3 | Solar Photovoltaic | SUN | PV | (U) Under construction, less than or equal to 50 percent complete | 4.3
2020 | 3 | 61670 | AES Huntington Beach Energy, LLC | IPP | AES Huntington Beach Energy Project | CA | 62116 | 1A | 194 | Natural Gas Fired Combined Cycle | NG | CT | (U) Under construction, less than or equal to 50 percent complete | 231
2020 | 3 | 61670 | AES Huntington Beach Energy, LLC | IPP | AES Huntington Beach Energy Project | CA | 62116 | 1B | 194 | Natural Gas Fired Combined Cycle | NG | CT | (U) Under construction, less than or equal to 50 percent complete | 231
2020 | 3 | 61670 | AES Huntington Beach Energy, LLC | IPP | AES Huntington Beach Energy Project | CA | 62116 | 1S | 215 | Natural Gas Fired Combined Cycle | NG | CA | (U) Under construction, less than or equal to 50 percent complete | 237.2
2020 | 3 | 62747 | Acorn I Energy Storage LLC | IPP | Acorn I Energy Storage LLC | CA | 62874 | ACOR1 | 2 | Batteries | MWH | BA | (U) Under construction, less than or equal to 50 percent complete | 2
2020 | 3 | 60281 | Altus Power America Management, LLC | IPP | FastSun 1 CSG | MN | 63046 | FS1 | 1 | Solar Photovoltaic | SUN | PV | (TS) Construction complete, but not yet in commercial operation | 1
2020 | 3 | 60281 | Altus Power America Management, LLC | IPP | FastSun 10 CSG | MN | 63038 | FS10 | 1 | Solar Photovoltaic | SUN | PV | (TS) Construction complete, but not yet in commercial operation | 1
2020 | 3 | 60281 | Altus Power America Management, LLC | IPP | FastSun 19 CSG | MN | 63033 | FS19 | 1 | Solar Photovoltaic | SUN | PV | (TS) Construction complete, but not yet in commercial operation | 1
2020 | 3 | 60281 | Altus Power America Management, LLC | IPP | FastSun 3 CSG | MN | 63042 | FS3 | 1 | Solar Photovoltaic | SUN | PV | (TS) Construction complete, but not yet in commercial operation | 1
2020 | 3 | 60281 | Altus Power America Management, LLC | IPP | FastSun 5 CSG | MN | 63045 | FS5 | 1 | Solar Photovoltaic | SUN | PV | (TS) Construction complete, but not yet in commercial operation | 1
2020 | 3 | 60281 | Altus Power America Management, LLC | IPP | FastSun 7 CSG | MN | 63043 | FS7 | 1 | Solar Photovoltaic | SUN | PV | (TS) Construction complete, but not yet in commercial operation | 1
2020 | 3 | 60281 | Altus Power America Management, LLC | IPP | FastSun 8 CSG | MN | 63039 | FS8 | 1 | Solar Photovoltaic | SUN | PV | (TS) Construction complete, but not yet in commercial operation | 1
2020 | 3 | 60281 | Altus Power America Management, LLC | IPP | FastSun 9 CSG | MN | 63040 | FS9 | 1 | Solar Photovoltaic | SUN | PV | (TS) Construction complete, but not yet in commercial operation | 1
2020 | 3 | 59365 | Capital Power Corporation | IPP | Cardinal Point LLC | IL | 59902 | GEN | 150 | Onshore Wind Turbine | WND | WT | (V) Under construction, more than 50 percent complete | 150
2020 | 3 | 18488 | City of Taunton | Electric Utility | Cleary Flood Hybrid | MA | 1682 | BS1 | 2.9 | Batteries | MWH | BA | (T) Regulatory approvals received. Not under construction | 3
2020 | 3 | 4180 | Connecticut Mun Elec Engy Coop | Electric Utility | Subase Microgrid Project | CT | 59701 | SFC1 | 3.7 | Other Natural Gas | NG | FC | (U) Under construction, less than or equal to 50 percent complete | 3.7
2020 | 3 | 4180 | Connecticut Mun Elec Engy Coop | Electric Utility | Subase Microgrid Project | CT | 59701 | SFC2 | 3.7 | Other Natural Gas | NG | FC | (U) Under construction, less than or equal to 50 percent complete | 3.7
2020 | 3 | 56534 | Cricket Valley Energy Center LLC | IPP | Cricket Valley Energy | NY | 57185 | U001 | 143.3 | Natural Gas Fired Combined Cycle | NG | CA | (V) Under construction, more than 50 percent complete | 174.2
2020 | 3 | 56534 | Cricket Valley Energy Center LLC | IPP | Cricket Valley Energy | NY | 57185 | U002 | 143.3 | Natural Gas Fired Combined Cycle | NG | CA | (V) Under construction, more than 50 percent complete | 174.2
2020 | 3 | 56534 | Cricket Valley Energy Center LLC | IPP | Cricket Valley Energy | NY | 57185 | U003 | 143.3 | Natural Gas Fired Combined Cycle | NG | CA | (V) Under construction, more than 50 percent complete | 174.2
2020 | 3 | 56534 | Cricket Valley Energy Center LLC | IPP | Cricket Valley Energy | NY | 57185 | U004 | 195.4 | Natural Gas Fired Combined Cycle | NG | CT | (TS) Construction complete, but not yet in commercial operation | 263.3
2020 | 3 | 56534 | Cricket Valley Energy Center LLC | IPP | Cricket Valley Energy | NY | 57185 | U005 | 195.4 | Natural Gas Fired Combined Cycle | NG | CT | (TS) Construction complete, but not yet in commercial operation | 263.3
2020 | 3 | 56534 | Cricket Valley Energy Center LLC | IPP | Cricket Valley Energy | NY | 57185 | U006 | 195.4 | Natural Gas Fired Combined Cycle | NG | CT | (V) Under construction, more than 50 percent complete | 263.3
2020 | 3 | 59550 | Croda Inc. | Industrial | Croda Atlas Point CHP | DE | 59783 | 91199 | 2 | Landfill Gas | LFG | IC | (U) Under construction, less than or equal to 50 percent complete | 2
2020 | 3 | 5109 | DTE Electric Company | Electric Utility | Polaris Wind Park | MI | 62290 | 1 | 168.6 | Onshore Wind Turbine | WND | WT | (V) Under construction, more than 50 percent complete | 168.6
2020 | 3 | 61610 | Delaware River Solar, LLC | IPP | Big Tree Community Solar Farm | NY | 62476 | 607 | 2 | Solar Photovoltaic | SUN | PV | (T) Regulatory approvals received. Not under construction | 2
2020 | 3 | 61610 | Delaware River Solar, LLC | IPP | Yellow Mills Rd #1 Community Solar Farm | NY | 62517 | 1142 | 2.3 | Solar Photovoltaic | SUN | PV | (L) Regulatory approvals pending. Not under construction | 2.3
2020 | 3 | 61610 | Delaware River Solar, LLC | IPP | Yellow Mills Rd #2 Community Solar Farm | NY | 62518 | 1181 | 2.3 | Solar Photovoltaic | SUN | PV | (L) Regulatory approvals pending. Not under construction | 2.3
2020 | 3 | 61610 | Delaware River Solar, LLC | IPP | Yellow Mills Rd #3 Community Solar Farm | NY | 62519 | 1244 | 2.3 | Solar Photovoltaic | SUN | PV | (L) Regulatory approvals pending. Not under construction | 2.3
2020 | 3 | 6455 | Duke Energy Florida, LLC | Electric Utility | Columbia Solar Power Plant | FL | 61982 | PV1 | 74.9 | Solar Photovoltaic | SUN | PV | (U) Under construction, less than or equal to 50 percent complete | 74.9
2020 | 3 | 6455 | Duke Energy Florida, LLC | Electric Utility | Debary Solar Power Plant | FL | 62542 | PV1 | 74.5 | Solar Photovoltaic | SUN | PV | (U) Under construction, less than or equal to 50 percent complete | 74.5
2020 | 3 | 15470 | Duke Energy Indiana, LLC | Electric Utility | Nabb Battery Energy Storage System | IN | 62862 | ES1 | 5 | Batteries | MWH | BA | (U) Under construction, less than or equal to 50 percent complete | 5
2020 | 3 | 39347 | East Texas Electric Coop, Inc | Electric Utility | RC Thomas Hydroelectric Project | TX | 58645 | RCT1 | 8.7 | Conventional Hydroelectric | WAT | HY | (V) Under construction, more than 50 percent complete | 8.9
2020 | 3 | 39347 | East Texas Electric Coop, Inc | Electric Utility | RC Thomas Hydroelectric Project | TX | 58645 | RCT2 | 8.7 | Conventional Hydroelectric | WAT | HY | (V) Under construction, more than 50 percent complete | 8.9
2020 | 3 | 39347 | East Texas Electric Coop, Inc | Electric Utility | RC Thomas Hydroelectric Project | TX | 58645 | RCT3 | 8.7 | Conventional Hydroelectric | WAT | HY | (V) Under construction, more than 50 percent complete | 8.9
2020 | 3 | 60496 | Enerparc Inc. | IPP | Scituate RI Solar, LLC | RI | 61841 | SCITU | 10 | Solar Photovoltaic | SUN | PV | (P) Planned for installation, but regulatory approvals not initiated | 10
2020 | 3 | 63081 | Exus North America Management Partners LLC | IPP | Bearkat II Wind Energy LLC | TX | 63342 | BKII | 162.1 | Onshore Wind Turbine | WND | WT | (V) Under construction, more than 50 percent complete | 162.1
2020 | 3 | 62856 | Forefront Power, LLC | IPP | Harmony Road Solar | IL | 63069 | 1823 | 1.9 | Solar Photovoltaic | SUN | PV | (T) Regulatory approvals received. Not under construction | 1.9
2020 | 3 | 62856 | Forefront Power, LLC | IPP | Reed Road Solar | IL | 63071 | 1822 | 1.3 | Solar Photovoltaic | SUN | PV | (T) Regulatory approvals received. Not under construction | 1.3
2020 | 3 | 62856 | Forefront Power, LLC | IPP | Square Barn Solar | IL | 63070 | 1820 | 1.5 | Solar Photovoltaic | SUN | PV | (T) Regulatory approvals received. Not under construction | 1.5
2020 | 3 | 62856 | Forefront Power, LLC | IPP | UC Santa Cruz Solar | CA | 63091 | 246 | 1.8 | Solar Photovoltaic | SUN | PV | (U) Under construction, less than or equal to 50 percent complete | 1.8
2020 | 3 | 6541 | Formosa Plastics Corp | Industrial | Formosa Utility Venture Ltd | TX | 10554 | 3TBG1 | 97 | Natural Gas Fired Combined Cycle | NG | CT | (V) Under construction, more than 50 percent complete | 102
2020 | 3 | 61873 | GA Solar 4 | IPP | Twiggs Solar | GA | 61696 | TWIGG | 200 | Solar Photovoltaic | SUN | PV | (U) Under construction, less than or equal to 50 percent complete | 200
2020 | 3 | 61194 | Generate Capital | IPP | Washington St Community Solar Farm #1 | NY | 62472 | 617 | 2.2 | Solar Photovoltaic | SUN | PV | (U) Under construction, less than or equal to 50 percent complete | 2.2
2020 | 3 | 61194 | Generate Capital | IPP | Washington St Community Solar Farm #3 | NY | 62473 | 1035 | 2.5 | Solar Photovoltaic | SUN | PV | (U) Under construction, less than or equal to 50 percent complete | 2.5
2020 | 3 | 61194 | Generate Capital | IPP | Washington St Community Solar Farm #4 | NY | 62471 | 1034 | 2.5 | Solar Photovoltaic | SUN | PV | (U) Under construction, less than or equal to 50 percent complete | 2.5
2020 | 3 | 7140 | Georgia Power Co | Electric Utility | Moody Air Force Base Solar | GA | 62377 | 1 | 49.5 | Solar Photovoltaic | SUN | PV | (V) Under construction, more than 50 percent complete | 49.5
2020 | 3 | 61888 | Gloversville Community Solar LLC | IPP | Gloversville Landfill Solar | NY | 62357 | 08158 | 5 | Solar Photovoltaic | SUN | PV | (P) Planned for installation, but regulatory approvals not initiated | 5
2020 | 3 | 9234 | Indiana Municipal Power Agency | Electric Utility | Scottsburg Solar Park | IN | 62766 | SCCOT | 7.1 | Solar Photovoltaic | SUN | PV | (U) Under construction, less than or equal to 50 percent complete | 7.1
2020 | 3 | 9417 | Interstate Power and Light Co | Electric Utility | Golden Plains | IA | 62081 | 1 | 198.8 | Onshore Wind Turbine | WND | WT | (V) Under construction, more than 50 percent complete | 198.8
2020 | 3 | 10273 | Kimberly-Clark Corp | Industrial | Chester Operations | PA | 50410 | 6 | 14.1 | Natural Gas Fired Combined Cycle | NG | CT | (U) Under construction, less than or equal to 50 percent complete | 17.3
2020 | 3 | 62842 | Lightsource Renewable Energy Asset Management, LLC | IPP | Johnson Corner Solar 1 | KS | 62993 | KSJC1 | 20 | Solar Photovoltaic | SUN | PV | (U) Under construction, less than or equal to 50 percent complete | 20
2020 | 3 | 62837 | Novel DeCook Solar LLC CSG | IPP | Novel DeCook Solar CSG | MN | 62979 | DECO | 1 | Solar Photovoltaic | SUN | PV | (V) Under construction, more than 50 percent complete | 1
2020 | 3 | 62864 | Novel Haley Solar LLC CSG | IPP | Novel Haley Solar CSG | MN | 63005 | HALY | 1 | Solar Photovoltaic | SUN | PV | (U) Under construction, less than or equal to 50 percent complete | 1
2020 | 3 | 62833 | Novel Herickhoff Solar LLC CSG | IPP | Novel Herickhoff Solar CSG | MN | 62967 | HERIC | 1 | Solar Photovoltaic | SUN | PV | (V) Under construction, more than 50 percent complete | 1
2020 | 3 | 62848 | Novel Jewison Solar LLC CSG | IPP | Novel Jewison Solar CSG | MN | 62984 | JEWI | 1 | Solar Photovoltaic | SUN | PV | (T) Regulatory approvals received. Not under construction | 1
2020 | 3 | 62846 | Novel Schmoll Farms Solar LLC CSG | IPP | Novel Schmoll Farms Solar CSG | MN | 62982 | SCHM | 1 | Solar Photovoltaic | SUN | PV | (T) Regulatory approvals received. Not under construction | 1
2020 | 3 | 61521 | Pegasus Wind, LLC | IPP | Pegasus Wind | MI | 61916 | PWEC | 150 | Onshore Wind Turbine | WND | WT | (U) Under construction, less than or equal to 50 percent complete | 150
2020 | 3 | 61758 | Prevailing Wind Park, LLC | IPP | Prevailing Wind Park | SD | 62247 | PWPSD | 220 | Onshore Wind Turbine | WND | WT | (V) Under construction, more than 50 percent complete | 220
2020 | 3 | 56215 | RWE Renewables Americas LLC | IPP | Bearkat | TX | 59972 | BRKA2 | 103.4 | Onshore Wind Turbine | WND | WT | (V) Under construction, more than 50 percent complete | 103.4
2020 | 3 | 17609 | Southern California Edison Co | Electric Utility | DESI-2 Battery Storage Facility | CA | 62460 | DESI2 | 1.4 | Batteries | MWH | BA | (TS) Construction complete, but not yet in commercial operation | 1.4
2020 | 3 | 17650 | Southern Power Co | Electric Utility | Skookumchuck Wind Facility | WA | 63205 | 1 | 136 | Onshore Wind Turbine | WND | WT | (V) Under construction, more than 50 percent complete | 136
2020 | 3 | 60970 | SunShare Management | IPP | Linden 01 CSG | MN | 63179 | KANE1 | 1 | Solar Photovoltaic | SUN | PV | (V) Under construction, more than 50 percent complete | 1
2020 | 3 | 60970 | SunShare Management | IPP | Linden 02 CSG | MN | 63182 | LIND2 | 1 | Solar Photovoltaic | SUN | PV | (V) Under construction, more than 50 percent complete | 1
2020 | 3 | 60970 | SunShare Management | IPP | Linden 03 CSG | MN | 63183 | LIND3 | 1 | Solar Photovoltaic | SUN | PV | (V) Under construction, more than 50 percent complete | 1
2020 | 3 | 62822 | Syncarpha Blandford, LLC | IPP | Syncarpha Blandford Hybrid | MA | 62975 | SYBLB | 3.5 | Batteries | MWH | BA | (V) Under construction, more than 50 percent complete | 3.5
2020 | 3 | 62825 | Syncarpha Northbridge II, LLC | IPP | Syncarpha Northbridge II Hybrid | MA | 62978 | SYN2S | 5 | Solar Photovoltaic | SUN | PV | (V) Under construction, more than 50 percent complete | 5
2020 | 3 | 62930 | USS Cheyenne Solar LLC | IPP | USS Cheyenne Solar LLC CSG | MN | 63145 | CHYNE | 1 | Solar Photovoltaic | SUN | PV | (U) Under construction, less than or equal to 50 percent complete | 1
2020 | 3 | 62938 | USS Christoffer Solar LLC | IPP | USS Christoffer Solar LLC CSG | MN | 63152 | CHRST | 1 | Solar Photovoltaic | SUN | PV | (U) Under construction, less than or equal to 50 percent complete | 1
2020 | 3 | 62928 | USS Greenhouse Solar LLC | IPP | USS Greenhouse Solar LLC CSG | MN | 63143 | GRHSE | 1 | Solar Photovoltaic | SUN | PV | (U) Under construction, less than or equal to 50 percent complete | 1
2020 | 3 | 62929 | USS Mayhew Solar LLC | IPP | USS Mayhew Solar LLC CSG | MN | 63144 | MAYHW | 1 | Solar Photovoltaic | SUN | PV | (U) Under construction, less than or equal to 50 percent complete | 1
2020 | 3 | 62931 | USS Midtown Solar LLC | IPP | USS Midtown Solar LLC CSG | MN | 63146 | MDTWN | 1 | Solar Photovoltaic | SUN | PV | (U) Under construction, less than or equal to 50 percent complete | 1
2020 | 3 | 62927 | USS Milkweed Solar LLC | IPP | USS Milkweed Solar LLC CSG | MN | 63142 | MLKWD | 1 | Solar Photovoltaic | SUN | PV | (U) Under construction, less than or equal to 50 percent complete | 1
2020 | 3 | 62932 | USS Monarch Solar LLC | IPP | USS Monarch Solar LLC CSG | MN | 63147 | MNRCH | 1 | Solar Photovoltaic | SUN | PV | (U) Under construction, less than or equal to 50 percent complete | 1
2020 | 3 | 62937 | USS Solar Sources LLC | IPP | USS Solar Sources LLC CSG | MN | 63151 | SOURC | 1 | Solar Photovoltaic | SUN | PV | (U) Under construction, less than or equal to 50 percent complete | 1
2020 | 3 | 62926 | USS Sunrise Solar LLC | IPP | USS Sunrise Solar LLC CSG | MN | 63141 | SNRSE | 1 | Solar Photovoltaic | SUN | PV | (U) Under construction, less than or equal to 50 percent complete | 1
2020 | 3 | 62933 | USS Turkey Solar LLC | IPP | USS Turkey Solar LLC CSG | MN | 63148 | TURKY | 1 | Solar Photovoltaic | SUN | PV | (U) Under construction, less than or equal to 50 percent complete | 1
2020 | 3 | 62925 | USS Westeros Solar LLC | IPP | USS Westeros Solar LLC CSG | MN | 63140 | USSWS | 1 | Solar Photovoltaic | SUN | PV | (U) Under construction, less than or equal to 50 percent complete | 1
2020 | 3 | 62641 | Warsaw Solar LLC | IPP | Warsaw Solar CSG | MN | 62709 | SC | 2 | Solar Photovoltaic | SUN | PV | (V) Under construction, more than 50 percent complete | 2
2020 | 3 | 62748 | Wildcat I Energy Storage LLC | IPP | Wildcat I Energy Storage LLC | CA | 62875 | WILD1 | 3 | Batteries | MWH | BA | (U) Under construction, less than or equal to 50 percent complete | 3
2020 | 4 | 61669 | AES Alamitos Energy, LLC | IPP | AES Alamitos Energy Center | CA | 62115 | 1A | 194 | Natural Gas Fired Combined Cycle | NG | CT | (U) Under construction, less than or equal to 50 percent complete | 231
2020 | 4 | 61669 | AES Alamitos Energy, LLC | IPP | AES Alamitos Energy Center | CA | 62115 | 1B | 194 | Natural Gas Fired Combined Cycle | NG | CT | (U) Under construction, less than or equal to 50 percent complete | 231
2020 | 4 | 61669 | AES Alamitos Energy, LLC | IPP | AES Alamitos Energy Center | CA | 62115 | 1S | 215 | Natural Gas Fired Combined Cycle | NG | CA | (U) Under construction, less than or equal to 50 percent complete | 216
2020 | 4 | 61012 | AES Distributed Energy | IPP | Allis Medina Solar LLC | NY | 63129 | ALLIS | 5 | Solar Photovoltaic | SUN | PV | (U) Under construction, less than or equal to 50 percent complete | 5
2020 | 4 | 61012 | AES Distributed Energy | IPP | Beals Medina Solar LLC | NY | 63130 | BEALS | 3.5 | Solar Photovoltaic | SUN | PV | (U) Under construction, less than or equal to 50 percent complete | 3.5
2020 | 4 | 61012 | AES Distributed Energy | IPP | West Street Solar 1 LLC | MA | 63131 | GRDNR | 5 | Solar Photovoltaic | SUN | PV | (TS) Construction complete, but not yet in commercial operation | 5
2020 | 4 | 60366 | BRE NC Solar 2, LLC | IPP | BRE NC Solar 2 | NC | 60626 | BEAM2 | 5 | Solar Photovoltaic | SUN | PV | (L) Regulatory approvals pending. Not under construction | 5
2020 | 4 | 60367 | BRE NC Solar 3, LLC | IPP | BRE NC Solar 3 | NC | 60627 | BEAM3 | 5 | Solar Photovoltaic | SUN | PV | (L) Regulatory approvals pending. Not under construction | 5
2020 | 4 | 60368 | BRE NC Solar 4, LLC | IPP | BRE NC Solar 4 | NC | 60628 | BEAM4 | 5 | Solar Photovoltaic | SUN | PV | (L) Regulatory approvals pending. Not under construction | 5
2020 | 4 | 2265 | Bristol-Myers Squibb Co | IPP | Bristol Myers Squibb Lawrenceville | NJ | 58947 | TG102 | 5 | Natural Gas Fired Combustion Turbine | NG | GT | (V) Under construction, more than 50 percent complete | 5.4
2020 | 4 | 62835 | Caden Energix Hickory LLC | IPP | Caden Energix Hickory LLC | VA | 63084 | ENX02 | 20 | Solar Photovoltaic | SUN | PV | (P) Planned for installation, but regulatory approvals not initiated | 20
2020 | 4 | 62835 | Caden Energix Hickory LLC | IPP | Caden Energix Hickory LLC | VA | 63084 | ENX03 | 12 | Solar Photovoltaic | SUN | PV | (P) Planned for installation, but regulatory approvals not initiated | 12
2020 | 4 | 62834 | Caden Energix Pamplin LLC | IPP | Caden Energix Pamplin LLC | VA | 63083 | ENX04 | 15.7 | Solar Photovoltaic | SUN | PV | (L) Regulatory approvals pending. Not under construction | 15.7
2020 | 4 | 10623 | City of Lakeland - (FL) | Electric Utility | C D McIntosh Jr | FL | 676 | GT2 | 115 | Natural Gas Fired Combustion Turbine | NG | GT | (V) Under construction, more than 50 percent complete | 135
2020 | 4 | 61060 | Cypress Creek Renewables | IPP | Huntley | SC | 63271 | 1295 | 75 | Solar Photovoltaic | SUN | PV | (U) Under construction, less than or equal to 50 percent complete | 75
2020 | 4 | 61610 | Delaware River Solar, LLC | IPP | County Route 11 Community Solar Farm | NY | 62507 | 1419 | 4.1 | Solar Photovoltaic | SUN | PV | (T) Regulatory approvals received. Not under construction | 4.1
2020 | 4 | 61610 | Delaware River Solar, LLC | IPP | Route 22 Community Solar Farm | NY | 62524 | 1444 | 3.7 | Solar Photovoltaic | SUN | PV | (T) Regulatory approvals received. Not under construction | 3.7
2020 | 4 | 61420 | ENGIE Storage Services NA LLC | Commercial | San Diego International Airport BESS | CA | 62754 | BA | 2 | Batteries | MWH | BA | (P) Planned for installation, but regulatory approvals not initiated | 2
2020 | 4 | 56201 | Engie North America | IPP | East Fork Wind Project, LLC | KS | 62220 | WTGS | 195.8 | Onshore Wind Turbine | WND | WT | (V) Under construction, more than 50 percent complete | 195.8
2020 | 4 | 6452 | Florida Power & Light Co | Electric Utility | Echo River Solar | FL | 62490 | 1 | 74.5 | Solar Photovoltaic | SUN | PV | (V) Under construction, more than 50 percent complete | 74.5
2020 | 4 | 6452 | Florida Power & Light Co | Electric Utility | Hibiscus Solar Energy Center | FL | 62206 | 1 | 74.5 | Solar Photovoltaic | SUN | PV | (V) Under construction, more than 50 percent complete | 74.5
2020 | 4 | 6452 | Florida Power & Light Co | Electric Utility | Okeechobee Solar | FL | 62491 | 1 | 74.5 | Solar Photovoltaic | SUN | PV | (V) Under construction, more than 50 percent complete | 74.5
2020 | 4 | 62856 | Forefront Power, LLC | IPP | Mooseheart School Solar | IL | 63073 | 1817 | 2 | Solar Photovoltaic | SUN | PV | (L) Regulatory approvals pending. Not under construction | 2
2020 | 4 | 6541 | Formosa Plastics Corp | Industrial | Formosa Utility Venture Ltd | TX | 10554 | 3ST1 | 38 | Natural Gas Fired Combined Cycle | NG | CA | (V) Under construction, more than 50 percent complete | 40
2020 | 4 | 60025 | Greenbacker Renewable Energy Corporation | IPP | Renew Solar ABC Sacramento LLC | CA | 62545 | SACRA | 1.7 | Solar Photovoltaic | SUN | PV | (U) Under construction, less than or equal to 50 percent complete | 1.7
2020 | 4 | 62638 | Helen Solar LLC | IPP | Helen Solar CSG | MN | 62706 | SC | 4 | Solar Photovoltaic | SUN | PV | (V) Under construction, more than 50 percent complete | 4
2020 | 4 | 9234 | Indiana Municipal Power Agency | Electric Utility | Gas City Solar Park | IN | 62767 | SGASC | 2.5 | Solar Photovoltaic | SUN | PV | (U) Under construction, less than or equal to 50 percent complete | 2.5
2020 | 4 | 62640 | Northfield Solar LLC | IPP | Northfield Solar CSG | MN | 62708 | SC | 5 | Solar Photovoltaic | SUN | PV | (V) Under construction, more than 50 percent complete | 5
2020 | 4 | 62863 | Novel Bartel Solar LLC CSG | IPP | Novel Bartel Solar CSG | MN | 63004 | BART | 1 | Solar Photovoltaic | SUN | PV | (U) Under construction, less than or equal to 50 percent complete | 1
2020 | 4 | 62850 | Novel Kanewischer Solar LLC CSG | IPP | Novel Kanewischer Solar CSG | MN | 62986 | KANE | 1 | Solar Photovoltaic | SUN | PV | (T) Regulatory approvals received. Not under construction | 1
2020 | 4 | 62847 | Novel Pederson Solar LLC CSG | IPP | Novel Pederson Solar CSG | MN | 62983 | PED | 1 | Solar Photovoltaic | SUN | PV | (U) Under construction, less than or equal to 50 percent complete | 1
2020 | 4 | 62788 | Oberon Solar IA | IPP | Oberon IA | TX | 62933 | OBR1A | 150 | Solar Photovoltaic | SUN | PV | (U) Under construction, less than or equal to 50 percent complete | 150
2020 | 4 | 62789 | Oberon Solar IB | IPP | Oberon IB | TX | 62932 | OBR1B | 30 | Solar Photovoltaic | SUN | PV | (U) Under construction, less than or equal to 50 percent complete | 30
2020 | 4 | 56215 | RWE Renewables Americas LLC | IPP | Cranell Wind Farm LLC | TX | 62416 | WT1 | 220 | Onshore Wind Turbine | WND | WT | (V) Under construction, more than 50 percent complete | 220
2020 | 4 | 62113 | Sage Draw Wind, LLC | IPP | Sage Draw Wind | TX | 62620 | SD | 338.4 | Onshore Wind Turbine | WND | WT | (V) Under construction, more than 50 percent complete | 338.4
2020 | 4 | 63119 | Scotch Bonnet Solar, LLC | IPP | Scotch Bonnet Solar, LLC | NC | 63345 | PGR07 | 4.5 | Solar Photovoltaic | SUN | PV | (T) Regulatory approvals received. Not under construction | 4.5
2020 | 4 | 60163 | Soltage LLC | IPP | Ace Solar | SC | 61937 | 18 | 1 | Solar Photovoltaic | SUN | PV | (TS) Construction complete, but not yet in commercial operation | 1
2020 | 4 | 62821 | Syncarpha Northampton, LLC | IPP | Syncarpha Northampton Hybrid | MA | 62976 | SYNOS | 3.6 | Solar Photovoltaic | SUN | PV | (U) Under construction, less than or equal to 50 percent complete | 3.6
2020 | 4 | 62825 | Syncarpha Northbridge II, LLC | IPP | Syncarpha Northbridge II Hybrid | MA | 62978 | SYN2B | 3 | Batteries | MWH | BA | (U) Under construction, less than or equal to 50 percent complete | 3
2020 | 4 | 62828 | TWE Bowman Solar Project, LLC | IPP | TWE Bowman Solar Project | SC | 62828 | BOW | 73.1 | Solar Photovoltaic | SUN | PV | (U) Under construction, less than or equal to 50 percent complete | 75
2020 | 4 | 61980 | Valta Energy | IPP | Mauka FIT One | HI | 58662 | 3501 | 3.5 | Solar Photovoltaic | SUN | PV | (U) Under construction, less than or equal to 50 percent complete | 3.5
2020 | 4 | 62701 | Vista Solar, Inc. | IPP | Watsonville Produce | CA | 63192 | WATPR | 1.4 | Solar Photovoltaic | SUN | PV | (L) Regulatory approvals pending. Not under construction | 1.4
2020 | 4 | 62637 | Walcott Solar LLC | IPP | Walcott Solar CSG | MN | 62707 | SC | 4 | Solar Photovoltaic | SUN | PV | (U) Under construction, less than or equal to 50 percent complete | 4
2020 | 5 | 61012 | AES Distributed Energy | IPP | W. Orange Rd Solar LLC | MA | 63047 | HEYES | 5 | Solar Photovoltaic | SUN | PV | (T) Regulatory approvals received. Not under construction | 5
2020 | 5 | 61012 | AES Distributed Energy | IPP | Wilbur Woods Solar LLC | MA | 63048 | DESMO | 5 | Solar Photovoltaic | SUN | PV | (T) Regulatory approvals received. Not under construction | 5
2020 | 5 | 61610 | Delaware River Solar, LLC | IPP | Frey Rd #1 Community Solar Farm | NY | 62504 | 1159 | 2 | Solar Photovoltaic | SUN | PV | (T) Regulatory approvals received. Not under construction | 2
2020 | 5 | 61610 | Delaware River Solar, LLC | IPP | Frey Rd #2 Community Solar Farm | NY | 62521 | 1442 | 1.4 | Solar Photovoltaic | SUN | PV | (T) Regulatory approvals received. Not under construction | 1.4
2020 | 5 | 61610 | Delaware River Solar, LLC | IPP | Furnace Rd Community Solar Farm | NY | 62508 | 1420 | 3 | Solar Photovoltaic | SUN | PV | (T) Regulatory approvals received. Not under construction | 3
2020 | 5 | 61610 | Delaware River Solar, LLC | IPP | Route 19 #1 Community Solar Farm | NY | 62500 | 1258 | 2 | Solar Photovoltaic | SUN | PV | (T) Regulatory approvals received. Not under construction | 2
2020 | 5 | 61610 | Delaware River Solar, LLC | IPP | Route 19 #2 Community Solar Farm | NY | 62502 | 1415 | 5 | Solar Photovoltaic | SUN | PV | (T) Regulatory approvals received. Not under construction | 5
2020 | 5 | 61610 | Delaware River Solar, LLC | IPP | Telegraph Rd #1 Community Solar Farm | NY | 62496 | 1268 | 3.8 | Solar Photovoltaic | SUN | PV | (T) Regulatory approvals received. Not under construction | 3.8
2020 | 5 | 61610 | Delaware River Solar, LLC | IPP | Telegraph Rd #2 Community Solar Farm | NY | 62498 | 1413 | 2 | Solar Photovoltaic | SUN | PV | (T) Regulatory approvals received. Not under construction | 2
2020 | 5 | 60379 | Howardtown Farm, LLC | IPP | Howardtown Farm | NC | 60630 | PV1 | 10 | Solar Photovoltaic | SUN | PV | (L) Regulatory approvals pending. Not under construction | 10
2020 | 5 | 9234 | Indiana Municipal Power Agency | Electric Utility | Tell City Solar Park | IN | 62790 | STEL2 | 3.2 | Solar Photovoltaic | SUN | PV | (U) Under construction, less than or equal to 50 percent complete | 3.2
2020 | 5 | 61251 | LA3 West Baton Rouge, L.L.C. | IPP | LA3 West Baton Rouge Solar Facility | LA | 61646 | LA3WB | 50 | Solar Photovoltaic | SUN | PV | (U) Under construction, less than or equal to 50 percent complete | 50
2020 | 5 | 56990 | NJR Clean Energy Ventures Corporation | IPP | Campus Drive Solar | NJ | 63334 | CAMPS | 3.7 | Solar Photovoltaic | SUN | PV | (L) Regulatory approvals pending. Not under construction | 3.7
2020 | 5 | 62865 | Novel Holmquist Solar LLC CSG | IPP | Novel Holmquist Solar CSG | MN | 63006 | HOLM | 1 | Solar Photovoltaic | SUN | PV | (T) Regulatory approvals received. Not under construction | 1
2020 | 5 | 62866 | Novel MNDot Solar LLC CSG | IPP | Novel MNDot Solar CSG | MN | 63007 | MNDT | 1 | Solar Photovoltaic | SUN | PV | (T) Regulatory approvals received. Not under construction | 1
2020 | 5 | 62867 | Novel Winegar Partnership Solar CSG | IPP | Novel Winegar Partnership Solar CSG | MN | 63008 | WINE | 1 | Solar Photovoltaic | SUN | PV | (T) Regulatory approvals received. Not under construction | 1
2020 | 5 | 56545 | Pattern Operators LP | IPP | Old Jackson Solar LLC | TX | 62501 | 1 | 127.5 | Solar Photovoltaic | SUN | PV | (P) Planned for installation, but regulatory approvals not initiated | 128
2020 | 5 | 61634 | SR Terrell, LLC | IPP | SR Terrell | GA | 62058 | TERRL | 74 | Solar Photovoltaic | SUN | PV | (U) Under construction, less than or equal to 50 percent complete | 74
2020 | 5 | 58658 | Sunlight Partners | IPP | Cash Solar | NC | 60178 | PV1 | 5 | Solar Photovoltaic | SUN | PV | (T) Regulatory approvals received. Not under construction | 5
2020 | 5 | 58658 | Sunlight Partners | IPP | Robin Solar | NC | 60165 | PV1 | 5 | Solar Photovoltaic | SUN | PV | (T) Regulatory approvals received. Not under construction | 5
2020 | 5 | 62814 | Syncarpha Leicester, LLC | IPP | Syncarpha Leicester Hybrid | MA | 62972 | SYLES | 2.6 | Solar Photovoltaic | SUN | PV | (T) Regulatory approvals received. Not under construction | 2.6
2020 | 5 | 62919 | TPE King Solar Holdings1 LLC | IPP | King CSG | RI | 63135 | KING1 | 7 | Solar Photovoltaic | SUN | PV | (U) Under construction, less than or equal to 50 percent complete | 7
2020 | 5 | 62919 | TPE King Solar Holdings1 LLC | IPP | King CSG | RI | 63135 | KING2 | 7.8 | Solar Photovoltaic | SUN | PV | (U) Under construction, less than or equal to 50 percent complete | 7.8
2020 | 5 | 59598 | Tooele Army Depot | IPP | Tooele Army Depot | UT | 59817 | PV1 | 1.5 | Solar Photovoltaic | SUN | PV | (V) Under construction, more than 50 percent complete | 1.5
2020 | 6 | 62685 | 10 Briggs Solar NG, LLC | IPP | 10 Briggs Solar NG, LLC (East) | RI | 62781 | 02818 | 5 | Solar Photovoltaic | SUN | PV | (T) Regulatory approvals received. Not under construction | 5
2020 | 6 | 61524 | 226HC 8me LLC | IPP | Holstein 1 Solar Farm | TX | 61962 | HSF01 | 200 | Solar Photovoltaic | SUN | PV | (V) Under construction, more than 50 percent complete | 200
2020 | 6 | 59272 | 41MB 8me, LLC | IPP | Borden Solar Farm | CA | 59531 | BRDN | 50 | Solar Photovoltaic | SUN | PV | (P) Planned for installation, but regulatory approvals not initiated | 50
2020 | 6 | 62981 | Aero Haven Solar LLC | IPP | Aero Haven Solar | NJ | 63195 | ACP3 | 5 | Solar Photovoltaic | SUN | PV | (T) Regulatory approvals received. Not under construction | 5
2020 | 6 | 59496 | Allete Clean Energy | IPP | Diamond Spring, LLC | OK | 63327 | 46001 | 303 | Onshore Wind Turbine | WND | WT | (U) Under construction, less than or equal to 50 percent complete | 303
2020 | 6 | 61118 | Ameresco, Inc - Candlewood | IPP | Candlewood Solar | CT | 61517 | CANDL | 25 | Solar Photovoltaic | SUN | PV | (P) Planned for installation, but regulatory approvals not initiated | 25
2020 | 6 | 59474 | BQ Energy LLC | IPP | West Valley East | NY | 62738 | WVE | 5 | Solar Photovoltaic | SUN | PV | (L) Regulatory approvals pending. Not under construction | 5
2020 | 6 | 59474 | BQ Energy LLC | IPP | West Valley West | NY | 62737 | WVW | 5 | Solar Photovoltaic | SUN | PV | (L) Regulatory approvals pending. Not under construction | 5
2020 | 6 | 59474 | BQ Energy LLC | IPP | Yeoman Creek | IL | 61910 | YEOM | 8.8 | Solar Photovoltaic | SUN | PV | (L) Regulatory approvals pending. Not under construction | 8.8
2020 | 6 | 62680 | BT Coniglio Solar LLC | IPP | Coniglio Solar | TX | 62772 | BTCON | 135 | Solar Photovoltaic | SUN | PV | (P) Planned for installation, but regulatory approvals not initiated | 135
2020 | 6 | 62681 | BT Cooke Solar, LLC | IPP | Rippey Solar | TX | 62773 | BTCOO | 60 | Solar Photovoltaic | SUN | PV | (P) Planned for installation, but regulatory approvals not initiated | 60
2020 | 6 | 62682 | BT Kellam Solar LLC | IPP | Kellam Solar | TX | 62774 | BTKEL | 60 | Solar Photovoltaic | SUN | PV | (P) Planned for installation, but regulatory approvals not initiated | 60
2020 | 6 | 61466 | Bakersfield Fuel Cell 1, LLC | Electric CHP | Bolthouse Farms Fuel Cell | CA | 61845 | MM28 | 2.5 | Other Natural Gas | NG | FC | (U) Under construction, less than or equal to 50 percent complete | 2.5
2020 | 6 | 61466 | Bakersfield Fuel Cell 1, LLC | Electric CHP | Bolthouse Farms Fuel Cell | CA | 61845 | MM29 | 2.5 | Other Natural Gas | NG | FC | (U) Under construction, less than or equal to 50 percent complete | 2.5
2020 | 6 | 59613 | BayWa r.e. Solar Projects LLC | IPP | Fern Solar LLC | NC | 62798 | FERN | 100 | Solar Photovoltaic | SUN | PV | (P) Planned for installation, but regulatory approvals not initiated | 100
2020 | 6 | 1752 | Biola University | Commercial | Biola University Hybrid | CA | 54296 | EG-1H | 1.5 | Natural Gas Internal Combustion Engine | NG | IC | (P) Planned for installation, but regulatory approvals not initiated | 1.5
2020 | 6 | 1752 | Biola University | Commercial | Biola University Hybrid | CA | 54296 | EG-2H | 1.5 | Natural Gas Internal Combustion Engine | NG | IC | (P) Planned for installation, but regulatory approvals not initiated | 1.5
2020 | 6 | 59844 | Blythe Solar III, LLC | IPP | Blythe Solar III, LLC | CA | 60094 | BLCK1 | 31.2 | Solar Photovoltaic | SUN | PV | (U) Under construction, less than or equal to 50 percent complete | 31.2
2020 | 6 | 59845 | Blythe Solar IV, LLC | IPP | Blythe Solar IV, LLC | CA | 60095 | BLCK1 | 31.2 | Solar Photovoltaic | SUN | PV | (T) Regulatory approvals received. Not under construction | 31.2
2020 | 6 | 58391 | Chilocco Wind Farm LLC | IPP | Chilocco Wind Farm | OK | 58406 | 1 | 200 | Onshore Wind Turbine | WND | WT | (U) Under construction, less than or equal to 50 percent complete | 200
2020 | 6 | 56769 | Consolidated Edison Development Inc. | IPP | CED Champaign Solar LLC | IL | 62681 | CSIL | 1.6 | Solar Photovoltaic | SUN | PV | (T) Regulatory approvals received. Not under construction | 1.6
2020 | 6 | 49846 | Covanta Honolulu Resource Recovery | Commercial | H Power | HI | 10334 | PV1 | 2.1 | Solar Photovoltaic | SUN | PV | (U) Under construction, less than or equal to 50 percent complete | 2.1
2020 | 6 | 62803 | Cove Mountain Solar 2 LLC | IPP | Cove Mountain Solar 2 | UT | 62470 | GEN01 | 122 | Solar Photovoltaic | SUN | PV | (U) Under construction, less than or equal to 50 percent complete | 122
2020 | 6 | 61060 | Cypress Creek Renewables | IPP | Tate Solar | NC | 60160 | PV1 | 5 | Solar Photovoltaic | SUN | PV | (T) Regulatory approvals received. Not under construction | 5
2020 | 6 | 61060 | Cypress Creek Renewables | IPP | Wagyu | TX | 63273 | 1215 | 120 | Solar Photovoltaic | SUN | PV | (U) Under construction, less than or equal to 50 percent complete | 120
2020 | 6 | 61610 | Delaware River Solar, LLC | IPP | Route 5 & 20 Community Solar Farm | NY | 62523 | 1093 | 2.3 | Solar Photovoltaic | SUN | PV | (L) Regulatory approvals pending. Not under construction | 2.3
2020 | 6 | 61610 | Delaware River Solar, LLC | IPP | State Route 64N Community Solar Farm | NY | 62520 | 1089 | 1.2 | Solar Photovoltaic | SUN | PV | (T) Regulatory approvals received. Not under construction | 1.2
2020 | 6 | 62091 | Derby Fuel Cell LLC | IPP | Derby Fuel Cell | CT | 62588 | MM45 | 2.8 | Other Natural Gas | NG | FC | (P) Planned for installation, but regulatory approvals not initiated | 2.8
2020 | 6 | 62091 | Derby Fuel Cell LLC | IPP | Derby Fuel Cell | CT | 62588 | MM46 | 2.8 | Other Natural Gas | NG | FC | (P) Planned for installation, but regulatory approvals not initiated | 2.8
2020 | 6 | 5248 | Dominion Energy Inc | Electric Utility | Grasshopper Solar | VA | 62813 | GRHS | 80 | Solar Photovoltaic | SUN | PV | (T) Regulatory approvals received. Not under construction | 80
2020 | 6 | 3046 | Duke Energy Progress - (NC) | Electric Utility | Asheville-Rock Hill Battery | NC | 63064 | ES1 | 8.8 | Batteries | MWH | BA | (U) Under construction, less than or equal to 50 percent complete | 8.8
2020 | 6 | 58970 | Ecoplexus, Inc | IPP | Willoughby PV1 | NC | 60003 | WILL1 | 20 | Solar Photovoltaic | SUN | PV | (L) Regulatory approvals pending. Not under construction | 20
2020 | 6 | 58135 | Ecos Energy LLC | IPP | Apple Hill Solar | VT | 61037 | APPL | 2 | Solar Photovoltaic | SUN | PV | (U) Under construction, less than or equal to 50 percent complete | 2
2020 | 6 | 58135 | Ecos Energy LLC | IPP | Lake Perris Solar | CA | 60973 | LKPR | 1.5 | Solar Photovoltaic | SUN | PV | (P) Planned for installation, but regulatory approvals not initiated | 1.5
2020 | 6 | 58135 | Ecos Energy LLC | IPP | San Jacinto Solar | CA | 60972 | SJAC | 1.5 | Solar Photovoltaic | SUN | PV | (P) Planned for installation, but regulatory approvals not initiated | 1.5
2020 | 6 | 58135 | Ecos Energy LLC | IPP | Weybridge 1 Solar | VT | 61038 | WEY1 | 3 | Solar Photovoltaic | SUN | PV | (P) Planned for installation, but regulatory approvals not initiated | 3
2020 | 6 | 56201 | Engie North America | IPP | ENGIE Long Draw Solar LLC | TX | 62845 | SP1 | 225 | Solar Photovoltaic | SUN | PV | (U) Under construction, less than or equal to 50 percent complete | 225
2020 | 6 | 11241 | Entergy Louisiana LLC | Electric Utility | Lake Charles Power | LA | 60927 | 1A | 250 | Natural Gas Fired Combined Cycle | NG | CT | (V) Under construction, more than 50 percent complete | 250
2020 | 6 | 11241 | Entergy Louisiana LLC | Electric Utility | Lake Charles Power | LA | 60927 | 1B | 250 | Natural Gas Fired Combined Cycle | NG | CT | (V) Under construction, more than 50 percent complete | 250
2020 | 6 | 11241 | Entergy Louisiana LLC | Electric Utility | Lake Charles Power | LA | 60927 | 1C | 500 | Natural Gas Fired Combined Cycle | NG | CA | (V) Under construction, more than 50 percent complete | 500
2020 | 6 | 61001 | Hu Honua Bioenergy, LLC | IPP | Hu Honua Bioenergy Facility | HI | 61364 | HHB | 32 | Other Waste Biomass | OBS | ST | (V) Under construction, more than 50 percent complete | 36
2020 | 6 | 56167 | Imperial Valley Solar, LLC | IPP | Imperial Valley Solar, LLC | CA | 56917 | 2 | 400 | Solar Photovoltaic | SUN | PV | (L) Regulatory approvals pending. Not under construction | 400
2020 | 6 | 9234 | Indiana Municipal Power Agency | Electric Utility | Crawfordsville Solar Park 4 | IN | 62776 | SCRA4 | 2.3 | Solar Photovoltaic | SUN | PV | (U) Under construction, less than or equal to 50 percent complete | 2.3
2020 | 6 | 62842 | Lightsource Renewable Energy Asset Management, LLC | IPP | Whitetail Solar 2 | PA | 62990 | PAWT2 | 20 | Solar Photovoltaic | SUN | PV | (L) Regulatory approvals pending. Not under construction | 20
2020 | 6 | 62842 | Lightsource Renewable Energy Asset Management, LLC | IPP | Whitetail Solar 3 | PA | 62991 | PAWT3 | 20 | Solar Photovoltaic | SUN | PV | (L) Regulatory approvals pending. Not under construction | 20
2020 | 6 | 59357 | Navasota Energy Generation Holdings | IPP | Clear Springs Energy Center | TX | 59615 | CTG-1 | 178 | Natural Gas Fired Combustion Turbine | NG | GT | (P) Planned for installation, but regulatory approvals not initiated | 183
2020 | 6 | 59357 | Navasota Energy Generation Holdings | IPP | Clear Springs Energy Center | TX | 59615 | CTG-2 | 177 | Natural Gas Fired Combustion Turbine | NG | GT | (P) Planned for installation, but regulatory approvals not initiated | 183
2020 | 6 | 59357 | Navasota Energy Generation Holdings | IPP | Clear Springs Energy Center | TX | 59615 | CTG-3 | 177 | Natural Gas Fired Combustion Turbine | NG | GT | (P) Planned for installation, but regulatory approvals not initiated | 183
2020 | 6 | 59357 | Navasota Energy Generation Holdings | IPP | Union Valley Energy Center | TX | 59616 | CTG-1 | 178 | Natural Gas Fired Combustion Turbine | NG | GT | (P) Planned for installation, but regulatory approvals not initiated | 183
2020 | 6 | 59357 | Navasota Energy Generation Holdings | IPP | Union Valley Energy Center | TX | 59616 | CTG-2 | 178 | Natural Gas Fired Combustion Turbine | NG | GT | (P) Planned for installation, but regulatory approvals not initiated | 183
2020 | 6 | 59357 | Navasota Energy Generation Holdings | IPP | Union Valley Energy Center | TX | 59616 | CTG-3 | 178 | Natural Gas Fired Combustion Turbine | NG | GT | (P) Planned for installation, but regulatory approvals not initiated | 183
2020 | 6 | 59357 | Navasota Energy Generation Holdings | IPP | Van Alstyne Energy Center | TX | 59617 | CTG-1 | 177 | Natural Gas Fired Combustion Turbine | NG | GT | (P) Planned for installation, but regulatory approvals not initiated | 183
2020 | 6 | 59357 | Navasota Energy Generation Holdings | IPP | Van Alstyne Energy Center | TX | 59617 | CTG-2 | 177 | Natural Gas Fired Combustion Turbine | NG | GT | (P) Planned for installation, but regulatory approvals not initiated | 183
2020 | 6 | 59357 | Navasota Energy Generation Holdings | IPP | Van Alstyne Energy Center | TX | 59617 | CTG-3 | 177 | Natural Gas Fired Combustion Turbine | NG | GT | (P) Planned for installation, but regulatory approvals not initiated | 183
2020 | 6 | 62869 | Novel Benedix Solar LLC CSG | IPP | Novel Benedix Solar CSG | MN | 63010 | BNDX | 1 | Solar Photovoltaic | SUN | PV | (T) Regulatory approvals received. Not under construction | 1
2020 | 6 | 56545 | Pattern Operators LP | IPP | G.S.E. One LLC | TX | 62505 | 1 | 82.5 | Solar Photovoltaic | SUN | PV | (P) Planned for installation, but regulatory approvals not initiated | 83
2020 | 6 | 62985 | Pettinos Solar LLC | IPP | Pettinos Solar | NJ | 63197 | ACP4 | 1.2 | Solar Photovoltaic | SUN | PV | (T) Regulatory approvals received. Not under construction | 1.2
2020 | 6 | 62913 | Roundhouse Renewable Energy, LLC | Industrial | Roundhouse Wind Energy Project | WY | 63133 | 82059 | 124 | Onshore Wind Turbine | WND | WT | (U) Under construction, less than or equal to 50 percent complete | 124
2020 | 6 | 62913 | Roundhouse Renewable Energy, LLC | Industrial | Roundhouse Wind Energy Project | WY | 63133 | 82060 | 79 | Onshore Wind Turbine | WND | WT | (U) Under construction, less than or equal to 50 percent complete | 79
2020 | 6 | 62913 | Roundhouse Renewable Energy, LLC | Industrial | Roundhouse Wind Energy Project | WY | 63133 | 82061 | 23 | Onshore Wind Turbine | WND | WT | (U) Under construction, less than or equal to 50 percent complete | 23
2020 | 6 | 16534 | Sacramento Municipal Util Dist | Electric Utility | White Rock/Slab Creek | CA | 435 | H3 | 2.7 | Conventional Hydroelectric | WAT | HY | (U) Under construction, less than or equal to 50 percent complete | 2.7
2020 | 6 | 63074 | Scout Clean Energy LLC | IPP | Heart of Texas Wind Project | TX | 61032 | HTX | 160 | Onshore Wind Turbine | WND | WT | (U) Under construction, less than or equal to 50 percent complete | 160
2020 | 6 | 17609 | Southern California Edison Co | Electric Utility | DESI-1 Battery Energy Storage Facility | CA | 60699 | DESI1 | 2.4 | Batteries | MWH | BA | (TS) Construction complete, but not yet in commercial operation | 2.4
2020 | 6 | 62819 | Syncarpha Halifax, LLC | IPP | Syncarpha Halifax Hybrid | MA | 62973 | SYHAS | 1.7 | Solar Photovoltaic | SUN | PV | (T) Regulatory approvals received. Not under construction | 1.7
2020 | 6 | 62814 | Syncarpha Leicester, LLC | IPP | Syncarpha Leicester Hybrid | MA | 62972 | SYLEB | 1.9 | Batteries | MWH | BA | (T) Regulatory approvals received. Not under construction | 1.9
2020 | 6 | 62821 | Syncarpha Northampton, LLC | IPP | Syncarpha Northampton Hybrid | MA | 62976 | SYNOB | 2 | Batteries | MWH | BA | (U) Under construction, less than or equal to 50 percent complete | 2
2020 | 6 | 62824 | Syncarpha Northbridge I, LLC | IPP | Syncarpha Northbridge I Hybrid | MA | 62977 | SYN1S | 5 | Solar Photovoltaic | SUN | PV | (V) Under construction, more than 50 percent complete | 5
2020 | 6 | 62048 | Westlands Almond LLC | IPP | Almond | CA | 62546 | ALMND | 19.9 | Solar Photovoltaic | SUN | PV | (T) Regulatory approvals received. Not under construction | 19.9
2020 | 7 | 62627 | Alchemy Renewable Energy | IPP | Twittys Creek Solar, LLC | VA | 63077 | VATC | 13.8 | Solar Photovoltaic | SUN | PV | (L) Regulatory approvals pending. Not under construction | 13.8
2020 | 7 | 62900 | Caden Energix Rives Road LLC | IPP | Caden Energix Rives Road LLC | VA | 63087 | ENX01 | 19.7 | Solar Photovoltaic | SUN | PV | (L) Regulatory approvals pending. Not under construction | 19.7
2020 | 7 | 63073 | Chicot Solar, LLC | IPP | Chicot Solar | AR | 63295 | CHICO | 100 | Solar Photovoltaic | SUN | PV | (U) Under construction, less than or equal to 50 percent complete | 100
2020 | 7 | 60025 | Greenbacker Renewable Energy Corporation | IPP | Solar Hagerstown | MD | 62912 | 137 | 7.5 | Solar Photovoltaic | SUN | PV | (L) Regulatory approvals pending. Not under construction | 10
2020 | 7 | 59685 | JPMorgan Chase Bank | Commercial | South Campus Solar | DE | 59922 | G1789 | 1.8 | Solar Photovoltaic | SUN | PV | (OT) Other | 1.8
2020 | 7 | 61219 | Longroad Energy Services LLC | IPP | El Campo Wind | TX | 62765 | CAMPO | 242.8 | Onshore Wind Turbine | WND | WT | (U) Under construction, less than or equal to 50 percent complete | 242.8
2020 | 7 | 61219 | Longroad Energy Services LLC | IPP | Prospero Solar | TX | 62755 | PROSP | 300 | Solar Photovoltaic | SUN | PV | (V) Under construction, more than 50 percent complete | 300
2020 | 7 | 11479 | Madison Gas & Electric Co | Electric Utility | Middleton Airport Solar | WI | 62731 | 1 | 5 | Solar Photovoltaic | SUN | PV | (U) Under construction, less than or equal to 50 percent complete | 5
2020 | 7 | 58718 | Na Pua Makani Power Partners LLC | IPP | Na Pua Makani Wind Project | HI | 58837 | WT1 | 25 | Onshore Wind Turbine | WND | WT | (U) Under construction, less than or equal to 50 percent complete | 25
2020 | 7 | 62868 | Novel Peter Solar LLC CSG | IPP | Novel Peter Solar CSG | MN | 63009 | PETR | 1 | Solar Photovoltaic | SUN | PV | (T) Regulatory approvals received. Not under construction | 1
2020 | 7 | 14624 | PUD No 2 of Grant County | Electric Utility | Wanapum | WA | 3888 | 4A | 122 | Conventional Hydroelectric | WAT | HY | (P) Planned for installation, but regulatory approvals not initiated | 122
2020 | 7 | 61678 | RE Rambler LLC | IPP | Rambler | TX | 62141 | RMBLR | 200 | Solar Photovoltaic | SUN | PV | (U) Under construction, less than or equal to 50 percent complete | 200
2020 | 7 | 62875 | Shakespeare Solar, LLC | IPP | Shakespeare Solar | NC | 63014 | PGR12 | 5 | Solar Photovoltaic | SUN | PV | (P) Planned for installation, but regulatory approvals not initiated | 5
2020 | 7 | 61677 | Sol Systems | IPP | Ruff Solar LLC | NC | 62594 | 11625 | 5 | Solar Photovoltaic | SUN | PV | (U) Under construction, less than or equal to 50 percent complete | 22
2020 | 7 | 61668 | Strauss Wind LLC | IPP | Strauss Wind Farm | CA | 62113 | ST-CA | 98.8 | Onshore Wind Turbine | WND | WT | (P) Planned for installation, but regulatory approvals not initiated | 98.8
2020 | 7 | 62757 | SunEast Hills Solar LLC | IPP | SunEast Hills Solar Project | NY | 62895 | Q581 | 20 | Solar Photovoltaic | SUN | PV | (P) Planned for installation, but regulatory approvals not initiated | 20
2020 | 7 | 62756 | SunEast Watkins Road Solar LLC | IPP | SunEast Watkins Road Solar Project | NY | 62896 | Q586 | 20 | Solar Photovoltaic | SUN | PV | (P) Planned for installation, but regulatory approvals not initiated | 20
2020 | 7 | 62826 | Syncarpha Puddon I, LLC | IPP | Syncarpha Puddon I Hybrid | MA | 62969 | SYP1S | 5 | Solar Photovoltaic | SUN | PV | (U) Under construction, less than or equal to 50 percent complete | 5
2020 | 7 | 62827 | Syncarpha Puddon II, LLC | IPP | Syncarpha Puddon II Hybrid | MA | 62970 | SYP2B | 4 | Batteries | MWH | BA | (U) Under construction, less than or equal to 50 percent complete | 4
2020 | 7 | 62827 | Syncarpha Puddon II, LLC | IPP | Syncarpha Puddon II Hybrid | MA | 62970 | SYP2S | 5 | Solar Photovoltaic | SUN | PV | (U) Under construction, less than or equal to 50 percent complete | 5
2020 | 8 | 61683 | Amadeus Wind LLC | IPP | Amadeus Wind Farm | TX | 62142 | AM-TX | 250 | Onshore Wind Turbine | WND | WT | (P) Planned for installation, but regulatory approvals not initiated | 250
2020 | 8 | 62993 | Aviator Wind, LLC | IPP | Aviator Wind | TX | 63209 | AVTOR | 525 | Onshore Wind Turbine | WND | WT | (U) Under construction, less than or equal to 50 percent complete | 525
2020 | 8 | 59844 | Blythe Solar III, LLC | IPP | Blythe Solar III, LLC | CA | 60094 | BLCK2 | 31.2 | Solar Photovoltaic | SUN | PV | (U) Under construction, less than or equal to 50 percent complete | 31.2
2020 | 8 | 59845 | Blythe Solar IV, LLC | IPP | Blythe Solar IV, LLC | CA | 60095 | BLCK2 | 31.2 | Solar Photovoltaic | SUN | PV | (T) Regulatory approvals received. Not under construction | 31.2
2020 | 8 | 63072 | Cerro Gordo Wind Farm | IPP | Cerro Gordo Wind Farm | IA | 63287 | CGWF | 42 | Onshore Wind Turbine | WND | WT | (L) Regulatory approvals pending. Not under construction | 42
2020 | 8 | 62881 | Chambers Road Solar LLC | IPP | Chambers Road Solar | NY | 62860 | 263 | 4 | Solar Photovoltaic | SUN | PV | (U) Under construction, less than or equal to 50 percent complete | 4
2020 | 8 | 61060 | Cypress Creek Renewables | IPP | Eagle Solar | NC | 60161 | PV1 | 4 | Solar Photovoltaic | SUN | PV | (T) Regulatory approvals received. Not under construction | 4
2020 | 8 | 61060 | Cypress Creek Renewables | IPP | Willard Solar | NC | 60287 | PV1 | 4.9 | Solar Photovoltaic | SUN | PV | (T) Regulatory approvals received. Not under construction | 5
2020 | 8 | 62091 | Derby Fuel Cell LLC | IPP | Derby Fuel Cell | CT | 62588 | MM47 | 2.8 | Other Natural Gas | NG | FC | (P) Planned for installation, but regulatory approvals not initiated | 2.8
2020 | 8 | 56201 | Engie North America | IPP | Prairie Hill Wind Project | TX | 63100 | WTG | 300 | Onshore Wind Turbine | WND | WT | (U) Under construction, less than or equal to 50 percent complete | 300
2020 | 8 | 62759 | Geronimo Energy | IPP | Honeysuckle Solar, LLC | MN | 63309 | HONEY | 1 | Solar Photovoltaic | SUN | PV | (T) Regulatory approvals received. Not under construction | 1
2020 | 8 | 62759 | Geronimo Energy | IPP | Iris Solar, LLC (MN) | MN | 63319 | IRIS | 1 | Solar Photovoltaic | SUN | PV | (T) Regulatory approvals received. Not under construction | 1
2020 | 8 | 62879 | Hickory Grove #1 LLC | IPP | Hickory Grove #1 | NY | 62831 | 25 | 2 | Solar Photovoltaic | SUN | PV | (U) Under construction, less than or equal to 50 percent complete | 2
2020 | 8 | 62880 | Hickory Grove #2 | IPP | Hickory Grove #2 | NY | 62832 | 309 | 1.7 | Solar Photovoltaic | SUN | PV | (U) Under construction, less than or equal to 50 percent complete | 1.7
2020 | 8 | 9234 | Indiana Municipal Power Agency | Electric Utility | Centerville Solar Park | IN | 62794 | SCENT | 1 | Solar Photovoltaic | SUN | PV | (T) Regulatory approvals received. Not under construction | 1
2020 | 8 | 49893 | Invenergy Services LLC | IPP | Millican Solar Energy LLC | OR | 63050 | GEN1 | 71.4 | Solar Photovoltaic | SUN | PV | (U) Under construction, less than or equal to 50 percent complete | 71.4
2020 | 8 | 49893 | Invenergy Services LLC | IPP | Prineville Solar Energy LLC | OR | 63049 | GEN1 | 46.2 | Solar Photovoltaic | SUN | PV | (U) Under construction, less than or equal to 50 percent complete | 46.2
2020 | 8 | 60018 | NET Power, LLC | IPP | NET Power La Porte Station | TX | 60910 | NPLPS | 25.5 | Other Natural Gas | NG | OT | (TS) Construction complete, but not yet in commercial operation | 25.5
2020 | 8 | 15296 | New York Power Authority | Electric Utility | Willis Battery Storage | NY | 63238 | WB1 | 20 | Batteries | MWH | BA | (P) Planned for installation, but regulatory approvals not initiated | 20
2020 | 8 | 63014 | Novel Debra Solar LLC | IPP | Novel Debra Solar LLC CSG | MN | 63247 | DEBRA | 1 | Solar Photovoltaic | SUN | PV | (T) Regulatory approvals received. Not under construction | 1
2020 | 8 | 63015 | Novel Loren Solar LLC | IPP | Novel Loren Solar LLC CSG | MN | 63248 | LOREN | 1 | Solar Photovoltaic | SUN | PV | (T) Regulatory approvals received. Not under construction | 1
2020 | 8 | 63017 | Novel Wayne Solar LLC | IPP | Novel Wayne Solar LLC CSG | MN | 63249 | WAYNE | 1 | Solar Photovoltaic | SUN | PV | (T) Regulatory approvals received. Not under construction | 1
2020 | 8 | 61592 | Pleinmont Solar 1 LLC | IPP | Pleinmont Solar 1 | VA | 62012 | PLNM1 | 75 | Solar Photovoltaic | SUN | PV | (T) Regulatory approvals received. Not under construction | 75
2020 | 8 | 62819 | Syncarpha Halifax, LLC | IPP | Syncarpha Halifax Hybrid | MA | 62973 | SYHAB | 2 | Batteries | MWH | BA | (T) Regulatory approvals received. Not under construction | 2
2020 | 8 | 62824 | Syncarpha Northbridge I, LLC | IPP | Syncarpha Northbridge I Hybrid | MA | 62977 | SYN1B | 4 | Batteries | MWH | BA | (U) Under construction, less than or equal to 50 percent complete | 4
2020 | 8 | 62946 | USS All In Solar LLC | IPP | USS All In Solar LLC CSG | MN | 63160 | ALLIN | 1 | Solar Photovoltaic | SUN | PV | (U) Under construction, less than or equal to 50 percent complete | 1
2020 | 8 | 62944 | USS Cougar Solar LLC | IPP | USS Cougar Solar LLC CSG | MN | 63158 | COUGR | 1 | Solar Photovoltaic | SUN | PV | (U) Under construction, less than or equal to 50 percent complete | 1
2020 | 8 | 62945 | USS Flower Solar LLC | IPP | USS Flower Solar LLC CSG | MN | 63159 | FLOWR | 1 | Solar Photovoltaic | SUN | PV | (U) Under construction, less than or equal to 50 percent complete | 1
2020 | 8 | 62940 | USS Horne North Solar LLC | IPP | USS Horne North Solar LLC CSG | MN | 63154 | HORNN | 1 | Solar Photovoltaic | SUN | PV | (U) Under construction, less than or equal to 50 percent complete | 1
2020 | 8 | 62941 | USS Horne South Solar LLC | IPP | USS Horne South Solar LLC CSG | MN | 63155 | HORNS | 1 | Solar Photovoltaic | SUN | PV | (U) Under construction, less than or equal to 50 percent complete | 1
2020 | 8 | 62942 | USS JJ Clay Solar LLC | IPP | USS JJ Clay Solar LLC CSG | MN | 63156 | JJCLY | 1 | Solar Photovoltaic | SUN | PV | (U) Under construction, less than or equal to 50 percent complete | 1
2020 | 8 | 62943 | USS Verde Solar LLC | IPP | USS Verde Solar LLC CSG | MN | 63157 | VERDE | 1 | Solar Photovoltaic | SUN | PV | (U) Under construction, less than or equal to 50 percent complete | 1
2020 | 8 | 62701 | Vista Solar, Inc. | IPP | Hopkinton Phase 2 | RI | 63191 | HTP2 | 2.5 | Solar Photovoltaic | SUN | PV | (L) Regulatory approvals pending. Not under construction | 2.5
2020 | 8 | 20856 | Wisconsin Power & Light Co | Electric Utility | Riverside Energy Center | WI | 55641 | PV1 | 2 | Solar Photovoltaic | SUN | PV | (T) Regulatory approvals received. Not under construction | 2
2020 | 9 | 61608 | Agilon Energy Holdings II, LLC | IPP | Victoria Port Power II LLC | TX | 61966 | VP2-1 | 43 | Natural Gas Fired Combustion Turbine | NG | GT | (L) Regulatory approvals pending. Not under construction | 50
2020 | 9 | 61608 | Agilon Energy Holdings II, LLC | IPP | Victoria Port Power II LLC | TX | 61966 | VP2-2 | 43 | Natural Gas Fired Combustion Turbine | NG | GT | (L) Regulatory approvals pending. Not under construction | 50
2020 | 9 | 62805 | Bluestone Farm Solar, LLC | IPP | Bluestone Solar | VA | 62950 | BLUE1 | 49.9 | Solar Photovoltaic | SUN | PV | (U) Under construction, less than or equal to 50 percent complete | 49.9
2020 | 9 | 62091 | Derby Fuel Cell LLC | IPP | Derby Fuel Cell | CT | 62588 | MM48 | 2.8 | Other Natural Gas | NG | FC | (P) Planned for installation, but regulatory approvals not initiated | 2.8
2020 | 9 | 62720 | Frontier Windpower II, LLC | IPP | Frontier Windpower II | OK | 62837 | FW2 | 351.8 | Onshore Wind Turbine | WND | WT | (T) Regulatory approvals received. Not under construction | 351.8
2020 | 9 | 62759 | Geronimo Energy | IPP | Aster Community Solar Garden, LLC | MN | 63305 | ASTER | 1 | Solar Photovoltaic | SUN | PV | (T) Regulatory approvals received. Not under construction | 1
2020 | 9 | 62759 | Geronimo Energy | IPP | Geranium Solar, LLC | MN | 63317 | GERNM | 1 | Solar Photovoltaic | SUN | PV | (T) Regulatory approvals received. Not under construction | 1
2020 | 9 | 62759 | Geronimo Energy | IPP | Gladiolus Solar, LLC | MN | 63316 | GLADI | 1 | Solar Photovoltaic | SUN | PV | (T) Regulatory approvals received. Not under construction | 1
2020 | 9 | 62759 | Geronimo Energy | IPP | Kerria Solar, LLC | MN | 63315 | KERIA | 1 | Solar Photovoltaic | SUN | PV | (T) Regulatory approvals received. Not under construction | 1
2020 | 9 | 62759 | Geronimo Energy | IPP | Westport Community Solar, LLC | MN | 63307 | WESTP | 1 | Solar Photovoltaic | SUN | PV | (T) Regulatory approvals received. Not under construction | 1
2020 | 9 | 62696 | Gichi Noodin Wind Farm, LLC | IPP | Gichi Noodin Wind Farm | MI | 62815 | GNWF1 | 72.8 | Onshore Wind Turbine | WND | WT | (U) Under construction, less than or equal to 50 percent complete | 72.8
2020 | 9 | 9191 | Idaho Power Co | Electric Utility | Shoshone Falls | ID | 818 | 4 | 3.2 | Conventional Hydroelectric | WAT | HY | (U) Under construction, less than or equal to 50 percent complete | 3.2
2020 | 9 | 9234 | Indiana Municipal Power Agency | Electric Utility | Richmond Solar Park 4 | IN | 62791 | SRIC4 | 7.9 | Solar Photovoltaic | SUN | PV | (T) Regulatory approvals received. Not under construction | 7.9
2020 | 9 | 9417 | Interstate Power and Light Co | Electric Utility | Richland | IA | 62080 | 1 | 130.1 | Onshore Wind Turbine | WND | WT | (U) Under construction, less than or equal to 50 percent complete | 130.1
2020 | 9 | 62897 | MSB Investors, LLC | Electric CHP | ReSource Center | CA | 63094 | SBAD1 | 1.1 | Other Waste Biomass | OBG | IC | (U) Under construction, less than or equal to 50 percent complete | 1.1
2020 | 9 | 62897 | MSB Investors, LLC | Electric CHP | ReSource Center | CA | 63094 | SBAD2 | 1.1 | Other Waste Biomass | OBG | IC | (U) Under construction, less than or equal to 50 percent complete | 1.1
2020 | 9 | 62726 | Mountain Breeze Wind, LLC | IPP | Mountain Breeze Wind, LLC | CO | 62840 | MTBRZ | 170 | Onshore Wind Turbine | WND | WT | (T) Regulatory approvals received. Not under construction | 170
2020 | 9 | 56545 | Pattern Operators LP | IPP | Solemio LLC | TX | 62522 | 1 | 79.8 | Solar Photovoltaic | SUN | PV | (P) Planned for installation, but regulatory approvals not initiated | 80
2020 | 9 | 62047 | Roadrunner Solar, LLC | IPP | Roadrunner, LLC | TX | 62561 | RODR2 | 200 | Solar Photovoltaic | SUN | PV | (T) Regulatory approvals received. Not under construction | 200
2020 | 9 | 58798 | Shell Chemical Appalachia LLC | Industrial | Shell Chemical Appalachia LLC | PA | 58933 | GTG1 | 37.1 | Natural Gas Fired Combined Cycle | NG | CT | (V) Under construction, more than 50 percent complete | 41.5
2020 | 9 | 58798 | Shell Chemical Appalachia LLC | Industrial | Shell Chemical Appalachia LLC | PA | 58933 | GTG2 | 37.1 | Natural Gas Fired Combined Cycle | NG | CT | (V) Under construction, more than 50 percent complete | 41.5
2020 | 9 | 62844 | Spring Hope Solar 3, LLC | IPP | Spring Hope Solar 3, LLC | NC | 62997 | PGR09 | 4.9 | Solar Photovoltaic | SUN | PV | (P) Planned for installation, but regulatory approvals not initiated | 4.9
2020 | 9 | 62826 | Syncarpha Puddon I, LLC | IPP | Syncarpha Puddon I Hybrid | MA | 62969 | SYP1B | 4 | Batteries | MWH | BA | (U) Under construction, less than or equal to 50 percent complete | 4
2020 | 9 | 62813 | Syncarpha Westminster, LLC | IPP | Syncarpha Westminster Hybrid | MA | 62971 | SYWES | 4.7 | Solar Photovoltaic | SUN | PV | (V) Under construction, more than 50 percent complete | 4.7
2020 | 9 | 62044 | TG High Prairie Wind, LLC | IPP | High Prairie Wind Farm | MO | 62563 | HPWF | 400 | Onshore Wind Turbine | WND | WT | (U) Under construction, less than or equal to 50 percent complete | 400
2020 | 9 | 61534 | Techren Solar III LLC | IPP | Techren Solar III LLC | NV | 61931 | TECH3 | 25 | Solar Photovoltaic | SUN | PV | (U) Under construction, less than or equal to 50 percent complete | 25
2020 | 9 | 61535 | Techren Solar IV LLC | IPP | Techren Solar IV LLC | NV | 61932 | TECH4 | 25 | Solar Photovoltaic | SUN | PV | (U) Under construction, less than or equal to 50 percent complete | 25
2020 | 9 | 61890 | Tenaska Nobles 2 Power Partners, LLC | IPP | Nobles 2 Wind Project | MN | 62364 | WT1 | 250 | Onshore Wind Turbine | WND | WT | (U) Under construction, less than or equal to 50 percent complete | 250
2020 | 9 | 62701 | Vista Solar, Inc. | IPP | Altman Plants | CA | 63188 | ALTPL | 1 | Solar Photovoltaic | SUN | PV | (L) Regulatory approvals pending. Not under construction | 1
2020 | 9 | 62701 | Vista Solar, Inc. | IPP | Bio-Rad | CA | 63189 | BIORD | 2.4 | Solar Photovoltaic | SUN | PV | (L) Regulatory approvals pending. Not under construction | 2.5
2020 | 9 | 20856 | Wisconsin Power & Light Co | Electric Utility | Kossuth | IA | 62103 | 1 | 150.5 | Onshore Wind Turbine | WND | WT | (U) Under construction, less than or equal to 50 percent complete | 150.5
2020 | 10 | 59844 | Blythe Solar III, LLC | IPP | Blythe Solar III, LLC | CA | 60094 | BLCK3 | 31.2 | Solar Photovoltaic | SUN | PV | (U) Under construction, less than or equal to 50 percent complete | 31.2
2020 | 10 | 59845 | Blythe Solar IV, LLC | IPP | Blythe Solar IV, LLC | CA | 60095 | BLCK3 | 31.2 | Solar Photovoltaic | SUN | PV | (T) Regulatory approvals received. Not under construction | 31.2
2020 | 10 | 59319 | Cotton Solar, LLC | IPP | Cotton Solar | SC | 59572 | PV1 | 16 | Solar Photovoltaic | SUN | PV | (L) Regulatory approvals pending. Not under construction | 16
2020 | 10 | 62091 | Derby Fuel Cell LLC | IPP | Derby Fuel Cell | CT | 62588 | MM49 | 2.8 | Other Natural Gas | NG | FC | (P) Planned for installation, but regulatory approvals not initiated | 2.8
2020 | 10 | 58468 | Dominion Renewable Energy | Electric Utility | Spring Grove I | VA | 61986 | SGIS | 97.9 | Solar Photovoltaic | SUN | PV | (U) Under construction, less than or equal to 50 percent complete | 97.9
2020 | 10 | 5580 | East Kentucky Power Coop, Inc | Electric Utility | Green Valley LFGTE | KY | 56278 | 4 | 0.8 | Landfill Gas | LFG | IC | (P) Planned for installation, but regulatory approvals not initiated | 0.8
2020 | 10 | 56201 | Engie North America | IPP | Las Lomas Wind Project | TX | 63101 | WTG | 201.6 | Onshore Wind Turbine | WND | WT | (L) Regulatory approvals pending. Not under construction | 201.6
2020 | 10 | 62759 | Geronimo Energy | IPP | Allium Community Solar Garden, LLC | MN | 63304 | ALIUM | 1 | Solar Photovoltaic | SUN | PV | (T) Regulatory approvals received. Not under construction | 1
2020 | 10 | 62759 | Geronimo Energy | IPP | Bellflower Solar, LLC | MN | 63318 | BELLF | 1 | Solar Photovoltaic | SUN | PV | (T) Regulatory approvals received. Not under construction | 1
2020 | 10 | 62759 | Geronimo Energy | IPP | Coral Bells Solar, LLC | MN | 63313 | CORAL | 1 | Solar Photovoltaic | SUN | PV | (T) Regulatory approvals received. Not under construction | 1
2020 | 10 | 62759 | Geronimo Energy | IPP | Hyacinth Solar, LLC | MN | 63312 | HYCIN | 1 | Solar Photovoltaic | SUN | PV | (T) Regulatory approvals received. Not under construction | 1
2020 | 10 | 62759 | Geronimo Energy | IPP | Lantana Solar, LLC | MN | 63311 | LANTA | 1 | Solar Photovoltaic | SUN | PV | (T) Regulatory approvals received. Not under construction | 1
2020 | 10 | 62759 | Geronimo Energy | IPP | Marigold Community Solar Garden, LLC | MN | 63308 | MGOLD | 1 | Solar Photovoltaic | SUN | PV | (T) Regulatory approvals received. Not under construction | 1
2020 | 10 | 62759 | Geronimo Energy | IPP | Primrose Solar, LLC | MN | 63314 | PROSE | 1 | Solar Photovoltaic | SUN | PV | (T) Regulatory approvals received. Not under construction | 1
2020 | 10 | 62759 | Geronimo Energy | IPP | Snowdrop Solar, LLC | MN | 63310 | SNOWD | 1 | Solar Photovoltaic | SUN | PV | (T) Regulatory approvals received. Not under construction | 1
2020 | 10 | 61942 | Griffin Trail Wind, LLC | IPP | Griffin Trail Wind | TX | 62411 | GTWND | 225.6 | Onshore Wind Turbine | WND | WT | (P) Planned for installation, but regulatory approvals not initiated | 225.6
2020 | 10 | 61697 | Hillcrest Solar I, LLC | IPP | Hillcrest Solar | OH | 62200 | HILLC | 200 | Solar Photovoltaic | SUN | PV | (L) Regulatory approvals pending. Not under construction | 200
2020 | 10 | 61853 | Innogy Renewables US LLC | IPP | Scioto Ridge Wind Farm | OH | 58780 | 1 | 249.8 | Onshore Wind Turbine | WND | WT | (U) Under construction, less than or equal to 50 percent complete | 249.8
2020 | 10 | 49893 | Invenergy Services LLC | IPP | Harry Allen Solar Energy LLC | NV | 63080 | GEN1 | 118.8 | Solar Photovoltaic | SUN | PV | (U) Under construction, less than or equal to 50 percent complete | 118.8
2020 | 10 | 62842 | Lightsource Renewable Energy Asset Management, LLC | IPP | Wildflower Solar 1 | CA | 62988 | CAWF1 | 13 | Solar Photovoltaic | SUN | PV | (P) Planned for installation, but regulatory approvals not initiated | 13
2020 | 10 | 61219 | Longroad Energy Services LLC | IPP | Weaver Wind | ME | 63132 | WEAVR | 72.6 | Onshore Wind Turbine | WND | WT | (U) Under construction, less than or equal to 50 percent complete | 72.6
2020 | 10 | 11820 | Massachusetts Inst of Tech | Commercial | Mass Inst Tech Cntrl Utilities/Cogen Plt | MA | 54907 | GT200 | 17.7 | Natural Gas Fired Combustion Turbine | NG | GT | (T) Regulatory approvals received. Not under construction | 21.7
2020 | 10 | 11820 | Massachusetts Inst of Tech | Commercial | Mass Inst Tech Cntrl Utilities/Cogen Plt | MA | 54907 | GT300 | 17.7 | Natural Gas Fired Combustion Turbine | NG | GT | (T) Regulatory approvals received. Not under construction | 21.7
2020 | 10 | 12320 | Merck & Co Inc | Industrial | Elkton | VA | 52148 | GEN6 | 1.2 | Natural Gas Steam Turbine | NG | ST | (U) Under construction, less than or equal to 50 percent complete | 1.2
2020 | 10 | 12320 | Merck & Co Inc | Industrial | Elkton | VA | 52148 | GEN7 | 1.2 | Natural Gas Steam Turbine | NG | ST | (U) Under construction, less than or equal to 50 percent complete | 1.2
2020 | 10 | 62758 | Orchard Windfarm, LLC | IPP | Orchard Windfarm, LLC | OR | 62935 | OCHW | 40 | Onshore Wind Turbine | WND | WT | (T) Regulatory approvals received. Not under construction | 40
2020 | 10 | 56215 | RWE Renewables Americas LLC | IPP | Raymond Wind Farm, LLC | TX | 62909 | ERAYM | 200.2 | Onshore Wind Turbine | WND | WT | (L) Regulatory approvals pending. Not under construction | 200.2
2020 | 10 | 60217 | San Bernardino Valley Mun. Water Dist. | Electric Utility | Waterman Turnout Hydroelectric | CA | 60466 | WTHF | 1 | Conventional Hydroelectric | WAT | HY | (L) Regulatory approvals pending. Not under construction | 1
2020 | 10 | 16609 | San Diego Gas & Electric Co | Electric Utility | Top Gun Energy Storage | CA | 61366 | TGES | 30 | Batteries | MWH | BA | (U) Under construction, less than or equal to 50 percent complete | 30
2020 | 10 | 58798 | Shell Chemical Appalachia LLC | Industrial | Shell Chemical Appalachia LLC | PA | 58933 | GTG3 | 37.1 | Natural Gas Fired Combined Cycle | NG | CT | (V) Under construction, more than 50 percent complete | 41.5
2020 | 10 | 62744 | St. James Solar, LLC | IPP | St. James Solar (LA) | LA | 62854 | SJS | 20 | Solar Photovoltaic | SUN | PV | (L) Regulatory approvals pending. Not under construction | 20
2020 | 10 | 60568 | Sugar Creek Wind One LLC | IPP | Sugar Creek Wind One LLC | IL | 58924 | SUG1 | 202 | Onshore Wind Turbine | WND | WT | (U) Under construction, less than or equal to 50 percent complete | 202
2020 | 10 | 62812 | Syncarpha Tewksbury, LLC | IPP | Syncarpha Tewksbury Hybrid | MA | 62968 | SYTKS | 2.8 | Solar Photovoltaic | SUN | PV | (T) Regulatory approvals received. Not under construction | 2.8
2020 | 10 | 61637 | TUUSSO Energy, LLC | IPP | Camas Solar Project | WA | 62071 | CAMAS | 5 | Solar Photovoltaic | SUN | PV | (T) Regulatory approvals received. Not under construction | 5
2020 | 10 | 61637 | TUUSSO Energy, LLC | IPP | Fumaria Solar Project | WA | 62070 | FUMAR | 5 | Solar Photovoltaic | SUN | PV | (T) Regulatory approvals received. Not under construction | 5
2020 | 10 | 61637 | TUUSSO Energy, LLC | IPP | Penstemon Solar Project | WA | 62069 | PENST | 5 | Solar Photovoltaic | SUN | PV | (T) Regulatory approvals received. Not under construction | 5
2020 | 10 | 61637 | TUUSSO Energy, LLC | IPP | Typha Solar Project | WA | 62068 | TYPHA | 5 | Solar Photovoltaic | SUN | PV | (T) Regulatory approvals received. Not under construction | 5
2020 | 10 | 61637 | TUUSSO Energy, LLC | IPP | Urtica Solar Project | WA | 62067 | URTIC | 5 | Solar Photovoltaic | SUN | PV | (T) Regulatory approvals received. Not under construction | 5
2020 | 10 | 60192 | Warbler Holdings, LLC | IPP | Warbler Holdings | NC | 60393 | PV1 | 4 | Solar Photovoltaic | SUN | PV | (L) Regulatory approvals pending. Not under construction | 4
2020 | 10 | 20421 | Western Minnesota Mun Pwr Agny | Electric Utility | Red Rock Hydro Plant | IA | 58434 | 1 | 27.5 | Conventional Hydroelectric | WAT | HY | (V) Under construction, more than 50 percent complete | 18.2
2020 | 10 | 20421 | Western Minnesota Mun Pwr Agny | Electric Utility | Red Rock Hydro Plant | IA | 58434 | 2 | 27.5 | Conventional Hydroelectric | WAT | HY | (V) Under construction, more than 50 percent complete | 18.2
2020 | 11 | 61541 | 1634 Solar, LLC | IPP | 1634 Solar | SC | 61935 | 3 | 2 | Solar Photovoltaic | SUN | PV | (T) Regulatory approvals received. Not under construction | 2
2020 | 11 | 62984 | AC Power 2 LLC | IPP | AC Power 2 | NJ | 63196 | ACP2 | 3.8 | Solar Photovoltaic | SUN | PV | (L) Regulatory approvals pending. Not under construction | 3.8
2020 | 11 | 61711 | Ashley Solar (SC) | IPP | Ashley Solar (SC) | SC | 62179 | 21 | 2 | Solar Photovoltaic | SUN | PV | (T) Regulatory approvals received. Not under construction | 2
2020 | 11 | 61712 | Atlantic Solar | IPP | Atlantic Solar | SC | 62180 | 22 | 1 | Solar Photovoltaic | SUN | PV | (T) Regulatory approvals received. Not under construction | 1
2020 | 11 | 61713 | B & K Solar | IPP | B & K Solar | SC | 62181 | 23 | 63 | Solar Photovoltaic | SUN | PV | (T) Regulatory approvals received. Not under construction | 63
2020 | 11 | 61544 | Bani Solar, LLC | IPP | Bani Solar | SC | 61938 | 4 | 2 | Solar Photovoltaic | SUN | PV | (T) Regulatory approvals received. Not under construction | 2
2020 | 11 | 61714 | Battle Solar | IPP | Battle Solar | SC | 62182 | 24 | 2 | Solar Photovoltaic | SUN | PV | (T) Regulatory approvals received. Not under construction | 2
2020 | 11 | 61716 | Big Fork Solar | IPP | Big Fork Solar | SC | 62184 | 26 | 74.9 | Solar Photovoltaic | SUN | PV | (T) Regulatory approvals received. Not under construction | 74.9
2020 | 11 | 61519 | Blackville Solar Farm, LLC | IPP | Blackville Solar Farm, LLC | SC | 61918 | 1 | 7.2 | Solar Photovoltaic | SUN | PV | (U) Under construction, less than or equal to 50 percent complete | 7.2
2020 | 11 | 60609 | Clean Focus Renewables, Inc. | IPP | Rugged Solar LLC | CA | 57960 | 1 | 80 | Solar Photovoltaic | SUN | PV | (V) Under construction, more than 50 percent complete | 80
2020 | 11 | 61731 | Denmark Solar | IPP | Denmark Solar | SC | 62211 | 35 | 6 | Solar Photovoltaic | SUN | PV | (T) Regulatory approvals received. Not under construction | 6
2020 | 11 | 56201 | Engie North America | IPP | Dakota Range III Wind Project | SD | 63102 | WTG | 151.2 | Onshore Wind Turbine | WND | WT | (L) Regulatory approvals pending. Not under construction | 151.2
2020 | 11 | 56201 | Engie North America | IPP | King Plains Wind Project | OK | 63104 | WTG | 250.2 | Onshore Wind Turbine | WND | WT | (U) Under construction, less than or equal to 50 percent complete | 250.2
2020 | 11 | 56201 | Engie North America | IPP | Triple H Wind Project | SD | 63103 | WTG | 250.2 | Onshore Wind Turbine | WND | WT | (U) Under construction, less than or equal to 50 percent complete | 250.2
2020 | 11 | 61736 | Gaines Solar | IPP | Gaines Solar | SC | 62216 | 41 | 2 | Solar Photovoltaic | SUN | PV | (T) Regulatory approvals received. Not under construction | 2
2020 | 11 | 60222 | Haida Energy, Inc. | Electric Utility | Hiilangaay Hydro | AK | 59037 | GEN 1 | 5 | Conventional Hydroelectric | WAT | HY | (P) Planned for installation, but regulatory approvals not initiated | 5
2020 | 11 | 9234 | Indiana Municipal Power Agency | Electric Utility | Columbia City Solar Park | IN | 62769 | SCOLU | 4.6 | Solar Photovoltaic | SUN | PV | (T) Regulatory approvals received. Not under construction | 4.6
2020 | 11 | 49893 | Invenergy Services LLC | IPP | Crescent Valley Solar | NV | 62888 | GEN1 | 149 | Solar Photovoltaic | SUN | PV | (P) Planned for installation, but regulatory approvals not initiated | 149
2020 | 11 | 49893 | Invenergy Services LLC | IPP | Lovelock Solar | NV | 62934 | GEN1 | 190 | Solar Photovoltaic | SUN | PV | (U) Under construction, less than or equal to 50 percent complete | 190
2020 | 11 | 61219 | Longroad Energy Services LLC | IPP | Milford Solar 1 | UT | 62812 | MS1 | 99.9 | Solar Photovoltaic | SUN | PV | (U) Under construction, less than or equal to 50 percent complete | 99
2020 | 11 | 61790 | McCormick Solar | IPP | McCormick Solar | SC | 62279 | 57 | 2 | Solar Photovoltaic | SUN | PV | (T) Regulatory approvals received. Not under construction | 2
2020 | 11 | 56990 | NJR Clean Energy Ventures Corporation | IPP | ACCP NJ 1 | NJ | 63198 | ACCP1 | 1.2 | Solar Photovoltaic | SUN | PV | (L) Regulatory approvals pending. Not under construction | 1.2
2020 | 11 | 14232 | Otter Tail Power Co | Electric Utility | Merricourt Wind Project | ND | 57048 | 1 | 150 | Onshore Wind Turbine | WND | WT | (U) Under construction, less than or equal to 50 percent complete | 150
2020 | 11 | 14354 | PacifiCorp | Electric Utility | Ekola Flats | WY | 62591 | 1 | 250.9 | Onshore Wind Turbine | WND | WT | (P) Planned for installation, but regulatory approvals not initiated | 250.9
2020 | 11 | 14354 | PacifiCorp | Electric Utility | TB Flats | WY | 62516 | 1 | 503.2 | Onshore Wind Turbine | WND | WT | (P) Planned for installation, but regulatory approvals not initiated | 503.2
2020 | 11 | 61331 | Popular Camp Wind Farm LLC | IPP | Poplar Camp Wind Farm | VA | 61111 | PC1 | 72 | Onshore Wind Turbine | WND | WT | (P) Planned for installation, but regulatory approvals not initiated | 72
2020 | 11 | 62694 | Rappahannock Solar, LLC | IPP | Rappahannock Solar, LLC | VA | 62780 | 100 | 1.5 | Solar Photovoltaic | SUN | PV | (T) Regulatory approvals received. Not under construction | 1.5
2020 | 11 | 61814 | Sandifer Solar | IPP | Sandifer Solar | SC | 62298 | 70 | 2 | Solar Photovoltaic | SUN | PV | (T) Regulatory approvals received. Not under construction | 2
2020 | 11 | 58798 | Shell Chemical Appalachia LLC | Industrial | Shell Chemical Appalachia LLC | PA | 58933 | STG1 | 72.7 | Natural Gas Fired Combined Cycle | NG | CA | (V) Under construction, more than 50 percent complete | 75
2020 | 11 | 58798 | Shell Chemical Appalachia LLC | Industrial | Shell Chemical Appalachia LLC | PA | 58933 | STG2 | 72.7 | Natural Gas Fired Combined Cycle | NG | CA | (V) Under construction, more than 50 percent complete | 75
2020 | 11 | 61829 | Shem Solar | IPP | Shem Solar | SC | 62308 | 72 | 2 | Solar Photovoltaic | SUN | PV | (T) Regulatory approvals received. Not under construction | 2
2020 | 11 | 61516 | Stratford Solar Center, LLC | IPP | Stratford Solar Center, LLC | VA | 61908 | STRAT | 15 | Solar Photovoltaic | SUN | PV | (P) Planned for installation, but regulatory approvals not initiated | 15
2020 | 11 | 62820 | Syncarpha Millbury, LLC | IPP | Syncarpha Millbury Hybrid | MA | 62974 | SYMIB | 3.8 | Batteries | MWH | BA | (U) Under construction, less than or equal to 50 percent complete | 3.8
2020 | 11 | 62820 | Syncarpha Millbury, LLC | IPP | Syncarpha Millbury Hybrid | MA | 62974 | SYMIS | 5 | Solar Photovoltaic | SUN | PV | (U) Under construction, less than or equal to 50 percent complete | 5
2020 | 11 | 62813 | Syncarpha Westminster, LLC | IPP | Syncarpha Westminster Hybrid | MA | 62971 | SYWEB | 2.9 | Batteries | MWH | BA | (U) Under construction, less than or equal to 50 percent complete | 2.9
2020 | 11 | 61835 | Tarpon Solar I | IPP | Tarpon Solar I | SC | 62314 | 78 | 2 | Solar Photovoltaic | SUN | PV | (T) Regulatory approvals received. Not under construction | 2
2020 | 11 | 61860 | Trask East Solar | IPP | Trask East Solar | SC | 62346 | 83 | 12 | Solar Photovoltaic | SUN | PV | (T) Regulatory approvals received. Not under construction | 12
2020 | 11 | 62974 | USS B&B Solar LLC | IPP | USS B&B Solar LLC CSG | MN | 63216 | BB | 1 | Solar Photovoltaic | SUN | PV | (U) Under construction, less than or equal to 50 percent complete | 1
2020 | 11 | 62954 | USS Bush Solar LLC | IPP | USS Bush Solar LLC CSG | MN | 63166 | BUSH | 1 | Solar Photovoltaic | SUN | PV | (U) Under construction, less than or equal to 50 percent complete | 1
2020 | 11 | 62959 | USS Chariot Solar LLC | IPP | USS Chariot Solar LLC | MN | 63171 | CHROT | 1 | Solar Photovoltaic | SUN | PV | (U) Under construction, less than or equal to 50 percent complete | 1
2020 | 11 | 62973 | USS Dot Com Solar LLC | IPP | USS Dot Com Solar LLC CSG | MN | 63215 | DOTCM | 1 | Solar Photovoltaic | SUN | PV | (T) Regulatory approvals received. Not under construction | 1
2020 | 11 | 62955 | USS Hancock Solar | IPP | USS Hancock Solar LLC CSG | MN | 63167 | HNCCK | 1 | Solar Photovoltaic | SUN | PV | (U) Under construction, less than or equal to 50 percent complete | 1
2020 | 11 | 62957 | USS KVPV Solar LLC | IPP | USS KVPV Solar LLC | MN | 63169 | KVPV | 1 | Solar Photovoltaic | SUN | PV | (U) Under construction, less than or equal to 50 percent complete | 1
2020 | 11 | 62958 | USS Kass Solar LLC | IPP | USS Kass Solar LLC | MN | 63170 | KASS | 1 | Solar Photovoltaic | SUN | PV | (U) Under construction, less than or equal to 50 percent complete | 1
2020 | 11 | 62956 | USS Pheasant Solar LLC | IPP | USS Pheasant Solar LLC | MN | 63168 | PHSNT | 1 | Solar Photovoltaic | SUN | PV | (U) Under construction, less than or equal to 50 percent complete | 1
2020 | 11 | 62953 | USS Reindeer Solar LLC | IPP | USS Reindeer Solar LLC CSG | MN | 63165 | RENDR | 1 | Solar Photovoltaic | SUN | PV | (U) Under construction, less than or equal to 50 percent complete | 1
2020 | 11 | 62979 | USS Steamboat Solar LLC | IPP | USS Steamboat Solar LLC CSG | MN | 63221 | STMBT | 1 | Solar Photovoltaic | SUN | PV | (U) Under construction, less than or equal to 50 percent complete | 1
2020 | 11 | 62978 | USS Water City Solar LLC | IPP | USS Water City Solar LLC CSG | MN | 63220 | WTRCY | 1 | Solar Photovoltaic | SUN | PV | (U) Under construction, less than or equal to 50 percent complete | 1
2020 | 11 | 62977 | USS Water Fowl Solar LLC | IPP | USS Water Fowl Solar LLC CSG | MN | 63219 | WTRFL | 1 | Solar Photovoltaic | SUN | PV | (U) Under construction, less than or equal to 50 percent complete | 1
2020 | 11 | 62976 | USS Water Town Solar LLC | IPP | USS Water Town Solar LLC CSG | MN | 63218 | WTRTN | 1 | Solar Photovoltaic | SUN | PV | (U) Under construction, less than or equal to 50 percent complete | 1
2020 | 11 | 62975 | USS Zanzibar Solar LLC | IPP | USS Zanzibar Solar LLC CSG | MN | 63217 | ZNZBR | 1 | Solar Photovoltaic | SUN | PV | (U) Under construction, less than or equal to 50 percent complete | 1
2020 | 11 | 61865 | Wayfair Solar | IPP | Wayfair Solar | SC | 62345 | 89 | 2 | Solar Photovoltaic | SUN | PV | (T) Regulatory approvals received. Not under construction | 2
2020 | 11 | 62635 | Wildcat Creek Wind Farm LLC | IPP | Wildcat Creek Wind Farm LLC | TX | 62715 | WCCWF | 180.1 | Onshore Wind Turbine | WND | WT | (L) Regulatory approvals pending. Not under construction | 180.1
2020 | 11 | 61870 | Yemassee Solar | IPP | Yemassee Solar | SC | 62353 | 93 | 10 | Solar Photovoltaic | SUN | PV | (T) Regulatory approvals received. Not under construction | 10
2020 | 12 | 62006 | 7X Energy, Inc. | IPP | Taygete Energy Project LLC | TX | 62483 | PV1 | 255 | Solar Photovoltaic | SUN | PV | (P) Planned for installation, but regulatory approvals not initiated | 255
2020 | 12 | 61344 | Advanced Microgrid Solutions | IPP | Hybrid Holdings 1 Capistrano | CA | 62515 | HH4MW | 4 | Batteries | MWH | BA | (P) Planned for installation, but regulatory approvals not initiated | 4
2020 | 12 | 59050 | Algonquin Power Co | IPP | Maverick Creek Wind | TX | 62853 | MVRCK | 524.4 | Onshore Wind Turbine | WND | WT | (L) Regulatory approvals pending. Not under construction | 524.4
2020 | 12 | 60526 | Alternative Power Development Northwest, LLC | IPP | Carter Solar One, LLC | ID | 60896 | CRTON | 20 | Solar Photovoltaic | SUN | PV | (P) Planned for installation, but regulatory approvals not initiated | 20
2020 | 12 | 60526 | Alternative Power Development Northwest, LLC | IPP | Jackpot Solar East, LLC | ID | 60899 | JPTEA | 20 | Solar Photovoltaic | SUN | PV | (P) Planned for installation, but regulatory approvals not initiated | 20
2020 | 12 | 60526 | Alternative Power Development Northwest, LLC | IPP | Jackpot Solar North, LLC | ID | 60897 | JPTNO | 20 | Solar Photovoltaic | SUN | PV | (P) Planned for installation, but regulatory approvals not initiated | 20
2020 | 12 | 60526 | Alternative Power Development Northwest, LLC | IPP | Jackpot Solar South, LLC | ID | 60898 | JPTSO | 20 | Solar Photovoltaic | SUN | PV | (P) Planned for installation, but regulatory approvals not initiated | 20
2020 | 12 | 60526 | Alternative Power Development Northwest, LLC | IPP | Jackpot Solar West, LLC | ID | 60900 | JPTWE | 20 | Solar Photovoltaic | SUN | PV | (P) Planned for installation, but regulatory approvals not initiated | 20
2020 | 12 | 59495 | Ameren Missouri | Electric Utility | Green City Renewable Energy Center | MO | 63065 | GBESS | 2.5 | Batteries | MWH | BA | (P) Planned for installation, but regulatory approvals not initiated | 2.5
2020 | 12 | 59495 | Ameren Missouri | Electric Utility | Green City Renewable Energy Center | MO | 63065 | GCREC | 10 | Solar Photovoltaic | SUN | PV | (P) Planned for installation, but regulatory approvals not initiated | 10
2020 | 12 | 59495 | Ameren Missouri | Electric Utility | Richwoods Renewable Energy Center | MO | 63066 | RBESS | 4 | Batteries | MWH | BA | (P) Planned for installation, but regulatory approvals not initiated | 4
2020 | 12 | 59495 | Ameren Missouri | Electric Utility | Richwoods Renewable Energy Center | MO | 63066 | RREC | 10 | Solar Photovoltaic | SUN | PV | (P) Planned for installation, but regulatory approvals not initiated | 10
2020 | 12 | 59495 | Ameren Missouri | Electric Utility | Utica Renewable Energy Center | MO | 63067 | UBESS | 2 | Batteries | MWH | BA | (P) Planned for installation, but regulatory approvals not initiated | 2
2020 | 12 | 59495 | Ameren Missouri | Electric Utility | Utica Renewable Energy Center | MO | 63067 | UREC | 10 | Solar Photovoltaic | SUN | PV | (P) Planned for installation, but regulatory approvals not initiated | 10
2020 | 12 | 62119 | Antelope Expansion 3A, LLC | IPP | Antelope Expansion 3A | CA | 62673 | ANX3A | 15 | Solar Photovoltaic | SUN | PV | (P) Planned for installation, but regulatory approvals not initiated | 15
2020 | 12 | 62118 | Antelope Expansion 3B, LLC | IPP | Antelope Expansion 3B | CA | 62674 | ANX3B | 5 | Solar Photovoltaic | SUN | PV | (P) Planned for installation, but regulatory approvals not initiated | 5
2020 | 12 | 61949 | Assembly Solar, LLC | IPP | Assembly Solar Project | MI | 62422 | ASP01 | 50 | Solar Photovoltaic | SUN | PV | (U) Under construction, less than or equal to 50 percent complete | 50
2020 | 12 | 63021 | Aurora Wind Project, LLC | IPP | Aurora Wind Project | ND | 63258 | AURWP | 298.8 | Onshore Wind Turbine | WND | WT | (T) Regulatory approvals received. Not under construction | 298.8
2020 | 12 | 15399 | Avangrid Renewables LLC | IPP | La Joya NM | NM | 61044 | WT1 | 166 | Onshore Wind Turbine | WND | WT | (U) Under construction, less than or equal to 50 percent complete | 166
2020 | 12 | 15399 | Avangrid Renewables LLC | IPP | Roaring Brook, LLC | NY | 61041 | WT1 | 78 | Onshore Wind Turbine | WND | WT | (T) Regulatory approvals received. Not under construction | 78
2020 | 12 | 15399 | Avangrid Renewables LLC | IPP | Tatanka Ridge | SD | 61046 | WT1 | 98 | Onshore Wind Turbine | WND | WT | (V) Under construction, more than 50 percent complete | 98
2020 | 12 | 61715 | Bell Solar | IPP | Bell Solar | SC | 62183 | 25 | 6.1 | Solar Photovoltaic | SUN | PV | (T) Regulatory approvals received. Not under construction | 6.1
2020 | 12 | 60560 | Big Blue River Wind Farm LLC | IPP | Big Blue River Wind Farm | IN | 60907 | WT1 | 200 | Onshore Wind Turbine | WND | WT | (P) Planned for installation, but regulatory approvals not initiated | 200
2020 | 12 | 61717 | Birch Solar | IPP | Birch Solar | SC | 62185 | 27 | 2 | Solar Photovoltaic | SUN | PV | (T) Regulatory approvals received. Not under construction | 2
2020 | 12 | 61257 | Blazing Star 2 LLC | IPP | Blazing Star 2 Wind Farm | MN | 61650 | BLZS2 | 200 | Onshore Wind Turbine | WND | WT | (L) Regulatory approvals pending. Not under construction | 200
2020 | 12 | 63116 | Bluebell Solar II, LLC | IPP | Bluebell Solar II | TX | 63351 | BBS2 | 115 | Solar Photovoltaic | SUN | PV | (T) Regulatory approvals received. Not under construction | 115
2020 | 12 | 59844 | Blythe Solar III, LLC | IPP | Blythe Solar III, LLC | CA | 60094 | BLCK4 | 31.2 | Solar Photovoltaic | SUN | PV | (T) Regulatory approvals received. Not under construction | 31.2
2020 | 12 | 59845 | Blythe Solar IV, LLC | IPP | Blythe Solar IV, LLC | CA | 60095 | BLCK4 | 31.2 | Solar Photovoltaic | SUN | PV | (T) Regulatory approvals received. Not under construction | 31.2
2020 | 12 | 62995 | Broad Mountain Power LLC | IPP | Broad Mountain Wind Project | PA | 63210 | BROAD | 80 | Onshore Wind Turbine | WND | WT | (U) Under construction, less than or equal to 50 percent complete | 80
2020 | 12 | 62718 | Broad River Solar, LLC | IPP | Broad River Solar, LLC | NC | 62822 | GEN1 | 50 | Solar Photovoltaic | SUN | PV | (P) Planned for installation, but regulatory approvals not initiated | 50
2020 | 12 | 60714 | Burke Wind LLC | IPP | Burke Wind, LLC | ND | 61100 | GE23 | 199.4 | Onshore Wind Turbine | WND | WT | (L) Regulatory approvals pending. Not under construction | 199.4
2020 | 12 | 58416 | California State University, Northridge | Commercial | CSU Northridge Plant | CA | 58422 | G6PV | 0.7 | Solar Photovoltaic | SUN | PV | (P) Planned for installation, but regulatory approvals not initiated | 0.8
2020 | 12 | 59365 | Capital Power Corporation | IPP | Nolin Hills Wind, LLC | OR | 60070 | GEN | 350 | Onshore Wind Turbine | WND | WT | (P) Planned for installation, but regulatory approvals not initiated | 350
2020 | 12 | 59365 | Capital Power Corporation | IPP | Tisch Mills Wind | WI | 60674 | TISCH | 150 | Onshore Wind Turbine | WND | WT | (P) Planned for installation, but regulatory approvals not initiated | 150
2020 | 12 | 62872 | Carolina Lily Solar, LLC | IPP | Carolina Lily Solar | NC | 63016 | 1096 | 5 | Solar Photovoltaic | SUN | PV | (L) Regulatory approvals pending. Not under construction | 5
2020 | 12 | 58508 | Carolina Solar Energy LLC | IPP | Cabaniss Solar | NC | 60430 | PV1 | 4.2 | Solar Photovoltaic | SUN | PV | (T) Regulatory approvals received. Not under construction | 4.2
2020 | 12 | 58508 | Carolina Solar Energy LLC | IPP | Sellers Farm Solar | NC | 60439 | PV1 | 5 | Solar Photovoltaic | SUN | PV | (T) Regulatory approvals received. Not under construction | 5
2020 | 12 | 62050 | Castleman Power Development LLC | IPP | SJRR Power LLC | TX | 62548 | SJ-1 | 43 | Natural Gas Fired Combustion Turbine | NG | GT | (P) Planned for installation, but regulatory approvals not initiated | 50
2020 | 12 | 62050 | Castleman Power Development LLC | IPP | SJRR Power LLC | TX | 62548 | SJ-2 | 43 | Natural Gas Fired Combustion Turbine | NG | GT | (P) Planned for installation, but regulatory approvals not initiated | 50
2020 | 12 | 61718 | Chapman Solar | IPP | Chapman Solar | SC | 62186 | 28 | 2 | Solar Photovoltaic | SUN | PV | (T) Regulatory approvals received. Not under construction | 2
2020 | 12 | 61719 | Clark Solar | IPP | Clark Solar | SC | 62187 | 29 | 2 | Solar Photovoltaic | SUN | PV | (T) Regulatory approvals received. Not under construction | 2
2020 | 12 | 59432 | Clear Creek Power | IPP | Highland Park Project | CO | 59659 | HPWT | 181 | Onshore Wind Turbine | WND | WT | (P) Planned for installation, but regulatory approvals not initiated | 181
2020 | 12 | 61817 | Collard Holdings, LLC | IPP | Collard Holdings Solar | NC | 62317 | PV | 10 | Solar Photovoltaic | SUN | PV | (L) Regulatory approvals pending. Not under construction | 10
2020 | 12 | 61720 | Colleton Solar | IPP | Colleton Solar | SC | 62188 | 30 | 75 | Solar Photovoltaic | SUN | PV | (T) Regulatory approvals received. Not under construction | 75
2020 | 12 | 61721 | Collins Farm Solar | IPP | Collins Farm Solar | SC | 62189 | 31 | 5.4 | Solar Photovoltaic | SUN | PV | (T) Regulatory approvals received. Not under construction | 5.4
2020 | 12 | 62705 | Concho Bluff LLC | IPP | Greasewood | TX | 62804 | GREA1 | 255 | Solar Photovoltaic | SUN | PV | (L) Regulatory approvals pending. Not under construction | 255
2020 | 12 | 62679 | Constellation Solar Rhode Island LLC | IPP | Dry Bridge Solar (Brown University) | RI | 62771 | DBS1 | 10 | Solar Photovoltaic | SUN | PV | (P) Planned for installation, but regulatory approvals not initiated | 10
2020 | 12 | 62679 | Constellation Solar Rhode Island LLC | IPP | Dry Bridge Solar (Brown University) | RI | 62771 | DBS2 | 10 | Solar Photovoltaic | SUN | PV | (P) Planned for installation, but regulatory approvals not initiated | 10
2020 | 12 | 62679 | Constellation Solar Rhode Island LLC | IPP | Dry Bridge Solar (Brown University) | RI | 62771 | DBS3 | 10 | Solar Photovoltaic | SUN | PV | (P) Planned for installation, but regulatory approvals not initiated | 10
2020 | 12 | 62679 | Constellation Solar Rhode Island LLC | IPP | Dry Bridge Solar (Brown University) | RI | 62771 | DBS4 | 10 | Solar Photovoltaic | SUN | PV | (P) Planned for installation, but regulatory approvals not initiated | 10
2020 | 12 | 61978 | Convergent Energy and Power LP | IPP | Henrietta D Energy Storage LLC | CA | 60641 | HDES1 | 10 | Batteries | MWH | BA | (L) Regulatory approvals pending. Not under construction | 10
2020 | 12 | 58695 | Coronal Development Services | IPP | Biggs Ford Solar Center | MD | 61321 | BFSC | 15 | Solar Photovoltaic | SUN | PV | (P) Planned for installation, but regulatory approvals not initiated | 15
2020 | 12 | 62802 | Cove Mountain Solar LLC | IPP | Cove Mountain Solar | UT | 62469 | GEN01 | 58 | Solar Photovoltaic | SUN | PV | (L) Regulatory approvals pending. Not under construction | 58
2020 | 12 | 61722 | Crossroads Solar | IPP | Crossroads Solar | SC | 62190 | 32 | 67.7 | Solar Photovoltaic | SUN | PV | (T) Regulatory approvals received. Not under construction | 67.7
2020 | 12 | 63064 | Crowned Ridge Wind II LLC | IPP | Crowned Ridge Wind II Energy Center | SD | 63269 | CRW2 | 200.6 | Onshore Wind Turbine | WND | WT | (U) Under construction, less than or equal to 50 percent complete | 200.6
2020 | 12 | 61729 | Culpepper Solar | IPP | Culpepper Solar | SC | 62221 | 33 | 69.5 | Solar Photovoltaic | SUN | PV | (T) Regulatory approvals received. Not under construction | 69.5
2020 | 12 | 61060 | Cypress Creek Renewables | IPP | Grove Solar | NC | 60181 | PV1 | 5 | Solar Photovoltaic | SUN | PV | (V) Under construction, more than 50 percent complete | 5
2020 | 12 | 61730 | Dadswell Solar | IPP | Dadswell Solar | SC | 62222 | 34 | 1 | Solar Photovoltaic | SUN | PV | (T) Regulatory approvals received. Not under construction | 1
2020 | 12 | 61302 | Depot Solar Center, LLC | IPP | Depot Solar Center, LLC | VA | 61691 | DEPOT | 15 | Solar Photovoltaic | SUN | PV | (P) Planned for installation, but regulatory approvals not initiated | 15
2020 | 12 | 61709 | Desert Harvest, LLC | IPP | Desert Harvest, LLC | CA | 62177 | DH001 | 150 | Solar Photovoltaic | SUN | PV | (T) Regulatory approvals received. Not under construction | 150
2020 | 12 | 5248 | Dominion Energy Inc | Electric Utility | Sadler Solar | VA | 62814 | SADL | 100 | Solar Photovoltaic | SUN | PV | (T) Regulatory approvals received. Not under construction | 100
2020 | 12 | 5416 | Duke Energy Carolinas, LLC | Electric Utility | Gaston Solar Power Plant | NC | 62669 | PV1 | 25 | Solar Photovoltaic | SUN | PV | (T) Regulatory approvals received. Not under construction | 25
2020 | 12 | 5416 | Duke Energy Carolinas, LLC | Electric Utility | Maiden Creek Solar Power Plant | NC | 62668 | PV1 | 69.3 | Solar Photovoltaic | SUN | PV | (T) Regulatory approvals received. Not under construction | 69.3
2020 | 12 | 61785 | EDP Renewables North America LLC | IPP | Crossing Trails Wind Farm | CO | 62489 | GEN1 | 104 | Onshore Wind Turbine | WND | WT | (T) Regulatory approvals received. Not under construction | 104
2020 | 12 | 61785 | EDP Renewables North America LLC | IPP | Headwaters Wind Farm II LLC | IN | 62592 | HWII | 200 | Onshore Wind Turbine | WND | WT | (L) Regulatory approvals pending. Not under construction | 200
2020 | 12 | 56987 | East Blackland Solar Project 1 LLC | IPP | Pflugerville Solar Farm | TX | 57659 | PSF | 144 | Solar Photovoltaic | SUN | PV | (P) Planned for installation, but regulatory approvals not initiated | 144
2020 | 12 | 62667 | East Line Solar, LLC | IPP | East Line Solar | AZ | 62899 | EASTL | 100 | Solar Photovoltaic | SUN | PV | (P) Planned for installation, but regulatory approvals not initiated | 100
2020 | 12 | 58970 | Ecoplexus, Inc | IPP | Boykin PV1 | NC | 59996 | BOYK1 | 17 | Solar Photovoltaic | SUN | PV | (L) Regulatory approvals pending. Not under construction | 17
2020 | 12 | 58970 | Ecoplexus, Inc | IPP | E Nash PV1 | NC | 60002 | NASH1 | 20 | Solar Photovoltaic | SUN | PV | (L) Regulatory approvals pending. Not under construction | 20
2020 | 12 | 58970 | Ecoplexus, Inc | IPP | High Shoals PV1 | NC | 59997 | HISHO | 16 | Solar Photovoltaic | SUN | PV | (L) Regulatory approvals pending. Not under construction | 16
2020 | 12 | 5860 | Empire District Electric Co | Electric Utility | Kings Point Wind Energy Center | MO | 62475 | KPW1 | 149.4 | Onshore Wind Turbine | WND | WT | (P) Planned for installation, but regulatory approvals not initiated | 149.4
2020 | 12 | 5860 | Empire District Electric Co | Electric Utility | Neosho Ridge Wind Energy Center | KS | 62481 | NRW1 | 301 | Onshore Wind Turbine | WND | WT | (P) Planned for installation, but regulatory approvals not initiated | 301
2020 | 12 | 5860 | Empire District Electric Co | Electric Utility | North Fork Ridge Wind Energy Center | MO | 62478 | NFRW1 | 149.4 | Onshore Wind Turbine | WND | WT | (L) Regulatory approvals pending. Not under construction | 149.4
2020 | 12 | 59497 | Eversource | IPP | Martha's Vineyard Community Battery | MA | 62605 | MVESS | 4.9 | Batteries | MWH | BA | (L) Regulatory approvals pending. Not under construction | 4.9
2020 | 12 | 59497 | Eversource | IPP | Outer Cape Community Battery | MA | 62604 | OCESS | 25 | Batteries | MWH | BA | (L) Regulatory approvals pending. Not under construction | 25
2020 | 12 | 61732 | Fairfield Solar | IPP | Fairfield Solar | SC | 62212 | 36 | 10 | Solar Photovoltaic | SUN | PV | (T) Regulatory approvals received. Not under construction | 10
2020 | 12 | 56615 | First Solar Project Development | IPP | American Kings Solar, LLC | CA | 60777 | GEN01 | 123 | Solar Photovoltaic | SUN | PV | (L) Regulatory approvals pending. Not under construction | 123
2020 | 12 | 56615 | First Solar Project Development | IPP | Little Bear 3 | CA | 62463 | GEN01 | 20 | Solar Photovoltaic | SUN | PV | (L) Regulatory approvals pending. Not under construction | 20
2020 | 12 | 56615 | First Solar Project Development | IPP | Little Bear 4 | CA | 62464 | GEN01 | 50 | Solar Photovoltaic | SUN | PV | (L) Regulatory approvals pending. Not under construction | 50
2020 | 12 | 56615 | First Solar Project Development | IPP | Little Bear 5 | CA | 62465 | GEN01 | 50 | Solar Photovoltaic | SUN | PV | (L) Regulatory approvals pending. Not under construction | 50
2020 | 12 | 56615 | First Solar Project Development | IPP | Little Bear Solar 1, LLC | CA | 59870 | GEN01 | 40 | Solar Photovoltaic | SUN | PV | (L) Regulatory approvals pending. Not under construction | 40
2020 | 12 | 56615 | First Solar Project Development | IPP | Windhub Solar B, LLC | CA | 59969 | GEN01 | 20 | Solar Photovoltaic | SUN | PV | (L) Regulatory approvals pending. Not under construction | 20
2020 | 12 | 61733 | Fishwater Solar | IPP | Fishwater Solar | SC | 62213 | 37 | 2 | Solar Photovoltaic | SUN | PV | (T) Regulatory approvals received. Not under construction | 2
2020 | 12 | 6452 | Florida Power & Light Co | Electric Utility | Egret Solar Center | FL | 62925 | 1 | 74.5 | Solar Photovoltaic | SUN | PV | (L) Regulatory approvals pending. Not under construction | 74.5
2020 | 12 | 6452 | Florida Power & Light Co | Electric Utility | Lakeside Solar Center | FL | 62922 | 1 | 74.5 | Solar Photovoltaic | SUN | PV | (L) Regulatory approvals pending. Not under construction | 74.5
2020 | 12 | 6452 | Florida Power & Light Co | Electric Utility | Magnolia Springs Solar Center | FL | 62915 | 1 | 74.5 | Solar Photovoltaic | SUN | PV | (L) Regulatory approvals pending. Not under construction | 74.5
2020 | 12 | 6452 | Florida Power & Light Co | Electric Utility | Nassau Solar Center | FL | 62914 | 1 | 74.5 | Solar Photovoltaic | SUN | PV | (L) Regulatory approvals pending. Not under construction | 74.5
2020 | 12 | 6452 | Florida Power & Light Co | Electric Utility | Trailside Solar Center | FL | 62916 | 1 | 74.5 | Solar Photovoltaic | SUN | PV | (L) Regulatory approvals pending. Not under construction | 74.5
2020 | 12 | 6452 | Florida Power & Light Co | Electric Utility | Union Springs Solar Center | FL | 62923 | 1 | 74.5 | Solar Photovoltaic | SUN | PV | (L) Regulatory approvals pending. Not under construction | 74.5
2020 | 12 | 61735 | Foreman Solar | IPP | Foreman Solar | SC | 62215 | 39 | 6.4 | Solar Photovoltaic | SUN | PV | (T) Regulatory approvals received. Not under construction | 6.4
2020 | 12 | 60888 | GCL New Energy, Inc. | IPP | Pioneer Solar (CO), LLC | CO | 61991 | PI-QF | 80 | Solar Photovoltaic | SUN | PV | (T) Regulatory approvals received. Not under construction | 80
2020 | 12 | 61737 | GEB Solar | IPP | GEB Solar | SC | 62217 | 40 | 60 | Solar Photovoltaic | SUN | PV | (T) Regulatory approvals received. Not under construction | 60
2020 | 12 | 61738 | Gedosch Solar II | IPP | Gedosch Solar II | SC | 62218 | 42 | 2 | Solar Photovoltaic | SUN | PV | (T) Regulatory approvals received. Not under construction | 2
2020 | 12 | 7140 | Georgia Power Co | Electric Utility | Robins Air Force Base Solar | GA | 61648 | 1 | 139 | Solar Photovoltaic | SUN | PV | (V) Under construction, more than 50 percent complete | 139
2020 | 12 | 62759 | Geronimo Energy | IPP | Bingham Solar, LLC | MI | 63321 | BINGH | 20 | Solar Photovoltaic | SUN | PV | (T) Regulatory approvals received. Not under construction | 20
2020 | 12 | 62759 | Geronimo Energy | IPP | Temperance Solar, LLC | MI | 63322 | TEMPR | 20 | Solar Photovoltaic | SUN | PV | (T) Regulatory approvals received. Not under construction | 20
2020 | 12 | 63108 | Granby Solar, LLC | IPP | Granby Solar, LLC | MA | 63338 | 4787 | 1.3 | Solar Photovoltaic | SUN | PV | (T) Regulatory approvals received. Not under construction | 1.3
2020 | 12 | 61166 | Green Power Energy LLC | IPP | Cody Road Wind Farm | NY | 61592 | WT1 | 2.4 | Onshore Wind Turbine | WND | WT | (U) Under construction, less than or equal to 50 percent complete | 2.4
2020 | 12 | 61166 | Green Power Energy LLC | IPP | Cody Road Wind Farm | NY | 61592 | WT2 | 2.4 | Onshore Wind Turbine | WND | WT | (U) Under construction, less than or equal to 50 percent complete | 2.4
2020 | 12 | 61166 | Green Power Energy LLC | IPP | Cody Road Wind Farm | NY | 61592 | WT3 | 2.4 | Onshore Wind Turbine | WND | WT | (U) Under construction, less than or equal to 50 percent complete | 2.4
2020 | 12 | 61166 | Green Power Energy LLC | IPP | Cody Road Wind Farm | NY | 61592 | WT4 | 2.4 | Onshore Wind Turbine | WND | WT | (U) Under construction, less than or equal to 50 percent complete | 2.4
2020 | 12 | 61166 | Green Power Energy LLC | IPP | Cody Road Wind Farm | NY | 61592 | WT5 | 2.4 | Onshore Wind Turbine | WND | WT | (U) Under construction, less than or equal to 50 percent complete | 2.4
2020 | 12 | 60195 | Groton Station Fuel Cell, LLC | IPP | Naval Sub Base New London Fuel Cell | CT | 61743 | MMH2 | 3.7 | Other Natural Gas | NG | FC | (U) Under construction, less than or equal to 50 percent complete | 3.7
2020 | 12 | 60040 | Hale Wind Energy | IPP | Hale Community Wind Farm | TX | 59247 | HALE2 | 240 | Onshore Wind Turbine | WND | WT | (P) Planned for installation, but regulatory approvals not initiated | 240
2020 | 12 | 61638 | Harrison Power LLC | Industrial | Cadiz Power Plant | OH | 62153 | GEN 2 | 550 | Natural Gas Fired Combined Cycle | NG | CS | (P) Planned for installation, but regulatory approvals not initiated | 660
2020 | 12 | 61594 | Highlander Solar Station 1 LLC | IPP | Highlander Solar Station 1 | VA | 62014 | HLND1 | 165 | Solar Photovoltaic | SUN | PV | (L) Regulatory approvals pending. Not under construction | 165
2020 | 12 | 61746 | Holliday Solar I | IPP | Holliday Solar I | SC | 62229 | 43 | 75 | Solar Photovoltaic | SUN | PV | (T) Regulatory approvals received. Not under construction | 75
2020 | 12 | 62134 | Hunter Solar LLC | IPP | Hunter Solar LLC | UT | 62656 | HUSOL | 100 | Solar Photovoltaic | SUN | PV | (U) Under construction, less than or equal to 50 percent complete | 100
2020 | 12 | 9234 | Indiana Municipal Power Agency | Electric Utility | Crawfordsville 5 Solar Park | IN | 62793 | SCRA5 | 9.9 | Solar Photovoltaic | SUN | PV | (T) Regulatory approvals received. Not under construction | 9.9
2020 | 12 | 61747 | Indigo Solar | IPP | Indigo Solar | SC | 62230 | 44 | 2 | Solar Photovoltaic | SUN | PV | (T) Regulatory approvals received. Not under construction | 2
2020 | 12 | 61853 | Innogy Renewables US LLC | IPP | Baron Winds Farm | NY | 60596 | 1 | 272 | Onshore Wind Turbine | WND | WT | (L) Regulatory approvals pending. Not under construction | 272
2020 | 12 | 61853 | Innogy Renewables US LLC | IPP | Cassadaga Wind Farm | NY | 58777 | 1 | 126 | Onshore Wind Turbine | WND | WT | (L) Regulatory approvals pending. Not under construction | 126
2020 | 12 | 61853 | Innogy Renewables US LLC | IPP | Coyote Crest Wind Farm | WA | 58778 | 1 | 127.5 | Onshore Wind Turbine | WND | WT | (L) Regulatory approvals pending. Not under construction | 127.5
2020 | 12 | 61853 | Innogy Renewables US LLC | IPP | Horse Thief Wind Project, LLC | MT | 59758 | 1 | 80 | Onshore Wind Turbine | WND | WT | (L) Regulatory approvals pending. Not under construction | 80
2020 | 12 | 61853 | Innogy Renewables US LLC | IPP | Mason Dixon Wind Farm | PA | 60212 | 1 | 79.9 | Onshore Wind Turbine | WND | WT | (L) Regulatory approvals pending. Not under construction | 79.9
2020 | 12 | 61853 | Innogy Renewables US LLC | IPP | Mud Springs Wind Project, LLC | MT | 59756 | 1 | 80 | Onshore Wind Turbine | WND | WT | (L) Regulatory approvals pending. Not under construction | 80
2020 | 12 | 61853 | Innogy Renewables US LLC | IPP | Pryor Caves Wind Project, LLC | MT | 59757 | 1 | 80 | Onshore Wind Turbine | WND | WT | (L) Regulatory approvals pending. Not under construction | 80
2020 | 12 | 49893 | Invenergy Services LLC | IPP | Badger Hollow Solar Farm LLC | WI | 62955 | GEN1 | 300 | Solar Photovoltaic | SUN | PV | (U) Under construction, less than or equal to 50 percent complete | 300
2020 | 12 | 49893 | Invenergy Services LLC | IPP | Deuel Harvest Wind Energy LLC | SD | 62943 | GEN1 | 300 | Onshore Wind Turbine | WND | WT | (U) Under construction, less than or equal to 50 percent complete | 300
2020 | 12 | 49893 | Invenergy Services LLC | IPP | Hardin Solar Energy LLC | OH | 63029 | GEN1 | 150 | Solar Photovoltaic | SUN | PV | (P) Planned for installation, but regulatory approvals not initiated | 150
2020 | 12 | 49893 | Invenergy Services LLC | IPP | Thunderhead Wind Energy LLC | NE | 62956 | GEN1 | 300 | Onshore Wind Turbine | WND | WT | (U) Under construction, less than or equal to 50 percent complete | 300
2020 | 12 | 61749 | Jackson Solar | IPP | Jackson Solar | SC | 62232 | 46 | 14 | Solar Photovoltaic | SUN | PV | (T) Regulatory approvals received. Not under construction | 14
2020 | 12 | 61750 | Jefferson Solar | IPP | Jefferson Solar | SC | 62233 | 47 | 8.2 | Solar Photovoltaic | SUN | PV | (T) Regulatory approvals received. Not under construction | 8.2
2020 | 12 | 58378 | Jordan Hydroelectric LTD PTP | IPP | Flannagan Hydroelectric Project | VA | 58827 | LEFT | 0.4 | Conventional Hydroelectric | WAT | HY | (L) Regulatory approvals pending. Not under construction | 0.4
2020 | 12 | 58378 | Jordan Hydroelectric LTD PTP | IPP | Flannagan Hydroelectric Project | VA | 58827 | LEFT1 | 0.4 | Conventional Hydroelectric | WAT | HY | (L) Regulatory approvals pending. Not under construction | 0.4
2020 | 12 | 58378 | Jordan Hydroelectric LTD PTP | IPP | Flannagan Hydroelectric Project | VA | 58827 | LEFT2 | 0.4 | Conventional Hydroelectric | WAT | HY | (L) Regulatory approvals pending. Not under construction | 0.4
2020 | 12 | 58378 | Jordan Hydroelectric LTD PTP | IPP | Flannagan Hydroelectric Project | VA | 58827 | RGHT | 0.4 | Conventional Hydroelectric | WAT | HY | (L) Regulatory approvals pending. Not under construction | 0.4
2020 | 12 | 61751 | Juniper Solar | IPP | Juniper Solar | SC | 62234 | 48 | 65.5 | Solar Photovoltaic | SUN | PV | (T) Regulatory approvals received. Not under construction | 65.5
2020 | 12 | 62883 | Kruger Energy Hertford, LLC | IPP | Kruger Energy Hertford, LLC | NC | 63024 | KEH | 10 | Solar Photovoltaic | SUN | PV | (T) Regulatory approvals received. Not under construction | 10
2020 | 12 | 61421 | LeGore Bridge Solar Center, LLC | IPP | LeGore Bridge Solar Center | MD | 61796 | LGBSC | 20 | Solar Photovoltaic | SUN | PV | (P) Planned for installation, but regulatory approvals not initiated | 20
2020 | 12 | 50123 | Leeward Asset Management, LLC | IPP | Lone Tree Wind, LLC | IL | 63251 | LTW | 79 | Onshore Wind Turbine | WND | WT | (L) Regulatory approvals pending. Not under construction | 79
2020 | 12 | 62842 | Lightsource Renewable Energy Asset Management, LLC | IPP | Impact Solar 1 | TX | 63222 | TXIM1 | 198.5 | Solar Photovoltaic | SUN | PV | (U) Under construction, less than or equal to 50 percent complete | 198.5
2020 | 12 | 62664 | Lock 14 Hydro Partners, LLC | IPP | Heidelberg Hydroelectric Project | KY | 62749 | 1 | 0.5 | Conventional Hydroelectric | WAT | HY | (T) Regulatory approvals received. Not under construction | 0.5
2020 | 12 | 62664 | Lock 14 Hydro Partners, LLC | IPP | Heidelberg Hydroelectric Project | KY | 62749 | 2 | 0.5 | Conventional Hydroelectric | WAT | HY | (T) Regulatory approvals received. Not under construction | 0.5
2020 | 12 | 62664 | Lock 14 Hydro Partners, LLC | IPP | Heidelberg Hydroelectric Project | KY | 62749 | 3 | 0.5 | Conventional Hydroelectric | WAT | HY | (T) Regulatory approvals received. Not under construction | 0.5
2020 | 12 | 62664 | Lock 14 Hydro Partners, LLC | IPP | Heidelberg Hydroelectric Project | KY | 62749 | 4 | 0.5 | Conventional Hydroelectric | WAT | HY | (T) Regulatory approvals received. Not under construction | 0.5
2020 | 12 | 62664 | Lock 14 Hydro Partners, LLC | IPP | Heidelberg Hydroelectric Project | KY | 62749 | 5 | 0.5 | Conventional Hydroelectric | WAT | HY | (T) Regulatory approvals received. Not under construction | 0.5
2020 | 12 | 61752 | Lone Star Solar | IPP | Lone Star Solar | SC | 62235 | 49 | 66 | Solar Photovoltaic | SUN | PV | (T) Regulatory approvals received. Not under construction | 66
2020 | 12 | 55983 | Luminant Generation Company LLC | IPP | Brightside | TX | 63223 | UNIT1 | 50.7 | Solar Photovoltaic | SUN | PV | (L) Regulatory approvals pending. Not under construction | 50.7
2020 | 12 | 61753 | Luz Solar | IPP | Luz Solar | SC | 62236 | 50 | 2 | Solar Photovoltaic | SUN | PV | (T) Regulatory approvals received. Not under construction | 2
2020 | 12 | 58849 | Mariah del Este LLC | IPP | Mariah East | TX | 59006 | MARN | 152.5 | Onshore Wind Turbine | WND | WT | (T) Regulatory approvals received. Not under construction | 152.5
2020 | 12 | 58783 | Marseilles Land and Water Company | IPP | Marseilles Lock and Dam Hydro | IL | 58903 | UNIT1 | 2.6 | Conventional Hydroelectric | WAT | HY | (U) Under construction, less than or equal to 50 percent complete | 2.6
2020 | 12 | 58783 | Marseilles Land and Water Company | IPP | Marseilles Lock and Dam Hydro | IL | 58903 | UNIT2 | 2.6 | Conventional Hydroelectric | WAT | HY | (U) Under construction, less than or equal to 50 percent complete | 2.6
2020 | 12 | 58783 | Marseilles Land and Water Company | IPP | Marseilles Lock and Dam Hydro | IL | 58903 | UNIT3 | 2.6 | Conventional Hydroelectric | WAT | HY | (U) Under construction, less than or equal to 50 percent complete | 2.6
2020 | 12 | 58783 | Marseilles Land and Water Company | IPP | Marseilles Lock and Dam Hydro | IL | 58903 | UNIT4 | 2.6 | Conventional Hydroelectric | WAT | HY | (U) Under construction, less than or equal to 50 percent complete | 2.6
2020 | 12 | 61755 | Marshall Solar | IPP | Marshall Solar | SC | 62238 | 52 | 2 | Solar Photovoltaic | SUN | PV | (T) Regulatory approvals received. Not under construction | 2
2020 | 12 | 61796 | Martin Central Solar | IPP | Martin Central Solar | SC | 62285 | 53 | 2 | Solar Photovoltaic | SUN | PV | (T) Regulatory approvals received. Not under construction | 2
2020 | 12 | 61787 | Martin East Solar | IPP | Martin East Solar | SC | 62276 | 54 | 2 | Solar Photovoltaic | SUN | PV | (T) Regulatory approvals received. Not under construction | 2
2020 | 12 | 61788 | Martin West Solar | IPP | Martin West Solar | SC | 62277 | 55 | 2 | Solar Photovoltaic | SUN | PV | (T) Regulatory approvals received. Not under construction | 2
2020 | 12 | 62721 | Maryneal Windpower, LLC | IPP | Maryneal Windpower | TX | 62836 | MNW | 182.4 | Onshore Wind Turbine | WND | WT | (T) Regulatory approvals received. Not under construction | 182.4
2020 | 12 | 61422 | Mason Dixon Solar Center, LLC | IPP | Mason Dixon Solar Center | MD | 61797 | PV | 20 | Solar Photovoltaic | SUN | PV | (P) Planned for installation, but regulatory approvals not initiated | 20
2020 | 12 | 61710 | Maverick Solar, LLC | IPP | Maverick Solar, LLC | CA | 62178 | MAV01 | 225 | Solar Photovoltaic | SUN | PV | (T) Regulatory approvals received. Not under construction | 225
2020 | 12 | 61789 | McClain Solar | IPP | McClain Solar | SC | 62278 | 56 | 17.3 | Solar Photovoltaic | SUN | PV | (T) Regulatory approvals received. Not under construction | 17.3
2020 | 12 | 62675 | Meherrin Solar LLC | IPP | Meherrin Solar | VA | 62758 | MEHER | 59.6 | Solar Photovoltaic | SUN | PV | (L) Regulatory approvals pending. Not under construction | 59.6
2020 | 12 | 61791 | Melsam Solar | IPP | Melsam Solar | SC | 62280 | 58 | 60.5 | Solar Photovoltaic | SUN | PV | (T) Regulatory approvals received. Not under construction | 60.5
2020 | 12 | 12341 | MidAmerican Energy Co | Electric Utility | Arbor Hill II | IA | 62796 | 1 | 60 | Onshore Wind Turbine | WND | WT | (T) Regulatory approvals received. Not under construction | 60
2020 | 12 | 61792 | Middleton Solar | IPP | Middleton Solar | SC | 62281 | 59 | 2 | Solar Photovoltaic | SUN | PV | (T) Regulatory approvals received. Not under construction | 2
2020 | 12 | 61459 | Minco Wind V, LLC | IPP | Minco Wind V, LLC | OK | 61837 | MV | 220 | Onshore Wind Turbine | WND | WT | (P) Planned for installation, but regulatory approvals not initiated | 220
2020 | 12 | 62916 | Mohave County Wind Farm | IPP | Mohave County Wind Farm | AZ | 63114 | MCWF | 350 | Onshore Wind Turbine | WND | WT | (T) Regulatory approvals received. Not under construction | 350
2020 | 12 | 14328 | Pacific Gas & Electric Co. | Electric Utility | Elkhorn Battery Energy Storage System | CA | 62564 | ELKHO | 182.5 | Batteries | MWH | BA | (L) Regulatory approvals pending. Not under construction | 182.5
2020 | 12 | 59137 | Palmer Renewable Energy | IPP | Palmer Renewable Energy | MA | 59336 | PRE | 42 | Wood/Wood Waste Biomass | WDS | ST | (T) Regulatory approvals received. Not under construction | 42
2020 | 12 | 56545 | Pattern Operators LP | IPP | Summit Ridge I Wind Farm | OR | 58894 | SRWF | 192 | Onshore Wind Turbine | WND | WT | (P) Planned for installation, but regulatory approvals not initiated | 192
2020 | 12 | 61826 | Pawcatuck Solar Center, LLC | IPP | Pawcatuck Solar Center, LLC | CT | 62318 | PAWCA | 15 | Solar Photovoltaic | SUN | PV | (P) Planned for installation, but regulatory approvals not initiated | 15
2020 | 12 | 61793 | Pee Dee Solar I | IPP | Pee Dee Solar I | SC | 62282 | 60 | 2 | Solar Photovoltaic | SUN | PV | (T) Regulatory approvals received. Not under construction | 2
2020 | 12 | 61794 | Pee Dee Solar II | IPP | Pee Dee Solar II | SC | 62283 | 61 | 2 | Solar Photovoltaic | SUN | PV | (T) Regulatory approvals received. Not under construction | 2
2020 | 12 | 59967 | Phoenix Energy | IPP | North Fork Community Power | CA | 60192 | NFCP1 | 2 | Other Waste Biomass | OBG | IC | (OT) Other | 2
2020 | 12 | 62689 | Piney Creek, LLC | IPP | Piney Creek Solar | VA | 62768 | PCSOL | 80 | Solar Photovoltaic | SUN | PV | (P) Planned for installation, but regulatory approvals not initiated | 80
2020 | 12 | 62873 | Plott Hound Solar, LLC | IPP | Plott Hound Solar | NC | 63015 | 1088 | 5 | Solar Photovoltaic | SUN | PV | (L) Regulatory approvals pending. Not under construction | 5
2020 | 12 | 62633 | Plum Creek Wind, LLC | IPP | Plum Creek Wind Project (NE) | NE | 62711 | PLUM | 230 | Onshore Wind Turbine | WND | WT | (P) Planned for installation, but regulatory approvals not initiated | 230
2020 | 12 | 15248 | Portland General Electric Co | Electric Utility | Faraday | OR | 3045 | 7 | 9 | Conventional Hydroelectric | WAT | HY | (U) Under construction, less than or equal to 50 percent complete | 9
2020 | 12 | 15248 | Portland General Electric Co | Electric Utility | Faraday | OR | 3045 | 8 | 9 | Conventional Hydroelectric | WAT | HY | (U) Under construction, less than or equal to 50 percent complete | 9
2020 | 12 | 61795 | Power Solar | IPP | Power Solar | SC | 62284 | 62 | 3 | Solar Photovoltaic | SUN | PV | (T) Regulatory approvals received. Not under construction | 3
2020 | 12 | 61804 | Pruger Solar I | IPP | Pruger Solar I | SC | 62292 | 63 | 2 | Solar Photovoltaic | SUN | PV | (T) Regulatory approvals received. Not under construction | 2
2020 | 12 | 61805 | Pruger Solar II | IPP | Pruger Solar II | SC | 62293 | 64 | 2 | Solar Photovoltaic | SUN | PV | (T) Regulatory approvals received. Not under construction | 2
2020 | 12 | 61806 | Pruger Solar III | IPP | Pruger Solar III | SC | 62294 | 65 | 2 | Solar Photovoltaic | SUN | PV | (T) Regulatory approvals received. Not under construction | 2
2020 | 12 | 15466 | Public Service Co of Colorado | Electric Utility | Cheyenne Ridge Wind Farm | CO | 62952 | CRW01 | 488 | Onshore Wind Turbine | WND | WT | (L) Regulatory approvals pending. Not under construction | 498.4
2020 | 12 | 61807 | Quest Solar | IPP | Quest Solar | SC | 62299 | 66 | 40 | Solar Photovoltaic | SUN | PV | (T) Regulatory approvals received. Not under construction | 40
2020 | 12 | 61069 | RE Gaskell West LLC | IPP | RE Gaskell West 2 LLC | CA | 61446 | PV2 | 45 | Solar Photovoltaic | SUN | PV | (P) Planned for installation, but regulatory approvals not initiated | 45
2020 | 12 | 61069 | RE Gaskell West LLC | IPP | RE Gaskell West 3 LLC | CA | 61447 | PV3 | 20 | Solar Photovoltaic | SUN | PV | (P) Planned for installation, but regulatory approvals not initiated | 20
2020 | 12 | 61069 | RE Gaskell West LLC | IPP | RE Gaskell West 4 LLC | CA | 61448 | PV4 | 20 | Solar Photovoltaic | SUN | PV | (P) Planned for installation, but regulatory approvals not initiated | 20
2020 | 12 | 61069 | RE Gaskell West LLC | IPP | RE Gaskell West 5 LLC | CA | 61449 | PV5 | 20 | Solar Photovoltaic | SUN | PV | (P) Planned for installation, but regulatory approvals not initiated | 20
2020 | 12 | 60982 | RE Maplewood LLC | IPP | RE Maplewood | TX | 61346 | PV1 | 250 | Solar Photovoltaic | SUN | PV | (P) Planned for installation, but regulatory approvals not initiated | 250
2020 | 12 | 61589 | RE Mustang Two LLC | IPP | Mustang Two | CA | 62015 | M2BAR | 50 | Solar Photovoltaic | SUN | PV | (T) Regulatory approvals received. Not under construction | 50
2020 | 12 | 61589 | RE Mustang Two LLC | IPP | Mustang Two | CA | 62015 | M2WHI | 100 | Solar Photovoltaic | SUN | PV | (T) Regulatory approvals received. Not under construction | 100
2020 | 12 | 56215 | RWE Renewables Americas LLC | IPP | Boiling Springs Wind Farm | OK | 62871 | BGSPS | 148.4 | Onshore Wind Turbine | WND | WT | (T) Regulatory approvals received. Not under construction | 148.4
2020 | 12 | 56215 | RWE Renewables Americas LLC | IPP | Magic Valley Wind Farm III LLC | TX | 60362 | MVIII | 200 | Onshore Wind Turbine | WND | WT | (T) Regulatory approvals received. Not under construction | 200
2020 | 12 | 56215 | RWE Renewables Americas LLC | IPP | West Raymond Wind Farm LLC | TX | 62855 | WRAYM | 239.8 | Onshore Wind Turbine | WND | WT | (L) Regulatory approvals pending. Not under construction | 239.8
2020 | 12 | 62778 | Rattlesnake Flat, LLC | IPP | Rattlesnake | WA | 62936 | RAT | 144 | Onshore Wind Turbine | WND | WT | (L) Regulatory approvals pending. Not under construction | 144
2020 | 12 | 62871 | Ray Wilson Solar, LLC | IPP | Ray Wilson Solar | NC | 63017 | 1090 | 5 | Solar Photovoltaic | SUN | PV | (L) Regulatory approvals pending. Not under construction | 5
2020 | 12 | 61727 | Reloj del Sol Wind Farm LLC | IPP | Reloj del Sol Wind Farm | TX | 62207 | RELOJ | 209.4 | Onshore Wind Turbine | WND | WT | (P) Planned for installation, but regulatory approvals not initiated | 209.4
2020 | 12 | 61590 | Richmond Spider Solar LLC | IPP | Richmond Spider Solar | VA | 62011 | RMDSS | 20 | Solar Photovoltaic | SUN | PV | (P) Planned for installation, but regulatory approvals not initiated | 20
2020 | 12 | 61808 | Rollins Solar | IPP | Rollins Solar | SC | 62295 | 67 | 63 | Solar Photovoltaic | SUN | PV | (T) Regulatory approvals received. Not under construction | 63
2020 | 12 | 62896 | Rooney Ranch, LLC | IPP | Rooney Ranch | CA | 63088 | ROONR | 21 | Onshore Wind Turbine | WND | WT | (P) Planned for installation, but regulatory approvals not initiated | 21
2020 | 12 | 62761 | Rosewater Wind Farm LLC | IPP | Rosewater Wind Farm | IN | 62891 | ROSEW | 102 | Onshore Wind Turbine | WND | WT | (P) Planned for installation, but regulatory approvals not initiated | 102
2020 | 12 | 61809 | Ross Solar | IPP | Ross Solar | SC | 62296 | 68 | 75 | Solar Photovoltaic | SUN | PV | (T) Regulatory approvals received. Not under construction | 75
2020 | 12 | 62743 | RoxWind LLC | IPP | RoxWind | ME | 62857 | WIND1 | 15.3 | Onshore Wind Turbine | WND | WT | (U) Under construction, less than or equal to 50 percent complete | 15.3
2020 | 12 | 61810 | Rutledge Solar | IPP | Rutledge Solar | SC | 62297 | 69 | 2 | Solar Photovoltaic | SUN | PV | (T) Regulatory approvals received. Not under construction | 2
2020 | 12 | 61624 | SR Snipesville | IPP | Snipesville | GA | 62165 | SNIPE | 61 | Solar Photovoltaic | SUN | PV | (P) Planned for installation, but regulatory approvals not initiated | 61
2020 | 12 | 62907 | Sand Hill A, LLC | IPP | Sand Hill A | CA | 63126 | SNDHA | 13.5 | Onshore Wind Turbine | WND | WT | (P) Planned for installation, but regulatory approvals not initiated | 13.5
2020 | 12 | 61828 | Scarlet Solar | IPP | Scarlet Solar | SC | 62307 | 71 | 2 | Solar Photovoltaic | SUN | PV | (T) Regulatory approvals received. Not under construction | 2
2020 | 12 | 61830 | Shining Sun Solar | IPP | Shining Sun Solar | SC | 62309 | 73 | 40 | Solar Photovoltaic | SUN | PV | (T) Regulatory approvals received. Not under construction | 40
2020 | 12 | 59770 | Shorthorn Holdings, LLC | IPP | Shorthorn Holdings | SC | 60028 | PV1 | 15.4 | Solar Photovoltaic | SUN | PV | (L) Regulatory approvals pending. Not under construction | 15.4
2020 | 12 | 61831 | Shorthorn Solar | IPP | Shorthorn Solar | SC | 62310 | 74 | 60.5 | Solar Photovoltaic | SUN | PV | (T) Regulatory approvals received. Not under construction | 60.5
2020 | 12 | 62146 | Sigurd Solar LLC | IPP | Sigurd Solar LLC | UT | 62666 | SGSOL | 80 | Solar Photovoltaic | SUN | PV | (T) Regulatory approvals received. Not under construction | 80
2020 | 12 | 62023 | Skeleton Creek Energy Center | IPP | Skeleton Creek Energy Center Hybrid | OK | 62494 | SKC | 250 | Onshore Wind Turbine | WND | WT | (OT) Other | 250
2020 | 12 | 61832 | Snoopy Solar | IPP | Snoopy Solar | SC | 62311 | 75 | 2 | Solar Photovoltaic | SUN | PV | (T) Regulatory approvals received. Not under construction | 2
2020 | 12 | 61833 | Southard Solar | IPP | Southard Solar | SC | 62312 | 76 | 6 | Solar Photovoltaic | SUN | PV | (T) Regulatory approvals received. Not under construction | 6
2020 | 12 | 17609 | Southern California Edison Co | Electric Utility | Cadillac Battery Energy Storage Facility | CA | 63326 | CAD1 | 3.5 | Batteries | MWH | BA | (T) Regulatory approvals received. Not under construction | 3.5
2020 | 12 | 17609 | Southern California Edison Co | Electric Utility | Yorktown Battery Energy Storage Facility | CA | 63325 | YORK1 | 3 | Batteries | MWH | BA | (T) Regulatory approvals received. Not under construction | 3
2020 | 12 | 62717 | Speedway Solar NC, LLC | IPP | Speedway Solar NC, LLC | NC | 62821 | GEN1 | 22.6 | Solar Photovoltaic | SUN | PV | (P) Planned for installation, but regulatory approvals not initiated | 22.6
2020 | 12 | 61834 | Stamey Solar | IPP | Stamey Solar | SC | 62313 | 77 | 1 | Solar Photovoltaic | SUN | PV | (T) Regulatory approvals received. Not under construction | 2
2020 | 12 | 62716 | Stony Knoll Solar, LLC | IPP | Stony Knoll Solar, LLC | NC | 62820 | GEN1 | 22.6 | Solar Photovoltaic | SUN | PV | (P) Planned for installation, but regulatory approvals not initiated | 22.6
2020 | 12 | 62699 | SunEast Dog Corners Solar LLC | IPP | SunEast Dog Corners Solar Project | NY | 62823 | Q584 | 20 | Solar Photovoltaic | SUN | PV | (P) Planned for installation, but regulatory approvals not initiated | 20
2020 | 12 | 62698 | SunEast Skyline Solar LLC | IPP | SunEast Skyline Solar Project | NY | 62816 | Q670 | 20 | Solar Photovoltaic | SUN | PV | (P) Planned for installation, but regulatory approvals not initiated | 20
2020 | 12 | 63106 | Sutton Solar 2, LLC | IPP | Sutton Solar 2, LLC | MA | 63336 | 6004 | 1 | Solar Photovoltaic | SUN | PV | (T) Regulatory approvals received. Not under construction | 1
2020 | 12 | 62812 | Syncarpha Tewksbury, LLC | IPP | Syncarpha Tewksbury Hybrid | MA | 62968 | SYTKB | 2 | Batteries | MWH | BA | (T) Regulatory approvals received. Not under construction | 2
2020 | 12 | 61954 | Techren Solar V LLC | IPP | Techren Solar V | NV | 62440 | TECH5 | 50 | Solar Photovoltaic | SUN | PV | (L) Regulatory approvals pending. Not under construction | 50
2020 | 12 | 61836 | Tedder Solar | IPP | Tedder Solar | SC | 62315 | 79 | 2 | Solar Photovoltaic | SUN | PV | (T) Regulatory approvals received. Not under construction | 2
2020 | 12 | 61837 | Ten Governors Solar | IPP | Ten Governors Solar | SC | 62316 | 80 | 28 | Solar Photovoltaic | SUN | PV | (T) Regulatory approvals received. Not under construction | 28
2020 | 12 | 2782 | Terra-Gen Operating Co-Geo | IPP | Dixie Valley Power Partnership | NV | 10681 | GEN1 | 25 | Geothermal | GEO | ST | (P) Planned for installation, but regulatory approvals not initiated | 28
2020 | 12 | 61862 | Thomas Solar | IPP | Thomas Solar | SC | 62352 | 81 | 2 | Solar Photovoltaic | SUN | PV | (T) Regulatory approvals received. Not under construction | 2
2020 | 12 | 61861 | Topaz Solar | IPP | Topaz Solar (SC) | SC | 62349 | 82 | 2 | Solar Photovoltaic | SUN | PV | (T) Regulatory approvals received. Not under construction | 2
2020 | 12 | 59056 | Tri Global Energy, LLC | IPP | Changing Winds | TX | 59243 | CHAN1 | 288 | Onshore Wind Turbine | WND | WT | (P) Planned for installation, but regulatory approvals not initiated | 288
2020 | 12 | 59056 | Tri Global Energy, LLC | IPP | Cone Renewable Energy Project, LLC | TX | 60272 | WT1 | 300 | Onshore Wind Turbine | WND | WT | (P) Planned for installation, but regulatory approvals not initiated | 300
2020 | 12 | 59056 | Tri Global Energy, LLC | IPP | Crosby County Wind Farm, LLC | TX | 60273 | WT1 | 120 | Onshore Wind Turbine | WND | WT | (P) Planned for installation, but regulatory approvals not initiated | 120
2020 | 12 | 56633 | Trishe Wind Minnesota | IPP | Trishe Wind Minnesota | MN | 57255 | 1 | 40 | Onshore Wind Turbine | WND | WT | (P) Planned for installation, but regulatory approvals not initiated | 40
2020 | 12 | 62939 | USS Buckaroo Solar LLC | IPP | USS Buckaroo Solar LLC CSG | MN | 63153 | BUCKR | 1 | Solar Photovoltaic | SUN | PV | (U) Under construction, less than or equal to 50 percent complete | 1
2020 | 12 | 61859 | Ulmer Solar | IPP | Ulmer Solar | SC | 62343 | 85 | 22 | Solar Photovoltaic | SUN | PV | (T) Regulatory approvals received. Not under construction | 22
2020 | 12 | 19876 | Virginia Electric & Power Co | IPP | Desper Solar | VA | 62730 | 1 | 88.2 | Solar Photovoltaic | SUN | PV | (T) Regulatory approvals received. Not under construction | 88.2
2020 | 12 | 61522 | Viridity Energy Solutions, Inc. | IPP | ORNI 34 LLC | CA | 62801 | ORN34 | 10 | Batteries | MWH | BA | (L) Regulatory approvals pending. Not under construction | 10
2020 | 12 | 61868 | WSW Solar | IPP | WSW Solar | SC | 62350 | 86 | 30 | Solar Photovoltaic | SUN | PV | (T) Regulatory approvals received. Not under construction | 30
2020 | 12 | 60694 | Washburn Wind Energy LLC | IPP | Washburn Wind Farm | IA | 61071 | WASH | 70 | Onshore Wind Turbine | WND | WT | (U) Under construction, less than or equal to 50 percent complete | 70
2020 | 12 | 61863 | Washington Solar (SC) | IPP | Washington Solar (SC) | SC | 62342 | 87 | 2 | Solar Photovoltaic | SUN | PV | (T) Regulatory approvals received. Not under construction | 2
2020 | 12 | 61864 | Washington Solar II (SC) | IPP | Washington Solar II (SC) | SC | 62344 | 88 | 2 | Solar Photovoltaic | SUN | PV | (T) Regulatory approvals received. Not under construction | 2
2020 | 12 | 61866 | Weaver Solar | IPP | Weaver Solar | SC | 62347 | 90 | 2 | Solar Photovoltaic | SUN | PV | (T) Regulatory approvals received. Not under construction | 2
2020 | 12 | 60847 | West Fork Wind, LLC | IPP | West Fork Wind | IN | 61214 | WT1 | 150 | Onshore Wind Turbine | WND | WT | (L) Regulatory approvals pending. Not under construction | 150
2020 | 12 | 62668 | Wheatridge Wind Energy, LLC | IPP | Wheatridge Hybrid | OR | 62745 | WIND | 300.2 | Onshore Wind Turbine | WND | WT | (L) Regulatory approvals pending. Not under construction | 300
2020 | 12 | 62079 | White Cloud Wind Project, LLC | IPP | White Cloud Wind Project, LLC | MO | 62624 | WTCWF | 236.5 | Onshore Wind Turbine | WND | WT | (T) Regulatory approvals received. Not under construction | 236.5
2020 | 12 | 62808 | Whitehorn Solar, LLC | IPP | Whitehorn Solar | VA | 62959 | WHIT1 | 50 | Solar Photovoltaic | SUN | PV | (T) Regulatory approvals received. Not under construction | 50
2020 | 12 | 59316 | Whitetail Solar LLC | IPP | Whitetail Solar | SC | 59569 | PV1 | 10 | Solar Photovoltaic | SUN | PV | (L) Regulatory approvals pending. Not under construction | 10
2020 | 12 | 20860 | Wisconsin Public Service Corp | Electric Utility | Two Creeks Solar | WI | 63105 | 1 | 150 | Solar Photovoltaic | SUN | PV | (U) Under construction, less than or equal to 50 percent complete | 150
2020 | 12 | 61869 | Wysong Solar | IPP | Wysong Solar | SC | 62351 | 92 | 2.3 | Solar Photovoltaic | SUN | PV | (T) Regulatory approvals received. Not under construction | 2.3
2020 | 12 | 61871 | York Solar | IPP | York Solar | SC | 62354 | 94 | 2 | Solar Photovoltaic | SUN | PV | (T) Regulatory approvals received. Not under construction | 2
2021 | 1 | 62160 | AES ES Alamitos, LLC | IPP | AES ES ALAMITOS, LLC | CA | 61204 | ALMTS | 100 | Batteries | MWH | BA | (L) Regulatory approvals pending. Not under construction | 100
2021 | 1 | 60776 | Aksamit Resource Management | IPP | Milligan III Wind Farm | NE | 61159 | M3001 | 73.4 | Onshore Wind Turbine | WND | WT | (T) Regulatory approvals received. Not under construction | 73.4
2021 | 1 | 61033 | Boswell Wind Project I, LLC | IPP | Boswell Wind I | WY | 61393 | BOSW1 | 80 | Onshore Wind Turbine | WND | WT | (P) Planned for installation, but regulatory approvals not initiated | 80
2021 | 1 | 61034 | Boswell Wind Project II, LLC | IPP | Boswell Wind II | WY | 61394 | BOSW2 | 80 | Onshore Wind Turbine | WND | WT | (P) Planned for installation, but regulatory approvals not initiated | 80
2021 | 1 | 61035 | Boswell Wind Project III, LLC | IPP | Boswell Wind III | WY | 61395 | BOSW3 | 80 | Onshore Wind Turbine | WND | WT | (P) Planned for installation, but regulatory approvals not initiated | 80
2021 | 1 | 61036 | Boswell Wind Project IV, LLC | IPP | Boswell Wind IV | WY | 61396 | BOSW4 | 80 | Onshore Wind Turbine | WND | WT | (P) Planned for installation, but regulatory approvals not initiated | 80
2021 | 1 | 59315 | Bradley Farm LLC | IPP | Bradley Farm (Dudley) | NC | 62593 | PV1 | 5 | Solar Photovoltaic | SUN | PV | (P) Planned for installation, but regulatory approvals not initiated | 5
2021 | 1 | 61978 | Convergent Energy and Power LP | IPP | Orange County Energy Storage 2 | CA | 62497 | OCES2 | 9 | Batteries | MWH | BA | (L) Regulatory approvals pending. Not under construction | 9
2021 | 1 | 61978 | Convergent Energy and Power LP | IPP | Orange County Energy Storage 3 | CA | 62499 | OCES3 | 6 | Batteries | MWH | BA | (L) Regulatory approvals pending. Not under construction | 6
2021 | 1 | 58765 | FGE Texas I LLC | IPP | FGE Texas I | TX | 58931 | CA1 | 249.9 | Natural Gas Fired Combined Cycle | NG | CA | (T) Regulatory approvals received. Not under construction | 265.2
2021 | 1 | 58765 | FGE Texas I LLC | IPP | FGE Texas I | TX | 58931 | GT1 | 226.7 | Natural Gas Fired Combined Cycle | NG | CT | (T) Regulatory approvals received. Not under construction | 238.9
2021 | 1 | 58765 | FGE Texas I LLC | IPP | FGE Texas I | TX | 58931 | GT2 | 226.7 | Natural Gas Fired Combined Cycle | NG | CT | (T) Regulatory approvals received. Not under construction | 238.9
2021 | 1 | 60195 | Groton Station Fuel Cell, LLC | IPP | Naval Sub Base New London Fuel Cell | CT | 61743 | MMH3 | 3.7 | Other Natural Gas | NG | FC | (U) Under construction, less than or equal to 50 percent complete | 3.7
2021 | 1 | 62763 | Hecate Grid, LLC | IPP | Hecate Energy Johanna Facility | CA | 62889 | HEGJF | 15 | Batteries | MWH | BA | (L) Regulatory approvals pending. Not under construction | 15
2021 | 1 | 63082 | ProEnergy Services | IPP | HO Clarke Generating | TX | 63335 | CTG-1 | 45.5 | Natural Gas Fired Combustion Turbine | NG | GT | (T) Regulatory approvals received. Not under construction | 60.5
2021 | 1 | 63082 | ProEnergy Services | IPP | HO Clarke Generating | TX | 63335 | CTG-2 | 45.5 | Natural Gas Fired Combustion Turbine | NG | GT | (T) Regulatory approvals received. Not under construction | 60.5
2021 | 1 | 63082 | ProEnergy Services | IPP | HO Clarke Generating | TX | 63335 | CTG-3 | 45.5 | Natural Gas Fired Combustion Turbine | NG | GT | (T) Regulatory approvals received. Not under construction | 60.5
2021 | 1 | 63082 | ProEnergy Services | IPP | HO Clarke Generating | TX | 63335 | CTG-4 | 45.5 | Natural Gas Fired Combustion Turbine | NG | GT | (T) Regulatory approvals received. Not under construction | 60.5
2021 | 1 | 63082 | ProEnergy Services | IPP | HO Clarke Generating | TX | 63335 | CTG-5 | 45.5 | Natural Gas Fired Combustion Turbine | NG | GT | (T) Regulatory approvals received. Not under construction | 60.5
2021 | 1 | 63082 | ProEnergy Services | IPP | HO Clarke Generating | TX | 63335 | CTG-6 | 45.5 | Natural Gas Fired Combustion Turbine | NG | GT | (T) Regulatory approvals received. Not under construction | 60.5
2021 | 1 | 60897 | Salinas Valley Solid Waste Authority | IPP | Crazy Horse Solar Project | CA | 61285 | PV1 | 2 | Solar Photovoltaic | SUN | PV | (P) Planned for installation, but regulatory approvals not initiated | 2
2021 | 1 | 60131 | South Field Energy, LLC | IPP | South Field Energy | OH | 60356 | SFECC | 1060 | Natural Gas Fired Combined Cycle | NG | CC | (U) Under construction, less than or equal to 50 percent complete | 1105
2021 | 1 | 18454 | Tampa Electric Co | Electric Utility | Mountain View Solar (FL) | FL | 61664 | GEN1 | 52.5 | Solar Photovoltaic | SUN | PV | (P) Planned for installation, but regulatory approvals not initiated | 52.5
2021 | 1 | 19876 | Virginia Electric & Power Co | Electric Utility | Coastal Virginia Offshore Wind (CVOW) | VA | 59693 | OSW1 | 12 | Offshore Wind Turbine | WND | WS | (L) Regulatory approvals pending. Not under construction | 12
2021 | 2 | 3258 | Central Iowa Power Cooperative | Electric Utility | Summit Lake | IA | 1206 | R1 | 18.4 | Natural Gas Internal Combustion Engine | NG | IC | (P) Planned for installation, but regulatory approvals not initiated | 18.8
2021 | 2 | 3258 | Central Iowa Power Cooperative | Electric Utility | Summit Lake | IA | 1206 | R2 | 18.4 | Natural Gas Internal Combustion Engine | NG | IC | (P) Planned for installation, but regulatory approvals not initiated | 18.8
2021 | 2 | 3258 | Central Iowa Power Cooperative | Electric Utility | Summit Lake | IA | 1206 | R3 | 18.4 | Natural Gas Internal Combustion Engine | NG | IC | (P) Planned for installation, but regulatory approvals not initiated | 18.8
2021 | 2 | 59686 | Coronado Power Ventures LLC | IPP | Pinecrest Energy Center | TX | 59923 | CTG-1 | 229 | Natural Gas Fired Combined Cycle | NG | CT | (T) Regulatory approvals received. Not under construction | 232
2021 | 2 | 59686 | Coronado Power Ventures LLC | IPP | Pinecrest Energy Center | TX | 59923 | CTG-2 | 229 | Natural Gas Fired Combined Cycle | NG | CT | (T) Regulatory approvals received. Not under construction | 232
2021 | 2 | 59686 | Coronado Power Ventures LLC | IPP | Pinecrest Energy Center | TX | 59923 | STG | 289 | Natural Gas Fired Combined Cycle | NG | CA | (T) Regulatory approvals received. Not under construction | 289
2021 | 2 | 61060 | Cypress Creek Renewables | IPP | Pine Valley Solar Farm, LLC | NC | 60298 | PV1 | 5 | Solar Photovoltaic | SUN | PV | (L) Regulatory approvals pending. Not under construction | 5
2021 | 3 | 62050 | Castleman Power Development LLC | IPP | Palestine Power Peaking Facility | TX | 62684 | PP-1 | 50 | Natural Gas Fired Combustion Turbine | NG | GT | (P) Planned for installation, but regulatory approvals not initiated | 50
2021 | 3 | 62050 | Castleman Power Development LLC | IPP | Palestine Power Peaking Facility | TX | 62684 | PP-2 | 50 | Natural Gas Fired Combustion Turbine | NG | GT | (P) Planned for installation, but regulatory approvals not initiated | 50
2021 | 3 | 62050 | Castleman Power Development LLC | IPP | Palestine Power Peaking Facility | TX | 62684 | PP-3 | 50 | Natural Gas Fired Combustion Turbine | NG | GT | (P) Planned for installation, but regulatory approvals not initiated | 50
2021 | 3 | 62050 | Castleman Power Development LLC | IPP | Palestine Power Peaking Facility | TX | 62684 | PP-4 | 50 | Natural Gas Fired Combustion Turbine | NG | GT | (P) Planned for installation, but regulatory approvals not initiated | 50
2021 | 3 | 62050 | Castleman Power Development LLC | IPP | Sealy Power Peaking Facility | TX | 62685 | SP-1 | 50 | Natural Gas Fired Combustion Turbine | NG | GT | (P) Planned for installation, but regulatory approvals not initiated | 50
2021 | 3 | 62050 | Castleman Power Development LLC | IPP | Sealy Power Peaking Facility | TX | 62685 | SP-2 | 50 | Natural Gas Fired Combustion Turbine | NG | GT | (P) Planned for installation, but regulatory approvals not initiated | 50
2021 | 3 | 62050 | Castleman Power Development LLC | IPP | Sealy Power Peaking Facility | TX | 62685 | SP-3 | 50 | Natural Gas Fired Combustion Turbine | NG | GT | (P) Planned for installation, but regulatory approvals not initiated | 50
2021 | 3 | 62050 | Castleman Power Development LLC | IPP | Sealy Power Peaking Facility | TX | 62685 | SP-4 | 50 | Natural Gas Fired Combustion Turbine | NG | GT | (P) Planned for installation, but regulatory approvals not initiated | 50
2021 | 3 | 61684 | Diablo Energy Storage, LLC | IPP | Diablo Energy Storage | CA | 62175 | DIBLO | 250 | Batteries | MWH | BA | (P) Planned for installation, but regulatory approvals not initiated | 250
2021 | 3 | 60718 | Energy Resources USA, Inc. | IPP | Tom Bevill Lock and Dam Hydroelectric | AL | 61749 | GEN1 | 4 | Conventional Hydroelectric | WAT | HY | (P) Planned for installation, but regulatory approvals not initiated | 4
2021 | 3 | 60718 | Energy Resources USA, Inc. | IPP | Tom Bevill Lock and Dam Hydroelectric | AL | 61749 | GEN2 | 4 | Conventional Hydroelectric | WAT | HY | (P) Planned for installation, but regulatory approvals not initiated | 4
2021 | 3 | 60718 | Energy Resources USA, Inc. | IPP | Tom Bevill Lock and Dam Hydroelectric | AL | 61749 | GEN3 | 4 | Conventional Hydroelectric | WAT | HY | (P) Planned for installation, but regulatory approvals not initiated | 4
2021 | 3 | 56615 | First Solar Project Development | IPP | Desert Quartzite | CA | 59871 | GEN01 | 450 | Solar Photovoltaic | SUN | PV | (L) Regulatory approvals pending. Not under construction | 580
2021 | 3 | 61130 | Helix Ravenswood, LLC | IPP | Ravenswood | NY | 2500 | RWES1 | 129 | Batteries | MWH | BA | (L) Regulatory approvals pending. Not under construction | 129
2021 | 3 | 61130 | Helix Ravenswood, LLC | IPP | Ravenswood | NY | 2500 | RWES2 | 98 | Batteries | MWH | BA | (L) Regulatory approvals pending. Not under construction | 98
2021 | 3 | 61130 | Helix Ravenswood, LLC | IPP | Ravenswood | NY | 2500 | RWES3 | 89 | Batteries | MWH | BA | (L) Regulatory approvals pending. Not under construction | 89
2021 | 3 | 62912 | Iris Solar LLC | IPP | Iris Solar LLC | LA | 63128 | ISLLC | 50 | Solar Photovoltaic | SUN | PV | (L) Regulatory approvals pending. Not under construction | 50
2021 | 3 | 62646 | Painter Energy Storage, LLC | IPP | Painter Energy Storage | CA | 62729 | PAIN1 | 10 | Batteries | MWH | BA | (P) Planned for installation, but regulatory approvals not initiated | 10
2021 | 3 | 60229 | Quail Holdings, LLC | IPP | Quail Holdings | NC | 60434 | PV1 | 25 | Solar Photovoltaic | SUN | PV | (L) Regulatory approvals pending. Not under construction | 25
2021 | 3 | 16609 | San Diego Gas & Electric Co | Electric Utility | Fallbrook Energy Storage | CA | 61365 | FBES | 40 | Batteries | MWH | BA | (P) Planned for installation, but regulatory approvals not initiated | 40
2021 | 3 | 60387 | Skylar Resources, LP | IPP | Townsite Solar Project | NV | 60654 | GEN02 | 20 | Batteries | MWH | BA | (T) Regulatory approvals received. Not under construction | 20
2021 | 3 | 58846 | Southeast Renewable Fuels, LLC | Industrial | SRF Sorghum to Ethanol Advanced Biorefin | FL | 58997 | G1001 | 12 | Other Waste Biomass | OBS | ST | (U) Under construction, less than or equal to 50 percent complete | 15
2021 | 3 | 59056 | Tri Global Energy, LLC | IPP | Canyon Wind Project, LLC | TX | 60271 | WT1 | 360 | Onshore Wind Turbine | WND | WT | (P) Planned for installation, but regulatory approvals not initiated | 360
2021 | 3 | 19539 | University of Iowa | Commercial | University of Iowa Main Power Plant | IA | 54775 | GEN12 | 5.8 | Natural Gas Steam Turbine | NG | ST | (L) Regulatory approvals pending. Not under construction | 5.8
2021 | 3 | 19539 | University of Iowa | Commercial | University of Iowa Main Power Plant | IA | 54775 | GEN13 | 10 | Natural Gas Steam Turbine | NG | ST | (L) Regulatory approvals pending. Not under construction | 10
2021 | 4 | 63004 | Abundant Solar Power Inc. | IPP | Deiter-STEU | NY | 63226 | 2078 | 2.2 | Solar Photovoltaic | SUN | PV | (P) Planned for installation, but regulatory approvals not initiated | 2.2
2021 | 4 | 63004 | Abundant Solar Power Inc. | IPP | Gibson-STEU | NY | 63227 | 8675 | 11.5 | Solar Photovoltaic | SUN | PV | (P) Planned for installation, but regulatory approvals not initiated | 11.5
2021 | 4 | 63004 | Abundant Solar Power Inc. | IPP | Wheaton-STEU | NY | 63228 | 11410 | 5 | Solar Photovoltaic | SUN | PV | (P) Planned for installation, but regulatory approvals not initiated | 5
2021 | 4 | 58695 | Coronal Development Services | IPP | Casper Solar Center | MD | 61320 | CSPSC | 36.7 | Solar Photovoltaic | SUN | PV | (P) Planned for installation, but regulatory approvals not initiated | 36.7
2021 | 4 | 56615 | First Solar Project Development | IPP | White Wing Solar | AZ | 60572 | GEN01 | 200 | Solar Photovoltaic | SUN | PV | (L) Regulatory approvals pending. Not under construction | 200
2021 | 4 | 6452 | Florida Power & Light Co | Electric Utility | Discovery Solar Center | FL | 63109 | 1 | 74.5 | Solar Photovoltaic | SUN | PV | (L) Regulatory approvals pending. Not under construction | 74.5
2021 | 4 | 6452 | Florida Power & Light Co | Electric Utility | Orange Blossom Solar Center | FL | 62919 | 1 | 74.5 | Solar Photovoltaic | SUN | PV | (L) Regulatory approvals pending. Not under construction | 74.5
2021 | 4 | 6452 | Florida Power & Light Co | Electric Utility | Palm Bay Solar | FL | 62921 | 1 | 74.5 | Solar Photovoltaic | SUN | PV | (L) Regulatory approvals pending. Not under construction | 74.5
2021 | 4 | 6452 | Florida Power & Light Co | Electric Utility | Pelican Solar Center | FL | 62924 | 1 | 74.5 | Solar Photovoltaic | SUN | PV | (L) Regulatory approvals pending. Not under construction | 74.5
2021 | 4 | 6452 | Florida Power & Light Co | Electric Utility | Rodeo Solar Center | FL | 62917 | 1 | 74.5 | Solar Photovoltaic | SUN | PV | (L) Regulatory approvals pending. Not under construction | 74.5
2021 | 4 | 6452 | Florida Power & Light Co | Electric Utility | Sabal Palm Solar Center | FL | 63110 | 1 | 74.5 | Solar Photovoltaic | SUN | PV | (L) Regulatory approvals pending. Not under construction | 74.5
2021 | 4 | 55983 | Luminant Generation Company LLC | IPP | Emerald Grove | TX | 63233 | UNIT1 | 108 | Solar Photovoltaic | SUN | PV | (L) Regulatory approvals pending. Not under construction | 108
2021 | 4 | 55983 | Luminant Generation Company LLC | IPP | Hallmark | TX | 63234 | UNIT1 | 42 | Solar Photovoltaic | SUN | PV | (L) Regulatory approvals pending. Not under construction | 42
2021 | 4 | 59434 | Mattawoman Energy, LLC | IPP | Mattawoman Energy Center | MD | 59662 | CGT11 | 286 | Natural Gas Fired Combined Cycle | NG | CC | (P) Planned for installation, but regulatory approvals not initiated | 286
2021 | 4 | 59434 | Mattawoman Energy, LLC | IPP | Mattawoman Energy Center | MD | 59662 | CGT12 | 286 | Natural Gas Fired Combined Cycle | NG | CC | (P) Planned for installation, but regulatory approvals not initiated | 286
2021 | 4 | 59434 | Mattawoman Energy, LLC | IPP | Mattawoman Energy Center | MD | 59662 | STG11 | 436 | Natural Gas Fired Combined Cycle | NG | CC | (P) Planned for installation, but regulatory approvals not initiated | 436
2021 | 4 | 60952 | Mt. Jackson Solar LLC | IPP | Mt. Jackson Solar | VA | 61318 | SOLAR | 15.7 | Solar Photovoltaic | SUN | PV | (P) Planned for installation, but regulatory approvals not initiated | 15.7
2021 | 4 | 14232 | Otter Tail Power Co | Electric Utility | Astoria Station | SD | 61144 | 1 | 260 | Natural Gas Fired Combustion Turbine | NG | GT | (P) Planned for installation, but regulatory approvals not initiated | 260
2021 | 4 | 62152 | Skipjack Solar Center, LLC | IPP | Skipjack Solar Center | VA | 62675 | SKIPJ | 175 | Solar Photovoltaic | SUN | PV | (P) Planned for installation, but regulatory approvals not initiated | 175
2021 | 4 | 56789 | TBE Montgomery LLC | IPP | TBE-Montgomery LLC | NY | 57472 | CTG | 11.6 | Other Waste Biomass | OBG | CT | (U) Under construction, less than or equal to 50 percent complete | 12
2021 | 4 | 56789 | TBE Montgomery LLC | IPP | TBE-Montgomery LLC | NY | 57472 | STG | 7.4 | Other Waste Biomass | OBG | CA | (U) Under construction, less than or equal to 50 percent complete | 9
2021 | 5 | 63012 | 2W Permian Solar, LLC | IPP | 2W Permian Solar Project | TX | 63255 | 2WPBA | 40 | Batteries | MWH | BA | (T) Regulatory approvals received. Not under construction | 40
2021 | 5 | 63012 | 2W Permian Solar, LLC | IPP | 2W Permian Solar Project | TX | 63255 | 2WPSO | 420 | Solar Photovoltaic | SUN | PV | (T) Regulatory approvals received. Not under construction | 420
2021 | 5 | 62794 | AP Solar 2, LLC | IPP | Fighting Jays Solar Project | TX | 62945 | FJSOL | 350 | Solar Photovoltaic | SUN | PV | (L) Regulatory approvals pending. Not under construction | 350
2021 | 5 | 62049 | Aquamarine Westside LLC | IPP | Aquamarine | CA | 62547 | AQUAM | 250 | Solar Photovoltaic | SUN | PV | (L) Regulatory approvals pending. Not under construction | 250
2021 | 5 | 14605 | City of Peabody - (MA) | Electric Utility | Waters River | MA | 1678 | 3 | 55 | Natural Gas Fired Combustion Turbine | NG | GT | (P) Planned for installation, but regulatory approvals not initiated | 60
2021 | 5 | 62898 | Dflex Power, LLC | IPP | John Paul Jones | TX | 63095 | JPJDX | 18.7 | Natural Gas Internal Combustion Engine | NG | IC | (P) Planned for installation, but regulatory approvals not initiated | 18.7
2021 | 5 | 62807 | Hawtree Creek Farm Solar, LLC | IPP | Hawtree Solar | NC | 62951 | HAWT1 | 65 | Solar Photovoltaic | SUN | PV | (T) Regulatory approvals received. Not under construction | 65
2021 | 5 | 62064 | Hill Top Energy Center, LLC | IPP | Hill Top Energy Center, LLC | PA | 62565 | GEN1 | 619.1 | Natural Gas Fired Combined Cycle | NG | CC | (T) Regulatory approvals received. Not under construction | 664.7
2021 | 5 | 55983 | Luminant Generation Company LLC | IPP | Alira | TX | 63193 | UNIT1 | 222.8 | Solar Photovoltaic | SUN | PV | (L) Regulatory approvals pending. Not under construction | 222.8
2021 | 5 | 59677 | Middlesex Energy Center LLC | IPP | Middlesex Energy Center LLC | NJ | 59909 | CT001 | 570 | Natural Gas Fired Combined Cycle | NG | CC | (P) Planned for installation, but regulatory approvals not initiated | 570
2021 | 6 | 63118 | 224WB 8me LLC | IPP | Galloway 2 Solar Farm | TX | 63343 | GS2SF | 110 | Solar Photovoltaic | SUN | PV | (P) Planned for installation, but regulatory approvals not initiated | 110
2021 | 6 | 61523 | 225DD 8me LLC | IPP | Galloway 1 Solar Farm | TX | 61920 | GSM01 | 250 | Solar Photovoltaic | SUN | PV | (T) Regulatory approvals received. Not under construction | 250
2021 | 6 | 61525 | 231RC 8me LLC | IPP | Norton Solar Farm | TX | 61967 | NSM01 | 125 | Solar Photovoltaic | SUN | PV | (P) Planned for installation, but regulatory approvals not initiated | 125
2021 | 6 | 60667 | Aksamit Energy Development | IPP | Monument Road | NE | 61033 | MR001 | 66 | Onshore Wind Turbine | WND | WT | (L) Regulatory approvals pending. Not under construction | 66
2021 | 6 | 61825 | Antelope Expansion 1B, LLC | IPP | Antelope Expansion 1B | CA | 62320 | ANE1B | 17 | Solar Photovoltaic | SUN | PV | (P) Planned for installation, but regulatory approvals not initiated | 17
2021 | 6 | 60395 | California Ethanol Power, LLC | Industrial | CE&P Imperial Valley 1 | CA | 60670 | 1 | 50 | All Other | OTH | CC | (T) Regulatory approvals received. Not under construction | 50
2021 | 6 | 62797 | Canisteo Wind Farm | IPP | Canisteo Wind Farm | NY | 62947 | GEN1 | 290.7 | Onshore Wind Turbine | WND | WT | (U) Under construction, less than or equal to 50 percent complete | 290.7
2021 | 6 | 60270 | Clark Canyon Hydro, LLC | IPP | Clark Canyon Hydro-Electric Facility | MT | 60483 | FRNS1 | 2.4 | Conventional Hydroelectric | WAT | HY | (P) Planned for installation, but regulatory approvals not initiated | 2.4
2021 | 6 | 60270 | Clark Canyon Hydro, LLC | IPP | Clark Canyon Hydro-Electric Facility | MT | 60483 | FRNS2 | 2.4 | Conventional Hydroelectric | WAT | HY | (P) Planned for installation, but regulatory approvals not initiated | 2.4
2021 | 6 | 62746 | Don Lee BESS 1 LLC | IPP | Don Lee BESS 1 LLC | CA | 62872 | DONL1 | 6.5 | Batteries | MWH | BA | (T) Regulatory approvals received. Not under construction | 6.5
2021 | 6 | 59964 | ESC Brooke County Power I | IPP | ESC Brooke County Power I | WV | 60202 | BCCA1 | 261.2 | Natural Gas Fired Combined Cycle | NG | CA | (P) Planned for installation, but regulatory approvals not initiated | 280.5
2021 | 6 | 59964 | ESC Brooke County Power I | IPP | ESC Brooke County Power I | WV | 60202 | BCCT1 | 252.3 | Natural Gas Fired Combined Cycle | NG | CT | (P) Planned for installation, but regulatory approvals not initiated | 280.5
2021 | 6 | 59964 | ESC Brooke County Power I | IPP | ESC Brooke County Power I | WV | 60202 | BCCT2 | 252.3 | Natural Gas Fired Combined Cycle | NG | CT | (P) Planned for installation, but regulatory approvals not initiated | 280.5
2021 | 6 | 59966 | ESC Harrison County Power | IPP | ESC Harrison County Power | WV | 60206 | HCCA1 | 205.4 | Natural Gas Fired Combined Cycle | NG | CA | (P) Planned for installation, but regulatory approvals not initiated | 207.4
2021 | 6 | 59966 | ESC Harrison County Power | IPP | ESC Harrison County Power | WV | 60206 | HCCT1 | 319.1 | Natural Gas Fired Combined Cycle | NG | CT | (P) Planned for installation, but regulatory approvals not initiated | 371.5
2021 | 6 | 59965 | ESC Tioga County Power | IPP | ESC Tioga County Power | PA | 60205 | TCCA1 | 302 | Natural Gas Fired Combined Cycle | NG | CA | (P) Planned for installation, but regulatory approvals not initiated | 331.5
2021 | 6 | 59965 | ESC Tioga County Power | IPP | ESC Tioga County Power | PA | 60205 | TCCT1 | 253.1 | Natural Gas Fired Combined Cycle | NG | CT | (P) Planned for installation, but regulatory approvals not initiated | 280.5
2021 | 6 | 59965 | ESC Tioga County Power | IPP | ESC Tioga County Power | PA | 60205 | TCCT2 | 253.1 | Natural Gas Fired Combined Cycle | NG | CT | (P) Planned for installation, but regulatory approvals not initiated | 280.5
2021 | 6 | 58597 | Enivromission, Inc | IPP | La Paz Solar Tower | AZ | 58652 | 1 | 200 | Solar Thermal without Energy Storage | SUN | OT | (P) Planned for installation, but regulatory approvals not initiated | 200
2021 | 6 | 55937 | Entergy Texas Inc. | Electric Utility | Montgomery County | TX | 60925 | 1A | 250 | Natural Gas Fired Combined Cycle | NG | CT | (L) Regulatory approvals pending. Not under construction | 250
2021 | 6 | 55937 | Entergy Texas Inc. | Electric Utility | Montgomery County | TX | 60925 | 1B | 250 | Natural Gas Fired Combined Cycle | NG | CT | (L) Regulatory approvals pending. Not under construction | 250
2021 | 6 | 55937 | Entergy Texas Inc. | Electric Utility | Montgomery County | TX | 60925 | 1C | 500 | Natural Gas Fired Combined Cycle | NG | CA | (L) Regulatory approvals pending. Not under construction | 500
2021 | 6 | 60688 | FGE Goodnight, LLC | IPP | Goodnight | TX | 59246 | GOOD1 | 500 | Onshore Wind Turbine | WND | WT | (U) Under construction, less than or equal to 50 percent complete | 500
2021 | 6 | 56615 | First Solar Project Development | IPP | Muscle Shoals | AL | 62462 | GEN01 | 227 | Solar Photovoltaic | SUN | PV | (L) Regulatory approvals pending. Not under construction | 227
2021 | 6 | 56615 | First Solar Project Development | IPP | Portal Ridge Solar A, LLC | CA | 60309 | GEN01 | 18.5 | Solar Photovoltaic | SUN | PV | (L) Regulatory approvals pending. Not under construction | 18.5
2021 | 6 | 58880 | Gallegos Wind Farm LLC | IPP | Gallegos Wind Farm, Phase 1 | NM | 59047 | GEN 1 | 180 | Onshore Wind Turbine | WND | WT | (U) Under construction, less than or equal to 50 percent complete | 180
2021 | 6 | 60050 | Halyard Energy Henderson, LLC | IPP | Halyard Henderson Energy Center | TX | 60268 | TBN1 | 210 | Natural Gas Fired Combustion Turbine | NG | GT | (P) Planned for installation, but regulatory approvals not initiated | 232
2021 | 6 | 60050 | Halyard Energy Henderson, LLC | IPP | Halyard Henderson Energy Center | TX | 60268 | TBN2 | 210 | Natural Gas Fired Combustion Turbine | NG | GT | (T) Regulatory approvals received. Not under construction | 232
2021 | 6 | 60002 | Halyard Energy Wharton, LLC | IPP | Halyard Wharton Energy Center | TX | 60221 | TBN1 | 162 | Natural Gas Fired Combustion Turbine | NG | GT | (P) Planned for installation, but regulatory approvals not initiated | 177
2021 | 6 | 60002 | Halyard Energy Wharton, LLC | IPP | Halyard Wharton Energy Center | TX | 60221 | TBN2 | 162 | Natural Gas Fired Combustion Turbine | NG | GT | (P) Planned for installation, but regulatory approvals not initiated | 177
2021 | 6 | 63092 | IP Titan, LLC | IPP | Titan Solar Project | TX | 63320 | IPTTN | 260 | Solar Photovoltaic | SUN | PV | (T) Regulatory approvals received. Not under construction | 260
2021 | 6 | 56155 | Lansing Board of Water and Light | Electric Utility | Delta Energy Park | MI | 63259 | DEPC2 | 48.3 | Natural Gas Fired Combined Cycle | NG | CT | (U) Under construction, less than or equal to 50 percent complete | 58
2021 | 6 | 56155 | Lansing Board of Water and Light | Electric Utility | Delta Energy Park | MI | 63259 | DEPC3 | 48.3 | Natural Gas Fired Combined Cycle | NG | CT | (U) Under construction, less than or equal to 50 percent complete | 58
2021 | 6 | 56155 | Lansing Board of Water and Light | Electric Utility | Delta Energy Park | MI | 63259 | DEPS1 | 46.3 | Natural Gas Fired Combustion Turbine | NG | GT | (U) Under construction, less than or equal to 50 percent complete | 58
2021 | 6 | 56155 | Lansing Board of Water and Light | Electric Utility | Delta Energy Park | MI | 63259 | DEPST | 81 | Natural Gas Fired Combined Cycle | NG | CA | (U) Under construction, less than or equal to 50 percent complete | 89.2
2021 | 6 | 13402 | Nevada Irrigation District | IPP | Loma Rica Hydroelectric Powerhouse | CA | 60988 | HY1 | 1.4 | Conventional Hydroelectric | WAT | HY | (P) Planned for installation, but regulatory approvals not initiated | 1.4
2021 | 6 | 61946 | Prairie State Solar, LLC | IPP | Prairie State Solar Project | IL | 62420 | PSS01 | 99 | Solar Photovoltaic | SUN | PV | (P) Planned for installation, but regulatory approvals not initiated | 99
2021 | 6 | 60982 | RE Maplewood LLC | IPP | RE Maplewood | TX | 61346 | PV2 | 250 | Solar Photovoltaic | SUN | PV | (P) Planned for installation, but regulatory approvals not initiated | 250
2021 | 6 | 57109 | St Joseph Energy Center LLC | IPP | St Joseph Energy Center | IN | 57794 | CT3 | 237 | Natural Gas Fired Combined Cycle | NG | CT | (T) Regulatory approvals received. Not under construction | 238
2021 | 6 | 57109 | St Joseph Energy Center LLC | IPP | St Joseph Energy Center | IN | 57794 | CT4 | 237 | Natural Gas Fired Combined Cycle | NG | CT | (T) Regulatory approvals received. Not under construction | 238
2021 | 6 | 57109 | St Joseph Energy Center LLC | IPP | St Joseph Energy Center | IN | 57794 | ST2 | 232 | Natural Gas Fired Combined Cycle | NG | CA | (T) Regulatory approvals received. Not under construction | 260
2021 | 6 | 62918 | TPE Hopkins Solar Holdings1 LLC | IPP | Hopkins Hill CSG | RI | 63136 | HH1 | 4.8 | Solar Photovoltaic | SUN | PV | (U) Under construction, less than or equal to 50 percent complete | 4.8
2021 | 6 | 62918 | TPE Hopkins Solar Holdings1 LLC | IPP | Hopkins Hill CSG | RI | 63136 | HH2 | 4.7 | Solar Photovoltaic | SUN | PV | (U) Under construction, less than or equal to 50 percent complete | 4.7
2021 | 6 | 18454 | Tampa Electric Co | Electric Utility | Big Bend | FL | 645 | GT5 | 360 | Natural Gas Fired Combustion Turbine | NG | GT | (P) Planned for installation, but regulatory approvals not initiated | 392
2021 | 6 | 18454 | Tampa Electric Co | Electric Utility | Big Bend | FL | 645 | GT6 | 360 | Natural Gas Fired Combustion Turbine | NG | GT | (P) Planned for installation, but regulatory approvals not initiated | 392
2021 | 6 | 19564 | University of Notre Dame | Commercial | Notre Dame Hydro | IN | 62918 | HYD1 | 2.5 | Conventional Hydroelectric | WAT | HY | (T) Regulatory approvals received. Not under construction | 2.5
2021 | 7 | 59686 | Coronado Power Ventures LLC | IPP | La Paloma Energy Center | TX | 59924 | CTG-1 | 211.5 | Natural Gas Fired Combined Cycle | NG | CT | (T) Regulatory approvals received. Not under construction | 230
2021 | 7 | 59686 | Coronado Power Ventures LLC | IPP | La Paloma Energy Center | TX | 59924 | CTG-2 | 211.5 | Natural Gas Fired Combined Cycle | NG | CT | (T) Regulatory approvals received. Not under construction | 230
2021 | 7 | 59686 | Coronado Power Ventures LLC | IPP | La Paloma Energy Center | TX | 59924 | STG-1 | 300 | Natural Gas Fired Combined Cycle | NG | CA | (T) Regulatory approvals received. Not under construction | 311
2021 | 7 | 58766 | FGE Texas II LLC | IPP | FGE Texas II | TX | 58930 | CA1 | 249.9 | Natural Gas Fired Combined Cycle | NG | CA | (T) Regulatory approvals received. Not under construction | 265.2
2021 | 7 | 58766 | FGE Texas II LLC | IPP | FGE Texas II | TX | 58930 | GT1 | 226.7 | Natural Gas Fired Combined Cycle | NG | CT | (T) Regulatory approvals received. Not under construction | 238.9
2021 | 7 | 58766 | FGE Texas II LLC | IPP | FGE Texas II | TX | 58930 | GT2 | 226.7 | Natural Gas Fired Combined Cycle | NG | CT | (T) Regulatory approvals received. Not under construction | 238.9
2021 | 7 | 61593 | Pleinmont Solar 2 LLC | IPP | Pleinmont Solar 2 | VA | 62013 | PLNM2 | 240 | Solar Photovoltaic | SUN | PV | (P) Planned for installation, but regulatory approvals not initiated | 240
2021 | 7 | 59056 | Tri Global Energy, LLC | IPP | Easter | TX | 59971 | ESTR1 | 300 | Onshore Wind Turbine | WND | WT | (P) Planned for installation, but regulatory approvals not initiated | 300
2021 | 8 | 56615 | First Solar Project Development | IPP | Willow Spring Solar 3, LLC | CA | 60325 | GEN01 | 75 | Solar Photovoltaic | SUN | PV | (L) Regulatory approvals pending. Not under construction | 75
2021 | 8 | 63100 | IP Juno, LLC | IPP | Juno Solar Project | TX | 63328 | IPJNO | 300 | Solar Photovoltaic | SUN | PV | (T) Regulatory approvals received. Not under construction | 300
2021 | 8 | 62936 | TREX US Red Holly LLC | IPP | TREX US Red Holly | TX | 63202 | 701-S | 50 | Batteries | MWH | BA | (L) Regulatory approvals pending. Not under construction | 50
2021 | 9 | 61818 | CC Polymers LLC | Industrial | M&G Resins USA | TX | 60642 | 1 | 11.7 | All Other | WH | OT | (P) Planned for installation, but regulatory approvals not initiated | 14.3
2021 | 9 | 61818 | CC Polymers LLC | Industrial | M&G Resins USA | TX | 60642 | 2 | 11.7 | All Other | WH | OT | (P) Planned for installation, but regulatory approvals not initiated | 14.3
2021 | 9 | 63109 | Hales Mills Solar, LLC | IPP | Hales Mills Solar, LLC | NY | 63339 | 6609 | 3.6 | Solar Photovoltaic | SUN | PV | (T) Regulatory approvals received. Not under construction | 5
2021 | 9 | 63101 | IP Aragorn, LLC | IPP | Aragorn Solar Project | TX | 63329 | IPAGN | 180 | Solar Photovoltaic | SUN | PV | (T) Regulatory approvals received. Not under construction | 180
2021 | 9 | 59489 | Perennial-Wind Chaser LLC | IPP | Perennial Wind Chaser Station | OR | 59721 | GT1 | 98.7 | Natural Gas Fired Combustion Turbine | NG | GT | (T) Regulatory approvals received. Not under construction | 106
2021 | 9 | 59489 | Perennial-Wind Chaser LLC | IPP | Perennial Wind Chaser Station | OR | 59721 | GT2 | 98.7 | Natural Gas Fired Combustion Turbine | NG | GT | (T) Regulatory approvals received. Not under construction | 106
2021 | 9 | 59489 | Perennial-Wind Chaser LLC | IPP | Perennial Wind Chaser Station | OR | 59721 | GT3 | 98.7 | Natural Gas Fired Combustion Turbine | NG | GT | (T) Regulatory approvals received. Not under construction | 106
2021 | 9 | 59489 | Perennial-Wind Chaser LLC | IPP | Perennial Wind Chaser Station | OR | 59721 | GT4 | 98.7 | Natural Gas Fired Combustion Turbine | NG | GT | (T) Regulatory approvals received. Not under construction | 106
2021 | 9 | 62724 | Seventus LLC | IPP | Jawbone Wind Project | MT | 58175 | JWPI | 80 | Onshore Wind Turbine | WND | WT | (U) Under construction, less than or equal to 50 percent complete | 80
2021 | 9 | 62700 | SunEast Clay Solar LLC | IPP | SunEast Clay Solar Project | NY | 62819 | Q669 | 20 | Solar Photovoltaic | SUN | PV | (P) Planned for installation, but regulatory approvals not initiated | 50
2021 | 10 | 62659 | BMP Wind LLC | IPP | BMP Wind (TX) | TX | 62809 | BMP | 293.6 | Onshore Wind Turbine | WND | WT | (P) Planned for installation, but regulatory approvals not initiated | 293.3
2021 | 10 | 62709 | Bakerstand Solar LLC | IPP | Bakerstand Solar (NY) | NY | 62811 | BKSTD | 20 | Solar Photovoltaic | SUN | PV | (P) Planned for installation, but regulatory approvals not initiated | 20
2021 | 10 | 62050 | Castleman Power Development LLC | IPP | SJRR Power LLC | TX | 62548 | SJ-3 | 43 | Natural Gas Fired Combustion Turbine | NG | GT | (P) Planned for installation, but regulatory approvals not initiated | 50
2021 | 10 | 62050 | Castleman Power Development LLC | IPP | SJRR Power LLC | TX | 62548 | SJ-4 | 43 | Natural Gas Fired Combustion Turbine | NG | GT | (P) Planned for installation, but regulatory approvals not initiated | 50
2021 | 10 | 62886 | Clover Creek Solar, LLC | IPP | Clover Creek Solar | UT | 63061 | CLVR | 80 | Solar Photovoltaic | SUN | PV | (P) Planned for installation, but regulatory approvals not initiated | 80
2021 | 10 | 58901 | Hydro Green Energy | IPP | Braddock Lock and Dam | PA | 59091 | GEN1 | 5.3 | Conventional Hydroelectric | WAT | HY | (L) Regulatory approvals pending. Not under construction | 5.3
2021 | 10 | 60569 | Lincoln Land Wind, LLC | IPP | Lincoln Land Wind | IL | 58925 | SAN1 | 30 | Onshore Wind Turbine | WND | WT | (P) Planned for installation, but regulatory approvals not initiated | 30
2021 | 10 | 60720 | Martinsdale Wind Farm LLC | IPP | Martinsdale Wind Farm | MT | 61108 | MTD | 80 | Onshore Wind Turbine | WND | WT | (P) Planned for installation, but regulatory approvals not initiated | 80
2021 | 10 | 59056 | Tri Global Energy, LLC | IPP | Water Valley Wind Energy | TX | 62846 | WWE1 | 150 | Onshore Wind Turbine | WND | WT | (P) Planned for installation, but regulatory approvals not initiated | 150
2021 | 11 | 62734 | Blue Marmot IX LLC | IPP | Blue Marmot IX | OR | 62867 | DVRO | 9.8 | Solar Photovoltaic | SUN | PV | (T) Regulatory approvals received. Not under construction | 10
2021 | 11 | 62735 | Blue Marmot V LLC | IPP | Blue Marmot V | OR | 62866 | DNZE | 9.8 | Solar Photovoltaic | SUN | PV | (T) Regulatory approvals received. Not under construction | 10
2021 | 11 | 62736 | Blue Marmot VI LLC | IPP | Blue Marmot VI | OR | 62865 | DNZW | 9.8 | Solar Photovoltaic | SUN | PV | (T) Regulatory approvals received. Not under construction | 10
2021 | 11 | 62737 | Blue Marmot VII LLC | IPP | Blue Marmot VII | OR | 62864 | RSHEI | 9.8 | Solar Photovoltaic | SUN | PV | (T) Regulatory approvals received. Not under construction | 10
2021 | 11 | 62738 | Blue Marmot VIII LLC | IPP | Blue Marmot VIII | OR | 62863 | PRMLE | 9.8 | Solar Photovoltaic | SUN | PV | (T) Regulatory approvals received. Not under construction | 10
2021 | 11 | 6452 | Florida Power & Light Co | Electric Utility | Manatee Solar Energy Center | FL | 60014 | BMS | 409 | Batteries | MWH | BA | (P) Planned for installation, but regulatory approvals not initiated | 409
2021 | 11 | 7140 | Georgia Power Co | Electric Utility | Vogtle | GA | 649 | 3 | 1100 | Nuclear | NUC | ST | (U) Under construction, less than or equal to 50 percent complete | 1100
2021 | 11 | 61797 | Hecate Energy LLC | IPP | Hecate Energy Columbia County Solar | NY | 62273 | HECC1 | 60 | Solar Photovoltaic | SUN | PV | (P) Planned for installation, but regulatory approvals not initiated | 60
2021 | 11 | 61762 | Long Ridge Energy Generation LLC | IPP | Hannibal Port Power Project | OH | 61322 | HPPP1 | 485 | Natural Gas Fired Combined Cycle | NG | CC | (P) Planned for installation, but regulatory approvals not initiated | 485
2021 | 12 | 61477 | 325MK 8me LLC | IPP | Eagle Shadow Mountain Solar Farm | NV | 61852 | ESMSF | 300 | Solar Photovoltaic | SUN | PV | (P) Planned for installation, but regulatory approvals not initiated | 300
2021 | 12 | 60796 | 91MC 8me LLC | IPP | Peak Valley Solar Farm | CA | 61167 | 91MC8 | 200 | Solar Photovoltaic | SUN | PV | (P) Planned for installation, but regulatory approvals not initiated | 200
2021 | 12 | 61783 | Alabama Ledge Wind Farm LLC | IPP | Alabama Ledge Wind Farm LLC | NY | 62261 | GEN1 | 79.8 | Onshore Wind Turbine | WND | WT | (P) Planned for installation, but regulatory approvals not initiated | 79.8
2021 | 12 | 59192 | Amity Energy, LLC | IPP | Amity Energy LLC | PA | 59418 | 1 | 6.8 | Natural Gas Internal Combustion Engine | NG | IC | (L) Regulatory approvals pending. Not under construction | 7
2021 | 12 | 59192 | Amity Energy, LLC | IPP | Amity Energy LLC | PA | 59418 | 2 | 6.8 | Natural Gas Internal Combustion Engine | NG | IC | (L) Regulatory approvals pending. Not under construction | 7
2021 | 12 | 59192 | Amity Energy, LLC | IPP | Amity Energy LLC | PA | 59418 | 3 | 6.8 | Natural Gas Internal Combustion Engine | NG | IC | (L) Regulatory approvals pending. Not under construction | 7
2021 | 12 | 60927 | Anchor Energy LLC | IPP | Anchor Energy | PA | 61304 | GEN1 | 4.2 | Natural Gas Internal Combustion Engine | NG | IC | (P) Planned for installation, but regulatory approvals not initiated | 4.4
2021 | 12 | 60927 | Anchor Energy LLC | IPP | Anchor Energy | PA | 61304 | GEN2 | 4.2 | Natural Gas Internal Combustion Engine | NG | IC | (P) Planned for installation, but regulatory approvals not initiated | 4.4
2021 | 12 | 60927 | Anchor Energy LLC | IPP | Anchor Energy | PA | 61304 | GEN3 | 4.2 | Natural Gas Internal Combustion Engine | NG | IC | (P) Planned for installation, but regulatory approvals not initiated | 4.4
2021 | 12 | 60927 | Anchor Energy LLC | IPP | Anchor Energy | PA | 61304 | GEN4 | 4.2 | Natural Gas Internal Combustion Engine | NG | IC | (P) Planned for installation, but regulatory approvals not initiated | 4.4
2021 | 12 | 60927 | Anchor Energy LLC | IPP | Anchor Energy | PA | 61304 | GEN5 | 4.2 | Natural Gas Internal Combustion Engine | NG | IC | (P) Planned for installation, but regulatory approvals not initiated | 4.4
2021 | 12 | 803 | Arizona Public Service Co | Electric Utility | Cotton Center Solar Hybrid | AZ | 57561 | CC17M | 17 | Batteries | MWH | BA | (P) Planned for installation, but regulatory approvals not initiated | 17
2021 | 12 | 803 | Arizona Public Service Co | Electric Utility | Desert Star Hybrid | AZ | 62965 | DS10M | 10 | Batteries | MWH | BA | (P) Planned for installation, but regulatory approvals not initiated | 10
2021 | 12 | 803 | Arizona Public Service Co | Electric Utility | El Sol BESS | AZ | 62964 | EL50M | 50 | Batteries | MWH | BA | (P) Planned for installation, but regulatory approvals not initiated | 50
2021 | 12 | 803 | Arizona Public Service Co | Electric Utility | Foothills Solar Plant Hybrid | AZ | 57997 | FH38M | 38 | Batteries | MWH | BA | (P) Planned for installation, but regulatory approvals not initiated | 38
2021 | 12 | 803 | Arizona Public Service Co | Electric Utility | Gila Bend Hybrid | AZ | 59020 | GB36M | 36 | Batteries | MWH | BA | (P) Planned for installation, but regulatory approvals not initiated | 36
2021 | 12 | 803 | Arizona Public Service Co | Electric Utility | Hyder II | AZ | 58383 | H214M | 14 | Batteries | MWH | BA | (P) Planned for installation, but regulatory approvals not initiated | 14
2021 | 12 | 803 | Arizona Public Service Co | Electric Utility | Hyder Solar | AZ | 57563 | H116M | 16 | Batteries | MWH | BA | (P) Planned for installation, but regulatory approvals not initiated | 16
2021 | 12 | 803 | Arizona Public Service Co | Electric Utility | Paloma Solar Hybrid | AZ | 57562 | PA17M | 17 | Batteries | MWH | BA | (P) Planned for installation, but regulatory approvals not initiated | 17
2021 | 12 | 15399 | Avangrid Renewables LLC | IPP | Lund Hill | WA | 61045 | WT1 | 60 | Onshore Wind Turbine | WND | WT | (U) Under construction, less than or equal to 50 percent complete | 60
2021 | 12 | 15399 | Avangrid Renewables LLC | IPP | Midland Wind | IL | 63003 | 1 | 101.1 | Onshore Wind Turbine | WND | WT | (L) Regulatory approvals pending. Not under construction | 101.1
2021 | 12 | 59613 | BayWa r.e. Solar Projects LLC | IPP | Bluebird Solar LLC | KY | 62797 | BBIRD | 80 | Solar Photovoltaic | SUN | PV | (P) Planned for installation, but regulatory approvals not initiated | 80
2021 | 12 | 62708 | Black Bear Wind LLC | IPP | Black Bear Wind (MT) | MT | 62808 | BBW | 80 | Onshore Wind Turbine | WND | WT | (P) Planned for installation, but regulatory approvals not initiated | 80
2021 | 12 | 62713 | Buenos Aires Windpower LLC | IPP | Buenos Aires Phase 1 | TX | 62803 | BAW1 | 200 | Onshore Wind Turbine | WND | WT | (L) Regulatory approvals pending. Not under construction | 200
2021 | 12 | 56606 | Calpine New Jersey Generation LLC | IPP | Deepwater | NJ | 2384 | CT1 | 235 | Natural Gas Fired Combustion Turbine | NG | GT | (L) Regulatory approvals pending. Not under construction | 242
2021 | 12 | 56606 | Calpine New Jersey Generation LLC | IPP | Deepwater | NJ | 2384 | ST1 | 198.5 | Natural Gas Steam Turbine | NG | ST | (L) Regulatory approvals pending. Not under construction | 214
2021 | 12 | 18445 | City of Tallahassee - (FL) | Electric Utility | Arvah B Hopkins | FL | 688 | IC5 | 18.5 | Natural Gas Internal Combustion Engine | NG | IC | (P) Planned for installation, but regulatory approvals not initiated | 18.8
2021 | 12 | 61060 | Cypress Creek Renewables | IPP | Battle Mountain Solar Project | NV | 61098 | BMSP | 101 | Solar Photovoltaic | SUN | PV | (L) Regulatory approvals pending. Not under construction | 101
2021 | 12 | 62911 | Drew Solar LLC | IPP | Drew Solar LLC | CA | 63127 | DS | 100 | Solar Photovoltaic | SUN | PV | (L) Regulatory approvals pending. Not under construction | 100
2021 | 12 | 54802 | Dynegy -Moss Landing LLC | IPP | Dynegy Moss Landing Power Plant | CA | 260 | BAT1 | 300 | Batteries | MWH | BA | (L) Regulatory approvals pending. Not under construction | 300
2021 | 12 | 61785 | EDP Renewables North America LLC | IPP | Saddle Mountain East Wind Farm | WA | 62263 | GEN1 | 126 | Onshore Wind Turbine | WND | WT | (P) Planned for installation, but regulatory approvals not initiated | 126
2021 | 12 | 59380 | Enel Green Power NA, Inc. | IPP | Pomerado Energy Storage, LLC | CA | 61390 | PMRDO | 6 | Batteries | MWH | BA | (P) Planned for installation, but regulatory approvals not initiated | 6
2021 | 12 | 62130 | Foundation CA Fund X Manager LLC | IPP | Foundation Dole Fresh Vegetables | CA | 62654 | WTG1 | 2.8 | Onshore Wind Turbine | WND | WT | (U) Under construction, less than or equal to 50 percent complete | 2.8
2021 | 12 | 62130 | Foundation CA Fund X Manager LLC | IPP | Foundation Dole Fresh Vegetables | CA | 62654 | WTG2 | 2.8 | Onshore Wind Turbine | WND | WT | (U) Under construction, less than or equal to 50 percent complete | 2.8
2021 | 12 | 62759 | Geronimo Energy | IPP | Elk Creek Solar | MN | 63250 | ELKCR | 80 | Solar Photovoltaic | SUN | PV | (T) Regulatory approvals received. Not under construction | 80
2021 | 12 | 62759 | Geronimo Energy | IPP | Prairie Wolf Solar LLC | IL | 62893 | PWOLF | 200 | Solar Photovoltaic | SUN | PV | (L) Regulatory approvals pending. Not under construction | 200
2021 | 12 | 62704 | Grizzly Wind LLC | IPP | Grizzly Wind LLC | MT | 62802 | GW | 80 | Onshore Wind Turbine | WND | WT | (P) Planned for installation, but regulatory approvals not initiated | 80
2021 | 12 | 62153 | Hecate Energy Highland LLC | IPP | Hecate Energy Highland LLC | OH | 62670 | HIGHL | 300 | Solar Photovoltaic | SUN | PV | (T) Regulatory approvals received. Not under construction | 300
2021 | 12 | 62765 | High Bridge Wind, LLC | IPP | High Bridge Wind Project | NY | 62894 | WT | 100 | Onshore Wind Turbine | WND | WT | (P) Planned for installation, but regulatory approvals not initiated | 100
2021 | 12 | 62983 | IP Athos, LLC | IPP | Athos Solar Project | CA | 63300 | IPAT1 | 250 | Solar Photovoltaic | SUN | PV | (T) Regulatory approvals received. Not under construction | 250
2021 | 12 | 61853 | Innogy Renewables US LLC | IPP | Buckeye Wind Farm | OH | 58776 | 1 | 99 | Onshore Wind Turbine | WND | WT | (L) Regulatory approvals pending. Not under construction | 99
2021 | 12 | 49893 | Invenergy Services LLC | IPP | Alle-Catt Wind Energy LLC | NY | 62954 | GEN1 | 340 | Onshore Wind Turbine | WND | WT | (U) Under construction, less than or equal to 50 percent complete | 340
2021 | 12 | 49893 | Invenergy Services LLC | IPP | Horseshoe Solar Energy | NY | 63096 | GEN1 | 180 | Solar Photovoltaic | SUN | PV | (U) Under construction, less than or equal to 50 percent complete | 180
2021 | 12 | 49893 | Invenergy Services LLC | IPP | Yum Yum Solar LLC | TN | 63026 | GEN1 | 147 | Solar Photovoltaic | SUN | PV | (U) Under construction, less than or equal to 50 percent complete | 147
2021 | 12 | 60349 | Juneau Hydropower, Inc | IPP | Sweetheart Lake Hydroelectric Facility | AK | 60588 | JHI01 | 6.6 | Conventional Hydroelectric | WAT | HY | (P) Planned for installation, but regulatory approvals not initiated | 6.6
2021 | 12 | 60349 | Juneau Hydropower, Inc | IPP | Sweetheart Lake Hydroelectric Facility | AK | 60588 | JHI02 | 6.6 | Conventional Hydroelectric | WAT | HY | (P) Planned for installation, but regulatory approvals not initiated | 6.6
2021 | 12 | 60349 | Juneau Hydropower, Inc | IPP | Sweetheart Lake Hydroelectric Facility | AK | 60588 | JHI03 | 6.6 | Conventional Hydroelectric | WAT | HY | (P) Planned for installation, but regulatory approvals not initiated | 6.6
2021 | 12 | 63107 | Lansing Renewables, LLC | IPP | Lansing Renewables, LLC | NY | 63337 | 6004 | 5 | Solar Photovoltaic | SUN | PV | (T) Regulatory approvals received. Not under construction | 5
2021 | 12 | 62663 | Lock 13 Hydro Partners | IPP | Evelyn Hydroelectric Project | KY | 62748 | 1 | 0.6 | Conventional Hydroelectric | WAT | HY | (L) Regulatory approvals pending. Not under construction | 0.6
2021 | 12 | 62663 | Lock 13 Hydro Partners | IPP | Evelyn Hydroelectric Project | KY | 62748 | 2 | 0.6 | Conventional Hydroelectric | WAT | HY | (L) Regulatory approvals pending. Not under construction | 0.6
2021 | 12 | 62663 | Lock 13 Hydro Partners | IPP | Evelyn Hydroelectric Project | KY | 62748 | 3 | 0.6 | Conventional Hydroelectric | WAT | HY | (L) Regulatory approvals pending. Not under construction | 0.6
2021 | 12 | 62663 | Lock 13 Hydro Partners | IPP | Evelyn Hydroelectric Project | KY | 62748 | 4 | 0.6 | Conventional Hydroelectric | WAT | HY | (L) Regulatory approvals pending. Not under construction | 0.6
2021 | 12 | 62663 | Lock 13 Hydro Partners | IPP | Evelyn Hydroelectric Project | KY | 62748 | 5 | 0.6 | Conventional Hydroelectric | WAT | HY | (L) Regulatory approvals pending. Not under construction | 0.6
2021 | 12 | 60221 | North Slope LLC | IPP | North Slope, LLC | NY | 60420 | NSPV | 200 | Onshore Wind Turbine | WND | WT | (L) Regulatory approvals pending. Not under construction | 200
2021 | 12 | 63110 | Owlville Creek Solar 2, LLC | IPP | Owlville Creek Solar 2, LLC | NY | 63340 | 6609 | 5 | Solar Photovoltaic | SUN | PV | (T) Regulatory approvals received. Not under construction | 5
2021 | 12 | 63111 | Owlville Creek Solar, LLC | IPP | Owlville Creek Solar, LLC | NY | 63341 | 6608 | 5 | Solar Photovoltaic | SUN | PV | (T) Regulatory approvals received. Not under construction | 5
2021 | 12 | 61301 | Plum Creek Wind Farm LLC | IPP | Plum Creek | MN | 61687 | PLMCK | 400 | Onshore Wind Turbine | WND | WT | (P) Planned for installation, but regulatory approvals not initiated | 400
2021 | 12 | 56215 | RWE Renewables Americas LLC | IPP | Blackjack Creek Wind Farm | TX | 62783 | BLKJK | 239.6 | Onshore Wind Turbine | WND | WT | (L) Regulatory approvals pending. Not under construction | 239.6
2021 | 12 | 61784 | Rolling Upland Wind Farm LLC | IPP | Rolling Upland Wind Farm LLC | NY | 62262 | GEN1 | 60 | Onshore Wind Turbine | WND | WT | (P) Planned for installation, but regulatory approvals not initiated | 60
2021 | 12 | 61900 | SR Arlington, LLC | IPP | SR Arlington I | GA | 62436 | ARLI | 20 | Solar Photovoltaic | SUN | PV | (T) Regulatory approvals received. Not under construction | 20
2021 | 12 | 62109 | Searcy Solar, LLC | IPP | Searcy Solar Hybrid | AR | 62617 | SEABT | 10 | Batteries | MWH | BA | (P) Planned for installation, but regulatory approvals not initiated | 10
2021 | 12 | 62109 | Searcy Solar, LLC | IPP | Searcy Solar Hybrid | AR | 62617 | SEARC | 100 | Solar Photovoltaic | SUN | PV | (P) Planned for installation, but regulatory approvals not initiated | 100
2021 | 12 | 60387 | Skylar Resources, LP | IPP | Townsite Solar Project | NV | 60654 | GEN01 | 160 | Solar Photovoltaic | SUN | PV | (T) Regulatory approvals received. Not under construction | 180
2021 | 12 | 60523 | Springfield Project Development LLC | IPP | Homestead Wind LLC | IL | 60871 | HOMES | 50 | Onshore Wind Turbine | WND | WT | (P) Planned for installation, but regulatory approvals not initiated | 50
2021 | 12 | 62668 | Wheatridge Wind Energy, LLC | IPP | Wheatridge Hybrid | OR | 62745 | BTRY | 30 | Batteries | MWH | BA | (L) Regulatory approvals pending. Not under construction | 30
2021 | 12 | 62668 | Wheatridge Wind Energy, LLC | IPP | Wheatridge Hybrid | OR | 62745 | SOLAR | 50 | Solar Photovoltaic | SUN | PV | (L) Regulatory approvals pending. Not under construction | 50
2021 | 12 | 58761 | White Camp Solar LLC | IPP | White Camp Solar | TX | 58888 | WCAMP | 100 | Solar Photovoltaic | SUN | PV | (P) Planned for installation, but regulatory approvals not initiated | 100
2021 | 12 | 60519 | Williams Solar, LLC | IPP | Williams Solar, LLC | TX | 60859 | PV1 | 20 | Solar Photovoltaic | SUN | PV | (P) Planned for installation, but regulatory approvals not initiated | 20
2021 | 12 | 60932 | Wrighter Energy LLC | IPP | Wrighter Energy | PA | 61302 | GEN1 | 4.2 | Natural Gas Internal Combustion Engine | NG | IC | (P) Planned for installation, but regulatory approvals not initiated | 4.4
2021 | 12 | 60932 | Wrighter Energy LLC | IPP | Wrighter Energy | PA | 61302 | GEN2 | 4.2 | Natural Gas Internal Combustion Engine | NG | IC | (P) Planned for installation, but regulatory approvals not initiated | 4.4
2021 | 12 | 60932 | Wrighter Energy LLC | IPP | Wrighter Energy | PA | 61302 | GEN3 | 4.2 | Natural Gas Internal Combustion Engine | NG | IC | (P) Planned for installation, but regulatory approvals not initiated | 4.4
2021 | 12 | 60932 | Wrighter Energy LLC | IPP | Wrighter Energy | PA | 61302 | GEN4 | 4.2 | Natural Gas Internal Combustion Engine | NG | IC | (P) Planned for installation, but regulatory approvals not initiated | 4.4
2021 | 12 | 60932 | Wrighter Energy LLC | IPP | Wrighter Energy | PA | 61302 | GEN5 | 4.2 | Natural Gas Internal Combustion Engine | NG | IC | (P) Planned for installation, but regulatory approvals not initiated | 4.4
2022 | 1 | 60687 | Alpine Pacific Utilities Hydro | IPP | Fresno Dam Site Water Power Project | MT | 61061 | 2 | 0.5 | Conventional Hydroelectric | WAT | HY | (L) Regulatory approvals pending. Not under construction | 0.5
2022 | 1 | 60687 | Alpine Pacific Utilities Hydro | IPP | Fresno Dam Site Water Power Project | MT | 61061 | 3 | 0.5 | Conventional Hydroelectric | WAT | HY | (L) Regulatory approvals pending. Not under construction | 0.5
2022 | 1 | 61060 | Cypress Creek Renewables | IPP | Thigpen Farms Solar, LLC | NC | 60850 | PV1 | 5 | Solar Photovoltaic | SUN | PV | (OT) Other | 5
2022 | 1 | 60971 | NYC ENERGY LLC | IPP | NISA Electric Generation Project | NY | 61331 | GEN1 | 59.7 | Natural Gas Fired Combined Cycle | NG | CT | (T) Regulatory approvals received. Not under construction | 70.5
2022 | 1 | 60971 | NYC ENERGY LLC | IPP | NISA Electric Generation Project | NY | 61331 | STG1 | 20.2 | Natural Gas Fired Combined Cycle | NG | CA | (T) Regulatory approvals received. Not under construction | 22
2022 | 1 | 60473 | Renovo Energy Center | IPP | Renovo Energy Center | PA | 60786 | RECNY | 480 | Natural Gas Fired Combined Cycle | NG | CS | (L) Regulatory approvals pending. Not under construction | 513
2022 | 1 | 60473 | Renovo Energy Center | IPP | Renovo Energy Center | PA | 60786 | RECPJ | 480 | Natural Gas Fired Combined Cycle | NG | CS | (L) Regulatory approvals pending. Not under construction | 513
2022 | 1 | 62895 | Vineyard Wind LLC | IPP | Vineyard Wind 1 | MA | 63093 | VW01 | 800 | Offshore Wind Turbine | WND | WS | (L) Regulatory approvals pending. Not under construction | 800
2022 | 2 | 61395 | Indeck Niles, LLC | IPP | Indeck Niles Energy Center | MI | 55460 | CT1 | 386.8 | Natural Gas Fired Combined Cycle | NG | CT | (T) Regulatory approvals received. Not under construction | 386.8
2022 | 2 | 61395 | Indeck Niles, LLC | IPP | Indeck Niles Energy Center | MI | 55460 | CT2 | 386.8 | Natural Gas Fired Combined Cycle | NG | CT | (T) Regulatory approvals received. Not under construction | 386.8
2022 | 2 | 61395 | Indeck Niles, LLC | IPP | Indeck Niles Energy Center | MI | 55460 | ST1 | 397.8 | Natural Gas Fired Combined Cycle | NG | CA | (T) Regulatory approvals received. Not under construction | 397.8
2022 | 2 | 60836 | NTE Connecticut, LLC | IPP | Killingly Energy Center | CT | 61239 | KEC | 374.3 | Natural Gas Fired Combined Cycle | NG | CT | (L) Regulatory approvals pending. Not under construction | 501
2022 | 2 | 60836 | NTE Connecticut, LLC | IPP | Killingly Energy Center | CT | 61239 | KEC2 | 257.6 | Natural Gas Fired Combined Cycle | NG | CA | (L) Regulatory approvals pending. Not under construction | 312.8
2022 | 4 | 60167 | Concord Blue Eagar, LLC | IPP | Concord Blue Eagar, LLC | AZ | 60374 | CB001 | 0.6 | Other Waste Biomass | OBG | IC | (L) Regulatory approvals pending. Not under construction | 0.6
2022 | 4 | 60167 | Concord Blue Eagar, LLC | IPP | Concord Blue Eagar, LLC | AZ | 60374 | CB002 | 0.6 | Other Waste Biomass | OBG | IC | (L) Regulatory approvals pending. Not under construction | 0.6
2022 | 4 | 5109 | DTE Electric Company | Electric Utility | Blue Water Energy Center | MI | 62192 | 11 | 359 | Natural Gas Fired Combined Cycle | NG | CT | (U) Under construction, less than or equal to 50 percent complete | 394.4
2022 | 4 | 5109 | DTE Electric Company | Electric Utility | Blue Water Energy Center | MI | 62192 | 12 | 359 | Natural Gas Fired Combined Cycle | NG | CT | (U) Under construction, less than or equal to 50 percent complete | 394.4
2022 | 4 | 5109 | DTE Electric Company | Electric Utility | Blue Water Energy Center | MI | 62192 | 1S | 428 | Natural Gas Fired Combined Cycle | NG | CA | (U) Under construction, less than or equal to 50 percent complete | 478.6
2022 | 4 | 62983 | IP Athos, LLC | IPP | Athos Solar Project | CA | 63300 | IPAT2 | 200 | Solar Photovoltaic | SUN | PV | (T) Regulatory approvals received. Not under construction | 200
2022 | 4 | 62787 | Jackson Generation, LLC | IPP | Jackson Generation, LLC | IL | 62926 | 01 | 600 | Natural Gas Fired Combined Cycle | NG | CS | (T) Regulatory approvals received. Not under construction | 600
2022 | 4 | 62787 | Jackson Generation, LLC | IPP | Jackson Generation, LLC | IL | 62926 | 02 | 600 | Natural Gas Fired Combined Cycle | NG | CS | (T) Regulatory approvals received. Not under construction | 600
2022 | 4 | 61596 | Lincoln Land Energy Center LLC | IPP | Lincoln Land Energy Center | IL | 62022 | GEN1 | 520 | Natural Gas Fired Combined Cycle | NG | CS | (P) Planned for installation, but regulatory approvals not initiated | 638.4
2022 | 4 | 61596 | Lincoln Land Energy Center LLC | IPP | Lincoln Land Energy Center | IL | 62022 | GEN2 | 520 | Natural Gas Fired Combined Cycle | NG | CS | (P) Planned for installation, but regulatory approvals not initiated | 638.4
2022 | 4 | 62935 | TREX US Green Holly LLC | IPP | TREX US Green Holly | TX | 63201 | 705 | 400 | Solar Photovoltaic | SUN | PV | (L) Regulatory approvals pending. Not under construction | 400
2022 | 4 | 62935 | TREX US Green Holly LLC | IPP | TREX US Green Holly | TX | 63201 | 705-S | 5 | Batteries | MWH | BA | (L) Regulatory approvals pending. Not under construction | 5
2022 | 6 | 62921 | Arroyo Solar LLC | IPP | Arroyo Solar Energy Storage Hybrid | NM | 63172 | ARESS | 40 | Batteries | MWH | BA | (P) Planned for installation, but regulatory approvals not initiated | 40
2022 | 6 | 62921 | Arroyo Solar LLC | IPP | Arroyo Solar Energy Storage Hybrid | NM | 63172 | ARSOL | 300 | Solar Photovoltaic | SUN | PV | (P) Planned for installation, but regulatory approvals not initiated | 300
2022 | 6 | 61386 | C4GT, LLC | IPP | C4GT | VA | 61760 | C4GT | 1060 | Natural Gas Fired Combined Cycle | NG | CC | (T) Regulatory approvals received. Not under construction | 1060
2022 | 6 | 62920 | Cabin Point Solar Center LLC | IPP | Cabin Point Solar Center | VA | 63134 | CBNPT | 75 | Solar Photovoltaic | SUN | PV | (P) Planned for installation, but regulatory approvals not initiated | 75
2022 | 6 | 56615 | First Solar Project Development | IPP | Morada del Sol, LLC | TX | 61049 | PV1 | 239.3 | Solar Photovoltaic | SUN | PV | (P) Planned for installation, but regulatory approvals not initiated | 247
2022 | 6 | 6452 | Florida Power & Light Co | Electric Utility | Lauderdale | FL | 613 | 7GT1 | 385.6 | Natural Gas Fired Combined Cycle | NG | CT | (T) Regulatory approvals received. Not under construction | 385.6
2022 | 6 | 6452 | Florida Power & Light Co | Electric Utility | Lauderdale | FL | 613 | 7GT2 | 385.6 | Natural Gas Fired Combined Cycle | NG | CT | (T) Regulatory approvals received. Not under construction | 385.6
2022 | 6 | 6452 | Florida Power & Light Co | Electric Utility | Lauderdale | FL | 613 | ST7 | 391.8 | Natural Gas Fired Combined Cycle | NG | CA | (T) Regulatory approvals received. Not under construction | 391.8
2022 | 6 | 62008 | Hale Kuawehi Solar LLC | IPP | Hale Kuawehi Solar Hybrid | HI | 62529 | HKBA | 30 | Batteries | MWH | BA | (P) Planned for installation, but regulatory approvals not initiated | 30
2022 | 6 | 62008 | Hale Kuawehi Solar LLC | IPP | Hale Kuawehi Solar Hybrid | HI | 62529 | HKSOL | 30 | Solar Photovoltaic | SUN | PV | (P) Planned for installation, but regulatory approvals not initiated | 30
2022 | 6 | 62036 | Paeahu Solar LLC | IPP | Paeahu Solar Hybrid | HI | 62534 | PHBA | 15 | Batteries | MWH | BA | (P) Planned for installation, but regulatory approvals not initiated | 15
2022 | 6 | 62036 | Paeahu Solar LLC | IPP | Paeahu Solar Hybrid | HI | 62534 | PHSOL | 15 | Solar Photovoltaic | SUN | PV | (P) Planned for installation, but regulatory approvals not initiated | 15
2022 | 6 | 15473 | Public Service Co of NM | Electric Utility | Pinon Energy Center | NM | 63281 | GT1 | 42.3 | Natural Gas Fired Combustion Turbine | NG | GT | (L) Regulatory approvals pending. Not under construction | 41.8
2022 | 6 | 15473 | Public Service Co of NM | Electric Utility | Pinon Energy Center | NM | 63281 | GT2 | 42.3 | Natural Gas Fired Combustion Turbine | NG | GT | (L) Regulatory approvals pending. Not under construction | 41.8
2022 | 6 | 15473 | Public Service Co of NM | Electric Utility | Pinon Energy Center | NM | 63281 | GT3 | 42.3 | Natural Gas Fired Combustion Turbine | NG | GT | (L) Regulatory approvals pending. Not under construction | 41.8
2022 | 6 | 15473 | Public Service Co of NM | Electric Utility | Pinon Energy Center | NM | 63281 | GT4 | 42.3 | Natural Gas Fired Combustion Turbine | NG | GT | (L) Regulatory approvals pending. Not under construction | 41.8
2022 | 6 | 15473 | Public Service Co of NM | Electric Utility | Pinon Energy Center | NM | 63281 | GT5 | 42.3 | Natural Gas Fired Combustion Turbine | NG | GT | (L) Regulatory approvals pending. Not under construction | 41.8
2022 | 6 | 15473 | Public Service Co of NM | Electric Utility | Pinon Energy Center | NM | 63281 | GT6 | 42.3 | Natural Gas Fired Combustion Turbine | NG | GT | (L) Regulatory approvals pending. Not under construction | 41.8
2022 | 6 | 15473 | Public Service Co of NM | Electric Utility | Pinon Energy Center | NM | 63281 | GT7 | 42.3 | Natural Gas Fired Combustion Turbine | NG | GT | (L) Regulatory approvals pending. Not under construction | 41.8
2022 | 6 | 54866 | Robinson Power Company LLC | IPP | Robinson Power Company LLC | PA | 56453 | CTG1 | 950 | Natural Gas Fired Combined Cycle | NG | CC | (L) Regulatory approvals pending. Not under construction | 1022.9
2022 | 6 | 62650 | Victorville Energy Center, LLC | Industrial | Victorville Energy Center, LLC (CA) | CA | 62726 | 1 | 19.9 | All Other | WH | ST | (P) Planned for installation, but regulatory approvals not initiated | 19.9
2022 | 7 | 62980 | Delilah Solar Energy LLC | IPP | Delilah Solar Energy LLC | TX | 63194 | GEN1 | 250 | Solar Photovoltaic | SUN | PV | (U) Under construction, less than or equal to 50 percent complete | 250
2022 | 7 | 62936 | TREX US Red Holly LLC | IPP | TREX US Red Holly | TX | 63202 | 701 | 250 | Solar Photovoltaic | SUN | PV | (L) Regulatory approvals pending. Not under construction | 250
2022 | 8 | 62806 | Guernsey Power Station LLC | IPP | Guernsey Power Station | OH | 62949 | GPS1 | 612 | Natural Gas Fired Combined Cycle | NG | CS | (L) Regulatory approvals pending. Not under construction | 685
2022 | 9 | 58881 | Apex Bethel Energy Center | IPP | Apex Bethel Energy Center | TX | 59048 | ABEC1 | 158.5 | Natural Gas with Compressed Air Storage | NG | CE | (T) Regulatory approvals received. Not under construction | 158.5
2022 | 9 | 58881 | Apex Bethel Energy Center | IPP | Apex Bethel Energy Center | TX | 59048 | ABEC2 | 158.5 | Natural Gas with Compressed Air Storage | NG | CE | (T) Regulatory approvals received. Not under construction | 158.5
2022 | 9 | 62806 | Guernsey Power Station LLC | IPP | Guernsey Power Station | OH | 62949 | GPS2 | 612 | Natural Gas Fired Combined Cycle | NG | CS | (L) Regulatory approvals pending. Not under construction | 685
2022 | 10 | 62806 | Guernsey Power Station LLC | IPP | Guernsey Power Station | OH | 62949 | GPS3 | 612 | Natural Gas Fired Combined Cycle | NG | CS | (L) Regulatory approvals pending. Not under construction | 685
2022 | 10 | 59761 | McLean Homestead, LLC | IPP | McLean Homestead | NC | 60020 | PV1 | 4.9 | Solar Photovoltaic | SUN | PV | (L) Regulatory approvals pending. Not under construction | 4.9
2022 | 10 | 61906 | Rye Development | IPP | Allegheny L&D2 Hydroelectric Project | PA | 62401 | NA1 | 2.5 | Conventional Hydroelectric | WAT | HY | (P) Planned for installation, but regulatory approvals not initiated | 4.5
2022 | 10 | 61906 | Rye Development | IPP | Arkabutla Lake Hydroelectric Project | MS | 62402 | NA1 | 1.5 | Conventional Hydroelectric | WAT | HY | (P) Planned for installation, but regulatory approvals not initiated | 2.5
2022 | 10 | 61906 | Rye Development | IPP | Beverly L&D Hydroelectric Project | OH | 62403 | NA1 | 1.2 | Conventional Hydroelectric | WAT | HY | (P) Planned for installation, but regulatory approvals not initiated | 1.5
2022 | 10 | 61906 | Rye Development | IPP | Devola L&D Hydroelectric Project | OH | 62435 | NA1 | 1 | Conventional Hydroelectric | WAT | HY | (P) Planned for installation, but regulatory approvals not initiated | 2
2022 | 10 | 61906 | Rye Development | IPP | Emsworth BC Hydroelectric Project | PA | 62434 | NA1 | 3 | Conventional Hydroelectric | WAT | HY | (P) Planned for installation, but regulatory approvals not initiated | 5.5
2022 | 10 | 61906 | Rye Development | IPP | Emsworth L&D Hydroelectric Project | PA | 62433 | NA1 | 5 | Conventional Hydroelectric | WAT | HY | (P) Planned for installation, but regulatory approvals not initiated | 8.5
2022 | 10 | 61906 | Rye Development | IPP | Enid Lake Hydroelectric Project | MS | 62432 | NA1 | 1.5 | Conventional Hydroelectric | WAT | HY | (P) Planned for installation, but regulatory approvals not initiated | 2.5
2022 | 10 | 61906 | Rye Development | IPP | Grays Landing L&D Hydroelectric Project | PA | 62388 | NA1 | 4.5 | Conventional Hydroelectric | WAT | HY | (P) Planned for installation, but regulatory approvals not initiated | 6
2022 | 10 | 61906 | Rye Development | IPP | Grenada Lake Hydroelectric Project | MS | 62430 | NA1 | 4 | Conventional Hydroelectric | WAT | HY | (P) Planned for installation, but regulatory approvals not initiated | 5
2022 | 10 | 61906 | Rye Development | IPP | KY No. 11 L&D Hydroelectric Project | KY | 62390 | NA1 | 0.3 | Conventional Hydroelectric | WAT | HY | (P) Planned for installation, but regulatory approvals not initiated | 0.5
2022 | 10 | 61906 | Rye Development | IPP | Lowell L&D Hydroelectric Project | OH | 62429 | NA1 | 2 | Conventional Hydroelectric | WAT | HY | (P) Planned for installation, but regulatory approvals not initiated | 2.5
2022 | 10 | 61906 | Rye Development | IPP | Maxwell L&D Hydroelectric Project | PA | 62385 | NA1 | 4.5 | Conventional Hydroelectric | WAT | HY | (P) Planned for installation, but regulatory approvals not initiated | 6
2022 | 10 | 61906 | Rye Development | IPP | Monongahela L&D4 Hydroelectric Project | PA | 62404 | NA1 | 4.5 | Conventional Hydroelectric | WAT | HY | (P) Planned for installation, but regulatory approvals not initiated | 6
2022 | 10 | 61906 | Rye Development | IPP | Montgomery L&D Hydroelectric Project | PA | 62400 | NA1 | 5.5 | Conventional Hydroelectric | WAT | HY | (P) Planned for installation, but regulatory approvals not initiated | 9.5
2022 | 10 | 61906 | Rye Development | IPP | Morgantown L&D Hydroelectric Project | WV | 62387 | NA1 | 1.5 | Conventional Hydroelectric | WAT | HY | (P) Planned for installation, but regulatory approvals not initiated | 2.5
2022 | 10 | 61906 | Rye Development | IPP | Opekiska L&D Hydroelectric Project | WV | 62386 | NA1 | 2 | Conventional Hydroelectric | WAT | HY | (P) Planned for installation, but regulatory approvals not initiated | 3
2022 | 10 | 61906 | Rye Development | IPP | Overton Hydroelectric Project | LA | 62391 | NA1 | 5.5 | Conventional Hydroelectric | WAT | HY | (P) Planned for installation, but regulatory approvals not initiated | 8.1
2022 | 10 | 61906 | Rye Development | IPP | Philo L&D Hydroelectric Project | OH | 62427 | NA1 | 1.2 | Conventional Hydroelectric | WAT | HY | (P) Planned for installation, but regulatory approvals not initiated | 1.5
2022 | 10 | 61906 | Rye Development | IPP | Point Marion L&D Hydroelectric Project | PA | 62384 | NA1 | 1.5 | Conventional Hydroelectric | WAT | HY | (P) Planned for installation, but regulatory approvals not initiated | 2.5
2022 | 10 | 61906 | Rye Development | IPP | Rokeby L&D Hydroelectric Project | OH | 62426 | NA1 | 1.5 | Conventional Hydroelectric | WAT | HY | (P) Planned for installation, but regulatory approvals not initiated | 2
2022 | 10 | 61906 | Rye Development | IPP | Sardis Lake Hydroelectric Project | MS | 62425 | NA1 | 5.5 | Conventional Hydroelectric | WAT | HY | (P) Planned for installation, but regulatory approvals not initiated | 7.5
2022 | 11 | 60797 | 68SF 8me LLC | IPP | Eland Solar & Storage Center, Phase 1 Hybrid | CA | 61168 | 61168 | 150 | Batteries | MWH | BA | (P) Planned for installation, but regulatory approvals not initiated | 150
2022 | 11 | 60797 | 68SF 8me LLC | IPP | Eland Solar & Storage Center, Phase 1 Hybrid | CA | 61168 | 68SF8 | 200 | Solar Photovoltaic | SUN | PV | (P) Planned for installation, but regulatory approvals not initiated | 200
2022 | 11 | 7140 | Georgia Power Co | Electric Utility | Vogtle | GA | 649 | 4 | 1100 | Nuclear | NUC | ST | (U) Under construction, less than or equal to 50 percent complete | 1100
2022 | 11 | 61906 | Rye Development | IPP | Allegheny L&D2 Hydroelectric Project | PA | 62401 | NA2 | 2.5 | Conventional Hydroelectric | WAT | HY | (P) Planned for installation, but regulatory approvals not initiated | 4.5
2022 | 11 | 61906 | Rye Development | IPP | Arkabutla Lake Hydroelectric Project | MS | 62402 | NA2 | 1.5 | Conventional Hydroelectric | WAT | HY | (P) Planned for installation, but regulatory approvals not initiated | 2.5
2022 | 11 | 61906 | Rye Development | IPP | Beverly L&D Hydroelectric Project | OH | 62403 | NA2 | 1.2 | Conventional Hydroelectric | WAT | HY | (P) Planned for installation, but regulatory approvals not initiated | 1.5
2022 | 11 | 61906 | Rye Development | IPP | Devola L&D Hydroelectric Project | OH | 62435 | NA2 | 1 | Conventional Hydroelectric | WAT | HY | (P) Planned for installation, but regulatory approvals not initiated | 2
2022 | 11 | 61906 | Rye Development | IPP | Emsworth BC Hydroelectric Project | PA | 62434 | NA2 | 4 | Conventional Hydroelectric | WAT | HY | (P) Planned for installation, but regulatory approvals not initiated | 5.5
2022 | 11 | 61906 | Rye Development | IPP | Emsworth L&D Hydroelectric Project | PA | 62433 | NA2 | 6.5 | Conventional Hydroelectric | WAT | HY | (P) Planned for installation, but regulatory approvals not initiated | 8.5
2022 | 11 | 61906 | Rye Development | IPP | Enid Lake Hydroelectric Project | MS | 62432 | NA2 | 1.5 | Conventional Hydroelectric | WAT | HY | (P) Planned for installation, but regulatory approvals not initiated | 2.5
2022 | 11 | 61906 | Rye Development | IPP | Grays Landing L&D Hydroelectric Project | PA | 62388 | NA2 | 4.5 | Conventional Hydroelectric | WAT | HY | (P) Planned for installation, but regulatory approvals not initiated | 6
2022 | 11 | 61906 | Rye Development | IPP | Grenada Lake Hydroelectric Project | MS | 62430 | NA2 | 4 | Conventional Hydroelectric | WAT | HY | (P) Planned for installation, but regulatory approvals not initiated | 5
2022 | 11 | 61906 | Rye Development | IPP | KY No. 11 L&D Hydroelectric Project | KY | 62390 | NA2 | 0.3 | Conventional Hydroelectric | WAT | HY | (P) Planned for installation, but regulatory approvals not initiated | 0.5
2022 | 11 | 61906 | Rye Development | IPP | KY No. 11 L&D Hydroelectric Project | KY | 62390 | NA3 | 0.3 | Conventional Hydroelectric | WAT | HY | (P) Planned for installation, but regulatory approvals not initiated | 0.5
2022 | 11 | 61906 | Rye Development | IPP | KY No. 11 L&D Hydroelectric Project | KY | 62390 | NA4 | 0.3 | Conventional Hydroelectric | WAT | HY | (P) Planned for installation, but regulatory approvals not initiated | 0.5
2022 | 11 | 61906 | Rye Development | IPP | KY No. 11 L&D Hydroelectric Project | KY | 62390 | NA5 | 0.3 | Conventional Hydroelectric | WAT | HY | (P) Planned for installation, but regulatory approvals not initiated | 0.5
2022 | 11 | 61906 | Rye Development | IPP | Lowell L&D Hydroelectric Project | OH | 62429 | NA2 | 2 | Conventional Hydroelectric | WAT | HY | (P) Planned for installation, but regulatory approvals not initiated | 2.5
2022 | 11 | 61906 | Rye Development | IPP | Malta L&D Hydroelectric Project | OH | 62428 | NA1 | 1 | Conventional Hydroelectric | WAT | HY | (P) Planned for installation, but regulatory approvals not initiated | 2
2022 | 11 | 61906 | Rye Development | IPP | Malta L&D Hydroelectric Project | OH | 62428 | NA2 | 1 | Conventional Hydroelectric | WAT | HY | (P) Planned for installation, but regulatory approvals not initiated | 2
2022 | 11 | 61906 | Rye Development | IPP | Maxwell L&D Hydroelectric Project | PA | 62385 | NA2 | 4.5 | Conventional Hydroelectric | WAT | HY | (P) Planned for installation, but regulatory approvals not initiated | 6
2022 | 11 | 61906 | Rye Development | IPP | Monongahela L&D4 Hydroelectric Project | PA | 62404 | NA2 | 4.5 | Conventional Hydroelectric | WAT | HY | (P) Planned for installation, but regulatory approvals not initiated | 6
2022 | 11 | 61906 | Rye Development | IPP | Montgomery L&D Hydroelectric Project | PA | 62400 | NA2 | 5.5 | Conventional Hydroelectric | WAT | HY | (P) Planned for installation, but regulatory approvals not initiated | 9.5
2022 | 11 | 61906 | Rye Development | IPP | Montgomery L&D Hydroelectric Project | PA | 62400 | NA3 | 5.5 | Conventional Hydroelectric | WAT | HY | (P) Planned for installation, but regulatory approvals not initiated | 9.5
2022 | 11 | 61906 | Rye Development | IPP | Montgomery L&D Hydroelectric Project | PA | 62400 | NA4 | 5.5 | Conventional Hydroelectric | WAT | HY | (P) Planned for installation, but regulatory approvals not initiated | 9.5
2022 | 11 | 61906 | Rye Development | IPP | Morgantown L&D Hydroelectric Project | WV | 62387 | NA2 | 1.5 | Conventional Hydroelectric | WAT | HY | (P) Planned for installation, but regulatory approvals not initiated | 2.5
2022 | 11 | 61906 | Rye Development | IPP | Opekiska L&D Hydroelectric Project | WV | 62386 | NA2 | 2 | Conventional Hydroelectric | WAT | HY | (P) Planned for installation, but regulatory approvals not initiated | 3
2022 | 11 | 61906 | Rye Development | IPP | Overton Hydroelectric Project | LA | 62391 | NA2 | 5.5 | Conventional Hydroelectric | WAT | HY | (P) Planned for installation, but regulatory approvals not initiated | 8.1
2022 | 11 | 61906 | Rye Development | IPP | Overton Hydroelectric Project | LA | 62391 | NA3 | 5.5 | Conventional Hydroelectric | WAT | HY | (P) Planned for installation, but regulatory approvals not initiated | 8.1
2022 | 11 | 61906 | Rye Development | IPP | Overton Hydroelectric Project | LA | 62391 | NA4 | 5.5 | Conventional Hydroelectric | WAT | HY | (P) Planned for installation, but regulatory approvals not initiated | 8.1
2022 | 11 | 61906 | Rye Development | IPP | Overton Hydroelectric Project | LA | 62391 | NA5 | 5.5 | Conventional Hydroelectric | WAT | HY | (P) Planned for installation, but regulatory approvals not initiated | 8.1
2022 | 11 | 61906 | Rye Development | IPP | Overton Hydroelectric Project | LA | 62391 | NA6 | 5.5 | Conventional Hydroelectric | WAT | HY | (P) Planned for installation, but regulatory approvals not initiated | 8.1
2022 | 11 | 61906 | Rye Development | IPP | Philo L&D Hydroelectric Project | OH | 62427 | NA2 | 1.2 | Conventional Hydroelectric | WAT | HY | (P) Planned for installation, but regulatory approvals not initiated | 1.5
2022 | 11 | 61906 | Rye Development | IPP | Point Marion L&D Hydroelectric Project | PA | 62384 | NA2 | 1.5 | Conventional Hydroelectric | WAT | HY | (P) Planned for installation, but regulatory approvals not initiated | 2.5
2022 | 11 | 61906 | Rye Development | IPP | Rokeby L&D Hydroelectric Project | OH | 62426 | NA2 | 1.5 | Conventional Hydroelectric | WAT | HY | (P) Planned for installation, but regulatory approvals not initiated | 2
2022 | 11 | 61906 | Rye Development | IPP | Sardis Lake Hydroelectric Project | MS | 62425 | NA2 | 5.5 | Conventional Hydroelectric | WAT | HY | (P) Planned for installation, but regulatory approvals not initiated | 7.5
2022 | 12 | 61768 | Arrow Canyon Solar LLC | IPP | Arrow Canyon Solar Hybrid | NV | 62248 | 1 | 200 | Solar Photovoltaic | SUN | PV | (P) Planned for installation, but regulatory approvals not initiated | 200
2022 | 12 | 61768 | Arrow Canyon Solar LLC | IPP | Arrow Canyon Solar Hybrid | NV | 62248 | 2 | 75 | Batteries | MWH | BA | (P) Planned for installation, but regulatory approvals not initiated | 75
2022 | 12 | 59365 | Capital Power Corporation | IPP | Garrison Butte Wind, LLC | ND | 60066 | GEN | 150 | Onshore Wind Turbine | WND | WT | (P) Planned for installation, but regulatory approvals not initiated | 150
2022 | 12 | 56769 | Consolidated Edison Development Inc. | IPP | Burt County Wind | NE | 61511 | BCNE | 75 | Onshore Wind Turbine | WND | WT | (L) Regulatory approvals pending. Not under construction | 75
2022 | 12 | 62760 | EDPR CA Solar Park VI LLC | IPP | EDPR CA Solar Park VI LLC (CA) Hybrid | CA | 62892 | SONR2 | 40 | Batteries | MWH | BA | (T) Regulatory approvals received. Not under construction | 40
2022 | 12 | 62760 | EDPR CA Solar Park VI LLC | IPP | EDPR CA Solar Park VI LLC (CA) Hybrid | CA | 62892 | SONRI | 200 | Solar Photovoltaic | SUN | PV | (T) Regulatory approvals received. Not under construction | 201
2022 | 12 | 59380 | Enel Green Power NA, Inc. | IPP | Cascade Energy Storage, LLC | CA | 61801 | 10002 | 25 | Batteries | MWH | BA | (L) Regulatory approvals pending. Not under construction | 25
2022 | 12 | 59380 | Enel Green Power NA, Inc. | IPP | Sierra Energy Storage, LLC | CA | 61803 | 10003 | 10 | Batteries | MWH | BA | (L) Regulatory approvals pending. Not under construction | 10
2022 | 12 | 56615 | First Solar Project Development | IPP | Aiya Solar Project | NV | 59869 | GEN01 | 100 | Solar Photovoltaic | SUN | PV | (P) Planned for installation, but regulatory approvals not initiated | 100
2022 | 12 | 60411 | Friesian Holdings, LLC | IPP | Friesian Holdings | NC | 60692 | PV1 | 75 | Solar Photovoltaic | SUN | PV | (L) Regulatory approvals pending. Not under construction | 75
2022 | 12 | 61638 | Harrison Power LLC | Industrial | Cadiz Power Plant | OH | 62153 | GEN 1 | 550 | Natural Gas Fired Combined Cycle | NG | CS | (P) Planned for installation, but regulatory approvals not initiated | 660
2022 | 12 | 49893 | Invenergy Services LLC | IPP | Tip Top Solar Energy Center LLC | NM | 63028 | GEN1 | 220 | Solar Photovoltaic | SUN | PV | (P) Planned for installation, but regulatory approvals not initiated | 220
2022 | 12 | 58804 | Lake Erie Energy Development Corp | IPP | Icebreaker Offshore Wind Farm | OH | 58941 | WTG1 | 3.4 | Offshore Wind Turbine | WND | WS | (L) Regulatory approvals pending. Not under construction | 3.4
2022 | 12 | 58804 | Lake Erie Energy Development Corp | IPP | Icebreaker Offshore Wind Farm | OH | 58941 | WTG2 | 3.4 | Offshore Wind Turbine | WND | WS | (L) Regulatory approvals pending. Not under construction | 3.4
2022 | 12 | 58804 | Lake Erie Energy Development Corp | IPP | Icebreaker Offshore Wind Farm | OH | 58941 | WTG3 | 3.4 | Offshore Wind Turbine | WND | WS | (L) Regulatory approvals pending. Not under construction | 3.4
2022 | 12 | 58804 | Lake Erie Energy Development Corp | IPP | Icebreaker Offshore Wind Farm | OH | 58941 | WTG4 | 3.4 | Offshore Wind Turbine | WND | WS | (L) Regulatory approvals pending. Not under construction | 3.4
2022 | 12 | 58804 | Lake Erie Energy Development Corp | IPP | Icebreaker Offshore Wind Farm | OH | 58941 | WTG5 | 3.4 | Offshore Wind Turbine | WND | WS | (L) Regulatory approvals pending. Not under construction | 3.4
2022 | 12 | 58804 | Lake Erie Energy Development Corp | IPP | Icebreaker Offshore Wind Farm | OH | 58941 | WTG6 | 3.4 | Offshore Wind Turbine | WND | WS | (L) Regulatory approvals pending. Not under construction | 3.4
2022 | 12 | 56939 | Lexington Chenoa Wind Farm II LLC | IPP | Bright Stalk Wind Farm II | IL | 57622 | GEN1 | 200 | Onshore Wind Turbine | WND | WT | (P) Planned for installation, but regulatory approvals not initiated | 200
2022 | 12 | 58842 | Power Company of Wyoming LLC | IPP | Chokecherry and Sierra Madre Wind | WY | 58987 | I-A | 500 | Onshore Wind Turbine | WND | WT | (U) Under construction, less than or equal to 50 percent complete | 500
2022 | 12 | 56215 | RWE Renewables Americas LLC | IPP | Pinckard Solar | AL | 62787 | PCKND | 79.7 | Solar Photovoltaic | SUN | PV | (L) Regulatory approvals pending. Not under construction | 85.1
2022 | 12 | 62996 | Samson Solar Energy LLC | IPP | Samson Solar Energy | TX | 63211 | GEN1 | 250 | Solar Photovoltaic | SUN | PV | (U) Under construction, less than or equal to 50 percent complete | 250
2022 | 12 | 21554 | Seminole Electric Cooperative Inc | Electric Utility | Seminole (FL) | FL | 136 | CT1 | 349.8 | Natural Gas Fired Combined Cycle | NG | CT | (L) Regulatory approvals pending. Not under construction | 384.2
2022 | 12 | 21554 | Seminole Electric Cooperative Inc | Electric Utility | Seminole (FL) | FL | 136 | CT2 | 349.8 | Natural Gas Fired Combined Cycle | NG | CT | (L) Regulatory approvals pending. Not under construction | 384.2
2022 | 12 | 21554 | Seminole Electric Cooperative Inc | Electric Utility | Seminole (FL) | FL | 136 | ST | 396.6 | Natural Gas Fired Combined Cycle | NG | CA | (L) Regulatory approvals pending. Not under construction | 414.8
2023 | 5 | 62733 | Cranberry Point Energy Storage LLC | IPP | Cranberry Point Energy Storage | MA | 62844 | NA | 150 | Batteries | MWH | BA | (P) Planned for installation, but regulatory approvals not initiated | 150
2023 | 5 | 12199 | Montana-Dakota Utilities Co | Electric Utility | R M Heskett | ND | 2790 | 4 | 88 | Natural Gas Fired Combustion Turbine | NG | GT | (P) Planned for installation, but regulatory approvals not initiated | 88
2023 | 5 | 16572 | Salt River Project | Electric Utility | Copper Crossing Energy Center | AZ | 58413 | CCGS3 | 226 | Natural Gas Fired Combustion Turbine | NG | GT | (P) Planned for installation, but regulatory approvals not initiated | 241
2023 | 7 | 60798 | 69SV 8me LLC | IPP | Eland Solar & Storage Center, Phase 2 Hybrid | CA | 61169 | 61169 | 150 | Batteries | MWH | BA | (P) Planned for installation, but regulatory approvals not initiated | 150
2023 | 7 | 60798 | 69SV 8me LLC | IPP | Eland Solar & Storage Center, Phase 2 Hybrid | CA | 61169 | 69SV8 | 200 | Solar Photovoltaic | SUN | PV | (P) Planned for installation, but regulatory approvals not initiated | 200
2023 | 7 | 60835 | NTE Carolinas II, LLC | IPP | Reidsville Energy Center | NC | 61240 | REC | 259 | Natural Gas Fired Combined Cycle | NG | CT | (T) Regulatory approvals received. Not under construction | 310.2
2023 | 7 | 60835 | NTE Carolinas II, LLC | IPP | Reidsville Energy Center | NC | 61240 | REC2 | 227 | Natural Gas Fired Combined Cycle | NG | CA | (T) Regulatory approvals received. Not under construction | 233.7
2023 | 9 | 62910 | 300MS 8me LLC | IPP | Southern Bighorn Solar Hybrid | NV | 63113 | BESS | 135 | Batteries | MWH | BA | (P) Planned for installation, but regulatory approvals not initiated | 135
2023 | 9 | 62910 | 300MS 8me LLC | IPP | Southern Bighorn Solar Hybrid | NV | 63113 | SBS | 300 | Solar Photovoltaic | SUN | PV | (P) Planned for installation, but regulatory approvals not initiated | 300
2023 | 10 | 61914 | Juwi Inc | IPP | Spanish Peaks Solar | CO | 62379 | 47301 | 100 | Solar Photovoltaic | SUN | PV | (P) Planned for installation, but regulatory approvals not initiated | 100
2023 | 11 | 63117 | Gemini Solar | IPP | Gemini Solar | NV | 63352 | ARBE1 | 690 | Solar Photovoltaic | SUN | PV | (U) Under construction, less than or equal to 50 percent complete | 690
2023 | 11 | 63117 | Gemini Solar | IPP | Gemini Solar | NV | 63352 | ARPV1 | 280 | Batteries | MWH | BA | (U) Under construction, less than or equal to 50 percent complete | 380
2023 | 12 | 60600 | Adams Solar, LLC | IPP | Adams Solar | NC | 60949 | PV1 | 2 | Solar Photovoltaic | SUN | PV | (P) Planned for installation, but regulatory approvals not initiated | 2
2023 | 12 | 60064 | Clean Path Energy Center, LLC | IPP | Clean Path Energy Center | NM | 60289 | CPEC1 | 680 | Natural Gas Fired Combined Cycle | NG | CC | (P) Planned for installation, but regulatory approvals not initiated | 680
2023 | 12 | 60064 | Clean Path Energy Center, LLC | IPP | Clean Path Energy Center | NM | 60289 | PVGEN | 55 | Solar Photovoltaic | SUN | PV | (P) Planned for installation, but regulatory approvals not initiated | 55
2023 | 12 | 58842 | Power Company of Wyoming LLC | IPP | Chokecherry and Sierra Madre Wind | WY | 58987 | I-B | 500 | Onshore Wind Turbine | WND | WT | (U) Under construction, less than or equal to 50 percent complete | 500
2023 | 12 | 62023 | Skeleton Creek Energy Center | IPP | Skeleton Creek Energy Center Hybrid | OK | 62494 | SCBAT | 200 | Batteries | MWH | BA | (P) Planned for installation, but regulatory approvals not initiated | 200
2023 | 12 | 62023 | Skeleton Creek Energy Center | IPP | Skeleton Creek Energy Center Hybrid | OK | 62494 | SCSOL | 250 | Solar Photovoltaic | SUN | PV | (P) Planned for installation, but regulatory approvals not initiated | 250
2023 | 12 | 60599 | Washington Solar, LLC | IPP | Washington Solar | NC | 60948 | PV1 | 5 | Solar Photovoltaic | SUN | PV | (P) Planned for installation, but regulatory approvals not initiated | 5
2024 | 1 | 2719 | CalWind Resources Inc | IPP | Tehachapi Wind Resource II | CA | 54909 | PLAN | 15.5 | Onshore Wind Turbine | WND | WT | (P) Planned for installation, but regulatory approvals not initiated | 15.5
2024 | 4 | 55927 | Power4Georgians LLC | Electric Utility | Plant Washington | GA | 56675 | MAIN | 850 | Conventional Steam Coal | SUB | ST | (T) Regulatory approvals received. Not under construction | 850
2024 | 5 | 16572 | Salt River Project | Electric Utility | Copper Crossing Energy Center | AZ | 58413 | CCGS1 | 98 | Natural Gas Fired Combustion Turbine | NG | GT | (P) Planned for installation, but regulatory approvals not initiated | 116
2024 | 5 | 16572 | Salt River Project | Electric Utility | Copper Crossing Energy Center | AZ | 58413 | CCGS2 | 98 | Natural Gas Fired Combustion Turbine | NG | GT | (P) Planned for installation, but regulatory approvals not initiated | 116
2024 | 5 | 16572 | Salt River Project | Electric Utility | Copper Crossing Energy Center | AZ | 58413 | CCGS4 | 226 | Natural Gas Fired Combustion Turbine | NG | GT | (P) Planned for installation, but regulatory approvals not initiated | 241
2024 | 5 | 16572 | Salt River Project | Electric Utility | Copper Crossing Energy Center | AZ | 58413 | CCGS5 | 226 | Natural Gas Fired Combustion Turbine | NG | GT | (P) Planned for installation, but regulatory approvals not initiated | 241
2024 | 12 | 60799 | 33UI 8me LLC | IPP | Long Ridge Solar Farm | UT | 61170 | 33UI8 | 300 | Solar Photovoltaic | SUN | PV | (P) Planned for installation, but regulatory approvals not initiated | 300
2024 | 12 | 56814 | Black Creek Renewable Energy LLC | IPP | Sampson County Disposal | NC | 57492 | GEN7 | 1.6 | Landfill Gas | LFG | IC | (T) Regulatory approvals received. Not under construction | 1.6
2024 | 12 | 56814 | Black Creek Renewable Energy LLC | IPP | Sampson County Disposal | NC | 57492 | GEN8 | 1.6 | Landfill Gas | LFG | IC | (T) Regulatory approvals received. Not under construction | 1.6
2024 | 12 | 58842 | Power Company of Wyoming LLC | IPP | Chokecherry and Sierra Madre Wind | WY | 58987 | I-C | 500 | Onshore Wind Turbine | WND | WT | (U) Under construction, less than or equal to 50 percent complete | 500
2025 | 1 | 7189 | Gila Bend Power Partners LLC | IPP | Gila Bend Power Generation Station | AZ | 55507 | 1 | 156 | Natural Gas Fired Combined Cycle | NG | CT | (L) Regulatory approvals pending. Not under construction | 170
2025 | 2 | 7189 | Gila Bend Power Partners LLC | IPP | Gila Bend Power Generation Station | AZ | 55507 | 2 | 156 | Natural Gas Fired Combined Cycle | NG | CT | (L) Regulatory approvals pending. Not under construction | 170
2025 | 2 | 7189 | Gila Bend Power Partners LLC | IPP | Gila Bend Power Generation Station | AZ | 55507 | 3 | 156 | Natural Gas Fired Combined Cycle | NG | CT | (L) Regulatory approvals pending. Not under construction | 170
2025 | 2 | 7189 | Gila Bend Power Partners LLC | IPP | Gila Bend Power Generation Station | AZ | 55507 | 4 | 390 | Natural Gas Fired Combined Cycle | NG | CA | (L) Regulatory approvals pending. Not under construction | 390
2025 | 5 | 16572 | Salt River Project | Electric Utility | Copper Crossing Energy Center | AZ | 58413 | CCGS6 | 226 | Natural Gas Fired Combustion Turbine | NG | GT | (P) Planned for installation, but regulatory approvals not initiated | 241
2025 | 5 | 16572 | Salt River Project | Electric Utility | Copper Crossing Energy Center | AZ | 58413 | CCGS7 | 226 | Natural Gas Fired Combustion Turbine | NG | GT | (P) Planned for installation, but regulatory approvals not initiated | 241
2025 | 5 | 16572 | Salt River Project | Electric Utility | Copper Crossing Energy Center | AZ | 58413 | CCGS8 | 226 | Natural Gas Fired Combustion Turbine | NG | GT | (P) Planned for installation, but regulatory approvals not initiated | 241
2025 | 12 | 58842 | Power Company of Wyoming LLC | IPP | Chokecherry and Sierra Madre Wind | WY | 58987 | II-A | 750 | Onshore Wind Turbine | WND | WT | (L) Regulatory approvals pending. Not under construction | 750
2026 | 5 | 40575 | Utah Associated Mun Power Sys | Electric Utility | UAMPS Carbon Free Power Plant | ID | 61075 | NPM1 | 47.5 | Nuclear | NUC | ST | (P) Planned for installation, but regulatory approvals not initiated | 50
2026 | 6 | 40575 | Utah Associated Mun Power Sys | Electric Utility | UAMPS Carbon Free Power Plant | ID | 61075 | NPM2 | 47.5 | Nuclear | NUC | ST | (P) Planned for installation, but regulatory approvals not initiated | 50
2026 | 7 | 40575 | Utah Associated Mun Power Sys | Electric Utility | UAMPS Carbon Free Power Plant | ID | 61075 | NPM3 | 47.5 | Nuclear | NUC | ST | (P) Planned for installation, but regulatory approvals not initiated | 50
2026 | 9 | 40575 | Utah Associated Mun Power Sys | Electric Utility | UAMPS Carbon Free Power Plant | ID | 61075 | NPM4 | 47.5 | Nuclear | NUC | ST | (P) Planned for installation, but regulatory approvals not initiated | 50
2026 | 9 | 40575 | Utah Associated Mun Power Sys | Electric Utility | UAMPS Carbon Free Power Plant | ID | 61075 | NPM5 | 47.5 | Nuclear | NUC | ST | (P) Planned for installation, but regulatory approvals not initiated | 50
2026 | 10 | 40575 | Utah Associated Mun Power Sys | Electric Utility | UAMPS Carbon Free Power Plant | ID | 61075 | NPM6 | 47.5 | Nuclear | NUC | ST | (P) Planned for installation, but regulatory approvals not initiated | 50
2026 | 11 | 40575 | Utah Associated Mun Power Sys | Electric Utility | UAMPS Carbon Free Power Plant | ID | 61075 | NPM7 | 47.5 | Nuclear | NUC | ST | (P) Planned for installation, but regulatory approvals not initiated | 50
2026 | 12 | 58842 | Power Company of Wyoming LLC | IPP | Chokecherry and Sierra Madre Wind | WY | 58987 | II-B | 750 | Onshore Wind Turbine | WND | WT | (L) Regulatory approvals pending. Not under construction | 750
2026 | 12 | 40575 | Utah Associated Mun Power Sys | Electric Utility | UAMPS Carbon Free Power Plant | ID | 61075 | NPM8 | 47.5 | Nuclear | NUC | ST | (P) Planned for installation, but regulatory approvals not initiated | 50
2027 | 1 | 40575 | Utah Associated Mun Power Sys | Electric Utility | UAMPS Carbon Free Power Plant | ID | 61075 | NPM9 | 47.5 | Nuclear | NUC | ST | (P) Planned for installation, but regulatory approvals not initiated | 50
2027 | 2 | 40575 | Utah Associated Mun Power Sys | Electric Utility | UAMPS Carbon Free Power Plant | ID | 61075 | NPM10 | 47.5 | Nuclear | NUC | ST | (P) Planned for installation, but regulatory approvals not initiated | 50
2027 | 3 | 40575 | Utah Associated Mun Power Sys | Electric Utility | UAMPS Carbon Free Power Plant | ID | 61075 | NPM11 | 47.5 | Nuclear | NUC | ST | (P) Planned for installation, but regulatory approvals not initiated | 50
2027 | 4 | 40575 | Utah Associated Mun Power Sys | Electric Utility | UAMPS Carbon Free Power Plant | ID | 61075 | NPM12 | 47.5 | Nuclear | NUC | ST | (P) Planned for installation, but regulatory approvals not initiated | 50
2027 | 12 | 60223 | Ketchikan Electric Company | Electric Utility | Mahoney Lake Hydroelectric | AK | 59027 | GEN 1 | 9.6 | Conventional Hydroelectric | WAT | HY | (P) Planned for installation, but regulatory approvals not initiated | 9.6
NOTES: Capacity from facilities with a total generator nameplate capacity less than 1 MW are excluded from this table. Entity ID and Plant ID are official, unique identification numbers assigned by EIA; Generator IDs are assigned by plant owners and/or operators. Descriptions for the Energy Source Codes and the Prime Mover Codes listed in the table can be found in the Technical Notes. Sources: U.S. Energy Information Administration, Form EIA-860, 'Annual Electric Generator Report' and Form EIA-860M, 'Monthly Update to the Annual Electric Generator Report.'

## Calculations
Sum of Nameplate Capacity (MW) | Column Labels
Row Labels | 2020 | 2021 | 2022 | 2023 | 2024 | 2019 | Model Energy Source
All Other |  | 78.6 | 19.9
Batteries | 369.6 | 1815.5 | 390 | 1015 |  | 23.8
Conventional Hydroelectric | 229.5 | 48.8 | 237.1 |  |  | 3.7 | hydro
Geothermal | 28 | [5 empty] | geothermal
Landfill Gas | 2.8 | [5 empty] | biomass
Natural Gas Fired Combined Cycle | 5957.5 | 11096.8 | 13992 | 1223.9 |  | 2508.2 | natural gas nonpeaker
Natural Gas Fired Combustion Turbine | 2451.8 | 3509 | 292.6 | 329 |  | 199.1 | natural gas peaker
Natural Gas Internal Combustion Engine | 245.7 | 158.9 |  |  |  |  | natural gas peaker
Natural Gas Steam Turbine | 2.4 | 229.8 |  |  |  |  | natural gas peaker
Natural Gas with Compressed Air Storage |  |  | 317 |  |  |  | natural gas peaker
Nuclear |  | 1100 | 1100 |  |  |  | nuclear
Offshore Wind Turbine |  | 12 | 820.4 |  |  |  | offshore wind
Onshore Wind Turbine | 20959.5 | 4944.5 | 925 | 500 | 15.5 | 4393.3 | onshore wind
Other Natural Gas | 60.6 | 3.7 |  |  |  | 2.8
Other Waste Biomass | 54.2 | 36 | 1.2 |  |  |  | biomass
Petroleum Liquids | 5.9 | [5 empty] | petroleum
Solar Photovoltaic | 13771.9 | 7919.4 | 3108 | 1602 |  | 2497.8 | solar pv
Solar Thermal without Energy Storage |  | 200 |  |  |  |  | solar thermal
Wood/Wood Waste Biomass | 52 |  |  |  |  | 116 | biomass
Conventional Steam Coal | 17 |  |  |  | 850 |  | hard coal

## BPMCCS
Mandated Construction (MW) | 2019 | 2020 | 2021 | 2022 | 2023 | 2024 | 2025 | 2026 | 2027 | 2028 | 2029 | 2030 | 2031 | 2032 | 2033 | 2034 | 2035 | 2036 | 2037 | 2038 | 2039 | 2040 | 2041 | 2042 | 2043 | 2044 | 2045 | 2046 | 2047 | 2048 | 2049 | 2050
hard coal | 0 | 17 | 0 | 0 | 0 | 850 | 0 | 0 | 0 | 0 | 0 | 0 | 0 | 0 | 0 | 0 | 0 | 0 | 0 | 0 | 0 | 0 | 0 | 0 | 0 | 0 | 0 | 0 | 0 | 0 | 0 | 0
natural gas nonpeaker | 0 | 5957.5 | 11096.8 | 13992 | 1223.9 | 0 | 2508.2 | 0 | 0 | 0 | 0 | 0 | 0 | 0 | 0 | 0 | 0 | 0 | 0 | 0 | 0 | 0 | 0 | 0 | 0 | 0 | 0 | 0 | 0 | 0 | 0 | 0
nuclear | 0 | 0 | 1100 | 1100 | 0 | 0 | 0 | 0 | 0 | 0 | 0 | 0 | 0 | 0 | 0 | 0 | 0 | 0 | 0 | 0 | 0 | 0 | 0 | 0 | 0 | 0 | 0 | 0 | 0 | 0 | 0 | 0
hydro | 0 | 229.5 | 48.8 | 237.1 | 0 | 0 | 3.7 | 0 | 0 | 0 | 0 | 0 | 0 | 0 | 0 | 0 | 0 | 0 | 0 | 0 | 0 | 0 | 0 | 0 | 0 | 0 | 0 | 0 | 0 | 0 | 0 | 0
onshore wind | 0 | 20959.5 | 4944.5 | 925 | 500 | 15.5 | 4393.3 | 0 | 0 | 0 | 0 | 0 | 0 | 0 | 0 | 0 | 0 | 0 | 0 | 0 | 0 | 0 | 0 | 0 | 0 | 0 | 0 | 0 | 0 | 0 | 0 | 0
solar PV | 0 | 13771.9 | 7919.4 | 3108 | 1602 | 0 | 2497.8 | 0 | 0 | 0 | 0 | 0 | 0 | 0 | 0 | 0 | 0 | 0 | 0 | 0 | 0 | 0 | 0 | 0 | 0 | 0 | 0 | 0 | 0 | 0 | 0 | 0
solar thermal | 0 | 0 | 200 | 0 | 0 | 0 | 0 | 0 | 0 | 0 | 0 | 0 | 0 | 0 | 0 | 0 | 0 | 0 | 0 | 0 | 0 | 0 | 0 | 0 | 0 | 0 | 0 | 0 | 0 | 0 | 0 | 0
biomass | 0 | 109 | 36 | 1.2 | 0 | 0 | 116 | 0 | 0 | 0 | 0 | 0 | 0 | 0 | 0 | 0 | 0 | 0 | 0 | 0 | 0 | 0 | 0 | 0 | 0 | 0 | 0 | 0 | 0 | 0 | 0 | 0
geothermal | 0 | 28 | 0 | 0 | 0 | 0 | 0 | 0 | 0 | 0 | 0 | 0 | 0 | 0 | 0 | 0 | 0 | 0 | 0 | 0 | 0 | 0 | 0 | 0 | 0 | 0 | 0 | 0 | 0 | 0 | 0 | 0
petroleum | 0 | 5.9 | 0 | 0 | 0 | 0 | 0 | 0 | 0 | 0 | 0 | 0 | 0 | 0 | 0 | 0 | 0 | 0 | 0 | 0 | 0 | 0 | 0 | 0 | 0 | 0 | 0 | 0 | 0 | 0 | 0 | 0
natural gas peaker | 0 | 2699.9 | 3897.7 | 609.6 | 329 | 0 | 199.1 | 0 | 0 | 0 | 0 | 0 | 0 | 0 | 0 | 0 | 0 | 0 | 0 | 0 | 0 | 0 | 0 | 0 | 0 | 0 | 0 | 0 | 0 | 0 | 0 | 0
lignite | 0 | 0 | 0 | 0 | 0 | 0 | 0 | 0 | 0 | 0 | 0 | 0 | 0 | 0 | 0 | 0 | 0 | 0 | 0 | 0 | 0 | 0 | 0 | 0 | 0 | 0 | 0 | 0 | 0 | 0 | 0 | 0
offshore wind | 0 | 0 | 12 | 820.4 | 0 | 0 | 0 | 0 | 0 | 0 | 0 | 0 | 0 | 0 | 0 | 0 | 0 | 0 | 0 | 0 | 0 | 0 | 0 | 0 | 0 | 0 | 0 | 0 | 0 | 0 | 0 | 0
crude oil | 0 | 0 | 0 | 0 | 0 | 0 | 0 | 0 | 0 | 0 | 0 | 0 | 0 | 0 | 0 | 0 | 0 | 0 | 0 | 0 | 0 | 0 | 0 | 0 | 0 | 0 | 0 | 0 | 0 | 0 | 0 | 0
heavy or residual fuel oil | 0 | 0 | 0 | 0 | 0 | 0 | 0 | 0 | 0 | 0 | 0 | 0 | 0 | 0 | 0 | 0 | 0 | 0 | 0 | 0 | 0 | 0 | 0 | 0 | 0 | 0 | 0 | 0 | 0 | 0 | 0 | 0
municipal solid waste | 0 | 0 | 0 | 0 | 0 | 0 | 0 | 0 | 0 | 0 | 0 | 0 | 0 | 0 | 0 | 0 | 0 | 0 | 0 | 0 | 0 | 0 | 0 | 0 | 0 | 0 | 0 | 0 | 0 | 0 | 0 | 0