## About
SoCEUtiNTY Share of Components Energy Use that is New This Year
Sources: | Share of commercial floorspace that is new
U.S. Energy Information Administration
2025
Annual Energy Outlook 2025
Scenario: High zero-carbon technology cost
Table 5
https://www.eia.gov/outlooks/aeo/tables_side_xls.php
Number of homes
U.S. Energy Information Administration
2026
Annual Energy Outlook 2026
Alternative electricity and transportation: Table 4, Table 5
https://www.eia.gov/outlooks/aeo/tables_side_xls.php
Share of homes that are new
EIA
2020
Residential Demand Module of the National Energy Modeling System: Model Documentation
https://www.eia.gov/outlooks/aeo/nems/documentation/residential/pdf/m067(2020).pdf
Page 58, Existing housing evolution rate
Replacement rate of components in surviving buildings
See bldgs/CL variable
About
This variable is used to estimate the share of BAU component energy use
that is new (i.e. from newly installed components) each year. This includes
both components to serve new buildings (demand growth) and components
to replace retiring components.
The "envelope" value in this variable does not matter, because envelope
does not itself use energy. To avoid confusion, envelope is assigned
a value of zero.
We separately estimate the share of buildings that are new (whose components
are all new) and the share of components in surviving buildings that are
replaced each year. We consider the share of surviving buildings and
new buildings to properly calculate overall component replacement rates.
This variable may need to be recalibrated when adapting the model
to new regions.
Data centers | Data centers use the commercial shares except for IT load ('other component'), which is one over the IT equipment lifetime on the 'Data Centers' tab.

## Component Lifetimes
Building Component | Lifetime (yr)
heating | 19
cooling and ventilation | 15.8333
envelope | 51.8182
lighting | 9.1324
appliances | 13.5333
other component | 15.4

## AEO 2026 Table 4
Table 4. Residential Sector Key Indicators and Consumption
https://www.eia.gov/outlooks/aeo/data/browser/#/?id=4-AEO2026&cases=electrnp&sourcekey=0
Thu Apr 23 2026 14:30:24 GMT-0700 (Pacific Daylight Time)
Source: U.S. Energy Information Administration
| full name | api key | units | 2025 | 2026 | 2027 | 2028 | 2029 | 2030 | 2031 | 2032 | 2033 | 2034 | 2035 | 2036 | 2037 | 2038 | 2039 | 2040 | 2041 | 2042 | 2043 | 2044 | 2045 | 2046 | 2047 | 2048 | 2049 | 2050 | Growth (2025-2050)
Key Indicators
Households (millions)
Single-Family | Residential: Key Indicators: Households: Single-Family: Alternative Electricity and Transportation | AEO.2026.ELECTRNP.KEI_HHD_RESD_SFR_NA_NA_USA_MILL.A | millions | 89.5518 | 90.4993 | 91.446 | 92.3755 | 93.3083 | 94.2431 | 95.1582 | 96.0716 | 96.9737 | 97.8533 | 98.7164 | 99.5557 | 100.3796 | 101.1798 | 101.9485 | 102.6897 | 103.4003 | 104.0939 | 104.761 | 105.4048 | 106.0495 | 106.6984 | 107.3453 | 107.991 | 108.636 | 109.2838 | 0.8%
Multifamily | Residential: Key Indicators: Households: Multifamily: Alternative Electricity and Transportation | AEO.2026.ELECTRNP.KEI_HHD_RESD_MFR_NA_NA_USA_MILL.A | millions | 34.4323 | 34.8367 | 35.2428 | 35.6391 | 36.0372 | 36.4537 | 36.9036 | 37.3555 | 37.7971 | 38.2228 | 38.6368 | 39.0395 | 39.3978 | 39.7305 | 40.0405 | 40.3318 | 40.6014 | 40.854 | 41.0999 | 41.3477 | 41.597 | 41.8469 | 42.0951 | 42.3427 | 42.5902 | 42.8386 | 0.9%
Mobile Homes | Residential: Key Indicators: Households: Mobile Homes: Alternative Electricity and Transportation | AEO.2026.ELECTRNP.KEI_HHD_RESD_MBH_NA_NA_USA_MILL.A | millions | 6.7451 | 6.7594 | 6.807 | 6.8582 | 6.9037 | 6.913 | 6.9151 | 6.9183 | 6.9211 | 6.9234 | 6.927 | 6.9314 | 6.933 | 6.9327 | 6.9276 | 6.9242 | 6.9227 | 6.9218 | 6.9221 | 6.9249 | 6.9296 | 6.9344 | 6.9393 | 6.943 | 6.9465 | 6.9503 | 0.1%
Total | Residential: Key Indicators: Households: Total: Alternative Electricity and Transportation | AEO.2026.ELECTRNP.KEI_HHD_RESD_TEN_NA_NA_USA_MILL.A | millions | 130.7292 | 132.0954 | 133.4957 | 134.8728 | 136.2492 | 137.6098 | 138.9769 | 140.3454 | 141.6918 | 142.9995 | 144.2802 | 145.5265 | 146.7104 | 147.843 | 148.9166 | 149.9457 | 150.9244 | 151.8696 | 152.783 | 153.6774 | 154.5761 | 155.4797 | 156.3797 | 157.2768 | 158.1727 | 159.0727 | 0.8%
Average House Square Footage | Residential: Key Indicators: Average House Square Footage: Alternative Electricity and Transportation | AEO.2026.ELECTRNP.KEI_HHD_RESD_NA_NA_NA_USA_SQFT.A | sq ft | 1648.5809 | 1653.8009 | 1658.7534 | 1663.6196 | 1668.3839 | 1673.0569 | 1677.3986 | 1681.6154 | 1685.7919 | 1689.9557 | 1694.0829 | 1698.1729 | 1702.4686 | 1706.8398 | 1711.274 | 1715.7278 | 1720.2239 | 1724.7522 | 1729.2341 | 1733.6156 | 1737.9188 | 1742.1624 | 1746.3572 | 1750.5023 | 1754.593 | 1758.624 | 0.3%
Energy Intensity
(MMBtu per household)
Gross End-use Consumption | Residential: Household Energy Intensity: Gross End-use Consumption: Alternative Electricity and Transportation | AEO.2026.ELECTRNP.INY_HHD_RESD_DELE_NA_NA_USA_MILLBTUPHOSD.A | MMBtu/household | 89.061 | 86.6542 | 85.8036 | 85.1299 | 84.0706 | 82.7726 | 81.4382 | 80.1997 | 79.0375 | 78.0121 | 77.0869 | 76.2473 | 75.4718 | 74.7794 | 74.1473 | 73.5295 | 72.9877 | 72.5503 | 72.1914 | 71.8733 | 71.5544 | 71.2426 | 70.9129 | 70.5904 | 70.2985 | 70.0258 | -1.0%
Delivered Energy Consumption | Residential: Household Energy Intensity: Delivered Energy Consumption: Alternative Electricity and Transportation | AEO.2026.ELECTRNP.INY_HHD_RESD_TEN_NA_NA_USA_MILLBTUPHOSD.A | MMBtu/household | 87.6448 | 85.169 | 84.245 | 83.4966 | 82.3685 | 80.9992 | 79.5891 | 78.276 | 77.0363 | 75.9288 | 74.9165 | 73.9856 | 73.1123 | 72.3174 | 71.5778 | 70.8491 | 70.1921 | 69.6364 | 69.1566 | 68.7136 | 68.2676 | 67.8256 | 67.3624 | 66.9022 | 66.4709 | 66.0557 | -1.1%
(thousand Btu per square foot)
Gross End-use Consumption | Residential: Energy Intensity per Square Foot: Gross End-use Consumption: Alternative Electricity and Transportation | AEO.2026.ELECTRNP.INY_HHD_RESD_DELE_NA_NA_USA_THBTUPSQFT.A | thousand Btu/sq ft | 54.0228 | 52.397 | 51.7277 | 51.1715 | 50.3904 | 49.4739 | 48.5503 | 47.6921 | 46.8845 | 46.1622 | 45.5036 | 44.8996 | 44.3308 | 43.8116 | 43.3287 | 42.8562 | 42.4292 | 42.0642 | 41.7476 | 41.4586 | 41.1724 | 40.8932 | 40.6062 | 40.3258 | 40.0654 | 39.8185 | -1.2%
Delivered Energy Consumption | Residential: Energy Intensity per Square Foot: Delivered Energy Consumption: Alternative Electricity and Transportation | AEO.2026.ELECTRNP.INY_HHD_RESD_TEN_NA_NA_USA_THBTUPSQFT.A | thousand Btu/sq ft | 53.1638 | 51.499 | 50.7881 | 50.1897 | 49.3702 | 48.4139 | 47.4479 | 46.5481 | 45.6974 | 44.9294 | 44.2225 | 43.5678 | 42.9449 | 42.3692 | 41.8272 | 41.2939 | 40.8041 | 40.3747 | 39.9926 | 39.636 | 39.2812 | 38.9318 | 38.5731 | 38.2188 | 37.884 | 37.561 | -1.4%
Energy Consumption by Fuel
Electricity
Space Heating | Residential: Electricity: Space Heating: Alternative Electricity and Transportation | AEO.2026.ELECTRNP.CNSM_HHD_RESD_SPH_ELC_NA_USA_QBTU.A | quads | 0.59499 | 0.56559 | 0.56617 | 0.56695 | 0.56582 | 0.56227 | 0.55764 | 0.55302 | 0.54866 | 0.5441 | 0.53963 | 0.53538 | 0.53085 | 0.52653 | 0.52204 | 0.51752 | 0.51278 | 0.50851 | 0.50439 | 0.50003 | 0.49596 | 0.49154 | 0.48666 | 0.48183 | 0.47719 | 0.47246 | -0.9%
Space Cooling | Residential: Electricity: Space Cooling: Alternative Electricity and Transportation | AEO.2026.ELECTRNP.CNSM_NA_RESD_SPC_ELC_NA_USA_QBTU.A | quads | 0.92457 | 0.98389 | 0.99778 | 1.0116 | 1.0227 | 1.03 | 1.0366 | 1.0441 | 1.0524 | 1.062 | 1.0726 | 1.0844 | 1.097 | 1.1101 | 1.1236 | 1.138 | 1.1531 | 1.1702 | 1.1883 | 1.2065 | 1.2253 | 1.2431 | 1.2603 | 1.2769 | 1.2943 | 1.3114 | 1.4%
Water Heating | Residential: Electricity: Water Heating: Alternative Electricity and Transportation | AEO.2026.ELECTRNP.CNSM_NA_RESD_WTHT_ELC_NA_USA_QBTU.A | quads | 0.45253 | 0.44483 | 0.43924 | 0.43467 | 0.41793 | 0.39681 | 0.37455 | 0.35389 | 0.33486 | 0.31755 | 0.30189 | 0.28807 | 0.27601 | 0.26573 | 0.25717 | 0.25033 | 0.24518 | 0.24183 | 0.24026 | 0.23862 | 0.23698 | 0.23524 | 0.23341 | 0.23158 | 0.22998 | 0.22856 | -2.7%
Refrigeration | Residential: Electricity: Refrigeration: Alternative Electricity and Transportation | AEO.2026.ELECTRNP.CNSM_NA_RESD_REFR_ELC_NA_USA_QBTU.A | quads | 0.34956 | 0.34853 | 0.34743 | 0.34621 | 0.34526 | 0.34202 | 0.33903 | 0.3363 | 0.3338 | 0.33147 | 0.32937 | 0.32765 | 0.32634 | 0.32546 | 0.32499 | 0.32494 | 0.32529 | 0.32607 | 0.32728 | 0.32891 | 0.33105 | 0.33371 | 0.33687 | 0.34001 | 0.34313 | 0.34623 | -0.0%
Cooking | Residential: Electricity: Cooking: Alternative Electricity and Transportation | AEO.2026.ELECTRNP.CNSM_NA_RESD_CGR_ELC_NA_USA_QBTU.A | quads | 0.068362 | 0.069242 | 0.07015 | 0.071053 | 0.07196 | 0.07286 | 0.07377 | 0.074686 | 0.075595 | 0.076502 | 0.077415 | 0.078332 | 0.079236 | 0.080074 | 0.080823 | 0.081486 | 0.082052 | 0.082525 | 0.082965 | 0.083381 | 0.083789 | 0.084191 | 0.084584 | 0.084967 | 0.085342 | 0.085709 | 0.9%
Clothes Dryers | Residential: Electricity: Clothes Dryers: Alternative Electricity and Transportation | AEO.2026.ELECTRNP.CNSM_NA_RESD_CDR_ELC_NA_USA_QBTU.A | quads | 0.19033 | 0.19084 | 0.1918 | 0.19308 | 0.19374 | 0.19336 | 0.19236 | 0.19103 | 0.19012 | 0.1896 | 0.18948 | 0.18982 | 0.19052 | 0.19171 | 0.19336 | 0.19553 | 0.1983 | 0.20107 | 0.20391 | 0.20676 | 0.20961 | 0.21233 | 0.21486 | 0.21726 | 0.21971 | 0.22207 | 0.6%
Freezers | Residential: Electricity: Freezers: Alternative Electricity and Transportation | AEO.2026.ELECTRNP.CNSM_NA_RESD_FRZ_ELC_NA_USA_QBTU.A | quads | 0.079278 | 0.079241 | 0.079217 | 0.07916 | 0.079073 | 0.07857 | 0.078007 | 0.077404 | 0.076823 | 0.076257 | 0.075716 | 0.075195 | 0.074693 | 0.074214 | 0.073757 | 0.073328 | 0.072937 | 0.072586 | 0.072278 | 0.072012 | 0.071802 | 0.07166 | 0.071579 | 0.071571 | 0.071643 | 0.0718 | -0.4%
Lighting | Residential: Electricity: Lighting: Alternative Electricity and Transportation | AEO.2026.ELECTRNP.CNSM_NA_RESD_LGHTNG_ELC_NA_USA_QBTU.A | quads | 0.18285 | 0.18222 | 0.18357 | 0.18564 | 0.18744 | 0.18699 | 0.18642 | 0.18626 | 0.1864 | 0.18674 | 0.18721 | 0.18775 | 0.18823 | 0.18872 | 0.1894 | 0.18704 | 0.18509 | 0.18369 | 0.18285 | 0.18248 | 0.18238 | 0.18231 | 0.1822 | 0.18219 | 0.18238 | 0.18259 | -0.0%
Clothes Washers | Residential: Electricity: Clothes Washers: Alternative Electricity and Transportation | AEO.2026.ELECTRNP.CNSM_NA_RESD_CLW_ELC_NA_USA_QBTU.A | quads | 0.040723 | 0.039741 | 0.03875 | 0.037583 | 0.036385 | 0.034992 | 0.03354 | 0.032 | 0.030665 | 0.029534 | 0.028609 | 0.027904 | 0.027429 | 0.02721 | 0.027261 | 0.027311 | 0.027362 | 0.02742 | 0.027486 | 0.027564 | 0.027658 | 0.027768 | 0.02789 | 0.028024 | 0.028167 | 0.028319 | -1.4%
Dishwashers | Residential: Electricity: Dishwashers: Alternative Electricity and Transportation | AEO.2026.ELECTRNP.CNSM_NA_RESD_DSW_ELC_NA_USA_QBTU.A | quads | 0.037162 | 0.038076 | 0.03836 | 0.038523 | 0.038637 | 0.038703 | 0.03872 | 0.038689 | 0.038734 | 0.038861 | 0.039071 | 0.039371 | 0.039764 | 0.040262 | 0.040872 | 0.041477 | 0.042076 | 0.042674 | 0.043273 | 0.043876 | 0.044488 | 0.045111 | 0.045741 | 0.046379 | 0.047023 | 0.047676 | 1.0%
Televisions and Related Equipment | Residential: Electricity: Televisions: Alternative Electricity and Transportation | AEO.2026.ELECTRNP.CNSM_NA_RESD_TVR_ELC_NA_USA_QBTU.A | quads | 0.12484 | 0.12218 | 0.11996 | 0.11809 | 0.1161 | 0.11381 | 0.11152 | 0.1094 | 0.10749 | 0.10573 | 0.10414 | 0.10272 | 0.10141 | 0.10027 | 0.099267 | 0.098398 | 0.097694 | 0.097154 | 0.096815 | 0.096643 | 0.096638 | 0.096759 | 0.096903 | 0.097108 | 0.097404 | 0.097758 | -1.0%
Computers and Related Equipment | Residential: Electricity: Computers: Alternative Electricity and Transportation | AEO.2026.ELECTRNP.CNSM_NA_RESD_CMPR_ELC_NA_USA_QBTU.A | quads | 0.097012 | 0.095324 | 0.093865 | 0.092524 | 0.090934 | 0.088982 | 0.086906 | 0.084865 | 0.082885 | 0.080946 | 0.079062 | 0.07725 | 0.075484 | 0.073799 | 0.072189 | 0.070667 | 0.069258 | 0.06799 | 0.066879 | 0.065919 | 0.065114 | 0.064456 | 0.063893 | 0.063459 | 0.063206 | 0.063082 | -1.7%
Furnace Fans and Boiler Circulation Pumps | Residential: Electricity: Fans and Pumps: Alternative Electricity and Transportation | AEO.2026.ELECTRNP.CNSM_NA_RESD_FPR_ELC_NA_USA_QBTU.A | quads | 0.15744 | 0.1529 | 0.15378 | 0.15412 | 0.15401 | 0.15365 | 0.15307 | 0.15266 | 0.15217 | 0.15166 | 0.15102 | 0.15023 | 0.14911 | 0.14769 | 0.14591 | 0.14383 | 0.14144 | 0.13902 | 0.13644 | 0.13382 | 0.13126 | 0.12871 | 0.12613 | 0.12373 | 0.12152 | 0.11952 | -1.1%
Other Uses | Residential: Electricity: Other Uses: Alternative Electricity and Transportation | AEO.2026.ELECTRNP.CNSM_NA_RESD_OTHU_ELC_NA_USA_QBTU.A | quads | 2.032 | 2.0498 | 1.9517 | 1.9886 | 2.0227 | 2.0521 | 2.0794 | 2.1075 | 2.1366 | 2.169 | 2.2028 | 2.237 | 2.2722 | 2.3081 | 2.3438 | 2.3753 | 2.4093 | 2.4449 | 2.4825 | 2.521 | 2.5557 | 2.594 | 2.6319 | 2.6698 | 2.7089 | 2.7488 | 1.2%
Gross End-use Electricity Consumption | Residential: Electricity: Gross End-use Electricity Consumption: Alternative Electricity and Transportation | AEO.2026.ELECTRNP.CNSM_NA_RESD_DELE_ELC_NA_USA_QBTU.A | quads | 5.3316 | 5.3624 | 5.2717 | 5.3177 | 5.3427 | 5.3451 | 5.3416 | 5.3418 | 5.3472 | 5.3599 | 5.378 | 5.4011 | 5.4282 | 5.4599 | 5.4944 | 5.5251 | 5.5619 | 5.6056 | 5.6556 | 5.7075 | 5.7577 | 5.8109 | 5.8628 | 5.9148 | 5.9699 | 6.026 | 0.5%
Purchased Electricity for Electric Vehicle Charging | Residential: Electricity: Purchased Electricity for EV Charging: Alternative Electricity and Transportation | AEO.2026.ELECTRNP.CNSM_NA_RESD_EVCHRING_ELC_NA_USA_QBTU.A | quads | 0.070135 | 0.091487 | 0.1193 | 0.15019 | 0.1805 | 0.20873 | 0.23312 | 0.25519 | 0.27699 | 0.29924 | 0.32177 | 0.34432 | 0.3669 | 0.38932 | 0.41114 | 0.43247 | 0.45277 | 0.47239 | 0.4913 | 0.50967 | 0.52751 | 0.54465 | 0.56095 | 0.57689 | 0.59221 | 0.60719 | 9.0%
On-site Generation for Own Use | Residential: Electricity: Generation for Own Use: Alternative Electricity and Transportation | AEO.2026.ELECTRNP.GEN_NA_RESD_GFO_ELC_NA_USA_QBTU.A | quads | 0.18513 | 0.19618 | 0.20807 | 0.22029 | 0.23191 | 0.24405 | 0.25699 | 0.26999 | 0.28356 | 0.29791 | 0.31315 | 0.32913 | 0.34616 | 0.36399 | 0.38263 | 0.40192 | 0.42192 | 0.44253 | 0.46366 | 0.48558 | 0.50806 | 0.53128 | 0.55523 | 0.58008 | 0.60541 | 0.63153 | 5.0%
Purchased Electricity at Residential Location | Residential: Electricity: Purchased Electricity at Residential Location: Alternative Electricity and Transportation | AEO.2026.ELECTRNP.CNSM_NA_RESD_PURCHELEC_ELC_NA_USA_QBTU.A | quads | 5.2166 | 5.2577 | 5.183 | 5.2476 | 5.2913 | 5.3098 | 5.3177 | 5.327 | 5.3407 | 5.3613 | 5.3866 | 5.4162 | 5.449 | 5.4853 | 5.5229 | 5.5557 | 5.5928 | 5.6354 | 5.6832 | 5.7316 | 5.7771 | 5.8243 | 5.8686 | 5.9116 | 5.9567 | 6.0016 | 0.6%
Natural Gas
Space Heating | Residential: Natural Gas: Space Heating: Alternative Electricity and Transportation | AEO.2026.ELECTRNP.CNSM_NA_RESD_SPH_NG_NA_USA_QBTU.A | quads | 3.118 | 2.9297 | 3.0471 | 3.0283 | 2.992 | 2.9475 | 2.9004 | 2.8565 | 2.8131 | 2.7724 | 2.7328 | 2.6957 | 2.6581 | 2.6222 | 2.5871 | 2.5533 | 2.5199 | 2.4903 | 2.4626 | 2.4366 | 2.4121 | 2.3867 | 2.36 | 2.3336 | 2.3077 | 2.2826 | -1.2%
Space Cooling | Residential: Natural Gas: Space Cooling: Alternative Electricity and Transportation | AEO.2026.ELECTRNP.CNSM_NA_RESD_SPC_NG_NA_USA_QBTU.A | quads | 0.058598 | 0.062155 | 0.06259 | 0.062752 | 0.062711 | 0.062576 | 0.062453 | 0.06243 | 0.062446 | 0.062545 | 0.062667 | 0.062853 | 0.06307 | 0.063308 | 0.063572 | 0.063894 | 0.064259 | 0.064725 | 0.065211 | 0.065681 | 0.066162 | 0.066587 | 0.066993 | 0.067365 | 0.067759 | 0.068145 | 0.6%
Water Heating | Residential: Natural Gas: Water Heating: Alternative Electricity and Transportation | AEO.2026.ELECTRNP.CNSM_NA_RESD_WTHT_NG_NA_USA_QBTU.A | quads | 1.0243 | 1.0352 | 1.0454 | 1.0552 | 1.0533 | 1.0498 | 1.0469 | 1.0452 | 1.0426 | 1.042 | 1.043 | 1.0435 | 1.043 | 1.0422 | 1.0409 | 1.0393 | 1.037 | 1.0347 | 1.0321 | 1.0291 | 1.0254 | 1.0207 | 1.0151 | 1.0094 | 1.0039 | 0.99913 | -0.1%
Cooking | Residential: Natural Gas: Cooking: Alternative Electricity and Transportation | AEO.2026.ELECTRNP.CNSM_NA_RESD_CGR_NG_NA_USA_QBTU.A | quads | 0.077268 | 0.077256 | 0.077247 | 0.077222 | 0.077195 | 0.077167 | 0.077124 | 0.077065 | 0.077006 | 0.07697 | 0.076962 | 0.076991 | 0.07706 | 0.077217 | 0.077432 | 0.077712 | 0.078045 | 0.07843 | 0.078816 | 0.079203 | 0.079599 | 0.080006 | 0.080424 | 0.080855 | 0.081299 | 0.081761 | 0.2%
Clothes Dryers | Residential: Natural Gas: Clothes Dryers: Alternative Electricity and Transportation | AEO.2026.ELECTRNP.CNSM_NA_RESD_CDR_NG_NA_USA_QBTU.A | quads | 0.039574 | 0.040284 | 0.04092 | 0.041544 | 0.042109 | 0.042643 | 0.043187 | 0.043759 | 0.044208 | 0.044701 | 0.045238 | 0.045826 | 0.046396 | 0.046978 | 0.047561 | 0.048146 | 0.048724 | 0.049352 | 0.050015 | 0.050707 | 0.051406 | 0.052088 | 0.052756 | 0.053424 | 0.0541 | 0.054789 | 1.3%
Other Uses | Residential: Natural Gas: Other Uses: Alternative Electricity and Transportation | AEO.2026.ELECTRNP.CNSM_NA_RESD_OTHU_NG_NA_USA_QBTU.A | quads | 0.60835 | 0.61167 | 0.61395 | 0.61501 | 0.61462 | 0.61321 | 0.61157 | 0.61025 | 0.60843 | 0.60709 | 0.6059 | 0.60509 | 0.60413 | 0.60332 | 0.60256 | 0.60191 | 0.60137 | 0.60121 | 0.6013 | 0.60158 | 0.60179 | 0.60166 | 0.60125 | 0.60076 | 0.6003 | 0.59992 | -0.1%
Delivered Energy | Residential: Natural Gas: Delivered Energy: Alternative Electricity and Transportation | AEO.2026.ELECTRNP.CNSM_NA_RESD_DELE_NG_NA_USA_QBTU.A | quads | 4.9261 | 4.7563 | 4.8872 | 4.8801 | 4.8419 | 4.7929 | 4.7416 | 4.6952 | 4.6478 | 4.6057 | 4.5666 | 4.53 | 4.4917 | 4.4553 | 4.4192 | 4.3843 | 4.3493 | 4.3188 | 4.2901 | 4.2629 | 4.2365 | 4.2077 | 4.1765 | 4.1454 | 4.115 | 4.0864 | -0.7%
Distillate Fuel Oil
Space Heating | Residential: Distillate Fuel Oil: Space Heating: Alternative Electricity and Transportation | AEO.2026.ELECTRNP.CNSM_NA_RESD_SPH_DFO_NA_USA_QBTU.A | quads | 0.42537 | 0.40916 | 0.40482 | 0.39843 | 0.3916 | 0.38542 | 0.37914 | 0.37318 | 0.36729 | 0.36188 | 0.35655 | 0.35144 | 0.34648 | 0.34171 | 0.33711 | 0.33258 | 0.32808 | 0.32378 | 0.31953 | 0.31543 | 0.31137 | 0.3074 | 0.30342 | 0.29946 | 0.29552 | 0.29173 | -1.5%
Water Heating | Residential: Distillate Fuel Oil: Water Heating: Alternative Electricity and Transportation | AEO.2026.ELECTRNP.CNSM_NA_RESD_WTHT_DFO_NA_USA_QBTU.A | quads | 0.037857 | 0.035875 | 0.033765 | 0.03176 | 0.029822 | 0.028183 | 0.026771 | 0.025623 | 0.024712 | 0.024075 | 0.023676 | 0.023234 | 0.022778 | 0.022309 | 0.021834 | 0.021354 | 0.020862 | 0.020367 | 0.01987 | 0.019372 | 0.01887 | 0.018372 | 0.017881 | 0.017401 | 0.01694 | 0.016509 | -3.3%
Other Uses | Residential: Distillate Fuel Oil: Other Uses: Alternative Electricity and Transportation | AEO.2026.ELECTRNP.CNSM_NA_RESD_OTHU_DFO_NA_USA_QBTU.A | quads | 0.026055 | 0.026324 | 0.026369 | 0.02631 | 0.026206 | 0.026145 | 0.026071 | 0.02601 | 0.025943 | 0.025899 | 0.025849 | 0.025803 | 0.025762 | 0.025724 | 0.02569 | 0.025657 | 0.025618 | 0.025583 | 0.025549 | 0.025516 | 0.025477 | 0.025438 | 0.025396 | 0.025351 | 0.025306 | 0.025271 | -0.1%
Delivered Energy | Residential: Distillate Fuel Oil: Delivered Energy: Alternative Electricity and Transportation | AEO.2026.ELECTRNP.CNSM_NA_RESD_NA_DFO_NA_USA_QBTU.A | quads | 0.48928 | 0.47136 | 0.46495 | 0.4565 | 0.44762 | 0.43975 | 0.43198 | 0.42481 | 0.41795 | 0.41185 | 0.40607 | 0.40047 | 0.39502 | 0.38974 | 0.38464 | 0.3796 | 0.37457 | 0.36974 | 0.36497 | 0.36034 | 0.35574 | 0.35124 | 0.34672 | 0.34224 | 0.33781 | 0.33355 | -1.5%
Propane
Space Heating | Residential: Propane: Space Heating: Alternative Electricity and Transportation | AEO.2026.ELECTRNP.CNSM_NA_RESD_SPH_PROP_NA_USA_QBTU.A | quads | 0.37752 | 0.36312 | 0.3412 | 0.33858 | 0.3341 | 0.32857 | 0.32222 | 0.31595 | 0.30998 | 0.30452 | 0.29948 | 0.29477 | 0.29023 | 0.28586 | 0.28161 | 0.2776 | 0.27385 | 0.27052 | 0.26755 | 0.26486 | 0.26236 | 0.25988 | 0.25727 | 0.25462 | 0.25197 | 0.24938 | -1.6%
Water Heating | Residential: Propane: Water Heating: Alternative Electricity and Transportation | AEO.2026.ELECTRNP.CNSM_NA_RESD_WTHT_PROP_NA_USA_QBTU.A | quads | 0.058525 | 0.059045 | 0.059788 | 0.06039 | 0.059603 | 0.058604 | 0.057557 | 0.056584 | 0.055702 | 0.055021 | 0.054534 | 0.053959 | 0.053307 | 0.052582 | 0.051789 | 0.050962 | 0.050118 | 0.049286 | 0.048476 | 0.047684 | 0.046888 | 0.04607 | 0.045236 | 0.044409 | 0.043616 | 0.042878 | -1.2%
Cooking | Residential: Propane: Cooking: Alternative Electricity and Transportation | AEO.2026.ELECTRNP.CNSM_NA_RESD_CGR_PROP_NA_USA_QBTU.A | quads | 0.010417 | 0.010383 | 0.010353 | 0.010321 | 0.010288 | 0.010251 | 0.010209 | 0.010161 | 0.01011 | 0.010055 | 0.009996 | 0.009933 | 0.009865 | 0.009813 | 0.009777 | 0.009759 | 0.009759 | 0.00978 | 0.009799 | 0.009815 | 0.00983 | 0.009844 | 0.009857 | 0.009868 | 0.009877 | 0.009886 | -0.2%
Other Uses | Residential: Propane: Other Uses: Alternative Electricity and Transportation | AEO.2026.ELECTRNP.CNSM_NA_RESD_OTHU_PROP_NA_USA_QBTU.A | quads | 0.078037 | 0.081169 | 0.084197 | 0.086919 | 0.089322 | 0.091503 | 0.0935 | 0.095471 | 0.09741 | 0.099465 | 0.10161 | 0.10382 | 0.10602 | 0.10822 | 0.11039 | 0.11257 | 0.11481 | 0.11715 | 0.11959 | 0.12212 | 0.12467 | 0.12718 | 0.12965 | 0.13209 | 0.13456 | 0.13705 | 2.3%
Delivered Energy | Residential: Propane: Delivered Energy: Alternative Electricity and Transportation | AEO.2026.ELECTRNP.CNSM_NA_RESD_DELE_PROP_NA_USA_QBTU.A | quads | 0.5245 | 0.51372 | 0.49554 | 0.49621 | 0.49331 | 0.48893 | 0.48349 | 0.47816 | 0.4732 | 0.46906 | 0.46562 | 0.46248 | 0.45943 | 0.45648 | 0.45357 | 0.4509 | 0.44854 | 0.44674 | 0.44542 | 0.44448 | 0.44375 | 0.44298 | 0.44201 | 0.44099 | 0.44002 | 0.43919 | -0.7%
Marketed Renewables (wood) | Residential: Marketed Renewables (wood): Alternative Electricity and Transportation | AEO.2026.ELECTRNP.CNSM_NA_RESD_NA_MRW_NA_USA_QBTU.A | quads | 0.37139 | 0.3429 | 0.33499 | 0.33121 | 0.32895 | 0.32363 | 0.31937 | 0.31564 | 0.31281 | 0.30913 | 0.30583 | 0.30201 | 0.29809 | 0.2942 | 0.28995 | 0.28554 | 0.28127 | 0.27738 | 0.27363 | 0.27008 | 0.26697 | 0.26398 | 0.26129 | 0.25882 | 0.25658 | 0.25414 | -1.5%
Energy Consumption by End Use
Space Heating | Residential: Delivered Energy Use by End Use: Space Heating: Alternative Electricity and Transportation | AEO.2026.ELECTRNP.CNSM_NA_RESD_SPH_DEE_NA_USA_QBTU.A | quads | 4.8873 | 4.6105 | 4.6942 | 4.6635 | 4.6124 | 4.5474 | 4.4788 | 4.4143 | 4.3519 | 4.292 | 4.2343 | 4.1793 | 4.1237 | 4.0705 | 4.0179 | 3.9665 | 3.9159 | 3.8705 | 3.8277 | 3.787 | 3.7488 | 3.7095 | 3.6686 | 3.6283 | 3.5889 | 3.5503 | -1.3%
Space Cooling | Residential: Delivered Energy Use by End Use: Space Cooling: Alternative Electricity and Transportation | AEO.2026.ELECTRNP.CNSM_NA_RESD_SPC_DEE_NA_USA_QBTU.A | quads | 0.98317 | 1.046 | 1.0604 | 1.0743 | 1.0855 | 1.0926 | 1.099 | 1.1066 | 1.1148 | 1.1245 | 1.1352 | 1.1473 | 1.1601 | 1.1734 | 1.1872 | 1.2019 | 1.2174 | 1.2349 | 1.2535 | 1.2721 | 1.2914 | 1.3097 | 1.3273 | 1.3443 | 1.362 | 1.3795 | 1.4%
Water Heating | Residential: Delivered Energy Use by End Use: Water Heating: Alternative Electricity and Transportation | AEO.2026.ELECTRNP.CNSM_NA_RESD_WTHT_DEE_NA_USA_QBTU.A | quads | 1.5732 | 1.5749 | 1.5782 | 1.582 | 1.5607 | 1.5334 | 1.5058 | 1.4813 | 1.4578 | 1.4386 | 1.4231 | 1.4088 | 1.3951 | 1.3828 | 1.3717 | 1.3619 | 1.3532 | 1.3462 | 1.3407 | 1.3348 | 1.3282 | 1.3204 | 1.3117 | 1.3028 | 1.2945 | 1.2871 | -0.8%
Refrigeration | Residential: Delivered Energy Use by End Use: Refrigeration: Alternative Electricity and Transportation | AEO.2026.ELECTRNP.CNSM_NA_RESD_REFR_DEE_NA_USA_QBTU.A | quads | 0.34956 | 0.34853 | 0.34743 | 0.34621 | 0.34526 | 0.34202 | 0.33903 | 0.3363 | 0.3338 | 0.33147 | 0.32937 | 0.32765 | 0.32634 | 0.32546 | 0.32499 | 0.32494 | 0.32529 | 0.32607 | 0.32728 | 0.32891 | 0.33105 | 0.33371 | 0.33687 | 0.34001 | 0.34313 | 0.34623 | -0.0%
Cooking | Residential: Delivered Energy Use by End Use: Cooking: Alternative Electricity and Transportation | AEO.2026.ELECTRNP.CNSM_NA_RESD_CGR_DEE_NA_USA_QBTU.A | quads | 0.15605 | 0.15688 | 0.15775 | 0.1586 | 0.15944 | 0.16028 | 0.1611 | 0.16191 | 0.16271 | 0.16353 | 0.16437 | 0.16526 | 0.16616 | 0.1671 | 0.16803 | 0.16896 | 0.16986 | 0.17073 | 0.17158 | 0.1724 | 0.17322 | 0.17404 | 0.17486 | 0.17569 | 0.17652 | 0.17736 | 0.5%
Clothes Dryers | Residential: Delivered Energy Use by End Use: Clothes Dryers: Alternative Electricity and Transportation | AEO.2026.ELECTRNP.CNSM_NA_RESD_CDR_DEE_NA_USA_QBTU.A | quads | 0.22991 | 0.23112 | 0.23272 | 0.23462 | 0.23585 | 0.236 | 0.23555 | 0.23479 | 0.23433 | 0.2343 | 0.23472 | 0.23564 | 0.23691 | 0.23869 | 0.24092 | 0.24368 | 0.24703 | 0.25042 | 0.25393 | 0.25746 | 0.26102 | 0.26442 | 0.26761 | 0.27069 | 0.27381 | 0.27686 | 0.7%
Freezers | Residential: Delivered Energy Use by End Use: Freezers: Alternative Electricity and Transportation | AEO.2026.ELECTRNP.CNSM_NA_RESD_FRZ_DEE_NA_USA_QBTU.A | quads | 0.079278 | 0.079241 | 0.079217 | 0.07916 | 0.079073 | 0.07857 | 0.078007 | 0.077404 | 0.076823 | 0.076257 | 0.075716 | 0.075195 | 0.074693 | 0.074214 | 0.073757 | 0.073328 | 0.072937 | 0.072586 | 0.072278 | 0.072012 | 0.071802 | 0.07166 | 0.071579 | 0.071571 | 0.071643 | 0.0718 | -0.4%
Lighting | Residential: Delivered Energy Use by End Use: Lighting: Alternative Electricity and Transportation | AEO.2026.ELECTRNP.CNSM_NA_RESD_LGHTNG_DEE_NA_USA_QBTU.A | quads | 0.18285 | 0.18222 | 0.18357 | 0.18564 | 0.18744 | 0.18699 | 0.18642 | 0.18626 | 0.1864 | 0.18674 | 0.18721 | 0.18775 | 0.18823 | 0.18872 | 0.1894 | 0.18704 | 0.18509 | 0.18369 | 0.18285 | 0.18248 | 0.18238 | 0.18231 | 0.1822 | 0.18219 | 0.18238 | 0.18259 | -0.0%
Clothes Washers | Residential: Delivered Energy Use by End Use: Clothes Washers: Alternative Electricity and Transportation | AEO.2026.ELECTRNP.CNSM_NA_RESD_CLW_DEE_NA_USA_QBTU.A | quads | 0.040723 | 0.039741 | 0.03875 | 0.037583 | 0.036385 | 0.034992 | 0.03354 | 0.032 | 0.030665 | 0.029534 | 0.028609 | 0.027904 | 0.027429 | 0.02721 | 0.027261 | 0.027311 | 0.027362 | 0.02742 | 0.027486 | 0.027564 | 0.027658 | 0.027768 | 0.02789 | 0.028024 | 0.028167 | 0.028319 | -1.4%
Dishwashers | Residential: Delivered Energy Use by End Use: Dishwashers: Alternative Electricity and Transportation | AEO.2026.ELECTRNP.CNSM_NA_RESD_DSW_DEE_NA_USA_QBTU.A | quads | 0.037162 | 0.038076 | 0.03836 | 0.038523 | 0.038637 | 0.038703 | 0.03872 | 0.038689 | 0.038734 | 0.038861 | 0.039071 | 0.039371 | 0.039764 | 0.040262 | 0.040872 | 0.041477 | 0.042076 | 0.042674 | 0.043273 | 0.043876 | 0.044488 | 0.045111 | 0.045741 | 0.046379 | 0.047023 | 0.047676 | 1.0%
Televisions and Related Equipment | Residential: Delivered Energy Use by End Use: Televisions: Alternative Electricity and Transportation | AEO.2026.ELECTRNP.CNSM_NA_RESD_TVR_DEE_NA_USA_QBTU.A | quads | 0.12484 | 0.12218 | 0.11996 | 0.11809 | 0.1161 | 0.11381 | 0.11152 | 0.1094 | 0.10749 | 0.10573 | 0.10414 | 0.10272 | 0.10141 | 0.10027 | 0.099267 | 0.098398 | 0.097694 | 0.097154 | 0.096815 | 0.096643 | 0.096638 | 0.096759 | 0.096903 | 0.097108 | 0.097404 | 0.097758 | -1.0%
Computers and Related Equipment | Residential: Delivered Energy Use by End Use: Computers: Alternative Electricity and Transportation | AEO.2026.ELECTRNP.CNSM_NA_RESD_CMPR_DEE_NA_USA_QBTU.A | quads | 0.097012 | 0.095324 | 0.093865 | 0.092524 | 0.090934 | 0.088982 | 0.086906 | 0.084865 | 0.082885 | 0.080946 | 0.079062 | 0.07725 | 0.075484 | 0.073799 | 0.072189 | 0.070667 | 0.069258 | 0.06799 | 0.066879 | 0.065919 | 0.065114 | 0.064456 | 0.063893 | 0.063459 | 0.063206 | 0.063082 | -1.7%
Furnace Fans and Boiler Circulation Pumps | Residential: Delivered Energy Use by End Use: Fans and Pumps: Alternative Electricity and Transportation | AEO.2026.ELECTRNP.CNSM_NA_RESD_FPR_DEE_NA_USA_QBTU.A | quads | 0.15744 | 0.1529 | 0.15378 | 0.15412 | 0.15401 | 0.15365 | 0.15307 | 0.15266 | 0.15217 | 0.15166 | 0.15102 | 0.15023 | 0.14911 | 0.14769 | 0.14591 | 0.14383 | 0.14144 | 0.13902 | 0.13644 | 0.13382 | 0.13126 | 0.12871 | 0.12613 | 0.12373 | 0.12152 | 0.11952 | -1.1%
Other Uses | Residential: Delivered Energy Use by End Use: Other Uses: Alternative Electricity and Transportation | AEO.2026.ELECTRNP.CNSM_NA_RESD_OTHU_DEE_NA_USA_QBTU.A | quads | 2.7444 | 2.7689 | 2.6762 | 2.7168 | 2.7528 | 2.783 | 2.8106 | 2.8392 | 2.8684 | 2.9015 | 2.9362 | 2.9717 | 3.0081 | 3.0454 | 3.0824 | 3.1155 | 3.1511 | 3.1888 | 3.2289 | 3.2702 | 3.3076 | 3.3483 | 3.3881 | 3.428 | 3.4691 | 3.5111 | 1.0%
Gross End-use Electricity Consumption | Residential: Energy Consumption by End Use: Gross End-use Consumption: Alternative Electricity and Transportation | AEO.2026.ELECTRNP.CNSM_NA_RESD_TUS_DEE_NA_USA_QBTU.A | quads | 11.6429 | 11.4466 | 11.4544 | 11.4817 | 11.4546 | 11.3903 | 11.318 | 11.2557 | 11.199 | 11.1557 | 11.1221 | 11.096 | 11.0725 | 11.0556 | 11.0418 | 11.0254 | 11.0156 | 11.0182 | 11.0296 | 11.0453 | 11.0606 | 11.0768 | 11.0893 | 11.1022 | 11.1193 | 11.1392 | -0.2%
Purchased Electricity for Electric Vehicle Charging | Residential: Energy Consumption by End Use: Purchased Electricity for EV Charging: Alternative Electricity and Transportation | AEO.2026.ELECTRNP.CNSM_NA_RESD_PUELEVCHRG_DEE_NA_USA_QBTU.A | quads | 0.070135 | 0.091487 | 0.1193 | 0.15019 | 0.1805 | 0.20873 | 0.23312 | 0.25519 | 0.27699 | 0.29924 | 0.32177 | 0.34432 | 0.3669 | 0.38932 | 0.41114 | 0.43247 | 0.45277 | 0.47239 | 0.4913 | 0.50967 | 0.52751 | 0.54465 | 0.56095 | 0.57689 | 0.59221 | 0.60719 | 9.0%
On-site Generation for Own Use | Residential: Energy Consumption by End Use: Generation for Own Use: Alternative Electricity and Transportation | AEO.2026.ELECTRNP.GEN_NA_RESD_GFO_DEE_NA_USA_QBTU.A | quads | 0.18513 | 0.19618 | 0.20807 | 0.22029 | 0.23191 | 0.24405 | 0.25699 | 0.26999 | 0.28356 | 0.29791 | 0.31315 | 0.32913 | 0.34616 | 0.36399 | 0.38263 | 0.40192 | 0.42192 | 0.44253 | 0.46366 | 0.48558 | 0.50806 | 0.53128 | 0.55523 | 0.58008 | 0.60541 | 0.63153 | 5.0%
Delivered Energy | Residential: Energy Consumption by End Use: Delivered Energy: Alternative Electricity and Transportation | AEO.2026.ELECTRNP.CNSM_NA_RESD_DELE_DEE_NA_USA_QBTU.A | quads | 11.5279 | 11.3419 | 11.3656 | 11.4116 | 11.4031 | 11.355 | 11.2942 | 11.2409 | 11.1924 | 11.157 | 11.1307 | 11.1112 | 11.0932 | 11.0809 | 11.0703 | 11.056 | 11.0465 | 11.048 | 11.0573 | 11.0694 | 11.08 | 11.0901 | 11.0951 | 11.0991 | 11.1061 | 11.1148 | -0.1%
Electricity Related Losses | Residential: Electricity Related Losses: Alternative Electricity and Transportation | AEO.2026.ELECTRNP.CNSM_LOSSES_RESD_NA_ENRL_NA_USA_QBTU.A | quads | 7.1677 | 7.1546 | 6.5145 | 6.3125 | 6.2212 | 6.1317 | 5.9452 | 5.8393 | 5.7835 | 5.6923 | 5.634 | 5.5781 | 5.5564 | 5.5519 | 5.5371 | 5.5039 | 5.4754 | 5.4789 | 5.494 | 5.5119 | 5.5275 | 5.5469 | 5.5689 | 5.5886 | 5.5896 | 5.6078 | -1.0%
Total Energy Consumption by End Use
Space Heating | Residential: Total Energy Use by End Use: Space Heating: Alternative Electricity and Transportation | AEO.2026.ELECTRNP.CNSM_NA_RESD_SPH_TEE_NA_USA_QBTU.A | quads | 5.6764 | 5.352 | 5.3778 | 5.3173 | 5.2488 | 5.1671 | 5.0722 | 4.9899 | 4.9145 | 4.8376 | 4.7658 | 4.6971 | 4.6305 | 4.5679 | 4.5048 | 4.4419 | 4.3799 | 4.3259 | 4.2753 | 4.227 | 4.1814 | 4.1348 | 4.0867 | 4.0392 | 3.9913 | 3.9455 | -1.4%
Space Cooling | Residential: Total Energy Use by End Use: Space Cooling: Alternative Electricity and Transportation | AEO.2026.ELECTRNP.CNSM_NA_RESD_SPC_TEE_NA_USA_QBTU.A | quads | 2.2094 | 2.3359 | 2.265 | 2.2407 | 2.2357 | 2.2277 | 2.2022 | 2.1933 | 2.194 | 2.1894 | 2.1917 | 2.196 | 2.2074 | 2.2221 | 2.2352 | 2.2472 | 2.2607 | 2.2827 | 2.308 | 2.3336 | 2.3603 | 2.3854 | 2.4099 | 2.433 | 2.4534 | 2.4764 | 0.5%
Water Heating | Residential: Total Energy Use by End Use: Water Heating: Alternative Electricity and Transportation | AEO.2026.ELECTRNP.CNSM_NA_RESD_WTHT_TEE_NA_USA_QBTU.A | quads | 2.1734 | 2.1581 | 2.1085 | 2.0832 | 2.0307 | 1.9707 | 1.9044 | 1.8496 | 1.8012 | 1.7571 | 1.7205 | 1.6874 | 1.6586 | 1.6339 | 1.6116 | 1.5919 | 1.575 | 1.5628 | 1.5539 | 1.5448 | 1.5349 | 1.5239 | 1.5122 | 1.5002 | 1.4884 | 1.4783 | -1.5%
Refrigeration | Residential: Total Energy Use by End Use: Refrigeration: Alternative Electricity and Transportation | AEO.2026.ELECTRNP.CNSM_NA_RESD_REFR_TEE_NA_USA_QBTU.A | quads | 0.81319 | 0.80545 | 0.76689 | 0.74542 | 0.73357 | 0.71895 | 0.69983 | 0.68632 | 0.6761 | 0.66384 | 0.6538 | 0.64453 | 0.6379 | 0.63292 | 0.62812 | 0.62343 | 0.61961 | 0.61806 | 0.61773 | 0.61831 | 0.61984 | 0.62247 | 0.62626 | 0.62991 | 0.63246 | 0.63583 | -1.0%
Cooking | Residential: Total Energy Use by End Use: Cooking: Alternative Electricity and Transportation | AEO.2026.ELECTRNP.CNSM_NA_RESD_CGR_TEE_NA_USA_QBTU.A | quads | 0.24671 | 0.24766 | 0.24244 | 0.24053 | 0.24038 | 0.24057 | 0.23961 | 0.23964 | 0.24023 | 0.24024 | 0.24063 | 0.24101 | 0.24181 | 0.24275 | 0.24342 | 0.24381 | 0.24409 | 0.24463 | 0.24521 | 0.24576 | 0.24631 | 0.24689 | 0.24753 | 0.24814 | 0.24848 | 0.24905 | 0.0%
Clothes Dryers | Residential: Total Energy Use by End Use: Clothes Dryers: Alternative Electricity and Transportation | AEO.2026.ELECTRNP.CNSM_NA_RESD_CDR_TEE_NA_USA_QBTU.A | quads | 0.48235 | 0.48132 | 0.46429 | 0.45726 | 0.45375 | 0.4491 | 0.44026 | 0.4336 | 0.42929 | 0.42442 | 0.42137 | 0.41922 | 0.4188 | 0.41979 | 0.42128 | 0.42329 | 0.42644 | 0.43048 | 0.43489 | 0.43938 | 0.44387 | 0.44814 | 0.45219 | 0.45593 | 0.45907 | 0.46262 | -0.2%
Freezers | Residential: Total Energy Use by End Use: Freezers: Alternative Electricity and Transportation | AEO.2026.ELECTRNP.CNSM_NA_RESD_FRZ_TEE_NA_USA_QBTU.A | quads | 0.18442 | 0.18313 | 0.17486 | 0.17044 | 0.16801 | 0.16516 | 0.16102 | 0.15796 | 0.1556 | 0.15272 | 0.1503 | 0.14792 | 0.146 | 0.14432 | 0.14255 | 0.14069 | 0.13893 | 0.13759 | 0.13642 | 0.13537 | 0.13444 | 0.13367 | 0.13307 | 0.1326 | 0.13205 | 0.13186 | -1.3%
Lighting | Residential: Total Energy Use by End Use: Lighting: Alternative Electricity and Transportation | AEO.2026.ELECTRNP.CNSM_NA_RESD_LGHTNG_TEE_NA_USA_QBTU.A | quads | 0.42536 | 0.4211 | 0.40519 | 0.3997 | 0.39825 | 0.39307 | 0.38482 | 0.38012 | 0.37756 | 0.374 | 0.37163 | 0.36934 | 0.36792 | 0.36701 | 0.36606 | 0.35885 | 0.35255 | 0.34818 | 0.34511 | 0.34303 | 0.34149 | 0.34006 | 0.33873 | 0.33754 | 0.33616 | 0.33531 | -0.9%
Clothes Washers | Residential: Total Energy Use by End Use: Clothes Washers: Alternative Electricity and Transportation | AEO.2026.ELECTRNP.CNSM_NA_RESD_CLW_TEE_NA_USA_QBTU.A | quads | 0.094734 | 0.091842 | 0.085534 | 0.080919 | 0.077308 | 0.073556 | 0.069233 | 0.065305 | 0.062111 | 0.059149 | 0.05679 | 0.05489 | 0.053614 | 0.052914 | 0.052689 | 0.052399 | 0.052117 | 0.051974 | 0.051879 | 0.051816 | 0.051786 | 0.051795 | 0.05185 | 0.051918 | 0.051918 | 0.052006 | -2.4%
Dishwashers | Residential: Total Energy Use by End Use: Dishwashers: Alternative Electricity and Transportation | AEO.2026.ELECTRNP.CNSM_NA_RESD_DSW_TEE_NA_USA_QBTU.A | quads | 0.086449 | 0.087993 | 0.084672 | 0.082943 | 0.082093 | 0.081355 | 0.079926 | 0.078954 | 0.078456 | 0.077828 | 0.077556 | 0.077447 | 0.077726 | 0.078297 | 0.078995 | 0.079577 | 0.080144 | 0.080888 | 0.081676 | 0.08248 | 0.083298 | 0.084146 | 0.085037 | 0.085923 | 0.086674 | 0.087555 | 0.1%
Televisions and Related Equipment | Residential: Total Energy Use by End Use: Televisions: Alternative Electricity and Transportation | AEO.2026.ELECTRNP.CNSM_NA_RESD_TVR_TEE_NA_USA_QBTU.A | quads | 0.29041 | 0.28235 | 0.2648 | 0.25425 | 0.24667 | 0.23923 | 0.23019 | 0.22326 | 0.21772 | 0.21176 | 0.20673 | 0.20206 | 0.19823 | 0.195 | 0.19186 | 0.18879 | 0.18608 | 0.18415 | 0.18274 | 0.18168 | 0.18094 | 0.18048 | 0.18015 | 0.17991 | 0.17954 | 0.17953 | -1.9%
Computers and Related Equipment | Residential: Total Energy Use by End Use: Computers: Alternative Electricity and Transportation | AEO.2026.ELECTRNP.CNSM_NA_RESD_CMPR_TEE_NA_USA_QBTU.A | quads | 0.22568 | 0.22029 | 0.20719 | 0.19921 | 0.19321 | 0.18705 | 0.17939 | 0.17319 | 0.16788 | 0.16211 | 0.15694 | 0.15196 | 0.14755 | 0.14352 | 0.13952 | 0.13558 | 0.13192 | 0.12887 | 0.12623 | 0.12392 | 0.12192 | 0.12023 | 0.11878 | 0.11757 | 0.1165 | 0.11585 | -2.6%
Furnace Fans and Boiler Circulation Pumps | Residential: Total Energy Use by End Use: Fans and Pumps: Alternative Electricity and Transportation | AEO.2026.ELECTRNP.CNSM_NA_RESD_FPR_TEE_NA_USA_QBTU.A | quads | 0.36624 | 0.35335 | 0.33943 | 0.33183 | 0.32723 | 0.32298 | 0.31597 | 0.31154 | 0.30822 | 0.30373 | 0.29979 | 0.29552 | 0.29146 | 0.2872 | 0.282 | 0.27595 | 0.26942 | 0.26351 | 0.25753 | 0.25156 | 0.24576 | 0.24008 | 0.23449 | 0.22923 | 0.22398 | 0.21949 | -2.0%
Other Uses | Residential: Total Energy Use by End Use: Other Uses: Alternative Electricity and Transportation | AEO.2026.ELECTRNP.CNSM_NA_RESD_OTHU_TEE_NA_USA_QBTU.A | quads | 5.4394 | 5.4562 | 5.0324 | 5.0098 | 5.0278 | 5.0445 | 5.0235 | 5.0326 | 5.0595 | 5.0764 | 5.106 | 5.1351 | 5.1773 | 5.2258 | 5.2686 | 5.2975 | 5.3309 | 5.3781 | 5.432 | 5.4884 | 5.5371 | 5.5929 | 5.6491 | 5.7044 | 5.7533 | 5.8103 | 0.3%
Total Gross End-use Consumption | Residential: Total Energy Use by End Use: Total Gross End-use Consumption: Alternative Electricity and Transportation | AEO.2026.ELECTRNP.CNSM_NA_RESD_TOTENCONS_TEE_NA_USA_QBTU.A | quads | 18.7142 | 18.4767 | 17.819 | 17.6136 | 17.4635 | 17.281 | 17.0026 | 16.8153 | 16.6825 | 16.5303 | 16.4196 | 16.3195 | 16.2548 | 16.2135 | 16.1667 | 16.1009 | 16.0478 | 16.0379 | 16.0487 | 16.067 | 16.0834 | 16.1049 | 16.1259 | 16.1454 | 16.1532 | 16.1797 | -0.6%
Purchased Electricity for Electric Vehicle Charging | Residential: Generation for Own Use: Purchased Electricity for EV Charging: Alternative Electricity and Transportation | AEO.2026.ELECTRNP.GEN_NA_RESD_PUELEVCHRG_TEE_NA_USA_QBTU.A | quads | 0.1665 | 0.21599 | 0.26925 | 0.33086 | 0.39272 | 0.44977 | 0.49374 | 0.53492 | 0.57698 | 0.61697 | 0.65833 | 0.69896 | 0.74106 | 0.7834 | 0.82336 | 0.86093 | 0.89608 | 0.93169 | 0.96628 | 0.99983 | 1.0323 | 1.0634 | 1.0933 | 1.1223 | 1.148 | 1.1746 | 8.1%
On-site Generation for Own Use | Residential: Generation for Own Use: Total Gross End-use Consumption: Alternative Electricity and Transportation | AEO.2026.ELECTRNP.GEN_NA_RESD_GFO_TEE_NA_USA_QBTU.A | quads | 0.18513 | 0.19618 | 0.20807 | 0.22029 | 0.23191 | 0.24405 | 0.25699 | 0.26999 | 0.28356 | 0.29791 | 0.31315 | 0.32913 | 0.34616 | 0.36399 | 0.38263 | 0.40192 | 0.42192 | 0.44253 | 0.46366 | 0.48558 | 0.50806 | 0.53128 | 0.55523 | 0.58008 | 0.60541 | 0.63153 | 5.0%
Total Energy | Residential: Total Net Own-use Generation: Total Gross End-use Consumption: Alternative Electricity and Transportation | AEO.2026.ELECTRNP.GEN_NA_RESD_TTG_TEE_NA_USA_QBTU.A | quads | 18.6955 | 18.4965 | 17.8802 | 17.7241 | 17.6243 | 17.4867 | 17.2393 | 17.0802 | 16.9759 | 16.8493 | 16.7648 | 16.6893 | 16.6497 | 16.6329 | 16.6074 | 16.5599 | 16.5219 | 16.527 | 16.5513 | 16.5813 | 16.6076 | 16.637 | 16.664 | 16.6877 | 16.6958 | 16.7227 | -0.4%
Nonmarketed Renewables
Solar Hot Water Heating | Residential: Nonmarketed Renewables: Solar Hot Water Heating: Alternative Electricity and Transportation | AEO.2026.ELECTRNP.CNSM_NA_RESD_SHW_NRW_NA_USA_QBTU.A | quads | 0.049686 | 0.048802 | 0.049417 | 0.048901 | 0.048595 | 0.048426 | 0.048259 | 0.047826 | 0.047667 | 0.047592 | 0.04739 | 0.047233 | 0.047174 | 0.04714 | 0.047048 | 0.047019 | 0.046748 | 0.046573 | 0.046286 | 0.04604 | 0.045849 | 0.045748 | 0.04554 | 0.045423 | 0.045241 | 0.044974 | -0.4%
Solar Photovoltaic | Residential: Nonmarketed Renewables: Solar Photovoltaic: Alternative Electricity and Transportation | AEO.2026.ELECTRNP.CNSM_NA_RESD_SOPH_NRW_NA_USA_QBTU.A | quads | 0.22438 | 0.23719 | 0.25163 | 0.26654 | 0.28043 | 0.29502 | 0.31081 | 0.32653 | 0.34301 | 0.36047 | 0.37908 | 0.39858 | 0.41947 | 0.44134 | 0.46438 | 0.48823 | 0.51303 | 0.53852 | 0.56479 | 0.59209 | 0.62 | 0.64872 | 0.67829 | 0.70909 | 0.74038 | 0.77279 | 5.1%
Wind | Residential: Nonmarketed Renewables: Wind: Alternative Electricity and Transportation | AEO.2026.ELECTRNP.CNSM_NA_RESD_WND_NRW_NA_USA_QBTU.A | quads | 0.000588 | 0.000588 | 0.000589 | 0.00059 | 0.000591 | 0.000592 | 0.000596 | 0.000601 | 0.000608 | 0.000619 | 0.000632 | 0.000646 | 0.000662 | 0.000678 | 0.000695 | 0.000713 | 0.000733 | 0.000754 | 0.000776 | 0.000799 | 0.000822 | 0.000847 | 0.000873 | 0.000903 | 0.000933 | 0.000963 | 2.0%
Total | Residential: Nonmarketed Renewables: Total: Alternative Electricity and Transportation | AEO.2026.ELECTRNP.CNSM_NA_RESD_NA_NRW_NA_USA_QBTU.A | quads | 0.27466 | 0.28658 | 0.30164 | 0.31603 | 0.32961 | 0.34403 | 0.35966 | 0.37496 | 0.39128 | 0.40868 | 0.4271 | 0.44646 | 0.46731 | 0.48916 | 0.51213 | 0.53597 | 0.56051 | 0.58584 | 0.61186 | 0.63893 | 0.66667 | 0.69532 | 0.7247 | 0.75542 | 0.78656 | 0.81873 | 4.5%
Heating Degree Days
New England | Residential: Heating Degree Days: New England: Alternative Electricity and Transportation | AEO.2026.ELECTRNP.KEI_HDD_RESD_NA_NA_NA_NENGL_HDD.A | HDD | 6045 | 5873 | 5850 | 5826 | 5803 | 5779 | 5755 | 5732 | 5708 | 5684 | 5661 | 5637 | 5613 | 5589 | 5566 | 5542 | 5518 | 5495 | 5471 | 5447 | 5423 | 5400 | 5376 | 5352 | 5328 | 5305 | -0.5%
Middle Atlantic | Residential: Heating Degree Days: Middle Atlantic: Alternative Electricity and Transportation | AEO.2026.ELECTRNP.KEI_HDD_RESD_NA_NA_NA_MATL_HDD.A | HDD | 5404 | 5271 | 5249 | 5228 | 5207 | 5185 | 5164 | 5142 | 5121 | 5100 | 5078 | 5057 | 5035 | 5014 | 4993 | 4971 | 4950 | 4929 | 4907 | 4886 | 4865 | 4843 | 4822 | 4801 | 4780 | 4758 | -0.5%
East North Central | Residential: Heating Degree Days: East North Central: Alternative Electricity and Transportation | AEO.2026.ELECTRNP.KEI_HDD_RESD_NA_NA_NA_ENC_HDD.A | HDD | 5984 | 5836 | 5817 | 5798 | 5779 | 5760 | 5741 | 5722 | 5703 | 5683 | 5664 | 5645 | 5626 | 5607 | 5588 | 5569 | 5549 | 5530 | 5511 | 5492 | 5473 | 5453 | 5434 | 5415 | 5396 | 5377 | -0.4%
West North Central | Residential: Heating Degree Days: West North Central: Alternative Electricity and Transportation | AEO.2026.ELECTRNP.KEI_HDD_RESD_NA_NA_NA_WNC_HDD.A | HDD | 6267 | 6263 | 6251 | 6239 | 6227 | 6215 | 6203 | 6191 | 6178 | 6166 | 6153 | 6141 | 6128 | 6116 | 6103 | 6091 | 6078 | 6066 | 6053 | 6040 | 6028 | 6015 | 6002 | 5990 | 5977 | 5964 | -0.2%
South Atlantic | Residential: Heating Degree Days: South Atlantic: Alternative Electricity and Transportation | AEO.2026.ELECTRNP.KEI_HDD_RESD_NA_NA_NA_SATL_HDD.A | HDD | 2431 | 2296 | 2280 | 2263 | 2245 | 2228 | 2210 | 2192 | 2175 | 2157 | 2139 | 2122 | 2104 | 2087 | 2069 | 2052 | 2034 | 2017 | 2000 | 1982 | 1965 | 1948 | 1930 | 1913 | 1896 | 1879 | -1.0%
East South Central | Residential: Heating Degree Days: East South Central: Alternative Electricity and Transportation | AEO.2026.ELECTRNP.KEI_HDD_RESD_NA_NA_NA_ESC_HDD.A | HDD | 3231 | 3099 | 3084 | 3069 | 3053 | 3038 | 3023 | 3008 | 2992 | 2977 | 2961 | 2946 | 2930 | 2915 | 2900 | 2884 | 2869 | 2853 | 2838 | 2822 | 2807 | 2791 | 2776 | 2760 | 2745 | 2730 | -0.7%
West South Central | Residential: Heating Degree Days: West South Central: Alternative Electricity and Transportation | AEO.2026.ELECTRNP.KEI_HDD_RESD_NA_NA_NA_WSC_HDD.A | HDD | 1966 | 1889 | 1880 | 1870 | 1860 | 1851 | 1841 | 1831 | 1822 | 1812 | 1803 | 1793 | 1784 | 1774 | 1765 | 1756 | 1746 | 1737 | 1728 | 1718 | 1709 | 1700 | 1690 | 1681 | 1672 | 1663 | -0.7%
Mountain | Residential: Heating Degree Days: Mountain: Alternative Electricity and Transportation | AEO.2026.ELECTRNP.KEI_HDD_RESD_NA_NA_NA_MTN_HDD.A | HDD | 4734 | 4833 | 4825 | 4816 | 4807 | 4799 | 4790 | 4782 | 4774 | 4766 | 4758 | 4750 | 4742 | 4734 | 4726 | 4718 | 4710 | 4702 | 4694 | 4687 | 4679 | 4671 | 4664 | 4656 | 4648 | 4641 | -0.1%
Pacific | Residential: Heating Degree Days: Pacific: Alternative Electricity and Transportation | AEO.2026.ELECTRNP.KEI_HDD_RESD_NA_NA_NA_PCF_HDD.A | HDD | 3251 | 3291 | 3285 | 3279 | 3272 | 3266 | 3259 | 3252 | 3245 | 3238 | 3231 | 3224 | 3216 | 3209 | 3202 | 3195 | 3187 | 3180 | 3173 | 3165 | 3158 | 3151 | 3143 | 3136 | 3129 | 3122 | -0.2%
United States | Residential: Heating Degree Days: United States: Alternative Electricity and Transportation | AEO.2026.ELECTRNP.KEI_HDD_RESD_NA_NA_NA_USA_HDD.A | HDD | 3989.5723 | 3910.106 | 3891.6016 | 3872.8252 | 3853.7156 | 3835.1279 | 3816.1113 | 3797.1377 | 3778.501 | 3759.5527 | 3740.7109 | 3722.1609 | 3703.1575 | 3684.6523 | 3666.0649 | 3647.5562 | 3628.5244 | 3610.1992 | 3591.7322 | 3572.9053 | 3554.6526 | 3536.1577 | 3517.585 | 3499.5967 | 3481.7886 | 3464.1162 | -0.6%
Cooling Degree Days
New England | Residential: Cooling Degree Days: New England: Alternative Electricity and Transportation | AEO.2026.ELECTRNP.KEI_CDD_RESD_NA_NA_NA_NENGL_CDD.A | CDD | 530 | 626 | 633 | 640 | 647 | 654 | 662 | 669 | 676 | 683 | 690 | 697 | 704 | 712 | 719 | 726 | 733 | 740 | 747 | 754 | 761 | 769 | 776 | 783 | 790 | 797 | 1.6%
Middle Atlantic | Residential: Cooling Degree Days: Middle Atlantic: Alternative Electricity and Transportation | AEO.2026.ELECTRNP.KEI_CDD_RESD_NA_NA_NA_MATL_CDD.A | CDD | 766 | 858 | 866 | 874 | 883 | 891 | 899 | 907 | 915 | 923 | 932 | 940 | 948 | 956 | 964 | 973 | 981 | 989 | 997 | 1005 | 1014 | 1022 | 1030 | 1038 | 1046 | 1055 | 1.3%
East North Central | Residential: Cooling Degree Days: East North Central: Alternative Electricity and Transportation | AEO.2026.ELECTRNP.KEI_CDD_RESD_NA_NA_NA_ENC_CDD.A | CDD | 873 | 857 | 862 | 867 | 871 | 876 | 881 | 886 | 890 | 895 | 900 | 905 | 909 | 914 | 919 | 924 | 928 | 933 | 938 | 943 | 948 | 952 | 957 | 962 | 967 | 972 | 0.4%
West North Central | Residential: Cooling Degree Days: West North Central: Alternative Electricity and Transportation | AEO.2026.ELECTRNP.KEI_CDD_RESD_NA_NA_NA_WNC_CDD.A | CDD | 1052 | 1048 | 1053 | 1057 | 1062 | 1067 | 1071 | 1076 | 1081 | 1086 | 1090 | 1095 | 1100 | 1105 | 1109 | 1114 | 1119 | 1124 | 1129 | 1133 | 1138 | 1143 | 1148 | 1153 | 1158 | 1162 | 0.4%
South Atlantic | Residential: Cooling Degree Days: South Atlantic: Alternative Electricity and Transportation | AEO.2026.ELECTRNP.KEI_CDD_RESD_NA_NA_NA_SATL_CDD.A | CDD | 2319 | 2427 | 2442 | 2458 | 2473 | 2489 | 2505 | 2522 | 2538 | 2554 | 2570 | 2586 | 2603 | 2619 | 2635 | 2652 | 2668 | 2684 | 2701 | 2717 | 2734 | 2750 | 2767 | 2783 | 2800 | 2816 | 0.8%
East South Central | Residential: Cooling Degree Days: East South Central: Alternative Electricity and Transportation | AEO.2026.ELECTRNP.KEI_CDD_RESD_NA_NA_NA_ESC_CDD.A | CDD | 1790 | 1783 | 1790 | 1797 | 1804 | 1811 | 1819 | 1826 | 1833 | 1840 | 1847 | 1854 | 1862 | 1869 | 1876 | 1883 | 1890 | 1898 | 1905 | 1912 | 1919 | 1926 | 1934 | 1941 | 1948 | 1955 | 0.4%
West South Central | Residential: Cooling Degree Days: West South Central: Alternative Electricity and Transportation | AEO.2026.ELECTRNP.KEI_CDD_RESD_NA_NA_NA_WSC_CDD.A | CDD | 2916 | 2946 | 2961 | 2976 | 2990 | 3005 | 3020 | 3035 | 3049 | 3064 | 3079 | 3093 | 3108 | 3123 | 3138 | 3152 | 3167 | 3182 | 3197 | 3211 | 3226 | 3241 | 3255 | 3270 | 3285 | 3299 | 0.5%
Mountain | Residential: Cooling Degree Days: Mountain: Alternative Electricity and Transportation | AEO.2026.ELECTRNP.KEI_CDD_RESD_NA_NA_NA_MTN_CDD.A | CDD | 1515 | 1608 | 1617 | 1627 | 1636 | 1645 | 1655 | 1664 | 1673 | 1682 | 1691 | 1701 | 1710 | 1719 | 1728 | 1737 | 1746 | 1755 | 1764 | 1773 | 1782 | 1791 | 1800 | 1809 | 1818 | 1827 | 0.8%
Pacific | Residential: Cooling Degree Days: Pacific: Alternative Electricity and Transportation | AEO.2026.ELECTRNP.KEI_CDD_RESD_NA_NA_NA_PCF_CDD.A | CDD | 887 | 1040 | 1049 | 1058 | 1067 | 1076 | 1085 | 1094 | 1103 | 1112 | 1121 | 1131 | 1140 | 1149 | 1158 | 1167 | 1177 | 1186 | 1195 | 1204 | 1213 | 1223 | 1232 | 1241 | 1250 | 1259 | 1.4%
United States | Residential: Cooling Degree Days: United States: Alternative Electricity and Transportation | AEO.2026.ELECTRNP.KEI_CDD_RESD_NA_NA_NA_USA_CDD.A | CDD | 1516.4236 | 1589.8529 | 1602.1541 | 1614.6899 | 1626.8743 | 1639.4292 | 1652.1266 | 1664.9409 | 1677.3069 | 1689.963 | 1702.6976 | 1715.5259 | 1728.3977 | 1741.1991 | 1753.9226 | 1766.9214 | 1779.7961 | 1792.7117 | 1805.812 | 1818.5227 | 1831.7783 | 1844.8031 | 1857.874 | 1870.7853 | 1883.8203 | 1896.4698 | 0.9%

## AEO 2026 Table 5
Table 5. Commercial Sector Key Indicators and Consumption
https://www.eia.gov/outlooks/aeo/data/browser/#/?id=5-AEO2026&cases=electrnp&sourcekey=0
Thu Apr 23 2026 14:57:48 GMT-0700 (Pacific Daylight Time)
Source: U.S. Energy Information Administration
| full name | api key | units | 2025 | 2026 | 2027 | 2028 | 2029 | 2030 | 2031 | 2032 | 2033 | 2034 | 2035 | 2036 | 2037 | 2038 | 2039 | 2040 | 2041 | 2042 | 2043 | 2044 | 2045 | 2046 | 2047 | 2048 | 2049 | 2050 | Growth (2025-2050)
Key Indicators
Total Floorspace (billion square feet)
Surviving | Commercial: Total Floorspace: Surviving: Alternative Electricity and Transportation | AEO.2026.ELECTRNP.KEI_NA_COMM_NA_TFP_SURV_USA_BLNSQFT.A | billion sq ft | 101.8455 | 103.1044 | 104.3142 | 105.4823 | 106.6284 | 107.7598 | 108.9023 | 110.0706 | 111.2677 | 112.5 | 113.7687 | 115.0739 | 116.4144 | 117.7805 | 119.1147 | 120.4153 | 121.6845 | 122.8979 | 124.0642 | 125.1985 | 126.3077 | 127.401 | 128.482 | 129.552 | 130.613 | 131.6656 | 1.0%
New Additions | Commercial: Total Floorspace: New Additions: Alternative Electricity and Transportation | AEO.2026.ELECTRNP.KEI_NA_COMM_NA_TFP_NADN_USA_BLNSQFT.A | billion sq ft | 2.7984 | 2.7631 | 2.7356 | 2.7281 | 2.7281 | 2.7541 | 2.7954 | 2.8402 | 2.8917 | 2.9452 | 2.9994 | 3.0528 | 3.0973 | 3.0843 | 3.0694 | 3.0567 | 3.0191 | 2.9897 | 2.975 | 2.9668 | 2.9674 | 2.9713 | 2.9765 | 2.983 | 2.9903 | 2.9985 | 0.3%
Total | Commercial: Total Floorspace: Total: Alternative Electricity and Transportation | AEO.2026.ELECTRNP.KEI_NA_COMM_NA_TFP_TOT_USA_BLNSQFT.A | billion sq ft | 104.6439 | 105.8676 | 107.0499 | 108.2105 | 109.3566 | 110.514 | 111.6977 | 112.9108 | 114.1595 | 115.4452 | 116.7681 | 118.1267 | 119.5117 | 120.8648 | 122.1842 | 123.472 | 124.7036 | 125.8876 | 127.0392 | 128.1653 | 129.2751 | 130.3723 | 131.4585 | 132.5351 | 133.6032 | 134.6641 | 1.0%
Energy Consumption Intensity
(thousand Btu per square foot)
Gross End-use Consumption | Commercial: Energy Use Intensity: Gross End-use Consumption: Alternative Electricity and Transportation | AEO.2026.ELECTRNP.INY_NA_COMM_NA_EUI_DLENCONS_USA_THBTUPSQFT.A | thousand Btu/sq ft | 94.6086 | 95.201 | 94.8945 | 94.3916 | 93.6782 | 92.7333 | 91.8405 | 91.1409 | 90.5332 | 90.0252 | 89.527 | 89.105 | 88.6839 | 88.3047 | 87.9521 | 87.6097 | 87.3205 | 87.0995 | 86.907 | 86.7353 | 86.5534 | 86.3039 | 85.9853 | 85.6331 | 85.2645 | 84.8973 | -0.4%
Delivered Energy Consumption | Commercial: Energy Use Intensity: Delivered Energy Consumption: Alternative Electricity and Transportation | AEO.2026.ELECTRNP.INY_NA_COMM_NA_EUI_ERL_USA_THBTUPSQFT.A | thousand Btu/sq ft | 93.0843 | 93.5132 | 93.0748 | 92.5196 | 91.7827 | 90.8092 | 89.8996 | 89.1918 | 88.5732 | 88.0385 | 87.524 | 87.0926 | 86.6389 | 86.2286 | 85.8337 | 85.4582 | 85.1607 | 84.9163 | 84.7201 | 84.5414 | 84.3573 | 84.0937 | 83.7532 | 83.3788 | 82.9978 | 82.6097 | -0.5%
Energy Consumption by Fuel
Electricity
Space Heating | Commercial: Purchased Electricity: Space Heating: Alternative Electricity and Transportation | AEO.2026.ELECTRNP.CNSM_NA_COMM_NA_PRC_SPH_USA_QBTU.A | quads | 0.20086 | 0.19399 | 0.19233 | 0.19124 | 0.18969 | 0.1879 | 0.18603 | 0.18411 | 0.18223 | 0.18024 | 0.1782 | 0.17623 | 0.1741 | 0.17193 | 0.16966 | 0.16737 | 0.1651 | 0.16281 | 0.16051 | 0.15816 | 0.15582 | 0.15335 | 0.15071 | 0.14803 | 0.14538 | 0.14267 | -1.4%
Space Cooling | Commercial: Purchased Electricity: Space Cooling: Alternative Electricity and Transportation | AEO.2026.ELECTRNP.CNSM_NA_COMM_NA_PRC_SPC_USA_QBTU.A | quads | 0.56684 | 0.59447 | 0.60086 | 0.60903 | 0.61581 | 0.62007 | 0.62496 | 0.63045 | 0.63641 | 0.64294 | 0.6498 | 0.65745 | 0.66527 | 0.67323 | 0.6811 | 0.68931 | 0.69798 | 0.7071 | 0.71693 | 0.72701 | 0.73755 | 0.74767 | 0.75734 | 0.76694 | 0.77709 | 0.78724 | 1.3%
Water Heating | Commercial: Purchased Electricity: Water Heating: Alternative Electricity and Transportation | AEO.2026.ELECTRNP.CNSM_NA_COMM_NA_PRC_WTHT_USA_QBTU.A | quads | 0.073797 | 0.072726 | 0.072052 | 0.07164 | 0.071071 | 0.070187 | 0.069283 | 0.068399 | 0.067566 | 0.066746 | 0.065932 | 0.065184 | 0.064425 | 0.063673 | 0.062916 | 0.062153 | 0.061431 | 0.060716 | 0.060034 | 0.059364 | 0.058695 | 0.058002 | 0.057258 | 0.056503 | 0.055764 | 0.055011 | -1.2%
Ventilation | Commercial: Purchased Electricity: Ventilation: Alternative Electricity and Transportation | AEO.2026.ELECTRNP.CNSM_NA_COMM_NA_PRC_VNTC_USA_QBTU.A | quads | 0.77258 | 0.77808 | 0.78722 | 0.79895 | 0.80862 | 0.81285 | 0.8174 | 0.82249 | 0.82842 | 0.83473 | 0.84141 | 0.84894 | 0.8565 | 0.86421 | 0.87185 | 0.87961 | 0.88787 | 0.89626 | 0.90509 | 0.91416 | 0.92337 | 0.93217 | 0.94026 | 0.94815 | 0.95642 | 0.96452 | 0.9%
Cooking | Commercial: Purchased Electricity: Cooking: Alternative Electricity and Transportation | AEO.2026.ELECTRNP.CNSM_NA_COMM_NA_PRC_CGR_USA_QBTU.A | quads | 0.083991 | 0.083245 | 0.082882 | 0.08275 | 0.082396 | 0.081708 | 0.080997 | 0.080317 | 0.079704 | 0.079116 | 0.078533 | 0.077998 | 0.077442 | 0.076881 | 0.076298 | 0.075702 | 0.075151 | 0.074597 | 0.074065 | 0.073538 | 0.073002 | 0.072417 | 0.071763 | 0.071082 | 0.070415 | 0.069721 | -0.7%
Lighting | Commercial: Purchased Electricity: Lighting: Alternative Electricity and Transportation | AEO.2026.ELECTRNP.CNSM_NA_COMM_NA_PRC_LGHTNG_USA_QBTU.A | quads | 0.56465 | 0.55333 | 0.54733 | 0.54543 | 0.54359 | 0.53232 | 0.52262 | 0.5142 | 0.50678 | 0.49978 | 0.49295 | 0.48729 | 0.48249 | 0.4785 | 0.47512 | 0.47012 | 0.46641 | 0.46348 | 0.4613 | 0.45964 | 0.4584 | 0.45726 | 0.45599 | 0.45471 | 0.45369 | 0.4527 | -0.9%
Refrigeration | Commercial: Purchased Electricity: Refrigeration: Alternative Electricity and Transportation | AEO.2026.ELECTRNP.CNSM_NA_COMM_NA_PRC_REFR_USA_QBTU.A | quads | 0.36673 | 0.36595 | 0.36617 | 0.367 | 0.36756 | 0.36664 | 0.36621 | 0.36611 | 0.36639 | 0.36695 | 0.36776 | 0.36885 | 0.37005 | 0.37124 | 0.37238 | 0.37349 | 0.37483 | 0.3761 | 0.37739 | 0.37866 | 0.3799 | 0.38101 | 0.38195 | 0.38281 | 0.38365 | 0.38442 | 0.2%
Data Center Servers | Commercial: Purchased Electricity: Data Center Servers: Alternative Electricity and Transportation | AEO.2026.ELECTRNP.CNSM_NA_COMM_NA_PRC_DATACTRSERV_USA_QBTU.A | quads | 0.35769 | 0.4037 | 0.45297 | 0.50386 | 0.5558 | 0.60811 | 0.66098 | 0.71486 | 0.76973 | 0.82541 | 0.88172 | 0.93839 | 0.99515 | 1.0513 | 1.1064 | 1.1598 | 1.2114 | 1.2604 | 1.3068 | 1.3499 | 1.3895 | 1.4248 | 1.4555 | 1.4812 | 1.5018 | 1.5201 | 6.0%
Computers and office equipment | Commercial: Purchased Electricity: Computers and Office Equipment: Alternative Electricity and Transportation | AEO.2026.ELECTRNP.CNSM_NA_COMM_NA_PRC_OTHEQP_USA_QBTU.A | quads | 0.21695 | 0.21174 | 0.20712 | 0.20268 | 0.19826 | 0.19391 | 0.18983 | 0.18572 | 0.18246 | 0.17971 | 0.17707 | 0.17504 | 0.17318 | 0.17145 | 0.17038 | 0.16903 | 0.16737 | 0.16648 | 0.16481 | 0.16345 | 0.16186 | 0.16063 | 0.15854 | 0.15621 | 0.15364 | 0.15081 | -1.4%
Other Uses | Commercial: Purchased Electricity: Other Uses: Alternative Electricity and Transportation | AEO.2026.ELECTRNP.CNSM_NA_COMM_NA_PRC_OTHU_USA_QBTU.A | quads | 1.9492 | 2.1337 | 2.1397 | 2.1391 | 2.1382 | 2.136 | 2.1343 | 2.1335 | 2.1342 | 2.1363 | 2.1396 | 2.145 | 2.1512 | 2.1579 | 2.1649 | 2.1722 | 2.1794 | 2.1868 | 2.1949 | 2.203 | 2.2121 | 2.2211 | 2.2301 | 2.2397 | 2.2497 | 2.2604 | 0.6%
Gross End-use Electricity Consumption | Commercial: Energy Consumption by Fuel: Electricity Subtotal: Alternative Electricity and Transportation | AEO.2026.ELECTRNP.CNSM_NA_COMM_NA_PRC_DELE_USA_QBTU.A | quads | 5.1533 | 5.391 | 5.4486 | 5.5117 | 5.571 | 5.6097 | 5.6526 | 5.7001 | 5.7539 | 5.8119 | 5.873 | 5.9403 | 6.0097 | 6.0803 | 6.1509 | 6.2188 | 6.287 | 6.3548 | 6.4218 | 6.4869 | 6.5502 | 6.6084 | 6.6595 | 6.7053 | 6.7476 | 6.7875 | 1.1%
Purchased Electricity for Electric Vehicle Charging | Commercial: Energy Consumption by Fuel: Purchased Electricity for EV Charging: Alternative Electricity and Transportation | AEO.2026.ELECTRNP.GEN_NA_COMM_NA_PRC_EVCHA_USA_QBTU.A | quads | 0.031625 | 0.041349 | 0.053095 | 0.066244 | 0.079603 | 0.092543 | 0.10442 | 0.11564 | 0.12697 | 0.1385 | 0.15039 | 0.16246 | 0.1748 | 0.18724 | 0.19959 | 0.21229 | 0.22536 | 0.23924 | 0.25397 | 0.26994 | 0.28712 | 0.30474 | 0.3227 | 0.34103 | 0.35961 | 0.37826 | 10.4%
On-site Generation for Own Use | Commercial: Energy Consumption by Fuel: Generation for Own Use: Alternative Electricity and Transportation | AEO.2026.ELECTRNP.GEN_NA_COMM_NA_GFO_ELC_USA_QBTU.A | quads | 0.15951 | 0.17868 | 0.19481 | 0.20257 | 0.20728 | 0.21265 | 0.21679 | 0.22007 | 0.22376 | 0.22936 | 0.23389 | 0.23771 | 0.24441 | 0.25093 | 0.25883 | 0.26565 | 0.26933 | 0.27484 | 0.27782 | 0.28117 | 0.28391 | 0.28816 | 0.29342 | 0.29878 | 0.30283 | 0.30806 | 2.7%
Purchased Electricity at Commercial Location | Commercial: Energy Consumption by Fuel: Purchased Electricity: Alternative Electricity and Transportation | AEO.2026.ELECTRNP.CNSM_NA_COMM_NA_DELE_ELC_USA_QBTU.A | quads | 5.0254 | 5.2536 | 5.3069 | 5.3754 | 5.4433 | 5.4896 | 5.5402 | 5.5957 | 5.6572 | 5.721 | 5.7895 | 5.8651 | 5.9401 | 6.0166 | 6.0917 | 6.1654 | 6.243 | 6.3192 | 6.398 | 6.4756 | 6.5534 | 6.625 | 6.6888 | 6.7476 | 6.8044 | 6.8578 | 1.3%
Natural Gas
Space Heating | Commercial: Natural Gas: Space Heating: Alternative Electricity and Transportation | AEO.2026.ELECTRNP.CNSM_NA_COMM_NA_NG_SPH_USA_QBTU.A | quads | 1.6774 | 1.659 | 1.6553 | 1.6402 | 1.6146 | 1.5854 | 1.5582 | 1.5397 | 1.5256 | 1.515 | 1.5042 | 1.4947 | 1.4848 | 1.4748 | 1.4642 | 1.4538 | 1.4438 | 1.4355 | 1.4278 | 1.4208 | 1.4132 | 1.4032 | 1.3916 | 1.3797 | 1.3678 | 1.3563 | -0.8%
Space Cooling | Commercial: Natural Gas: Space Cooling: Alternative Electricity and Transportation | AEO.2026.ELECTRNP.CNSM_NA_COMM_NA_NG_SPC_USA_QBTU.A | quads | 0.015692 | 0.017612 | 0.017945 | 0.018169 | 0.018287 | 0.018392 | 0.018555 | 0.018871 | 0.01928 | 0.019785 | 0.020338 | 0.020947 | 0.021603 | 0.022292 | 0.023007 | 0.023771 | 0.024568 | 0.025421 | 0.026326 | 0.027285 | 0.028298 | 0.029311 | 0.030356 | 0.031435 | 0.03257 | 0.033763 | 3.1%
Water Heating | Commercial: Natural Gas: Water Heating: Alternative Electricity and Transportation | AEO.2026.ELECTRNP.CNSM_NA_COMM_NA_NG_WTHT_USA_QBTU.A | quads | 0.27397 | 0.28034 | 0.28302 | 0.2837 | 0.28281 | 0.28132 | 0.28014 | 0.28066 | 0.28179 | 0.28386 | 0.2861 | 0.28878 | 0.29145 | 0.29413 | 0.29673 | 0.29937 | 0.30216 | 0.30532 | 0.30863 | 0.31213 | 0.31552 | 0.31843 | 0.321 | 0.32347 | 0.32592 | 0.32843 | 0.7%
Cooking | Commercial: Natural Gas: Cooking: Alternative Electricity and Transportation | AEO.2026.ELECTRNP.CNSM_NA_COMM_NA_NG_CGR_USA_QBTU.A | quads | 0.40539 | 0.4127 | 0.4162 | 0.41677 | 0.41515 | 0.4126 | 0.41052 | 0.41081 | 0.41203 | 0.41452 | 0.4172 | 0.42047 | 0.42367 | 0.42687 | 0.4299 | 0.43293 | 0.43624 | 0.44006 | 0.44408 | 0.44835 | 0.45242 | 0.45574 | 0.45854 | 0.46115 | 0.46372 | 0.46634 | 0.6%
Other Uses | Commercial: Natural Gas: Other Uses: Alternative Electricity and Transportation | AEO.2026.ELECTRNP.CNSM_NA_COMM_NA_NG_OTHU_USA_QBTU.A | quads | 1.2674 | 1.1943 | 1.199 | 1.1971 | 1.1883 | 1.1771 | 1.1661 | 1.1607 | 1.1572 | 1.1563 | 1.1553 | 1.1553 | 1.1552 | 1.1551 | 1.155 | 1.1552 | 1.1555 | 1.1574 | 1.1597 | 1.163 | 1.1659 | 1.1674 | 1.168 | 1.1684 | 1.1689 | 1.1697 | -0.3%
Delivered Energy | Commercial: Natural Gas: Delivered Energy: Alternative Electricity and Transportation | AEO.2026.ELECTRNP.CNSM_NA_COMM_NA_NG_DELE_USA_QBTU.A | quads | 3.6398 | 3.564 | 3.5715 | 3.5559 | 3.5192 | 3.4749 | 3.4335 | 3.4107 | 3.3959 | 3.3895 | 3.3831 | 3.3803 | 3.3767 | 3.3732 | 3.3688 | 3.3651 | 3.3623 | 3.3637 | 3.3665 | 3.3715 | 3.3754 | 3.3741 | 3.3696 | 3.3642 | 3.3589 | 3.3544 | -0.3%
Distillate Fuel Oil
Space Heating | Commercial: Distillate Fuel Oil: Space Heating: Alternative Electricity and Transportation | AEO.2026.ELECTRNP.CNSM_NA_COMM_NA_DFO_SPH_USA_QBTU.A | quads | 0.074528 | 0.072814 | 0.072147 | 0.071328 | 0.07024 | 0.06939 | 0.068552 | 0.067389 | 0.065912 | 0.064453 | 0.063009 | 0.06167 | 0.060346 | 0.059039 | 0.05778 | 0.056542 | 0.055331 | 0.054154 | 0.052975 | 0.051814 | 0.050657 | 0.049516 | 0.048376 | 0.047276 | 0.046179 | 0.045136 | -2.0%
Water Heating | Commercial: Distillate Fuel Oil: Water Heating: Alternative Electricity and Transportation | AEO.2026.ELECTRNP.CNSM_NA_COMM_NA_DFO_WTHT_USA_QBTU.A | quads | 0.003768 | 0.003783 | 0.003772 | 0.003756 | 0.003738 | 0.003734 | 0.00373 | 0.00371 | 0.003672 | 0.003636 | 0.003602 | 0.003574 | 0.003547 | 0.003521 | 0.003496 | 0.003472 | 0.003448 | 0.003424 | 0.0034 | 0.003376 | 0.00335 | 0.003324 | 0.003298 | 0.003273 | 0.003246 | 0.003222 | -0.6%
Other Uses | Commercial: Distillate Fuel Oil: Other Uses: Alternative Electricity and Transportation | AEO.2026.ELECTRNP.CNSM_NA_COMM_NA_DFO_OTHU_USA_QBTU.A | quads | 0.23712 | 0.24239 | 0.25053 | 0.25241 | 0.25394 | 0.25636 | 0.25847 | 0.25922 | 0.25816 | 0.25716 | 0.25619 | 0.25563 | 0.25496 | 0.25428 | 0.25375 | 0.25329 | 0.25278 | 0.25231 | 0.2518 | 0.25127 | 0.25063 | 0.24996 | 0.24919 | 0.2485 | 0.2477 | 0.24708 | 0.2%
Delivered Energy | Commercial: Distillate Fuel Oil: Delivered Energy: Alternative Electricity and Transportation | AEO.2026.ELECTRNP.CNSM_NA_COMM_NA_DFO_DELE_USA_QBTU.A | quads | 0.31542 | 0.31899 | 0.32645 | 0.32749 | 0.32792 | 0.32948 | 0.33075 | 0.33032 | 0.32775 | 0.32525 | 0.3228 | 0.32087 | 0.31886 | 0.31684 | 0.31502 | 0.3133 | 0.31156 | 0.30989 | 0.30817 | 0.30645 | 0.30464 | 0.3028 | 0.30087 | 0.29905 | 0.29712 | 0.29544 | -0.3%
Marketed Renewables (biomass) | Commercial: Marketed Renewables (biomass): Alternative Electricity and Transportation | AEO.2026.ELECTRNP.CNSM_NA_COMM_NA_BMS_NA_USA_QBTU.A | quads | 0.14368 | 0.14368 | 0.14368 | 0.14368 | 0.14368 | 0.14368 | 0.14368 | 0.14368 | 0.14368 | 0.14368 | 0.14368 | 0.14368 | 0.14368 | 0.14368 | 0.14368 | 0.14368 | 0.14368 | 0.14368 | 0.14368 | 0.14368 | 0.14368 | 0.14368 | 0.14368 | 0.14368 | 0.14368 | 0.14368 | 0.0%
Other Fuels | Commercial: Other Fuels: Alternative Electricity and Transportation | AEO.2026.ELECTRNP.CNSM_NA_COMM_NA_OFU_NA_USA_QBTU.A | quads | 0.64805 | 0.66109 | 0.66816 | 0.67531 | 0.68251 | 0.69059 | 0.69792 | 0.70595 | 0.71397 | 0.72266 | 0.73133 | 0.74054 | 0.74982 | 0.7589 | 0.76786 | 0.77653 | 0.78472 | 0.79267 | 0.80039 | 0.80794 | 0.81531 | 0.82267 | 0.8299 | 0.83711 | 0.8443 | 0.85151 | 1.1%
Energy Consumption by End Use
Space Heating | Commercial: Delivered Energy Use by End Use: Space Heating: Alternative Electricity and Transportation | AEO.2026.ELECTRNP.CNSM_NA_COMM_NA_DEE_SPH_USA_QBTU.A | quads | 1.9528 | 1.9258 | 1.9198 | 1.9028 | 1.8746 | 1.8427 | 1.8127 | 1.7912 | 1.7737 | 1.7597 | 1.7454 | 1.7326 | 1.7192 | 1.7058 | 1.6917 | 1.6777 | 1.6642 | 1.6525 | 1.6413 | 1.6307 | 1.6197 | 1.6061 | 1.5907 | 1.575 | 1.5594 | 1.5441 | -0.9%
Space Cooling | Commercial: Delivered Energy Use by End Use: Space Cooling: Alternative Electricity and Transportation | AEO.2026.ELECTRNP.CNSM_NA_COMM_NA_DEE_SPC_USA_QBTU.A | quads | 0.58253 | 0.61208 | 0.61881 | 0.6272 | 0.6341 | 0.63846 | 0.64351 | 0.64932 | 0.65569 | 0.66273 | 0.67014 | 0.6784 | 0.68687 | 0.69552 | 0.70411 | 0.71308 | 0.72255 | 0.73252 | 0.74326 | 0.75429 | 0.76585 | 0.77698 | 0.78769 | 0.79838 | 0.80966 | 0.821 | 1.4%
Water Heating | Commercial: Delivered Energy Use by End Use: Water Heating: Alternative Electricity and Transportation | AEO.2026.ELECTRNP.CNSM_NA_COMM_NA_DEE_WTHT_USA_QBTU.A | quads | 0.35153 | 0.35685 | 0.35884 | 0.3591 | 0.35762 | 0.35524 | 0.35315 | 0.35277 | 0.35303 | 0.35424 | 0.35563 | 0.35754 | 0.35942 | 0.36133 | 0.36314 | 0.36499 | 0.36704 | 0.36946 | 0.37206 | 0.37488 | 0.37757 | 0.37976 | 0.38156 | 0.38324 | 0.38493 | 0.38666 | 0.4%
Ventilation | Commercial: Delivered Energy Use by End Use: Ventilation: Alternative Electricity and Transportation | AEO.2026.ELECTRNP.CNSM_NA_COMM_NA_DEE_VNTC_USA_QBTU.A | quads | 0.77258 | 0.77808 | 0.78722 | 0.79895 | 0.80862 | 0.81285 | 0.8174 | 0.82249 | 0.82842 | 0.83473 | 0.84141 | 0.84894 | 0.8565 | 0.86421 | 0.87185 | 0.87961 | 0.88787 | 0.89626 | 0.90509 | 0.91416 | 0.92337 | 0.93217 | 0.94026 | 0.94815 | 0.95642 | 0.96452 | 0.9%
Cooking | Commercial: Delivered Energy Use by End Use: Cooking: Alternative Electricity and Transportation | AEO.2026.ELECTRNP.CNSM_NA_COMM_NA_DEE_CGR_USA_QBTU.A | quads | 0.48938 | 0.49594 | 0.49908 | 0.49952 | 0.49755 | 0.49431 | 0.49152 | 0.49113 | 0.49173 | 0.49363 | 0.49574 | 0.49846 | 0.50111 | 0.50375 | 0.5062 | 0.50864 | 0.5114 | 0.51465 | 0.51814 | 0.52189 | 0.52542 | 0.52816 | 0.53031 | 0.53223 | 0.53414 | 0.53607 | 0.4%
Lighting | Commercial: Delivered Energy Use by End Use: Lighting: Alternative Electricity and Transportation | AEO.2026.ELECTRNP.CNSM_NA_COMM_NA_DEE_LGHTNG_USA_QBTU.A | quads | 0.56465 | 0.55333 | 0.54733 | 0.54543 | 0.54359 | 0.53232 | 0.52262 | 0.5142 | 0.50678 | 0.49978 | 0.49295 | 0.48729 | 0.48249 | 0.4785 | 0.47512 | 0.47012 | 0.46641 | 0.46348 | 0.4613 | 0.45964 | 0.4584 | 0.45726 | 0.45599 | 0.45471 | 0.45369 | 0.4527 | -0.9%
Refrigeration | Commercial: Delivered Energy Use by End Use: Refrigeration: Alternative Electricity and Transportation | AEO.2026.ELECTRNP.CNSM_NA_COMM_NA_DEE_REFR_USA_QBTU.A | quads | 0.36673 | 0.36595 | 0.36617 | 0.367 | 0.36756 | 0.36664 | 0.36621 | 0.36611 | 0.36639 | 0.36695 | 0.36776 | 0.36885 | 0.37005 | 0.37124 | 0.37238 | 0.37349 | 0.37483 | 0.3761 | 0.37739 | 0.37866 | 0.3799 | 0.38101 | 0.38195 | 0.38281 | 0.38365 | 0.38442 | 0.2%
Data Center Servers | Commercial: Delivered Energy Use by End Use: Data Center Servers: Alternative Electricity and Transportation | AEO.2026.ELECTRNP.CNSM_NA_COMM_NA_DEE_DATACTRSERV_USA_QBTU.A | quads | 0.35769 | 0.4037 | 0.45297 | 0.50386 | 0.5558 | 0.60811 | 0.66098 | 0.71486 | 0.76973 | 0.82541 | 0.88172 | 0.93839 | 0.99515 | 1.0513 | 1.1064 | 1.1598 | 1.2114 | 1.2604 | 1.3068 | 1.3499 | 1.3895 | 1.4248 | 1.4555 | 1.4812 | 1.5018 | 1.5201 | 6.0%
Computers and office equipment | Commercial: Delivered Energy Use by End Use: Computers and Office Equipment: Alternative Electricity and Transportation | AEO.2026.ELECTRNP.CNSM_NA_COMM_NA_DEE_OFEQP_USA_QBTU.A | quads | 0.21695 | 0.21174 | 0.20712 | 0.20268 | 0.19826 | 0.19391 | 0.18983 | 0.18572 | 0.18246 | 0.17971 | 0.17707 | 0.17504 | 0.17318 | 0.17145 | 0.17038 | 0.16903 | 0.16737 | 0.16648 | 0.16481 | 0.16345 | 0.16186 | 0.16063 | 0.15854 | 0.15621 | 0.15364 | 0.15081 | -1.4%
Other Uses | Commercial: Delivered Energy Use by End Use: Other Uses: Alternative Electricity and Transportation | AEO.2026.ELECTRNP.CNSM_NA_COMM_NA_DEE_OTHU_USA_QBTU.A | quads | 4.2454 | 4.3752 | 4.4011 | 4.4076 | 4.4067 | 4.4038 | 4.4004 | 4.403 | 4.4073 | 4.4161 | 4.4261 | 4.4401 | 4.4548 | 4.4699 | 4.4851 | 4.5009 | 4.5161 | 4.5329 | 4.5505 | 4.5689 | 4.5876 | 4.6048 | 4.6209 | 4.6374 | 4.6542 | 4.6723 | 0.4%
Gross End-use Consumption | Commercial: Delivered Energy Use by End Use: Gross End-use Consumption: Alternative Electricity and Transportation | AEO.2026.ELECTRNP.CNSM_NA_COMM_NA_DEE_NA_USA_QBTU.A | quads | 9.9002 | 10.0787 | 10.1584 | 10.2142 | 10.2443 | 10.2483 | 10.2584 | 10.2908 | 10.3352 | 10.393 | 10.4539 | 10.5257 | 10.5988 | 10.6729 | 10.7464 | 10.8173 | 10.8892 | 10.9647 | 11.0406 | 11.1165 | 11.1892 | 11.2516 | 11.3035 | 11.3494 | 11.3916 | 11.4326 | 0.6%
Purchased Electricity for Electric Vehicle Charging | Commercial: Energy Consumption by End Use: Purchased Electricity for EV Charging: Alternative Electricity and Transportation | AEO.2026.ELECTRNP.CNSM_NA_COMM_NA_DEE_EVCHA_USA_QBTU.A | quads | 0.031625 | 0.041349 | 0.053095 | 0.066244 | 0.079603 | 0.092543 | 0.10442 | 0.11564 | 0.12697 | 0.1385 | 0.15039 | 0.16246 | 0.1748 | 0.18724 | 0.19959 | 0.21229 | 0.22536 | 0.23924 | 0.25397 | 0.26994 | 0.28712 | 0.30474 | 0.3227 | 0.34103 | 0.35961 | 0.37826 | 10.4%
On-site Generation for Own Use | Commercial: Energy Consumption by End Use: Generation for Own Use: Alternative Electricity and Transportation | AEO.2026.ELECTRNP.GEN_NA_COMM_NA_DEE_GFO_USA_QBTU.A | quads | 0.15951 | 0.17868 | 0.19481 | 0.20257 | 0.20728 | 0.21265 | 0.21679 | 0.22007 | 0.22376 | 0.22936 | 0.23389 | 0.23771 | 0.24441 | 0.25093 | 0.25883 | 0.26565 | 0.26933 | 0.27484 | 0.27782 | 0.28117 | 0.28391 | 0.28816 | 0.29342 | 0.29878 | 0.30283 | 0.30806 | 2.7%
Delivered Energy | Commercial: Energy Consumption by End Use: Delivered Energy: Alternative Electricity and Transportation | AEO.2026.ELECTRNP.CNSM_NA_COMM_NA_DEE_NA_USA_QBTU.A | quads | 9.7723 | 9.9414 | 10.0167 | 10.0778 | 10.1166 | 10.1282 | 10.146 | 10.1864 | 10.2384 | 10.3021 | 10.3704 | 10.4504 | 10.5292 | 10.6092 | 10.6871 | 10.764 | 10.8452 | 10.9291 | 11.0168 | 11.1052 | 11.1924 | 11.2682 | 11.3328 | 11.3916 | 11.4484 | 11.5028 | 0.7%
Electricity Related Losses | Commercial: Electricity Related Losses: Alternative Electricity and Transportation | AEO.2026.ELECTRNP.CNSM_NA_COMM_NA_ERL_NA_USA_QBTU.A | quads | 6.9051 | 7.1494 | 6.6704 | 6.4663 | 6.3999 | 6.3393 | 6.1938 | 6.1339 | 6.1266 | 6.0747 | 6.0558 | 6.0407 | 6.0577 | 6.0901 | 6.1077 | 6.1083 | 6.1124 | 6.1441 | 6.1854 | 6.2278 | 6.2706 | 6.3098 | 6.3476 | 6.3793 | 6.3855 | 6.4082 | -0.3%
Total Energy Consumption by End Use
Space Heating | Commercial: Total Energy Use by End Use: Space Heating: Alternative Electricity and Transportation | AEO.2026.ELECTRNP.CNSM_NA_COMM_NA_TEE_SPH_USA_QBTU.A | quads | 2.2202 | 2.181 | 2.1529 | 2.1244 | 2.0893 | 2.0514 | 2.0127 | 1.9852 | 1.9634 | 1.9435 | 1.9243 | 1.9069 | 1.8895 | 1.8726 | 1.8546 | 1.8365 | 1.8189 | 1.804 | 1.7897 | 1.7763 | 1.7624 | 1.7458 | 1.7275 | 1.7088 | 1.6897 | 1.6713 | -1.1%
Space Cooling | Commercial: Total Energy Use by End Use: Space Cooling: Alternative Electricity and Transportation | AEO.2026.ELECTRNP.CNSM_NA_COMM_NA_TEE_SPC_USA_QBTU.A | quads | 1.3373 | 1.3943 | 1.347 | 1.3329 | 1.3312 | 1.3274 | 1.3154 | 1.3137 | 1.3181 | 1.3185 | 1.3228 | 1.3284 | 1.3377 | 1.3488 | 1.3583 | 1.3668 | 1.3767 | 1.3903 | 1.4064 | 1.4232 | 1.441 | 1.458 | 1.4747 | 1.4911 | 1.5062 | 1.5232 | 0.5%
Water Heating | Commercial: Total Energy Use by End Use: Water Heating: Alternative Electricity and Transportation | AEO.2026.ELECTRNP.CNSM_NA_COMM_NA_TEE_WTHT_USA_QBTU.A | quads | 0.4498 | 0.45254 | 0.44617 | 0.44211 | 0.43807 | 0.43322 | 0.42764 | 0.42485 | 0.42336 | 0.42231 | 0.42185 | 0.42199 | 0.42245 | 0.42312 | 0.42357 | 0.42394 | 0.42461 | 0.42594 | 0.42759 | 0.42949 | 0.43129 | 0.43259 | 0.4335 | 0.43428 | 0.43492 | 0.43573 | -0.1%
Ventilation | Commercial: Total Energy Use by End Use: Ventilation: Alternative Electricity and Transportation | AEO.2026.ELECTRNP.CNSM_NA_COMM_NA_TEE_VNTC_USA_QBTU.A | quads | 1.8013 | 1.8018 | 1.7413 | 1.7247 | 1.724 | 1.7159 | 1.6962 | 1.6893 | 1.6907 | 1.6861 | 1.6865 | 1.6883 | 1.6944 | 1.7029 | 1.7092 | 1.7138 | 1.7199 | 1.73 | 1.7422 | 1.7552 | 1.7686 | 1.7813 | 1.7932 | 1.8046 | 1.8137 | 1.8249 | 0.1%
Cooking | Commercial: Total Energy Use by End Use: Cooking: Alternative Electricity and Transportation | AEO.2026.ELECTRNP.CNSM_NA_COMM_NA_TEE_CGR_USA_QBTU.A | quads | 0.60122 | 0.60547 | 0.59954 | 0.5954 | 0.59082 | 0.58509 | 0.5786 | 0.57578 | 0.57469 | 0.57433 | 0.57461 | 0.57558 | 0.57688 | 0.57836 | 0.57948 | 0.58043 | 0.58182 | 0.58405 | 0.58665 | 0.58955 | 0.59224 | 0.59412 | 0.59541 | 0.59644 | 0.59725 | 0.59826 | -0.0%
Lighting | Commercial: Total Energy Use by End Use: Lighting: Alternative Electricity and Transportation | AEO.2026.ELECTRNP.CNSM_NA_COMM_NA_TEE_LGHTNG_USA_QBTU.A | quads | 1.3165 | 1.2814 | 1.2107 | 1.1774 | 1.1589 | 1.1237 | 1.0845 | 1.0561 | 1.0343 | 1.0095 | 0.98804 | 0.96909 | 0.95451 | 0.94285 | 0.93144 | 0.91599 | 0.9035 | 0.89463 | 0.88797 | 0.88253 | 0.87801 | 0.87377 | 0.86966 | 0.86544 | 0.86035 | 0.85652 | -1.7%
Refrigeration | Commercial: Total Energy Use by End Use: Refrigeration: Alternative Electricity and Transportation | AEO.2026.ELECTRNP.CNSM_NA_COMM_NA_TEE_REFR_USA_QBTU.A | quads | 0.85505 | 0.84745 | 0.80997 | 0.79225 | 0.78364 | 0.77399 | 0.75991 | 0.75194 | 0.74776 | 0.74121 | 0.73711 | 0.73354 | 0.73207 | 0.7315 | 0.73003 | 0.7277 | 0.72609 | 0.72597 | 0.72646 | 0.72705 | 0.72765 | 0.72808 | 0.72846 | 0.72859 | 0.72753 | 0.72733 | -0.6%
Data Center Servers | Commercial: Total Energy Use by End Use: Data Center Servers: Alternative Electricity and Transportation | AEO.2026.ELECTRNP.CNSM_NA_COMM_NA_TEE_DATACTRSERV_USA_QBTU.A | quads | 0.83397 | 0.93486 | 1.002 | 1.0877 | 1.185 | 1.2837 | 1.3716 | 1.4682 | 1.5709 | 1.6673 | 1.7673 | 1.8662 | 1.9687 | 2.0715 | 2.1689 | 2.2598 | 2.3467 | 2.4329 | 2.5156 | 2.5918 | 2.6614 | 2.7227 | 2.7759 | 2.8192 | 2.8479 | 2.8761 | 5.1%
Computers and office equipment | Commercial: Total Energy Use by End Use: Computers and Office Equipment: Alternative Electricity and Transportation | AEO.2026.ELECTRNP.CNSM_NA_COMM_NA_TEE_OFEQP_USA_QBTU.A | quads | 0.50583 | 0.49035 | 0.45815 | 0.43754 | 0.42269 | 0.40935 | 0.39391 | 0.38144 | 0.37239 | 0.363 | 0.3549 | 0.34811 | 0.3426 | 0.33783 | 0.33402 | 0.32935 | 0.32421 | 0.32135 | 0.31725 | 0.31383 | 0.31003 | 0.30695 | 0.30237 | 0.29731 | 0.29135 | 0.28533 | -2.3%
Other Uses | Commercial: Total Energy Use by End Use: Other Uses: Alternative Electricity and Transportation | AEO.2026.ELECTRNP.CNSM_NA_COMM_NA_TEE_OTHU_USA_QBTU.A | quads | 6.8407 | 7.1827 | 6.9944 | 6.8863 | 6.8271 | 6.7769 | 6.695 | 6.6514 | 6.6287 | 6.5949 | 6.575 | 6.5609 | 6.5593 | 6.564 | 6.5644 | 6.561 | 6.5585 | 6.5672 | 6.5806 | 6.5958 | 6.6125 | 6.6279 | 6.6441 | 6.6604 | 6.6707 | 6.6886 | -0.1%
Total Gross End-use Consumption | Commercial: Total Energy Use by End Use: Total Gross End-use Consumption: Alternative Electricity and Transportation | AEO.2026.ELECTRNP.CNSM_NA_COMM_NA_TEE_NA_USA_QBTU.A | quads | 16.7619 | 17.1718 | 16.7622 | 16.6007 | 16.5506 | 16.4807 | 16.3355 | 16.2979 | 16.3243 | 16.3206 | 16.3524 | 16.3991 | 16.4782 | 16.5735 | 16.654 | 16.7153 | 16.7809 | 16.8763 | 16.9804 | 17.0846 | 17.1851 | 17.2712 | 17.3448 | 17.4062 | 17.4396 | 17.4873 | 0.2%
Purchased Electricity for Electric Vehicle Charging | Commercial: Total Energy Use by End Use: Purchased Electricity for EV Charging: Alternative Electricity and Transportation | AEO.2026.ELECTRNP.GEN_GFO_COMM_NA_TEE_NA_USA_QBTU.A | quads | 0.07508 | 0.097619 | 0.11983 | 0.14593 | 0.17319 | 0.19941 | 0.22115 | 0.24241 | 0.26448 | 0.28557 | 0.3077 | 0.32979 | 0.35307 | 0.37677 | 0.3997 | 0.42261 | 0.44601 | 0.47186 | 0.49951 | 0.52956 | 0.56185 | 0.59498 | 0.62895 | 0.66346 | 0.69708 | 0.73173 | 9.5%
On-site Generation for Own Use | Commercial: Total Energy Use by End Use: Generation for Own Use: Alternative Electricity and Transportation | AEO.2026.ELECTRNP.GEN_GFO_COMM_NA_TEE_NA_USA_QBTU.A | quads | 0.15951 | 0.17868 | 0.19481 | 0.20257 | 0.20728 | 0.21265 | 0.21679 | 0.22007 | 0.22376 | 0.22936 | 0.23389 | 0.23771 | 0.24441 | 0.25093 | 0.25883 | 0.26565 | 0.26933 | 0.27484 | 0.27782 | 0.28117 | 0.28391 | 0.28816 | 0.29342 | 0.29878 | 0.30283 | 0.30806 | 2.7%
Total Energy | Commercial: Total Energy Use by End Use: Total Net Own-use Generation: Alternative Electricity and Transportation | AEO.2026.ELECTRNP.GEN_GFO_COMM_NA_TEE_TOT_USA_QBTU.A | quads | 16.6775 | 17.0908 | 16.6872 | 16.5441 | 16.5165 | 16.4675 | 16.3398 | 16.3202 | 16.3651 | 16.3768 | 16.4262 | 16.4911 | 16.5868 | 16.6993 | 16.7948 | 16.8723 | 16.9576 | 17.0733 | 17.2021 | 17.333 | 17.463 | 17.578 | 17.6804 | 17.7709 | 17.8339 | 17.911 | 0.3%
Nonmarketed Renewable Fuels
Solar Thermal | Commercial: Nonmarketed Renewable Fuels: Solar Thermal: Alternative Electricity and Transportation | AEO.2026.ELECTRNP.CNSM_NA_COMM_NA_NRF_SOTH_USA_QBTU.A | quads | 0.065495 | 0.063335 | 0.063611 | 0.062602 | 0.061895 | 0.061556 | 0.061001 | 0.059719 | 0.0594 | 0.059208 | 0.058635 | 0.058119 | 0.057821 | 0.057597 | 0.057361 | 0.057212 | 0.056903 | 0.056644 | 0.056244 | 0.055781 | 0.055393 | 0.054973 | 0.054613 | 0.054244 | 0.053925 | 0.053519 | -0.8%
Solar Photovoltaic | Commercial: Nonmarketed Renewable Fuels: Solar Photovoltaic: Alternative Electricity and Transportation | AEO.2026.ELECTRNP.CNSM_NA_COMM_NA_NRF_SOPH_USA_QBTU.A | quads | 0.15757 | 0.17654 | 0.19265 | 0.20039 | 0.20507 | 0.21039 | 0.21451 | 0.21775 | 0.2214 | 0.22693 | 0.23142 | 0.2352 | 0.24182 | 0.24829 | 0.25614 | 0.26292 | 0.26657 | 0.27201 | 0.27494 | 0.27825 | 0.28096 | 0.28517 | 0.29038 | 0.29569 | 0.29971 | 0.3049 | 2.7%
Wind | Commercial: Nonmarketed Renewable Fuels: Wind: Alternative Electricity and Transportation | AEO.2026.ELECTRNP.CNSM_NA_COMM_NA_NRF_WND_USA_QBTU.A | quads | 0.002524 | 0.002527 | 0.002533 | 0.002533 | 0.002536 | 0.00254 | 0.002542 | 0.002545 | 0.002549 | 0.002552 | 0.002553 | 0.002554 | 0.002555 | 0.002557 | 0.002558 | 0.00256 | 0.002561 | 0.002565 | 0.002566 | 0.002568 | 0.002568 | 0.002569 | 0.002572 | 0.002573 | 0.002574 | 0.002575 | 0.1%
Total | Commercial: Nonmarketed Renewable Fuels: Total: Alternative Electricity and Transportation | AEO.2026.ELECTRNP.CNSM_NA_COMM_NA_NRF_TOT_USA_QBTU.A | quads | 0.22559 | 0.2424 | 0.25879 | 0.26552 | 0.2695 | 0.27449 | 0.27805 | 0.28001 | 0.28335 | 0.28869 | 0.29261 | 0.29587 | 0.30219 | 0.30844 | 0.31606 | 0.32269 | 0.32604 | 0.33122 | 0.33376 | 0.3366 | 0.33892 | 0.34271 | 0.34757 | 0.35251 | 0.35621 | 0.36099 | 1.9%
Heating Degree Days
New England | Commercial: Heating Degree Days: New England: Alternative Electricity and Transportation | AEO.2026.ELECTRNP.KEI_NA_COMM_NA_NA_NA_NENGL_HDD.A | HDD | 6045 | 5873 | 5850 | 5826 | 5803 | 5779 | 5755 | 5732 | 5708 | 5684 | 5661 | 5637 | 5613 | 5589 | 5566 | 5542 | 5518 | 5495 | 5471 | 5447 | 5423 | 5400 | 5376 | 5352 | 5328 | 5305 | -0.5%
Middle Atlantic | Commercial: Heating Degree Days: Middle Atlantic: Alternative Electricity and Transportation | AEO.2026.ELECTRNP.KEI_NA_COMM_NA_NA_NA_MATL_HDD.A | HDD | 5404 | 5271 | 5249 | 5228 | 5207 | 5185 | 5164 | 5142 | 5121 | 5100 | 5078 | 5057 | 5035 | 5014 | 4993 | 4971 | 4950 | 4929 | 4907 | 4886 | 4865 | 4843 | 4822 | 4801 | 4780 | 4758 | -0.5%
East North Central | Commercial: Heating Degree Days: East North Central: Alternative Electricity and Transportation | AEO.2026.ELECTRNP.KEI_NA_COMM_NA_NA_NA_ENC_HDD.A | HDD | 5984 | 5836 | 5817 | 5798 | 5779 | 5760 | 5741 | 5722 | 5703 | 5683 | 5664 | 5645 | 5626 | 5607 | 5588 | 5569 | 5549 | 5530 | 5511 | 5492 | 5473 | 5453 | 5434 | 5415 | 5396 | 5377 | -0.4%
West North Central | Commercial: Heating Degree Days: West North Central: Alternative Electricity and Transportation | AEO.2026.ELECTRNP.KEI_NA_COMM_NA_NA_NA_WNC_HDD.A | HDD | 6267 | 6263 | 6251 | 6239 | 6227 | 6215 | 6203 | 6191 | 6178 | 6166 | 6153 | 6141 | 6128 | 6116 | 6103 | 6091 | 6078 | 6066 | 6053 | 6040 | 6028 | 6015 | 6002 | 5990 | 5977 | 5964 | -0.2%
South Atlantic | Commercial: Heating Degree Days: South Atlantic: Alternative Electricity and Transportation | AEO.2026.ELECTRNP.KEI_NA_COMM_NA_NA_NA_SATL_HDD.A | HDD | 2431 | 2296 | 2280 | 2263 | 2245 | 2228 | 2210 | 2192 | 2175 | 2157 | 2139 | 2122 | 2104 | 2087 | 2069 | 2052 | 2034 | 2017 | 2000 | 1982 | 1965 | 1948 | 1930 | 1913 | 1896 | 1879 | -1.0%
East South Central | Commercial: Heating Degree Days: East South Central: Alternative Electricity and Transportation | AEO.2026.ELECTRNP.KEI_NA_COMM_NA_NA_NA_ESC_HDD.A | HDD | 3231 | 3099 | 3084 | 3069 | 3053 | 3038 | 3023 | 3008 | 2992 | 2977 | 2961 | 2946 | 2930 | 2915 | 2900 | 2884 | 2869 | 2853 | 2838 | 2822 | 2807 | 2791 | 2776 | 2760 | 2745 | 2730 | -0.7%
West South Central | Commercial: Heating Degree Days: West South Central: Alternative Electricity and Transportation | AEO.2026.ELECTRNP.KEI_NA_COMM_NA_NA_NA_WSC_HDD.A | HDD | 1966 | 1889 | 1880 | 1870 | 1860 | 1851 | 1841 | 1831 | 1822 | 1812 | 1803 | 1793 | 1784 | 1774 | 1765 | 1756 | 1746 | 1737 | 1728 | 1718 | 1709 | 1700 | 1690 | 1681 | 1672 | 1663 | -0.7%
Mountain | Commercial: Heating Degree Days: Mountain: Alternative Electricity and Transportation | AEO.2026.ELECTRNP.KEI_NA_COMM_NA_NA_NA_MTN_HDD.A | HDD | 4734 | 4833 | 4825 | 4816 | 4807 | 4799 | 4790 | 4782 | 4774 | 4766 | 4758 | 4750 | 4742 | 4734 | 4726 | 4718 | 4710 | 4702 | 4694 | 4687 | 4679 | 4671 | 4664 | 4656 | 4648 | 4641 | -0.1%
Pacific | Commercial: Heating Degree Days: Pacific: Alternative Electricity and Transportation | AEO.2026.ELECTRNP.KEI_NA_COMM_NA_NA_NA_PCF_HDD.A | HDD | 3251 | 3291 | 3285 | 3279 | 3272 | 3266 | 3259 | 3252 | 3245 | 3238 | 3231 | 3224 | 3216 | 3209 | 3202 | 3195 | 3187 | 3180 | 3173 | 3165 | 3158 | 3151 | 3143 | 3136 | 3129 | 3122 | -0.2%
United States | Commercial: Heating Degree Days: United States: Alternative Electricity and Transportation | AEO.2026.ELECTRNP.KEI_NA_COMM_NA_NA_NA_USA_HDD.A | HDD | 3989.5723 | 3910.106 | 3891.6016 | 3872.8252 | 3853.7156 | 3835.1279 | 3816.1113 | 3797.1377 | 3778.501 | 3759.5527 | 3740.7109 | 3722.1609 | 3703.1575 | 3684.6523 | 3666.0649 | 3647.5562 | 3628.5244 | 3610.1992 | 3591.7322 | 3572.9053 | 3554.6526 | 3536.1577 | 3517.585 | 3499.5967 | 3481.7886 | 3464.1162 | -0.6%
Cooling Degree Days
New England | Commercial: Cooling Degree Days: New England: Alternative Electricity and Transportation | AEO.2026.ELECTRNP.KEI_NA_COMM_NA_NA_NA_NENGL_CDD.A | CDD | 530 | 626 | 633 | 640 | 647 | 654 | 662 | 669 | 676 | 683 | 690 | 697 | 704 | 712 | 719 | 726 | 733 | 740 | 747 | 754 | 761 | 769 | 776 | 783 | 790 | 797 | 1.6%
Middle Atlantic | Commercial: Cooling Degree Days: Middle Atlantic: Alternative Electricity and Transportation | AEO.2026.ELECTRNP.KEI_NA_COMM_NA_NA_NA_MATL_CDD.A | CDD | 766 | 858 | 866 | 874 | 883 | 891 | 899 | 907 | 915 | 923 | 932 | 940 | 948 | 956 | 964 | 973 | 981 | 989 | 997 | 1005 | 1014 | 1022 | 1030 | 1038 | 1046 | 1055 | 1.3%
East North Central | Commercial: Cooling Degree Days: East North Central: Alternative Electricity and Transportation | AEO.2026.ELECTRNP.KEI_NA_COMM_NA_NA_NA_ENC_CDD.A | CDD | 873 | 857 | 862 | 867 | 871 | 876 | 881 | 886 | 890 | 895 | 900 | 905 | 909 | 914 | 919 | 924 | 928 | 933 | 938 | 943 | 948 | 952 | 957 | 962 | 967 | 972 | 0.4%
West North Central | Commercial: Cooling Degree Days: West North Central: Alternative Electricity and Transportation | AEO.2026.ELECTRNP.KEI_NA_COMM_NA_NA_NA_WNC_CDD.A | CDD | 1052 | 1048 | 1053 | 1057 | 1062 | 1067 | 1071 | 1076 | 1081 | 1086 | 1090 | 1095 | 1100 | 1105 | 1109 | 1114 | 1119 | 1124 | 1129 | 1133 | 1138 | 1143 | 1148 | 1153 | 1158 | 1162 | 0.4%
South Atlantic | Commercial: Cooling Degree Days: South Atlantic: Alternative Electricity and Transportation | AEO.2026.ELECTRNP.KEI_NA_COMM_NA_NA_NA_SATL_CDD.A | CDD | 2319 | 2427 | 2442 | 2458 | 2473 | 2489 | 2505 | 2522 | 2538 | 2554 | 2570 | 2586 | 2603 | 2619 | 2635 | 2652 | 2668 | 2684 | 2701 | 2717 | 2734 | 2750 | 2767 | 2783 | 2800 | 2816 | 0.8%
East South Central | Commercial: Cooling Degree Days: East South Central: Alternative Electricity and Transportation | AEO.2026.ELECTRNP.KEI_NA_COMM_NA_NA_NA_ESC_CDD.A | CDD | 1790 | 1783 | 1790 | 1797 | 1804 | 1811 | 1819 | 1826 | 1833 | 1840 | 1847 | 1854 | 1862 | 1869 | 1876 | 1883 | 1890 | 1898 | 1905 | 1912 | 1919 | 1926 | 1934 | 1941 | 1948 | 1955 | 0.4%
West South Central | Commercial: Cooling Degree Days: West South Central: Alternative Electricity and Transportation | AEO.2026.ELECTRNP.KEI_NA_COMM_NA_NA_NA_WSC_CDD.A | CDD | 2916 | 2946 | 2961 | 2976 | 2990 | 3005 | 3020 | 3035 | 3049 | 3064 | 3079 | 3093 | 3108 | 3123 | 3138 | 3152 | 3167 | 3182 | 3197 | 3211 | 3226 | 3241 | 3255 | 3270 | 3285 | 3299 | 0.5%
Mountain | Commercial: Cooling Degree Days: Mountain: Alternative Electricity and Transportation | AEO.2026.ELECTRNP.KEI_NA_COMM_NA_NA_NA_MTN_CDD.A | CDD | 1515 | 1608 | 1617 | 1627 | 1636 | 1645 | 1655 | 1664 | 1673 | 1682 | 1691 | 1701 | 1710 | 1719 | 1728 | 1737 | 1746 | 1755 | 1764 | 1773 | 1782 | 1791 | 1800 | 1809 | 1818 | 1827 | 0.8%
Pacific | Commercial: Cooling Degree Days: Pacific: Alternative Electricity and Transportation | AEO.2026.ELECTRNP.KEI_NA_COMM_NA_NA_NA_PCF_CDD.A | CDD | 887 | 1040 | 1049 | 1058 | 1067 | 1076 | 1085 | 1094 | 1103 | 1112 | 1121 | 1131 | 1140 | 1149 | 1158 | 1167 | 1177 | 1186 | 1195 | 1204 | 1213 | 1223 | 1232 | 1241 | 1250 | 1259 | 1.4%
United States | Commercial: Cooling Degree Days: United States: Alternative Electricity and Transportation | AEO.2026.ELECTRNP.KEI_NA_COMM_NA_NA_NA_USA_CDD.A | CDD | 1516.4236 | 1589.8529 | 1602.1541 | 1614.6899 | 1626.8743 | 1639.4292 | 1652.1266 | 1664.9409 | 1677.3069 | 1689.963 | 1702.6976 | 1715.5259 | 1728.3977 | 1741.1991 | 1753.9226 | 1766.9214 | 1779.7961 | 1792.7117 | 1805.812 | 1818.5227 | 1831.7783 | 1844.8031 | 1857.874 | 1870.7853 | 1883.8203 | 1896.4698 | 0.9%

## Calculations
Fraction of Commercial Floorspace that is New
| 2025 | 2026 | 2027 | 2028 | 2029 | 2030 | 2031 | 2032 | 2033 | 2034 | 2035 | 2036 | 2037 | 2038 | 2039 | 2040 | 2041 | 2042 | 2043 | 2044 | 2045 | 2046 | 2047 | 2048 | 2049 | 2050
Commercial floorspace | 2.674% | 2.61% | 2.555% | 2.521% | 2.495% | 2.492% | 2.503% | 2.515% | 2.533% | 2.551% | 2.569% | 2.584% | 2.592% | 2.552% | 2.512% | 2.476% | 2.421% | 2.375% | 2.342% | 2.315% | 2.295% | 2.279% | 2.264% | 2.251% | 2.238% | 2.227%
Average | 2.452%
Fraction of Residential Homes that are New
Housing evolution rates from EIA NEMS documentation:
| HDR value | (Fraction of homes that survive each year)
Single-family homes | 0.997
Multifamily homes | 0.995
Mobile homes | 0.966
Surviving homes
| 2025 | 2026 | 2027 | 2028 | 2029 | 2030 | 2031 | 2032 | 2033 | 2034 | 2035 | 2036 | 2037 | 2038 | 2039 | 2040 | 2041 | 2042 | 2043 | 2044 | 2045 | 2046 | 2047 | 2048 | 2049 | 2050
Single-family homes | 89.2832 | 90.2278 | 91.1716 | 92.0984 | 93.0284 | 93.9604 | 94.8727 | 95.7834 | 96.6828 | 97.5597 | 98.4203 | 99.257 | 100.0785 | 100.8762 | 101.6427 | 102.3816 | 103.0901 | 103.7816 | 104.4467 | 105.0886 | 105.7313 | 106.3783 | 107.0233 | 107.6671 | 108.3101 | 108.956
Multifamily homes | 34.2602 | 34.6625 | 35.0666 | 35.4609 | 35.857 | 36.2714 | 36.7191 | 37.1688 | 37.6081 | 38.0317 | 38.4436 | 38.8443 | 39.2009 | 39.5319 | 39.8403 | 40.1302 | 40.3984 | 40.6497 | 40.8944 | 41.1409 | 41.389 | 41.6376 | 41.8846 | 42.131 | 42.3773 | 42.6244
Mobile homes | 6.5158 | 6.5296 | 6.5756 | 6.625 | 6.669 | 6.678 | 6.68 | 6.683 | 6.6858 | 6.688 | 6.6915 | 6.6957 | 6.6973 | 6.697 | 6.6921 | 6.6887 | 6.6873 | 6.6864 | 6.6867 | 6.6894 | 6.694 | 6.6986 | 6.7034 | 6.707 | 6.7103 | 6.714
Newly built homes
| 2025 | 2026 | 2027 | 2028 | 2029 | 2030 | 2031 | 2032 | 2033 | 2034 | 2035 | 2036 | 2037 | 2038 | 2039 | 2040 | 2041 | 2042 | 2043 | 2044 | 2045 | 2046 | 2047 | 2048 | 2049 | 2050
Single-family homes | 0.26866 | 0.2715 | 0.27434 | 0.27713 | 0.27992 | 0.28273 | 0.28547 | 0.28821 | 0.29092 | 0.29356 | 0.29615 | 0.29867 | 0.30114 | 0.30354 | 0.30585 | 0.30807 | 0.3102 | 0.31228 | 0.31428 | 0.31621 | 0.31815 | 0.3201 | 0.32204 | 0.32397 | 0.32591 | 0.32785
Multifamily homes | 0.17216 | 0.17418 | 0.17621 | 0.1782 | 0.18019 | 0.18227 | 0.18452 | 0.18678 | 0.18899 | 0.19111 | 0.19318 | 0.1952 | 0.19699 | 0.19865 | 0.2002 | 0.20166 | 0.20301 | 0.20427 | 0.2055 | 0.20674 | 0.20799 | 0.20923 | 0.21048 | 0.21171 | 0.21295 | 0.21419
Mobile homes | 0.22933 | 0.22982 | 0.23144 | 0.23318 | 0.23473 | 0.23504 | 0.23511 | 0.23522 | 0.23532 | 0.2354 | 0.23552 | 0.23567 | 0.23572 | 0.23571 | 0.23554 | 0.23542 | 0.23537 | 0.23534 | 0.23535 | 0.23545 | 0.23561 | 0.23577 | 0.23594 | 0.23606 | 0.23618 | 0.23631
Fraction of homes that are new
| 2025 | 2026 | 2027 | 2028 | 2029 | 2030 | 2031 | 2032 | 2033 | 2034 | 2035 | 2036 | 2037 | 2038 | 2039 | 2040 | 2041 | 2042 | 2043 | 2044 | 2045 | 2046 | 2047 | 2048 | 2049 | 2050
Single-family homes | 0.3009% | 0.3009% | 0.3009% | 0.3009% | 0.3009% | 0.3009% | 0.3009% | 0.3009% | 0.3009% | 0.3009% | 0.3009% | 0.3009% | 0.3009% | 0.3009% | 0.3009% | 0.3009% | 0.3009% | 0.3009% | 0.3009% | 0.3009% | 0.3009% | 0.3009% | 0.3009% | 0.3009% | 0.3009% | 0.3009%
Multifamily homes | 0.5025% | 0.5025% | 0.5025% | 0.5025% | 0.5025% | 0.5025% | 0.5025% | 0.5025% | 0.5025% | 0.5025% | 0.5025% | 0.5025% | 0.5025% | 0.5025% | 0.5025% | 0.5025% | 0.5025% | 0.5025% | 0.5025% | 0.5025% | 0.5025% | 0.5025% | 0.5025% | 0.5025% | 0.5025% | 0.5025%
Mobile homes | 3.52% | 3.52% | 3.52% | 3.52% | 3.52% | 3.52% | 3.52% | 3.52% | 3.52% | 3.52% | 3.52% | 3.52% | 3.52% | 3.52% | 3.52% | 3.52% | 3.52% | 3.52% | 3.52% | 3.52% | 3.52% | 3.52% | 3.52% | 3.52% | 3.52% | 3.52%
Average fraction of homes that are new by home type
Single-family homes | 0.3009%
Multifamily homes | 0.5025%
Mobile homes | 3.52%
Weighted average fraction of homes that are new
All homes | 0.5201%
Share of Components That is New This Year
The share of new components is the share of old components that are replaced in surviving
buildings, plus the share of components in new buildings (which equals the share of new
buildings, because all components in new buildings are new components).
Share of Buildings that are Surviving
Commercial | 97.55%
Residential | 99.48%
Replacement rate of components in surviving buildings
heating | 0.052632
cooling and ventilation | 0.063158
lighting | 0.1095
appliances | 0.073892
other component | 0.064935
Replacement rate of all components
| Commercial | Residential
heating | 0.075857 | 0.057559
cooling and ventilation | 0.086125 | 0.06803
lighting | 0.13133 | 0.11413
appliances | 0.096596 | 0.078708
other component | 0.087859 | 0.069798

## Pre-Calibration Calculated Vals
| urban residential | rural residential | commercial
heating | 0.057559 | 0.057559 | 0.075857
cooling and ventilation | 0.06803 | 0.06803 | 0.086125
envelope | 0 | 0 | 0
lighting | 0.11413 | 0.11413 | 0.13133
appliances | 0.078708 | 0.078708 | 0.096596
other component | 0.069798 | 0.069798 | 0.087859

## Data Centers
Data center assumptions
Data centers are a separate building type. They use the commercial shares, except for IT load ('other component'), where the share that is new each year comes from the IT equipment lifetime.
Assumption | Value | Basis
Lifetime of data-center IT equipment (years) | 5 | Same value as the IT equipment lifetime in the Component Lifetime (CL) workbook. The share of IT energy use that is new each year is one over this lifetime.

## SoCEUtiNTY
Share of New Components Energy Use (dimensionless) | urban residential | rural residential | commercial | data centers
heating | 0.052632 | 0.053 | 0.052632 | 0.052632
cooling and ventilation | 0.063158 | 0.063158 | 0.063158 | 0.063158
envelope | 0 | 0 | 0 | 0
lighting | 0.1095 | 0.1095 | 0.1095 | 0.1095
appliances | 0.071 | 0.071 | 0.071 | 0.071
other component | 0.066 | 0.066 | 0.066 | 0.2