## About
CiDESCTY Change in Distributed Electricity Source Capacities This Year
Sources: | Distributed Generation and Capacity - 2021-2050
Energy Information Administration
2023, 2025
Annual Energy Outlook 2023
Annual Energy Outlook 2025
Scenario: High zero-carbon technology cost
https://www.eia.gov/outlooks/aeo/tables_side_xls.php
Table 21 and Table 22
Urban vs. Rural Residential Households
Energy Information Administration
2020
Residential Energy Consumption Survey (RECS)
https://www.eia.gov/consumption/residential/data/2020/?src=%E2%80%B9%20Consumption%20%20%20%20%20%20Residential%20Energy%20Consumption%20Survey%20(RECS)-f1
https://www.eia.gov/consumption/residential/data/2020/hc/xls/HC%202.1.xlsx
Table HC2.1
Notes
This file can be used to test an alternate distributed solar additions schedule.
We use it to incorporate additional distributed solar capacity associated with the
Solar for All campaign of the Inflation Reduction Act.
Urban Rural Split
81.31% | Urban
18.69% | Rural
Conversion from billion kilowatthours to megawatthours | 1000000
Conversion from gigawatts to megawatts | 1000
Data centers | Data centers are a separate building type. There are no policy-mandated changes in distributed capacity at data centers, so their export tab is zero.

## AEO23_Table_21._Residential
Table 21. Residential Sector Equipment Stock and Efficiency, and Distributed Generation
https://www.eia.gov/outlooks/aeo/data/browser/#/?id=30-AEO2023&sourcekey=0
Sun May 04 2025 20:12:23 GMT-0700 (Pacific Daylight Time)
Source: U.S. Energy Information Administration
| full name | api key | units | 2021 | 2022 | 2023 | 2024 | 2025 | 2026 | 2027 | 2028 | 2029 | 2030 | 2031 | 2032 | 2033 | 2034 | 2035 | 2036 | 2037 | 2038 | 2039 | 2040 | 2041 | 2042 | 2043 | 2044 | 2045 | 2046 | 2047 | 2048 | 2049 | 2050 | Growth (2022-2050)
Equipment Stock (million units)
Main Space Heaters
Electric Heat Pumps | Residential Equipment: Equipment Stock: Main Space Heaters: Electric Heat Pumps: Reference case | AEO.2023.REF2023.EQNR_STK_RESD_MSHR_EHP_NA_NA_MILL.A | millions |  | 13.3156 | 13.5707 | 13.8229 | 14.081 | 14.3385 | 14.5967 | 14.856 | 15.1132 | 15.3642 | 15.6108 | 15.8556 | 16.0955 | 16.3289 | 16.5605 | 16.7936 | 17.027 | 17.2586 | 17.4878 | 17.7188 | 17.9497 | 18.1783 | 18.4061 | 18.6332 | 18.86 | 19.0861 | 19.3127 | 19.5382 | 19.7624 | 19.9859 | 1.5%
Electric Other | Residential Equipment: Equipment Stock: Main Space Heaters: Electric Other: Reference case | AEO.2023.REF2023.EQNR_STK_RESD_MSHR_ELO_NA_NA_MILL.A | millions |  | 31.011 | 31.1912 | 31.367 | 31.5459 | 31.7281 | 31.9141 | 32.1033 | 32.2914 | 32.4729 | 32.6504 | 32.8281 | 33.0033 | 33.1729 | 33.3398 | 33.5085 | 33.6767 | 33.8448 | 34.0126 | 34.184 | 34.3558 | 34.5257 | 34.6942 | 34.8612 | 35.027 | 35.1912 | 35.3566 | 35.5211 | 35.685 | 35.8491 | 0.5%
Natural Gas Heat Pumps | Residential Equipment: Equipment Stock: Main Space Heaters: Natural Gas Heat Pumps: Reference case | AEO.2023.REF2023.EQNR_STK_RESD_MSHR_NHU_NA_NA_MILL.A | millions |  | 1.3212 | 1.3192 | 1.3173 | 1.3154 | 1.3134 | 1.3115 | 1.3096 | 1.3077 | 1.3058 | 1.3039 | 1.302 | 1.3001 | 1.2983 | 1.2964 | 1.2945 | 1.2927 | 1.2908 | 1.289 | 1.2872 | 1.2853 | 1.2835 | 1.2817 | 1.2799 | 1.2781 | 1.2763 | 1.2745 | 1.2728 | 1.271 | 1.2692 | -0.1%
Natural Gas Other | Residential Equipment: Equipment Stock: Main Space Heaters: Natural Gas Other: Reference case | AEO.2023.REF2023.EQNR_STK_RESD_MSHR_NGO_NA_NA_MILL.A | millions |  | 62.0668 | 62.8687 | 63.6781 | 64.5033 | 65.3218 | 66.1369 | 66.9516 | 67.7562 | 68.5412 | 69.3104 | 70.0706 | 70.8125 | 71.5314 | 72.2394 | 72.9448 | 73.6432 | 74.3387 | 75.0292 | 75.7249 | 76.42 | 77.1067 | 77.7899 | 78.4698 | 79.1464 | 79.8164 | 80.4825 | 81.141 | 81.7903 | 82.4314 | 1%
Distillate Fuel Oil | Residential Equipment: Equipment Stock: Main Space Heaters: Distillate Fuel Oil: Reference case | AEO.2023.REF2023.EQNR_STK_RESD_MSHR_DFO_NA_NA_MILL.A | millions |  | 5.455 | 5.4058 | 5.3575 | 5.3095 | 5.2619 | 5.216 | 5.1721 | 5.1305 | 5.0912 | 5.0535 | 5.0174 | 4.9827 | 4.9491 | 4.9163 | 4.8843 | 4.8537 | 4.8241 | 4.7954 | 4.7674 | 4.7396 | 4.7103 | 4.6795 | 4.6474 | 4.6144 | 4.5805 | 4.5452 | 4.5088 | 4.4719 | 4.4347 | -0.7%
Propane | Residential Equipment: Equipment Stock: Main Space Heaters: Propane: Reference case | AEO.2023.REF2023.EQNR_STK_RESD_MSHR_PROP_NA_NA_MILL.A | millions |  | 5.2929 | 5.2831 | 5.2724 | 5.2618 | 5.2519 | 5.2451 | 5.2407 | 5.238 | 5.2355 | 5.2331 | 5.2313 | 5.2298 | 5.228 | 5.226 | 5.2241 | 5.2215 | 5.218 | 5.2139 | 5.2102 | 5.207 | 5.2025 | 5.197 | 5.1909 | 5.1846 | 5.178 | 5.1716 | 5.1654 | 5.1593 | 5.1538 | -0.1%
Kerosene | Residential Equipment: Equipment Stock: Main Space Heaters: Kerosene: Reference case | AEO.2023.REF2023.EQNR_STK_RESD_MSHR_KRS_NA_NA_MILL.A | millions |  | 0.003901 | 0.00709 | 0.009997 | 0.012783 | 0.015616 | 0.01846 | 0.021282 | 0.024013 | 0.026531 | 0.028897 | 0.031215 | 0.033522 | 0.035761 | 0.037892 | 0.039987 | 0.041972 | 0.043841 | 0.045631 | 0.047425 | 0.049189 | 0.050905 | 0.052555 | 0.05413 | 0.055631 | 0.057045 | 0.058409 | 0.059716 | 0.060958 | 0.062151 | 10.4%
Wood Stoves | Residential Equipment: Equipment Stock: Main Space Heaters: Wood Stoves: Reference case | AEO.2023.REF2023.EQNR_STK_RESD_MSHR_WDS_NA_NA_MILL.A | millions |  | 3.2972 | 3.2656 | 3.2378 | 3.2114 | 3.1869 | 3.1635 | 3.1407 | 3.1177 | 3.0948 | 3.0714 | 3.0475 | 3.0231 | 2.998 | 2.9722 | 2.9459 | 2.9204 | 2.8957 | 2.872 | 2.8483 | 2.8256 | 2.8042 | 2.7839 | 2.7651 | 2.7473 | 2.7304 | 2.7135 | 2.6966 | 2.6795 | 2.6623 | -0.8%
Geothermal Heat Pumps | Residential Equipment: Equipment Stock: Main Space Heaters: Geothermal Heat Pumps: Reference case | AEO.2023.REF2023.EQNR_STK_RESD_MSHR_GEHP_NA_NA_MILL.A | millions |  | 0.71604 | 0.77876 | 0.84013 | 0.90151 | 0.96045 | 1.0182 | 1.0756 | 1.1328 | 1.1893 | 1.2455 | 1.3019 | 1.358 | 1.4136 | 1.4696 | 1.5259 | 1.5812 | 1.6356 | 1.6885 | 1.7417 | 1.794 | 1.8445 | 1.8936 | 1.9412 | 1.9876 | 2.0328 | 2.0778 | 2.1223 | 2.1665 | 2.2103 | 4.1%
Total | Residential Equipment: Equipment Stock: Main Space Heaters: Total: Reference case | AEO.2023.REF2023.EQNR_STK_RESD_MSHR_TOT_NA_NA_MILL.A | millions |  | 122.4796 | 123.6903 | 124.903 | 126.1426 | 127.3786 | 128.6205 | 129.8708 | 131.1116 | 132.3212 | 133.5078 | 134.6858 | 135.8386 | 136.9558 | 138.0581 | 139.1618 | 140.2584 | 141.3502 | 142.4341 | 143.5299 | 144.6264 | 145.7066 | 146.7785 | 147.8428 | 148.901 | 149.9487 | 150.9928 | 152.0259 | 153.047 | 154.059 | 0.8%
Space Cooling (million units)
Electric Heat Pumps | Residential Equipment: Equipment Stock: Space Cooling: Electric Heat Pumps: Reference case | AEO.2023.REF2023.EQNR_STK_RESD_SPC_EHP_NA_NA_MILL.A | millions |  | 13.3156 | 13.5707 | 13.8229 | 14.081 | 14.3385 | 14.5967 | 14.856 | 15.1132 | 15.3642 | 15.6108 | 15.8556 | 16.0955 | 16.3289 | 16.5605 | 16.7936 | 17.027 | 17.2586 | 17.4878 | 17.7188 | 17.9497 | 18.1783 | 18.4061 | 18.6332 | 18.86 | 19.0861 | 19.3127 | 19.5382 | 19.7624 | 19.9859 | 1.5%
Natural Gas Heat Pumps | Residential Equipment: Equipment Stock: Space Cooling: Natural Gas Heat Pumps: Reference case | AEO.2023.REF2023.EQNR_STK_RESD_SPC_NHU_NA_NA_MILL.A | millions |  | 1.3212 | 1.3192 | 1.3173 | 1.3154 | 1.3134 | 1.3115 | 1.3096 | 1.3077 | 1.3058 | 1.3039 | 1.302 | 1.3001 | 1.2983 | 1.2964 | 1.2945 | 1.2927 | 1.2908 | 1.289 | 1.2872 | 1.2853 | 1.2835 | 1.2817 | 1.2799 | 1.2781 | 1.2763 | 1.2745 | 1.2728 | 1.271 | 1.2692 | -0.1%
Geothermal Heat Pumps | Residential Equipment: Equipment Stock: Space Cooling: Geothermal Heat Pumps: Reference case | AEO.2023.REF2023.EQNR_STK_RESD_SPC_GEHP_NA_NA_MILL.A | millions |  | 0.71604 | 0.77876 | 0.84013 | 0.90151 | 0.96045 | 1.0182 | 1.0755 | 1.1328 | 1.1893 | 1.2455 | 1.3019 | 1.358 | 1.4136 | 1.4696 | 1.5259 | 1.5812 | 1.6356 | 1.6885 | 1.7417 | 1.794 | 1.8445 | 1.8936 | 1.9412 | 1.9876 | 2.0328 | 2.0778 | 2.1223 | 2.1665 | 2.2103 | 4.1%
Central Air Conditioners | Residential Equipment: Equipment Stock: Space Cooling: Central Air Conditioners: Reference case | AEO.2023.REF2023.EQNR_STK_RESD_SPC_CAC_NA_NA_MILL.A | millions |  | 65.9529 | 67.5315 | 69.1128 | 70.7101 | 72.3031 | 73.8979 | 75.4963 | 77.0872 | 78.6571 | 80.2107 | 81.7569 | 83.2853 | 84.7898 | 86.283 | 87.775 | 89.2605 | 90.741 | 92.2144 | 93.6936 | 95.1717 | 96.6377 | 98.0968 | 99.5497 | 100.997 | 102.4362 | 103.8711 | 105.2972 | 106.7138 | 108.1228 | 1.8%
Room Air Conditioners | Residential Equipment: Equipment Stock: Space Cooling: Room Air Conditioners: Reference case | AEO.2023.REF2023.EQNR_STK_RESD_SPC_RAC_NA_NA_MILL.A | millions |  | 58.0862 | 58.0996 | 58.1132 | 58.1301 | 58.149 | 58.1703 | 58.1939 | 58.217 | 58.2358 | 58.2519 | 58.2679 | 58.2828 | 58.2945 | 58.3047 | 58.3159 | 58.3261 | 58.3355 | 58.3442 | 58.3554 | 58.3676 | 58.379 | 58.3901 | 58.4008 | 58.4112 | 58.4207 | 58.4303 | 58.4393 | 58.4474 | 58.4551 | 0%
Total | Residential Equipment: Equipment Stock: Space Cooling: Total: Reference case | AEO.2023.REF2023.EQNR_STK_RESD_SPC_TOT_NA_NA_MILL.A | millions |  | 139.3919 | 141.2998 | 143.2064 | 145.1381 | 147.0645 | 148.9945 | 150.9313 | 152.8579 | 154.7522 | 156.6228 | 158.4843 | 160.3217 | 162.1251 | 163.9142 | 165.705 | 167.4875 | 169.2615 | 171.024 | 172.7966 | 174.5683 | 176.3231 | 178.0685 | 179.8049 | 181.5339 | 183.2522 | 184.9665 | 186.6699 | 188.3611 | 190.0433 | 1.1%
Water Heaters (million units)
Electric | Residential Equipment: Equipment Stock: Water Heaters: Electric: Reference case | AEO.2023.REF2023.EQNR_STK_RESD_WHT_ELE_NA_NA_MILL.A | millions |  | 60.5807 | 60.9833 | 61.3376 | 61.676 | 61.9824 | 62.2862 | 62.5818 | 62.8616 | 63.1113 | 63.3678 | 63.6363 | 63.9852 | 64.382 | 64.8971 | 65.4002 | 65.9038 | 66.4073 | 66.8962 | 67.3818 | 67.8592 | 68.3232 | 68.7767 | 69.2208 | 69.6591 | 70.0996 | 70.5389 | 70.9729 | 71.4069 | 71.8426 | 0.6%
Natural Gas | Residential Equipment: Equipment Stock: Water Heaters: Natural Gas: Reference case | AEO.2023.REF2023.EQNR_STK_RESD_WHT_NG_NA_NA_MILL.A | millions |  | 61.2524 | 61.8553 | 62.5017 | 63.184 | 63.881 | 64.5892 | 65.314 | 66.0415 | 66.7612 | 67.4556 | 68.1334 | 68.8035 | 69.4583 | 70.1207 | 70.7752 | 71.421 | 72.0602 | 72.7025 | 73.3558 | 74.0139 | 74.6655 | 75.316 | 75.9656 | 76.6118 | 77.2434 | 77.8706 | 78.4905 | 79.0975 | 79.6926 | 0.9%
Distillate Fuel Oil | Residential Equipment: Equipment Stock: Water Heaters: Distillate Fuel Oil: Reference case | AEO.2023.REF2023.EQNR_STK_RESD_WHT_DFO_NA_NA_MILL.A | millions |  | 2.5425 | 2.4845 | 2.4319 | 2.3857 | 2.3436 | 2.3057 | 2.2721 | 2.2424 | 2.2167 | 2.1888 | 2.1593 | 2.1288 | 2.0981 | 2.0669 | 2.0362 | 2.0061 | 1.977 | 1.9489 | 1.922 | 1.8962 | 1.8715 | 1.8477 | 1.8247 | 1.8024 | 1.7806 | 1.7592 | 1.7384 | 1.7177 | 1.6973 | -1.4%
Propane | Residential Equipment: Equipment Stock: Water Heaters: Propane: Reference case | AEO.2023.REF2023.EQNR_STK_RESD_WHT_PROP_NA_NA_MILL.A | millions |  | 3.944 | 3.8442 | 3.7543 | 3.6749 | 3.6056 | 3.5459 | 3.4958 | 3.4546 | 3.4217 | 3.3835 | 3.3414 | 3.2969 | 3.2506 | 3.2033 | 3.1567 | 3.1109 | 3.0665 | 3.0242 | 2.9849 | 2.9485 | 2.9145 | 2.8829 | 2.8535 | 2.8259 | 2.7997 | 2.775 | 2.7516 | 2.729 | 2.7075 | -1.3%
Solar Thermal | Residential Equipment: Equipment Stock: Water Heaters: Solar Thermal: Reference case | AEO.2023.REF2023.EQNR_STK_RESD_WHT_SLR_THERM_NA_MILL.A | millions |  | 2.2328 | 2.5769 | 2.9125 | 3.2382 | 3.5636 | 3.8727 | 4.1679 | 4.4542 | 4.7348 | 5.0189 | 5.3041 | 5.4953 | 5.6204 | 5.6064 | 5.6124 | 5.6183 | 5.6239 | 5.6299 | 5.6362 | 5.6427 | 5.6493 | 5.656 | 5.6629 | 5.67 | 5.6776 | 5.6851 | 5.6926 | 5.7001 | 5.7074 | 3.4%
Total | Residential Equipment: Equipment Stock: Water Heaters: Total: Reference case | AEO.2023.REF2023.EQNR_STK_RESD_WHT_TOT_NA_NA_MILL.A | millions |  | 130.5524 | 131.7441 | 132.938 | 134.1588 | 135.3762 | 136.5997 | 137.8316 | 139.0542 | 140.2458 | 141.4144 | 142.5746 | 143.7097 | 144.8095 | 145.8943 | 146.9807 | 148.06 | 149.1349 | 150.2018 | 151.2807 | 152.3604 | 153.424 | 154.4795 | 155.5275 | 156.5692 | 157.6009 | 158.6288 | 159.646 | 160.6512 | 161.6474 | 0.8%
Cooking Equipment (million units)
Electric | Residential Equipment: Equipment Stock: Cooking Equipment: Electric: Reference case | AEO.2023.REF2023.EQNR_STK_RESD_CER_ELE_NA_NA_MILL.A | millions |  | 98.2687 | 98.9185 | 99.5547 | 100.1986 | 100.8286 | 101.4491 | 102.0602 | 102.6242 | 103.1235 | 103.556 | 103.9282 | 104.3122 | 104.7261 | 105.1879 | 105.7188 | 106.3178 | 106.9028 | 107.4709 | 108.0352 | 108.5867 | 109.1132 | 109.6195 | 110.1067 | 110.5774 | 111.0322 | 111.4795 | 111.9186 | 112.3544 | 112.7939 | 0.5%
Natural Gas | Residential Equipment: Equipment Stock: Cooking Equipment: Natural Gas: Reference case | AEO.2023.REF2023.EQNR_STK_RESD_CER_NG_NA_NA_MILL.A | millions |  | 48.8835 | 49.4091 | 49.9527 | 50.5175 | 51.0952 | 51.6919 | 52.3096 | 52.9688 | 53.6662 | 54.4111 | 55.2099 | 55.9676 | 56.6564 | 57.2787 | 57.8288 | 58.3005 | 58.7845 | 59.2803 | 59.794 | 60.3237 | 60.8645 | 61.4186 | 61.9849 | 62.5611 | 63.1417 | 63.724 | 64.3015 | 64.8687 | 65.4225 | 1%
Propane | Residential Equipment: Equipment Stock: Cooking Equipment: Propane: Reference case | AEO.2023.REF2023.EQNR_STK_RESD_CER_PROP_NA_NA_MILL.A | millions |  | 7.2516 | 7.2353 | 7.217 | 7.1969 | 7.1745 | 7.1489 | 7.1203 | 7.0881 | 7.0514 | 7.0114 | 6.9695 | 6.9318 | 6.898 | 6.8681 | 6.8427 | 6.8211 | 6.7967 | 6.7695 | 6.7403 | 6.709 | 6.6756 | 6.6409 | 6.6059 | 6.5714 | 6.5384 | 6.5076 | 6.4791 | 6.4523 | 6.4264 | -0.4%
Total | Residential Equipment: Equipment Stock: Cooking Equipment: Total: Reference case | AEO.2023.REF2023.EQNR_STK_RESD_CER_TOT_NA_NA_MILL.A | millions |  | 154.4039 | 155.5629 | 156.7244 | 157.913 | 159.0983 | 160.2899 | 161.4901 | 162.6811 | 163.8412 | 164.9785 | 166.1075 | 167.2116 | 168.2805 | 169.3347 | 170.3904 | 171.4394 | 172.4839 | 173.5207 | 174.5696 | 175.6194 | 176.6533 | 177.679 | 178.6975 | 179.7099 | 180.7122 | 181.7111 | 182.6991 | 183.6754 | 184.6428 | 0.6%
Clothes Dryers (million units)
Electric | Residential Equipment: Equipment Stock: Clothes Dryers: Electric: Reference case | AEO.2023.REF2023.EQNR_STK_RESD_CDR_ELE_NA_NA_MILL.A | millions |  | 86.6647 | 88.2979 | 89.9283 | 91.593 | 93.2322 | 94.8671 | 96.5124 | 98.1515 | 99.7656 | 101.3616 | 102.9529 | 104.5269 | 106.1195 | 107.7114 | 109.3178 | 110.9041 | 112.4735 | 114.0278 | 115.5836 | 117.1327 | 118.6601 | 120.176 | 121.6825 | 123.1826 | 124.6744 | 126.163 | 127.6415 | 129.1088 | 130.5672 | 1.5%
Natural Gas | Residential Equipment: Equipment Stock: Clothes Dryers: Natural Gas: Reference case | AEO.2023.REF2023.EQNR_STK_RESD_CDR_NG_NA_NA_MILL.A | millions |  | 20.0767 | 20.4168 | 20.7744 | 21.1506 | 21.5461 | 21.9645 | 22.3798 | 22.792 | 23.1988 | 23.6001 | 23.9958 | 24.3823 | 24.7554 | 25.1127 | 25.4543 | 25.8061 | 26.1676 | 26.5373 | 26.9158 | 27.3006 | 27.6873 | 28.0755 | 28.4638 | 28.8505 | 29.2331 | 29.6123 | 29.9875 | 30.3582 | 30.7253 | 1.5%
Total | Residential Equipment: Equipment Stock: Clothes Dryers: Total: Reference case | AEO.2023.REF2023.EQNR_STK_RESD_CDR_TOT_NA_NA_MILL.A | millions |  | 106.7414 | 108.7147 | 110.7028 | 112.7436 | 114.7783 | 116.8316 | 118.8922 | 120.9435 | 122.9644 | 124.9617 | 126.9488 | 128.9092 | 130.875 | 132.824 | 134.772 | 136.7102 | 138.6411 | 140.5651 | 142.4995 | 144.4332 | 146.3475 | 148.2515 | 150.1463 | 152.0331 | 153.9075 | 155.7752 | 157.629 | 159.4671 | 161.2925 | 1.5%
Other Appliances (million units)
Refrigerators | Residential Equipment: Equipment Stock: Other Appliances: Refrigerators: Reference case | AEO.2023.REF2023.EQNR_STK_RESD_OTAR_RFG_NA_NA_MILL.A | millions |  | 172.8105 | 174.5304 | 176.2757 | 178.0653 | 179.8472 | 181.6357 | 183.4362 | 185.2249 | 186.9712 | 188.6854 | 190.3859 | 192.0501 | 193.6639 | 195.2565 | 196.8498 | 198.4312 | 200.004 | 201.5633 | 203.1388 | 204.7164 | 206.2702 | 207.8128 | 209.3455 | 210.8697 | 212.3798 | 213.8821 | 215.3678 | 216.8341 | 218.2855 | 0.8%
Freezers | Residential Equipment: Equipment Stock: Other Appliances: Freezers: Reference case | AEO.2023.REF2023.EQNR_STK_RESD_OTAR_FRZ_NA_NA_MILL.A | millions |  | 45.4117 | 45.7972 | 46.1961 | 46.6065 | 47.0162 | 47.4279 | 47.843 | 48.2555 | 48.6568 | 49.0494 | 49.4386 | 49.8203 | 50.1906 | 50.5552 | 50.9194 | 51.2789 | 51.634 | 51.9846 | 52.339 | 52.6948 | 53.0453 | 53.3933 | 53.739 | 54.0827 | 54.4226 | 54.7598 | 55.0926 | 55.4199 | 55.7429 | 0.7%
Stock Average Equipment Efficiency
Main Space Heaters
Electric Heat Pumps (HSPF) | Residential Equipment: Stock Average Efficiency: Main Space Heaters: Electric Heat Pumps: Reference case | AEO.2023.REF2023.EFI_STK_RESD_SPHR_EHP_NA_NA_HSPF.A | HSPF |  | 8.2106 | 8.3041 | 8.3883 | 8.4682 | 8.5434 | 8.6142 | 8.6806 | 8.7428 | 8.8006 | 8.8541 | 8.903 | 8.946 | 8.9838 | 9.0157 | 9.0407 | 9.0578 | 9.0734 | 9.0873 | 9.0992 | 9.109 | 9.117 | 9.1232 | 9.1279 | 9.1314 | 9.1338 | 9.1356 | 9.1368 | 9.1376 | 9.1383 | 0.4%
Natural Gas Heat Pumps (GCOP) | Residential Equipment: Stock Average Efficiency: Main Space Heaters: Natural Gas Heat Pumps: Reference case | AEO.2023.REF2023.EFI_STK_RESD_SPHR_NHU_NA_NA_GCOP.A | GCOP |  | 1.3 | 1.3 | 1.3 | 1.3 | 1.3 | 1.3 | 1.3 | 1.3 | 1.3 | 1.3 | 1.3 | 1.3 | 1.3 | 1.3 | 1.3 | 1.3 | 1.3 | 1.3 | 1.3 | 1.3 | 1.3 | 1.3 | 1.3 | 1.3 | 1.3 | 1.3 | 1.3 | 1.3 | 1.3 | 0%
Geothermal Heat Pumps (COP) | Residential Equipment: Stock Average Efficiency: Main Space Heaters: Geothermal Heat Pumps: Reference case | AEO.2023.REF2023.EFI_STK_RESD_SPHR_GEHP_NA_NA_COP.A | COP |  | 3.5046 | 3.5564 | 3.5984 | 3.6347 | 3.6663 | 3.6931 | 3.7163 | 3.7366 | 3.7546 | 3.7708 | 3.7854 | 3.7966 | 3.8055 | 3.796 | 3.7854 | 3.775 | 3.7645 | 3.7543 | 3.744 | 3.7339 | 3.7242 | 3.7146 | 3.7055 | 3.6969 | 3.6887 | 3.6816 | 3.6755 | 3.6704 | 3.6663 | 0.2%
Natural Gas Furnace (AFUE) | Residential Equipment: Stock Average Efficiency: Main Space Heaters: Natural Gas Furnace: Reference case | AEO.2023.REF2023.EFI_STK_RESD_SPHR_NFR_NA_NA_AFUE.A | AFUE |  | 0.83251 | 0.83904 | 0.84528 | 0.85146 | 0.8576 | 0.86323 | 0.86842 | 0.87314 | 0.87741 | 0.8813 | 0.88478 | 0.8862 | 0.88727 | 0.88805 | 0.88851 | 0.88867 | 0.8885 | 0.88801 | 0.88717 | 0.88598 | 0.88472 | 0.88339 | 0.88197 | 0.8805 | 0.87901 | 0.8775 | 0.87601 | 0.87458 | 0.87323 | 0.2%
Distillate Furnace (AFUE) | Residential Equipment: Stock Average Efficiency: Main Space Heaters: Distillate Furnace: Reference case | AEO.2023.REF2023.EFI_STK_RESD_SPHR_DFR_NA_NA_AFUE.A | AFUE |  | 0.83698 | 0.8393 | 0.84097 | 0.84251 | 0.84401 | 0.84555 | 0.84694 | 0.84823 | 0.84938 | 0.85042 | 0.85135 | 0.85188 | 0.85233 | 0.85272 | 0.85303 | 0.85327 | 0.85343 | 0.85351 | 0.8535 | 0.8534 | 0.85328 | 0.85311 | 0.8529 | 0.85263 | 0.8523 | 0.85191 | 0.85144 | 0.85091 | 0.85033 | 0.1%
Space Cooling
Electric Heat Pumps (SEER) | Residential Equipment: Stock Average Efficiency: Space Cooling: Electric Heat Pumps: Reference case | AEO.2023.REF2023.EFI_STK_RESD_SPC_EHP_NA_NA_SEER.A | SEER |  | 14.1184 | 14.3619 | 14.5816 | 14.7887 | 14.9816 | 15.1615 | 15.3281 | 15.4823 | 15.6235 | 15.752 | 15.8677 | 15.9676 | 16.0533 | 16.1234 | 16.1755 | 16.2075 | 16.2365 | 16.2621 | 16.2838 | 16.3017 | 16.3159 | 16.3268 | 16.3349 | 16.3406 | 16.3445 | 16.3471 | 16.3487 | 16.3498 | 16.3506 | 0.5%
Natural Gas Heat Pumps (GCOP) | Residential Equipment: Stock Average Efficiency: Space Cooling: Natural Gas Heat Pumps: Reference case | AEO.2023.REF2023.EFI_STK_RESD_SPC_NHU_NA_NA_GCOP.A | GCOP |  | 0.61771 | 0.62424 | 0.63057 | 0.63671 | 0.64262 | 0.64837 | 0.65404 | 0.65978 | 0.66571 | 0.67193 | 0.67837 | 0.68473 | 0.69051 | 0.6951 | 0.69807 | 0.69929 | 0.69981 | 0.69997 | 0.7 | 0.7 | 0.7 | 0.7 | 0.7 | 0.7 | 0.7 | 0.7 | 0.7 | 0.7 | 0.7 | 0.4%
Geothermal Heat Pumps (EER) | Residential Equipment: Stock Average Efficiency: Space Cooling: Geothermal Heat Pumps: Reference case | AEO.2023.REF2023.EFI_STK_RESD_SPC_GEHP_NA_NA_EER.A | EER |  | 16.0469 | 16.4082 | 16.7049 | 16.9616 | 17.1857 | 17.3765 | 17.5416 | 17.6869 | 17.8153 | 17.9302 | 18.0341 | 18.1132 | 18.1755 | 18.1078 | 18.0279 | 17.9496 | 17.8725 | 17.7971 | 17.722 | 17.6487 | 17.5779 | 17.5093 | 17.444 | 17.3821 | 17.324 | 17.2733 | 17.2299 | 17.1936 | 17.1639 | 0.2%
Central Air Conditioners (SEER) | Residential Equipment: Stock Average Efficiency: Space Cooling: Central Air Conditioners: Reference case | AEO.2023.REF2023.EFI_STK_RESD_SPC_CAC_NA_NA_SEER.A | SEER |  | 13.652 | 13.9124 | 14.1542 | 14.3788 | 14.5849 | 14.7733 | 14.9443 | 15.1004 | 15.2408 | 15.3658 | 15.4766 | 15.5424 | 15.5942 | 15.6343 | 15.6616 | 15.6744 | 15.6852 | 15.6932 | 15.698 | 15.6994 | 15.6973 | 15.6919 | 15.6838 | 15.6735 | 15.6617 | 15.6492 | 15.6367 | 15.6249 | 15.6142 | 0.5%
Room Air Conditioners (EER) | Residential Equipment: Stock Average Efficiency: Space Cooling: Room Air Conditioners: Reference case | AEO.2023.REF2023.EFI_STK_RESD_SPC_RAC_NA_NA_EER.A | EER |  | 11.2943 | 11.379 | 11.4708 | 11.5557 | 11.6308 | 11.6956 | 11.7514 | 11.797 | 11.8497 | 11.8867 | 11.9084 | 11.9301 | 11.9518 | 11.9729 | 11.9931 | 12.0116 | 12.0278 | 12.0411 | 12.0632 | 12.0821 | 12.0984 | 12.1127 | 12.1258 | 12.138 | 12.1494 | 12.1599 | 12.169 | 12.1765 | 12.1821 | 0.3%
Water Heaters
Electric (EF) | Residential Equipment: Stock Average Efficiency: Water Heaters: Electric: Reference case | AEO.2023.REF2023.EFI_STK_RESD_WHT_ELE_NA_NA_EF.A | EF |  | 0.93223 | 0.944 | 0.95498 | 0.96659 | 0.97865 | 0.99048 | 1.0019 | 1.013 | 1.0234 | 1.0336 | 1.0434 | 1.0433 | 1.0375 | 1.032 | 1.0267 | 1.0214 | 1.0161 | 1.0113 | 1.007 | 1.003 | 0.99956 | 0.99653 | 0.99392 | 0.99171 | 0.98985 | 0.98833 | 0.98708 | 0.98609 | 0.98531 | 0.2%
Natural Gas (EF) | Residential Equipment: Stock Average Efficiency: Water Heaters: Natural Gas: Reference case | AEO.2023.REF2023.EFI_STK_RESD_WHT_NG_NA_NA_EF.A | EF |  | 0.61865 | 0.62223 | 0.62511 | 0.62732 | 0.62895 | 0.63006 | 0.63062 | 0.63069 | 0.63032 | 0.62994 | 0.62958 | 0.6287 | 0.62777 | 0.62686 | 0.62599 | 0.62519 | 0.62445 | 0.62378 | 0.62318 | 0.62266 | 0.62221 | 0.62182 | 0.6215 | 0.62123 | 0.62101 | 0.62084 | 0.62071 | 0.6206 | 0.62052 | 0%
Distillate Fuel Oil (EF) | Residential Equipment: Stock Average Efficiency: Water Heaters: Distillate Fuel Oil: Reference case | AEO.2023.REF2023.EFI_STK_RESD_WHT_DFO_NA_NA_EF.A | EF |  | 0.61203 | 0.62482 | 0.6361 | 0.64568 | 0.65361 | 0.6597 | 0.66388 | 0.66601 | 0.66605 | 0.66609 | 0.66613 | 0.66616 | 0.6662 | 0.66624 | 0.66627 | 0.6663 | 0.66632 | 0.66635 | 0.66637 | 0.66639 | 0.6664 | 0.66641 | 0.66643 | 0.66644 | 0.66645 | 0.66646 | 0.66647 | 0.66648 | 0.66649 | 0.3%
Propane (EF) | Residential Equipment: Stock Average Efficiency: Water Heaters: Propane: Reference case | AEO.2023.REF2023.EFI_STK_RESD_WHT_PROP_NA_NA_EF.A | EF |  | 0.6075 | 0.61108 | 0.6143 | 0.6169 | 0.61894 | 0.62044 | 0.62142 | 0.62189 | 0.62184 | 0.62181 | 0.6218 | 0.62148 | 0.62113 | 0.62076 | 0.62038 | 0.62 | 0.61963 | 0.61926 | 0.61892 | 0.6186 | 0.61831 | 0.61806 | 0.61783 | 0.61764 | 0.61749 | 0.61736 | 0.61727 | 0.61719 | 0.61714 | 0.1%
Other Appliances (kilowatthours per year)
Refrigerators | Residential Equipment: Stock Average Efficiency: Other Appliances: Refrigerators: Reference case | AEO.2023.REF2023.EFI_STK_RESD_OTAR_RFG_NA_NA_KWH.A | kWh |  | 601.6227 | 591.7991 | 582.5169 | 573.7802 | 565.5865 | 557.9109 | 550.7345 | 544.0451 | 537.8704 | 532.2819 | 527.2419 | 522.7456 | 518.787 | 515.3367 | 512.387 | 509.9099 | 507.9258 | 506.409 | 505.382 | 504.8681 | 504.8542 | 504.8351 | 504.8117 | 504.7841 | 504.7542 | 504.7239 | 504.6935 | 504.6664 | 504.6433 | -0.6%
Freezers | Residential Equipment: Stock Average Efficiency: Other Appliances: Freezers: Reference case | AEO.2023.REF2023.EFI_STK_RESD_OTAR_FRZ_NA_NA_KWH.A | kWh |  | 448.4443 | 443.6604 | 438.7831 | 433.83 | 428.811 | 423.7628 | 418.9593 | 414.3986 | 410.0969 | 406.0328 | 402.1857 | 398.5771 | 395.2183 | 392.0905 | 389.2285 | 386.6086 | 384.2406 | 382.1092 | 380.1982 | 378.5528 | 377.1503 | 376.0249 | 375.1943 | 374.6591 | 374.4122 | 374.4071 | 374.401 | 374.3947 | 374.3882 | -0.6%
Building Shell Efficiency Index
Space Heating
Pre-2015 Homes | Residential Equipment: Building Shell Efficiency Index: Space Heating: Pre-2015 Homes: Reference case | AEO.2023.REF2023.EFI_BSE_RESD_SPH_OLD_NA_NA_Y15EQ1.A | 2015=1.00 |  | 0.94953 | 0.94127 | 0.93555 | 0.93102 | 0.92638 | 0.92129 | 0.91576 | 0.90954 | 0.90287 | 0.89592 | 0.8889 | 0.88168 | 0.87444 | 0.86731 | 0.86034 | 0.85336 | 0.84627 | 0.8393 | 0.83237 | 0.82544 | 0.81861 | 0.81192 | 0.80533 | 0.79866 | 0.79166 | 0.78482 | 0.7782 | 0.77168 | 0.76516 | -0.8%
New Construction | Residential Equipment: Building Shell Efficiency Index: Space Heating: New Construction: Reference case | AEO.2023.REF2023.EFI_BSE_RESD_SPH_NCO_NA_NA_Y15EQ1.A | 2015=1.00 |  | 0.8386 | 0.785 | 0.77751 | 0.77489 | 0.77626 | 0.77675 | 0.77603 | 0.77386 | 0.77133 | 0.76938 | 0.76798 | 0.88259 | 0.88159 | 0.8826 | 0.88223 | 0.88223 | 0.88224 | 0.8823 | 0.88129 | 0.87936 | 0.87854 | 0.87742 | 0.87608 | 0.87482 | 0.87348 | 0.87382 | 0.87376 | 0.87425 | 0.87475 | 0.2%
All Homes | Residential Equipment: Building Shell Efficiency Index: Space Heating: All Homes: Reference case | AEO.2023.REF2023.EFI_BSE_RESD_SPH_AHM_NA_NA_Y15EQ1.A | 2015=1.00 |  | 0.9417 | 0.93233 | 0.92535 | 0.91953 | 0.91376 | 0.90773 | 0.90144 | 0.89469 | 0.88772 | 0.88065 | 0.87368 | 0.86792 | 0.86223 | 0.85677 | 0.85152 | 0.84637 | 0.84123 | 0.83629 | 0.83146 | 0.82671 | 0.82211 | 0.81768 | 0.81339 | 0.80911 | 0.80466 | 0.8004 | 0.79636 | 0.79246 | 0.78863 | -0.6%
Space Cooling
Pre-2015 Homes | Residential Equipment: Building Shell Efficiency Index: Space Cooling: Pre-2015 Homes: Reference case | AEO.2023.REF2023.EFI_BSE_RESD_SPC_OLD_NA_NA_Y15EQ1.A | 2015=1.00 |  | 0.98205 | 0.97907 | 0.97709 | 0.97557 | 0.97395 | 0.97213 | 0.97015 | 0.9679 | 0.96549 | 0.96299 | 0.96046 | 0.95787 | 0.95527 | 0.95271 | 0.95019 | 0.94767 | 0.94511 | 0.94258 | 0.94006 | 0.93752 | 0.93502 | 0.93257 | 0.93016 | 0.92771 | 0.92512 | 0.92259 | 0.92014 | 0.91773 | 0.91531 | -0.3%
New Construction | Residential Equipment: Building Shell Efficiency Index: Space Cooling: New Construction: Reference case | AEO.2023.REF2023.EFI_BSE_RESD_SPC_NCO_NA_NA_Y15EQ1.A | 2015=1.00 |  | 0.9817 | 0.96699 | 0.96089 | 0.95875 | 0.9599 | 0.96077 | 0.96054 | 0.95956 | 0.95822 | 0.95741 | 0.95719 | 0.99906 | 0.99895 | 0.99954 | 0.99967 | 0.99982 | 0.99998 | 1.0003 | 1.0002 | 0.99957 | 0.9996 | 0.99928 | 0.99877 | 0.9983 | 0.99788 | 0.99847 | 0.99879 | 0.99943 | 1.0001 | 0.1%
All Homes | Residential Equipment: Building Shell Efficiency Index: Space Cooling: All Homes: Reference case | AEO.2023.REF2023.EFI_BSE_RESD_SPC_AHM_NA_NA_Y15EQ1.A | 2015=1.00 |  | 0.98255 | 0.97963 | 0.97762 | 0.97603 | 0.9744 | 0.97263 | 0.97074 | 0.96865 | 0.96644 | 0.96418 | 0.96194 | 0.96004 | 0.95815 | 0.95632 | 0.95454 | 0.95278 | 0.951 | 0.94928 | 0.94758 | 0.94589 | 0.94423 | 0.94263 | 0.94107 | 0.93948 | 0.9378 | 0.93618 | 0.93463 | 0.93313 | 0.93164 | -0.2%
Distributed Generation and
Combined Heat and Power
Generating Capacity (gigawatts)
Natural Gas Fuel Cells | Residential: Combined Heat and Power: Generating Capacity: Fuel Cells: Reference case | AEO.2023.REF2023.CAP_NA_COMM_CHP_FCL_NA_NA_MW.A | GW |  | 0 | 0 | 0 | 0 | 0 | 0 | 0 | 0 | 0 | 0 | 0 | 0 | 2e-06 | 5e-06 | 1.1e-05 | 2.2e-05 | 4.4e-05 | 8.3e-05 | 0.000155 | 0.000286 | 0.000417 | 0.00055 | 0.000682 | 0.000816 | 0.00095 | 0.001084 | 0.001219 | 0.001353 | 0.001488 | - -
Solar Photovoltaic | Residential: Combined Heat and Power: Generating Capacity: Solar Photovoltaic: Reference case | AEO.2023.REF2023.CAP_NA_RESD_CHP_SLR_PHTVL_NA_MW.A | GW |  | 25.9408 | 28.4269 | 31.3175 | 34.2131 | 37.1024 | 40.088 | 43.1623 | 46.379 | 49.7151 | 53.2211 | 56.9742 | 60.7827 | 64.698 | 68.1137 | 71.7136 | 75.4685 | 79.5085 | 83.8461 | 88.4827 | 93.4066 | 98.6176 | 104.1529 | 109.9079 | 115.9762 | 122.2729 | 128.7965 | 135.6649 | 142.6944 | 149.9736 | 6.5%
Wind | Residential: Combined Heat and Power: Generating Capacity: Wind: Reference case | AEO.2023.REF2023.CAP_NA_RESD_CHP_WND_NA_NA_MW.A | GW |  | 0.063448 | 0.069112 | 0.075193 | 0.081515 | 0.087961 | 0.094482 | 0.10103 | 0.10757 | 0.11409 | 0.12059 | 0.12707 | 0.13331 | 0.13331 | 0.13332 | 0.13333 | 0.13335 | 0.1334 | 0.13347 | 0.13362 | 0.13388 | 0.13414 | 0.13441 | 0.13467 | 0.13494 | 0.13521 | 0.13548 | 0.13575 | 0.13601 | 0.13628 | 2.8%
Total | Residential: Combined Heat and Power: Generating Capacity: Total: Reference case | AEO.2023.REF2023.CAP_NA_RESD_CHP_TOT_NA_NA_MW.A | GW |  | 26.0043 | 28.496 | 31.3927 | 34.2946 | 37.1904 | 40.1825 | 43.2633 | 46.4866 | 49.8292 | 53.3416 | 57.1012 | 60.916 | 64.8313 | 68.247 | 71.847 | 75.6019 | 79.642 | 83.9797 | 88.6165 | 93.5407 | 98.7521 | 104.2878 | 110.0432 | 116.1119 | 122.4091 | 128.933 | 135.8019 | 142.8317 | 150.1114 | 6.5%
Net Generation (billion kilowatthours)
Natural Gas Fuel Cells | Residential: Combined Heat and Power: Net Generation: Fuel Cells: Reference case | AEO.2023.REF2023.GEN_NA_COMM_CHP_FCL_NA_NA_MILLKWH.A | billion kWh |  | 0 | 0 | 0 | 0 | 0 | 0 | 0 | 0 | 0 | 0 | 0 | 1e-06 | 6e-06 | 1.4e-05 | 3.1e-05 | 6.2e-05 | 0.000122 | 0.00023 | 0.000431 | 0.000798 | 0.001165 | 0.001534 | 0.001904 | 0.002276 | 0.002649 | 0.003024 | 0.0034 | 0.003776 | 0.004152 | - -
Solar Photovoltaic | Residential: Combined Heat and Power: Net Generation: Solar Photovoltaic: Reference case | AEO.2023.REF2023.GEN_NA_COMM_CHP_SLR_PHTVL_NA_MILLKWH.A | billion kWh |  | 38.8796 | 43.126 | 47.9726 | 52.8185 | 57.6476 | 62.6112 | 67.6968 | 72.9839 | 78.4361 | 84.1346 | 90.1847 | 96.3084 | 102.5744 | 108.0951 | 113.8832 | 119.8854 | 126.298 | 133.1367 | 140.4033 | 148.079 | 156.1626 | 164.7076 | 173.5613 | 182.8592 | 192.4769 | 202.4114 | 212.8324 | 223.473 | 234.4612 | 6.6%
Wind | Residential: Combined Heat and Power: Net Generation: Wind: Reference case | AEO.2023.REF2023.GEN_NA_COMM_CHP_WND_NA_NA_MILLKWH.A | billion kWh |  | 0.069007 | 0.074813 | 0.081044 | 0.087524 | 0.094131 | 0.10081 | 0.10752 | 0.11423 | 0.12091 | 0.12757 | 0.13421 | 0.14061 | 0.14061 | 0.14062 | 0.14063 | 0.14065 | 0.1407 | 0.14078 | 0.14092 | 0.14119 | 0.14147 | 0.14174 | 0.14201 | 0.14228 | 0.14255 | 0.14283 | 0.1431 | 0.14338 | 0.14366 | 2.7%
Total | Residential: Combined Heat and Power: Net Generation: Total: Reference case | AEO.2023.REF2023.GEN_NA_COMM_CHP_TOT_NA_NA_MILLKWH.A | billion kWh |  | 38.9486 | 43.2008 | 48.0536 | 52.906 | 57.7417 | 62.712 | 67.8044 | 73.0981 | 78.5571 | 84.2621 | 90.3189 | 96.449 | 102.715 | 108.2357 | 114.0239 | 120.0261 | 126.4388 | 133.2777 | 140.5446 | 148.221 | 156.3052 | 164.8509 | 173.7052 | 183.0037 | 192.6221 | 202.5572 | 212.9789 | 223.6201 | 234.609 | 6.6%
Disposition
Sales to the Grid | Residential: Combined Heat and Power: Net Generation: Sales to the Grid: Reference case | AEO.2023.REF2023.GEN_NA_COMM_CHP_STG_NA_NA_MILLKWH.A | billion kWh |  | 6.1164 | 7.0173 | 8.0392 | 9.009 | 9.9667 | 10.9579 | 11.9632 | 13.0321 | 14.1316 | 15.3155 | 16.6114 | 17.9211 | 19.2888 | 20.4648 | 21.7267 | 23.0248 | 24.4423 | 25.9544 | 27.5902 | 29.3144 | 31.1222 | 33.063 | 35.0561 | 37.1732 | 39.3405 | 41.5505 | 43.8857 | 46.2262 | 48.6405 | 7.7%
Generation for Own Use | Residential: Combined Heat and Power: Net Generation: Generation for Own Use: Reference case | AEO.2023.REF2023.GEN_NA_COMM_CHP_GFO_NA_NA_MILLKWH.A | billion kWh |  | 32.8322 | 36.1835 | 40.0144 | 43.897 | 47.7751 | 51.754 | 55.8411 | 60.066 | 64.4254 | 68.9466 | 73.7075 | 78.5279 | 83.4262 | 87.7709 | 92.2972 | 97.0013 | 101.9965 | 107.3234 | 112.9544 | 118.9066 | 125.183 | 131.7879 | 138.6491 | 145.8305 | 153.2816 | 161.0067 | 169.0932 | 177.3939 | 185.9685 | 6.4%
Energy Input (trillion Btu)
Natural Gas Fuel Cells | Residential: Combined Heat and Power: Energy Input: Fuel Cells: Reference case | AEO.2023.REF2023.CNSM_NA_COMM_CHP_FCL_NA_NA_TRLBTU.A | trillion Btu |  | 0 | 0 | 0 | 0 | 0 | 0 | 0 | 0 | 0 | 0 | 3e-06 | 9e-06 | 4.3e-05 | 0.000108 | 0.000237 | 0.000474 | 0.000928 | 0.001755 | 0.003277 | 0.00605 | 0.008821 | 0.011598 | 0.014381 | 0.017171 | 0.019964 | 0.022764 | 0.025563 | 0.028357 | 0.031149 | - -
Solar Photovoltaic | Residential: Combined Heat and Power: Energy Input: Solar Photovoltaic: Reference case | AEO.2023.REF2023.CNSM_NA_COMM_CHP_SLR_PHTVL_NA_TRLBTU.A | trillion Btu |  | 320.7421 | 353.1784 | 397.2516 | 434.4265 | 470.7333 | 509.7779 | 548.1725 | 589.558 | 635.0091 | 682.9519 | 733.3002 | 781.9298 | 835.9141 | 883.0222 | 929.2589 | 974.5706 | 1022.5746 | 1077.0762 | 1132.4678 | 1197.6093 | 1261.7703 | 1330.9084 | 1405.4312 | 1483.5311 | 1559.2985 | 1639.5164 | 1720.6675 | 1808.1606 | 1890.2471 | 6.5%
Wind | Residential: Combined Heat and Power: Energy Input: Wind: Reference case | AEO.2023.REF2023.CNSM_NA_COMM_CHP_WND_NA_NA_TRLBTU.A | trillion Btu |  | 0.5612 | 0.6034 | 0.65864 | 0.70473 | 0.74777 | 0.80075 | 0.85386 | 0.9066 | 0.96025 | 1.0169 | 1.0716 | 1.1217 | 1.1223 | 1.1268 | 1.1264 | 1.1278 | 1.1284 | 1.1305 | 1.1355 | 1.1436 | 1.1458 | 1.1542 | 1.1621 | 1.1704 | 1.1773 | 1.1831 | 1.1869 | 1.1939 | 1.1919 | 2.7%
Total | Residential: Combined Heat and Power: Energy Input: Total: Reference case | AEO.2023.REF2023.CNSM_NA_COMM_CHP_TOT_NA_NA_TRLBTU.A | trillion Btu |  | 321.3033 | 353.7818 | 397.9102 | 435.1312 | 471.4811 | 510.5786 | 549.0264 | 590.4646 | 635.9694 | 683.9688 | 734.3718 | 783.0516 | 837.0364 | 884.1492 | 930.3855 | 975.6988 | 1023.7039 | 1078.2084 | 1133.6066 | 1198.759 | 1262.9249 | 1332.0742 | 1406.6077 | 1484.7188 | 1560.4959 | 1640.7222 | 1721.8799 | 1809.3829 | 1891.4701 | 6.5%

## AEO25_Table_21._Residential
Table 21. Residential Sector Equipment Stock and Efficiency, and Distributed Generation
https://www.eia.gov/outlooks/aeo/data/browser/#/?id=30-AEO2025&cases=highZTC&sourcekey=0
Tue Dec 02 2025 13:21:44 GMT-0800 (Pacific Standard Time)
Source: U.S. Energy Information Administration
| full name | api key | units | 2023 | 2024 | 2025 | 2026 | 2027 | 2028 | 2029 | 2030 | 2031 | 2032 | 2033 | 2034 | 2035 | 2036 | 2037 | 2038 | 2039 | 2040 | 2041 | 2042 | 2043 | 2044 | 2045 | 2046 | 2047 | 2048 | 2049 | 2050 | Growth (2024-2050)
Equipment Stock (million units)
Main Space Heaters
Electric Heat Pumps | Residential Equipment: Equipment Stock: Main Space Heaters: Electric Heat Pumps: High Zero-Carbon Technology Cost | AEO.2025.HIGHZTC.EQNR_STK_RESD_MSHR_EHP_NA_NA_MILL.A | millions |  | 16.6455 | 16.9622 | 17.2979 | 17.6374 | 17.976 | 18.3232 | 18.6711 | 19.0203 | 19.367 | 19.7018 | 20.0223 | 20.3383 | 20.6481 | 20.9459 | 21.2322 | 21.5066 | 21.772 | 22.0262 | 22.2714 | 22.5067 | 22.737 | 22.9665 | 23.1948 | 23.4227 | 23.6501 | 23.8773 | 24.1035 | 1.4%
Electric Other | Residential Equipment: Equipment Stock: Main Space Heaters: Electric Other: High Zero-Carbon Technology Cost | AEO.2025.HIGHZTC.EQNR_STK_RESD_MSHR_ELO_NA_NA_MILL.A | millions |  | 26.6053 | 26.7816 | 26.9873 | 27.2006 | 27.4205 | 27.6534 | 27.8892 | 28.1273 | 28.3627 | 28.587 | 28.7985 | 29.0051 | 29.2069 | 29.3977 | 29.5791 | 29.7516 | 29.9181 | 30.0764 | 30.2283 | 30.3757 | 30.5228 | 30.6705 | 30.8183 | 30.9662 | 31.1142 | 31.2627 | 31.4109 | 0.6%
Natural Gas Heat Pumps | Residential Equipment: Equipment Stock: Main Space Heaters: Natural Gas Heat Pumps: High Zero-Carbon Technology Cost | AEO.2025.HIGHZTC.EQNR_STK_RESD_MSHR_NHU_NA_NA_MILL.A | millions |  | 1.3359 | 1.3355 | 1.3351 | 1.3348 | 1.3344 | 1.3341 | 1.3337 | 1.3334 | 1.3331 | 1.3327 | 1.3324 | 1.3321 | 1.3318 | 1.3315 | 1.3312 | 1.3309 | 1.3307 | 1.3304 | 1.3301 | 1.3298 | 1.3296 | 1.3293 | 1.3291 | 1.3288 | 1.3286 | 1.3283 | 1.3281 | 0%
Natural Gas Other | Residential Equipment: Equipment Stock: Main Space Heaters: Natural Gas Other: High Zero-Carbon Technology Cost | AEO.2025.HIGHZTC.EQNR_STK_RESD_MSHR_NGO_NA_NA_MILL.A | millions |  | 65.6147 | 66.5033 | 67.4226 | 68.3472 | 69.2753 | 70.2159 | 71.1556 | 72.0952 | 73.022 | 73.918 | 74.7761 | 75.6195 | 76.443 | 77.2325 | 77.9917 | 78.7161 | 79.4122 | 80.0767 | 80.7179 | 81.3332 | 81.9346 | 82.5341 | 83.1297 | 83.7261 | 84.323 | 84.9204 | 85.5169 | 1%
Distillate Fuel Oil | Residential Equipment: Equipment Stock: Main Space Heaters: Distillate Fuel Oil: High Zero-Carbon Technology Cost | AEO.2025.HIGHZTC.EQNR_STK_RESD_MSHR_DFO_NA_NA_MILL.A | millions |  | 4.7679 | 4.7259 | 4.6848 | 4.6446 | 4.605 | 4.566 | 4.5268 | 4.4876 | 4.4495 | 4.4127 | 4.3773 | 4.3434 | 4.3103 | 4.2779 | 4.2461 | 4.2145 | 4.1832 | 4.1521 | 4.122 | 4.0931 | 4.0651 | 4.0385 | 4.0128 | 3.9867 | 3.9604 | 3.9342 | 3.9081 | -0.8%
Propane | Residential Equipment: Equipment Stock: Main Space Heaters: Propane: High Zero-Carbon Technology Cost | AEO.2025.HIGHZTC.EQNR_STK_RESD_MSHR_PROP_NA_NA_MILL.A | millions |  | 5.2426 | 5.231 | 5.2227 | 5.2139 | 5.2018 | 5.1923 | 5.1804 | 5.1672 | 5.1553 | 5.1439 | 5.1324 | 5.1213 | 5.1112 | 5.102 | 5.093 | 5.0845 | 5.0773 | 5.0709 | 5.0647 | 5.0585 | 5.0526 | 5.0475 | 5.0432 | 5.0377 | 5.0307 | 5.0227 | 5.0133 | -0.2%
Kerosene | Residential Equipment: Equipment Stock: Main Space Heaters: Kerosene: High Zero-Carbon Technology Cost | AEO.2025.HIGHZTC.EQNR_STK_RESD_MSHR_KRS_NA_NA_MILL.A | millions |  | 0.004925 | 0.007897 | 0.011523 | 0.015072 | 0.018269 | 0.02133 | 0.02419 | 0.027018 | 0.029863 | 0.032679 | 0.035394 | 0.038013 | 0.040598 | 0.043115 | 0.045557 | 0.047931 | 0.050323 | 0.052708 | 0.055048 | 0.057337 | 0.059592 | 0.06182 | 0.063984 | 0.066125 | 0.068224 | 0.0703 | 0.072325 | 10.9%
Wood Stoves | Residential Equipment: Equipment Stock: Main Space Heaters: Wood Stoves: High Zero-Carbon Technology Cost | AEO.2025.HIGHZTC.EQNR_STK_RESD_MSHR_WDS_NA_NA_MILL.A | millions |  | 2.2206 | 2.2126 | 2.2048 | 2.1971 | 2.1894 | 2.1818 | 2.1742 | 2.1667 | 2.159 | 2.1512 | 2.1434 | 2.1354 | 2.1274 | 2.1192 | 2.1109 | 2.1027 | 2.0943 | 2.0858 | 2.0776 | 2.0696 | 2.0621 | 2.0549 | 2.048 | 2.0417 | 2.0357 | 2.0302 | 2.025 | -0.4%
Geothermal Heat Pumps | Residential Equipment: Equipment Stock: Main Space Heaters: Geothermal Heat Pumps: High Zero-Carbon Technology Cost | AEO.2025.HIGHZTC.EQNR_STK_RESD_MSHR_GEHP_NA_NA_MILL.A | millions |  | 1.3607 | 1.4082 | 1.4555 | 1.5027 | 1.5491 | 1.5958 | 1.6423 | 1.6888 | 1.7355 | 1.7817 | 1.8268 | 1.8719 | 1.9168 | 1.9608 | 2.0038 | 2.0455 | 2.0861 | 2.1256 | 2.164 | 2.2008 | 2.2364 | 2.2717 | 2.3066 | 2.3412 | 2.3754 | 2.4092 | 2.4426 | 2.3%
Total | Residential Equipment: Equipment Stock: Main Space Heaters: Total: High Zero-Carbon Technology Cost | AEO.2025.HIGHZTC.EQNR_STK_RESD_MSHR_TOT_NA_NA_MILL.A | millions |  | 123.7982 | 125.1683 | 126.6224 | 128.0932 | 129.5697 | 131.0837 | 132.5976 | 134.1136 | 135.614 | 137.0618 | 138.4447 | 139.8052 | 141.1361 | 142.4105 | 143.6335 | 144.8004 | 145.9243 | 146.9967 | 148.0311 | 149.0249 | 149.9998 | 150.9747 | 151.9466 | 152.9172 | 153.8864 | 154.8553 | 155.8208 | 0.9%
Space Cooling (million units)
Electric Heat Pumps | Residential Equipment: Equipment Stock: Space Cooling: Electric Heat Pumps: High Zero-Carbon Technology Cost | AEO.2025.HIGHZTC.EQNR_STK_RESD_SPC_EHP_NA_NA_MILL.A | millions |  | 16.6455 | 16.9622 | 17.2979 | 17.6374 | 17.976 | 18.3232 | 18.6711 | 19.0203 | 19.367 | 19.7018 | 20.0223 | 20.3383 | 20.6481 | 20.9459 | 21.2322 | 21.5066 | 21.772 | 22.0262 | 22.2714 | 22.5067 | 22.737 | 22.9665 | 23.1948 | 23.4227 | 23.6501 | 23.8773 | 24.1035 | 1.4%
Natural Gas Heat Pumps | Residential Equipment: Equipment Stock: Space Cooling: Natural Gas Heat Pumps: High Zero-Carbon Technology Cost | AEO.2025.HIGHZTC.EQNR_STK_RESD_SPC_NHU_NA_NA_MILL.A | millions |  | 1.3359 | 1.3355 | 1.3351 | 1.3348 | 1.3344 | 1.3341 | 1.3337 | 1.3334 | 1.3331 | 1.3327 | 1.3324 | 1.3321 | 1.3318 | 1.3315 | 1.3312 | 1.3309 | 1.3307 | 1.3304 | 1.3301 | 1.3298 | 1.3296 | 1.3293 | 1.3291 | 1.3288 | 1.3286 | 1.3283 | 1.3281 | 0%
Geothermal Heat Pumps | Residential Equipment: Equipment Stock: Space Cooling: Geothermal Heat Pumps: High Zero-Carbon Technology Cost | AEO.2025.HIGHZTC.EQNR_STK_RESD_SPC_GEHP_NA_NA_MILL.A | millions |  | 1.3607 | 1.4082 | 1.4555 | 1.5027 | 1.5491 | 1.5958 | 1.6423 | 1.6888 | 1.7355 | 1.7817 | 1.8268 | 1.8719 | 1.9168 | 1.9608 | 2.0038 | 2.0455 | 2.0861 | 2.1256 | 2.164 | 2.2008 | 2.2364 | 2.2717 | 2.3066 | 2.3412 | 2.3754 | 2.4092 | 2.4426 | 2.3%
Central Air Conditioners | Residential Equipment: Equipment Stock: Space Cooling: Central Air Conditioners: High Zero-Carbon Technology Cost | AEO.2025.HIGHZTC.EQNR_STK_RESD_SPC_CAC_NA_NA_MILL.A | millions |  | 79.6495 | 80.9 | 82.1974 | 83.5041 | 84.8113 | 86.1357 | 87.4575 | 88.779 | 90.0916 | 91.3741 | 92.6192 | 93.8513 | 95.0659 | 96.2482 | 97.4007 | 98.5201 | 99.614 | 100.6779 | 101.7196 | 102.7365 | 103.741 | 104.7451 | 105.7471 | 106.7481 | 107.7481 | 108.7477 | 109.745 | 1.2%
Room Air Conditioners | Residential Equipment: Equipment Stock: Space Cooling: Room Air Conditioners: High Zero-Carbon Technology Cost | AEO.2025.HIGHZTC.EQNR_STK_RESD_SPC_RAC_NA_NA_MILL.A | millions |  | 43.1405 | 43.2324 | 43.3453 | 43.4633 | 43.5867 | 43.7195 | 43.8544 | 43.9908 | 44.1248 | 44.2508 | 44.3673 | 44.4802 | 44.5894 | 44.6904 | 44.7846 | 44.8724 | 44.956 | 45.0338 | 45.107 | 45.1773 | 45.2476 | 45.3185 | 45.3896 | 45.4611 | 45.533 | 45.6056 | 45.6783 | 0.2%
Total | Residential Equipment: Equipment Stock: Space Cooling: Total: High Zero-Carbon Technology Cost | AEO.2025.HIGHZTC.EQNR_STK_RESD_SPC_TOT_NA_NA_MILL.A | millions |  | 142.132 | 143.8383 | 145.6312 | 147.4423 | 149.2575 | 151.1082 | 152.959 | 154.8123 | 156.652 | 158.4411 | 160.168 | 161.8739 | 163.552 | 165.1768 | 166.7525 | 168.2755 | 169.7588 | 171.1939 | 172.5921 | 173.9512 | 175.2915 | 176.6311 | 177.9672 | 179.3019 | 180.6351 | 181.9681 | 183.2974 | 1%
Water Heaters (million units)
Electric | Residential Equipment: Equipment Stock: Water Heaters: Electric: High Zero-Carbon Technology Cost | AEO.2025.HIGHZTC.EQNR_STK_RESD_WHT_ELE_NA_NA_MILL.A | millions |  | 62.0641 | 62.2965 | 62.6003 | 62.9269 | 63.2282 | 64.0538 | 64.8292 | 65.5675 | 66.2807 | 66.9843 | 67.6535 | 68.3145 | 68.9783 | 69.632 | 70.2739 | 70.9021 | 71.5225 | 72.1299 | 72.7283 | 73.3179 | 73.8992 | 74.4785 | 75.0547 | 75.6264 | 76.1932 | 76.7571 | 77.3163 | 0.8%
Natural Gas | Residential Equipment: Equipment Stock: Water Heaters: Natural Gas: High Zero-Carbon Technology Cost | AEO.2025.HIGHZTC.EQNR_STK_RESD_WHT_NG_NA_NA_MILL.A | millions |  | 64.8962 | 65.897 | 66.9163 | 67.9398 | 68.9819 | 69.7187 | 70.4796 | 71.2562 | 72.0259 | 72.7867 | 73.5283 | 74.2746 | 74.9901 | 75.6632 | 76.2996 | 76.8956 | 77.457 | 77.9801 | 78.474 | 78.9359 | 79.386 | 79.8363 | 80.2848 | 80.7341 | 81.1847 | 81.6357 | 82.0861 | 0.9%
Distillate Fuel Oil | Residential Equipment: Equipment Stock: Water Heaters: Distillate Fuel Oil: High Zero-Carbon Technology Cost | AEO.2025.HIGHZTC.EQNR_STK_RESD_WHT_DFO_NA_NA_MILL.A | millions |  | 2.3288 | 2.2298 | 2.1372 | 2.0505 | 1.9705 | 1.896 | 1.8306 | 1.7735 | 1.725 | 1.6852 | 1.6544 | 1.6329 | 1.6101 | 1.5863 | 1.562 | 1.5372 | 1.5123 | 1.4874 | 1.4627 | 1.4383 | 1.4143 | 1.3909 | 1.3682 | 1.3461 | 1.3248 | 1.3042 | 1.2843 | -2.3%
Propane | Residential Equipment: Equipment Stock: Water Heaters: Propane: High Zero-Carbon Technology Cost | AEO.2025.HIGHZTC.EQNR_STK_RESD_WHT_PROP_NA_NA_MILL.A | millions |  | 3.9947 | 3.8903 | 3.7962 | 3.708 | 3.6264 | 3.5317 | 3.4476 | 3.3742 | 3.3114 | 3.2596 | 3.2185 | 3.1894 | 3.1572 | 3.1221 | 3.0849 | 3.0462 | 3.0071 | 2.9679 | 2.9288 | 2.8899 | 2.8518 | 2.8149 | 2.7792 | 2.7452 | 2.7128 | 2.6819 | 2.6523 | -1.6%
Solar Thermal | Residential Equipment: Equipment Stock: Water Heaters: Solar Thermal: High Zero-Carbon Technology Cost | AEO.2025.HIGHZTC.EQNR_STK_RESD_WHT_SLR_THERM_NA_MILL.A | millions |  | 1.5649 | 1.8997 | 2.2116 | 2.502 | 2.7915 | 2.9068 | 3.0289 | 3.1553 | 3.2793 | 3.3493 | 3.3885 | 3.3877 | 3.3896 | 3.3915 | 3.3933 | 3.3951 | 3.3969 | 3.3986 | 3.4002 | 3.4018 | 3.4035 | 3.4052 | 3.4069 | 3.4087 | 3.4105 | 3.4123 | 3.4142 | 3%
Total | Residential Equipment: Equipment Stock: Water Heaters: Total: High Zero-Carbon Technology Cost | AEO.2025.HIGHZTC.EQNR_STK_RESD_WHT_TOT_NA_NA_MILL.A | millions |  | 134.8488 | 136.2132 | 137.6617 | 139.1271 | 140.5984 | 142.1071 | 143.6159 | 145.1267 | 146.6223 | 148.0651 | 149.4431 | 150.799 | 152.1253 | 153.3952 | 154.6137 | 155.7762 | 156.8958 | 157.9639 | 158.9941 | 159.9839 | 160.9548 | 161.9258 | 162.8938 | 163.8605 | 164.8259 | 165.7913 | 166.7532 | 0.8%
Cooking Equipment (million units)
Electric | Residential Equipment: Equipment Stock: Cooking Equipment: Electric: High Zero-Carbon Technology Cost | AEO.2025.HIGHZTC.EQNR_STK_RESD_CER_ELE_NA_NA_MILL.A | millions |  | 100.2781 | 101.1026 | 101.9805 | 102.8632 | 103.7454 | 104.6504 | 105.5508 | 106.4452 | 107.3189 | 108.1434 | 108.8847 | 109.5711 | 110.1867 | 110.7043 | 111.2081 | 111.7187 | 112.2499 | 112.8087 | 113.4138 | 113.9834 | 114.5337 | 115.0765 | 115.6088 | 116.1302 | 116.6391 | 117.1346 | 117.6119 | 0.6%
Natural Gas | Residential Equipment: Equipment Stock: Cooking Equipment: Natural Gas: High Zero-Carbon Technology Cost | AEO.2025.HIGHZTC.EQNR_STK_RESD_CER_NG_NA_NA_MILL.A | millions |  | 53.9724 | 54.5037 | 55.0618 | 55.6328 | 56.2136 | 56.8096 | 57.4126 | 58.0249 | 58.6444 | 59.2629 | 59.9031 | 60.5797 | 61.3011 | 62.0679 | 62.7955 | 63.458 | 64.0535 | 64.5658 | 64.9896 | 65.4104 | 65.8333 | 66.2649 | 66.7058 | 67.1579 | 67.6226 | 68.1024 | 68.5985 | 0.9%
Propane | Residential Equipment: Equipment Stock: Cooking Equipment: Propane: High Zero-Carbon Technology Cost | AEO.2025.HIGHZTC.EQNR_STK_RESD_CER_PROP_NA_NA_MILL.A | millions |  | 6.2498 | 6.2491 | 6.2527 | 6.2555 | 6.2552 | 6.254 | 6.2513 | 6.2472 | 6.2412 | 6.2332 | 6.2219 | 6.2071 | 6.1889 | 6.1669 | 6.1468 | 6.1289 | 6.1149 | 6.105 | 6.0994 | 6.0922 | 6.0835 | 6.0735 | 6.062 | 6.0491 | 6.0347 | 6.0189 | 6.0016 | -0.2%
Total | Residential Equipment: Equipment Stock: Cooking Equipment: Total: High Zero-Carbon Technology Cost | AEO.2025.HIGHZTC.EQNR_STK_RESD_CER_TOT_NA_NA_MILL.A | millions |  | 160.5003 | 161.8555 | 163.295 | 164.7515 | 166.2141 | 167.7141 | 169.2146 | 170.7172 | 172.2046 | 173.6395 | 175.0097 | 176.358 | 177.6767 | 178.9391 | 180.1504 | 181.3056 | 182.4182 | 183.4795 | 184.5029 | 185.486 | 186.4504 | 187.415 | 188.3766 | 189.3372 | 190.2964 | 191.2559 | 192.2119 | 0.7%
Clothes Dryers (million units)
Electric | Residential Equipment: Equipment Stock: Clothes Dryers: Electric: High Zero-Carbon Technology Cost | AEO.2025.HIGHZTC.EQNR_STK_RESD_CDR_ELE_NA_NA_MILL.A | millions |  | 92.2211 | 94.909 | 97.6616 | 100.4443 | 103.2465 | 106.06 | 108.8732 | 111.6623 | 114.4138 | 117.1239 | 119.7809 | 122.4272 | 125.0527 | 127.6345 | 130.1762 | 132.6748 | 135.146 | 137.592 | 139.9871 | 142.3301 | 144.6409 | 146.9405 | 149.2304 | 151.5102 | 153.7823 | 156.0499 | 158.3089 | 2.1%
Natural Gas | Residential Equipment: Equipment Stock: Clothes Dryers: Natural Gas: High Zero-Carbon Technology Cost | AEO.2025.HIGHZTC.EQNR_STK_RESD_CDR_NG_NA_NA_MILL.A | millions |  | 20.3538 | 20.7275 | 21.109 | 21.4985 | 21.9054 | 22.3317 | 22.7767 | 23.2467 | 23.7404 | 24.2253 | 24.6998 | 25.1662 | 25.6234 | 26.0685 | 26.502 | 26.9199 | 27.3198 | 27.6998 | 28.0904 | 28.489 | 28.8971 | 29.3154 | 29.742 | 30.176 | 30.6159 | 31.0603 | 31.5082 | 1.7%
Total | Residential Equipment: Equipment Stock: Clothes Dryers: Total: High Zero-Carbon Technology Cost | AEO.2025.HIGHZTC.EQNR_STK_RESD_CDR_TOT_NA_NA_MILL.A | millions |  | 112.5749 | 115.6364 | 118.7705 | 121.9428 | 125.1519 | 128.3916 | 131.6498 | 134.909 | 138.1543 | 141.3492 | 144.4807 | 147.5934 | 150.6762 | 153.703 | 156.6781 | 159.5947 | 162.4659 | 165.2917 | 168.0775 | 170.8192 | 173.538 | 176.2559 | 178.9723 | 181.6862 | 184.3981 | 187.1102 | 189.8171 | 2%
Other Appliances (million units)
Refrigerators | Residential Equipment: Equipment Stock: Other Appliances: Refrigerators: High Zero-Carbon Technology Cost | AEO.2025.HIGHZTC.EQNR_STK_RESD_OTAR_RFG_NA_NA_MILL.A | millions |  | 185.5121 | 187.5702 | 189.723 | 191.8926 | 194.0569 | 196.2617 | 198.4616 | 200.6626 | 202.8457 | 204.9603 | 206.9882 | 208.9885 | 210.9486 | 212.8337 | 214.6485 | 216.383 | 218.0554 | 219.6548 | 221.2009 | 222.6846 | 224.1363 | 225.5878 | 227.0343 | 228.479 | 229.9216 | 231.3635 | 232.7999 | 0.9%
Freezers | Residential Equipment: Equipment Stock: Other Appliances: Freezers: High Zero-Carbon Technology Cost | AEO.2025.HIGHZTC.EQNR_STK_RESD_OTAR_FRZ_NA_NA_MILL.A | millions |  | 48.4215 | 48.8976 | 49.39 | 49.8832 | 50.3675 | 50.8548 | 51.338 | 51.8211 | 52.3025 | 52.7724 | 53.2258 | 53.6745 | 54.1156 | 54.543 | 54.9563 | 55.3524 | 55.7355 | 56.1036 | 56.4609 | 56.803 | 57.1363 | 57.4696 | 57.8015 | 58.1331 | 58.4641 | 58.7949 | 59.1242 | 0.8%
Stock Average Equipment Efficiency
Main Space Heaters
Electric Heat Pumps (HSPF) | Residential Equipment: Stock Average Efficiency: Main Space Heaters: Electric Heat Pumps: High Zero-Carbon Technology Cost | AEO.2025.HIGHZTC.EFI_STK_RESD_SPHR_EHP_NA_NA_HSPF.A | HSPF |  | 8.3016 | 8.4118 | 8.5243 | 8.6397 | 8.7591 | 8.8707 | 8.9741 | 9.069 | 9.1557 | 9.2265 | 9.2896 | 9.3448 | 9.3925 | 9.4328 | 9.4658 | 9.4915 | 9.5117 | 9.5234 | 9.5258 | 9.5284 | 9.5313 | 9.5341 | 9.5369 | 9.5397 | 9.5424 | 9.5451 | 9.5476 | 0.5%
Natural Gas Heat Pumps (GCOP) | Residential Equipment: Stock Average Efficiency: Main Space Heaters: Natural Gas Heat Pumps: High Zero-Carbon Technology Cost | AEO.2025.HIGHZTC.EFI_STK_RESD_SPHR_NHU_NA_NA_GCOP.A | GCOP |  | 1.3 | 1.3 | 1.3 | 1.3 | 1.3 | 1.3 | 1.3 | 1.3 | 1.3 | 1.3 | 1.3 | 1.3 | 1.3 | 1.3 | 1.3 | 1.3 | 1.3 | 1.3 | 1.3 | 1.3 | 1.3 | 1.3 | 1.3 | 1.3 | 1.3 | 1.3 | 1.3 | 0%
Geothermal Heat Pumps (COP) | Residential Equipment: Stock Average Efficiency: Main Space Heaters: Geothermal Heat Pumps: High Zero-Carbon Technology Cost | AEO.2025.HIGHZTC.EFI_STK_RESD_SPHR_GEHP_NA_NA_COP.A | COP |  | 3.198 | 3.2298 | 3.2607 | 3.2904 | 3.3189 | 3.3464 | 3.3728 | 3.3983 | 3.4218 | 3.4418 | 3.4592 | 3.4691 | 3.4775 | 3.4851 | 3.4917 | 3.4976 | 3.5028 | 3.5073 | 3.5111 | 3.5142 | 3.5167 | 3.5184 | 3.5196 | 3.5203 | 3.5203 | 3.5199 | 3.5191 | 0.4%
Natural Gas Furnace (AFUE) | Residential Equipment: Stock Average Efficiency: Main Space Heaters: Natural Gas Furnace: High Zero-Carbon Technology Cost | AEO.2025.HIGHZTC.EFI_STK_RESD_SPHR_NFR_NA_NA_AFUE.A | AFUE |  | 0.81869 | 0.82376 | 0.82884 | 0.83388 | 0.83891 | 0.8479 | 0.85756 | 0.86723 | 0.87632 | 0.88464 | 0.8924 | 0.89958 | 0.90626 | 0.91242 | 0.9181 | 0.92329 | 0.92801 | 0.93227 | 0.93609 | 0.93944 | 0.94231 | 0.94466 | 0.94647 | 0.94827 | 0.95002 | 0.9517 | 0.95328 | 0.6%
Distillate Furnace (AFUE) | Residential Equipment: Stock Average Efficiency: Main Space Heaters: Distillate Furnace: High Zero-Carbon Technology Cost | AEO.2025.HIGHZTC.EFI_STK_RESD_SPHR_DFR_NA_NA_AFUE.A | AFUE |  | 0.83582 | 0.83737 | 0.83893 | 0.84048 | 0.84199 | 0.84347 | 0.84493 | 0.84641 | 0.84782 | 0.84907 | 0.85023 | 0.85129 | 0.85225 | 0.85311 | 0.85388 | 0.85455 | 0.85514 | 0.85562 | 0.85602 | 0.85631 | 0.85651 | 0.85659 | 0.85657 | 0.85656 | 0.85655 | 0.85653 | 0.85652 | 0.1%
Space Cooling
Electric Heat Pumps (SEER) | Residential Equipment: Stock Average Efficiency: Space Cooling: Electric Heat Pumps: High Zero-Carbon Technology Cost | AEO.2025.HIGHZTC.EFI_STK_RESD_SPC_EHP_NA_NA_SEER.A | SEER |  | 13.9903 | 14.2258 | 14.4655 | 14.711 | 14.9647 | 15.2014 | 15.4202 | 15.6207 | 15.8036 | 15.9519 | 16.0836 | 16.1986 | 16.2975 | 16.3809 | 16.4487 | 16.5013 | 16.547 | 16.5743 | 16.5815 | 16.5897 | 16.5984 | 16.6072 | 16.6161 | 16.6249 | 16.6336 | 16.6421 | 16.6503 | 0.7%
Natural Gas Heat Pumps (GCOP) | Residential Equipment: Stock Average Efficiency: Space Cooling: Natural Gas Heat Pumps: High Zero-Carbon Technology Cost | AEO.2025.HIGHZTC.EFI_STK_RESD_SPC_NHU_NA_NA_GCOP.A | GCOP |  | 0.62334 | 0.62898 | 0.63492 | 0.64127 | 0.64812 | 0.65468 | 0.66091 | 0.66676 | 0.67224 | 0.67728 | 0.68191 | 0.68607 | 0.68976 | 0.69295 | 0.6956 | 0.6977 | 0.6992 | 0.7 | 0.7 | 0.7 | 0.7 | 0.7 | 0.7 | 0.7 | 0.7 | 0.7 | 0.7 | 0.4%
Geothermal Heat Pumps (EER) | Residential Equipment: Stock Average Efficiency: Space Cooling: Geothermal Heat Pumps: High Zero-Carbon Technology Cost | AEO.2025.HIGHZTC.EFI_STK_RESD_SPC_GEHP_NA_NA_EER.A | EER |  | 13.9937 | 14.2217 | 14.4425 | 14.6552 | 14.8589 | 15.0548 | 15.2426 | 15.4235 | 15.5903 | 15.7329 | 15.8575 | 15.9299 | 15.9916 | 16.0467 | 16.0956 | 16.1389 | 16.1773 | 16.2102 | 16.2381 | 16.261 | 16.2794 | 16.2926 | 16.3017 | 16.3067 | 16.3075 | 16.3051 | 16.2993 | 0.6%
Central Air Conditioners (SEER) | Residential Equipment: Stock Average Efficiency: Space Cooling: Central Air Conditioners: High Zero-Carbon Technology Cost | AEO.2025.HIGHZTC.EFI_STK_RESD_SPC_CAC_NA_NA_SEER.A | SEER |  | 13.4694 | 13.7605 | 14.0519 | 14.3459 | 14.6457 | 14.9254 | 15.1847 | 15.4222 | 15.6375 | 15.7096 | 15.7526 | 15.7828 | 15.7999 | 15.8046 | 15.7985 | 15.781 | 15.7534 | 15.7151 | 15.6654 | 15.6165 | 15.5684 | 15.5212 | 15.4753 | 15.4309 | 15.3884 | 15.3478 | 15.3092 | 0.5%
Room Air Conditioners (EER) | Residential Equipment: Stock Average Efficiency: Space Cooling: Room Air Conditioners: High Zero-Carbon Technology Cost | AEO.2025.HIGHZTC.EFI_STK_RESD_SPC_RAC_NA_NA_EER.A | EER |  | 11.4487 | 11.6447 | 11.8473 | 12.2984 | 12.757 | 13.273 | 13.7716 | 14.234 | 14.6516 | 15.0243 | 15.3418 | 15.5807 | 15.7383 | 15.8131 | 15.8721 | 15.9162 | 15.9476 | 15.9688 | 15.9823 | 15.9904 | 15.9951 | 15.9976 | 15.9989 | 15.9995 | 15.9998 | 15.9999 | 16 | 1.3%
Water Heaters
Electric (EF) | Residential Equipment: Stock Average Efficiency: Water Heaters: Electric: High Zero-Carbon Technology Cost | AEO.2025.HIGHZTC.EFI_STK_RESD_WHT_ELE_NA_NA_EF.A | EF |  | 1.0896 | 1.1425 | 1.1946 | 1.2458 | 1.2967 | 1.4276 | 1.5308 | 1.6407 | 1.7447 | 1.8332 | 1.9178 | 1.9951 | 2.0646 | 2.1262 | 2.1797 | 2.225 | 2.2624 | 2.2917 | 2.3127 | 2.3256 | 2.3377 | 2.3487 | 2.3588 | 2.368 | 2.3763 | 2.3838 | 2.3904 | 3.1%
Natural Gas (EF) | Residential Equipment: Stock Average Efficiency: Water Heaters: Natural Gas: High Zero-Carbon Technology Cost | AEO.2025.HIGHZTC.EFI_STK_RESD_WHT_NG_NA_NA_EF.A | EF |  | 0.60599 | 0.61377 | 0.62073 | 0.62688 | 0.63225 | 0.64028 | 0.64717 | 0.65314 | 0.65814 | 0.6608 | 0.66259 | 0.66352 | 0.66439 | 0.6652 | 0.66594 | 0.66661 | 0.66722 | 0.66776 | 0.66824 | 0.66866 | 0.66903 | 0.66935 | 0.66962 | 0.66985 | 0.67004 | 0.6702 | 0.67034 | 0.4%
Distillate Fuel Oil (EF) | Residential Equipment: Stock Average Efficiency: Water Heaters: Distillate Fuel Oil: High Zero-Carbon Technology Cost | AEO.2025.HIGHZTC.EFI_STK_RESD_WHT_DFO_NA_NA_EF.A | EF |  | 0.5477 | 0.55999 | 0.57218 | 0.58399 | 0.59521 | 0.60664 | 0.61676 | 0.6255 | 0.63255 | 0.63765 | 0.64054 | 0.64108 | 0.64163 | 0.64219 | 0.64275 | 0.64331 | 0.64386 | 0.6444 | 0.64492 | 0.64543 | 0.64591 | 0.64637 | 0.64681 | 0.64722 | 0.6476 | 0.64796 | 0.64829 | 0.7%
Propane (EF) | Residential Equipment: Stock Average Efficiency: Water Heaters: Propane: High Zero-Carbon Technology Cost | AEO.2025.HIGHZTC.EFI_STK_RESD_WHT_PROP_NA_NA_EF.A | EF |  | 0.6094 | 0.6187 | 0.6275 | 0.63569 | 0.64313 | 0.65047 | 0.6569 | 0.66242 | 0.66692 | 0.66921 | 0.67036 | 0.67031 | 0.67022 | 0.67008 | 0.66992 | 0.66972 | 0.66951 | 0.66927 | 0.66902 | 0.66877 | 0.66851 | 0.66825 | 0.668 | 0.66775 | 0.66751 | 0.66729 | 0.66707 | 0.3%
Other Appliances (kilowatthours per year)
Refrigerators | Residential Equipment: Stock Average Efficiency: Other Appliances: Refrigerators: High Zero-Carbon Technology Cost | AEO.2025.HIGHZTC.EFI_STK_RESD_OTAR_RFG_NA_NA_KWH.A | kWh |  | 605.3214 | 596.5637 | 587.7441 | 578.8546 | 569.9059 | 561.435 | 548.9357 | 536.8813 | 525.2754 | 514.0953 | 503.3385 | 493.035 | 483.4818 | 474.7601 | 466.8734 | 459.8495 | 453.6455 | 448.2468 | 443.6087 | 439.7566 | 436.6433 | 434.2933 | 432.7315 | 431.9313 | 431.2082 | 430.5543 | 429.9595 | -1.3%
Freezers | Residential Equipment: Stock Average Efficiency: Other Appliances: Freezers: High Zero-Carbon Technology Cost | AEO.2025.HIGHZTC.EFI_STK_RESD_OTAR_FRZ_NA_NA_KWH.A | kWh |  | 463.5509 | 458.8902 | 454.2813 | 449.7203 | 445.1262 | 440.455 | 433.6893 | 426.783 | 419.795 | 413.1007 | 406.7003 | 400.5975 | 394.7793 | 389.2338 | 383.9891 | 379.0647 | 374.4382 | 370.1613 | 366.2021 | 362.5789 | 359.272 | 356.2627 | 353.6142 | 351.2988 | 349.3664 | 347.8436 | 346.7344 | -1.1%
Building Shell Efficiency Index
Space Heating
Pre-2020 Homes | Residential Equipment: Building Shell Efficiency Index: Space Heating: Pre-2015 Homes: High Zero-Carbon Technology Cost | AEO.2025.HIGHZTC.EFI_BSE_RESD_SPH_OLD_NA_NA_Y15EQ1.A | 2015=1.00 |  | 0.9625 | 0.95829 | 0.95386 | 0.94898 | 0.94338 | 0.93714 | 0.93051 | 0.92341 | 0.91582 | 0.90795 | 0.90029 | 0.89305 | 0.88627 | 0.87972 | 0.87316 | 0.86666 | 0.86009 | 0.85334 | 0.8465 | 0.83967 | 0.83285 | 0.82603 | 0.81914 | 0.81229 | 0.8055 | 0.7987 | 0.79186 | -0.7%
New Construction | Residential Equipment: Building Shell Efficiency Index: Space Heating: New Construction: High Zero-Carbon Technology Cost | AEO.2025.HIGHZTC.EFI_BSE_RESD_SPH_NCO_NA_NA_Y15EQ1.A | 2015=1.00 |  | 0.7778 | 0.7778 | 0.78846 | 0.79194 | 0.79717 | 0.7964 | 0.79713 | 0.79561 | 0.79144 | 0.90783 | 0.90351 | 0.90333 | 0.90136 | 0.89688 | 0.89328 | 0.89083 | 0.88829 | 0.88453 | 0.88126 | 0.88093 | 0.88181 | 0.88066 | 0.87969 | 0.87822 | 0.87722 | 0.87616 | 0.87512 | 0.5%
All Homes | Residential Equipment: Building Shell Efficiency Index: Space Heating: All Homes: High Zero-Carbon Technology Cost | AEO.2025.HIGHZTC.EFI_BSE_RESD_SPH_AHM_NA_NA_Y15EQ1.A | 2015=1.00 |  | 0.95514 | 0.9491 | 0.943 | 0.93667 | 0.9299 | 0.92268 | 0.9153 | 0.90767 | 0.89975 | 0.89316 | 0.88683 | 0.88098 | 0.87561 | 0.87047 | 0.86539 | 0.86042 | 0.85545 | 0.85036 | 0.84526 | 0.84023 | 0.83528 | 0.83039 | 0.82552 | 0.82073 | 0.81604 | 0.81141 | 0.80679 | -0.6%
Space Cooling
Pre-2020 Homes | Residential Equipment: Building Shell Efficiency Index: Space Cooling: Pre-2015 Homes: High Zero-Carbon Technology Cost | AEO.2025.HIGHZTC.EFI_BSE_RESD_SPC_OLD_NA_NA_Y15EQ1.A | 2015=1.00 |  | 0.98706 | 0.98577 | 0.98427 | 0.98251 | 0.98046 | 0.97819 | 0.97578 | 0.97325 | 0.97057 | 0.96779 | 0.9651 | 0.96254 | 0.96013 | 0.9578 | 0.95547 | 0.95317 | 0.95086 | 0.94846 | 0.94602 | 0.94358 | 0.94113 | 0.9387 | 0.93625 | 0.93381 | 0.9314 | 0.92897 | 0.92653 | -0.2%
New Construction | Residential Equipment: Building Shell Efficiency Index: Space Cooling: New Construction: High Zero-Carbon Technology Cost | AEO.2025.HIGHZTC.EFI_BSE_RESD_SPC_NCO_NA_NA_Y15EQ1.A | 2015=1.00 |  | 0.96224 | 0.96374 | 0.97251 | 0.97537 | 0.97906 | 0.98204 | 0.98288 | 0.98274 | 0.98087 | 1.0204 | 1.0182 | 1.0179 | 1.017 | 1.0147 | 1.013 | 1.0121 | 1.0114 | 1.0102 | 1.0089 | 1.0096 | 1.0109 | 1.0108 | 1.0107 | 1.0104 | 1.0103 | 1.0103 | 1.0102 | 0.2%
All Homes | Residential Equipment: Building Shell Efficiency Index: Space Cooling: All Homes: High Zero-Carbon Technology Cost | AEO.2025.HIGHZTC.EFI_BSE_RESD_SPC_AHM_NA_NA_Y15EQ1.A | 2015=1.00 |  | 0.98712 | 0.98566 | 0.98411 | 0.98238 | 0.98045 | 0.97839 | 0.97626 | 0.97406 | 0.97174 | 0.96976 | 0.96783 | 0.96605 | 0.9644 | 0.9628 | 0.96119 | 0.95961 | 0.95801 | 0.95634 | 0.95464 | 0.95294 | 0.95125 | 0.94959 | 0.94793 | 0.94629 | 0.94469 | 0.94308 | 0.94148 | -0.2%
Distributed Generation and
Combined Heat and Power
Generating Capacity (gigawatts)
Natural Gas Fuel Cells | Residential: Combined Heat and Power: Generating Capacity: Fuel Cells: High Zero-Carbon Technology Cost | AEO.2025.HIGHZTC.CAP_NA_COMM_CHP_FCL_NA_NA_MW.A | GW |  | 0.001725 | 0.003088 | 0.003101 | 0.003114 | 0.003127 | 0.00314 | 0.003153 | 0.003166 | 0.003179 | 0.003192 | 0.003205 | 0.003218 | 0.003231 | 0.003244 | 0.003257 | 0.00327 | 0.003285 | 0.003301 | 0.003322 | 0.003352 | 0.003399 | 0.003478 | 0.003618 | 0.003759 | 0.0039 | 0.004042 | 0.004185 | 3.5%
Solar Photovoltaic | Residential: Combined Heat and Power: Generating Capacity: Solar Photovoltaic: High Zero-Carbon Technology Cost | AEO.2025.HIGHZTC.CAP_NA_RESD_CHP_SLR_PHTVL_NA_MW.A | GW |  | 41.3078 | 47.378 | 53.5277 | 59.3446 | 65.2961 | 71.3407 | 77.805 | 84.7705 | 91.687 | 98.8717 | 105.994 | 111.5686 | 117.3203 | 123.1339 | 129.2336 | 135.376 | 141.6486 | 147.9723 | 154.4863 | 161.0881 | 167.7997 | 174.7502 | 181.8514 | 189.1708 | 196.67 | 204.3481 | 212.1265 | 6.5%
Wind | Residential: Combined Heat and Power: Generating Capacity: Wind: High Zero-Carbon Technology Cost | AEO.2025.HIGHZTC.CAP_NA_RESD_CHP_WND_NA_NA_MW.A | GW |  | 0.30818 | 0.56092 | 0.80604 | 0.90843 | 1.0229 | 1.1462 | 1.3909 | 1.6908 | 1.9948 | 2.1082 | 2.1611 | 2.1623 | 2.1638 | 2.1655 | 2.1675 | 2.1697 | 2.1721 | 2.1748 | 2.1776 | 2.1806 | 2.1836 | 2.1868 | 2.1902 | 2.1936 | 2.1972 | 2.201 | 2.2049 | 7.9%
Total | Residential: Combined Heat and Power: Generating Capacity: Total: High Zero-Carbon Technology Cost | AEO.2025.HIGHZTC.CAP_NA_RESD_CHP_TOT_NA_NA_MW.A | GW |  | 41.6177 | 47.942 | 54.3369 | 60.2562 | 66.3221 | 72.49 | 79.199 | 86.4644 | 93.6849 | 100.9831 | 108.1584 | 113.7342 | 119.4874 | 125.3027 | 131.4044 | 137.549 | 143.8241 | 150.1504 | 156.6672 | 163.272 | 169.9868 | 176.9405 | 184.0452 | 191.3682 | 198.8711 | 206.5531 | 214.3356 | 6.5%
Net Generation (billion kilowatthours)
Natural Gas Fuel Cells | Residential: Combined Heat and Power: Net Generation: Fuel Cells: High Zero-Carbon Technology Cost | AEO.2025.HIGHZTC.GEN_NA_COMM_CHP_FCL_NA_NA_MILLKWH.A | billion kWh |  | 0.006833 | 0.01223 | 0.012281 | 0.012333 | 0.012384 | 0.012436 | 0.012487 | 0.012539 | 0.01259 | 0.012642 | 0.012693 | 0.012744 | 0.012796 | 0.012847 | 0.012899 | 0.012951 | 0.013007 | 0.013071 | 0.013154 | 0.013272 | 0.013459 | 0.013774 | 0.014328 | 0.014885 | 0.015444 | 0.016007 | 0.016572 | 3.5%
Solar Photovoltaic | Residential: Combined Heat and Power: Net Generation: Solar Photovoltaic: High Zero-Carbon Technology Cost | AEO.2025.HIGHZTC.GEN_NA_COMM_CHP_SLR_PHTVL_NA_MILLKWH.A | billion kWh |  | 62.6977 | 71.2942 | 79.993 | 88.178 | 96.5235 | 104.9689 | 113.9904 | 123.6813 | 133.259 | 143.1865 | 153.0139 | 160.6725 | 168.5635 | 176.5145 | 184.8533 | 193.228 | 201.7585 | 210.3315 | 219.1455 | 228.0583 | 237.0964 | 246.437 | 255.9633 | 265.7654 | 275.7891 | 286.033 | 296.384 | 6.2%
Wind | Residential: Combined Heat and Power: Net Generation: Wind: High Zero-Carbon Technology Cost | AEO.2025.HIGHZTC.GEN_NA_COMM_CHP_WND_NA_NA_MILLKWH.A | billion kWh |  | 0.36942 | 0.6272 | 0.87962 | 0.99687 | 1.128 | 1.2699 | 1.542 | 1.9001 | 2.264 | 2.3875 | 2.445 | 2.4464 | 2.448 | 2.45 | 2.4522 | 2.4547 | 2.4574 | 2.4604 | 2.4636 | 2.4668 | 2.4703 | 2.4738 | 2.4775 | 2.4814 | 2.4854 | 2.4895 | 2.4938 | 7.6%
Total | Residential: Combined Heat and Power: Net Generation: Total: High Zero-Carbon Technology Cost | AEO.2025.HIGHZTC.GEN_NA_COMM_CHP_TOT_NA_NA_MILLKWH.A | billion kWh |  | 63.074 | 71.9337 | 80.8849 | 89.1872 | 97.6638 | 106.2512 | 115.5448 | 125.594 | 135.5356 | 145.5866 | 155.4716 | 163.1316 | 171.0243 | 178.9773 | 187.3185 | 195.6957 | 204.2289 | 212.805 | 221.6222 | 230.5384 | 239.5801 | 248.9246 | 258.4552 | 268.2617 | 278.2899 | 288.5385 | 298.8944 | 6.2%
Disposition
Sales to the Grid | Residential: Combined Heat and Power: Net Generation: Sales to the Grid: High Zero-Carbon Technology Cost | AEO.2025.HIGHZTC.GEN_NA_COMM_CHP_STG_NA_NA_MILLKWH.A | billion kWh |  | 11.5279 | 13.3277 | 15.1157 | 16.7115 | 18.3367 | 19.9649 | 21.8473 | 23.9993 | 26.0751 | 28.2881 | 30.4881 | 32.148 | 33.8776 | 35.5834 | 37.429 | 39.2262 | 41.0454 | 42.8138 | 44.6444 | 46.4667 | 48.2759 | 50.1683 | 52.0627 | 54.0588 | 56.0595 | 58.1263 | 60.1755 | 6.6%
Generation for Own Use | Residential: Combined Heat and Power: Net Generation: Generation for Own Use: High Zero-Carbon Technology Cost | AEO.2025.HIGHZTC.GEN_NA_COMM_CHP_GFO_NA_NA_MILLKWH.A | billion kWh |  | 51.546 | 58.606 | 65.7692 | 72.4757 | 79.3271 | 86.2863 | 93.6976 | 101.5947 | 109.4605 | 117.2985 | 124.9835 | 130.9836 | 137.1467 | 143.3939 | 149.8894 | 156.4695 | 163.1835 | 169.9912 | 176.9778 | 184.0717 | 191.3043 | 198.7563 | 206.3924 | 214.2028 | 222.2304 | 230.4122 | 238.7188 | 6.1%
Energy Input (trillion Btu)
Natural Gas Fuel Cells | Residential: Combined Heat and Power: Energy Input: Fuel Cells: High Zero-Carbon Technology Cost | AEO.2025.HIGHZTC.CNSM_NA_COMM_CHP_FCL_NA_NA_TRLBTU.A | trillion Btu |  | 0.052159 | 0.093352 | 0.093745 | 0.094138 | 0.094531 | 0.094924 | 0.095317 | 0.09571 | 0.096103 | 0.096496 | 0.096889 | 0.097282 | 0.097675 | 0.098068 | 0.098461 | 0.09886 | 0.099284 | 0.099774 | 0.10041 | 0.10131 | 0.10274 | 0.10514 | 0.10937 | 0.11362 | 0.11789 | 0.12218 | 0.12649 | 3.5%
Solar Photovoltaic | Residential: Combined Heat and Power: Energy Input: Solar Photovoltaic: High Zero-Carbon Technology Cost | AEO.2025.HIGHZTC.CNSM_NA_COMM_CHP_SLR_PHTVL_NA_TRLBTU.A | trillion Btu |  | 213.9246 | 243.2559 | 272.936 | 300.8635 | 329.3381 | 358.1539 | 388.9351 | 422.0006 | 454.6797 | 488.5523 | 522.0834 | 548.2145 | 575.1386 | 602.2674 | 630.7195 | 659.2939 | 688.3999 | 717.6512 | 747.7244 | 778.1348 | 808.973 | 840.843 | 873.3467 | 906.7915 | 940.9922 | 975.9445 | 1011.262 | 6.2%
Wind | Residential: Combined Heat and Power: Energy Input: Wind: High Zero-Carbon Technology Cost | AEO.2025.HIGHZTC.CNSM_NA_COMM_CHP_WND_NA_NA_TRLBTU.A | trillion Btu |  | 1.2605 | 2.14 | 3.0013 | 3.4013 | 3.8487 | 4.3329 | 5.2612 | 6.4832 | 7.7247 | 8.1462 | 8.3422 | 8.347 | 8.3527 | 8.3594 | 8.367 | 8.3754 | 8.3847 | 8.3948 | 8.4057 | 8.4169 | 8.4285 | 8.4406 | 8.4534 | 8.4665 | 8.4801 | 8.4942 | 8.5089 | 7.6%
Total | Residential: Combined Heat and Power: Energy Input: Total: High Zero-Carbon Technology Cost | AEO.2025.HIGHZTC.CNSM_NA_COMM_CHP_TOT_NA_NA_TRLBTU.A | trillion Btu |  | 215.2372 | 245.4893 | 276.031 | 304.3589 | 333.2813 | 362.5817 | 394.2917 | 428.5795 | 462.5006 | 496.795 | 530.5225 | 556.6588 | 583.5889 | 610.7249 | 639.1849 | 667.7682 | 696.8839 | 726.1458 | 756.2304 | 786.653 | 817.5042 | 849.3888 | 881.9095 | 915.3716 | 949.5902 | 984.5609 | 1019.8973 | 6.2%

## AEO23_table_22._Comm
Table 22. Commercial Sector Energy Consumption, Floorspace, Equipment Efficiency, and Distributed Generation
https://www.eia.gov/outlooks/aeo/data/browser/#/?id=32-AEO2023&cases=ref2023&sourcekey=0
Sun May 04 2025 20:16:27 GMT-0700 (Pacific Daylight Time)
Source: U.S. Energy Information Administration
| full name | api key | units | 2021 | 2022 | 2023 | 2024 | 2025 | 2026 | 2027 | 2028 | 2029 | 2030 | 2031 | 2032 | 2033 | 2034 | 2035 | 2036 | 2037 | 2038 | 2039 | 2040 | 2041 | 2042 | 2043 | 2044 | 2045 | 2046 | 2047 | 2048 | 2049 | 2050 | Growth (2022-2050)
Commercial Building Delivered
Energy Consumption (quadrillion Btu)
Assembly | Commercial: Gross End-use: Assembly: Reference case | AEO.2023.REF2023.#N/A.A | quads |  | 0.64573 | 0.62814 | 0.62174 | 0.62755 | 0.63139 | 0.63334 | 0.63433 | 0.63423 | 0.63338 | 0.6322 | 0.63171 | 0.62979 | 0.62738 | 0.62487 | 0.62242 | 0.61971 | 0.61644 | 0.61327 | 0.60989 | 0.60662 | 0.6035 | 0.60076 | 0.5983 | 0.59562 | 0.59232 | 0.58964 | 0.58739 | 0.58534 | 0.58317 | -0.4%
Education | Commercial: Gross End-use: Education: Reference case | AEO.2023.REF2023.#N/A.A | quads |  | 1.0232 | 1.0038 | 1.0002 | 1.0135 | 1.0245 | 1.033 | 1.0404 | 1.0459 | 1.05 | 1.0531 | 1.0574 | 1.0593 | 1.0604 | 1.0612 | 1.0623 | 1.0625 | 1.0619 | 1.0611 | 1.0607 | 1.0606 | 1.0608 | 1.0616 | 1.0629 | 1.0641 | 1.065 | 1.0666 | 1.0686 | 1.0706 | 1.0725 | 0.2%
Food Sales | Commercial: Gross End-use: Food Sales: Reference case | AEO.2023.REF2023.#N/A.A | quads |  | 0.37675 | 0.37427 | 0.37534 | 0.37854 | 0.38112 | 0.38286 | 0.38444 | 0.3858 | 0.38682 | 0.38821 | 0.38956 | 0.39031 | 0.39074 | 0.39105 | 0.3912 | 0.39107 | 0.39059 | 0.38994 | 0.38932 | 0.38909 | 0.38891 | 0.3888 | 0.38877 | 0.3887 | 0.38839 | 0.38834 | 0.38848 | 0.38873 | 0.38898 | 0.1%
Food Service | Commercial: Gross End-use: Food Service: Reference case | AEO.2023.REF2023.#N/A.A | quads |  | 0.55956 | 0.55141 | 0.55741 | 0.56563 | 0.57211 | 0.57667 | 0.58049 | 0.5836 | 0.58585 | 0.5884 | 0.59074 | 0.59204 | 0.59277 | 0.5934 | 0.59402 | 0.5943 | 0.59391 | 0.59358 | 0.59289 | 0.59255 | 0.59239 | 0.5926 | 0.5931 | 0.59341 | 0.59284 | 0.59286 | 0.59345 | 0.59427 | 0.59501 | 0.2%
Health Care | Commercial: Gross End-use: Health Care: Reference case | AEO.2023.REF2023.#N/A.A | quads |  | 0.53745 | 0.52534 | 0.52851 | 0.53863 | 0.54731 | 0.55427 | 0.56044 | 0.56541 | 0.56936 | 0.57311 | 0.57696 | 0.57978 | 0.58216 | 0.58447 | 0.58693 | 0.58907 | 0.59061 | 0.59225 | 0.59393 | 0.59567 | 0.59767 | 0.60015 | 0.60308 | 0.60584 | 0.60811 | 0.61098 | 0.6144 | 0.61794 | 0.62136 | 0.5%
Lodging | Commercial: Gross End-use: Lodging: Reference case | AEO.2023.REF2023.#N/A.A | quads |  | 0.5962 | 0.58935 | 0.59515 | 0.60481 | 0.61331 | 0.62043 | 0.62707 | 0.63302 | 0.63844 | 0.64337 | 0.64918 | 0.65363 | 0.65759 | 0.66152 | 0.66545 | 0.66902 | 0.67191 | 0.67474 | 0.67733 | 0.67994 | 0.68261 | 0.68563 | 0.68899 | 0.692 | 0.6941 | 0.6968 | 0.69999 | 0.70325 | 0.70609 | 0.6%
Office - Large | Commercial: Gross End-use: Office - Large: Reference case | AEO.2023.REF2023.#N/A.A | quads |  | 0.90617 | 0.8904 | 0.88983 | 0.89931 | 0.90748 | 0.91385 | 0.91988 | 0.92467 | 0.92852 | 0.9321 | 0.93619 | 0.93895 | 0.94143 | 0.94411 | 0.94733 | 0.9502 | 0.95268 | 0.95522 | 0.95876 | 0.96285 | 0.96772 | 0.97365 | 0.98056 | 0.98793 | 0.99587 | 1.0053 | 1.0161 | 1.0276 | 1.0398 | 0.5%
Office - Small | Commercial: Gross End-use: Office - Small: Reference case | AEO.2023.REF2023.#N/A.A | quads |  | 0.62008 | 0.60958 | 0.60711 | 0.61328 | 0.6181 | 0.62136 | 0.62425 | 0.62646 | 0.62797 | 0.62875 | 0.63065 | 0.63105 | 0.63102 | 0.63095 | 0.63098 | 0.6306 | 0.62974 | 0.62884 | 0.62801 | 0.62739 | 0.62698 | 0.6269 | 0.62692 | 0.62693 | 0.62679 | 0.62697 | 0.62747 | 0.62805 | 0.62861 | 0%
Mercantile/Service | Commercial: Gross End-use: Mercantile/Service: Reference case | AEO.2023.REF2023.#N/A.A | quads |  | 1.4116 | 1.3867 | 1.3774 | 1.3928 | 1.4047 | 1.4129 | 1.4196 | 1.424 | 1.4259 | 1.427 | 1.43 | 1.4296 | 1.4281 | 1.4264 | 1.4246 | 1.4217 | 1.4174 | 1.4129 | 1.4088 | 1.4053 | 1.4021 | 1.3998 | 1.398 | 1.3958 | 1.3922 | 1.3899 | 1.3886 | 1.3875 | 1.3861 | -0.1%
Warehouse | Commercial: Gross End-use: Warehouse: Reference case | AEO.2023.REF2023.#N/A.A | quads |  | 0.45086 | 0.45115 | 0.45415 | 0.46309 | 0.47103 | 0.47813 | 0.4851 | 0.49182 | 0.49791 | 0.50345 | 0.51004 | 0.51536 | 0.52031 | 0.5252 | 0.53007 | 0.53457 | 0.53852 | 0.54244 | 0.5466 | 0.55095 | 0.5554 | 0.56006 | 0.5648 | 0.56949 | 0.57391 | 0.57871 | 0.58371 | 0.58879 | 0.59386 | 1%
Other | Commercial: Gross End-use: Other: Reference case | AEO.2023.REF2023.#N/A.A | quads |  | 0.40379 | 0.4001 | 0.3959 | 0.40205 | 0.40749 | 0.41224 | 0.41679 | 0.42055 | 0.42365 | 0.42631 | 0.42926 | 0.43142 | 0.43325 | 0.43495 | 0.43663 | 0.438 | 0.43904 | 0.43993 | 0.44108 | 0.44221 | 0.44341 | 0.44482 | 0.44644 | 0.448 | 0.44942 | 0.45116 | 0.45316 | 0.4552 | 0.4572 | 0.4%
Total | Commercial: Gross End-use: Total: Reference case | AEO.2023.REF2023.#N/A.A | quads |  | 7.5314 | 7.4102 | 7.4028 | 7.4992 | 7.5785 | 7.639 | 7.6927 | 7.7355 | 7.7678 | 7.796 | 7.8316 | 7.8512 | 7.8652 | 7.8782 | 7.8919 | 7.9007 | 7.9027 | 7.9041 | 7.9074 | 7.9131 | 7.9215 | 7.9348 | 7.9519 | 7.9678 | 7.979 | 7.9972 | 8.0213 | 8.0473 | 8.0726 | 0.2%
Commercial Building Floorspace
(billion square feet)
Assembly | Commercial: Floorspace: Assembly: Reference case | AEO.2023.REF2023.KEI_FLR_COMM_ASB_NA_NA_NA_BLNSQFT.A | billion sq ft |  | 10.4009 | 10.4364 | 10.4963 | 10.5735 | 10.6406 | 10.702 | 10.7727 | 10.8533 | 10.9412 | 11.0331 | 11.1211 | 11.2003 | 11.2708 | 11.3324 | 11.3858 | 11.4325 | 11.4729 | 11.5078 | 11.5383 | 11.5655 | 11.5907 | 11.6151 | 11.6396 | 11.6648 | 11.6911 | 11.7188 | 11.7477 | 11.7779 | 11.8091 | 0.5%
Education | Commercial: Floorspace: Education: Reference case | AEO.2023.REF2023.KEI_FLR_COMM_EDD_NA_NA_NA_BLNSQFT.A | billion sq ft |  | 13.5155 | 13.6437 | 13.7807 | 13.9415 | 14.0903 | 14.2328 | 14.3888 | 14.5594 | 14.7411 | 14.9296 | 15.1145 | 15.289 | 15.4531 | 15.6064 | 15.7496 | 15.8848 | 16.0123 | 16.1332 | 16.2489 | 16.3611 | 16.4712 | 16.5812 | 16.6922 | 16.8051 | 16.9206 | 17.0389 | 17.1602 | 17.2844 | 17.411 | 0.9%
Food Sales | Commercial: Floorspace: Food Sales: Reference case | AEO.2023.REF2023.KEI_FLR_COMM_FDSA_NA_NA_NA_BLNSQFT.A | billion sq ft |  | 1.2915 | 1.2968 | 1.3058 | 1.317 | 1.327 | 1.3363 | 1.3468 | 1.3586 | 1.3713 | 1.3845 | 1.3973 | 1.4091 | 1.4198 | 1.4294 | 1.438 | 1.4458 | 1.4528 | 1.4592 | 1.465 | 1.4704 | 1.4757 | 1.4808 | 1.4859 | 1.4912 | 1.4967 | 1.5023 | 1.5082 | 1.5142 | 1.5204 | 0.6%
Food Service | Commercial: Floorspace: Food Service: Reference case | AEO.2023.REF2023.KEI_FLR_COMM_FSC_NA_NA_NA_BLNSQFT.A | billion sq ft |  | 1.8883 | 1.8965 | 1.9096 | 1.926 | 1.9405 | 1.9541 | 1.9695 | 1.9866 | 2.0052 | 2.0246 | 2.0433 | 2.0604 | 2.076 | 2.0901 | 2.1026 | 2.114 | 2.1243 | 2.1335 | 2.142 | 2.15 | 2.1575 | 2.165 | 2.1725 | 2.1802 | 2.1882 | 2.1964 | 2.2049 | 2.2137 | 2.2227 | 0.6%
Health Care | Commercial: Floorspace: Health Care: Reference case | AEO.2023.REF2023.KEI_FLR_COMM_HLC_NA_NA_NA_BLNSQFT.A | billion sq ft |  | 2.7019 | 2.7332 | 2.7693 | 2.8104 | 2.8492 | 2.8869 | 2.9275 | 2.9713 | 3.0175 | 3.0654 | 3.1127 | 3.1581 | 3.2016 | 3.243 | 3.2825 | 3.3205 | 3.3571 | 3.3924 | 3.4267 | 3.4605 | 3.4939 | 3.5274 | 3.5613 | 3.5957 | 3.6307 | 3.6666 | 3.7031 | 3.7405 | 3.7785 | 1.2%
Lodging | Commercial: Floorspace: Lodging: Reference case | AEO.2023.REF2023.KEI_FLR_COMM_LGC_NA_NA_NA_BLNSQFT.A | billion sq ft |  | 6.6874 | 6.7613 | 6.8514 | 6.9538 | 7.0506 | 7.1447 | 7.2461 | 7.3552 | 7.4704 | 7.5897 | 7.7076 | 7.8208 | 7.9292 | 8.0325 | 8.1311 | 8.2259 | 8.3172 | 8.4053 | 8.4912 | 8.5754 | 8.659 | 8.7427 | 8.8272 | 8.9131 | 9.0007 | 9.0901 | 9.1814 | 9.2745 | 9.3694 | 1.2%
Office - Large | Commercial: Floorspace: Office - Large: Reference case | AEO.2023.REF2023.KEI_FLR_COMM_OFLC_NA_NA_NA_BLNSQFT.A | billion sq ft |  | 9.6037 | 9.6598 | 9.7273 | 9.8109 | 9.8854 | 9.9548 | 10.0332 | 10.1209 | 10.2157 | 10.3145 | 10.41 | 10.4975 | 10.5772 | 10.6487 | 10.7128 | 10.7708 | 10.823 | 10.8702 | 10.9134 | 10.9538 | 10.9923 | 11.0303 | 11.0685 | 11.1074 | 11.1477 | 11.1893 | 11.2324 | 11.2769 | 11.3225 | 0.6%
Office - Small | Commercial: Floorspace: Office - Small: Reference case | AEO.2023.REF2023.KEI_FLR_COMM_OFSC_NA_NA_NA_BLNSQFT.A | billion sq ft |  | 9.1347 | 9.1966 | 9.2713 | 9.3616 | 9.4433 | 9.5205 | 9.6062 | 9.7013 | 9.8033 | 9.9093 | 10.0124 | 10.1082 | 10.1965 | 10.2773 | 10.351 | 10.419 | 10.4816 | 10.5395 | 10.5937 | 10.6452 | 10.6951 | 10.7445 | 10.7943 | 10.8451 | 10.8971 | 10.9507 | 11.0058 | 11.0624 | 11.1202 | 0.7%
Mercantile/Service | Commercial: Floorspace: Mercantile/Service: Reference case | AEO.2023.REF2023.KEI_FLR_COMM_MCSC_NA_NA_NA_BLNSQFT.A | billion sq ft |  | 17.1569 | 17.2614 | 17.4023 | 17.5725 | 17.7266 | 17.8721 | 18.0339 | 18.213 | 18.4051 | 18.6049 | 18.7991 | 18.9795 | 19.146 | 19.2982 | 19.4372 | 19.5654 | 19.6835 | 19.7927 | 19.895 | 19.9921 | 20.0863 | 20.1796 | 20.2735 | 20.3691 | 20.4672 | 20.5681 | 20.6719 | 20.7785 | 20.8873 | 0.7%
Warehouse | Commercial: Floorspace: Warehouse: Reference case | AEO.2023.REF2023.KEI_FLR_COMM_WHRC_NA_NA_NA_BLNSQFT.A | billion sq ft |  | 15.5982 | 15.9097 | 16.1703 | 16.4607 | 16.739 | 17.012 | 17.3031 | 17.6138 | 17.9403 | 18.2776 | 18.6131 | 18.9384 | 19.2531 | 19.5566 | 19.8495 | 20.1342 | 20.4111 | 20.6812 | 20.9463 | 21.2082 | 21.4691 | 21.7311 | 21.9958 | 22.2646 | 22.5382 | 22.8172 | 23.1017 | 23.3915 | 23.6864 | 1.5%
Other | Commercial: Floorspace: Other: Reference case | AEO.2023.REF2023.KEI_FLR_COMM_OTHU_NA_NA_NA_BLNSQFT.A | billion sq ft |  | 7.4926 | 7.5801 | 7.6723 | 7.778 | 7.8773 | 7.9734 | 8.0774 | 8.19 | 8.3091 | 8.4325 | 8.5543 | 8.6706 | 8.7814 | 8.8864 | 8.9859 | 9.0812 | 9.1725 | 9.2601 | 9.3451 | 9.4282 | 9.5105 | 9.5929 | 9.676 | 9.7605 | 9.8468 | 9.935 | 10.0251 | 10.1171 | 10.2109 | 1.1%
Total | Commercial: Floorspace: Total: Reference case | AEO.2023.REF2023.KEI_FLR_COMM_NA_NA_NA_NA_BLNSQFT.A | billion sq ft |  | 95.4715 | 96.3755 | 97.3566 | 98.5059 | 99.5698 | 100.5897 | 101.7052 | 102.9233 | 104.2203 | 105.5656 | 106.8855 | 108.132 | 109.3049 | 110.401 | 111.4262 | 112.3941 | 113.3083 | 114.175 | 115.0056 | 115.8103 | 116.6013 | 117.3906 | 118.1869 | 118.9969 | 119.825 | 120.6733 | 121.5424 | 122.4315 | 123.3384 | 0.9%
Stock Average Equipment Efficiency
Space Heating
Electricity | Commercial: Stock Average Efficiency: Space Heating: Electricity: Reference case | AEO.2023.REF2023.EFF_STKE_COMM_SPH_ELC_NA_NA_BTUOTPBTUIN.A | Btu Out/Btu In |  | 1.6003 | 1.5942 | 1.5871 | 1.5789 | 1.5708 | 1.563 | 1.5554 | 1.548 | 1.5405 | 1.5329 | 1.5255 | 1.5178 | 1.5105 | 1.5036 | 1.4969 | 1.4904 | 1.4843 | 1.4785 | 1.473 | 1.4675 | 1.4622 | 1.457 | 1.452 | 1.4471 | 1.442 | 1.437 | 1.4322 | 1.4274 | 1.4226 | -0.4%
Natural Gas | Commercial: Stock Average Efficiency: Space Heating: Natural Gas: Reference case | AEO.2023.REF2023.EFF_STKE_COMM_SPH_NG_NA_NA_BTUOTPBTUIN.A | Btu Out/Btu In |  | 0.79033 | 0.7916 | 0.7925 | 0.7931 | 0.79359 | 0.794 | 0.7944 | 0.7948 | 0.79517 | 0.79552 | 0.79585 | 0.79617 | 0.79646 | 0.79675 | 0.79702 | 0.79727 | 0.7975 | 0.79772 | 0.79793 | 0.79814 | 0.79833 | 0.7985 | 0.79863 | 0.79877 | 0.7989 | 0.79902 | 0.79913 | 0.79922 | 0.79932 | 0%
Distillate Fuel Oil | Commercial: Stock Average Efficiency: Space Heating: Distillate Fuel Oil: Reference case | AEO.2023.REF2023.EFF_STKE_COMM_SPH_DFO_NA_NA_BTUOTPBTUIN.A | Btu Out/Btu In |  | 0.81107 | 0.81191 | 0.81266 | 0.81323 | 0.81374 | 0.81421 | 0.81467 | 0.81511 | 0.81566 | 0.81617 | 0.81666 | 0.81712 | 0.81755 | 0.81796 | 0.81835 | 0.81871 | 0.81906 | 0.81938 | 0.81994 | 0.82047 | 0.82097 | 0.82141 | 0.82182 | 0.82221 | 0.82258 | 0.82293 | 0.82326 | 0.82357 | 0.82387 | 0.1%
Space Cooling
Electricity | Commercial: Stock Average Efficiency: Space Cooling: Electricity: Reference case | AEO.2023.REF2023.EFF_STKE_COMM_SPC_ELC_NA_NA_BTUOTPBTUIN.A | Btu Out/Btu In |  | 3.6319 | 3.6708 | 3.7058 | 3.741 | 3.7738 | 3.8041 | 3.834 | 3.8635 | 3.894 | 3.9236 | 3.9514 | 3.9781 | 4.0035 | 4.0275 | 4.0499 | 4.0711 | 4.0912 | 4.1104 | 4.1326 | 4.1536 | 4.1737 | 4.1932 | 4.2119 | 4.23 | 4.2471 | 4.2635 | 4.2795 | 4.2945 | 4.3087 | 0.6%
Natural Gas | Commercial: Stock Average Efficiency: Space Cooling: Natural Gas: Reference case | AEO.2023.REF2023.EFF_STKE_COMM_SPC_NG_NA_NA_BTUOTPBTUIN.A | Btu Out/Btu In |  | 0.79191 | 0.81589 | 0.80178 | 0.81152 | 0.82088 | 0.82997 | 0.83911 | 0.84825 | 0.85747 | 0.86655 | 0.87543 | 0.88411 | 0.89255 | 0.90077 | 0.90874 | 0.91658 | 0.92426 | 0.93173 | 0.93913 | 0.94647 | 0.95369 | 0.96079 | 0.96785 | 0.97489 | 0.98209 | 0.98933 | 0.99643 | 1.0035 | 1.0106 | 0.9%
Water Heating
Electricity | Commercial: Stock Average Efficiency: Water Heating: Electricity: Reference case | AEO.2023.REF2023.EFF_STKE_COMM_WTHT_ELC_NA_NA_BTUOTPBTUIN.A | Btu Out/Btu In |  | 1.159 | 1.1848 | 1.2101 | 1.2342 | 1.2552 | 1.2618 | 1.2684 | 1.2748 | 1.2812 | 1.2875 | 1.2941 | 1.3006 | 1.307 | 1.3132 | 1.3194 | 1.3255 | 1.3317 | 1.3377 | 1.3436 | 1.3493 | 1.355 | 1.3605 | 1.366 | 1.3712 | 1.3767 | 1.382 | 1.3871 | 1.3921 | 1.3969 | 0.7%
Natural Gas | Commercial: Stock Average Efficiency: Water Heating: Natural Gas: Reference case | AEO.2023.REF2023.EFF_STKE_COMM_WTHT_NG_NA_NA_BTUOTPBTUIN.A | Btu Out/Btu In |  | 0.89523 | 0.9006 | 0.90494 | 0.90891 | 0.91243 | 0.9156 | 0.91851 | 0.92115 | 0.92355 | 0.92571 | 0.92765 | 0.92937 | 0.9309 | 0.93226 | 0.93347 | 0.93455 | 0.93552 | 0.93638 | 0.93715 | 0.93784 | 0.93845 | 0.93901 | 0.9395 | 0.9402 | 0.94084 | 0.94141 | 0.94192 | 0.94238 | 0.9428 | 0.2%
Distillate Fuel Oil | Commercial: Stock Average Efficiency: Water Heating: Distillate Fuel Oil: Reference case | AEO.2023.REF2023.EFF_STKE_COMM_WTHT_DFO_NA_NA_BTUOTPBTUIN.A | Btu Out/Btu In |  | 0.80797 | 0.809 | 0.80996 | 0.81085 | 0.81165 | 0.81239 | 0.81306 | 0.81367 | 0.81424 | 0.81475 | 0.81522 | 0.81564 | 0.81603 | 0.81638 | 0.81669 | 0.81698 | 0.81724 | 0.81749 | 0.8177 | 0.8179 | 0.81808 | 0.81825 | 0.8184 | 0.81854 | 0.81867 | 0.81878 | 0.81889 | 0.81898 | 0.81907 | 0%
Ventilation (cubic feet per minute per Btu)
Electricity | Commercial: Stock Average Efficiency: Ventilation: Electricity: Reference case | AEO.2023.REF2023.EFF_STKE_COMM_VNTC_ELC_NA_NA_CUFTPMINPBTU.A | cu ft/minute/Btu |  | 0.33524 | 0.33593 | 0.33659 | 0.33724 | 0.33788 | 0.33849 | 0.33908 | 0.33964 | 0.34053 | 0.34141 | 0.34224 | 0.34303 | 0.34378 | 0.34449 | 0.34516 | 0.34579 | 0.3464 | 0.34696 | 0.3475 | 0.34801 | 0.3485 | 0.34896 | 0.34939 | 0.3498 | 0.35018 | 0.35053 | 0.35087 | 0.35118 | 0.35146 | 0.2%
Cooking
Electricity | Commercial: Stock Average Efficiency: Cooking: Electricity: Reference case | AEO.2023.REF2023.EFF_STKE_COMM_CGR_ELC_NA_NA_BTUOTPBTUIN.A | Btu Out/Btu In |  | 0.69348 | 0.69406 | 0.69461 | 0.69511 | 0.69556 | 0.69596 | 0.69634 | 0.69668 | 0.69699 | 0.69727 | 0.69752 | 0.69775 | 0.69796 | 0.69815 | 0.69832 | 0.69847 | 0.69861 | 0.69873 | 0.69885 | 0.69895 | 0.69904 | 0.69913 | 0.69921 | 0.69928 | 0.69934 | 0.6994 | 0.69946 | 0.69951 | 0.69955 | 0%
Natural Gas | Commercial: Stock Average Efficiency: Cooking: Natural Gas: Reference case | AEO.2023.REF2023.EFF_STKE_COMM_CGR_NG_NA_NA_BTUOTPBTUIN.A | Btu Out/Btu In |  | 0.31667 | 0.31667 | 0.31667 | 0.31667 | 0.31667 | 0.31667 | 0.31667 | 0.31667 | 0.31667 | 0.31667 | 0.31667 | 0.31667 | 0.31667 | 0.31667 | 0.31667 | 0.31667 | 0.31667 | 0.31667 | 0.31667 | 0.31667 | 0.31667 | 0.31667 | 0.31667 | 0.31667 | 0.31667 | 0.31667 | 0.31667 | 0.31667 | 0.31667 | 0%
Lighting Efficacy
(efficacy in lumens per watt)
Electricity | Commercial: Stock Average Efficiency: Lighting Efficacy: Electricity: Reference case | AEO.2023.REF2023.EFF_STKE_COMM_LGHTNG_ELC_NA_NA_LMNPWATT.A | lumens/watt |  | 75.3526 | 77.416 | 79.0814 | 80.4211 | 81.5517 | 82.5385 | 83.4059 | 84.1589 | 85.7452 | 87.3346 | 88.8559 | 90.2982 | 91.7317 | 93.1471 | 94.5617 | 96.1526 | 97.8519 | 99.8306 | 100.6426 | 101.3813 | 102.0947 | 102.7307 | 103.2868 | 103.7798 | 104.2125 | 104.5236 | 104.7968 | 105.0349 | 105.2274 | 1.2%
Refrigeration
Electricity | Commercial: Stock Average Efficiency: Refrigeration: Electricity: Reference case | AEO.2023.REF2023.EFF_STKE_COMM_REFR_ELC_NA_NA_BTUOTPBTUIN.A | Btu Out/Btu In |  | 3.0188 | 3.041 | 3.061 | 3.0787 | 3.0942 | 3.1078 | 3.1199 | 3.1306 | 3.1458 | 3.1594 | 3.1713 | 3.1819 | 3.1911 | 3.1992 | 3.2064 | 3.2127 | 3.2182 | 3.2232 | 3.2275 | 3.2313 | 3.2348 | 3.2378 | 3.2405 | 3.2429 | 3.245 | 3.2469 | 3.2485 | 3.25 | 3.2513 | 0.3%
Distributed Generation and
Combined Heat and Power
Generating Capacity (gigawatts)
Petroleum | Commercial: Combined Heat and Power: Generating Capacity: Petroleum: Reference case | AEO.2023.REF2023.CAP_NA_COMM_CHP_PET_NA_NA_MW.A | GW |  | 0.01398 | 0.01398 | 0.01398 | 0.01398 | 0.01398 | 0.01398 | 0.01398 | 0.01398 | 0.01398 | 0.01398 | 0.01398 | 0.01398 | 0.01398 | 0.01398 | 0.01398 | 0.01398 | 0.01398 | 0.01398 | 0.01398 | 0.01398 | 0.01398 | 0.01398 | 0.01398 | 0.01398 | 0.01398 | 0.01398 | 0.01398 | 0.01398 | 0.01398 | 0%
Natural Gas | Commercial: Combined Heat and Power: Generating Capacity: Natural Gas: Reference case | AEO.2023.REF2023.CAP_NA_COMM_CHP_NG_NA_NA_MW.A | GW |  | 1.3681 | 1.394 | 1.4228 | 1.4433 | 1.4616 | 1.4808 | 1.5004 | 1.5205 | 1.5438 | 1.5674 | 1.5924 | 1.6152 | 1.6366 | 1.6559 | 1.672 | 1.6858 | 1.7005 | 1.7163 | 1.7278 | 1.739 | 1.7499 | 1.7615 | 1.7718 | 1.7815 | 1.7918 | 1.8023 | 1.8142 | 1.8252 | 1.8365 | 1.1%
Solar Photovoltaic | Commercial: Combined Heat and Power: Generating Capacity: Solar Photovoltaic: Reference case | AEO.2023.REF2023.CAP_NA_COMM_CHP_SLR_PHTVL_NA_MW.A | GW |  | 22.4913 | 26.8155 | 30.254 | 33.1785 | 34.7857 | 36.6543 | 38.292 | 40.8375 | 42.6253 | 44.444 | 46.0779 | 48.4389 | 51.0298 | 52.5093 | 55.2555 | 56.8652 | 59.1745 | 61.3381 | 63.2444 | 64.9057 | 66.276 | 67.4724 | 68.5586 | 69.6531 | 71.5347 | 72.1488 | 73.2454 | 73.7637 | 74.1175 | 4.4%
Wind | Commercial: Combined Heat and Power: Generating Capacity: Wind: Reference case | AEO.2023.REF2023.CAP_NA_COMM_CHP_WND_NA_NA_MW.A | GW |  | 0.55488 | 0.55974 | 0.56107 | 0.56107 | 0.56107 | 0.56107 | 0.56111 | 0.56111 | 0.56122 | 0.56146 | 0.56233 | 0.56416 | 0.56611 | 0.56646 | 0.5681 | 0.56839 | 0.5698 | 0.57159 | 0.57175 | 0.57225 | 0.57252 | 0.57303 | 0.57323 | 0.57334 | 0.57366 | 0.57366 | 0.57397 | 0.57397 | 0.57397 | 0.1%
Other | Commercial: Combined Heat and Power: Generating Capacity: Other: Reference case | AEO.2023.REF2023.CAP_NA_COMM_CHP_OTH_NA_NA_MW.A | GW |  | 0.11776 | 0.11776 | 0.11776 | 0.11776 | 0.11776 | 0.11776 | 0.11776 | 0.11776 | 0.11776 | 0.11776 | 0.11776 | 0.11776 | 0.11776 | 0.11776 | 0.11776 | 0.11776 | 0.11776 | 0.11776 | 0.11776 | 0.11776 | 0.11776 | 0.11776 | 0.11776 | 0.11776 | 0.11776 | 0.11776 | 0.11776 | 0.11776 | 0.11776 | 0%
Total | Commercial: Combined Heat and Power: Generating Capacity: Total: Reference case | AEO.2023.REF2023.CAP_NA_COMM_CHP_TOT_NA_NA_MW.A | GW |  | 24.5461 | 28.901 | 32.3696 | 35.3145 | 36.9401 | 38.828 | 40.4852 | 43.0509 | 44.8621 | 46.7046 | 48.3643 | 50.75 | 53.3643 | 54.8634 | 57.6273 | 59.2512 | 61.5766 | 63.7577 | 65.6757 | 67.3487 | 68.7302 | 69.9387 | 71.0354 | 72.1397 | 74.0319 | 74.6565 | 75.7652 | 76.2946 | 76.6597 | 4.2%
Net Generation (billion kilowatthours)
Petroleum | Commercial: Combined Heat and Power: Net Generation: Petroleum: Reference case | AEO.2023.REF2023.GEN_NA_COMM_CHP_PET_NA_NA_MILLKWH.A | billion kWh |  | 0.097511 | 0.097511 | 0.097511 | 0.097511 | 0.097511 | 0.097511 | 0.097511 | 0.097511 | 0.097511 | 0.097511 | 0.097511 | 0.097511 | 0.097511 | 0.097511 | 0.097511 | 0.097511 | 0.097511 | 0.097511 | 0.097511 | 0.097511 | 0.097511 | 0.097511 | 0.097511 | 0.097511 | 0.097511 | 0.097511 | 0.097511 | 0.097511 | 0.097511 | 0%
Natural Gas | Commercial: Combined Heat and Power: Net Generation: Natural Gas: Reference case | AEO.2023.REF2023.GEN_NA_COMM_CHP_NG_NA_NA_MILLKWH.A | billion kWh |  | 9.5428 | 9.7233 | 9.9238 | 10.0667 | 10.1949 | 10.3286 | 10.4652 | 10.6057 | 10.768 | 10.9326 | 11.1067 | 11.2663 | 11.4154 | 11.5497 | 11.6619 | 11.7588 | 11.8609 | 11.9709 | 12.0513 | 12.1292 | 12.2057 | 12.2864 | 12.3584 | 12.4262 | 12.4979 | 12.5712 | 12.6538 | 12.7304 | 12.8097 | 1.1%
Solar Photovoltaic | Commercial: Combined Heat and Power: Net Generation: Solar Photovoltaic: Reference case | AEO.2023.REF2023.GEN_NA_COMM_CHP_SLR_PHTVL_NA_MILLKWH.A | billion kWh |  | 31.8841 | 37.8785 | 42.6282 | 46.5059 | 48.6672 | 51.1941 | 53.3806 | 56.7813 | 59.2081 | 61.6397 | 63.7998 | 66.9624 | 70.3036 | 72.2707 | 75.8489 | 77.9916 | 81.0215 | 83.8268 | 86.3402 | 88.523 | 90.3524 | 91.9478 | 93.4281 | 94.8869 | 97.3684 | 98.2204 | 99.6441 | 100.3745 | 100.877 | 4.2%
Wind | Commercial: Combined Heat and Power: Net Generation: Wind: Reference case | AEO.2023.REF2023.GEN_NA_COMM_CHP_WND_NA_NA_MILLKWH.A | billion kWh |  | 0.75531 | 0.76344 | 0.76569 | 0.76569 | 0.76569 | 0.76569 | 0.76576 | 0.76576 | 0.76589 | 0.76624 | 0.76764 | 0.77063 | 0.77387 | 0.7744 | 0.77713 | 0.77759 | 0.77994 | 0.78297 | 0.78324 | 0.78407 | 0.78448 | 0.78524 | 0.78549 | 0.78562 | 0.78612 | 0.78612 | 0.78662 | 0.78662 | 0.78662 | 0.1%
Other | Commercial: Combined Heat and Power: Net Generation: Other: Reference case | AEO.2023.REF2023.GEN_NA_COMM_CHP_OTH_NA_NA_MILLKWH.A | billion kWh |  | 0.86205 | 0.86205 | 0.86205 | 0.86205 | 0.86205 | 0.86205 | 0.86205 | 0.86205 | 0.86205 | 0.86205 | 0.86205 | 0.86205 | 0.86205 | 0.86205 | 0.86205 | 0.86205 | 0.86205 | 0.86205 | 0.86205 | 0.86205 | 0.86205 | 0.86205 | 0.86205 | 0.86205 | 0.86205 | 0.86205 | 0.86205 | 0.86205 | 0.86205 | 0%
Total | Commercial: Combined Heat and Power: Net Generation: Total: Reference case | AEO.2023.REF2023.GEN_NA_COMM_CHP_TOT_NA_NA_MILLKWH.A | billion kWh |  | 43.1418 | 49.3247 | 54.2772 | 58.2979 | 60.5873 | 63.248 | 65.5711 | 69.1123 | 71.7016 | 74.2981 | 76.6337 | 79.959 | 83.4524 | 85.5544 | 89.2474 | 91.4875 | 94.6218 | 97.5403 | 100.1343 | 102.3958 | 104.3021 | 105.979 | 107.5315 | 109.0582 | 111.6119 | 112.5372 | 114.0441 | 114.8511 | 115.4329 | 3.6%
Disposition
Sales to the Grid | Commercial: Combined Heat and Power: Net Generation: Sales to the Grid: Reference case | AEO.2023.REF2023.GEN_NA_COMM_CHP_STG_NA_NA_MILLKWH.A | billion kWh |  | 7.7965 | 7.9141 | 8.03 | 8.164 | 8.28 | 8.388 | 8.5068 | 8.6406 | 8.7865 | 8.9389 | 9.0873 | 9.2221 | 9.3453 | 9.4566 | 9.5567 | 9.6482 | 9.7304 | 9.8069 | 9.8767 | 9.9426 | 10.0071 | 10.0717 | 10.1366 | 10.2028 | 10.2713 | 10.342 | 10.4158 | 10.492 | 10.5704 | 1.1%
Generation for Own Use | Commercial: Combined Heat and Power: Net Generation: Generation for Own Use: Reference case | AEO.2023.REF2023.GEN_NA_COMM_CHP_GFO_NA_NA_MILLKWH.A | billion kWh |  | 35.3453 | 41.4107 | 46.2472 | 50.1338 | 52.3074 | 54.86 | 57.0642 | 60.4717 | 62.915 | 65.3592 | 67.5464 | 70.7369 | 74.1071 | 76.0978 | 79.6907 | 81.8393 | 84.8914 | 87.7334 | 90.2576 | 92.4532 | 94.295 | 95.9073 | 97.3949 | 98.8555 | 101.3406 | 102.1952 | 103.6283 | 104.3591 | 104.8624 | 4%
Energy Input (trillion Btu)
Petroleum | Commercial: Combined Heat and Power: Energy Input: Petroleum: Reference case | AEO.2023.REF2023.CNSM_NA_COMM_CHP_PET_NA_NA_TRLBTU.A | trillion Btu |  | 1.0165 | 1.0165 | 1.0165 | 1.0165 | 1.0165 | 1.0165 | 1.0165 | 1.0165 | 1.0165 | 1.0165 | 1.0165 | 1.0165 | 1.0165 | 1.0165 | 1.0165 | 1.0165 | 1.0165 | 1.0165 | 1.0165 | 1.0165 | 1.0165 | 1.0165 | 1.0165 | 1.0165 | 1.0165 | 1.0165 | 1.0165 | 1.0165 | 1.0165 | 0%
Natural Gas | Commercial: Combined Heat and Power: Energy Input: Natural Gas: Reference case | AEO.2023.REF2023.CNSM_NA_COMM_CHP_NG_NA_NA_TRLBTU.A | trillion Btu |  | 102.6951 | 104.6887 | 106.9367 | 108.5236 | 109.9526 | 111.4542 | 112.9885 | 114.5669 | 116.3947 | 118.2417 | 120.1952 | 121.9827 | 123.6455 | 125.1405 | 126.382 | 127.4524 | 128.5803 | 129.7959 | 130.6785 | 131.5328 | 132.3725 | 133.2574 | 134.0457 | 134.7871 | 135.5706 | 136.3717 | 137.2747 | 138.1122 | 138.977 | 1.1%
Solar Photovoltaic | Commercial: Combined Heat and Power: Energy Input: Solar Photovoltaic: Reference case | AEO.2023.REF2023.CNSM_NA_COMM_CHP_SLR_PHTVL_NA_TRLBTU.A | trillion Btu |  | 261.8154 | 308.0442 | 349.1245 | 378.4625 | 393.909 | 414.6203 | 431.8757 | 460.3053 | 480.624 | 501.8276 | 519.7545 | 545.58 | 573.5802 | 591.7087 | 620.7381 | 637.3362 | 658.8399 | 681.9144 | 701.094 | 720.8517 | 735.4153 | 748.4048 | 761.1821 | 772.8342 | 793.0862 | 800.9689 | 811.4014 | 818.5808 | 819.181 | 4.2%
Wind | Commercial: Combined Heat and Power: Energy Input: Wind: Reference case | AEO.2023.REF2023.CNSM_NA_COMM_CHP_WND_NA_NA_TRLBTU.A | trillion Btu |  | 6.7918 | 6.7889 | 6.8487 | 6.794 | 6.7299 | 6.7143 | 6.7315 | 6.7956 | 6.7824 | 6.8197 | 6.8348 | 6.8362 | 6.8568 | 6.9028 | 6.9139 | 6.8828 | 6.8004 | 6.8083 | 6.7808 | 6.8043 | 6.8026 | 6.7917 | 6.7827 | 6.7688 | 6.7645 | 6.7665 | 6.7604 | 6.7544 | 6.743 | 0%
Other | Commercial: Combined Heat and Power: Energy Input: Other: Reference case | AEO.2023.REF2023.CNSM_NA_COMM_CHP_OTH_NA_NA_TRLBTU.A | trillion Btu |  | 16.7601 | 16.7601 | 16.7601 | 16.7601 | 16.7601 | 16.7601 | 16.7601 | 16.7601 | 16.7601 | 16.7601 | 16.7601 | 16.7601 | 16.7601 | 16.7601 | 16.7601 | 16.7601 | 16.7601 | 16.7601 | 16.7601 | 16.7601 | 16.7601 | 16.7601 | 16.7601 | 16.7601 | 16.7601 | 16.7601 | 16.7601 | 16.7601 | 16.7601 | 0%
Total | Commercial: Combined Heat and Power: Energy Input: Total: Reference case | AEO.2023.REF2023.CNSM_NA_COMM_CHP_TOT_NA_NA_TRLBTU.A | trillion Btu |  | 389.0789 | 437.2986 | 480.6866 | 511.5568 | 528.3682 | 550.5656 | 569.3723 | 599.4445 | 621.5777 | 644.6656 | 664.5612 | 692.1754 | 721.8591 | 741.5288 | 771.8107 | 789.4481 | 811.9973 | 836.2952 | 856.3299 | 876.9655 | 892.3671 | 906.2307 | 919.7871 | 932.1669 | 953.1981 | 961.8839 | 973.2131 | 981.224 | 982.6776 | 3.4%

## AEO25_Table_22._Commercial
Table 22. Commercial Sector Energy Consumption, Floorspace, Equipment Efficiency, and Distributed Generation
https://www.eia.gov/outlooks/aeo/data/browser/#/?id=32-AEO2025&cases=highZTC&sourcekey=0
Tue Dec 02 2025 13:21:51 GMT-0800 (Pacific Standard Time)
Source: U.S. Energy Information Administration
| full name | api key | units | 2023 | 2024 | 2025 | 2026 | 2027 | 2028 | 2029 | 2030 | 2031 | 2032 | 2033 | 2034 | 2035 | 2036 | 2037 | 2038 | 2039 | 2040 | 2041 | 2042 | 2043 | 2044 | 2045 | 2046 | 2047 | 2048 | 2049 | 2050 | Growth (2024-2050)
Commercial Building Delivered
Energy Consumption (quadrillion Btu)
Assembly | Commercial: Gross End-use: Assembly: High Zero-Carbon Technology Cost | AEO.2025.HIGHZTC.CNSM_NA_COMM_ASB_GROSENUS_NA_NA_QBTU.A | quads |  | 0.84868 | 0.88405 | 0.89418 | 0.90365 | 0.91048 | 0.91443 | 0.91583 | 0.91812 | 0.92017 | 0.92177 | 0.92458 | 0.92938 | 0.93603 | 0.94353 | 0.95073 | 0.95843 | 0.96597 | 0.97333 | 0.98049 | 0.98783 | 0.9955 | 1.0034 | 1.0111 | 1.0192 | 1.0278 | 1.0365 | 1.0453 | 0.8%
Education | Commercial: Gross End-use: Education: High Zero-Carbon Technology Cost | AEO.2025.HIGHZTC.CNSM_NA_COMM_EDD_GROSENUS_NA_NA_QBTU.A | quads |  | 1.0179 | 1.052 | 1.0638 | 1.0739 | 1.0812 | 1.0853 | 1.086 | 1.087 | 1.0874 | 1.0869 | 1.0875 | 1.0904 | 1.0953 | 1.101 | 1.1064 | 1.1123 | 1.1176 | 1.1224 | 1.1268 | 1.1314 | 1.1362 | 1.1413 | 1.1459 | 1.1508 | 1.1561 | 1.1613 | 1.1664 | 0.5%
Food Sales | Commercial: Gross End-use: Food Sales: High Zero-Carbon Technology Cost | AEO.2025.HIGHZTC.CNSM_NA_COMM_FDSA_GROSENUS_NA_NA_QBTU.A | quads |  | 0.19708 | 0.20136 | 0.20273 | 0.20441 | 0.20556 | 0.20606 | 0.20572 | 0.20563 | 0.20552 | 0.20529 | 0.20524 | 0.20556 | 0.20617 | 0.20689 | 0.20747 | 0.20807 | 0.20853 | 0.2091 | 0.2096 | 0.21006 | 0.21053 | 0.21098 | 0.21136 | 0.21175 | 0.21215 | 0.2125 | 0.21281 | 0.3%
Food Service | Commercial: Gross End-use: Food Service: High Zero-Carbon Technology Cost | AEO.2025.HIGHZTC.CNSM_NA_COMM_FSC_GROSENUS_NA_NA_QBTU.A | quads |  | 0.36002 | 0.36968 | 0.37447 | 0.37878 | 0.3817 | 0.3833 | 0.3837 | 0.38439 | 0.38487 | 0.3851 | 0.38578 | 0.38734 | 0.38963 | 0.39218 | 0.3945 | 0.39686 | 0.39889 | 0.40082 | 0.40257 | 0.40426 | 0.40597 | 0.40763 | 0.4091 | 0.41065 | 0.41228 | 0.41379 | 0.4152 | 0.6%
Health Care | Commercial: Gross End-use: Health Care: High Zero-Carbon Technology Cost | AEO.2025.HIGHZTC.CNSM_NA_COMM_HLC_GROSENUS_NA_NA_QBTU.A | quads |  | 0.42599 | 0.44457 | 0.45241 | 0.45956 | 0.46517 | 0.4693 | 0.47186 | 0.47451 | 0.47677 | 0.4787 | 0.4813 | 0.48505 | 0.48986 | 0.49523 | 0.50056 | 0.5062 | 0.51155 | 0.51663 | 0.52147 | 0.52626 | 0.53129 | 0.53643 | 0.54143 | 0.5467 | 0.5522 | 0.55766 | 0.56313 | 1.1%
Lodging | Commercial: Gross End-use: Lodging: High Zero-Carbon Technology Cost | AEO.2025.HIGHZTC.CNSM_NA_COMM_LGC_GROSENUS_NA_NA_QBTU.A | quads |  | 0.68129 | 0.70705 | 0.72162 | 0.73589 | 0.74814 | 0.75818 | 0.76575 | 0.77357 | 0.78103 | 0.7882 | 0.79633 | 0.8061 | 0.81745 | 0.8296 | 0.84158 | 0.85406 | 0.86616 | 0.87792 | 0.88938 | 0.90087 | 0.91273 | 0.92478 | 0.9367 | 0.94911 | 0.96192 | 0.97474 | 0.98767 | 1.4%
Office - Large | Commercial: Gross End-use: Office - Large: High Zero-Carbon Technology Cost | AEO.2025.HIGHZTC.CNSM_NA_COMM_OFLC_GROSENUS_NA_NA_QBTU.A | quads |  | 0.84531 | 0.8648 | 0.87358 | 0.88402 | 0.89253 | 0.89806 | 0.89984 | 0.90124 | 0.90227 | 0.90309 | 0.905 | 0.90825 | 0.9131 | 0.9188 | 0.92409 | 0.93 | 0.93599 | 0.94165 | 0.94702 | 0.95233 | 0.95793 | 0.9637 | 0.96929 | 0.97496 | 0.98093 | 0.98694 | 0.99306 | 0.6%
Office - Small | Commercial: Gross End-use: Office - Small: High Zero-Carbon Technology Cost | AEO.2025.HIGHZTC.CNSM_NA_COMM_OFSC_GROSENUS_NA_NA_QBTU.A | quads |  | 0.54838 | 0.56464 | 0.57296 | 0.58193 | 0.58943 | 0.59474 | 0.59774 | 0.60076 | 0.60372 | 0.60624 | 0.60966 | 0.61436 | 0.62003 | 0.62624 | 0.63217 | 0.63842 | 0.64475 | 0.65114 | 0.65745 | 0.66385 | 0.67047 | 0.67719 | 0.68387 | 0.69088 | 0.69814 | 0.70546 | 0.71295 | 1%
Mercantile/Service | Commercial: Gross End-use: Mercantile/Service: High Zero-Carbon Technology Cost | AEO.2025.HIGHZTC.CNSM_NA_COMM_MCSC_GROSENUS_NA_NA_QBTU.A | quads |  | 1.2938 | 1.332 | 1.3457 | 1.3598 | 1.3703 | 1.3759 | 1.3758 | 1.3768 | 1.3777 | 1.3776 | 1.3788 | 1.3833 | 1.3904 | 1.3985 | 1.4059 | 1.4138 | 1.4207 | 1.4273 | 1.4336 | 1.44 | 1.4466 | 1.4533 | 1.4595 | 1.4662 | 1.4731 | 1.4799 | 1.4864 | 0.5%
Warehouse | Commercial: Gross End-use: Warehouse: High Zero-Carbon Technology Cost | AEO.2025.HIGHZTC.CNSM_NA_COMM_WHRC_GROSENUS_NA_NA_QBTU.A | quads |  | 0.71577 | 0.72448 | 0.74138 | 0.75724 | 0.77172 | 0.7842 | 0.79412 | 0.80473 | 0.81554 | 0.82628 | 0.83818 | 0.8515 | 0.86593 | 0.88116 | 0.89632 | 0.91209 | 0.92809 | 0.94432 | 0.96061 | 0.97719 | 0.9942 | 1.0115 | 1.029 | 1.047 | 1.0655 | 1.0842 | 1.1032 | 1.7%
Other | Commercial: Gross End-use: Other: High Zero-Carbon Technology Cost | AEO.2025.HIGHZTC.CNSM_NA_COMM_OTHU_GROSENUS_NA_NA_QBTU.A | quads |  | 0.57761 | 0.60371 | 0.62371 | 0.64481 | 0.66541 | 0.68477 | 0.70257 | 0.72082 | 0.73943 | 0.75854 | 0.77909 | 0.80137 | 0.82563 | 0.8515 | 0.87791 | 0.90567 | 0.93444 | 0.96408 | 0.99449 | 1.0259 | 1.0587 | 1.0928 | 1.1279 | 1.1647 | 1.203 | 1.2423 | 1.2834 | 3.1%
Total | Commercial: Gross End-use: Total: High Zero-Carbon Technology Cost | AEO.2025.HIGHZTC.CNSM_NA_COMM_NA_GROSENUS_NA_NA_QBTU.A | quads |  | 7.5118 | 7.7483 | 7.8666 | 7.984 | 8.0816 | 8.1543 | 8.1989 | 8.2476 | 8.2944 | 8.3378 | 8.3915 | 8.4626 | 8.5495 | 8.6446 | 8.7376 | 8.836 | 8.9326 | 9.0287 | 9.1235 | 9.2199 | 9.3202 | 9.4231 | 9.5252 | 9.6319 | 9.743 | 9.8553 | 9.9695 | 1.1%
Commercial Building Floorspace
(billion square feet)
Assembly | Commercial: Floorspace: Assembly: High Zero-Carbon Technology Cost | AEO.2025.HIGHZTC.KEI_FLR_COMM_ASB_NA_NA_NA_BLNSQFT.A | billion sq ft |  | 12.8175 | 13.0246 | 13.145 | 13.2854 | 13.4355 | 13.5834 | 13.7244 | 13.8604 | 13.9956 | 14.1312 | 14.2661 | 14.3987 | 14.5269 | 14.6499 | 14.7679 | 14.8816 | 14.9917 | 15.0988 | 15.2034 | 15.3059 | 15.4066 | 15.5061 | 15.6046 | 15.7026 | 15.8002 | 15.8974 | 15.9943 | 0.9%
Education | Commercial: Floorspace: Education: High Zero-Carbon Technology Cost | AEO.2025.HIGHZTC.KEI_FLR_COMM_EDD_NA_NA_NA_BLNSQFT.A | billion sq ft |  | 14.4772 | 14.6694 | 14.86 | 15.0745 | 15.3015 | 15.5278 | 15.7478 | 15.9637 | 16.1802 | 16.3988 | 16.6183 | 16.8366 | 17.0515 | 17.2618 | 17.4678 | 17.6703 | 17.87 | 18.0677 | 18.2638 | 18.4589 | 18.6533 | 18.8477 | 19.0425 | 19.2381 | 19.4347 | 19.6323 | 19.831 | 1.2%
Food Sales | Commercial: Floorspace: Food Sales: High Zero-Carbon Technology Cost | AEO.2025.HIGHZTC.KEI_FLR_COMM_FDSA_NA_NA_NA_BLNSQFT.A | billion sq ft |  | 1.0132 | 1.031 | 1.0407 | 1.0519 | 1.064 | 1.0759 | 1.0872 | 1.0981 | 1.109 | 1.1199 | 1.1308 | 1.1414 | 1.1518 | 1.1617 | 1.1713 | 1.1805 | 1.1894 | 1.1981 | 1.2066 | 1.2149 | 1.2231 | 1.2312 | 1.2392 | 1.2472 | 1.2551 | 1.2631 | 1.271 | 0.9%
Food Service | Commercial: Floorspace: Food Service: High Zero-Carbon Technology Cost | AEO.2025.HIGHZTC.KEI_FLR_COMM_FSC_NA_NA_NA_BLNSQFT.A | billion sq ft |  | 1.4015 | 1.4271 | 1.4416 | 1.4583 | 1.4761 | 1.4937 | 1.5106 | 1.527 | 1.5434 | 1.5598 | 1.5761 | 1.5923 | 1.608 | 1.6232 | 1.6378 | 1.6521 | 1.6659 | 1.6795 | 1.6928 | 1.7059 | 1.7188 | 1.7317 | 1.7445 | 1.7572 | 1.77 | 1.7827 | 1.7954 | 1%
Health Care | Commercial: Floorspace: Health Care: High Zero-Carbon Technology Cost | AEO.2025.HIGHZTC.KEI_FLR_COMM_HLC_NA_NA_NA_BLNSQFT.A | billion sq ft |  | 2.4834 | 2.5297 | 2.5717 | 2.6181 | 2.667 | 2.7159 | 2.7641 | 2.8118 | 2.8598 | 2.9085 | 2.9576 | 3.0067 | 3.0555 | 3.1038 | 3.1515 | 3.1988 | 3.2459 | 3.2928 | 3.3397 | 3.3866 | 3.4336 | 3.4808 | 3.5284 | 3.5763 | 3.6246 | 3.6734 | 3.7226 | 1.6%
Lodging | Commercial: Floorspace: Lodging: High Zero-Carbon Technology Cost | AEO.2025.HIGHZTC.KEI_FLR_COMM_LGC_NA_NA_NA_BLNSQFT.A | billion sq ft |  | 7.4181 | 7.5841 | 7.7084 | 7.8457 | 7.9903 | 8.1352 | 8.2776 | 8.4186 | 8.5606 | 8.7044 | 8.8493 | 8.9944 | 9.1384 | 9.2806 | 9.4211 | 9.5605 | 9.699 | 9.837 | 9.9748 | 10.1127 | 10.2508 | 10.3896 | 10.5291 | 10.6698 | 10.8115 | 10.9546 | 11.0988 | 1.6%
Office - Large | Commercial: Floorspace: Office - Large: High Zero-Carbon Technology Cost | AEO.2025.HIGHZTC.KEI_FLR_COMM_OFLC_NA_NA_NA_BLNSQFT.A | billion sq ft |  | 11.0344 | 11.1708 | 11.2897 | 11.4261 | 11.5713 | 11.715 | 11.8532 | 11.9875 | 12.1215 | 12.2562 | 12.3909 | 12.5238 | 12.6534 | 12.7789 | 12.9004 | 13.0185 | 13.1339 | 13.247 | 13.3583 | 13.4681 | 13.5767 | 13.6846 | 13.7921 | 13.8994 | 14.0067 | 14.1141 | 14.2215 | 1%
Office - Small | Commercial: Floorspace: Office - Small: High Zero-Carbon Technology Cost | AEO.2025.HIGHZTC.KEI_FLR_COMM_OFSC_NA_NA_NA_BLNSQFT.A | billion sq ft |  | 8.0952 | 8.1973 | 8.2871 | 8.3897 | 8.4989 | 8.607 | 8.7112 | 8.8125 | 8.9136 | 9.0153 | 9.1171 | 9.2176 | 9.3157 | 9.4108 | 9.503 | 9.5928 | 9.6806 | 9.7667 | 9.8516 | 9.9353 | 10.0183 | 10.1007 | 10.1829 | 10.265 | 10.3471 | 10.4293 | 10.5115 | 1%
Mercantile/Service | Commercial: Floorspace: Mercantile/Service: High Zero-Carbon Technology Cost | AEO.2025.HIGHZTC.KEI_FLR_COMM_MCSC_NA_NA_NA_BLNSQFT.A | billion sq ft |  | 17.7978 | 18.0872 | 18.2963 | 18.534 | 18.7864 | 19.0368 | 19.2787 | 19.5145 | 19.7502 | 19.9875 | 20.225 | 20.4602 | 20.6902 | 20.9137 | 21.1311 | 21.3434 | 21.5514 | 21.756 | 21.9579 | 22.1576 | 22.3557 | 22.5528 | 22.7496 | 22.9463 | 23.1433 | 23.3407 | 23.5385 | 1.1%
Warehouse | Commercial: Floorspace: Warehouse: High Zero-Carbon Technology Cost | AEO.2025.HIGHZTC.KEI_FLR_COMM_WHRC_NA_NA_NA_BLNSQFT.A | billion sq ft |  | 20.811 | 20.6883 | 21.0907 | 21.5303 | 21.9916 | 22.4558 | 22.9148 | 23.3717 | 23.8333 | 24.3017 | 24.7752 | 25.2508 | 25.725 | 26.196 | 26.6642 | 27.1305 | 27.596 | 28.0619 | 28.5287 | 28.9972 | 29.4681 | 29.9422 | 30.4202 | 30.9029 | 31.3904 | 31.883 | 32.3807 | 1.7%
Other | Commercial: Floorspace: Other: High Zero-Carbon Technology Cost | AEO.2025.HIGHZTC.KEI_FLR_COMM_OTHU_NA_NA_NA_BLNSQFT.A | billion sq ft |  | 6.0226 | 6.1126 | 6.2038 | 6.3052 | 6.4122 | 6.5192 | 6.6239 | 6.7273 | 6.8312 | 6.9364 | 7.0422 | 7.1479 | 7.2525 | 7.3554 | 7.4569 | 7.5571 | 7.6565 | 7.7553 | 7.8537 | 7.952 | 8.0503 | 8.1489 | 8.2479 | 8.3476 | 8.448 | 8.5491 | 8.651 | 1.4%
Total | Commercial: Floorspace: Total: High Zero-Carbon Technology Cost | AEO.2025.HIGHZTC.KEI_FLR_COMM_NA_NA_NA_NA_BLNSQFT.A | billion sq ft |  | 103.3719 | 104.5219 | 105.935 | 107.5192 | 109.1948 | 110.8657 | 112.4936 | 114.0929 | 115.6983 | 117.3197 | 118.9487 | 120.5706 | 122.1689 | 123.7356 | 125.2729 | 126.786 | 128.2802 | 129.7608 | 131.2313 | 132.6949 | 134.1554 | 135.6163 | 137.0811 | 138.5523 | 140.0316 | 141.5196 | 143.0162 | 1.3%
Stock Average Equipment Efficiency
Space Heating
Electricity | Commercial: Stock Average Efficiency: Space Heating: Electricity: High Zero-Carbon Technology Cost | AEO.2025.HIGHZTC.EFF_STKE_COMM_SPH_ELC_NA_NA_BTUOTPBTUIN.A | Btu Out/Btu In |  | 1.69 | 1.6663 | 1.6423 | 1.6189 | 1.597 | 1.5802 | 1.5607 | 1.543 | 1.5269 | 1.52 | 1.513 | 1.4967 | 1.4815 | 1.4672 | 1.4541 | 1.4417 | 1.43 | 1.4191 | 1.4092 | 1.4 | 1.3913 | 1.3832 | 1.3758 | 1.369 | 1.3627 | 1.3569 | 1.3514 | -0.9%
Natural Gas | Commercial: Stock Average Efficiency: Space Heating: Natural Gas: High Zero-Carbon Technology Cost | AEO.2025.HIGHZTC.EFF_STKE_COMM_SPH_NG_NA_NA_BTUOTPBTUIN.A | Btu Out/Btu In |  | 0.82016 | 0.81989 | 0.81961 | 0.81934 | 0.81907 | 0.81881 | 0.81856 | 0.81832 | 0.81808 | 0.81784 | 0.81762 | 0.81739 | 0.81718 | 0.81697 | 0.81676 | 0.81656 | 0.81637 | 0.81618 | 0.816 | 0.81582 | 0.81565 | 0.81548 | 0.81532 | 0.81516 | 0.815 | 0.81485 | 0.81471 | 0%
Distillate Fuel Oil | Commercial: Stock Average Efficiency: Space Heating: Distillate Fuel Oil: High Zero-Carbon Technology Cost | AEO.2025.HIGHZTC.EFF_STKE_COMM_SPH_DFO_NA_NA_BTUOTPBTUIN.A | Btu Out/Btu In |  | 0.84058 | 0.84081 | 0.841 | 0.84112 | 0.8412 | 0.84125 | 0.84128 | 0.84128 | 0.84127 | 0.84124 | 0.8412 | 0.84113 | 0.84104 | 0.84093 | 0.84082 | 0.8407 | 0.84057 | 0.84043 | 0.84028 | 0.84013 | 0.83998 | 0.83982 | 0.83966 | 0.83949 | 0.83932 | 0.83914 | 0.83896 | 0%
Space Cooling
Electricity | Commercial: Stock Average Efficiency: Space Cooling: Electricity: High Zero-Carbon Technology Cost | AEO.2025.HIGHZTC.EFF_STKE_COMM_SPC_ELC_NA_NA_BTUOTPBTUIN.A | Btu Out/Btu In |  | 4.2587 | 4.3005 | 4.3345 | 4.3669 | 4.3977 | 4.4268 | 4.459 | 4.4891 | 4.5177 | 4.5462 | 4.5727 | 4.5969 | 4.6195 | 4.6406 | 4.6604 | 4.6789 | 4.6964 | 4.7127 | 4.7282 | 4.7427 | 4.7563 | 4.7693 | 4.7815 | 4.7931 | 4.8041 | 4.8144 | 4.8243 | 0.5%
Natural Gas | Commercial: Stock Average Efficiency: Space Cooling: Natural Gas: High Zero-Carbon Technology Cost | AEO.2025.HIGHZTC.EFF_STKE_COMM_SPC_NG_NA_NA_BTUOTPBTUIN.A | Btu Out/Btu In |  | 0.99611 | 1.0163 | 1.0249 | 1.0336 | 1.0415 | 1.0494 | 1.0567 | 1.064 | 1.0712 | 1.0785 | 1.0857 | 1.0927 | 1.0994 | 1.106 | 1.1124 | 1.1186 | 1.1242 | 1.1295 | 1.1348 | 1.1398 | 1.1446 | 1.1494 | 1.1539 | 1.1584 | 1.1626 | 1.1667 | 1.1707 | 0.6%
Water Heating
Electricity | Commercial: Stock Average Efficiency: Water Heating: Electricity: High Zero-Carbon Technology Cost | AEO.2025.HIGHZTC.EFF_STKE_COMM_WTHT_ELC_NA_NA_BTUOTPBTUIN.A | Btu Out/Btu In |  | 1.0797 | 1.0875 | 1.0924 | 1.0968 | 1.101 | 1.1053 | 1.1097 | 1.1147 | 1.1199 | 1.1259 | 1.1318 | 1.1376 | 1.1432 | 1.1486 | 1.154 | 1.1594 | 1.1646 | 1.1702 | 1.1757 | 1.1811 | 1.1863 | 1.1914 | 1.1966 | 1.2016 | 1.2069 | 1.2121 | 1.2174 | 0.5%
Natural Gas | Commercial: Stock Average Efficiency: Water Heating: Natural Gas: High Zero-Carbon Technology Cost | AEO.2025.HIGHZTC.EFF_STKE_COMM_WTHT_NG_NA_NA_BTUOTPBTUIN.A | Btu Out/Btu In |  | 0.86797 | 0.87267 | 0.87709 | 0.8862 | 0.89436 | 0.90159 | 0.90797 | 0.91361 | 0.9186 | 0.92302 | 0.92693 | 0.93037 | 0.9334 | 0.93606 | 0.93839 | 0.94045 | 0.94225 | 0.94384 | 0.94524 | 0.94647 | 0.94755 | 0.94851 | 0.94935 | 0.95008 | 0.95073 | 0.9513 | 0.95181 | 0.4%
Distillate Fuel Oil | Commercial: Stock Average Efficiency: Water Heating: Distillate Fuel Oil: High Zero-Carbon Technology Cost | AEO.2025.HIGHZTC.EFF_STKE_COMM_WTHT_DFO_NA_NA_BTUOTPBTUIN.A | Btu Out/Btu In |  | 0.81193 | 0.81256 | 0.81312 | 0.81366 | 0.81416 | 0.81463 | 0.81506 | 0.81546 | 0.81583 | 0.81617 | 0.81648 | 0.81678 | 0.81704 | 0.81729 | 0.81752 | 0.81772 | 0.81791 | 0.81809 | 0.81825 | 0.8184 | 0.81853 | 0.81866 | 0.81877 | 0.81888 | 0.81897 | 0.81906 | 0.81914 | 0%
Ventilation (cubic feet per minute per Btu)
Electricity | Commercial: Stock Average Efficiency: Ventilation: Electricity: High Zero-Carbon Technology Cost | AEO.2025.HIGHZTC.EFF_STKE_COMM_VNTC_ELC_NA_NA_CUFTPMINPBTU.A | cu ft/minute/Btu |  | 0.37019 | 0.37177 | 0.37323 | 0.37468 | 0.37609 | 0.37744 | 0.38006 | 0.38255 | 0.38493 | 0.3872 | 0.38935 | 0.3914 | 0.39335 | 0.39519 | 0.39694 | 0.3986 | 0.40018 | 0.40168 | 0.40311 | 0.40448 | 0.40578 | 0.40702 | 0.4082 | 0.40933 | 0.41041 | 0.41145 | 0.41243 | 0.4%
Cooking
Electricity | Commercial: Stock Average Efficiency: Cooking: Electricity: High Zero-Carbon Technology Cost | AEO.2025.HIGHZTC.EFF_STKE_COMM_CGR_ELC_NA_NA_BTUOTPBTUIN.A | Btu Out/Btu In |  | 0.70811 | 0.70867 | 0.70915 | 0.70959 | 0.71 | 0.71036 | 0.71069 | 0.71098 | 0.71125 | 0.71149 | 0.7117 | 0.7119 | 0.71208 | 0.71223 | 0.71238 | 0.71251 | 0.71263 | 0.71273 | 0.71283 | 0.71291 | 0.71299 | 0.71306 | 0.71313 | 0.71319 | 0.71324 | 0.71329 | 0.71333 | 0%
Natural Gas | Commercial: Stock Average Efficiency: Cooking: Natural Gas: High Zero-Carbon Technology Cost | AEO.2025.HIGHZTC.EFF_STKE_COMM_CGR_NG_NA_NA_BTUOTPBTUIN.A | Btu Out/Btu In |  | 0.32267 | 0.32577 | 0.32843 | 0.33085 | 0.33303 | 0.33498 | 0.33671 | 0.33826 | 0.33964 | 0.34087 | 0.34196 | 0.34294 | 0.34381 | 0.34458 | 0.34526 | 0.34587 | 0.34641 | 0.3469 | 0.34733 | 0.34771 | 0.34805 | 0.34836 | 0.34863 | 0.34887 | 0.34908 | 0.34928 | 0.34945 | 0.3%
Lighting Efficacy
(efficacy in lumens per watt)
Electricity | Commercial: Stock Average Efficiency: Lighting Efficacy: Electricity: High Zero-Carbon Technology Cost | AEO.2025.HIGHZTC.EFF_STKE_COMM_LGHTNG_ELC_NA_NA_LMNPWATT.A | lumens/watt |  | 75.4957 | 78.4065 | 80.6477 | 82.4387 | 83.8361 | 85.002 | 87.7717 | 90.388 | 92.89 | 95.362 | 97.8949 | 100.4362 | 102.8593 | 105.0565 | 107.0607 | 108.8738 | 110.9582 | 112.8635 | 114.5795 | 116.1152 | 117.5107 | 118.7621 | 119.895 | 121.154 | 122.3056 | 123.3511 | 124.3907 | 1.9%
Refrigeration
Electricity | Commercial: Stock Average Efficiency: Refrigeration: Electricity: High Zero-Carbon Technology Cost | AEO.2025.HIGHZTC.EFF_STKE_COMM_REFR_ELC_NA_NA_BTUOTPBTUIN.A | Btu Out/Btu In |  | 3.6487 | 3.683 | 3.7142 | 3.742 | 3.7668 | 3.7887 | 3.8194 | 3.8466 | 3.8707 | 3.8922 | 3.9112 | 3.9281 | 3.943 | 3.9562 | 3.9679 | 3.9783 | 3.9875 | 3.9956 | 4.0028 | 4.0092 | 4.0149 | 4.02 | 4.0246 | 4.0287 | 4.0325 | 4.0358 | 4.0389 | 0.4%
Distributed Generation and
Combined Heat and Power
Generating Capacity (gigawatts)
Petroleum | Commercial: Combined Heat and Power: Generating Capacity: Petroleum: High Zero-Carbon Technology Cost | AEO.2025.HIGHZTC.CAP_NA_COMM_CHP_PET_NA_NA_MW.A | GW |  | 0.020507 | 0.020507 | 0.020507 | 0.020507 | 0.020507 | 0.020507 | 0.020507 | 0.020507 | 0.020507 | 0.020507 | 0.020507 | 0.020507 | 0.020507 | 0.020507 | 0.020507 | 0.020507 | 0.020507 | 0.020507 | 0.020507 | 0.020507 | 0.020507 | 0.020507 | 0.020507 | 0.020507 | 0.020507 | 0.020507 | 0.020507 | 0%
Natural Gas | Commercial: Combined Heat and Power: Generating Capacity: Natural Gas: High Zero-Carbon Technology Cost | AEO.2025.HIGHZTC.CAP_NA_COMM_CHP_NG_NA_NA_MW.A | GW |  | 1.4687 | 1.4919 | 1.513 | 1.5378 | 1.566 | 1.5959 | 1.6253 | 1.6561 | 1.684 | 1.7158 | 1.744 | 1.7696 | 1.7948 | 1.819 | 1.8449 | 1.8677 | 1.8905 | 1.9139 | 1.9375 | 1.9607 | 1.9845 | 2.0078 | 2.0304 | 2.0546 | 2.0796 | 2.1042 | 2.1289 | 1.4%
Solar Photovoltaic | Commercial: Combined Heat and Power: Generating Capacity: Solar Photovoltaic: High Zero-Carbon Technology Cost | AEO.2025.HIGHZTC.CAP_NA_COMM_CHP_SLR_PHTVL_NA_MW.A | GW |  | 29.4039 | 33.1426 | 36.8004 | 38.3585 | 39.8917 | 42.0918 | 44.7061 | 48.0842 | 51.117 | 54.8078 | 57.2393 | 58.6731 | 59.8905 | 61.1882 | 63.243 | 64.3392 | 65.586 | 67.4692 | 69.3603 | 71.4239 | 73.4771 | 75.5909 | 77.5218 | 79.788 | 82.1227 | 84.3756 | 86.8477 | 4.3%
Wind | Commercial: Combined Heat and Power: Generating Capacity: Wind: High Zero-Carbon Technology Cost | AEO.2025.HIGHZTC.CAP_NA_COMM_CHP_WND_NA_NA_MW.A | GW |  | 0.58564 | 0.58614 | 0.58598 | 0.58581 | 0.58597 | 0.58771 | 0.58914 | 0.59123 | 0.59408 | 0.5984 | 0.59972 | 0.60002 | 0.60029 | 0.60051 | 0.60131 | 0.60201 | 0.6028 | 0.60384 | 0.60463 | 0.60531 | 0.60643 | 0.60762 | 0.60856 | 0.6097 | 0.61089 | 0.61194 | 0.61352 | 0.2%
Other | Commercial: Combined Heat and Power: Generating Capacity: Other: High Zero-Carbon Technology Cost | AEO.2025.HIGHZTC.CAP_NA_COMM_CHP_OTH_NA_NA_MW.A | GW |  | 0.13075 | 0.13075 | 0.13075 | 0.13075 | 0.13075 | 0.13075 | 0.13075 | 0.13075 | 0.13075 | 0.13075 | 0.13075 | 0.13075 | 0.13075 | 0.13075 | 0.13075 | 0.13075 | 0.13075 | 0.13075 | 0.13075 | 0.13075 | 0.13075 | 0.13075 | 0.13075 | 0.13075 | 0.13075 | 0.13075 | 0.13075 | 0%
Total | Commercial: Combined Heat and Power: Generating Capacity: Total: High Zero-Carbon Technology Cost | AEO.2025.HIGHZTC.CAP_NA_COMM_CHP_TOT_NA_NA_MW.A | GW |  | 31.6095 | 35.3719 | 39.0507 | 40.6333 | 42.1949 | 44.4266 | 47.0718 | 50.4827 | 53.5464 | 57.2733 | 59.7343 | 61.194 | 62.4368 | 63.7589 | 65.8405 | 66.9602 | 68.2306 | 70.1382 | 72.0537 | 74.1412 | 76.2193 | 78.3575 | 80.312 | 82.6036 | 84.9644 | 87.243 | 89.7413 | 4.1%
Net Generation (billion kilowatthours)
Petroleum | Commercial: Combined Heat and Power: Net Generation: Petroleum: High Zero-Carbon Technology Cost | AEO.2025.HIGHZTC.GEN_NA_COMM_CHP_PET_NA_NA_MILLKWH.A | billion kWh |  | 0.081209 | 0.081209 | 0.081209 | 0.081209 | 0.081209 | 0.081209 | 0.081209 | 0.081209 | 0.081209 | 0.081209 | 0.081209 | 0.081209 | 0.081209 | 0.081209 | 0.081209 | 0.081209 | 0.081209 | 0.081209 | 0.081209 | 0.081209 | 0.081209 | 0.081209 | 0.081209 | 0.081209 | 0.081209 | 0.081209 | 0.081209 | 0%
Natural Gas | Commercial: Combined Heat and Power: Net Generation: Natural Gas: High Zero-Carbon Technology Cost | AEO.2025.HIGHZTC.GEN_NA_COMM_CHP_NG_NA_NA_MILLKWH.A | billion kWh |  | 8.7748 | 8.9136 | 9.0423 | 9.193 | 9.3633 | 9.5415 | 9.7167 | 9.8976 | 10.0647 | 10.2514 | 10.4198 | 10.5753 | 10.7277 | 10.8748 | 11.0293 | 11.1683 | 11.3062 | 11.4469 | 11.5884 | 11.7277 | 11.8699 | 12.0091 | 12.1453 | 12.2895 | 12.4374 | 12.5834 | 12.7303 | 1.4%
Solar Photovoltaic | Commercial: Combined Heat and Power: Net Generation: Solar Photovoltaic: High Zero-Carbon Technology Cost | AEO.2025.HIGHZTC.GEN_NA_COMM_CHP_SLR_PHTVL_NA_MILLKWH.A | billion kWh |  | 40.9402 | 45.8877 | 50.7163 | 52.7654 | 54.7535 | 57.6398 | 61.0614 | 65.4062 | 69.3728 | 74.0727 | 77.1725 | 79.0259 | 80.6117 | 82.329 | 84.9164 | 86.3864 | 88.0485 | 90.4933 | 92.8792 | 95.4957 | 98.1283 | 100.8529 | 103.3253 | 106.2008 | 109.1713 | 112.0488 | 115.19 | 4.1%
Wind | Commercial: Combined Heat and Power: Net Generation: Wind: High Zero-Carbon Technology Cost | AEO.2025.HIGHZTC.GEN_NA_COMM_CHP_WND_NA_NA_MILLKWH.A | billion kWh |  | 0.74116 | 0.74186 | 0.74163 | 0.7414 | 0.74159 | 0.74339 | 0.74492 | 0.74715 | 0.75022 | 0.75497 | 0.7566 | 0.75692 | 0.75726 | 0.75748 | 0.7584 | 0.75913 | 0.75994 | 0.76103 | 0.76187 | 0.7626 | 0.76385 | 0.7651 | 0.76608 | 0.7673 | 0.76856 | 0.76968 | 0.77136 | 0.2%
Other | Commercial: Combined Heat and Power: Net Generation: Other: High Zero-Carbon Technology Cost | AEO.2025.HIGHZTC.GEN_NA_COMM_CHP_OTH_NA_NA_MILLKWH.A | billion kWh |  | 0.95139 | 0.95139 | 0.95139 | 0.95139 | 0.95139 | 0.95139 | 0.95139 | 0.95139 | 0.95139 | 0.95139 | 0.95139 | 0.95139 | 0.95139 | 0.95139 | 0.95139 | 0.95139 | 0.95139 | 0.95139 | 0.95139 | 0.95139 | 0.95139 | 0.95139 | 0.95139 | 0.95139 | 0.95139 | 0.95139 | 0.95139 | 0%
Total | Commercial: Combined Heat and Power: Net Generation: Total: High Zero-Carbon Technology Cost | AEO.2025.HIGHZTC.GEN_NA_COMM_CHP_TOT_NA_NA_MILLKWH.A | billion kWh |  | 51.4887 | 56.5758 | 61.5328 | 63.7324 | 65.891 | 68.9573 | 72.5556 | 77.0836 | 81.2203 | 86.1117 | 89.3815 | 91.3908 | 93.1293 | 94.9939 | 97.7367 | 99.3464 | 101.1472 | 103.7338 | 106.2621 | 109.0186 | 111.7946 | 114.6597 | 117.2692 | 120.2902 | 123.4098 | 126.4345 | 129.7242 | 3.6%
Disposition
Sales to the Grid | Commercial: Combined Heat and Power: Net Generation: Sales to the Grid: High Zero-Carbon Technology Cost | AEO.2025.HIGHZTC.GEN_NA_COMM_CHP_STG_NA_NA_MILLKWH.A | billion kWh |  | 9.9463 | 10.0732 | 10.1971 | 10.3419 | 10.5 | 10.6657 | 10.8252 | 10.9871 | 11.144 | 11.3131 | 11.4672 | 11.6143 | 11.758 | 11.8975 | 12.0375 | 12.1712 | 12.3037 | 12.4355 | 12.5652 | 12.6932 | 12.8225 | 12.9515 | 13.0791 | 13.2111 | 13.3444 | 13.4775 | 13.6119 | 1.2%
Generation for Own Use | Commercial: Combined Heat and Power: Net Generation: Generation for Own Use: High Zero-Carbon Technology Cost | AEO.2025.HIGHZTC.GEN_NA_COMM_CHP_GFO_NA_NA_MILLKWH.A | billion kWh |  | 41.5425 | 46.5026 | 51.3357 | 53.3906 | 55.391 | 58.2916 | 61.7304 | 66.0964 | 70.0762 | 74.7986 | 77.9143 | 79.7765 | 81.3713 | 83.0964 | 85.6992 | 87.1752 | 88.8435 | 91.2983 | 93.6969 | 96.3254 | 98.9722 | 101.7082 | 104.1901 | 107.0791 | 110.0654 | 112.957 | 116.1124 | 4%
Energy Input (trillion Btu)
Petroleum | Commercial: Combined Heat and Power: Energy Input: Petroleum: High Zero-Carbon Technology Cost | AEO.2025.HIGHZTC.CNSM_NA_COMM_CHP_PET_NA_NA_TRLBTU.A | trillion Btu |  | 0.82466 | 0.82466 | 0.82466 | 0.82466 | 0.82466 | 0.82466 | 0.82466 | 0.82466 | 0.82466 | 0.82466 | 0.82466 | 0.82466 | 0.82466 | 0.82466 | 0.82466 | 0.82466 | 0.82466 | 0.82466 | 0.82466 | 0.82466 | 0.82466 | 0.82466 | 0.82466 | 0.82466 | 0.82466 | 0.82466 | 0.82466 | 0%
Natural Gas | Commercial: Combined Heat and Power: Energy Input: Natural Gas: High Zero-Carbon Technology Cost | AEO.2025.HIGHZTC.CNSM_NA_COMM_CHP_NG_NA_NA_TRLBTU.A | trillion Btu |  | 113.8464 | 115.6467 | 117.3419 | 119.3257 | 121.5502 | 123.8591 | 126.1215 | 128.4365 | 130.6041 | 132.9907 | 135.176 | 137.2171 | 139.2173 | 141.149 | 143.1529 | 144.9774 | 146.7852 | 148.6187 | 150.4596 | 152.2746 | 154.1201 | 155.929 | 157.7029 | 159.5662 | 161.4707 | 163.3557 | 165.2528 | 1.4%
Solar Photovoltaic | Commercial: Combined Heat and Power: Energy Input: Solar Photovoltaic: High Zero-Carbon Technology Cost | AEO.2025.HIGHZTC.CNSM_NA_COMM_CHP_SLR_PHTVL_NA_TRLBTU.A | trillion Btu |  | 139.6879 | 156.5688 | 173.0439 | 180.0357 | 186.819 | 196.6669 | 208.3415 | 223.1661 | 236.6999 | 252.736 | 263.3125 | 269.6365 | 275.0472 | 280.9066 | 289.7347 | 294.7502 | 300.4213 | 308.7631 | 316.9037 | 325.8312 | 334.8136 | 344.1099 | 352.5458 | 362.3572 | 372.4923 | 382.3106 | 393.0284 | 4.1%
Wind | Commercial: Combined Heat and Power: Energy Input: Wind: High Zero-Carbon Technology Cost | AEO.2025.HIGHZTC.CNSM_NA_COMM_CHP_WND_NA_NA_TRLBTU.A | trillion Btu |  | 2.5289 | 2.5312 | 2.5305 | 2.5297 | 2.5303 | 2.5364 | 2.5417 | 2.5493 | 2.5598 | 2.576 | 2.5815 | 2.5826 | 2.5838 | 2.5845 | 2.5877 | 2.5901 | 2.5929 | 2.5966 | 2.5995 | 2.602 | 2.6062 | 2.6105 | 2.6139 | 2.618 | 2.6223 | 2.6262 | 2.6319 | 0.2%
Other | Commercial: Combined Heat and Power: Energy Input: Other: High Zero-Carbon Technology Cost | AEO.2025.HIGHZTC.CNSM_NA_COMM_CHP_OTH_NA_NA_TRLBTU.A | trillion Btu |  | 19.4237 | 19.4237 | 19.4237 | 19.4237 | 19.4237 | 19.4237 | 19.4237 | 19.4237 | 19.4237 | 19.4237 | 19.4237 | 19.4237 | 19.4237 | 19.4237 | 19.4237 | 19.4237 | 19.4237 | 19.4237 | 19.4237 | 19.4237 | 19.4237 | 19.4237 | 19.4237 | 19.4237 | 19.4237 | 19.4237 | 19.4237 | 0%
Total | Commercial: Combined Heat and Power: Energy Input: Total: High Zero-Carbon Technology Cost | AEO.2025.HIGHZTC.CNSM_NA_COMM_CHP_TOT_NA_NA_TRLBTU.A | trillion Btu |  | 276.3115 | 294.9951 | 313.1646 | 322.1394 | 331.1479 | 343.3108 | 357.253 | 374.4003 | 390.112 | 408.551 | 421.3184 | 429.6845 | 437.0966 | 444.8885 | 455.7237 | 462.5662 | 470.0478 | 480.2267 | 490.2112 | 500.9562 | 511.7883 | 522.8978 | 533.111 | 544.7898 | 556.8337 | 568.5408 | 581.1614 | 2.9%

## RECS HC2.1
Preliminary data release date: March 2022
Table HC2.1 Structural and geographic characteristics of U.S. homes, by housing unit type, 2020
Number of housing units (million)
Housing unit type
| Total U.S.a | Single-family detached | Single-family attached | Apartments (2–4 unit building) | Apartments (5 or more unit building) | Mobile home
All homes | 123.53 | 77.07 | 7.45 | 9.34 | 22.84 | 6.83
Census region and division
Northeast | 21.92 | 11.23 | 1.95 | 3.15 | 5.1 | 0.5
New England | 5.88 | 3.34 | 0.3 | 0.99 | 1.1 | 0.14
Middle Atlantic | 16.04 | 7.89 | 1.65 | 2.15 | 3.99 | 0.36
Midwest | 27.04 | 18.58 | 1.33 | 1.95 | 4.2 | 0.97
East North Central | 18.55 | 12.59 | 0.91 | 1.49 | 2.94 | 0.63
West North Central | 8.5 | 5.99 | 0.43 | 0.47 | 1.26 | 0.35
South | 46.84 | 30.29 | 2.48 | 2.36 | 7.83 | 3.89
South Atlantic | 24.84 | 15.25 | 1.92 | 1.17 | 4.51 | 2
East South Central | 7.38 | 5.17 | 0.19 | 0.41 | 0.84 | 0.77
West South Central | 14.62 | 9.87 | 0.36 | 0.78 | 2.48 | 1.12
West | 27.72 | 16.97 | 1.69 | 1.89 | 5.7 | 1.47
Mountain | 9.22 | 6.06 | 0.5 | 0.52 | 1.47 | 0.67
Mountain North | 4.62 | 3.1 | 0.29 | 0.26 | 0.73 | 0.24
Mountain South | 4.6 | 2.96 | 0.21 | 0.26 | 0.74 | 0.43
Pacific | 18.51 | 10.91 | 1.19 | 1.36 | 4.24 | 0.8
Census urban-rural classificationb
Urban | 100.44 | 58.8 | 7.04 | 9.02 | 22.27 | 3.31
Urbanized area | 89.24 | 50.99 | 6.57 | 7.95 | 21.2 | 2.53
Urban cluster | 11.2 | 7.82 | 0.47 | 1.07 | 1.07 | 0.77
Rural | 23.09 | 18.27 | 0.41 | 0.32 | 0.57 | 3.52
Climate regionc
Very cold/Cold | 42.5 | 28.04 | 2.43 | 3.78 | 6.74 | 1.52
Mixed-humid | 36.79 | 21.89 | 2.8 | 2.72 | 7.03 | 2.35
Mixed-dry/Hot-dry | 15.06 | 9.07 | 0.9 | 1.12 | 3.12 | 0.83
Hot-humid | 22.31 | 13.98 | 0.92 | 1.25 | 4.37 | 1.8
Marine | 6.87 | 4.09 | 0.4 | 0.48 | 1.57 | 0.34
Year of construction
Before 1950 | 20.26 | 13.58 | 1.14 | 2.36 | 3.08 | 0.09
1950 to 1959 | 12.48 | 9.9 | 0.4 | 0.77 | 1.25 | 0.16
1960 to 1969 | 12.76 | 8.23 | 0.63 | 1.12 | 2.41 | 0.37
1970 to 1979 | 18.34 | 10.46 | 0.97 | 1.56 | 4.01 | 1.34
1980 to 1989 | 16.3 | 8.67 | 1.26 | 1.43 | 3.6 | 1.33
1990 to 1999 | 17.16 | 10.65 | 1.08 | 0.95 | 2.55 | 1.92
2000 to 2009 | 16.16 | 9.98 | 1.31 | 0.72 | 3.17 | 0.98
2010 to 2015 | 5.53 | 3.05 | 0.37 | 0.26 | 1.52 | 0.32
2016 to 2020 | 4.56 | 2.53 | 0.29 | 0.18 | 1.26 | 0.31
Number of stories
1 story | 47.15 | 44.59 | 2.57 | N | N | N
2 stories | 32.47 | 28.53 | 3.94 | N | N | N
3 or more stories | 2.61 | 1.76 | 0.85 | N | N | N
Split-level | 2.28 | 2.19 | 0.09 | N | N | N
Not asked (apartments and mobile homes) | 39.01 | N | N | 9.34 | 22.84 | 6.83
Major outside wall construction
Siding (aluminum, fiber cement, vinyl, or steel) | 45.44 | 31.14 | 2.83 | 2.23 | 3.79 | 5.45
Brick | 33.37 | 17.52 | 2.01 | 3.79 | 9.8 | 0.24
Wood | 18.8 | 12.63 | 0.92 | 1.55 | 2.86 | 0.84
Stucco | 15.65 | 10.54 | 1.07 | 0.89 | 3.08 | 0.08
Concrete block | 6.42 | 2.89 | 0.41 | 0.5 | 2.56 | Q
Shingle (composition) | 1.89 | 1.16 | 0.11 | 0.21 | 0.3 | 0.11
Stone | 1.46 | 0.94 | 0.08 | 0.14 | 0.31 | N
Some other material | 0.5 | 0.26 | Q | Q | 0.14 | Q
Major roofing material
Shingles (composition or asphalt) | 76.03 | 61.56 | 5.49 | 5.89 | N | 3.09
Metal | 9.69 | 5.87 | 0.28 | 0.46 | N | 3.08
Wood shingles or shakes | 5.19 | 3.06 | 0.55 | 1.23 | N | 0.35
Ceramic or clay tiles | 4.89 | 3.6 | 0.59 | 0.66 | N | Q
Concrete tiles | 2.14 | 1.58 | 0.11 | 0.43 | N | Q
Slate or synthetic slate | 1.49 | 0.73 | 0.18 | 0.51 | N | 0.08
Some other material | 1.26 | 0.67 | 0.27 | 0.15 | N | 0.18
Not asked (apartments in buildings with 5 or more units) | 22.84 | N | N | N | 22.84 | N
Total number of rooms (excluding bathrooms)
1 or 2 | 4.59 | 0.09 | 0.05 | 0.77 | 3.56 | 0.11
3 | 8.73 | 0.65 | 0.3 | 1.71 | 5.86 | 0.21
4 | 15.95 | 3.3 | 1.46 | 3.04 | 6.98 | 1.17
5 | 19.54 | 9.77 | 1.81 | 2.17 | 4.13 | 1.65
6 | 22.1 | 15.86 | 1.66 | 0.97 | 1.68 | 1.94
7 | 18.86 | 16.23 | 1.1 | 0.27 | 0.38 | 0.87
8 | 13.87 | 12.42 | 0.56 | 0.16 | 0.15 | 0.58
9 or more | 19.9 | 18.73 | 0.51 | 0.25 | 0.11 | 0.3
Number of bedrooms
0 | 1.82 | 0.1 | Q | 0.32 | 1.36 | Q
1 | 14.52 | 1.25 | 0.49 | 2.61 | 9.78 | 0.4
2 | 30.67 | 10.56 | 3.19 | 4.57 | 9.99 | 2.36
3 | 48.27 | 38.87 | 2.94 | 1.48 | 1.51 | 3.49
4 | 22.08 | 20.61 | 0.58 | 0.23 | 0.15 | 0.51
5 or more | 6.16 | 5.69 | 0.21 | 0.13 | Q | 0.07
Number of other rooms (excluding bathrooms)
1 | 8.41 | 1.43 | 0.31 | 1.55 | 4.84 | 0.28
2 | 27.88 | 9.65 | 2.13 | 3.9 | 10.07 | 2.13
3 | 32.82 | 19.91 | 2.39 | 2.55 | 5.6 | 2.36
4 | 26.77 | 21.33 | 1.5 | 0.82 | 1.86 | 1.26
5 or more | 27.64 | 24.75 | 1.11 | 0.51 | 0.47 | 0.79
Number of full bathrooms
0 | 0.15 | 0.07 | Q | Q | Q | Q
1 | 50.32 | 21.7 | 3.03 | 7.24 | 16.26 | 2.1
2 | 56.85 | 40.42 | 3.7 | 1.86 | 6.36 | 4.51
3 or more | 16.21 | 14.89 | 0.72 | 0.23 | 0.15 | 0.22
Number of half bathrooms
0 | 86.83 | 47.8 | 4.06 | 8.21 | 20.77 | 5.98
1 | 33.79 | 26.87 | 3.21 | 1.03 | 1.94 | 0.75
2 or more | 2.91 | 2.39 | 0.18 | 0.11 | 0.13 | 0.1
Basement
Yes | 36.83 | 33.86 | 2.98 | N | N | N
Finished basement | 21.71 | 19.85 | 1.87 | N | N | N
Unfinished basement | 15.12 | 14.01 | 1.11 | N | N | N
No | 47.68 | 43.21 | 4.47 | N | N | N
Not asked (apartments and mobile homes) | 39.01 | N | N | 9.34 | 22.84 | 6.83
Attic
Yes | 56.5 | 52.99 | 3.52 | N | N | N
Finished attic | 7.68 | 7.1 | 0.57 | N | N | N
Unfinished attic | 48.83 | 45.88 | 2.94 | N | N | N
No | 28.01 | 24.08 | 3.94 | N | N | N
Not asked (apartments and mobile homes) | 39.01 | N | N | 9.34 | 22.84 | 6.83
Attached garage
Yes | 51.79 | 48.19 | 3.6 | N | N | N
1-car garage | 11.27 | 9.64 | 1.64 | N | N | N
2-car garage | 34.18 | 32.27 | 1.91 | N | N | N
3 or more car garage | 6.34 | 6.28 | 0.06 | N | N | N
No | 32.72 | 28.88 | 3.85 | N | N | N
Not asked (apartments and mobile homes) | 39.01 | N | N | 9.34 | 22.84 | 6.83
Adequacy of insulation
Well insulated | 34.34 | 24.33 | 1.8 | 1.59 | 5.22 | 1.39
Adequately insulated | 64.27 | 40.37 | 3.98 | 4.41 | 12.22 | 3.28
Poorly insulated | 21.29 | 11.11 | 1.45 | 2.7 | 4.15 | 1.87
Not insulated | 3.63 | 1.25 | 0.21 | 0.64 | 1.24 | 0.29
Home is too drafty during the winter
Never | 55.37 | 37.02 | 2.91 | 2.9 | 10.13 | 2.41
Some of the time | 52.63 | 32.53 | 3.35 | 4.22 | 9.35 | 3.19
Most of the time | 10.39 | 5.3 | 0.76 | 1.43 | 2.15 | 0.75
All of the time | 5.14 | 2.22 | 0.44 | 0.8 | 1.2 | 0.48
Any ceilings higher than 8 feet
Yes | 55.18 | 39.22 | 3.72 | 3.49 | 8.75 | N
No | 61.52 | 37.85 | 3.73 | 5.85 | 14.08 | N
Not asked (mobile homes) | 6.83 | N | N | N | N | 6.83
Number of windows
1 to 2 | 6.95 | 0.1 | 0.22 | 0.77 | 5.85 | Q
3 to 5 | 18.15 | 1.72 | 1.79 | 3.81 | 10.54 | 0.29
6 to 9 | 29.35 | 16.16 | 2.6 | 2.86 | 5.09 | 2.66
10 to 15 | 38.42 | 30.76 | 1.97 | 1.42 | 1.04 | 3.23
16 to 19 | 13.61 | 12.28 | 0.43 | 0.25 | 0.14 | 0.51
20 to 29 | 12.43 | 11.7 | 0.35 | 0.14 | Q | 0.13
30 or more | 4.62 | 4.35 | 0.1 | 0.09 | Q | Q
Type of glass in windows
Single-pane glass | 43.51 | 21.45 | 2.81 | 4.94 | 10.84 | 3.46
Double-pane glass | 77.95 | 54.09 | 4.52 | 4.33 | 11.72 | 3.29
Triple-pane glass | 2.07 | 1.53 | 0.12 | 0.07 | 0.27 | Q
Window frame material
Metal (aluminum) | 47.4 | 23.3 | 2.89 | 4.23 | 13.02 | 3.94
Wood | 40.31 | 27.87 | 2.26 | 3.23 | 5.52 | 1.43
Vinyl | 31.85 | 23.39 | 1.95 | 1.54 | 3.66 | 1.3
Fiberglass | 1.72 | 0.94 | 0.15 | 0.19 | 0.34 | 0.1
Composite | 2.25 | 1.56 | 0.19 | 0.15 | 0.3 | Q
Number of sliding glass or French doors
0 | 60.38 | 33.83 | 3.24 | 6.19 | 12.3 | 4.8
1 | 39.81 | 25.64 | 2.57 | 2.27 | 8.06 | 1.27
2 | 15.19 | 10.85 | 1.26 | 0.67 | 1.84 | 0.56
3 or more | 8.16 | 6.75 | 0.38 | 0.2 | 0.64 | 0.19
Electricity meter is a smart meter
Yes | 34.3 | 25.3 | 1.83 | 1.97 | 3.38 | 1.82
No | 36.81 | 22.8 | 2.2 | 2.74 | 6.71 | 2.35
Don't know | 52.42 | 28.96 | 3.43 | 4.62 | 12.74 | 2.66
Park a car within 20 feet of electrical outlet
Yes | 67.83 | 58.09 | 4.22 | 2.11 | N | 3.41
No | 32.87 | 18.97 | 3.24 | 7.23 | N | 3.42
Not asked (apartments in buildings with 5 or more units) | 22.84 | N | N | N | 22.84 | N
Own or lease an all-electric or plug-in hybrid electric vehicle
Yes | 1.82 | 1.46 | 0.11 | Q | 0.17 | Q
Charge at home | 1.39 | 1.22 | 0.09 | Q | Q | Q
No | 121.71 | 75.61 | 7.34 | 9.29 | 22.67 | 6.79
Natural gas available in neighborhood
Yes | 84.52 | 54.13 | 5.63 | 6.95 | 14.94 | 2.87
Uses natural gas | 69.49 | 47.14 | 4.9 | 5.27 | 10.3 | 1.89
Does not use natural gas | 15.03 | 6.99 | 0.74 | 1.68 | 4.64 | 0.98
No | 39.01 | 22.93 | 1.82 | 2.4 | 7.9 | 3.96
Distributed solar generation
Yes | 3.37 | 3.16 | 0.11 | N | N | 0.1
No | 87.98 | 73.91 | 7.34 | N | N | 6.73
Not asked (apartments) | 32.18 | N | N | 9.34 | 22.84 | N
Experienced power outage lasting more than 24 hours
Yes | 22.72 | 15.11 | 1.05 | 1.42 | 3.64 | 1.5
Natural disaster or weather event | 19 | 13.08 | 0.83 | 1.08 | 2.68 | 1.32
Unable to pay electric bill | 0.25 | 0.15 | Q | Q | Q | Q
Utility had planned or unplanned blackout | 3.08 | 1.71 | 0.18 | 0.29 | 0.76 | 0.14
Other | 0.39 | 0.16 | Q | Q | 0.18 | Q
No | 100.81 | 61.96 | 6.4 | 7.92 | 19.19 | 5.33
Back-up generator in home
Yes | 17.66 | 13.93 | 0.34 | 0.22 | 2.15 | 1.02
No | 105.87 | 63.14 | 7.11 | 9.12 | 20.69 | 5.82
Swimming pool
Yes | 8.52 | 8.09 | 0.2 | N | N | 0.23
No | 82.83 | 68.98 | 7.25 | N | N | 6.6
Not asked (apartments) | 32.18 | N | N | 9.34 | 22.84 | N
Months swimming pool is used
0 to 3 | 1.9 | 1.77 | 0.06 | N | N | Q
4 to 7 | 5.08 | 4.84 | 0.1 | N | N | 0.14
8 to 12 | 1.54 | 1.48 | Q | N | N | Q
No swimming pool | 82.83 | 68.98 | 7.25 | N | N | 6.6
Not asked (apartments) | 32.18 | N | N | 9.34 | 22.84 | N
Heated swimming pool and fuel
Heated swimming pool | 2.89 | 2.82 | 0.05 | N | N | Q
Electricity | 0.85 | 0.82 | Q | N | N | Q
Natural gas | 1.32 | 1.3 | Q | N | N | Q
Propane | 0.29 | 0.28 | Q | N | N | N
Some other fuel | 0.42 | 0.42 | Q | N | N | N
Unheated swimming pool | 5.63 | 5.27 | 0.15 | N | N | 0.22
No swimming pool | 82.83 | 68.98 | 7.25 | N | N | 6.6
Not asked (apartments) | 32.18 | N | N | 9.34 | 22.84 | N
Hot tub
Yes | 8.84 | 7.33 | 0.28 | 0.22 | 0.73 | 0.29
No | 114.69 | 69.74 | 7.18 | 9.12 | 22.11 | 6.55
Months hot tub is used
0 to 3 | 4.22 | 3.3 | 0.17 | 0.14 | 0.44 | 0.16
4 to 7 | 1.27 | 1.13 | Q | Q | Q | Q
8 to 12 | 3.35 | 2.9 | 0.08 | Q | 0.21 | 0.1
No hot tub | 114.69 | 69.74 | 7.18 | 9.12 | 22.11 | 6.55
Hot tub heating fuel
Electricity | 4.41 | 3.8 | 0.1 | Q | 0.24 | 0.17
Natural gas | 1.47 | 1.23 | 0.04 | Q | 0.11 | Q
Some other fuel | 0.36 | 0.32 | Q | N | Q | N
Hot tub used 0 months | 2.6 | 1.98 | 0.12 | Q | 0.34 | 0.09
No hot tub | 114.69 | 69.74 | 7.18 | 9.12 | 22.11 | 6.55
Source: U.S. Energy Information Administration, Office of Energy Demand and Integrated Statistics, Form EIA-457A of the 2020 Residential Energy Consumption Survey Notes: Because of rounding, data may not sum to totals. See RECS Terminology for definition of terms used in these tables. a Total U.S. includes all primary occupied housing units in the 50 states and the District of Columbia. Vacant housing units, seasonal units, second homes, military houses, and group quarters are excluded. b Housing units are classified using criteria created by the U.S. Census Bureau based on 2010 Census data. Urbanized areas are densely settled groupings of blocks or tracts with 50,000 or more people, while urban clusters have at least 2,500 but less than 50,000 people. All other areas are rural. c The Building America program, sponsored by the U.S. Department of Energy’s Office of Energy Efficiency and Renewable Energy (EERE), created these climate regions. We combined climate regions for this publication. The Subarctic region is included with data for Very-cold and Cold. Q = Data withheld because either the relative standard error (RSE) was greater than 50% or fewer than 10 households in reporting sample. N = No households in reporting sample.

## Calculations
Table 21 | AEO CODES
Net Generation (billion kilowatthours)
BDEQ-BEOfDS-urban-residential
|  | MW*hour | 2023 | 2024 | 2025 | 2026 | 2027 | 2028 | 2029 | 2030 | 2031 | 2032 | 2033 | 2034 | 2035 | 2036 | 2037 | 2038 | 2039 | 2040 | 2041 | 2042 | 2043 | 2044 | 2045 | 2046 | 2047 | 2048 | 2049 | 2050
|  | hard coal | 0 | 0 | 0 | 0 | 0 | 0 | 0 | 0 | 0 | 0 | 0 | 0 | 0 | 0 | 0 | 0 | 0 | 0 | 0 | 0 | 0 | 0 | 0 | 0 | 0 | 0 | 0 | 0
Residential: Combined Heat and Power: Net Generation: Fuel Cells: Alternative Electricity and Transportation | Residential: Combined Heat and Power: Net Generation: Fuel Cells: High Zero-Carbon Technology Cost | natural gas nonpeaker | 0 | 5555.7882 | 1627.7898 | 3557.2331 | 5437.8914 | 5479.3585 | 5521.6388 | 8143.0147 | 11642.5189 | 15250.9761 | 18060.987 | 21580.8183 | 21622.2854 | 21663.7526 | 21706.0329 | 21747.5 | 21789.7803 | 21835.3129 | 21887.3501 | 21954.0228 | 22048.3403 | 22197.9474 | 22450.8158 | 22894.7585 | 23341.1405 | 23789.1485 | 24239.5959 | 24694.1086
|  | nuclear | 0 | 0 | 0 | 0 | 0 | 0 | 0 | 0 | 0 | 0 | 0 | 0 | 0 | 0 | 0 | 0 | 0 | 0 | 0 | 0 | 0 | 0 | 0 | 0 | 0 | 0 | 0 | 0
|  | hydro | 0 | 0 | 0 | 0 | 0 | 0 | 0 | 0 | 0 | 0 | 0 | 0 | 0 | 0 | 0 | 0 | 0 | 0 | 0 | 0 | 0 | 0 | 0 | 0 | 0 | 0 | 0 | 0
Residential: Combined Heat and Power: Net Generation: Wind: Alternative Electricity and Transportation | Residential: Combined Heat and Power: Net Generation: Wind: High Zero-Carbon Technology Cost | onshore wind | 60829.0919 | 300368.6942 | 140072.8613 | 140198.0759 | 140350.9353 | 140502.1685 | 140746.9062 | 141171.3349 | 141941.3234 | 143138.993 | 144978.9972 | 147506.8686 | 150522.5892 | 153902.5704 | 157645.1861 | 161573.1845 | 165598.7527 | 169864.18 | 174618.2696 | 179692.7133 | 184928.1473 | 190289.609 | 195821.8179 | 201816.6703 | 208040.8118 | 215123.5677 | 222286.0057 | 229521.621
Residential: Combined Heat and Power: Net Generation: Solar Photovoltaic: Alternative Electricity and Transportation | Residential: Combined Heat and Power: Net Generation: Solar Photovoltaic: High Zero-Carbon Technology Cost | solar PV | 35064945.585 | 50978364.6868 | 53470950.0092 | 56521290.7747 | 59964463.0885 | 63515989.1278 | 66825908.7108 | 70302740.1736 | 74066152.9018 | 77813083.648 | 81739216.0062 | 85899672.0466 | 90335556.3089 | 94982501.982 | 99960122.3489 | 105171992.4077 | 110663048.7525 | 116346805.4941 | 122255072.8332 | 128329093.4105 | 134590739.1277 | 141094736.0842 | 147745429.2667 | 154590957.1858 | 161636864.2464 | 168976932.1214 | 176433189.3917 | 184157193.6997
|  | solar thermal | 0 | 0 | 0 | 0 | 0 | 0 | 0 | 0 | 0 | 0 | 0 | 0 | 0 | 0 | 0 | 0 | 0 | 0 | 0 | 0 | 0 | 0 | 0 | 0 | 0 | 0 | 0 | 0
|  | biomass | 0 | 0 | 0 | 0 | 0 | 0 | 0 | 0 | 0 | 0 | 0 | 0 | 0 | 0 | 0 | 0 | 0 | 0 | 0 | 0 | 0 | 0 | 0 | 0 | 0 | 0 | 0 | 0
|  | geothermal | 0 | 0 | 0 | 0 | 0 | 0 | 0 | 0 | 0 | 0 | 0 | 0 | 0 | 0 | 0 | 0 | 0 | 0 | 0 | 0 | 0 | 0 | 0 | 0 | 0 | 0 | 0 | 0
|  | petroleum | 0 | 0 | 0 | 0 | 0 | 0 | 0 | 0 | 0 | 0 | 0 | 0 | 0 | 0 | 0 | 0 | 0 | 0 | 0 | 0 | 0 | 0 | 0 | 0 | 0 | 0 | 0 | 0
|  | natural gas peaker | 0 | 0 | 0 | 0 | 0 | 0 | 0 | 0 | 0 | 0 | 0 | 0 | 0 | 0 | 0 | 0 | 0 | 0 | 0 | 0 | 0 | 0 | 0 | 0 | 0 | 0 | 0 | 0
|  | lignite | 0 | 0 | 0 | 0 | 0 | 0 | 0 | 0 | 0 | 0 | 0 | 0 | 0 | 0 | 0 | 0 | 0 | 0 | 0 | 0 | 0 | 0 | 0 | 0 | 0 | 0 | 0 | 0
|  | offshore wind | 0 | 0 | 0 | 0 | 0 | 0 | 0 | 0 | 0 | 0 | 0 | 0 | 0 | 0 | 0 | 0 | 0 | 0 | 0 | 0 | 0 | 0 | 0 | 0 | 0 | 0 | 0 | 0
|  | crude oil | 0 | 0 | 0 | 0 | 0 | 0 | 0 | 0 | 0 | 0 | 0 | 0 | 0 | 0 | 0 | 0 | 0 | 0 | 0 | 0 | 0 | 0 | 0 | 0 | 0 | 0 | 0 | 0
|  | heavy or residual fuel oil | 0 | 0 | 0 | 0 | 0 | 0 | 0 | 0 | 0 | 0 | 0 | 0 | 0 | 0 | 0 | 0 | 0 | 0 | 0 | 0 | 0 | 0 | 0 | 0 | 0 | 0 | 0 | 0
|  | municipal solid waste | 0 | 0 | 0 | 0 | 0 | 0 | 0 | 0 | 0 | 0 | 0 | 0 | 0 | 0 | 0 | 0 | 0 | 0 | 0 | 0 | 0 | 0 | 0 | 0 | 0 | 0 | 0 | 0
BDEQ-BEOfDS-rural-residential
|  | MW*hour | 2023 | 2024 | 2025 | 2026 | 2027 | 2028 | 2029 | 2030 | 2031 | 2032 | 2033 | 2034 | 2035 | 2036 | 2037 | 2038 | 2039 | 2040 | 2041 | 2042 | 2043 | 2044 | 2045 | 2046 | 2047 | 2048 | 2049 | 2050
|  | hard coal | 0 | 0 | 0 | 0 | 0 | 0 | 0 | 0 | 0 | 0 | 0 | 0 | 0 | 0 | 0 | 0 | 0 | 0 | 0 | 0 | 0 | 0 | 0 | 0 | 0 | 0 | 0 | 0
Residential: Combined Heat and Power: Net Generation: Fuel Cells: Alternative Electricity and Transportation | Residential: Combined Heat and Power: Net Generation: Fuel Cells: High Zero-Carbon Technology Cost | natural gas nonpeaker | 0 | 1277.2118 | 374.2102 | 817.7669 | 1250.1086 | 1259.6415 | 1269.3612 | 1871.9853 | 2676.4811 | 3506.0239 | 4152.013 | 4961.1817 | 4970.7146 | 4980.2474 | 4989.9671 | 4999.5 | 5009.2197 | 5019.6871 | 5031.6499 | 5046.9772 | 5068.6597 | 5103.0526 | 5161.1842 | 5263.2415 | 5365.8595 | 5468.8515 | 5572.4041 | 5676.8914
|  | nuclear | 0 | 0 | 0 | 0 | 0 | 0 | 0 | 0 | 0 | 0 | 0 | 0 | 0 | 0 | 0 | 0 | 0 | 0 | 0 | 0 | 0 | 0 | 0 | 0 | 0 | 0 | 0 | 0
|  | hydro | 0 | 0 | 0 | 0 | 0 | 0 | 0 | 0 | 0 | 0 | 0 | 0 | 0 | 0 | 0 | 0 | 0 | 0 | 0 | 0 | 0 | 0 | 0 | 0 | 0 | 0 | 0 | 0
Residential: Combined Heat and Power: Net Generation: Wind: Alternative Electricity and Transportation | Residential: Combined Heat and Power: Net Generation: Wind: High Zero-Carbon Technology Cost | onshore wind | 13983.9081 | 69051.3058 | 32201.1387 | 32229.9241 | 32265.0647 | 32299.8315 | 32356.0938 | 32453.6651 | 32630.6766 | 32906.007 | 33329.0028 | 33910.1314 | 34603.4108 | 35380.4296 | 36240.8139 | 37143.8155 | 38069.2473 | 39049.82 | 40142.7304 | 41309.2867 | 42512.8527 | 43745.391 | 45017.1821 | 46395.3297 | 47826.1882 | 49454.4323 | 51100.9943 | 52764.379
Residential: Combined Heat and Power: Net Generation: Solar Photovoltaic: Alternative Electricity and Transportation | Residential: Combined Heat and Power: Net Generation: Solar Photovoltaic: High Zero-Carbon Technology Cost | solar PV | 8061027.415 | 11719339.3132 | 12292355.9908 | 12993594.2253 | 13785139.9115 | 14601594.8722 | 15362507.2892 | 16161790.8264 | 17026956.0982 | 17888332.352 | 18790904.9938 | 19747345.9534 | 20767104.6911 | 21835384.018 | 22979681.6511 | 24177830.5923 | 25440161.2475 | 26746791.5059 | 28105034.1668 | 29501381.5895 | 30940861.8723 | 32436055.9158 | 33964973.7333 | 35538681.8142 | 37158454.7536 | 38845851.8786 | 40559959.6083 | 42335619.3003
|  | solar thermal | 0 | 0 | 0 | 0 | 0 | 0 | 0 | 0 | 0 | 0 | 0 | 0 | 0 | 0 | 0 | 0 | 0 | 0 | 0 | 0 | 0 | 0 | 0 | 0 | 0 | 0 | 0 | 0
|  | biomass | 0 | 0 | 0 | 0 | 0 | 0 | 0 | 0 | 0 | 0 | 0 | 0 | 0 | 0 | 0 | 0 | 0 | 0 | 0 | 0 | 0 | 0 | 0 | 0 | 0 | 0 | 0 | 0
|  | geothermal | 0 | 0 | 0 | 0 | 0 | 0 | 0 | 0 | 0 | 0 | 0 | 0 | 0 | 0 | 0 | 0 | 0 | 0 | 0 | 0 | 0 | 0 | 0 | 0 | 0 | 0 | 0 | 0
|  | petroleum | 0 | 0 | 0 | 0 | 0 | 0 | 0 | 0 | 0 | 0 | 0 | 0 | 0 | 0 | 0 | 0 | 0 | 0 | 0 | 0 | 0 | 0 | 0 | 0 | 0 | 0 | 0 | 0
|  | natural gas peaker | 0 | 0 | 0 | 0 | 0 | 0 | 0 | 0 | 0 | 0 | 0 | 0 | 0 | 0 | 0 | 0 | 0 | 0 | 0 | 0 | 0 | 0 | 0 | 0 | 0 | 0 | 0 | 0
|  | lignite | 0 | 0 | 0 | 0 | 0 | 0 | 0 | 0 | 0 | 0 | 0 | 0 | 0 | 0 | 0 | 0 | 0 | 0 | 0 | 0 | 0 | 0 | 0 | 0 | 0 | 0 | 0 | 0
|  | offshore wind | 0 | 0 | 0 | 0 | 0 | 0 | 0 | 0 | 0 | 0 | 0 | 0 | 0 | 0 | 0 | 0 | 0 | 0 | 0 | 0 | 0 | 0 | 0 | 0 | 0 | 0 | 0 | 0
|  | crude oil | 0 | 0 | 0 | 0 | 0 | 0 | 0 | 0 | 0 | 0 | 0 | 0 | 0 | 0 | 0 | 0 | 0 | 0 | 0 | 0 | 0 | 0 | 0 | 0 | 0 | 0 | 0 | 0
|  | heavy or residual fuel oil | 0 | 0 | 0 | 0 | 0 | 0 | 0 | 0 | 0 | 0 | 0 | 0 | 0 | 0 | 0 | 0 | 0 | 0 | 0 | 0 | 0 | 0 | 0 | 0 | 0 | 0 | 0 | 0
|  | municipal solid waste | 0 | 0 | 0 | 0 | 0 | 0 | 0 | 0 | 0 | 0 | 0 | 0 | 0 | 0 | 0 | 0 | 0 | 0 | 0 | 0 | 0 | 0 | 0 | 0 | 0 | 0 | 0 | 0
Generating Capacity (gigawatts)
BDEQ-BDESC-urban-residential
|  | MW | 2023 | 2024 | 2025 | 2026 | 2027 | 2028 | 2029 | 2030 | 2031 | 2032 | 2033 | 2034 | 2035 | 2036 | 2037 | 2038 | 2039 | 2040 | 2041 | 2042 | 2043 | 2044 | 2045 | 2046 | 2047 | 2048 | 2049 | 2050
|  | hard coal | 0 | 0 | 0 | 0 | 0 | 0 | 0 | 0 | 0 | 0 | 0 | 0 | 0 | 0 | 0 | 0 | 0 | 0 | 0 | 0 | 0 | 0 | 0 | 0 | 0 | 0 | 0 | 0
Residential: Combined Heat and Power: Generating Capacity: Fuel Cells: Alternative Electricity and Transportation | Residential: Combined Heat and Power: Generating Capacity: Fuel Cells: High Zero-Carbon Technology Cost | natural gas nonpeaker | 0 | 1.4026 | 0.41061 | 0.89846 | 1.3733 | 1.3839 | 1.3944 | 2.0563 | 2.9401 | 3.8516 | 4.5606 | 5.4493 | 5.4598 | 5.4704 | 5.481 | 5.4916 | 5.5029 | 5.5143 | 5.5273 | 5.5444 | 5.568 | 5.6054 | 5.6696 | 5.7818 | 5.894 | 6.007 | 6.1209 | 6.2355
|  | nuclear | 0 | 0 | 0 | 0 | 0 | 0 | 0 | 0 | 0 | 0 | 0 | 0 | 0 | 0 | 0 | 0 | 0 | 0 | 0 | 0 | 0 | 0 | 0 | 0 | 0 | 0 | 0 | 0
|  | hydro | 0 | 0 | 0 | 0 | 0 | 0 | 0 | 0 | 0 | 0 | 0 | 0 | 0 | 0 | 0 | 0 | 0 | 0 | 0 | 0 | 0 | 0 | 0 | 0 | 0 | 0 | 0 | 0
Residential: Combined Heat and Power: Generating Capacity: Wind: Alternative Electricity and Transportation | Residential: Combined Heat and Power: Generating Capacity: Wind: High Zero-Carbon Technology Cost | onshore wind | 51.5884 | 250.5747 | 131.0948 | 131.2038 | 131.3371 | 131.4688 | 131.6819 | 132.0526 | 132.7267 | 133.7796 | 135.4066 | 137.6515 | 140.3379 | 143.3553 | 146.7019 | 150.2177 | 153.8213 | 157.6427 | 161.9065 | 166.4614 | 171.1643 | 175.9834 | 180.9611 | 186.3819 | 192.0068 | 198.4359 | 204.9365 | 211.5062
Residential: Combined Heat and Power: Generating Capacity: Solar Photovoltaic: Alternative Electricity and Transportation | Residential: Combined Heat and Power: Generating Capacity: Solar Photovoltaic: High Zero-Carbon Technology Cost | solar PV | 21092.0105 | 33586.6441 | 36072.8614 | 38259.9848 | 40727.4402 | 43279.9741 | 45677.1052 | 48200.6535 | 50934.8827 | 53663.7244 | 56531.886 | 59575.3473 | 62828.8163 | 66242.1322 | 69907.1856 | 73746.9427 | 77794.5543 | 81990.7169 | 86364.6053 | 90868.6144 | 95514.3941 | 100341.0309 | 105287.6964 | 110385.4008 | 115640.4829 | 121126.7388 | 126714.1698 | 132502.5645
|  | solar thermal | 0 | 0 | 0 | 0 | 0 | 0 | 0 | 0 | 0 | 0 | 0 | 0 | 0 | 0 | 0 | 0 | 0 | 0 | 0 | 0 | 0 | 0 | 0 | 0 | 0 | 0 | 0 | 0
|  | biomass | 0 | 0 | 0 | 0 | 0 | 0 | 0 | 0 | 0 | 0 | 0 | 0 | 0 | 0 | 0 | 0 | 0 | 0 | 0 | 0 | 0 | 0 | 0 | 0 | 0 | 0 | 0 | 0
|  | geothermal | 0 | 0 | 0 | 0 | 0 | 0 | 0 | 0 | 0 | 0 | 0 | 0 | 0 | 0 | 0 | 0 | 0 | 0 | 0 | 0 | 0 | 0 | 0 | 0 | 0 | 0 | 0 | 0
|  | petroleum | 0 | 0 | 0 | 0 | 0 | 0 | 0 | 0 | 0 | 0 | 0 | 0 | 0 | 0 | 0 | 0 | 0 | 0 | 0 | 0 | 0 | 0 | 0 | 0 | 0 | 0 | 0 | 0
|  | natural gas peaker | 0 | 0 | 0 | 0 | 0 | 0 | 0 | 0 | 0 | 0 | 0 | 0 | 0 | 0 | 0 | 0 | 0 | 0 | 0 | 0 | 0 | 0 | 0 | 0 | 0 | 0 | 0 | 0
|  | lignite | 0 | 0 | 0 | 0 | 0 | 0 | 0 | 0 | 0 | 0 | 0 | 0 | 0 | 0 | 0 | 0 | 0 | 0 | 0 | 0 | 0 | 0 | 0 | 0 | 0 | 0 | 0 | 0
|  | offshore wind | 0 | 0 | 0 | 0 | 0 | 0 | 0 | 0 | 0 | 0 | 0 | 0 | 0 | 0 | 0 | 0 | 0 | 0 | 0 | 0 | 0 | 0 | 0 | 0 | 0 | 0 | 0 | 0
|  | crude oil | 0 | 0 | 0 | 0 | 0 | 0 | 0 | 0 | 0 | 0 | 0 | 0 | 0 | 0 | 0 | 0 | 0 | 0 | 0 | 0 | 0 | 0 | 0 | 0 | 0 | 0 | 0 | 0
|  | heavy or residual fuel oil | 0 | 0 | 0 | 0 | 0 | 0 | 0 | 0 | 0 | 0 | 0 | 0 | 0 | 0 | 0 | 0 | 0 | 0 | 0 | 0 | 0 | 0 | 0 | 0 | 0 | 0 | 0 | 0
|  | municipal solid waste | 0 | 0 | 0 | 0 | 0 | 0 | 0 | 0 | 0 | 0 | 0 | 0 | 0 | 0 | 0 | 0 | 0 | 0 | 0 | 0 | 0 | 0 | 0 | 0 | 0 | 0 | 0 | 0
BDEQ-BDESC-rural-residential
|  | MW | 2023 | 2024 | 2025 | 2026 | 2027 | 2028 | 2029 | 2030 | 2031 | 2032 | 2033 | 2034 | 2035 | 2036 | 2037 | 2038 | 2039 | 2040 | 2041 | 2042 | 2043 | 2044 | 2045 | 2046 | 2047 | 2048 | 2049 | 2050
|  | hard coal | 0 | 0 | 0 | 0 | 0 | 0 | 0 | 0 | 0 | 0 | 0 | 0 | 0 | 0 | 0 | 0 | 0 | 0 | 0 | 0 | 0 | 0 | 0 | 0 | 0 | 0 | 0 | 0
Residential: Combined Heat and Power: Generating Capacity: Fuel Cells: Alternative Electricity and Transportation | Residential: Combined Heat and Power: Generating Capacity: Fuel Cells: High Zero-Carbon Technology Cost | natural gas nonpeaker | 0 | 0.32243 | 0.094394 | 0.20654 | 0.3157 | 0.31813 | 0.32056 | 0.47272 | 0.6759 | 0.88543 | 1.0484 | 1.2527 | 1.2552 | 1.2576 | 1.26 | 1.2624 | 1.2651 | 1.2677 | 1.2707 | 1.2746 | 1.28 | 1.2886 | 1.3034 | 1.3292 | 1.355 | 1.381 | 1.4071 | 1.4335
|  | nuclear | 0 | 0 | 0 | 0 | 0 | 0 | 0 | 0 | 0 | 0 | 0 | 0 | 0 | 0 | 0 | 0 | 0 | 0 | 0 | 0 | 0 | 0 | 0 | 0 | 0 | 0 | 0 | 0
|  | hydro | 0 | 0 | 0 | 0 | 0 | 0 | 0 | 0 | 0 | 0 | 0 | 0 | 0 | 0 | 0 | 0 | 0 | 0 | 0 | 0 | 0 | 0 | 0 | 0 | 0 | 0 | 0 | 0
Residential: Combined Heat and Power: Generating Capacity: Wind: Alternative Electricity and Transportation | Residential: Combined Heat and Power: Generating Capacity: Wind: High Zero-Carbon Technology Cost | onshore wind | 11.8596 | 57.6043 | 30.1372 | 30.1622 | 30.1929 | 30.2232 | 30.2721 | 30.3574 | 30.5123 | 30.7544 | 31.1284 | 31.6445 | 32.2621 | 32.9557 | 33.7251 | 34.5333 | 35.3617 | 36.2403 | 37.2205 | 38.2676 | 39.3487 | 40.4566 | 41.6009 | 42.8471 | 44.1402 | 45.6181 | 47.1125 | 48.6228
Residential: Combined Heat and Power: Generating Capacity: Solar Photovoltaic: Alternative Electricity and Transportation | Residential: Combined Heat and Power: Generating Capacity: Solar Photovoltaic: High Zero-Carbon Technology Cost | solar PV | 4848.8105 | 7721.1829 | 8292.7356 | 8795.5302 | 9362.7698 | 9949.5679 | 10500.6408 | 11080.7755 | 11709.3433 | 12336.6726 | 12996.03 | 13695.6867 | 14443.6217 | 15228.3038 | 16070.8574 | 16953.5733 | 17884.0727 | 18848.7221 | 19854.2287 | 20889.6486 | 21957.6599 | 23067.2481 | 24204.4296 | 25376.3332 | 26584.4161 | 27845.6432 | 29130.1292 | 30460.8145
|  | solar thermal | 0 | 0 | 0 | 0 | 0 | 0 | 0 | 0 | 0 | 0 | 0 | 0 | 0 | 0 | 0 | 0 | 0 | 0 | 0 | 0 | 0 | 0 | 0 | 0 | 0 | 0 | 0 | 0
|  | biomass | 0 | 0 | 0 | 0 | 0 | 0 | 0 | 0 | 0 | 0 | 0 | 0 | 0 | 0 | 0 | 0 | 0 | 0 | 0 | 0 | 0 | 0 | 0 | 0 | 0 | 0 | 0 | 0
|  | geothermal | 0 | 0 | 0 | 0 | 0 | 0 | 0 | 0 | 0 | 0 | 0 | 0 | 0 | 0 | 0 | 0 | 0 | 0 | 0 | 0 | 0 | 0 | 0 | 0 | 0 | 0 | 0 | 0
|  | petroleum | 0 | 0 | 0 | 0 | 0 | 0 | 0 | 0 | 0 | 0 | 0 | 0 | 0 | 0 | 0 | 0 | 0 | 0 | 0 | 0 | 0 | 0 | 0 | 0 | 0 | 0 | 0 | 0
|  | natural gas peaker | 0 | 0 | 0 | 0 | 0 | 0 | 0 | 0 | 0 | 0 | 0 | 0 | 0 | 0 | 0 | 0 | 0 | 0 | 0 | 0 | 0 | 0 | 0 | 0 | 0 | 0 | 0 | 0
|  | lignite | 0 | 0 | 0 | 0 | 0 | 0 | 0 | 0 | 0 | 0 | 0 | 0 | 0 | 0 | 0 | 0 | 0 | 0 | 0 | 0 | 0 | 0 | 0 | 0 | 0 | 0 | 0 | 0
|  | offshore wind | 0 | 0 | 0 | 0 | 0 | 0 | 0 | 0 | 0 | 0 | 0 | 0 | 0 | 0 | 0 | 0 | 0 | 0 | 0 | 0 | 0 | 0 | 0 | 0 | 0 | 0 | 0 | 0
|  | crude oil | 0 | 0 | 0 | 0 | 0 | 0 | 0 | 0 | 0 | 0 | 0 | 0 | 0 | 0 | 0 | 0 | 0 | 0 | 0 | 0 | 0 | 0 | 0 | 0 | 0 | 0 | 0 | 0
|  | heavy or residual fuel oil | 0 | 0 | 0 | 0 | 0 | 0 | 0 | 0 | 0 | 0 | 0 | 0 | 0 | 0 | 0 | 0 | 0 | 0 | 0 | 0 | 0 | 0 | 0 | 0 | 0 | 0 | 0 | 0
|  | municipal solid waste | 0 | 0 | 0 | 0 | 0 | 0 | 0 | 0 | 0 | 0 | 0 | 0 | 0 | 0 | 0 | 0 | 0 | 0 | 0 | 0 | 0 | 0 | 0 | 0 | 0 | 0 | 0 | 0
Table 22
Generating Capacity (gigawatts)
| BDEQ-BDESC-commercial | MW
|  |  | 2023 | 2024 | 2025 | 2026 | 2027 | 2028 | 2029 | 2030 | 2031 | 2032 | 2033 | 2034 | 2035 | 2036 | 2037 | 2038 | 2039 | 2040 | 2041 | 2042 | 2043 | 2044 | 2045 | 2046 | 2047 | 2048 | 2049 | 2050
|  | hard coal | 0 | 0 | 0 | 0 | 0 | 0 | 0 | 0 | 0 | 0 | 0 | 0 | 0 | 0 | 0 | 0 | 0 | 0 | 0 | 0 | 0 | 0 | 0 | 0 | 0 | 0 | 0 | 0
Commercial: Combined Heat and Power: Generating Capacity: Natural Gas: Alternative Electricity and Transportation | Commercial: Combined Heat and Power: Generating Capacity: Natural Gas: High Zero-Carbon Technology Cost | natural gas nonpeaker | 1394.019 | 1468.725 | 1508.008 | 1540.969 | 1559.125 | 1576.869 | 1595.395 | 1615.291 | 1634.761 | 1655.344 | 1676.552 | 1700.095 | 1722.014 | 1744.812 | 1769.997 | 1793.459 | 1816.316 | 1838.228 | 1858.499 | 1881.085 | 1901.162 | 1921.178 | 1940.084 | 1959.433 | 1979.941 | 2000.097 | 2019.018 | 2039.06
|  | nuclear | 0 | 0 | 0 | 0 | 0 | 0 | 0 | 0 | 0 | 0 | 0 | 0 | 0 | 0 | 0 | 0 | 0 | 0 | 0 | 0 | 0 | 0 | 0 | 0 | 0 | 0 | 0 | 0
|  | hydro | 0 | 0 | 0 | 0 | 0 | 0 | 0 | 0 | 0 | 0 | 0 | 0 | 0 | 0 | 0 | 0 | 0 | 0 | 0 | 0 | 0 | 0 | 0 | 0 | 0 | 0 | 0 | 0
Commercial: Combined Heat and Power: Generating Capacity: Wind: Alternative Electricity and Transportation | Commercial: Combined Heat and Power: Generating Capacity: Wind: High Zero-Carbon Technology Cost | onshore wind | 559.737 | 585.64 | 584.673 | 585.344 | 586.685 | 586.896 | 587.529 | 588.688 | 589.228 | 590.128 | 591.155 | 591.767 | 592.127 | 592.313 | 592.65 | 592.972 | 593.428 | 593.949 | 594.144 | 594.973 | 595.301 | 595.584 | 595.734 | 595.962 | 596.557 | 596.936 | 597.101 | 597.296
Commercial: Combined Heat and Power: Generating Capacity: Solar Photovoltaic: Alternative Electricity and Transportation | Commercial: Combined Heat and Power: Generating Capacity: Solar Photovoltaic: High Zero-Carbon Technology Cost | solar PV | 26815.535 | 29403.9 | 33559.605 | 37794.93 | 41405.586 | 43145.611 | 44266.197 | 45534.084 | 46463.577 | 47210.957 | 48048.74 | 49354.031 | 50425.938 | 51324.493 | 52927.57 | 54478.226 | 56396.023 | 58020.966 | 58883.472 | 60235.283 | 60950.233 | 61766.342 | 62420.555 | 63444.836 | 64722.855 | 66026.054 | 66979.82 | 68250.771
|  | solar thermal | 0 | 0 | 0 | 0 | 0 | 0 | 0 | 0 | 0 | 0 | 0 | 0 | 0 | 0 | 0 | 0 | 0 | 0 | 0 | 0 | 0 | 0 | 0 | 0 | 0 | 0 | 0 | 0
|  | biomass | 0 | 0 | 0 | 0 | 0 | 0 | 0 | 0 | 0 | 0 | 0 | 0 | 0 | 0 | 0 | 0 | 0 | 0 | 0 | 0 | 0 | 0 | 0 | 0 | 0 | 0 | 0 | 0
|  | geothermal | 0 | 0 | 0 | 0 | 0 | 0 | 0 | 0 | 0 | 0 | 0 | 0 | 0 | 0 | 0 | 0 | 0 | 0 | 0 | 0 | 0 | 0 | 0 | 0 | 0 | 0 | 0 | 0
Commercial: Combined Heat and Power: Generating Capacity: Petroleum: Alternative Electricity and Transportation | Commercial: Combined Heat and Power: Generating Capacity: Petroleum: High Zero-Carbon Technology Cost | petroleum | 13.98 | 20.507 | 14.146 | 14.146 | 14.146 | 14.146 | 14.146 | 14.146 | 14.146 | 14.146 | 14.146 | 14.146 | 14.146 | 14.146 | 14.146 | 14.146 | 14.146 | 14.146 | 14.146 | 14.146 | 14.146 | 14.146 | 14.146 | 14.146 | 14.146 | 14.146 | 14.146 | 14.146
|  | natural gas peaker | 0 | 0 | 0 | 0 | 0 | 0 | 0 | 0 | 0 | 0 | 0 | 0 | 0 | 0 | 0 | 0 | 0 | 0 | 0 | 0 | 0 | 0 | 0 | 0 | 0 | 0 | 0 | 0
|  | lignite | 0 | 0 | 0 | 0 | 0 | 0 | 0 | 0 | 0 | 0 | 0 | 0 | 0 | 0 | 0 | 0 | 0 | 0 | 0 | 0 | 0 | 0 | 0 | 0 | 0 | 0 | 0 | 0
|  | offshore wind | 0 | 0 | 0 | 0 | 0 | 0 | 0 | 0 | 0 | 0 | 0 | 0 | 0 | 0 | 0 | 0 | 0 | 0 | 0 | 0 | 0 | 0 | 0 | 0 | 0 | 0 | 0 | 0
|  | crude oil | 0 | 0 | 0 | 0 | 0 | 0 | 0 | 0 | 0 | 0 | 0 | 0 | 0 | 0 | 0 | 0 | 0 | 0 | 0 | 0 | 0 | 0 | 0 | 0 | 0 | 0 | 0 | 0
|  | heavy or residual fuel oil | 0 | 0 | 0 | 0 | 0 | 0 | 0 | 0 | 0 | 0 | 0 | 0 | 0 | 0 | 0 | 0 | 0 | 0 | 0 | 0 | 0 | 0 | 0 | 0 | 0 | 0 | 0 | 0
|  | municipal solid waste | 0 | 0 | 0 | 0 | 0 | 0 | 0 | 0 | 0 | 0 | 0 | 0 | 0 | 0 | 0 | 0 | 0 | 0 | 0 | 0 | 0 | 0 | 0 | 0 | 0 | 0 | 0 | 0
Net Generation (billion kilowatthours)
| BDEQ-BEOfDS-commercial | MW*hour
|  |  | 2023 | 2024 | 2025 | 2026 | 2027 | 2028 | 2029 | 2030 | 2031 | 2032 | 2033 | 2034 | 2035 | 2036 | 2037 | 2038 | 2039 | 2040 | 2041 | 2042 | 2043 | 2044 | 2045 | 2046 | 2047 | 2048 | 2049 | 2050
|  | hard coal | 0 | 0 | 0 | 0 | 0 | 0 | 0 | 0 | 0 | 0 | 0 | 0 | 0 | 0 | 0 | 0 | 0 | 0 | 0 | 0 | 0 | 0 | 0 | 0 | 0 | 0 | 0 | 0
Commercial: Combined Heat and Power: Net Generation: Natural Gas: Alternative Electricity and Transportation | Commercial: Combined Heat and Power: Net Generation: Natural Gas: High Zero-Carbon Technology Cost | natural gas nonpeaker | 9723283 | 8774793 | 8993502 | 9177331 | 9287245 | 9394723 | 9505925 | 9624269 | 9741152 | 9864296 | 9991460 | 10130486 | 10261999 | 10398590 | 10547682 | 10688287 | 10824841 | 10956556 | 11079158 | 11212235 | 11333235 | 11453098 | 11567205 | 11683376 | 11805312 | 11925485 | 12039975 | 12159719
|  | nuclear | 0 | 0 | 0 | 0 | 0 | 0 | 0 | 0 | 0 | 0 | 0 | 0 | 0 | 0 | 0 | 0 | 0 | 0 | 0 | 0 | 0 | 0 | 0 | 0 | 0 | 0 | 0 | 0
|  | hydro | 0 | 0 | 0 | 0 | 0 | 0 | 0 | 0 | 0 | 0 | 0 | 0 | 0 | 0 | 0 | 0 | 0 | 0 | 0 | 0 | 0 | 0 | 0 | 0 | 0 | 0 | 0 | 0
Commercial: Combined Heat and Power: Net Generation: Wind: Alternative Electricity and Transportation | Commercial: Combined Heat and Power: Net Generation: Wind: High Zero-Carbon Technology Cost | onshore wind | 763439 | 741164 | 739818 | 740753 | 742265 | 742448 | 743225 | 744539 | 745092 | 746012 | 747087 | 747818 | 748208 | 748428 | 748864 | 749274 | 749827 | 750408 | 750619 | 751747 | 752186 | 752576 | 752746 | 753008 | 753725 | 754198 | 754389 | 754605
Commercial: Combined Heat and Power: Net Generation: Solar Photovoltaic: Alternative Electricity and Transportation | Commercial: Combined Heat and Power: Net Generation: Solar Photovoltaic: High Zero-Carbon Technology Cost | solar PV | 37878464 | 40940166 | 46182064 | 51740406 | 56461273 | 58730679 | 60101696 | 61663147 | 62868874 | 63818760 | 64888107 | 66510223 | 67825363 | 68932243 | 70873024 | 72769089 | 75070816 | 77056648 | 78127480 | 79720940 | 80581863 | 81550713 | 82343758 | 83578865 | 85106026 | 86662193 | 87841270 | 89360298
|  | solar thermal | 0 | 0 | 0 | 0 | 0 | 0 | 0 | 0 | 0 | 0 | 0 | 0 | 0 | 0 | 0 | 0 | 0 | 0 | 0 | 0 | 0 | 0 | 0 | 0 | 0 | 0 | 0 | 0
|  | biomass | 0 | 0 | 0 | 0 | 0 | 0 | 0 | 0 | 0 | 0 | 0 | 0 | 0 | 0 | 0 | 0 | 0 | 0 | 0 | 0 | 0 | 0 | 0 | 0 | 0 | 0 | 0 | 0
|  | geothermal | 0 | 0 | 0 | 0 | 0 | 0 | 0 | 0 | 0 | 0 | 0 | 0 | 0 | 0 | 0 | 0 | 0 | 0 | 0 | 0 | 0 | 0 | 0 | 0 | 0 | 0 | 0 | 0
Commercial: Combined Heat and Power: Net Generation: Petroleum: Alternative Electricity and Transportation | Commercial: Combined Heat and Power: Net Generation: Petroleum: High Zero-Carbon Technology Cost | petroleum | 97511 | 81209 | 56017 | 56017 | 56017 | 56017 | 56017 | 56017 | 56017 | 56017 | 56017 | 56017 | 56017 | 56017 | 56017 | 56017 | 56017 | 56017 | 56017 | 56017 | 56017 | 56017 | 56017 | 56017 | 56017 | 56017 | 56017 | 56017
|  | natural gas peaker | 0 | 0 | 0 | 0 | 0 | 0 | 0 | 0 | 0 | 0 | 0 | 0 | 0 | 0 | 0 | 0 | 0 | 0 | 0 | 0 | 0 | 0 | 0 | 0 | 0 | 0 | 0 | 0
|  | lignite | 0 | 0 | 0 | 0 | 0 | 0 | 0 | 0 | 0 | 0 | 0 | 0 | 0 | 0 | 0 | 0 | 0 | 0 | 0 | 0 | 0 | 0 | 0 | 0 | 0 | 0 | 0 | 0
|  | offshore wind | 0 | 0 | 0 | 0 | 0 | 0 | 0 | 0 | 0 | 0 | 0 | 0 | 0 | 0 | 0 | 0 | 0 | 0 | 0 | 0 | 0 | 0 | 0 | 0 | 0 | 0 | 0 | 0
|  | crude oil | 0 | 0 | 0 | 0 | 0 | 0 | 0 | 0 | 0 | 0 | 0 | 0 | 0 | 0 | 0 | 0 | 0 | 0 | 0 | 0 | 0 | 0 | 0 | 0 | 0 | 0 | 0 | 0
|  | heavy or residual fuel oil | 0 | 0 | 0 | 0 | 0 | 0 | 0 | 0 | 0 | 0 | 0 | 0 | 0 | 0 | 0 | 0 | 0 | 0 | 0 | 0 | 0 | 0 | 0 | 0 | 0 | 0 | 0 | 0
|  | municipal solid waste | 0 | 0 | 0 | 0 | 0 | 0 | 0 | 0 | 0 | 0 | 0 | 0 | 0 | 0 | 0 | 0 | 0 | 0 | 0 | 0 | 0 | 0 | 0 | 0 | 0 | 0 | 0 | 0
Residential Capacity Factor |  |  | 18.98% | 17.33% | 16.92% | 16.86% | 16.81% | 16.75% | 16.7% | 16.65% | 16.6% | 16.55% | 16.51% | 16.46% | 16.41% | 16.37% | 16.32% | 16.28% | 16.24% | 16.2% | 16.16% | 16.12% | 16.09% | 16.05% | 16.02% | 15.99% | 15.96% | 15.93% | 15.89% | 15.87%

## Inflation Reduction Act
Methodology:
The tab includes calculations for three provisions of the Inflation Reduction Act that would increase distributed solar deployment.
The Greenhouse Gas Reduction Fund includes a $7 billion Zero Emission Technologies Grant Program, which will prioritize
residential and community solar projects. We assume this funding will go entirely to new distributed solar build-out, using
a government leverage rate of 30%.
The clean electricity tax credits include credits for solar placed in connection with low-income communities, with an annual
cap of 1.8 GW. We assume this will go entirely toward distributed solar.
Finally, the 25D residential tax credits provide incentives for distributed solar. We rely on analysis by RMI that suggests
this could lead to 1 GW per year annual additions.
Calculations:
$7 billion is carved out for zero-emission technologies in low income communities in the GHG Reduction fund. We adjust
the $7 billion by the ratio of outlays to budget authority in the CBO score, and assume the same spending time frame.
Distributed Solar Cost, per RMI ($/watt) | 3.3
Government Leverage Assumption | 30%
Annual Additions, low-income provision of clean energy tax credits (MW) | 0
Annual Additions, 25D (MW) | 0
Solar For All
Solar For All
EPA Press Release, cumulative GW distributed solar: | 4 | https://www.epa.gov/greenhouse-gas-reduction-fund/solar-all-fast-facts
Funds distributed between 2025-2029
| 2021 | 2022 | 2023 | 2024 | 2025 | 2026 | 2027 | 2028 | 2029 | 2030 | 2031 | 2032 | 2033 | 2034 | 2035 | 2036 | 2037 | 2038 | 2039 | 2040 | 2041 | 2042 | 2043 | 2044 | 2045 | 2046 | 2047 | 2048 | 2049 | 2050
Additional Deployment (MW) | 0 | 0 | 0 | 0 | 800 | 800 | 800 | 800 | 800 | 0 | 0 | 0 | 0 | 0 | 0 | 0 | 0 | 0 | 0 | 0 | 0 | 0 | 0 | 0 | 0 | 0 | 0 | 0 | 0 | 0
Other Distributed Solar
Ratio of "Other Distributed Solar" Funds to Solar For All Funds: | 2.4805
Total GW Deployed from "Other Distributed Solar" | 9.9221
Years to Distribute Deployment: | 7
| 2021 | 2022 | 2023 | 2024 | 2025 | 2026 | 2027 | 2028 | 2029 | 2030 | 2031 | 2032 | 2033 | 2034 | 2035 | 2036 | 2037 | 2038 | 2039 | 2040 | 2041 | 2042 | 2043 | 2044 | 2045 | 2046 | 2047 | 2048 | 2049 | 2050
Additional Deployment (MW) | 0 | 0 | 0 | 0 | 1417.446 | 1417.446 | 1417.446 | 1417.446 | 1417.446 | 1417.446 | 1417.446 | 0 | 0 | 0 | 0 | 0 | 0 | 0 | 0 | 0 | 0 | 0 | 0 | 0 | 0 | 0 | 0 | 0 | 0 | 0
Justice Climate Fund
Total solar PV capacity (MW) | 281
| 2021 | 2022 | 2023 | 2024 | 2025 | 2026 | 2027 | 2028 | 2029 | 2030 | 2031 | 2032 | 2033 | 2034 | 2035 | 2036 | 2037 | 2038 | 2039 | 2040 | 2041 | 2042 | 2043 | 2044 | 2045 | 2046 | 2047 | 2048 | 2049 | 2050
Additional Deployment (MW) | 0 | 0 | 0 | 0 | 40.1429 | 40.1429 | 40.1429 | 40.1429 | 40.1429 | 40.1429 | 40.1429 | 0 | 0 | 0 | 0 | 0 | 0 | 0 | 0 | 0 | 0 | 0 | 0 | 0 | 0 | 0 | 0 | 0 | 0 | 0
| 2023 | 2024 | 2025 | 2026 | 2027 | 2028 | 2029 | 2030 | 2031 | 2032 | 2033 | 2034 | 2035 | 2036 | 2037 | 2038 | 2039 | 2040 | 2041 | 2042 | 2043 | 2044 | 2045 | 2046 | 2047 | 2048 | 2049 | 2050
Total Annual Additions (MW) | 0 | 0 | 2257.5888 | 2257.5888 | 2257.5888 | 2257.5888 | 2257.5888 | 1457.5888 | 1457.5888 | 0 | 0 | 0 | 0 | 0 | 0 | 0 | 0 | 0 | 0 | 0 | 0 | 0 | 0 | 0 | 0 | 0 | 0 | 0
Total Cumulative Additions (MW) | 0 | 0 | 2257.5888 | 4515.1777 | 6772.7665 | 9030.3554 | 11287.9442 | 12745.5331 | 14203.1219 | 14203.1219 | 14203.1219 | 14203.1219 | 14203.1219 | 14203.1219 | 14203.1219 | 14203.1219 | 14203.1219 | 14203.1219 | 14203.1219 | 14203.1219 | 14203.1219 | 14203.1219 | 14203.1219 | 14203.1219 | 14203.1219 | 14203.1219 | 14203.1219 | 14203.1219
Urban Residential Additions (MW) | 0 | 0 | 1835.6045 | 3671.209 | 5506.8135 | 7342.418 | 9178.0225 | 10363.1615 | 11548.3005 | 11548.3005 | 11548.3005 | 11548.3005 | 11548.3005 | 11548.3005 | 11548.3005 | 11548.3005 | 11548.3005 | 11548.3005 | 11548.3005 | 11548.3005 | 11548.3005 | 11548.3005 | 11548.3005 | 11548.3005 | 11548.3005 | 11548.3005 | 11548.3005 | 11548.3005
Rural Residential Additions (MW) | 0 | 0 | 421.9843 | 843.9687 | 1265.953 | 1687.9374 | 2109.9217 | 2382.3716 | 2654.8214 | 2654.8214 | 2654.8214 | 2654.8214 | 2654.8214 | 2654.8214 | 2654.8214 | 2654.8214 | 2654.8214 | 2654.8214 | 2654.8214 | 2654.8214 | 2654.8214 | 2654.8214 | 2654.8214 | 2654.8214 | 2654.8214 | 2654.8214 | 2654.8214 | 2654.8214
Urban Residential Incremental Generation (MWh) | 0 | 0 | 2720924.0592 | 5423459.3145 | 8107877.9448 | 10775444.0975 | 13427507.9377 | 15115119.776 | 16792778.3077 | 16745182.8157 | 16697639.1212 | 16651102.7343 | 16604198.7644 | 16558743.536 | 16512888.1151 | 16469262.7577 | 16427501.3371 | 16387317.0984 | 16347418.2388 | 16309073.7999 | 16272880.3272 | 16238665.3025 | 16205204.2017 | 16172997.7016 | 16141674.9463 | 16110368.4831 | 16079523.6974 | 16050275.1587
Rural Residential Incremental Generation (MWh) | 0 | 0 | 625509.1251 | 1246790.8759 | 1863907.823 | 2477150.5796 | 3086829.5329 | 3474792.0712 | 3860466.4588 | 3849524.803 | 3838595.0548 | 3827896.8751 | 3817114.1923 | 3806664.5584 | 3796122.9249 | 3786093.9573 | 3776493.4874 | 3767255.5934 | 3758083.3048 | 3749268.3596 | 3740947.8968 | 3733082.2564 | 3725389.9344 | 3717986.0308 | 3710785.2898 | 3703588.2943 | 3696497.433 | 3689773.5306
|  | 0 | 1835.6045 | 1835.6045 | 1835.6045 | 1835.6045 | 1835.6045 | 1185.139 | 1185.139 | 0 | 0 | 0 | 0 | 0
|  | 0 | 421.9843 | 421.9843 | 421.9843 | 421.9843 | 421.9843 | 272.4498 | 272.4498 | 0 | 0 | 0 | 0 | 0
Source: RMI Direct Pay Residential Solar Tax Incentives memo

## BDESC-urban-residential
MW | 2023 | 2024 | 2025 | 2026 | 2027 | 2028 | 2029 | 2030 | 2031 | 2032 | 2033 | 2034 | 2035 | 2036 | 2037 | 2038 | 2039 | 2040 | 2041 | 2042 | 2043 | 2044 | 2045 | 2046 | 2047 | 2048 | 2049 | 2050
hard coal | 0 | 0 | 0 | 0 | 0 | 0 | 0 | 0 | 0 | 0 | 0 | 0 | 0 | 0 | 0 | 0 | 0 | 0 | 0 | 0 | 0 | 0 | 0 | 0 | 0 | 0 | 0 | 0
natural gas steam turbine | 0 | 0 | 0 | 0 | 0 | 0 | 0 | 0 | 0 | 0 | 0 | 0 | 0 | 0 | 0 | 0 | 0 | 0 | 0 | 0 | 0 | 0 | 0 | 0 | 0 | 0 | 0 | 0
natural gas combined cycle | 0 | 1.4026 | 0.41061 | 0.89846 | 1.3733 | 1.3839 | 1.3944 | 2.0563 | 2.9401 | 3.8516 | 4.5606 | 5.4493 | 5.4598 | 5.4704 | 5.481 | 5.4916 | 5.5029 | 5.5143 | 5.5273 | 5.5444 | 5.568 | 5.6054 | 5.6696 | 5.7818 | 5.894 | 6.007 | 6.1209 | 6.2355
nuclear | 0 | 0 | 0 | 0 | 0 | 0 | 0 | 0 | 0 | 0 | 0 | 0 | 0 | 0 | 0 | 0 | 0 | 0 | 0 | 0 | 0 | 0 | 0 | 0 | 0 | 0 | 0 | 0
hydro | 0 | 0 | 0 | 0 | 0 | 0 | 0 | 0 | 0 | 0 | 0 | 0 | 0 | 0 | 0 | 0 | 0 | 0 | 0 | 0 | 0 | 0 | 0 | 0 | 0 | 0 | 0 | 0
onshore wind | 51.5884 | 250.5747 | 131.0948 | 131.2038 | 131.3371 | 131.4688 | 131.6819 | 132.0526 | 132.7267 | 133.7796 | 135.4066 | 137.6515 | 140.3379 | 143.3553 | 146.7019 | 150.2177 | 153.8213 | 157.6427 | 161.9065 | 166.4614 | 171.1643 | 175.9834 | 180.9611 | 186.3819 | 192.0068 | 198.4359 | 204.9365 | 211.5062
solar PV | 21092.0105 | 33586.6441 | 37908.4658 | 38259.9848 | 40727.4402 | 43279.9741 | 45677.1052 | 48200.6535 | 50934.8827 | 53663.7244 | 56531.886 | 59575.3473 | 62828.8163 | 66242.1322 | 69907.1856 | 73746.9427 | 77794.5543 | 81990.7169 | 86364.6053 | 90868.6144 | 95514.3941 | 100341.0309 | 105287.6964 | 110385.4008 | 115640.4829 | 121126.7388 | 126714.1698 | 132502.5645
solar thermal | 0 | 0 | 0 | 0 | 0 | 0 | 0 | 0 | 0 | 0 | 0 | 0 | 0 | 0 | 0 | 0 | 0 | 0 | 0 | 0 | 0 | 0 | 0 | 0 | 0 | 0 | 0 | 0
biomass | 0 | 0 | 0 | 0 | 0 | 0 | 0 | 0 | 0 | 0 | 0 | 0 | 0 | 0 | 0 | 0 | 0 | 0 | 0 | 0 | 0 | 0 | 0 | 0 | 0 | 0 | 0 | 0
geothermal | 0 | 0 | 0 | 0 | 0 | 0 | 0 | 0 | 0 | 0 | 0 | 0 | 0 | 0 | 0 | 0 | 0 | 0 | 0 | 0 | 0 | 0 | 0 | 0 | 0 | 0 | 0 | 0
petroleum | 0 | 0 | 0 | 0 | 0 | 0 | 0 | 0 | 0 | 0 | 0 | 0 | 0 | 0 | 0 | 0 | 0 | 0 | 0 | 0 | 0 | 0 | 0 | 0 | 0 | 0 | 0 | 0
natural gas peaker | 0 | 0 | 0 | 0 | 0 | 0 | 0 | 0 | 0 | 0 | 0 | 0 | 0 | 0 | 0 | 0 | 0 | 0 | 0 | 0 | 0 | 0 | 0 | 0 | 0 | 0 | 0 | 0
lignite | 0 | 0 | 0 | 0 | 0 | 0 | 0 | 0 | 0 | 0 | 0 | 0 | 0 | 0 | 0 | 0 | 0 | 0 | 0 | 0 | 0 | 0 | 0 | 0 | 0 | 0 | 0 | 0
offshore wind | 0 | 0 | 0 | 0 | 0 | 0 | 0 | 0 | 0 | 0 | 0 | 0 | 0 | 0 | 0 | 0 | 0 | 0 | 0 | 0 | 0 | 0 | 0 | 0 | 0 | 0 | 0 | 0
crude oil | 0 | 0 | 0 | 0 | 0 | 0 | 0 | 0 | 0 | 0 | 0 | 0 | 0 | 0 | 0 | 0 | 0 | 0 | 0 | 0 | 0 | 0 | 0 | 0 | 0 | 0 | 0 | 0
heavy or residual fuel oil | 0 | 0 | 0 | 0 | 0 | 0 | 0 | 0 | 0 | 0 | 0 | 0 | 0 | 0 | 0 | 0 | 0 | 0 | 0 | 0 | 0 | 0 | 0 | 0 | 0 | 0 | 0 | 0
municipal solid waste | 0 | 0 | 0 | 0 | 0 | 0 | 0 | 0 | 0 | 0 | 0 | 0 | 0 | 0 | 0 | 0 | 0 | 0 | 0 | 0 | 0 | 0 | 0 | 0 | 0 | 0 | 0 | 0
hard coal w CCS | 0 | 0 | 0 | 0 | 0 | 0 | 0 | 0 | 0 | 0 | 0 | 0 | 0 | 0 | 0 | 0 | 0 | 0 | 0 | 0 | 0 | 0 | 0 | 0 | 0 | 0 | 0 | 0
natural gas combined cycle w CCS | 0 | 0 | 0 | 0 | 0 | 0 | 0 | 0 | 0 | 0 | 0 | 0 | 0 | 0 | 0 | 0 | 0 | 0 | 0 | 0 | 0 | 0 | 0 | 0 | 0 | 0 | 0 | 0
biomass w CCS | 0 | 0 | 0 | 0 | 0 | 0 | 0 | 0 | 0 | 0 | 0 | 0 | 0 | 0 | 0 | 0 | 0 | 0 | 0 | 0 | 0 | 0 | 0 | 0 | 0 | 0 | 0 | 0
lignite w CCS | 0 | 0 | 0 | 0 | 0 | 0 | 0 | 0 | 0 | 0 | 0 | 0 | 0 | 0 | 0 | 0 | 0 | 0 | 0 | 0 | 0 | 0 | 0 | 0 | 0 | 0 | 0 | 0
small modular reactor | 0 | 0 | 0 | 0 | 0 | 0 | 0 | 0 | 0 | 0 | 0 | 0 | 0 | 0 | 0 | 0 | 0 | 0 | 0 | 0 | 0 | 0 | 0 | 0 | 0 | 0 | 0 | 0
hydrogen combustion turbine | 0 | 0 | 0 | 0 | 0 | 0 | 0 | 0 | 0 | 0 | 0 | 0 | 0 | 0 | 0 | 0 | 0 | 0 | 0 | 0 | 0 | 0 | 0 | 0 | 0 | 0 | 0 | 0
hydrogen combined cycle | 0 | 0 | 0 | 0 | 0 | 0 | 0 | 0 | 0 | 0 | 0 | 0 | 0 | 0 | 0 | 0 | 0 | 0 | 0 | 0 | 0 | 0 | 0 | 0 | 0 | 0 | 0 | 0

## BDESC-rural-residential
MW | 2023 | 2024 | 2025 | 2026 | 2027 | 2028 | 2029 | 2030 | 2031 | 2032 | 2033 | 2034 | 2035 | 2036 | 2037 | 2038 | 2039 | 2040 | 2041 | 2042 | 2043 | 2044 | 2045 | 2046 | 2047 | 2048 | 2049 | 2050
hard coal | 0 | 0 | 0 | 0 | 0 | 0 | 0 | 0 | 0 | 0 | 0 | 0 | 0 | 0 | 0 | 0 | 0 | 0 | 0 | 0 | 0 | 0 | 0 | 0 | 0 | 0 | 0 | 0
natural gas steam turbine | 0 | 0 | 0 | 0 | 0 | 0 | 0 | 0 | 0 | 0 | 0 | 0 | 0 | 0 | 0 | 0 | 0 | 0 | 0 | 0 | 0 | 0 | 0 | 0 | 0 | 0 | 0 | 0
natural gas combined cycle | 0 | 0.32243 | 0.094394 | 0.20654 | 0.3157 | 0.31813 | 0.32056 | 0.47272 | 0.6759 | 0.88543 | 1.0484 | 1.2527 | 1.2552 | 1.2576 | 1.26 | 1.2624 | 1.2651 | 1.2677 | 1.2707 | 1.2746 | 1.28 | 1.2886 | 1.3034 | 1.3292 | 1.355 | 1.381 | 1.4071 | 1.4335
nuclear | 0 | 0 | 0 | 0 | 0 | 0 | 0 | 0 | 0 | 0 | 0 | 0 | 0 | 0 | 0 | 0 | 0 | 0 | 0 | 0 | 0 | 0 | 0 | 0 | 0 | 0 | 0 | 0
hydro | 0 | 0 | 0 | 0 | 0 | 0 | 0 | 0 | 0 | 0 | 0 | 0 | 0 | 0 | 0 | 0 | 0 | 0 | 0 | 0 | 0 | 0 | 0 | 0 | 0 | 0 | 0 | 0
onshore wind | 11.8596 | 57.6043 | 30.1372 | 30.1622 | 30.1929 | 30.2232 | 30.2721 | 30.3574 | 30.5123 | 30.7544 | 31.1284 | 31.6445 | 32.2621 | 32.9557 | 33.7251 | 34.5333 | 35.3617 | 36.2403 | 37.2205 | 38.2676 | 39.3487 | 40.4566 | 41.6009 | 42.8471 | 44.1402 | 45.6181 | 47.1125 | 48.6228
solar PV | 4848.8105 | 7721.1829 | 8714.72 | 8795.5302 | 9362.7698 | 9949.5679 | 10500.6408 | 11080.7755 | 11709.3433 | 12336.6726 | 12996.03 | 13695.6867 | 14443.6217 | 15228.3038 | 16070.8574 | 16953.5733 | 17884.0727 | 18848.7221 | 19854.2287 | 20889.6486 | 21957.6599 | 23067.2481 | 24204.4296 | 25376.3332 | 26584.4161 | 27845.6432 | 29130.1292 | 30460.8145
solar thermal | 0 | 0 | 0 | 0 | 0 | 0 | 0 | 0 | 0 | 0 | 0 | 0 | 0 | 0 | 0 | 0 | 0 | 0 | 0 | 0 | 0 | 0 | 0 | 0 | 0 | 0 | 0 | 0
biomass | 0 | 0 | 0 | 0 | 0 | 0 | 0 | 0 | 0 | 0 | 0 | 0 | 0 | 0 | 0 | 0 | 0 | 0 | 0 | 0 | 0 | 0 | 0 | 0 | 0 | 0 | 0 | 0
geothermal | 0 | 0 | 0 | 0 | 0 | 0 | 0 | 0 | 0 | 0 | 0 | 0 | 0 | 0 | 0 | 0 | 0 | 0 | 0 | 0 | 0 | 0 | 0 | 0 | 0 | 0 | 0 | 0
petroleum | 0 | 0 | 0 | 0 | 0 | 0 | 0 | 0 | 0 | 0 | 0 | 0 | 0 | 0 | 0 | 0 | 0 | 0 | 0 | 0 | 0 | 0 | 0 | 0 | 0 | 0 | 0 | 0
natural gas peaker | 0 | 0 | 0 | 0 | 0 | 0 | 0 | 0 | 0 | 0 | 0 | 0 | 0 | 0 | 0 | 0 | 0 | 0 | 0 | 0 | 0 | 0 | 0 | 0 | 0 | 0 | 0 | 0
lignite | 0 | 0 | 0 | 0 | 0 | 0 | 0 | 0 | 0 | 0 | 0 | 0 | 0 | 0 | 0 | 0 | 0 | 0 | 0 | 0 | 0 | 0 | 0 | 0 | 0 | 0 | 0 | 0
offshore wind | 0 | 0 | 0 | 0 | 0 | 0 | 0 | 0 | 0 | 0 | 0 | 0 | 0 | 0 | 0 | 0 | 0 | 0 | 0 | 0 | 0 | 0 | 0 | 0 | 0 | 0 | 0 | 0
crude oil | 0 | 0 | 0 | 0 | 0 | 0 | 0 | 0 | 0 | 0 | 0 | 0 | 0 | 0 | 0 | 0 | 0 | 0 | 0 | 0 | 0 | 0 | 0 | 0 | 0 | 0 | 0 | 0
heavy or residual fuel oil | 0 | 0 | 0 | 0 | 0 | 0 | 0 | 0 | 0 | 0 | 0 | 0 | 0 | 0 | 0 | 0 | 0 | 0 | 0 | 0 | 0 | 0 | 0 | 0 | 0 | 0 | 0 | 0
municipal solid waste | 0 | 0 | 0 | 0 | 0 | 0 | 0 | 0 | 0 | 0 | 0 | 0 | 0 | 0 | 0 | 0 | 0 | 0 | 0 | 0 | 0 | 0 | 0 | 0 | 0 | 0 | 0 | 0
hard coal w CCS | 0 | 0 | 0 | 0 | 0 | 0 | 0 | 0 | 0 | 0 | 0 | 0 | 0 | 0 | 0 | 0 | 0 | 0 | 0 | 0 | 0 | 0 | 0 | 0 | 0 | 0 | 0 | 0
natural gas combined cycle w CCS | 0 | 0 | 0 | 0 | 0 | 0 | 0 | 0 | 0 | 0 | 0 | 0 | 0 | 0 | 0 | 0 | 0 | 0 | 0 | 0 | 0 | 0 | 0 | 0 | 0 | 0 | 0 | 0
biomass w CCS | 0 | 0 | 0 | 0 | 0 | 0 | 0 | 0 | 0 | 0 | 0 | 0 | 0 | 0 | 0 | 0 | 0 | 0 | 0 | 0 | 0 | 0 | 0 | 0 | 0 | 0 | 0 | 0
lignite w CCS | 0 | 0 | 0 | 0 | 0 | 0 | 0 | 0 | 0 | 0 | 0 | 0 | 0 | 0 | 0 | 0 | 0 | 0 | 0 | 0 | 0 | 0 | 0 | 0 | 0 | 0 | 0 | 0
small modular reactor | 0 | 0 | 0 | 0 | 0 | 0 | 0 | 0 | 0 | 0 | 0 | 0 | 0 | 0 | 0 | 0 | 0 | 0 | 0 | 0 | 0 | 0 | 0 | 0 | 0 | 0 | 0 | 0
hydrogen combustion turbine | 0 | 0 | 0 | 0 | 0 | 0 | 0 | 0 | 0 | 0 | 0 | 0 | 0 | 0 | 0 | 0 | 0 | 0 | 0 | 0 | 0 | 0 | 0 | 0 | 0 | 0 | 0 | 0
hydrogen combined cycle | 0 | 0 | 0 | 0 | 0 | 0 | 0 | 0 | 0 | 0 | 0 | 0 | 0 | 0 | 0 | 0 | 0 | 0 | 0 | 0 | 0 | 0 | 0 | 0 | 0 | 0 | 0 | 0

## BDESC-commercial
MW | 2023 | 2024 | 2025 | 2026 | 2027 | 2028 | 2029 | 2030 | 2031 | 2032 | 2033 | 2034 | 2035 | 2036 | 2037 | 2038 | 2039 | 2040 | 2041 | 2042 | 2043 | 2044 | 2045 | 2046 | 2047 | 2048 | 2049 | 2050
hard coal | 0 | 0 | 0 | 0 | 0 | 0 | 0 | 0 | 0 | 0 | 0 | 0 | 0 | 0 | 0 | 0 | 0 | 0 | 0 | 0 | 0 | 0 | 0 | 0 | 0 | 0 | 0 | 0
natural gas steam turbine | 0 | 0 | 0 | 0 | 0 | 0 | 0 | 0 | 0 | 0 | 0 | 0 | 0 | 0 | 0 | 0 | 0 | 0 | 0 | 0 | 0 | 0 | 0 | 0 | 0 | 0 | 0 | 0
natural gas combined cycle | 1394.019 | 1468.725 | 1508.008 | 1540.969 | 1559.125 | 1576.869 | 1595.395 | 1615.291 | 1634.761 | 1655.344 | 1676.552 | 1700.095 | 1722.014 | 1744.812 | 1769.997 | 1793.459 | 1816.316 | 1838.228 | 1858.499 | 1881.085 | 1901.162 | 1921.178 | 1940.084 | 1959.433 | 1979.941 | 2000.097 | 2019.018 | 2039.06
nuclear | 0 | 0 | 0 | 0 | 0 | 0 | 0 | 0 | 0 | 0 | 0 | 0 | 0 | 0 | 0 | 0 | 0 | 0 | 0 | 0 | 0 | 0 | 0 | 0 | 0 | 0 | 0 | 0
hydro | 0 | 0 | 0 | 0 | 0 | 0 | 0 | 0 | 0 | 0 | 0 | 0 | 0 | 0 | 0 | 0 | 0 | 0 | 0 | 0 | 0 | 0 | 0 | 0 | 0 | 0 | 0 | 0
onshore wind | 559.737 | 585.64 | 584.673 | 585.344 | 586.685 | 586.896 | 587.529 | 588.688 | 589.228 | 590.128 | 591.155 | 591.767 | 592.127 | 592.313 | 592.65 | 592.972 | 593.428 | 593.949 | 594.144 | 594.973 | 595.301 | 595.584 | 595.734 | 595.962 | 596.557 | 596.936 | 597.101 | 597.296
solar PV | 26815.535 | 29403.9 | 33559.605 | 37794.93 | 41405.586 | 43145.611 | 44266.197 | 45534.084 | 46463.577 | 47210.957 | 48048.74 | 49354.031 | 50425.938 | 51324.493 | 52927.57 | 54478.226 | 56396.023 | 58020.966 | 58883.472 | 60235.283 | 60950.233 | 61766.342 | 62420.555 | 63444.836 | 64722.855 | 66026.054 | 66979.82 | 68250.771
solar thermal | 0 | 0 | 0 | 0 | 0 | 0 | 0 | 0 | 0 | 0 | 0 | 0 | 0 | 0 | 0 | 0 | 0 | 0 | 0 | 0 | 0 | 0 | 0 | 0 | 0 | 0 | 0 | 0
biomass | 0 | 0 | 0 | 0 | 0 | 0 | 0 | 0 | 0 | 0 | 0 | 0 | 0 | 0 | 0 | 0 | 0 | 0 | 0 | 0 | 0 | 0 | 0 | 0 | 0 | 0 | 0 | 0
geothermal | 0 | 0 | 0 | 0 | 0 | 0 | 0 | 0 | 0 | 0 | 0 | 0 | 0 | 0 | 0 | 0 | 0 | 0 | 0 | 0 | 0 | 0 | 0 | 0 | 0 | 0 | 0 | 0
petroleum | 13.98 | 20.507 | 14.146 | 14.146 | 14.146 | 14.146 | 14.146 | 14.146 | 14.146 | 14.146 | 14.146 | 14.146 | 14.146 | 14.146 | 14.146 | 14.146 | 14.146 | 14.146 | 14.146 | 14.146 | 14.146 | 14.146 | 14.146 | 14.146 | 14.146 | 14.146 | 14.146 | 14.146
natural gas peaker | 0 | 0 | 0 | 0 | 0 | 0 | 0 | 0 | 0 | 0 | 0 | 0 | 0 | 0 | 0 | 0 | 0 | 0 | 0 | 0 | 0 | 0 | 0 | 0 | 0 | 0 | 0 | 0
lignite | 0 | 0 | 0 | 0 | 0 | 0 | 0 | 0 | 0 | 0 | 0 | 0 | 0 | 0 | 0 | 0 | 0 | 0 | 0 | 0 | 0 | 0 | 0 | 0 | 0 | 0 | 0 | 0
offshore wind | 0 | 0 | 0 | 0 | 0 | 0 | 0 | 0 | 0 | 0 | 0 | 0 | 0 | 0 | 0 | 0 | 0 | 0 | 0 | 0 | 0 | 0 | 0 | 0 | 0 | 0 | 0 | 0
crude oil | 0 | 0 | 0 | 0 | 0 | 0 | 0 | 0 | 0 | 0 | 0 | 0 | 0 | 0 | 0 | 0 | 0 | 0 | 0 | 0 | 0 | 0 | 0 | 0 | 0 | 0 | 0 | 0
heavy or residual fuel oil | 0 | 0 | 0 | 0 | 0 | 0 | 0 | 0 | 0 | 0 | 0 | 0 | 0 | 0 | 0 | 0 | 0 | 0 | 0 | 0 | 0 | 0 | 0 | 0 | 0 | 0 | 0 | 0
municipal solid waste | 0 | 0 | 0 | 0 | 0 | 0 | 0 | 0 | 0 | 0 | 0 | 0 | 0 | 0 | 0 | 0 | 0 | 0 | 0 | 0 | 0 | 0 | 0 | 0 | 0 | 0 | 0 | 0
hard coal w CCS | 0 | 0 | 0 | 0 | 0 | 0 | 0 | 0 | 0 | 0 | 0 | 0 | 0 | 0 | 0 | 0 | 0 | 0 | 0 | 0 | 0 | 0 | 0 | 0 | 0 | 0 | 0 | 0
natural gas combined cycle w CCS | 0 | 0 | 0 | 0 | 0 | 0 | 0 | 0 | 0 | 0 | 0 | 0 | 0 | 0 | 0 | 0 | 0 | 0 | 0 | 0 | 0 | 0 | 0 | 0 | 0 | 0 | 0 | 0
biomass w CCS | 0 | 0 | 0 | 0 | 0 | 0 | 0 | 0 | 0 | 0 | 0 | 0 | 0 | 0 | 0 | 0 | 0 | 0 | 0 | 0 | 0 | 0 | 0 | 0 | 0 | 0 | 0 | 0
lignite w CCS | 0 | 0 | 0 | 0 | 0 | 0 | 0 | 0 | 0 | 0 | 0 | 0 | 0 | 0 | 0 | 0 | 0 | 0 | 0 | 0 | 0 | 0 | 0 | 0 | 0 | 0 | 0 | 0
small modular reactor | 0 | 0 | 0 | 0 | 0 | 0 | 0 | 0 | 0 | 0 | 0 | 0 | 0 | 0 | 0 | 0 | 0 | 0 | 0 | 0 | 0 | 0 | 0 | 0 | 0 | 0 | 0 | 0
hydrogen combustion turbine | 0 | 0 | 0 | 0 | 0 | 0 | 0 | 0 | 0 | 0 | 0 | 0 | 0 | 0 | 0 | 0 | 0 | 0 | 0 | 0 | 0 | 0 | 0 | 0 | 0 | 0 | 0 | 0
hydrogen combined cycle | 0 | 0 | 0 | 0 | 0 | 0 | 0 | 0 | 0 | 0 | 0 | 0 | 0 | 0 | 0 | 0 | 0 | 0 | 0 | 0 | 0 | 0 | 0 | 0 | 0 | 0 | 0 | 0

## CiDESCTY-urban-residential
MW | 2024 | 2025 | 2026 | 2027 | 2028 | 2029 | 2030 | 2031 | 2032 | 2033 | 2034 | 2035 | 2036 | 2037 | 2038 | 2039 | 2040 | 2041 | 2042 | 2043 | 2044 | 2045 | 2046 | 2047 | 2048 | 2049 | 2050
hard coal | 0 | 0 | 0 | 0 | 0 | 0 | 0 | 0 | 0 | 0 | 0 | 0 | 0 | 0 | 0 | 0 | 0 | 0 | 0 | 0 | 0 | 0 | 0 | 0 | 0 | 0 | 0
natural gas steam turbine | 0 | 0 | 0 | 0 | 0 | 0 | 0 | 0 | 0 | 0 | 0 | 0 | 0 | 0 | 0 | 0 | 0 | 0 | 0 | 0 | 0 | 0 | 0 | 0 | 0 | 0 | 0
natural gas combined cycle | 0 | 0 | 0 | 0 | 0 | 0 | 0 | 0 | 0 | 0 | 0 | 0 | 0 | 0 | 0 | 0 | 0 | 0 | 0 | 0 | 0 | 0 | 0 | 0 | 0 | 0 | 0
nuclear | 0 | 0 | 0 | 0 | 0 | 0 | 0 | 0 | 0 | 0 | 0 | 0 | 0 | 0 | 0 | 0 | 0 | 0 | 0 | 0 | 0 | 0 | 0 | 0 | 0 | 0 | 0
hydro | 0 | 0 | 0 | 0 | 0 | 0 | 0 | 0 | 0 | 0 | 0 | 0 | 0 | 0 | 0 | 0 | 0 | 0 | 0 | 0 | 0 | 0 | 0 | 0 | 0 | 0 | 0
onshore wind | 0 | 0 | 0 | 0 | 0 | 0 | 0 | 0 | 0 | 0 | 0 | 0 | 0 | 0 | 0 | 0 | 0 | 0 | 0 | 0 | 0 | 0 | 0 | 0 | 0 | 0 | 0
solar PV | 0 | 650.4655 | 650.4655 | 650.4655 | 650.4655 | 650.4655 | 0 | 0 | 0 | 0 | 0 | 0 | 0 | 0 | 0 | 0 | 0 | 0 | 0 | 0 | 0 | 0 | 0 | 0 | 0 | 0 | 0
solar thermal | 0 | 0 | 0 | 0 | 0 | 0 | 0 | 0 | 0 | 0 | 0 | 0 | 0 | 0 | 0 | 0 | 0 | 0 | 0 | 0 | 0 | 0 | 0 | 0 | 0 | 0 | 0
biomass | 0 | 0 | 0 | 0 | 0 | 0 | 0 | 0 | 0 | 0 | 0 | 0 | 0 | 0 | 0 | 0 | 0 | 0 | 0 | 0 | 0 | 0 | 0 | 0 | 0 | 0 | 0
geothermal | 0 | 0 | 0 | 0 | 0 | 0 | 0 | 0 | 0 | 0 | 0 | 0 | 0 | 0 | 0 | 0 | 0 | 0 | 0 | 0 | 0 | 0 | 0 | 0 | 0 | 0 | 0
petroleum | 0 | 0 | 0 | 0 | 0 | 0 | 0 | 0 | 0 | 0 | 0 | 0 | 0 | 0 | 0 | 0 | 0 | 0 | 0 | 0 | 0 | 0 | 0 | 0 | 0 | 0 | 0
natural gas peaker | 0 | 0 | 0 | 0 | 0 | 0 | 0 | 0 | 0 | 0 | 0 | 0 | 0 | 0 | 0 | 0 | 0 | 0 | 0 | 0 | 0 | 0 | 0 | 0 | 0 | 0 | 0
lignite | 0 | 0 | 0 | 0 | 0 | 0 | 0 | 0 | 0 | 0 | 0 | 0 | 0 | 0 | 0 | 0 | 0 | 0 | 0 | 0 | 0 | 0 | 0 | 0 | 0 | 0 | 0
offshore wind | 0 | 0 | 0 | 0 | 0 | 0 | 0 | 0 | 0 | 0 | 0 | 0 | 0 | 0 | 0 | 0 | 0 | 0 | 0 | 0 | 0 | 0 | 0 | 0 | 0 | 0 | 0
crude oil | 0 | 0 | 0 | 0 | 0 | 0 | 0 | 0 | 0 | 0 | 0 | 0 | 0 | 0 | 0 | 0 | 0 | 0 | 0 | 0 | 0 | 0 | 0 | 0 | 0 | 0 | 0
heavy or residual fuel oil | 0 | 0 | 0 | 0 | 0 | 0 | 0 | 0 | 0 | 0 | 0 | 0 | 0 | 0 | 0 | 0 | 0 | 0 | 0 | 0 | 0 | 0 | 0 | 0 | 0 | 0 | 0
municipal solid waste | 0 | 0 | 0 | 0 | 0 | 0 | 0 | 0 | 0 | 0 | 0 | 0 | 0 | 0 | 0 | 0 | 0 | 0 | 0 | 0 | 0 | 0 | 0 | 0 | 0 | 0 | 0
hard coal w CCS | 0 | 0 | 0 | 0 | 0 | 0 | 0 | 0 | 0 | 0 | 0 | 0 | 0 | 0 | 0 | 0 | 0 | 0 | 0 | 0 | 0 | 0 | 0 | 0 | 0 | 0 | 0
natural gas combined cycle w CCS | 0 | 0 | 0 | 0 | 0 | 0 | 0 | 0 | 0 | 0 | 0 | 0 | 0 | 0 | 0 | 0 | 0 | 0 | 0 | 0 | 0 | 0 | 0 | 0 | 0 | 0 | 0
biomass w CCS | 0 | 0 | 0 | 0 | 0 | 0 | 0 | 0 | 0 | 0 | 0 | 0 | 0 | 0 | 0 | 0 | 0 | 0 | 0 | 0 | 0 | 0 | 0 | 0 | 0 | 0 | 0
lignite w CCS | 0 | 0 | 0 | 0 | 0 | 0 | 0 | 0 | 0 | 0 | 0 | 0 | 0 | 0 | 0 | 0 | 0 | 0 | 0 | 0 | 0 | 0 | 0 | 0 | 0 | 0 | 0
small modular reactor | 0 | 0 | 0 | 0 | 0 | 0 | 0 | 0 | 0 | 0 | 0 | 0 | 0 | 0 | 0 | 0 | 0 | 0 | 0 | 0 | 0 | 0 | 0 | 0 | 0 | 0 | 0
hydrogen combustion turbine | 0 | 0 | 0 | 0 | 0 | 0 | 0 | 0 | 0 | 0 | 0 | 0 | 0 | 0 | 0 | 0 | 0 | 0 | 0 | 0 | 0 | 0 | 0 | 0 | 0 | 0 | 0
hydrogen combined cycle | 0 | 0 | 0 | 0 | 0 | 0 | 0 | 0 | 0 | 0 | 0 | 0 | 0 | 0 | 0 | 0 | 0 | 0 | 0 | 0 | 0 | 0 | 0 | 0 | 0 | 0 | 0

## CiDESCTY-rural-residential
MW | 2024 | 2025 | 2026 | 2027 | 2028 | 2029 | 2030 | 2031 | 2032 | 2033 | 2034 | 2035 | 2036 | 2037 | 2038 | 2039 | 2040 | 2041 | 2042 | 2043 | 2044 | 2045 | 2046 | 2047 | 2048 | 2049 | 2050
hard coal | 0 | 0 | 0 | 0 | 0 | 0 | 0 | 0 | 0 | 0 | 0 | 0 | 0 | 0 | 0 | 0 | 0 | 0 | 0 | 0 | 0 | 0 | 0 | 0 | 0 | 0 | 0
natural gas steam turbine | 0 | 0 | 0 | 0 | 0 | 0 | 0 | 0 | 0 | 0 | 0 | 0 | 0 | 0 | 0 | 0 | 0 | 0 | 0 | 0 | 0 | 0 | 0 | 0 | 0 | 0 | 0
natural gas combined cycle | 0 | 0 | 0 | 0 | 0 | 0 | 0 | 0 | 0 | 0 | 0 | 0 | 0 | 0 | 0 | 0 | 0 | 0 | 0 | 0 | 0 | 0 | 0 | 0 | 0 | 0 | 0
nuclear | 0 | 0 | 0 | 0 | 0 | 0 | 0 | 0 | 0 | 0 | 0 | 0 | 0 | 0 | 0 | 0 | 0 | 0 | 0 | 0 | 0 | 0 | 0 | 0 | 0 | 0 | 0
hydro | 0 | 0 | 0 | 0 | 0 | 0 | 0 | 0 | 0 | 0 | 0 | 0 | 0 | 0 | 0 | 0 | 0 | 0 | 0 | 0 | 0 | 0 | 0 | 0 | 0 | 0 | 0
onshore wind | 0 | 0 | 0 | 0 | 0 | 0 | 0 | 0 | 0 | 0 | 0 | 0 | 0 | 0 | 0 | 0 | 0 | 0 | 0 | 0 | 0 | 0 | 0 | 0 | 0 | 0 | 0
solar PV | 0 | 149.5345 | 149.5345 | 149.5345 | 149.5345 | 149.5345 | 0 | 0 | 0 | 0 | 0 | 0 | 0 | 0 | 0 | 0 | 0 | 0 | 0 | 0 | 0 | 0 | 0 | 0 | 0 | 0 | 0
solar thermal | 0 | 0 | 0 | 0 | 0 | 0 | 0 | 0 | 0 | 0 | 0 | 0 | 0 | 0 | 0 | 0 | 0 | 0 | 0 | 0 | 0 | 0 | 0 | 0 | 0 | 0 | 0
biomass | 0 | 0 | 0 | 0 | 0 | 0 | 0 | 0 | 0 | 0 | 0 | 0 | 0 | 0 | 0 | 0 | 0 | 0 | 0 | 0 | 0 | 0 | 0 | 0 | 0 | 0 | 0
geothermal | 0 | 0 | 0 | 0 | 0 | 0 | 0 | 0 | 0 | 0 | 0 | 0 | 0 | 0 | 0 | 0 | 0 | 0 | 0 | 0 | 0 | 0 | 0 | 0 | 0 | 0 | 0
petroleum | 0 | 0 | 0 | 0 | 0 | 0 | 0 | 0 | 0 | 0 | 0 | 0 | 0 | 0 | 0 | 0 | 0 | 0 | 0 | 0 | 0 | 0 | 0 | 0 | 0 | 0 | 0
natural gas peaker | 0 | 0 | 0 | 0 | 0 | 0 | 0 | 0 | 0 | 0 | 0 | 0 | 0 | 0 | 0 | 0 | 0 | 0 | 0 | 0 | 0 | 0 | 0 | 0 | 0 | 0 | 0
lignite | 0 | 0 | 0 | 0 | 0 | 0 | 0 | 0 | 0 | 0 | 0 | 0 | 0 | 0 | 0 | 0 | 0 | 0 | 0 | 0 | 0 | 0 | 0 | 0 | 0 | 0 | 0
offshore wind | 0 | 0 | 0 | 0 | 0 | 0 | 0 | 0 | 0 | 0 | 0 | 0 | 0 | 0 | 0 | 0 | 0 | 0 | 0 | 0 | 0 | 0 | 0 | 0 | 0 | 0 | 0
crude oil | 0 | 0 | 0 | 0 | 0 | 0 | 0 | 0 | 0 | 0 | 0 | 0 | 0 | 0 | 0 | 0 | 0 | 0 | 0 | 0 | 0 | 0 | 0 | 0 | 0 | 0 | 0
heavy or residual fuel oil | 0 | 0 | 0 | 0 | 0 | 0 | 0 | 0 | 0 | 0 | 0 | 0 | 0 | 0 | 0 | 0 | 0 | 0 | 0 | 0 | 0 | 0 | 0 | 0 | 0 | 0 | 0
municipal solid waste | 0 | 0 | 0 | 0 | 0 | 0 | 0 | 0 | 0 | 0 | 0 | 0 | 0 | 0 | 0 | 0 | 0 | 0 | 0 | 0 | 0 | 0 | 0 | 0 | 0 | 0 | 0
hard coal w CCS | 0 | 0 | 0 | 0 | 0 | 0 | 0 | 0 | 0 | 0 | 0 | 0 | 0 | 0 | 0 | 0 | 0 | 0 | 0 | 0 | 0 | 0 | 0 | 0 | 0 | 0 | 0
natural gas combined cycle w CCS | 0 | 0 | 0 | 0 | 0 | 0 | 0 | 0 | 0 | 0 | 0 | 0 | 0 | 0 | 0 | 0 | 0 | 0 | 0 | 0 | 0 | 0 | 0 | 0 | 0 | 0 | 0
biomass w CCS | 0 | 0 | 0 | 0 | 0 | 0 | 0 | 0 | 0 | 0 | 0 | 0 | 0 | 0 | 0 | 0 | 0 | 0 | 0 | 0 | 0 | 0 | 0 | 0 | 0 | 0 | 0
lignite w CCS | 0 | 0 | 0 | 0 | 0 | 0 | 0 | 0 | 0 | 0 | 0 | 0 | 0 | 0 | 0 | 0 | 0 | 0 | 0 | 0 | 0 | 0 | 0 | 0 | 0 | 0 | 0
small modular reactor | 0 | 0 | 0 | 0 | 0 | 0 | 0 | 0 | 0 | 0 | 0 | 0 | 0 | 0 | 0 | 0 | 0 | 0 | 0 | 0 | 0 | 0 | 0 | 0 | 0 | 0 | 0
hydrogen combustion turbine | 0 | 0 | 0 | 0 | 0 | 0 | 0 | 0 | 0 | 0 | 0 | 0 | 0 | 0 | 0 | 0 | 0 | 0 | 0 | 0 | 0 | 0 | 0 | 0 | 0 | 0 | 0
hydrogen combined cycle | 0 | 0 | 0 | 0 | 0 | 0 | 0 | 0 | 0 | 0 | 0 | 0 | 0 | 0 | 0 | 0 | 0 | 0 | 0 | 0 | 0 | 0 | 0 | 0 | 0 | 0 | 0

## CiDESCTY-commercial
MW | 2024 | 2025 | 2026 | 2027 | 2028 | 2029 | 2030 | 2031 | 2032 | 2033 | 2034 | 2035 | 2036 | 2037 | 2038 | 2039 | 2040 | 2041 | 2042 | 2043 | 2044 | 2045 | 2046 | 2047 | 2048 | 2049 | 2050
hard coal | 0 | 0 | 0 | 0 | 0 | 0 | 0 | 0 | 0 | 0 | 0 | 0 | 0 | 0 | 0 | 0 | 0 | 0 | 0 | 0 | 0 | 0 | 0 | 0 | 0 | 0 | 0
natural gas steam turbine | 0 | 0 | 0 | 0 | 0 | 0 | 0 | 0 | 0 | 0 | 0 | 0 | 0 | 0 | 0 | 0 | 0 | 0 | 0 | 0 | 0 | 0 | 0 | 0 | 0 | 0 | 0
natural gas combined cycle | 0 | 0 | 0 | 0 | 0 | 0 | 0 | 0 | 0 | 0 | 0 | 0 | 0 | 0 | 0 | 0 | 0 | 0 | 0 | 0 | 0 | 0 | 0 | 0 | 0 | 0 | 0
nuclear | 0 | 0 | 0 | 0 | 0 | 0 | 0 | 0 | 0 | 0 | 0 | 0 | 0 | 0 | 0 | 0 | 0 | 0 | 0 | 0 | 0 | 0 | 0 | 0 | 0 | 0 | 0
hydro | 0 | 0 | 0 | 0 | 0 | 0 | 0 | 0 | 0 | 0 | 0 | 0 | 0 | 0 | 0 | 0 | 0 | 0 | 0 | 0 | 0 | 0 | 0 | 0 | 0 | 0 | 0
onshore wind | 0 | 0 | 0 | 0 | 0 | 0 | 0 | 0 | 0 | 0 | 0 | 0 | 0 | 0 | 0 | 0 | 0 | 0 | 0 | 0 | 0 | 0 | 0 | 0 | 0 | 0 | 0
solar PV | 0 | 0 | 0 | 0 | 0 | 0 | 0 | 0 | 0 | 0 | 0 | 0 | 0 | 0 | 0 | 0 | 0 | 0 | 0 | 0 | 0 | 0 | 0 | 0 | 0 | 0 | 0
solar thermal | 0 | 0 | 0 | 0 | 0 | 0 | 0 | 0 | 0 | 0 | 0 | 0 | 0 | 0 | 0 | 0 | 0 | 0 | 0 | 0 | 0 | 0 | 0 | 0 | 0 | 0 | 0
biomass | 0 | 0 | 0 | 0 | 0 | 0 | 0 | 0 | 0 | 0 | 0 | 0 | 0 | 0 | 0 | 0 | 0 | 0 | 0 | 0 | 0 | 0 | 0 | 0 | 0 | 0 | 0
geothermal | 0 | 0 | 0 | 0 | 0 | 0 | 0 | 0 | 0 | 0 | 0 | 0 | 0 | 0 | 0 | 0 | 0 | 0 | 0 | 0 | 0 | 0 | 0 | 0 | 0 | 0 | 0
petroleum | 0 | 0 | 0 | 0 | 0 | 0 | 0 | 0 | 0 | 0 | 0 | 0 | 0 | 0 | 0 | 0 | 0 | 0 | 0 | 0 | 0 | 0 | 0 | 0 | 0 | 0 | 0
natural gas peaker | 0 | 0 | 0 | 0 | 0 | 0 | 0 | 0 | 0 | 0 | 0 | 0 | 0 | 0 | 0 | 0 | 0 | 0 | 0 | 0 | 0 | 0 | 0 | 0 | 0 | 0 | 0
lignite | 0 | 0 | 0 | 0 | 0 | 0 | 0 | 0 | 0 | 0 | 0 | 0 | 0 | 0 | 0 | 0 | 0 | 0 | 0 | 0 | 0 | 0 | 0 | 0 | 0 | 0 | 0
offshore wind | 0 | 0 | 0 | 0 | 0 | 0 | 0 | 0 | 0 | 0 | 0 | 0 | 0 | 0 | 0 | 0 | 0 | 0 | 0 | 0 | 0 | 0 | 0 | 0 | 0 | 0 | 0
crude oil | 0 | 0 | 0 | 0 | 0 | 0 | 0 | 0 | 0 | 0 | 0 | 0 | 0 | 0 | 0 | 0 | 0 | 0 | 0 | 0 | 0 | 0 | 0 | 0 | 0 | 0 | 0
heavy or residual fuel oil | 0 | 0 | 0 | 0 | 0 | 0 | 0 | 0 | 0 | 0 | 0 | 0 | 0 | 0 | 0 | 0 | 0 | 0 | 0 | 0 | 0 | 0 | 0 | 0 | 0 | 0 | 0
municipal solid waste | 0 | 0 | 0 | 0 | 0 | 0 | 0 | 0 | 0 | 0 | 0 | 0 | 0 | 0 | 0 | 0 | 0 | 0 | 0 | 0 | 0 | 0 | 0 | 0 | 0 | 0 | 0
hard coal w CCS | 0 | 0 | 0 | 0 | 0 | 0 | 0 | 0 | 0 | 0 | 0 | 0 | 0 | 0 | 0 | 0 | 0 | 0 | 0 | 0 | 0 | 0 | 0 | 0 | 0 | 0 | 0
natural gas combined cycle w CCS | 0 | 0 | 0 | 0 | 0 | 0 | 0 | 0 | 0 | 0 | 0 | 0 | 0 | 0 | 0 | 0 | 0 | 0 | 0 | 0 | 0 | 0 | 0 | 0 | 0 | 0 | 0
biomass w CCS | 0 | 0 | 0 | 0 | 0 | 0 | 0 | 0 | 0 | 0 | 0 | 0 | 0 | 0 | 0 | 0 | 0 | 0 | 0 | 0 | 0 | 0 | 0 | 0 | 0 | 0 | 0
lignite w CCS | 0 | 0 | 0 | 0 | 0 | 0 | 0 | 0 | 0 | 0 | 0 | 0 | 0 | 0 | 0 | 0 | 0 | 0 | 0 | 0 | 0 | 0 | 0 | 0 | 0 | 0 | 0
small modular reactor | 0 | 0 | 0 | 0 | 0 | 0 | 0 | 0 | 0 | 0 | 0 | 0 | 0 | 0 | 0 | 0 | 0 | 0 | 0 | 0 | 0 | 0 | 0 | 0 | 0 | 0 | 0
hydrogen combustion turbine | 0 | 0 | 0 | 0 | 0 | 0 | 0 | 0 | 0 | 0 | 0 | 0 | 0 | 0 | 0 | 0 | 0 | 0 | 0 | 0 | 0 | 0 | 0 | 0 | 0 | 0 | 0
hydrogen combined cycle | 0 | 0 | 0 | 0 | 0 | 0 | 0 | 0 | 0 | 0 | 0 | 0 | 0 | 0 | 0 | 0 | 0 | 0 | 0 | 0 | 0 | 0 | 0 | 0 | 0 | 0 | 0

## CiDESCTY-data-centers
MW | 2024 | 2025 | 2026 | 2027 | 2028 | 2029 | 2030 | 2031 | 2032 | 2033 | 2034 | 2035 | 2036 | 2037 | 2038 | 2039 | 2040 | 2041 | 2042 | 2043 | 2044 | 2045 | 2046 | 2047 | 2048 | 2049 | 2050
hard coal | 0 | 0 | 0 | 0 | 0 | 0 | 0 | 0 | 0 | 0 | 0 | 0 | 0 | 0 | 0 | 0 | 0 | 0 | 0 | 0 | 0 | 0 | 0 | 0 | 0 | 0 | 0
natural gas steam turbine | 0 | 0 | 0 | 0 | 0 | 0 | 0 | 0 | 0 | 0 | 0 | 0 | 0 | 0 | 0 | 0 | 0 | 0 | 0 | 0 | 0 | 0 | 0 | 0 | 0 | 0 | 0
natural gas combined cycle | 0 | 0 | 0 | 0 | 0 | 0 | 0 | 0 | 0 | 0 | 0 | 0 | 0 | 0 | 0 | 0 | 0 | 0 | 0 | 0 | 0 | 0 | 0 | 0 | 0 | 0 | 0
nuclear | 0 | 0 | 0 | 0 | 0 | 0 | 0 | 0 | 0 | 0 | 0 | 0 | 0 | 0 | 0 | 0 | 0 | 0 | 0 | 0 | 0 | 0 | 0 | 0 | 0 | 0 | 0
hydro | 0 | 0 | 0 | 0 | 0 | 0 | 0 | 0 | 0 | 0 | 0 | 0 | 0 | 0 | 0 | 0 | 0 | 0 | 0 | 0 | 0 | 0 | 0 | 0 | 0 | 0 | 0
onshore wind | 0 | 0 | 0 | 0 | 0 | 0 | 0 | 0 | 0 | 0 | 0 | 0 | 0 | 0 | 0 | 0 | 0 | 0 | 0 | 0 | 0 | 0 | 0 | 0 | 0 | 0 | 0
solar PV | 0 | 0 | 0 | 0 | 0 | 0 | 0 | 0 | 0 | 0 | 0 | 0 | 0 | 0 | 0 | 0 | 0 | 0 | 0 | 0 | 0 | 0 | 0 | 0 | 0 | 0 | 0
solar thermal | 0 | 0 | 0 | 0 | 0 | 0 | 0 | 0 | 0 | 0 | 0 | 0 | 0 | 0 | 0 | 0 | 0 | 0 | 0 | 0 | 0 | 0 | 0 | 0 | 0 | 0 | 0
biomass | 0 | 0 | 0 | 0 | 0 | 0 | 0 | 0 | 0 | 0 | 0 | 0 | 0 | 0 | 0 | 0 | 0 | 0 | 0 | 0 | 0 | 0 | 0 | 0 | 0 | 0 | 0
geothermal | 0 | 0 | 0 | 0 | 0 | 0 | 0 | 0 | 0 | 0 | 0 | 0 | 0 | 0 | 0 | 0 | 0 | 0 | 0 | 0 | 0 | 0 | 0 | 0 | 0 | 0 | 0
petroleum | 0 | 0 | 0 | 0 | 0 | 0 | 0 | 0 | 0 | 0 | 0 | 0 | 0 | 0 | 0 | 0 | 0 | 0 | 0 | 0 | 0 | 0 | 0 | 0 | 0 | 0 | 0
natural gas peaker | 0 | 0 | 0 | 0 | 0 | 0 | 0 | 0 | 0 | 0 | 0 | 0 | 0 | 0 | 0 | 0 | 0 | 0 | 0 | 0 | 0 | 0 | 0 | 0 | 0 | 0 | 0
lignite | 0 | 0 | 0 | 0 | 0 | 0 | 0 | 0 | 0 | 0 | 0 | 0 | 0 | 0 | 0 | 0 | 0 | 0 | 0 | 0 | 0 | 0 | 0 | 0 | 0 | 0 | 0
offshore wind | 0 | 0 | 0 | 0 | 0 | 0 | 0 | 0 | 0 | 0 | 0 | 0 | 0 | 0 | 0 | 0 | 0 | 0 | 0 | 0 | 0 | 0 | 0 | 0 | 0 | 0 | 0
crude oil | 0 | 0 | 0 | 0 | 0 | 0 | 0 | 0 | 0 | 0 | 0 | 0 | 0 | 0 | 0 | 0 | 0 | 0 | 0 | 0 | 0 | 0 | 0 | 0 | 0 | 0 | 0
heavy or residual fuel oil | 0 | 0 | 0 | 0 | 0 | 0 | 0 | 0 | 0 | 0 | 0 | 0 | 0 | 0 | 0 | 0 | 0 | 0 | 0 | 0 | 0 | 0 | 0 | 0 | 0 | 0 | 0
municipal solid waste | 0 | 0 | 0 | 0 | 0 | 0 | 0 | 0 | 0 | 0 | 0 | 0 | 0 | 0 | 0 | 0 | 0 | 0 | 0 | 0 | 0 | 0 | 0 | 0 | 0 | 0 | 0
hard coal w CCS | 0 | 0 | 0 | 0 | 0 | 0 | 0 | 0 | 0 | 0 | 0 | 0 | 0 | 0 | 0 | 0 | 0 | 0 | 0 | 0 | 0 | 0 | 0 | 0 | 0 | 0 | 0
natural gas combined cycle w CCS | 0 | 0 | 0 | 0 | 0 | 0 | 0 | 0 | 0 | 0 | 0 | 0 | 0 | 0 | 0 | 0 | 0 | 0 | 0 | 0 | 0 | 0 | 0 | 0 | 0 | 0 | 0
biomass w CCS | 0 | 0 | 0 | 0 | 0 | 0 | 0 | 0 | 0 | 0 | 0 | 0 | 0 | 0 | 0 | 0 | 0 | 0 | 0 | 0 | 0 | 0 | 0 | 0 | 0 | 0 | 0
lignite w CCS | 0 | 0 | 0 | 0 | 0 | 0 | 0 | 0 | 0 | 0 | 0 | 0 | 0 | 0 | 0 | 0 | 0 | 0 | 0 | 0 | 0 | 0 | 0 | 0 | 0 | 0 | 0
small modular reactor | 0 | 0 | 0 | 0 | 0 | 0 | 0 | 0 | 0 | 0 | 0 | 0 | 0 | 0 | 0 | 0 | 0 | 0 | 0 | 0 | 0 | 0 | 0 | 0 | 0 | 0 | 0
hydrogen combustion turbine | 0 | 0 | 0 | 0 | 0 | 0 | 0 | 0 | 0 | 0 | 0 | 0 | 0 | 0 | 0 | 0 | 0 | 0 | 0 | 0 | 0 | 0 | 0 | 0 | 0 | 0 | 0
hydrogen combined cycle | 0 | 0 | 0 | 0 | 0 | 0 | 0 | 0 | 0 | 0 | 0 | 0 | 0 | 0 | 0 | 0 | 0 | 0 | 0 | 0 | 0 | 0 | 0 | 0 | 0 | 0 | 0

## AEO26_Table_22._Commercial
Table 22. Commercial Sector Energy Consumption, Floorspace, Equipment Efficiency, and Distributed Generation
https://www.eia.gov/outlooks/aeo/data/browser/#/?id=32-AEO2026&cases=electrnp&sourcekey=0
Thu Apr 23 2026 15:00:54 GMT-0700 (Pacific Daylight Time)
Source: U.S. Energy Information Administration
| full name | api key | units | 2025 | 2026 | 2027 | 2028 | 2029 | 2030 | 2031 | 2032 | 2033 | 2034 | 2035 | 2036 | 2037 | 2038 | 2039 | 2040 | 2041 | 2042 | 2043 | 2044 | 2045 | 2046 | 2047 | 2048 | 2049 | 2050 | Growth (2025-2050)
Commercial Building Delivered
Energy Consumption (quadrillion Btu)
Assembly | Commercial: Gross End-use: Assembly: Alternative Electricity and Transportation | AEO.2026.ELECTRNP.CNSM_NA_COMM_ASB_GROSENUS_NA_NA_QBTU.A | quads | 0.79839 | 0.79835 | 0.79775 | 0.79591 | 0.79153 | 0.78505 | 0.77937 | 0.77583 | 0.77351 | 0.77231 | 0.77123 | 0.771 | 0.77078 | 0.77058 | 0.7703 | 0.76991 | 0.76967 | 0.76998 | 0.77046 | 0.77111 | 0.77168 | 0.77163 | 0.77089 | 0.76993 | 0.76901 | 0.7681 | -0.2%
Education | Commercial: Gross End-use: Education: Alternative Electricity and Transportation | AEO.2026.ELECTRNP.CNSM_NA_COMM_EDD_GROSENUS_NA_NA_QBTU.A | quads | 0.98278 | 0.98385 | 0.98623 | 0.98722 | 0.98521 | 0.98041 | 0.97616 | 0.97434 | 0.97401 | 0.97486 | 0.97597 | 0.97817 | 0.98048 | 0.9829 | 0.98525 | 0.98727 | 0.98948 | 0.99223 | 0.99515 | 0.99824 | 1.0012 | 1.0033 | 1.0046 | 1.0056 | 1.0065 | 1.0074 | 0.1%
Food Sales | Commercial: Gross End-use: Food Sales: Alternative Electricity and Transportation | AEO.2026.ELECTRNP.CNSM_NA_COMM_FDSA_GROSENUS_NA_NA_QBTU.A | quads | 0.18366 | 0.18266 | 0.18171 | 0.18083 | 0.17949 | 0.17749 | 0.17581 | 0.17445 | 0.1733 | 0.17233 | 0.17145 | 0.17072 | 0.16999 | 0.16926 | 0.1685 | 0.16766 | 0.16699 | 0.16638 | 0.16577 | 0.16519 | 0.16456 | 0.16382 | 0.16296 | 0.16206 | 0.16117 | 0.16024 | -0.5%
Food Service | Commercial: Gross End-use: Food Service: Alternative Electricity and Transportation | AEO.2026.ELECTRNP.CNSM_NA_COMM_FSC_GROSENUS_NA_NA_QBTU.A | quads | 0.34519 | 0.34568 | 0.3449 | 0.34352 | 0.34105 | 0.33752 | 0.33435 | 0.33219 | 0.3306 | 0.32961 | 0.3287 | 0.32812 | 0.32754 | 0.32693 | 0.32621 | 0.3254 | 0.32482 | 0.32443 | 0.32415 | 0.32394 | 0.32363 | 0.32296 | 0.32199 | 0.3209 | 0.31978 | 0.31865 | -0.3%
Health Care | Commercial: Gross End-use: Health Care: Alternative Electricity and Transportation | AEO.2026.ELECTRNP.CNSM_NA_COMM_HLC_GROSENUS_NA_NA_QBTU.A | quads | 0.45101 | 0.45631 | 0.46226 | 0.46749 | 0.47119 | 0.47351 | 0.47604 | 0.47999 | 0.48474 | 0.49035 | 0.49622 | 0.50266 | 0.50911 | 0.51561 | 0.52203 | 0.52827 | 0.53451 | 0.54096 | 0.54741 | 0.55383 | 0.56001 | 0.5655 | 0.5703 | 0.5747 | 0.57884 | 0.58286 | 1%
Lodging | Commercial: Gross End-use: Lodging: Alternative Electricity and Transportation | AEO.2026.ELECTRNP.CNSM_NA_COMM_LGC_GROSENUS_NA_NA_QBTU.A | quads | 0.64882 | 0.65629 | 0.66224 | 0.66763 | 0.67116 | 0.67244 | 0.67413 | 0.67759 | 0.68206 | 0.68754 | 0.69328 | 0.69981 | 0.70634 | 0.7129 | 0.71941 | 0.72568 | 0.73203 | 0.73881 | 0.74571 | 0.75281 | 0.75972 | 0.76592 | 0.77131 | 0.77632 | 0.78122 | 0.78603 | 0.8%
Office - Large | Commercial: Gross End-use: Office - Large: Alternative Electricity and Transportation | AEO.2026.ELECTRNP.CNSM_NA_COMM_OFLC_GROSENUS_NA_NA_QBTU.A | quads | 0.80193 | 0.80432 | 0.80695 | 0.8104 | 0.81208 | 0.81074 | 0.80936 | 0.80959 | 0.81082 | 0.81283 | 0.81472 | 0.81745 | 0.82007 | 0.82263 | 0.82493 | 0.82659 | 0.82793 | 0.8292 | 0.83007 | 0.83054 | 0.83044 | 0.82932 | 0.82698 | 0.82379 | 0.81995 | 0.81569 | 0.1%
Office - Small | Commercial: Gross End-use: Office - Small: Alternative Electricity and Transportation | AEO.2026.ELECTRNP.CNSM_NA_COMM_OFSC_GROSENUS_NA_NA_QBTU.A | quads | 0.49872 | 0.49882 | 0.49858 | 0.49856 | 0.49722 | 0.494 | 0.49094 | 0.48876 | 0.48722 | 0.48622 | 0.48518 | 0.48465 | 0.48411 | 0.4836 | 0.48307 | 0.48246 | 0.48196 | 0.48162 | 0.48122 | 0.48084 | 0.48031 | 0.47936 | 0.47791 | 0.47621 | 0.47443 | 0.47253 | -0.2%
Mercantile/Service | Commercial: Gross End-use: Mercantile/Service: Alternative Electricity and Transportation | AEO.2026.ELECTRNP.CNSM_NA_COMM_MCSC_GROSENUS_NA_NA_QBTU.A | quads | 1.1898 | 1.1896 | 1.1897 | 1.1891 | 1.1852 | 1.1765 | 1.1693 | 1.1651 | 1.1622 | 1.1607 | 1.1599 | 1.1605 | 1.1612 | 1.1621 | 1.163 | 1.163 | 1.1636 | 1.1648 | 1.1664 | 1.1683 | 1.17 | 1.1708 | 1.1707 | 1.1703 | 1.1699 | 1.1695 | -0.1%
Warehouse | Commercial: Gross End-use: Warehouse: Alternative Electricity and Transportation | AEO.2026.ELECTRNP.CNSM_NA_COMM_WHRC_GROSENUS_NA_NA_QBTU.A | quads | 0.64655 | 0.65864 | 0.66887 | 0.67948 | 0.68877 | 0.69575 | 0.70328 | 0.71248 | 0.72306 | 0.73481 | 0.74669 | 0.75941 | 0.77258 | 0.78606 | 0.79978 | 0.8139 | 0.82852 | 0.84369 | 0.85921 | 0.87508 | 0.89117 | 0.90701 | 0.92251 | 0.93806 | 0.95385 | 0.96985 | 1.6%
Other | Commercial: Gross End-use: Other: Alternative Electricity and Transportation | AEO.2026.ELECTRNP.CNSM_NA_COMM_OTHU_GROSENUS_NA_NA_QBTU.A | quads | 0.72055 | 0.76097 | 0.80172 | 0.84422 | 0.88641 | 0.92722 | 0.96883 | 1.0128 | 1.0585 | 1.1059 | 1.1541 | 1.2037 | 1.2538 | 1.3041 | 1.3539 | 1.403 | 1.4511 | 1.4982 | 1.544 | 1.5879 | 1.6298 | 1.6686 | 1.7039 | 1.7358 | 1.7644 | 1.7915 | 3.7%
Total | Commercial: Gross End-use: Total: Alternative Electricity and Transportation | AEO.2026.ELECTRNP.CNSM_NA_COMM_NA_GROSENUS_NA_NA_QBTU.A | quads | 7.2674 | 7.3355 | 7.4009 | 7.4643 | 7.5094 | 7.5306 | 7.5576 | 7.6031 | 7.6601 | 7.7275 | 7.7975 | 7.8762 | 7.9561 | 8.0367 | 8.1164 | 8.1931 | 8.2706 | 8.3503 | 8.4295 | 8.5077 | 8.5825 | 8.6483 | 8.704 | 8.7537 | 8.799 | 8.8423 | 0.8%
Commercial Building Floorspace
(billion square feet)
Assembly | Commercial: Floorspace: Assembly: Alternative Electricity and Transportation | AEO.2026.ELECTRNP.KEI_FLR_COMM_ASB_NA_NA_NA_BLNSQFT.A | billion sq ft | 12.8472 | 12.8906 | 12.9386 | 12.9821 | 13.0221 | 13.0616 | 13.1024 | 13.1449 | 13.1895 | 13.2364 | 13.2856 | 13.3367 | 13.3886 | 13.4347 | 13.4748 | 13.5094 | 13.5358 | 13.555 | 13.5688 | 13.5784 | 13.5851 | 13.5894 | 13.5913 | 13.591 | 13.5888 | 13.5846 | 0.2%
Education | Commercial: Floorspace: Education: Alternative Electricity and Transportation | AEO.2026.ELECTRNP.KEI_FLR_COMM_EDD_NA_NA_NA_BLNSQFT.A | billion sq ft | 14.619 | 14.7791 | 14.9484 | 15.115 | 15.2801 | 15.4471 | 15.6183 | 15.794 | 15.9751 | 16.1619 | 16.3544 | 16.5523 | 16.7544 | 16.9526 | 17.1465 | 17.3365 | 17.5192 | 17.6957 | 17.8681 | 18.0374 | 18.2048 | 18.3709 | 18.5359 | 18.7 | 18.8633 | 19.0261 | 1.1%
Food Sales | Commercial: Floorspace: Food Sales: Alternative Electricity and Transportation | AEO.2026.ELECTRNP.KEI_FLR_COMM_FDSA_NA_NA_NA_BLNSQFT.A | billion sq ft | 1.0146 | 1.0173 | 1.0205 | 1.0233 | 1.0258 | 1.0283 | 1.0308 | 1.0335 | 1.0363 | 1.0393 | 1.0425 | 1.0457 | 1.0491 | 1.0519 | 1.0543 | 1.0562 | 1.0575 | 1.0582 | 1.0584 | 1.0583 | 1.0579 | 1.0572 | 1.0562 | 1.0551 | 1.0537 | 1.0521 | 0.1%
Food Service | Commercial: Floorspace: Food Service: Alternative Electricity and Transportation | AEO.2026.ELECTRNP.KEI_FLR_COMM_FSC_NA_NA_NA_BLNSQFT.A | billion sq ft | 1.4047 | 1.4103 | 1.417 | 1.4232 | 1.429 | 1.4348 | 1.4408 | 1.447 | 1.4535 | 1.4602 | 1.4673 | 1.4746 | 1.482 | 1.4888 | 1.495 | 1.5007 | 1.5054 | 1.5094 | 1.5129 | 1.5158 | 1.5184 | 1.5207 | 1.5227 | 1.5244 | 1.5258 | 1.527 | 0.3%
Health Care | Commercial: Floorspace: Health Care: Alternative Electricity and Transportation | AEO.2026.ELECTRNP.KEI_FLR_COMM_HLC_NA_NA_NA_BLNSQFT.A | billion sq ft | 2.5151 | 2.5522 | 2.5922 | 2.6321 | 2.6718 | 2.7122 | 2.7535 | 2.7958 | 2.8394 | 2.8842 | 2.9303 | 2.9776 | 3.026 | 3.0739 | 3.1214 | 3.1684 | 3.2143 | 3.2594 | 3.3039 | 3.3481 | 3.3922 | 3.4363 | 3.4804 | 3.5245 | 3.5688 | 3.6131 | 1.5%
Lodging | Commercial: Floorspace: Lodging: Alternative Electricity and Transportation | AEO.2026.ELECTRNP.KEI_FLR_COMM_LGC_NA_NA_NA_BLNSQFT.A | billion sq ft | 7.5011 | 7.5924 | 7.6871 | 7.7806 | 7.8734 | 7.9673 | 8.0634 | 8.162 | 8.2636 | 8.3681 | 8.4758 | 8.5864 | 8.6994 | 8.8104 | 8.9194 | 9.0264 | 9.1298 | 9.2301 | 9.3283 | 9.4251 | 9.521 | 9.6163 | 9.7111 | 9.8055 | 9.8997 | 9.9936 | 1.2%
Office - Large | Commercial: Floorspace: Office - Large: Alternative Electricity and Transportation | AEO.2026.ELECTRNP.KEI_FLR_COMM_OFLC_NA_NA_NA_BLNSQFT.A | billion sq ft | 11.1088 | 11.1699 | 11.22 | 11.2662 | 11.3094 | 11.3523 | 11.3965 | 11.442 | 11.4896 | 11.5393 | 11.5909 | 11.6444 | 11.6986 | 11.7479 | 11.7921 | 11.8314 | 11.8637 | 11.8897 | 11.9111 | 11.9285 | 11.9428 | 11.9543 | 11.9632 | 11.9698 | 11.974 | 11.976 | 0.3%
Office - Small | Commercial: Floorspace: Office - Small: Alternative Electricity and Transportation | AEO.2026.ELECTRNP.KEI_FLR_COMM_OFSC_NA_NA_NA_BLNSQFT.A | billion sq ft | 8.1528 | 8.2037 | 8.2483 | 8.2902 | 8.33 | 8.3697 | 8.4103 | 8.4521 | 8.4956 | 8.5407 | 8.5873 | 8.6355 | 8.6843 | 8.7296 | 8.7713 | 8.8094 | 8.8424 | 8.8709 | 8.896 | 8.9182 | 8.9382 | 8.9562 | 8.9723 | 8.9867 | 8.9995 | 9.0106 | 0.4%
Mercantile/Service | Commercial: Floorspace: Mercantile/Service: Alternative Electricity and Transportation | AEO.2026.ELECTRNP.KEI_FLR_COMM_MCSC_NA_NA_NA_BLNSQFT.A | billion sq ft | 17.9039 | 18.059 | 18.2391 | 18.4135 | 18.5833 | 18.7529 | 18.9249 | 19.0998 | 19.2785 | 19.4612 | 19.6478 | 19.8382 | 20.0306 | 20.2152 | 20.3918 | 20.5605 | 20.7175 | 20.8641 | 21.0028 | 21.1348 | 21.2614 | 21.3834 | 21.501 | 21.6143 | 21.7236 | 21.829 | 0.8%
Warehouse | Commercial: Floorspace: Warehouse: Alternative Electricity and Transportation | AEO.2026.ELECTRNP.KEI_FLR_COMM_WHRC_NA_NA_NA_BLNSQFT.A | billion sq ft | 21.4841 | 22.012 | 22.4587 | 22.9057 | 23.3545 | 23.8106 | 24.2772 | 24.7551 | 25.2461 | 25.7505 | 26.2687 | 26.8005 | 27.3441 | 27.8863 | 28.4266 | 28.9652 | 29.4963 | 30.0215 | 30.5444 | 31.0662 | 31.589 | 32.1136 | 32.6404 | 33.1697 | 33.7018 | 34.2369 | 1.9%
Other | Commercial: Floorspace: Other: Alternative Electricity and Transportation | AEO.2026.ELECTRNP.KEI_FLR_COMM_OTHU_NA_NA_NA_BLNSQFT.A | billion sq ft | 6.0925 | 6.181 | 6.2801 | 6.3787 | 6.4772 | 6.5772 | 6.6795 | 6.7845 | 6.8924 | 7.0034 | 7.1175 | 7.2348 | 7.3546 | 7.4734 | 7.5911 | 7.7077 | 7.8218 | 7.9337 | 8.0445 | 8.1546 | 8.2643 | 8.3741 | 8.484 | 8.5941 | 8.7044 | 8.815 | 1.5%
Total | Commercial: Floorspace: Total: Alternative Electricity and Transportation | AEO.2026.ELECTRNP.KEI_FLR_COMM_NA_NA_NA_NA_BLNSQFT.A | billion sq ft | 104.6439 | 105.8676 | 107.0499 | 108.2105 | 109.3566 | 110.514 | 111.6977 | 112.9107 | 114.1595 | 115.4452 | 116.7681 | 118.1267 | 119.5117 | 120.8648 | 122.1842 | 123.472 | 124.7036 | 125.8876 | 127.0392 | 128.1653 | 129.2751 | 130.3723 | 131.4584 | 132.5351 | 133.6032 | 134.6641 | 1%
Stock Average Equipment Efficiency
Space Heating
Electricity | Commercial: Stock Average Efficiency: Space Heating: Electricity: Alternative Electricity and Transportation | AEO.2026.ELECTRNP.EFF_STKE_COMM_SPH_ELC_NA_NA_BTUOTPBTUIN.A | Btu Out/Btu In | 1.6117 | 1.5903 | 1.5699 | 1.5506 | 1.5356 | 1.5161 | 1.498 | 1.4812 | 1.4656 | 1.4512 | 1.4376 | 1.4249 | 1.4131 | 1.4023 | 1.3922 | 1.3828 | 1.374 | 1.3658 | 1.3582 | 1.351 | 1.3443 | 1.3381 | 1.3324 | 1.3271 | 1.3221 | 1.3175 | -0.8%
Natural Gas | Commercial: Stock Average Efficiency: Space Heating: Natural Gas: Alternative Electricity and Transportation | AEO.2026.ELECTRNP.EFF_STKE_COMM_SPH_NG_NA_NA_BTUOTPBTUIN.A | Btu Out/Btu In | 0.81991 | 0.81966 | 0.81941 | 0.81916 | 0.81892 | 0.81869 | 0.81846 | 0.81823 | 0.81801 | 0.81779 | 0.81758 | 0.81737 | 0.81717 | 0.81697 | 0.81678 | 0.81659 | 0.81641 | 0.81624 | 0.81607 | 0.8159 | 0.81574 | 0.81558 | 0.81543 | 0.81528 | 0.81514 | 0.815 | 0%
Distillate Fuel Oil | Commercial: Stock Average Efficiency: Space Heating: Distillate Fuel Oil: Alternative Electricity and Transportation | AEO.2026.ELECTRNP.EFF_STKE_COMM_SPH_DFO_NA_NA_BTUOTPBTUIN.A | Btu Out/Btu In | 0.84088 | 0.84103 | 0.84115 | 0.84123 | 0.84128 | 0.84129 | 0.84128 | 0.84126 | 0.84122 | 0.84115 | 0.84108 | 0.84099 | 0.84087 | 0.84075 | 0.84062 | 0.84048 | 0.84034 | 0.84019 | 0.84004 | 0.83988 | 0.83971 | 0.83954 | 0.83937 | 0.83919 | 0.83902 | 0.83884 | 0%
Space Cooling
Electricity | Commercial: Stock Average Efficiency: Space Cooling: Electricity: Alternative Electricity and Transportation | AEO.2026.ELECTRNP.EFF_STKE_COMM_SPC_ELC_NA_NA_BTUOTPBTUIN.A | Btu Out/Btu In | 4.2648 | 4.2867 | 4.3097 | 4.3306 | 4.3498 | 4.3708 | 4.3903 | 4.4086 | 4.4257 | 4.4416 | 4.4564 | 4.4702 | 4.483 | 4.4946 | 4.5053 | 4.515 | 4.5238 | 4.5317 | 4.5389 | 4.5454 | 4.5513 | 4.5564 | 4.561 | 4.5651 | 4.5687 | 4.5719 | 0.3%
Natural Gas | Commercial: Stock Average Efficiency: Space Cooling: Natural Gas: Alternative Electricity and Transportation | AEO.2026.ELECTRNP.EFF_STKE_COMM_SPC_NG_NA_NA_BTUOTPBTUIN.A | Btu Out/Btu In | 1.0031 | 1.0092 | 1.0206 | 1.0316 | 1.0424 | 1.053 | 1.0633 | 1.0733 | 1.0832 | 1.0926 | 1.1018 | 1.1105 | 1.1189 | 1.1267 | 1.1341 | 1.141 | 1.1473 | 1.1533 | 1.1588 | 1.1639 | 1.1687 | 1.1732 | 1.1774 | 1.1813 | 1.1848 | 1.1882 | 0.7%
Water Heating
Electricity | Commercial: Stock Average Efficiency: Water Heating: Electricity: Alternative Electricity and Transportation | AEO.2026.ELECTRNP.EFF_STKE_COMM_WTHT_ELC_NA_NA_BTUOTPBTUIN.A | Btu Out/Btu In | 1.0861 | 1.0929 | 1.0992 | 1.1048 | 1.1099 | 1.1154 | 1.121 | 1.1269 | 1.1328 | 1.139 | 1.1453 | 1.1514 | 1.1577 | 1.1639 | 1.17 | 1.1761 | 1.1821 | 1.1879 | 1.1936 | 1.1991 | 1.2047 | 1.2101 | 1.2155 | 1.2208 | 1.2261 | 1.2313 | 0.5%
Natural Gas | Commercial: Stock Average Efficiency: Water Heating: Natural Gas: Alternative Electricity and Transportation | AEO.2026.ELECTRNP.EFF_STKE_COMM_WTHT_NG_NA_NA_BTUOTPBTUIN.A | Btu Out/Btu In | 0.87305 | 0.87765 | 0.88653 | 0.89444 | 0.90148 | 0.90778 | 0.91338 | 0.91837 | 0.92281 | 0.92675 | 0.93028 | 0.93339 | 0.93615 | 0.93861 | 0.94076 | 0.94264 | 0.94429 | 0.94574 | 0.947 | 0.9481 | 0.94908 | 0.94994 | 0.95069 | 0.95135 | 0.95193 | 0.95244 | 0.3%
Distillate Fuel Oil | Commercial: Stock Average Efficiency: Water Heating: Distillate Fuel Oil: Alternative Electricity and Transportation | AEO.2026.ELECTRNP.EFF_STKE_COMM_WTHT_DFO_NA_NA_BTUOTPBTUIN.A | Btu Out/Btu In | 0.81251 | 0.81306 | 0.81356 | 0.81404 | 0.81449 | 0.8149 | 0.81529 | 0.81565 | 0.81599 | 0.81631 | 0.8166 | 0.81687 | 0.81712 | 0.81735 | 0.81756 | 0.81776 | 0.81794 | 0.81811 | 0.81826 | 0.8184 | 0.81853 | 0.81865 | 0.81876 | 0.81886 | 0.81895 | 0.81903 | 0%
Ventilation (cubic feet per minute per Btu)
Electricity | Commercial: Stock Average Efficiency: Ventilation: Electricity: Alternative Electricity and Transportation | AEO.2026.ELECTRNP.EFF_STKE_COMM_VNTC_ELC_NA_NA_CUFTPMINPBTU.A | cu ft/minute/Btu | 0.37168 | 0.37311 | 0.37449 | 0.37582 | 0.3771 | 0.37959 | 0.38199 | 0.38428 | 0.38649 | 0.3886 | 0.39063 | 0.39257 | 0.39442 | 0.39619 | 0.39787 | 0.39947 | 0.40099 | 0.40243 | 0.4038 | 0.4051 | 0.40634 | 0.40753 | 0.40866 | 0.40975 | 0.41078 | 0.41178 | 0.4%
Cooking
Electricity | Commercial: Stock Average Efficiency: Cooking: Electricity: Alternative Electricity and Transportation | AEO.2026.ELECTRNP.EFF_STKE_COMM_CGR_ELC_NA_NA_BTUOTPBTUIN.A | Btu Out/Btu In | 0.70862 | 0.7091 | 0.70953 | 0.70992 | 0.71028 | 0.7106 | 0.71089 | 0.71115 | 0.7114 | 0.71162 | 0.71181 | 0.712 | 0.71216 | 0.71231 | 0.71244 | 0.71256 | 0.71267 | 0.71277 | 0.71286 | 0.71294 | 0.71302 | 0.71308 | 0.71314 | 0.7132 | 0.71325 | 0.7133 | 0%
Natural Gas | Commercial: Stock Average Efficiency: Cooking: Natural Gas: Alternative Electricity and Transportation | AEO.2026.ELECTRNP.EFF_STKE_COMM_CGR_NG_NA_NA_BTUOTPBTUIN.A | Btu Out/Btu In | 0.32549 | 0.32808 | 0.33044 | 0.33256 | 0.33447 | 0.33618 | 0.33772 | 0.33911 | 0.34035 | 0.34147 | 0.34247 | 0.34337 | 0.34417 | 0.34489 | 0.34553 | 0.3461 | 0.3466 | 0.34705 | 0.34745 | 0.34781 | 0.34813 | 0.34842 | 0.34867 | 0.3489 | 0.34911 | 0.34929 | 0.3%
Lighting Efficacy
(efficacy in lumens per watt)
Electricity | Commercial: Stock Average Efficiency: Lighting Efficacy: Electricity: Alternative Electricity and Transportation | AEO.2026.ELECTRNP.EFF_STKE_COMM_LGHTNG_ELC_NA_NA_LMNPWATT.A | lumens/watt | 78.2716 | 80.7044 | 82.6827 | 84.2298 | 85.484 | 88.224 | 90.8486 | 93.3526 | 95.808 | 98.273 | 100.804 | 103.2132 | 105.4211 | 107.4328 | 109.2554 | 111.5979 | 113.7297 | 115.6244 | 117.3353 | 118.8849 | 120.2891 | 121.5577 | 122.7122 | 123.7797 | 124.7673 | 125.6809 | 1.9%
Refrigeration
Electricity | Commercial: Stock Average Efficiency: Refrigeration: Electricity: Alternative Electricity and Transportation | AEO.2026.ELECTRNP.EFF_STKE_COMM_REFR_ELC_NA_NA_BTUOTPBTUIN.A | Btu Out/Btu In | 3.6837 | 3.7151 | 3.7427 | 3.7673 | 3.7893 | 3.8197 | 3.8468 | 3.8711 | 3.8929 | 3.9123 | 3.9296 | 3.9451 | 3.959 | 3.9714 | 3.9824 | 3.9923 | 4.001 | 4.0089 | 4.0159 | 4.0223 | 4.028 | 4.0332 | 4.038 | 4.0423 | 4.0463 | 4.05 | 0.4%
Distributed Generation and
Combined Heat and Power
Generating Capacity (gigawatts)
Petroleum | Commercial: Combined Heat and Power: Generating Capacity: Petroleum: Alternative Electricity and Transportation | AEO.2026.ELECTRNP.CAP_NA_COMM_CHP_PET_NA_NA_MW.A | GW | 0.014146 | 0.014146 | 0.014146 | 0.014146 | 0.014146 | 0.014146 | 0.014146 | 0.014146 | 0.014146 | 0.014146 | 0.014146 | 0.014146 | 0.014146 | 0.014146 | 0.014146 | 0.014146 | 0.014146 | 0.014146 | 0.014146 | 0.014146 | 0.014146 | 0.014146 | 0.014146 | 0.014146 | 0.014146 | 0.014146 | 0%
Natural Gas | Commercial: Combined Heat and Power: Generating Capacity: Natural Gas: Alternative Electricity and Transportation | AEO.2026.ELECTRNP.CAP_NA_COMM_CHP_NG_NA_NA_MW.A | GW | 1.508 | 1.541 | 1.5591 | 1.5769 | 1.5954 | 1.6153 | 1.6348 | 1.6553 | 1.6766 | 1.7001 | 1.722 | 1.7448 | 1.77 | 1.7935 | 1.8163 | 1.8382 | 1.8585 | 1.8811 | 1.9012 | 1.9212 | 1.9401 | 1.9594 | 1.9799 | 2.0001 | 2.019 | 2.0391 | 1.2%
Solar Photovoltaic | Commercial: Combined Heat and Power: Generating Capacity: Solar Photovoltaic: Alternative Electricity and Transportation | AEO.2026.ELECTRNP.CAP_NA_COMM_CHP_SLR_PHTVL_NA_MW.A | GW | 33.5596 | 37.7949 | 41.4056 | 43.1456 | 44.2662 | 45.5341 | 46.4636 | 47.211 | 48.0487 | 49.354 | 50.4259 | 51.3245 | 52.9276 | 54.4782 | 56.396 | 58.021 | 58.8835 | 60.2353 | 60.9502 | 61.7663 | 62.4206 | 63.4448 | 64.7229 | 66.0261 | 66.9798 | 68.2508 | 2.9%
Wind | Commercial: Combined Heat and Power: Generating Capacity: Wind: Alternative Electricity and Transportation | AEO.2026.ELECTRNP.CAP_NA_COMM_CHP_WND_NA_NA_MW.A | GW | 0.58467 | 0.58534 | 0.58669 | 0.5869 | 0.58753 | 0.58869 | 0.58923 | 0.59013 | 0.59115 | 0.59177 | 0.59213 | 0.59231 | 0.59265 | 0.59297 | 0.59343 | 0.59395 | 0.59414 | 0.59497 | 0.5953 | 0.59558 | 0.59573 | 0.59596 | 0.59656 | 0.59694 | 0.5971 | 0.5973 | 0.1%
Other | Commercial: Combined Heat and Power: Generating Capacity: Other: Alternative Electricity and Transportation | AEO.2026.ELECTRNP.CAP_NA_COMM_CHP_OTH_NA_NA_MW.A | GW | 0.094134 | 0.094134 | 0.094134 | 0.094134 | 0.094134 | 0.094134 | 0.094134 | 0.094134 | 0.094134 | 0.094134 | 0.094134 | 0.094134 | 0.094134 | 0.094134 | 0.094134 | 0.094134 | 0.094134 | 0.094134 | 0.094134 | 0.094134 | 0.094134 | 0.094134 | 0.094134 | 0.094134 | 0.094134 | 0.094134 | 0%
Total | Commercial: Combined Heat and Power: Generating Capacity: Total: Alternative Electricity and Transportation | AEO.2026.ELECTRNP.CAP_NA_COMM_CHP_TOT_NA_NA_MW.A | GW | 35.7606 | 40.0295 | 43.6597 | 45.4177 | 46.5574 | 47.8463 | 48.7958 | 49.5647 | 50.4247 | 51.7542 | 52.8484 | 53.7699 | 55.3985 | 56.9729 | 58.9141 | 60.5614 | 61.4444 | 62.8196 | 63.555 | 64.3914 | 65.0647 | 66.1085 | 67.4076 | 68.7314 | 69.7042 | 70.9954 | 2.8%
Net Generation (billion kilowatthours)
Petroleum | Commercial: Combined Heat and Power: Net Generation: Petroleum: Alternative Electricity and Transportation | AEO.2026.ELECTRNP.GEN_NA_COMM_CHP_PET_NA_NA_MILLKWH.A | billion kWh | 0.056017 | 0.056017 | 0.056017 | 0.056017 | 0.056017 | 0.056017 | 0.056017 | 0.056017 | 0.056017 | 0.056017 | 0.056017 | 0.056017 | 0.056017 | 0.056017 | 0.056017 | 0.056017 | 0.056017 | 0.056017 | 0.056017 | 0.056017 | 0.056017 | 0.056017 | 0.056017 | 0.056017 | 0.056017 | 0.056017 | 0%
Natural Gas | Commercial: Combined Heat and Power: Net Generation: Natural Gas: Alternative Electricity and Transportation | AEO.2026.ELECTRNP.GEN_NA_COMM_CHP_NG_NA_NA_MILLKWH.A | billion kWh | 8.9935 | 9.1773 | 9.2872 | 9.3947 | 9.5059 | 9.6243 | 9.7412 | 9.8643 | 9.9915 | 10.1305 | 10.262 | 10.3986 | 10.5477 | 10.6883 | 10.8248 | 10.9566 | 11.0792 | 11.2122 | 11.3332 | 11.4531 | 11.5672 | 11.6834 | 11.8053 | 11.9255 | 12.04 | 12.1597 | 1.2%
Solar Photovoltaic | Commercial: Combined Heat and Power: Net Generation: Solar Photovoltaic: Alternative Electricity and Transportation | AEO.2026.ELECTRNP.GEN_NA_COMM_CHP_SLR_PHTVL_NA_MILLKWH.A | billion kWh | 46.1821 | 51.7404 | 56.4613 | 58.7307 | 60.1017 | 61.6631 | 62.8689 | 63.8188 | 64.8881 | 66.5102 | 67.8254 | 68.9322 | 70.873 | 72.7691 | 75.0708 | 77.0566 | 78.1275 | 79.7209 | 80.5819 | 81.5507 | 82.3438 | 83.5789 | 85.106 | 86.6622 | 87.8413 | 89.3603 | 2.7%
Wind | Commercial: Combined Heat and Power: Net Generation: Wind: Alternative Electricity and Transportation | AEO.2026.ELECTRNP.GEN_NA_COMM_CHP_WND_NA_NA_MILLKWH.A | billion kWh | 0.73982 | 0.74075 | 0.74226 | 0.74245 | 0.74323 | 0.74454 | 0.74509 | 0.74601 | 0.74709 | 0.74782 | 0.74821 | 0.74843 | 0.74886 | 0.74927 | 0.74983 | 0.75041 | 0.75062 | 0.75175 | 0.75219 | 0.75258 | 0.75275 | 0.75301 | 0.75372 | 0.7542 | 0.75439 | 0.7546 | 0.1%
Other | Commercial: Combined Heat and Power: Net Generation: Other: Alternative Electricity and Transportation | AEO.2026.ELECTRNP.GEN_NA_COMM_CHP_OTH_NA_NA_MILLKWH.A | billion kWh | 0.68521 | 0.68521 | 0.68521 | 0.68521 | 0.68521 | 0.68521 | 0.68521 | 0.68521 | 0.68521 | 0.68521 | 0.68521 | 0.68521 | 0.68521 | 0.68521 | 0.68521 | 0.68521 | 0.68521 | 0.68521 | 0.68521 | 0.68521 | 0.68521 | 0.68521 | 0.68521 | 0.68521 | 0.68521 | 0.68521 | 0%
Total | Commercial: Combined Heat and Power: Net Generation: Total: Alternative Electricity and Transportation | AEO.2026.ELECTRNP.GEN_NA_COMM_CHP_TOT_NA_NA_MILLKWH.A | billion kWh | 56.6566 | 62.3997 | 67.232 | 69.6091 | 71.0921 | 72.7732 | 74.0964 | 75.1703 | 76.3679 | 78.1298 | 79.5768 | 80.8205 | 82.9108 | 84.9479 | 87.3867 | 89.5048 | 90.6985 | 92.4261 | 93.4085 | 94.4976 | 95.4049 | 96.7565 | 98.4063 | 100.0831 | 101.3769 | 103.0159 | 2.4%
Disposition
Sales to the Grid | Commercial: Combined Heat and Power: Net Generation: Sales to the Grid: Alternative Electricity and Transportation | AEO.2026.ELECTRNP.GEN_NA_COMM_CHP_STG_NA_NA_MILLKWH.A | billion kWh | 9.9073 | 10.0326 | 10.1376 | 10.2399 | 10.3422 | 10.4504 | 10.558 | 10.6711 | 10.7884 | 10.9083 | 11.028 | 11.1508 | 11.2794 | 11.4054 | 11.5272 | 11.6482 | 11.7625 | 11.874 | 11.9841 | 12.0911 | 12.1966 | 12.3023 | 12.41 | 12.5169 | 12.6229 | 12.7297 | 1%
Generation for Own Use | Commercial: Combined Heat and Power: Net Generation: Generation for Own Use: Alternative Electricity and Transportation | AEO.2026.ELECTRNP.GEN_NA_COMM_CHP_GFO_NA_NA_MILLKWH.A | billion kWh | 46.7493 | 52.3671 | 57.0944 | 59.3692 | 60.7499 | 62.3228 | 63.5384 | 64.4992 | 65.5795 | 67.2214 | 68.5488 | 69.6697 | 71.6314 | 73.5425 | 75.8595 | 77.8566 | 78.936 | 80.5522 | 81.4244 | 82.4065 | 83.2084 | 84.4542 | 85.9963 | 87.5662 | 88.754 | 90.2861 | 2.7%
Energy Input (trillion Btu)
Petroleum | Commercial: Combined Heat and Power: Energy Input: Petroleum: Alternative Electricity and Transportation | AEO.2026.ELECTRNP.CNSM_NA_COMM_CHP_PET_NA_NA_TRLBTU.A | trillion Btu | 0.56959 | 0.56959 | 0.56959 | 0.56959 | 0.56959 | 0.56959 | 0.56959 | 0.56959 | 0.56959 | 0.56959 | 0.56959 | 0.56959 | 0.56959 | 0.56959 | 0.56959 | 0.56959 | 0.56959 | 0.56959 | 0.56959 | 0.56959 | 0.56959 | 0.56959 | 0.56959 | 0.56959 | 0.56959 | 0.56959 | 0%
Natural Gas | Commercial: Combined Heat and Power: Energy Input: Natural Gas: Alternative Electricity and Transportation | AEO.2026.ELECTRNP.CNSM_NA_COMM_CHP_NG_NA_NA_TRLBTU.A | trillion Btu | 116.7474 | 119.0307 | 120.4743 | 121.8858 | 123.3374 | 124.8693 | 126.397 | 128.0003 | 129.6588 | 131.4548 | 133.1715 | 134.9526 | 136.8814 | 138.7167 | 140.4944 | 142.2155 | 143.8249 | 145.5403 | 147.126 | 148.6901 | 150.1858 | 151.7027 | 153.2839 | 154.8455 | 156.3495 | 157.9075 | 1.2%
Solar Photovoltaic | Commercial: Combined Heat and Power: Energy Input: Solar Photovoltaic: Alternative Electricity and Transportation | AEO.2026.ELECTRNP.CNSM_NA_COMM_CHP_SLR_PHTVL_NA_TRLBTU.A | trillion Btu | 157.5732 | 176.5382 | 192.6458 | 200.3891 | 205.067 | 210.3947 | 214.5086 | 217.7496 | 221.3982 | 226.9329 | 231.4201 | 235.1968 | 241.8188 | 248.2881 | 256.1416 | 262.9173 | 266.5709 | 272.0078 | 274.9453 | 278.251 | 280.9569 | 285.1711 | 290.3817 | 295.6914 | 299.7144 | 304.8973 | 2.7%
Wind | Commercial: Combined Heat and Power: Energy Input: Wind: Alternative Electricity and Transportation | AEO.2026.ELECTRNP.CNSM_NA_COMM_CHP_WND_NA_NA_TRLBTU.A | trillion Btu | 2.5243 | 2.5274 | 2.5326 | 2.5332 | 2.5359 | 2.5404 | 2.5423 | 2.5454 | 2.5491 | 2.5516 | 2.5529 | 2.5536 | 2.5551 | 2.5565 | 2.5584 | 2.5604 | 2.5611 | 2.565 | 2.5665 | 2.5678 | 2.5684 | 2.5693 | 2.5717 | 2.5733 | 2.574 | 2.5747 | 0.1%
Other | Commercial: Combined Heat and Power: Energy Input: Other: Alternative Electricity and Transportation | AEO.2026.ELECTRNP.CNSM_NA_COMM_CHP_OTH_NA_NA_TRLBTU.A | trillion Btu | 12.7849 | 12.7849 | 12.7849 | 12.7849 | 12.7849 | 12.7849 | 12.7849 | 12.7849 | 12.7849 | 12.7849 | 12.7849 | 12.7849 | 12.7849 | 12.7849 | 12.7849 | 12.7849 | 12.7849 | 12.7849 | 12.7849 | 12.7849 | 12.7849 | 12.7849 | 12.7849 | 12.7849 | 12.7849 | 12.7849 | 0%
Total | Commercial: Combined Heat and Power: Energy Input: Total: Alternative Electricity and Transportation | AEO.2026.ELECTRNP.CNSM_NA_COMM_CHP_TOT_NA_NA_TRLBTU.A | trillion Btu | 290.1993 | 311.4509 | 329.0072 | 338.1626 | 344.2947 | 351.1589 | 356.8023 | 361.6498 | 366.9606 | 374.2937 | 380.499 | 386.0575 | 394.6098 | 402.9158 | 412.5489 | 421.0476 | 426.3114 | 433.4675 | 437.9923 | 442.8633 | 447.0655 | 452.7975 | 459.5918 | 466.4647 | 471.9923 | 478.734 | 2%

## AEO26_Table_21._Residential
Table 21. Residential Sector Equipment Stock and Efficiency, and Distributed Generation
https://www.eia.gov/outlooks/aeo/data/browser/#/?id=30-AEO2026&cases=electrnp&sourcekey=0
Thu Apr 23 2026 15:00:43 GMT-0700 (Pacific Daylight Time)
Source: U.S. Energy Information Administration
| full name | api key | units | 2025 | 2026 | 2027 | 2028 | 2029 | 2030 | 2031 | 2032 | 2033 | 2034 | 2035 | 2036 | 2037 | 2038 | 2039 | 2040 | 2041 | 2042 | 2043 | 2044 | 2045 | 2046 | 2047 | 2048 | 2049 | 2050 | Growth (2025-2050)
Equipment Stock (million units)
Main Space Heaters
Electric Heat Pumps | Residential Equipment: Equipment Stock: Main Space Heaters: Electric Heat Pumps: Alternative Electricity and Transportation | AEO.2026.ELECTRNP.EQNR_STK_RESD_MSHR_EHP_NA_NA_MILL.A | millions | 17.312 | 17.749 | 18.1894 | 18.6203 | 19.0486 | 19.4729 | 19.8963 | 20.3191 | 20.7357 | 21.1396 | 21.5348 | 21.9187 | 22.2879 | 22.6435 | 22.9826 | 23.3089 | 23.6214 | 23.925 | 24.2162 | 24.4978 | 24.7785 | 25.0591 | 25.3392 | 25.6189 | 25.8985 | 26.1792 | 1.7%
Electric Other | Residential Equipment: Equipment Stock: Main Space Heaters: Electric Other: Alternative Electricity and Transportation | AEO.2026.ELECTRNP.EQNR_STK_RESD_MSHR_ELO_NA_NA_MILL.A | millions | 27.1814 | 27.5155 | 27.866 | 28.217 | 28.5676 | 28.9157 | 29.2799 | 29.6474 | 30.0102 | 30.3631 | 30.7097 | 31.0491 | 31.3633 | 31.6617 | 31.9434 | 32.2132 | 32.4691 | 32.7132 | 32.9521 | 33.1908 | 33.4315 | 33.6728 | 33.9146 | 34.1567 | 34.3998 | 34.6443 | 1%
Natural Gas Heat Pumps | Residential Equipment: Equipment Stock: Main Space Heaters: Natural Gas Heat Pumps: Alternative Electricity and Transportation | AEO.2026.ELECTRNP.EQNR_STK_RESD_MSHR_NHU_NA_NA_MILL.A | millions | 1.3535 | 1.3629 | 1.3725 | 1.382 | 1.3915 | 1.4011 | 1.4115 | 1.422 | 1.4322 | 1.4421 | 1.4517 | 1.4611 | 1.4694 | 1.4772 | 1.4844 | 1.4912 | 1.4975 | 1.5034 | 1.5092 | 1.515 | 1.5208 | 1.5267 | 1.5325 | 1.5383 | 1.5441 | 1.5499 | 0.5%
Natural Gas Other | Residential Equipment: Equipment Stock: Main Space Heaters: Natural Gas Other: Alternative Electricity and Transportation | AEO.2026.ELECTRNP.EQNR_STK_RESD_MSHR_NGO_NA_NA_MILL.A | millions | 65.6765 | 66.2751 | 66.8808 | 67.4755 | 68.0679 | 68.658 | 69.2445 | 69.8295 | 70.4047 | 70.9632 | 71.5096 | 72.0405 | 72.5503 | 73.0405 | 73.5075 | 73.9556 | 74.3826 | 74.7963 | 75.195 | 75.5829 | 75.9718 | 76.363 | 76.7527 | 77.1415 | 77.5298 | 77.9197 | 0.7%
Distillate Fuel Oil | Residential Equipment: Equipment Stock: Main Space Heaters: Distillate Fuel Oil: Alternative Electricity and Transportation | AEO.2026.ELECTRNP.EQNR_STK_RESD_MSHR_DFO_NA_NA_MILL.A | millions | 4.6738 | 4.6423 | 4.6102 | 4.5781 | 4.5466 | 4.5155 | 4.484 | 4.4538 | 4.4248 | 4.3977 | 4.3721 | 4.3475 | 4.3242 | 4.3017 | 4.2799 | 4.2586 | 4.2377 | 4.2176 | 4.1981 | 4.1793 | 4.1612 | 4.1436 | 4.1251 | 4.1058 | 4.0859 | 4.0657 | -0.6%
Propane | Residential Equipment: Equipment Stock: Main Space Heaters: Propane: Alternative Electricity and Transportation | AEO.2026.ELECTRNP.EQNR_STK_RESD_MSHR_PROP_NA_NA_MILL.A | millions | 5.2396 | 5.2549 | 5.2752 | 5.2929 | 5.3153 | 5.3327 | 5.3451 | 5.3564 | 5.366 | 5.3748 | 5.383 | 5.3904 | 5.3971 | 5.4025 | 5.4061 | 5.409 | 5.4113 | 5.4132 | 5.415 | 5.4169 | 5.4196 | 5.4235 | 5.4258 | 5.4265 | 5.4259 | 5.4247 | 0.1%
Wood Stoves | Residential Equipment: Equipment Stock: Main Space Heaters: Wood Stoves: Alternative Electricity and Transportation | AEO.2026.ELECTRNP.EQNR_STK_RESD_MSHR_WDS_NA_NA_MILL.A | millions | 2.2091 | 2.2064 | 2.2047 | 2.2027 | 2.2003 | 2.1965 | 2.1925 | 2.1884 | 2.1838 | 2.1791 | 2.1741 | 2.1687 | 2.1627 | 2.1561 | 2.1488 | 2.1411 | 2.1331 | 2.1256 | 2.1186 | 2.1124 | 2.1067 | 2.1014 | 2.0967 | 2.0924 | 2.0887 | 2.0855 | -0.2%
Geothermal Heat Pumps | Residential Equipment: Equipment Stock: Main Space Heaters: Geothermal Heat Pumps: Alternative Electricity and Transportation | AEO.2026.ELECTRNP.EQNR_STK_RESD_MSHR_GEHP_NA_NA_MILL.A | millions | 1.3135 | 1.3238 | 1.3355 | 1.3471 | 1.3585 | 1.3684 | 1.378 | 1.3877 | 1.3971 | 1.4064 | 1.4155 | 1.4244 | 1.4328 | 1.4408 | 1.4484 | 1.4557 | 1.4627 | 1.4696 | 1.4763 | 1.483 | 1.4897 | 1.4963 | 1.5029 | 1.5094 | 1.5158 | 1.5222 | 0.6%
Total | Residential Equipment: Equipment Stock: Main Space Heaters: Total: Alternative Electricity and Transportation | AEO.2026.ELECTRNP.EQNR_STK_RESD_MSHR_TOT_NA_NA_MILL.A | millions | 124.9593 | 126.3299 | 127.7344 | 129.1156 | 130.4962 | 131.8609 | 133.2319 | 134.6042 | 135.9546 | 137.2659 | 138.5504 | 139.8004 | 140.9878 | 142.1239 | 143.2009 | 144.2335 | 145.2155 | 146.1639 | 147.0805 | 147.978 | 148.8798 | 149.7865 | 150.6895 | 151.5895 | 152.4883 | 153.3911 | 0.8%
Space Cooling (million units)
Electric Heat Pumps | Residential Equipment: Equipment Stock: Space Cooling: Electric Heat Pumps: Alternative Electricity and Transportation | AEO.2026.ELECTRNP.EQNR_STK_RESD_SPC_EHP_NA_NA_MILL.A | millions | 17.312 | 17.749 | 18.1894 | 18.6203 | 19.0486 | 19.4729 | 19.8963 | 20.3191 | 20.7357 | 21.1396 | 21.5348 | 21.9187 | 22.2879 | 22.6435 | 22.9826 | 23.3089 | 23.6215 | 23.925 | 24.2162 | 24.4978 | 24.7785 | 25.0591 | 25.3392 | 25.6189 | 25.8985 | 26.1792 | 1.7%
Natural Gas Heat Pumps | Residential Equipment: Equipment Stock: Space Cooling: Natural Gas Heat Pumps: Alternative Electricity and Transportation | AEO.2026.ELECTRNP.EQNR_STK_RESD_SPC_NHU_NA_NA_MILL.A | millions | 1.3535 | 1.3629 | 1.3725 | 1.382 | 1.3915 | 1.4011 | 1.4115 | 1.422 | 1.4322 | 1.4421 | 1.4517 | 1.4611 | 1.4694 | 1.4772 | 1.4844 | 1.4912 | 1.4975 | 1.5034 | 1.5092 | 1.515 | 1.5208 | 1.5267 | 1.5325 | 1.5383 | 1.5441 | 1.5499 | 0.5%
Geothermal Heat Pumps | Residential Equipment: Equipment Stock: Space Cooling: Geothermal Heat Pumps: Alternative Electricity and Transportation | AEO.2026.ELECTRNP.EQNR_STK_RESD_SPC_GEHP_NA_NA_MILL.A | millions | 1.3135 | 1.3238 | 1.3355 | 1.3471 | 1.3585 | 1.3684 | 1.378 | 1.3877 | 1.3971 | 1.4064 | 1.4155 | 1.4244 | 1.4328 | 1.4408 | 1.4484 | 1.4557 | 1.4627 | 1.4696 | 1.4763 | 1.483 | 1.4897 | 1.4963 | 1.5029 | 1.5094 | 1.5158 | 1.5222 | 0.6%
Central Air Conditioners | Residential Equipment: Equipment Stock: Space Cooling: Central Air Conditioners: Alternative Electricity and Transportation | AEO.2026.ELECTRNP.EQNR_STK_RESD_SPC_CAC_NA_NA_MILL.A | millions | 80.6448 | 81.8034 | 82.9811 | 84.1476 | 85.314 | 86.4733 | 87.636 | 88.799 | 89.9496 | 91.079 | 92.1934 | 93.2888 | 94.3505 | 95.3843 | 96.3862 | 97.3638 | 98.3139 | 99.2459 | 100.1605 | 101.0649 | 101.9716 | 102.8812 | 103.7889 | 104.6952 | 105.6011 | 106.5092 | 1.1%
Room Air Conditioners | Residential Equipment: Equipment Stock: Space Cooling: Room Air Conditioners: Alternative Electricity and Transportation | AEO.2026.ELECTRNP.EQNR_STK_RESD_SPC_RAC_NA_NA_MILL.A | millions | 43.2308 | 43.3322 | 43.4426 | 43.5515 | 43.6602 | 43.7653 | 43.8762 | 43.9884 | 44.0982 | 44.2039 | 44.3069 | 44.407 | 44.496 | 44.578 | 44.6527 | 44.7228 | 44.7875 | 44.8481 | 44.9069 | 44.9661 | 45.0267 | 45.088 | 45.1495 | 45.2108 | 45.2726 | 45.3351 | 0.2%
Total | Residential Equipment: Equipment Stock: Space Cooling: Total: Alternative Electricity and Transportation | AEO.2026.ELECTRNP.EQNR_STK_RESD_SPC_TOT_NA_NA_MILL.A | millions | 143.8546 | 145.5713 | 147.3211 | 149.0485 | 150.7728 | 152.481 | 154.1981 | 155.9162 | 157.6129 | 159.2709 | 160.9022 | 162.5 | 164.0366 | 165.5238 | 166.9543 | 168.3424 | 169.6831 | 170.9921 | 172.2691 | 173.5268 | 174.7873 | 176.0513 | 177.313 | 178.5727 | 179.832 | 181.0956 | 0.9%
Water Heaters (million units)
Electric | Residential Equipment: Equipment Stock: Water Heaters: Electric: Alternative Electricity and Transportation | AEO.2026.ELECTRNP.EQNR_STK_RESD_WHT_ELE_NA_NA_MILL.A | millions | 62.4752 | 63.1207 | 63.7798 | 64.4313 | 65.3539 | 66.2462 | 67.136 | 68.0154 | 68.8725 | 69.6893 | 70.4733 | 71.2494 | 71.9956 | 72.7192 | 73.4155 | 74.0925 | 74.7451 | 75.3795 | 75.9985 | 76.6076 | 77.2181 | 77.8301 | 78.4389 | 79.0443 | 79.6477 | 80.2512 | 1%
Natural Gas | Residential Equipment: Equipment Stock: Water Heaters: Natural Gas: Alternative Electricity and Transportation | AEO.2026.ELECTRNP.EQNR_STK_RESD_WHT_NG_NA_NA_MILL.A | millions | 65.1152 | 65.8842 | 66.6514 | 67.3983 | 67.9436 | 68.4938 | 69.0457 | 69.5993 | 70.1428 | 70.6748 | 71.198 | 71.7016 | 72.179 | 72.6332 | 73.061 | 73.4672 | 73.8496 | 74.2178 | 74.5695 | 74.911 | 75.2536 | 75.5977 | 75.9399 | 76.2808 | 76.6206 | 76.9622 | 0.7%
Distillate Fuel Oil | Residential Equipment: Equipment Stock: Water Heaters: Distillate Fuel Oil: Alternative Electricity and Transportation | AEO.2026.ELECTRNP.EQNR_STK_RESD_WHT_DFO_NA_NA_MILL.A | millions | 2.225 | 2.1372 | 2.0548 | 1.979 | 1.906 | 1.8418 | 1.7858 | 1.7382 | 1.6992 | 1.6691 | 1.648 | 1.6257 | 1.6024 | 1.5784 | 1.554 | 1.5294 | 1.5047 | 1.4803 | 1.4561 | 1.4324 | 1.4093 | 1.3867 | 1.3648 | 1.3437 | 1.3232 | 1.3034 | -2.1%
Propane | Residential Equipment: Equipment Stock: Water Heaters: Propane: Alternative Electricity and Transportation | AEO.2026.ELECTRNP.EQNR_STK_RESD_WHT_PROP_NA_NA_MILL.A | millions | 4.1999 | 4.231 | 4.2742 | 4.316 | 4.294 | 4.2724 | 4.2498 | 4.2289 | 4.2099 | 4.1951 | 4.1861 | 4.1714 | 4.1514 | 4.1266 | 4.0969 | 4.0641 | 4.0289 | 3.9929 | 3.9565 | 3.9208 | 3.8864 | 3.8531 | 3.8208 | 3.7894 | 3.7592 | 3.7305 | -0.5%
Solar Thermal | Residential Equipment: Equipment Stock: Water Heaters: Solar Thermal: Alternative Electricity and Transportation | AEO.2026.ELECTRNP.EQNR_STK_RESD_WHT_SLR_THERM_NA_MILL.A | millions | 2.178 | 2.1852 | 2.1972 | 2.2087 | 2.2111 | 2.2139 | 2.2168 | 2.2196 | 2.2224 | 2.2252 | 2.2278 | 2.2305 | 2.2331 | 2.2357 | 2.2383 | 2.2408 | 2.2433 | 2.2457 | 2.2479 | 2.2502 | 2.2526 | 2.255 | 2.2575 | 2.26 | 2.2626 | 2.2651 | 0.2%
Total | Residential Equipment: Equipment Stock: Water Heaters: Total: Alternative Electricity and Transportation | AEO.2026.ELECTRNP.EQNR_STK_RESD_WHT_TOT_NA_NA_MILL.A | millions | 136.1932 | 137.5582 | 138.9574 | 140.3333 | 141.7086 | 143.0681 | 144.4341 | 145.8015 | 147.1469 | 148.4535 | 149.7332 | 150.9785 | 152.1615 | 153.2931 | 154.3658 | 155.3939 | 156.3717 | 157.316 | 158.2285 | 159.1221 | 160.0199 | 160.9227 | 161.8219 | 162.7182 | 163.6133 | 164.5126 | 0.8%
Cooking Equipment (million units)
Electric | Residential Equipment: Equipment Stock: Cooking Equipment: Electric: Alternative Electricity and Transportation | AEO.2026.ELECTRNP.EQNR_STK_RESD_CER_ELE_NA_NA_MILL.A | millions | 101.4449 | 102.3802 | 103.3331 | 104.261 | 105.1827 | 106.088 | 106.996 | 107.8981 | 108.7757 | 109.5956 | 110.3646 | 111.0687 | 111.6779 | 112.265 | 112.8423 | 113.4248 | 114.0184 | 114.6428 | 115.2374 | 115.813 | 116.3859 | 116.9555 | 117.5142 | 118.0611 | 118.5964 | 119.1222 | 0.6%
Natural Gas | Residential Equipment: Equipment Stock: Cooking Equipment: Natural Gas: Alternative Electricity and Transportation | AEO.2026.ELECTRNP.EQNR_STK_RESD_CER_NG_NA_NA_MILL.A | millions | 54.0776 | 54.4739 | 54.8827 | 55.2932 | 55.7092 | 56.1292 | 56.5552 | 56.9899 | 57.4291 | 57.8898 | 58.3772 | 58.8981 | 59.4549 | 59.9831 | 60.4627 | 60.8921 | 61.2592 | 61.5606 | 61.8616 | 62.1641 | 62.4742 | 62.7934 | 63.121 | 63.4585 | 63.8076 | 64.1711 | 0.7%
Propane | Residential Equipment: Equipment Stock: Cooking Equipment: Propane: Alternative Electricity and Transportation | AEO.2026.ELECTRNP.EQNR_STK_RESD_CER_PROP_NA_NA_MILL.A | millions | 6.3131 | 6.3374 | 6.3661 | 6.3947 | 6.4238 | 6.4496 | 6.4733 | 6.4958 | 6.5165 | 6.5347 | 6.5504 | 6.5631 | 6.5726 | 6.5817 | 6.5902 | 6.5994 | 6.6096 | 6.6215 | 6.6317 | 6.6406 | 6.6489 | 6.6566 | 6.6634 | 6.6691 | 6.6739 | 6.678 | 0.2%
Total | Residential Equipment: Equipment Stock: Cooking Equipment: Total: Alternative Electricity and Transportation | AEO.2026.ELECTRNP.EQNR_STK_RESD_CER_TOT_NA_NA_MILL.A | millions | 161.8355 | 163.1915 | 164.5818 | 165.949 | 167.3157 | 168.6668 | 170.0246 | 171.3838 | 172.7214 | 174.0201 | 175.2921 | 176.5299 | 177.7054 | 178.8298 | 179.8952 | 180.9163 | 181.8872 | 182.8248 | 183.7306 | 184.6176 | 185.5091 | 186.4055 | 187.2986 | 188.1887 | 189.0779 | 189.9713 | 0.6%
Clothes Dryers (million units)
Electric | Residential Equipment: Equipment Stock: Clothes Dryers: Electric: Alternative Electricity and Transportation | AEO.2026.ELECTRNP.EQNR_STK_RESD_CDR_ELE_NA_NA_MILL.A | millions | 95.1443 | 97.8731 | 100.6481 | 103.4257 | 106.1895 | 108.9407 | 111.6725 | 114.3849 | 117.0818 | 119.7456 | 122.3901 | 125.0053 | 127.57 | 130.0931 | 132.5672 | 135.0087 | 137.4213 | 139.7898 | 142.1165 | 144.4132 | 146.7048 | 148.9962 | 151.2767 | 153.5492 | 155.8175 | 158.0849 | 2.1%
Natural Gas | Residential Equipment: Equipment Stock: Clothes Dryers: Natural Gas: Alternative Electricity and Transportation | AEO.2026.ELECTRNP.EQNR_STK_RESD_CDR_NG_NA_NA_MILL.A | millions | 20.4635 | 20.7869 | 21.1197 | 21.4608 | 21.8146 | 22.1834 | 22.5695 | 22.9754 | 23.3745 | 23.7671 | 24.1533 | 24.5322 | 24.9027 | 25.2633 | 25.6118 | 25.9461 | 26.264 | 26.591 | 26.9246 | 27.2647 | 27.6132 | 27.9692 | 28.3308 | 28.6969 | 29.0663 | 29.4395 | 1.5%
Total | Residential Equipment: Equipment Stock: Clothes Dryers: Total: Alternative Electricity and Transportation | AEO.2026.ELECTRNP.EQNR_STK_RESD_CDR_TOT_NA_NA_MILL.A | millions | 115.6078 | 118.6601 | 121.7677 | 124.8864 | 128.0041 | 131.124 | 134.242 | 137.3603 | 140.4563 | 143.5126 | 146.5434 | 149.5375 | 152.4727 | 155.3564 | 158.179 | 160.9548 | 163.6853 | 166.3808 | 169.0411 | 171.6779 | 174.318 | 176.9653 | 179.6075 | 182.2461 | 184.8838 | 187.5244 | 2%
Other Appliances (million units)
Refrigerators | Residential Equipment: Equipment Stock: Other Appliances: Refrigerators: Alternative Electricity and Transportation | AEO.2026.ELECTRNP.EQNR_STK_RESD_OTAR_RFG_NA_NA_MILL.A | millions | 187.5073 | 189.532 | 191.5986 | 193.6308 | 195.6636 | 197.6738 | 199.678 | 201.6827 | 203.6573 | 205.5769 | 207.4582 | 209.2887 | 211.0433 | 212.7285 | 214.3312 | 215.8702 | 217.3375 | 218.7592 | 220.1312 | 221.4696 | 222.8133 | 224.1649 | 225.5116 | 226.8541 | 228.1951 | 229.5421 | 0.8%
Freezers | Residential Equipment: Equipment Stock: Other Appliances: Freezers: Alternative Electricity and Transportation | AEO.2026.ELECTRNP.EQNR_STK_RESD_OTAR_FRZ_NA_NA_MILL.A | millions | 48.8686 | 49.3285 | 49.8019 | 50.2684 | 50.7342 | 51.1876 | 51.6318 | 52.076 | 52.5141 | 52.9408 | 53.3597 | 53.7673 | 54.1635 | 54.5463 | 54.9112 | 55.263 | 55.6002 | 55.9287 | 56.2453 | 56.5526 | 56.8613 | 57.1721 | 57.4819 | 57.7906 | 58.099 | 58.4089 | 0.7%
Stock Average Equipment Efficiency
Main Space Heaters
Electric Heat Pumps (HSPF) | Residential Equipment: Stock Average Efficiency: Main Space Heaters: Electric Heat Pumps: Alternative Electricity and Transportation | AEO.2026.ELECTRNP.EFI_STK_RESD_SPHR_EHP_NA_NA_HSPF.A | HSPF | 8.4944 | 8.6147 | 8.735 | 8.858 | 8.9712 | 9.0751 | 9.1698 | 9.2556 | 9.3324 | 9.401 | 9.4614 | 9.5137 | 9.5585 | 9.5955 | 9.625 | 9.6482 | 9.6626 | 9.6671 | 9.6721 | 9.6773 | 9.6823 | 9.6871 | 9.6918 | 9.6963 | 9.7005 | 9.7045 | 0.5%
Natural Gas Heat Pumps (GCOP) | Residential Equipment: Stock Average Efficiency: Main Space Heaters: Natural Gas Heat Pumps: Alternative Electricity and Transportation | AEO.2026.ELECTRNP.EFI_STK_RESD_SPHR_NHU_NA_NA_GCOP.A | GCOP | 1.3 | 1.3 | 1.3 | 1.3 | 1.3 | 1.3 | 1.3 | 1.3 | 1.3 | 1.3 | 1.3 | 1.3 | 1.3 | 1.3 | 1.3 | 1.3 | 1.3 | 1.3 | 1.3 | 1.3 | 1.3 | 1.3 | 1.3 | 1.3 | 1.3 | 1.3 | 0%
Geothermal Heat Pumps (COP) | Residential Equipment: Stock Average Efficiency: Main Space Heaters: Geothermal Heat Pumps: Alternative Electricity and Transportation | AEO.2026.ELECTRNP.EFI_STK_RESD_SPHR_GEHP_NA_NA_COP.A | COP | 3.2021 | 3.2209 | 3.2393 | 3.258 | 3.2769 | 3.2959 | 3.3152 | 3.3336 | 3.3512 | 3.3679 | 3.3837 | 3.3987 | 3.4129 | 3.4262 | 3.4386 | 3.4502 | 3.4607 | 3.4702 | 3.4786 | 3.486 | 3.4922 | 3.4974 | 3.5016 | 3.5046 | 3.5068 | 3.508 | 0.4%
Natural Gas Furnace (AFUE) | Residential Equipment: Stock Average Efficiency: Main Space Heaters: Natural Gas Furnace: Alternative Electricity and Transportation | AEO.2026.ELECTRNP.EFI_STK_RESD_SPHR_NFR_NA_NA_AFUE.A | AFUE | 0.82195 | 0.82622 | 0.8304 | 0.83462 | 0.84284 | 0.85198 | 0.86123 | 0.87001 | 0.87836 | 0.8862 | 0.8935 | 0.90036 | 0.90673 | 0.91265 | 0.91809 | 0.92307 | 0.92759 | 0.93168 | 0.93528 | 0.93838 | 0.94093 | 0.94291 | 0.94489 | 0.94684 | 0.94871 | 0.95049 | 0.6%
Distillate Furnace (AFUE) | Residential Equipment: Stock Average Efficiency: Main Space Heaters: Distillate Furnace: Alternative Electricity and Transportation | AEO.2026.ELECTRNP.EFI_STK_RESD_SPHR_DFR_NA_NA_AFUE.A | AFUE | 0.83212 | 0.83264 | 0.83314 | 0.83363 | 0.8341 | 0.83458 | 0.83506 | 0.83553 | 0.83596 | 0.83638 | 0.83676 | 0.83712 | 0.83744 | 0.83775 | 0.83803 | 0.83829 | 0.83852 | 0.83874 | 0.83892 | 0.83908 | 0.8392 | 0.8393 | 0.8394 | 0.8395 | 0.83962 | 0.83974 | 0%
Space Cooling
Electric Heat Pumps (SEER) | Residential Equipment: Stock Average Efficiency: Space Cooling: Electric Heat Pumps: Alternative Electricity and Transportation | AEO.2026.ELECTRNP.EFI_STK_RESD_SPC_EHP_NA_NA_SEER.A | SEER | 14.3945 | 14.6492 | 14.9034 | 15.1628 | 15.4011 | 15.6197 | 15.8184 | 15.9982 | 16.1589 | 16.3023 | 16.4281 | 16.5372 | 16.6301 | 16.7067 | 16.7676 | 16.8189 | 16.8511 | 16.8625 | 16.8749 | 16.888 | 16.9008 | 16.9133 | 16.9256 | 16.9375 | 16.9489 | 16.9596 | 0.7%
Natural Gas Heat Pumps (GCOP) | Residential Equipment: Stock Average Efficiency: Space Cooling: Natural Gas Heat Pumps: Alternative Electricity and Transportation | AEO.2026.ELECTRNP.EFI_STK_RESD_SPC_NHU_NA_NA_GCOP.A | GCOP | 0.62993 | 0.63625 | 0.64288 | 0.64991 | 0.65655 | 0.66279 | 0.66861 | 0.67397 | 0.67886 | 0.68329 | 0.68722 | 0.69066 | 0.69361 | 0.69604 | 0.69794 | 0.69929 | 0.7 | 0.7 | 0.7 | 0.7 | 0.7 | 0.7 | 0.7 | 0.7 | 0.7 | 0.7 | 0.4%
Geothermal Heat Pumps (EER) | Residential Equipment: Stock Average Efficiency: Space Cooling: Geothermal Heat Pumps: Alternative Electricity and Transportation | AEO.2026.ELECTRNP.EFI_STK_RESD_SPC_GEHP_NA_NA_EER.A | EER | 14.0181 | 14.153 | 14.2854 | 14.4202 | 14.5564 | 14.6931 | 14.8318 | 14.9644 | 15.0908 | 15.2112 | 15.3254 | 15.4333 | 15.5352 | 15.6308 | 15.7199 | 15.803 | 15.8784 | 15.9467 | 16.0071 | 16.06 | 16.1043 | 16.1415 | 16.1711 | 16.1928 | 16.2081 | 16.2164 | 0.6%
Central Air Conditioners (SEER) | Residential Equipment: Stock Average Efficiency: Space Cooling: Central Air Conditioners: Alternative Electricity and Transportation | AEO.2026.ELECTRNP.EFI_STK_RESD_SPC_CAC_NA_NA_SEER.A | SEER | 13.1822 | 13.3326 | 13.4834 | 13.6365 | 13.7797 | 13.926 | 14.061 | 14.1843 | 14.2952 | 14.395 | 14.4825 | 14.5573 | 14.62 | 14.6719 | 14.7125 | 14.7426 | 14.7615 | 14.7681 | 14.7744 | 14.7804 | 14.7861 | 14.7916 | 14.7968 | 14.8018 | 14.8064 | 14.8108 | 0.5%
Room Air Conditioners (EER) | Residential Equipment: Stock Average Efficiency: Space Cooling: Room Air Conditioners: Alternative Electricity and Transportation | AEO.2026.ELECTRNP.EFI_STK_RESD_SPC_RAC_NA_NA_EER.A | EER | 11.6458 | 11.861 | 12.3109 | 12.7694 | 13.2845 | 13.7822 | 14.2439 | 14.6607 | 15.0328 | 15.3495 | 15.5874 | 15.7438 | 15.8172 | 15.8751 | 15.9183 | 15.949 | 15.9696 | 15.9828 | 15.9907 | 15.9952 | 15.9977 | 15.9989 | 15.9995 | 15.9998 | 15.9999 | 16 | 1.3%
Water Heaters
Electric (EF) | Residential Equipment: Stock Average Efficiency: Water Heaters: Electric: Alternative Electricity and Transportation | AEO.2026.ELECTRNP.EFI_STK_RESD_WHT_ELE_NA_NA_EF.A | EF | 1.1499 | 1.1749 | 1.1914 | 1.2091 | 1.3224 | 1.4155 | 1.5136 | 1.6077 | 1.6977 | 1.7823 | 1.861 | 1.9333 | 1.9985 | 2.0566 | 2.1072 | 2.1504 | 2.1859 | 2.2134 | 2.233 | 2.2516 | 2.2691 | 2.2853 | 2.3003 | 2.314 | 2.3265 | 2.3379 | 2.9%
Natural Gas (EF) | Residential Equipment: Stock Average Efficiency: Water Heaters: Natural Gas: Alternative Electricity and Transportation | AEO.2026.ELECTRNP.EFI_STK_RESD_WHT_NG_NA_NA_EF.A | EF | 0.61342 | 0.6169 | 0.61976 | 0.62213 | 0.62868 | 0.63434 | 0.63927 | 0.64345 | 0.64674 | 0.64917 | 0.65078 | 0.65239 | 0.65397 | 0.6555 | 0.65697 | 0.65837 | 0.65968 | 0.66092 | 0.66206 | 0.66311 | 0.66407 | 0.66494 | 0.66572 | 0.66642 | 0.66704 | 0.66759 | 0.3%
Distillate Fuel Oil (EF) | Residential Equipment: Stock Average Efficiency: Water Heaters: Distillate Fuel Oil: Alternative Electricity and Transportation | AEO.2026.ELECTRNP.EFI_STK_RESD_WHT_DFO_NA_NA_EF.A | EF | 0.55984 | 0.57217 | 0.58408 | 0.59534 | 0.60677 | 0.61687 | 0.62558 | 0.6326 | 0.63768 | 0.64056 | 0.64111 | 0.64167 | 0.64223 | 0.6428 | 0.64336 | 0.64392 | 0.64446 | 0.64499 | 0.6455 | 0.64599 | 0.64645 | 0.64689 | 0.6473 | 0.64769 | 0.64804 | 0.64837 | 0.6%
Propane (EF) | Residential Equipment: Stock Average Efficiency: Water Heaters: Propane: Alternative Electricity and Transportation | AEO.2026.ELECTRNP.EFI_STK_RESD_WHT_PROP_NA_NA_EF.A | EF | 0.62193 | 0.62515 | 0.62743 | 0.62917 | 0.63452 | 0.63917 | 0.64313 | 0.64639 | 0.6489 | 0.65063 | 0.65156 | 0.6525 | 0.65345 | 0.65438 | 0.65528 | 0.65617 | 0.65702 | 0.65783 | 0.65861 | 0.65934 | 0.66003 | 0.66066 | 0.66125 | 0.66178 | 0.66227 | 0.6627 | 0.3%
Other Appliances (kilowatthours per year)
Refrigerators | Residential Equipment: Stock Average Efficiency: Other Appliances: Refrigerators: Alternative Electricity and Transportation | AEO.2026.ELECTRNP.EFI_STK_RESD_OTAR_RFG_NA_NA_KWH.A | kWh | 596.5256 | 587.6852 | 578.7202 | 569.7068 | 561.1781 | 548.5013 | 536.2691 | 524.4658 | 513.0875 | 502.1141 | 491.5782 | 481.7829 | 472.797 | 464.6543 | 457.3656 | 450.8954 | 445.2448 | 440.3736 | 436.319 | 433.0389 | 430.5607 | 428.9066 | 428.0495 | 427.2819 | 426.6002 | 425.9886 | -1.3%
Freezers | Residential Equipment: Stock Average Efficiency: Other Appliances: Freezers: Alternative Electricity and Transportation | AEO.2026.ELECTRNP.EFI_STK_RESD_OTAR_FRZ_NA_NA_KWH.A | kWh | 458.9431 | 454.3864 | 449.8546 | 445.282 | 440.633 | 433.8925 | 427.0175 | 420.0476 | 413.3566 | 406.9471 | 400.8332 | 395.0017 | 389.4348 | 384.1648 | 379.2117 | 374.5536 | 370.2437 | 366.2497 | 362.5912 | 359.2501 | 356.208 | 353.5286 | 351.1851 | 349.2287 | 347.6866 | 346.5629 | -1.1%
Building Shell Efficiency Index
Space Heating
Pre-2020 Homes | Residential Equipment: Building Shell Efficiency Index: Space Heating: Pre-2020 Homes: Alternative Electricity and Transportation | AEO.2026.ELECTRNP.EFI_BSE_RESD_SPH_OLD_NA_NA_Y15EQ1.A | 2020=1.00 | 0.9561 | 0.95076 | 0.94505 | 0.939 | 0.93234 | 0.92517 | 0.91782 | 0.91054 | 0.90305 | 0.89576 | 0.88857 | 0.88156 | 0.87451 | 0.86755 | 0.86061 | 0.85372 | 0.84687 | 0.84018 | 0.83362 | 0.82715 | 0.82065 | 0.81402 | 0.80726 | 0.80045 | 0.79368 | 0.78693 | -0.8%
New Construction | Residential Equipment: Building Shell Efficiency Index: Space Heating: New Construction: Alternative Electricity and Transportation | AEO.2026.ELECTRNP.EFI_BSE_RESD_SPH_NCO_NA_NA_Y15EQ1.A | 2020=1.00 | 0.78972 | 0.86575 | 0.90151 | 0.90081 | 0.89868 | 0.90212 | 0.9081 | 0.90784 | 0.90634 | 0.90493 | 0.90334 | 0.90241 | 0.89503 | 0.8912 | 0.88834 | 0.88543 | 0.88197 | 0.8786 | 0.87831 | 0.87979 | 0.87917 | 0.87791 | 0.87659 | 0.87555 | 0.87459 | 0.87356 | 0.4%
All Homes | Residential Equipment: Building Shell Efficiency Index: Space Heating: All Homes: Alternative Electricity and Transportation | AEO.2026.ELECTRNP.EFI_BSE_RESD_SPH_AHM_NA_NA_Y15EQ1.A | 2020=1.00 | 0.9475 | 0.94159 | 0.93589 | 0.93001 | 0.9237 | 0.91712 | 0.91059 | 0.90427 | 0.8979 | 0.89181 | 0.8859 | 0.88025 | 0.8746 | 0.86908 | 0.86364 | 0.85829 | 0.85303 | 0.84794 | 0.84301 | 0.83823 | 0.83348 | 0.82869 | 0.82385 | 0.81904 | 0.81431 | 0.80965 | -0.6%
Space Cooling
Pre-2020 Homes | Residential Equipment: Building Shell Efficiency Index: Space Cooling: Pre-2020 Homes: Alternative Electricity and Transportation | AEO.2026.ELECTRNP.EFI_BSE_RESD_SPC_OLD_NA_NA_Y15EQ1.A | 2020=1.00 | 0.98486 | 0.9831 | 0.98113 | 0.97898 | 0.97658 | 0.97401 | 0.97138 | 0.96881 | 0.9662 | 0.96365 | 0.96112 | 0.95864 | 0.95614 | 0.95367 | 0.95121 | 0.94877 | 0.94634 | 0.94397 | 0.94164 | 0.93933 | 0.93701 | 0.93465 | 0.93224 | 0.92981 | 0.92739 | 0.92498 | -0.3%
New Construction | Residential Equipment: Building Shell Efficiency Index: Space Cooling: New Construction: Alternative Electricity and Transportation | AEO.2026.ELECTRNP.EFI_BSE_RESD_SPC_NCO_NA_NA_Y15EQ1.A | 2020=1.00 | 0.97893 | 1.0065 | 1.0236 | 1.0234 | 1.0225 | 1.0225 | 1.0263 | 1.0264 | 1.0257 | 1.0251 | 1.0245 | 1.0245 | 1.02 | 1.0179 | 1.0164 | 1.0154 | 1.0141 | 1.0126 | 1.0132 | 1.0151 | 1.0153 | 1.0148 | 1.0145 | 1.0142 | 1.014 | 1.0138 | 0.1%
All Homes | Residential Equipment: Building Shell Efficiency Index: Space Cooling: All Homes: Alternative Electricity and Transportation | AEO.2026.ELECTRNP.EFI_BSE_RESD_SPC_AHM_NA_NA_Y15EQ1.A | 2020=1.00 | 0.98508 | 0.98363 | 0.98219 | 0.98059 | 0.97879 | 0.97686 | 0.97494 | 0.9731 | 0.97125 | 0.96946 | 0.96769 | 0.96599 | 0.96423 | 0.96249 | 0.96074 | 0.95901 | 0.95729 | 0.95561 | 0.95396 | 0.95236 | 0.95077 | 0.94915 | 0.9475 | 0.94585 | 0.94422 | 0.94261 | -0.2%
Distributed Generation and
Combined Heat and Power
Generating Capacity (gigawatts)
Natural Gas Fuel Cells | Residential: Combined Heat and Power: Generating Capacity: Fuel Cells: Alternative Electricity and Transportation | AEO.2026.ELECTRNP.CAP_NA_COMM_CHP_FCL_NA_NA_MW.A | GW | 0.000505 | 0.001105 | 0.001689 | 0.001702 | 0.001715 | 0.002529 | 0.003616 | 0.004737 | 0.005609 | 0.006702 | 0.006715 | 0.006728 | 0.006741 | 0.006754 | 0.006768 | 0.006782 | 0.006798 | 0.006819 | 0.006848 | 0.006894 | 0.006973 | 0.007111 | 0.007249 | 0.007388 | 0.007528 | 0.007669 | 11.5%
Solar Photovoltaic | Residential: Combined Heat and Power: Generating Capacity: Solar Photovoltaic: Alternative Electricity and Transportation | AEO.2026.ELECTRNP.CAP_NA_RESD_CHP_SLR_PHTVL_NA_MW.A | GW | 44.3656 | 47.0555 | 50.0902 | 53.2295 | 56.1777 | 59.2814 | 62.6442 | 66.0004 | 69.5279 | 73.271 | 77.2724 | 81.4704 | 85.978 | 90.7005 | 95.6786 | 100.8394 | 106.2188 | 111.7583 | 117.4721 | 123.4083 | 129.4921 | 135.7617 | 142.2249 | 148.9724 | 155.8443 | 162.9634 | 5.3%
Wind | Residential: Combined Heat and Power: Generating Capacity: Wind: Alternative Electricity and Transportation | AEO.2026.ELECTRNP.CAP_NA_RESD_CHP_WND_NA_NA_MW.A | GW | 0.16123 | 0.16137 | 0.16153 | 0.16169 | 0.16195 | 0.16241 | 0.16324 | 0.16453 | 0.16653 | 0.1693 | 0.1726 | 0.17631 | 0.18043 | 0.18475 | 0.18918 | 0.19388 | 0.19913 | 0.20473 | 0.21051 | 0.21644 | 0.22256 | 0.22923 | 0.23615 | 0.24405 | 0.25205 | 0.26013 | 1.9%
Total | Residential: Combined Heat and Power: Generating Capacity: Total: Alternative Electricity and Transportation | AEO.2026.ELECTRNP.CAP_NA_RESD_CHP_TOT_NA_NA_MW.A | GW | 44.5273 | 47.218 | 50.2534 | 53.3929 | 56.3414 | 59.4464 | 62.8111 | 66.1697 | 69.7001 | 73.447 | 77.4518 | 81.6535 | 86.1652 | 90.892 | 95.8746 | 101.0401 | 106.4248 | 111.9698 | 117.6894 | 123.6316 | 129.7217 | 135.9981 | 142.4683 | 149.2238 | 156.1039 | 163.2312 | 5.3%
Net Generation (billion kilowatthours)
Natural Gas Fuel Cells | Residential: Combined Heat and Power: Net Generation: Fuel Cells: Alternative Electricity and Transportation | AEO.2026.ELECTRNP.GEN_NA_COMM_CHP_FCL_NA_NA_MILLKWH.A | billion kWh | 0.002002 | 0.004375 | 0.006688 | 0.006739 | 0.006791 | 0.010015 | 0.014319 | 0.018757 | 0.022213 | 0.026542 | 0.026593 | 0.026644 | 0.026696 | 0.026747 | 0.026799 | 0.026855 | 0.026919 | 0.027001 | 0.027117 | 0.027301 | 0.027612 | 0.028158 | 0.028707 | 0.029258 | 0.029812 | 0.030371 | 11.5%
Solar Photovoltaic | Residential: Combined Heat and Power: Net Generation: Solar Photovoltaic: Alternative Electricity and Transportation | AEO.2026.ELECTRNP.GEN_NA_COMM_CHP_SLR_PHTVL_NA_MILLKWH.A | billion kWh | 65.7633 | 69.5149 | 73.7496 | 78.1176 | 82.1884 | 86.4645 | 91.0931 | 95.7014 | 100.5301 | 105.647 | 111.1027 | 116.8179 | 122.9398 | 129.3498 | 136.1032 | 143.0936 | 150.3601 | 157.8305 | 165.5316 | 173.5308 | 181.7104 | 190.1296 | 198.7953 | 207.8228 | 216.9931 | 226.4928 | 5.1%
Wind | Residential: Combined Heat and Power: Net Generation: Wind: Alternative Electricity and Transportation | AEO.2026.ELECTRNP.GEN_NA_COMM_CHP_WND_NA_NA_MILLKWH.A | billion kWh | 0.17227 | 0.17243 | 0.17262 | 0.1728 | 0.1731 | 0.17363 | 0.17457 | 0.17605 | 0.17831 | 0.18142 | 0.18513 | 0.18928 | 0.19389 | 0.19872 | 0.20367 | 0.20891 | 0.21476 | 0.221 | 0.22744 | 0.23403 | 0.24084 | 0.24821 | 0.25587 | 0.26458 | 0.27339 | 0.28229 | 2%
Total | Residential: Combined Heat and Power: Net Generation: Total: Alternative Electricity and Transportation | AEO.2026.ELECTRNP.GEN_NA_COMM_CHP_TOT_NA_NA_MILLKWH.A | billion kWh | 65.9376 | 69.6917 | 73.9289 | 78.2971 | 82.3683 | 86.6482 | 91.282 | 95.8962 | 100.7306 | 105.855 | 111.3144 | 117.0338 | 123.1604 | 129.5753 | 136.3337 | 143.3294 | 150.6018 | 158.0785 | 165.7862 | 173.7921 | 181.9789 | 190.406 | 199.0799 | 208.1166 | 217.2964 | 226.8055 | 5.1%
Disposition
Sales to the Grid | Residential: Combined Heat and Power: Net Generation: Sales to the Grid: Alternative Electricity and Transportation | AEO.2026.ELECTRNP.GEN_NA_COMM_CHP_STG_NA_NA_MILLKWH.A | billion kWh | 11.6782 | 12.1943 | 12.9471 | 13.7339 | 14.3983 | 15.1221 | 15.9634 | 16.7656 | 17.6249 | 18.5417 | 19.5351 | 20.5706 | 21.7059 | 22.8959 | 24.1902 | 25.5344 | 26.9448 | 28.3793 | 29.894 | 31.4758 | 33.0753 | 34.6967 | 36.3519 | 38.105 | 39.8607 | 41.7137 | 5.2%
Generation for Own Use | Residential: Combined Heat and Power: Net Generation: Generation for Own Use: Alternative Electricity and Transportation | AEO.2026.ELECTRNP.GEN_NA_COMM_CHP_GFO_NA_NA_MILLKWH.A | billion kWh | 54.2594 | 57.4974 | 60.9818 | 64.5633 | 67.97 | 71.5261 | 75.3186 | 79.1306 | 83.1058 | 87.3133 | 91.7793 | 96.4632 | 101.4545 | 106.6794 | 112.1435 | 117.7949 | 123.657 | 129.6992 | 135.8921 | 142.3164 | 148.9035 | 155.7094 | 162.728 | 170.0116 | 177.4357 | 185.0918 | 5%
Energy Input (trillion Btu)
Natural Gas Fuel Cells | Residential: Combined Heat and Power: Energy Input: Fuel Cells: Alternative Electricity and Transportation | AEO.2026.ELECTRNP.CNSM_NA_COMM_CHP_FCL_NA_NA_TRLBTU.A | trillion Btu | 0.015282 | 0.033397 | 0.051051 | 0.051444 | 0.051837 | 0.076448 | 0.1093 | 0.14317 | 0.16956 | 0.2026 | 0.20299 | 0.20338 | 0.20378 | 0.20417 | 0.20456 | 0.20499 | 0.20548 | 0.20611 | 0.20699 | 0.2084 | 0.21077 | 0.21493 | 0.21912 | 0.22333 | 0.22756 | 0.23182 | 11.5%
Solar Photovoltaic | Residential: Combined Heat and Power: Energy Input: Solar Photovoltaic: Alternative Electricity and Transportation | AEO.2026.ELECTRNP.CNSM_NA_COMM_CHP_SLR_PHTVL_NA_TRLBTU.A | trillion Btu | 224.3844 | 237.1848 | 251.6336 | 266.5372 | 280.4269 | 295.017 | 310.8097 | 326.5332 | 343.0087 | 360.4676 | 379.0823 | 398.5826 | 419.4706 | 441.3416 | 464.3841 | 488.2353 | 513.0287 | 538.5175 | 564.7938 | 592.087 | 619.9959 | 648.7223 | 678.2896 | 709.0913 | 740.3806 | 772.7935 | 5.1%
Wind | Residential: Combined Heat and Power: Energy Input: Wind: Alternative Electricity and Transportation | AEO.2026.ELECTRNP.CNSM_NA_COMM_CHP_WND_NA_NA_TRLBTU.A | trillion Btu | 0.5878 | 0.58832 | 0.58896 | 0.5896 | 0.59063 | 0.59241 | 0.59564 | 0.60067 | 0.60839 | 0.61899 | 0.63165 | 0.64583 | 0.66154 | 0.67802 | 0.69491 | 0.71281 | 0.73276 | 0.75406 | 0.77603 | 0.79853 | 0.82174 | 0.8469 | 0.87302 | 0.90274 | 0.9328 | 0.96316 | 2%
Total | Residential: Combined Heat and Power: Energy Input: Total: Alternative Electricity and Transportation | AEO.2026.ELECTRNP.CNSM_NA_COMM_CHP_TOT_NA_NA_TRLBTU.A | trillion Btu | 224.9874 | 237.8065 | 252.2737 | 267.1783 | 281.0694 | 295.6858 | 311.5146 | 327.2771 | 343.7867 | 361.2892 | 379.9169 | 399.4318 | 420.3359 | 442.2237 | 465.2836 | 489.1531 | 513.967 | 539.4776 | 565.7768 | 593.0939 | 621.0284 | 649.7841 | 679.3817 | 710.2173 | 741.541 | 773.9884 | 5.1%