## About
EoPPFTSwFP Elasticity of Power Plant Fuel Type Shifting wrt Fuel Price
Source: | Generator Data, 2014-2016
Energy Information Administration
2014-2016
Form EIA-860
https://www.eia.gov/electricity/data/eia860/
Table 3_1 - Generator data, downloaded for 2014, 2015, and 2016
Heat Rates
Energy Information Administration
2018
Electric Power Annual 2017
http://www.eia.gov/electricity/annual/
Tables 8.2
Historical Coal Production
Energy Information Administration
2016-2018
Annual Energy Outlook
https://www.eia.gov/outlooks/aeo/
Table 1 for each year
Historical Coal and Natural Gas Prices
Energy Information Administration
2014-2016
Electricity Data
https://www.eia.gov/electricity/annual/html/epa_07_01.html
Table 7.1. Receipts, Average Cost, and Quality of Fossil Fuels for the Electric Power Industry, 2008 through 2018
Notes
This variable governs fuel type shifting among power plant types that
can burn more than one type of fuel. In the EPS, each plant type is linked
to a particular fuel type, so we reclassify the entire plant type as the
new plant type when it shifts to a different fuel.
This variable may be used for plants that may shift between
fuel types without installing new capital equipment (such as shifting
between burning heavy fuel oil, crude oil, and diesel, all of which
are chemically similar and can be burned in the same equipment).
This variable may also be used for plant retrofits that change the type
of fuel a plant burns, such as converting a hard coal plant to instead
burn natural gas. In this case, this variable works in tandem with
the cost fractions specified in variable elec/FSCaFoCC.
As of EPS 2.0.1, this variable is not able to be used to represent
the use of a mixture of fuels within the same plant, such as biomass
co-firing in hard coal plants (where wood chips may replace 5-25%
of the coal in the fuel stream). This is because plants are classified
as one type or another, with associated heat rates, O&M costs,
quantization sizes for retirement, etc. and can't have these properties
be a hybrid between two plant types.
The U.S. variable uses historical data from 2014-2016 because the 2017 and 2018
Form 860 does not contain data for category "Planned New Prime Mover"
How to use this variable
On the output tab, the rows are plant types being shifted away from and
the columns are plant types being shifted to.
The rows also represent the plant types whose fuel cost is changing.
As a visual aid, cells you would populate to enable fuel type
shifting among various sorts of petroleum fuels and for
coal-to-natural-gas retrofits are colored green.
Green cells should typically have a positive
number between 0 and 0.2.
Gray-colored cells (the same power plant type as source and target)
should always be zero.
Power plant type shifts are permanent (unless the plant shifts back),
so pick modest elasticity values that reflect gradual behavior response to
pricing pressure, not elasticity values that represent the final steady
state result of a given change in fuel pricing.
Shifts are one-directional unless both directions are specified
Note that shifts are one-directional, from the source electricity fuel
(specified in a row here) to the target electricity fuel (specified in
a column here). If the source type becomes more expensive, the
shift occurs. If the source type becomes cheaper, nothing happens,
because we cannot assume that shifts may occur bi-directionally.
(We cannot assume that because a plant may shift from coal to
natural gas, it would be able to shift back to coal.)
If you want to allow bi-directional shifting, specify the other-direction
shift in the appropriate cell here (where the type being
shifted back from is the row and the type being shifted
back to is the column).

## 2014
2014 Form EIA-860 Data - Schedule 3, 'Generator Data' (Operable Units Only)
Plant Code | Plant Name | Generator ID | Technology | Nameplate Capacity (MW) | Sector Name
10867 | Tate & Lyle Decatur Plant Cogen | GEN1 | Conventional Steam Coal | 62 | Industrial CHP
50903 | Sagamore Plant Cogeneration | GEN1 | Conventional Steam Coal | 7.4 | Industrial CHP
10671 | AES Shady Point LLC | GEN1 | Conventional Steam Coal | 175 | IPP CHP
10671 | AES Shady Point LLC | GEN2 | Conventional Steam Coal | 175 | IPP CHP
2527 | Greenidge Generation LLC | 4 | Conventional Steam Coal | 112.5 | IPP Non-CHP
3305 | Rocky River (SC) | 1 | Conventional Hydroelectric | 1.8 | Electric Utility
3305 | Rocky River (SC) | 2 | Conventional Hydroelectric | 0.8 | Electric Utility
3305 | Rocky River (SC) | IC2 | Petroleum Liquids | 1.3 | Electric Utility
10678 | AES Warrior Run Cogeneration Facility | GEN1 | Conventional Steam Coal | 229 | IPP CHP
10819 | Ada Cogeneration LP | GEN1 | Natural Gas Fired Combined Cycle | 23 | IPP CHP
10819 | Ada Cogeneration LP | GEN2 | Natural Gas Fired Combined Cycle | 10.1 | IPP CHP
6390 | Tangier | 3 | Petroleum Liquids | 0.7 | Electric Utility
6390 | Tangier | 4 | Petroleum Liquids | 1 | Electric Utility
6390 | Tangier | 5 | Petroleum Liquids | 1.2 | Electric Utility
6390 | Tangier | 6 | Petroleum Liquids | 1.2 | Electric Utility
6391 | Smith Island | 2 | Petroleum Liquids | 0.5 | Electric Utility
6391 | Smith Island | 3 | Petroleum Liquids | 1.2 | Electric Utility
55170 | Granite Ridge | CT11 | Natural Gas Fired Combined Cycle | 260 | IPP Non-CHP
55170 | Granite Ridge | CT12 | Natural Gas Fired Combined Cycle | 260 | IPP Non-CHP
55170 | Granite Ridge | STG | Natural Gas Fired Combined Cycle | 270 | IPP Non-CHP
10223 | AG Processing Inc | E.C. | Conventional Steam Coal | 8.5 | Industrial CHP
10593 | Agrilectric Power Partners Ltd | GEN1 | Other Waste Biomass | 12.1 | IPP Non-CHP
10676 | AES Beaver Valley Partners Beaver Valley | GEN2 | Conventional Steam Coal | 35 | IPP CHP
10676 | AES Beaver Valley Partners Beaver Valley | GEN3 | Conventional Steam Coal | 114 | IPP CHP
1956 | Adrian | 5 | Petroleum Liquids | 2 | Electric Utility
50752 | South Belridge Cogeneration Facility | GEN1 | Natural Gas Fired Combustion Turbine | 31.4 | Industrial CHP
50752 | South Belridge Cogeneration Facility | GEN2 | Natural Gas Fired Combustion Turbine | 31.4 | Industrial CHP
50752 | South Belridge Cogeneration Facility | GEN3 | Natural Gas Fired Combustion Turbine | 31.4 | Industrial CHP
52077 | Lost Hills Cogeneration Plant | GEN4 | Natural Gas Fired Combustion Turbine | 3.5 | Industrial CHP
52077 | Lost Hills Cogeneration Plant | GEN5 | Natural Gas Fired Combustion Turbine | 3.5 | Industrial CHP
52077 | Lost Hills Cogeneration Plant | GEN6 | Natural Gas Fired Combustion Turbine | 3.5 | Industrial CHP
10673 | AES Hawaii | GEN1 | Conventional Steam Coal | 203 | IPP CHP
10677 | CES Placerita Power Plant | UNT2 | Natural Gas Fired Combined Cycle | 60 | IPP Non-CHP
10677 | CES Placerita Power Plant | UNT3 | Natural Gas Fired Combined Cycle | 30 | IPP Non-CHP
54452 | Agrium Kenai Nitrogen Operations | 744A | Natural Gas Fired Combustion Turbine | 2.5 | Industrial CHP
54452 | Agrium Kenai Nitrogen Operations | 744B | Natural Gas Fired Combustion Turbine | 2.5 | Industrial CHP
54452 | Agrium Kenai Nitrogen Operations | 744C | Natural Gas Fired Combustion Turbine | 2.5 | Industrial CHP
54452 | Agrium Kenai Nitrogen Operations | 744D | Natural Gas Fired Combustion Turbine | 2.5 | Industrial CHP
54452 | Agrium Kenai Nitrogen Operations | 744E | Natural Gas Fired Combustion Turbine | 2.5 | Industrial CHP
53 | Gantt | 3 | Conventional Hydroelectric | 1.2 | Electric Utility
53 | Gantt | 4 | Conventional Hydroelectric | 1.8 | Electric Utility
55 | Point A | 1 | Conventional Hydroelectric | 1.6 | Electric Utility
55 | Point A | 2 | Conventional Hydroelectric | 1.6 | Electric Utility
55 | Point A | 3 | Conventional Hydroelectric | 2 | Electric Utility
56 | Charles R Lowman | 1 | Conventional Steam Coal | 66 | Electric Utility
56 | Charles R Lowman | 2 | Conventional Steam Coal | 236 | Electric Utility
56 | Charles R Lowman | 3 | Conventional Steam Coal | 236 | Electric Utility
533 | McWilliams | 1 | Natural Gas Fired Combined Cycle | 7.5 | Electric Utility
533 | McWilliams | 2 | Natural Gas Fired Combined Cycle | 7.5 | Electric Utility
533 | McWilliams | 3 | Natural Gas Fired Combined Cycle | 25 | Electric Utility
533 | McWilliams | 4 | Natural Gas Fired Combined Cycle | 107 | Electric Utility
533 | McWilliams | VAN1 | Natural Gas Fired Combined Cycle | 165 | Electric Utility
533 | McWilliams | VAN2 | Natural Gas Fired Combined Cycle | 165 | Electric Utility
533 | McWilliams | VAN3 | Natural Gas Fired Combined Cycle | 177 | Electric Utility
7063 | McIntosh (AL) | 1 | Natural Gas with Compressed Air Storage | 110 | Electric Utility
7063 | McIntosh (AL) | 2 | Natural Gas Fired Combustion Turbine | 113 | Electric Utility
7063 | McIntosh (AL) | 3 | Natural Gas Fired Combustion Turbine | 113 | Electric Utility
7063 | McIntosh (AL) | 4 | Natural Gas Fired Combustion Turbine | 170 | Electric Utility
7063 | McIntosh (AL) | 5 | Natural Gas Fired Combustion Turbine | 170 | Electric Utility
10339 | Southside Water Reclamation Plant | GEN1 | Natural Gas Internal Combustion Engine | 2.2 | IPP CHP
10339 | Southside Water Reclamation Plant | GEN2 | Natural Gas Internal Combustion Engine | 2.2 | IPP CHP
10339 | Southside Water Reclamation Plant | GEN3 | Other Waste Biomass | 1.1 | IPP CHP
10339 | Southside Water Reclamation Plant | GEN4 | Other Waste Biomass | 1.1 | IPP CHP
2 | Bankhead Dam | 1 | Conventional Hydroelectric | 53.9 | Electric Utility
3 | Barry | 1 | Conventional Steam Coal | 153.1 | Electric Utility
3 | Barry | 2 | Conventional Steam Coal | 153.1 | Electric Utility
3 | Barry | 3 | Conventional Steam Coal | 272 | Electric Utility
3 | Barry | 4 | Conventional Steam Coal | 403.7 | Electric Utility
3 | Barry | 5 | Conventional Steam Coal | 788.8 | Electric Utility
3 | Barry | A1CT | Natural Gas Fired Combined Cycle | 170.1 | Electric Utility
3 | Barry | A1CT2 | Natural Gas Fired Combined Cycle | 170.1 | Electric Utility
3 | Barry | A1ST | Natural Gas Fired Combined Cycle | 195.2 | Electric Utility
3 | Barry | A2C1 | Natural Gas Fired Combined Cycle | 170.1 | Electric Utility
3 | Barry | A2C2 | Natural Gas Fired Combined Cycle | 170.1 | Electric Utility
3 | Barry | A2ST | Natural Gas Fired Combined Cycle | 195.2 | Electric Utility
4 | Walter Bouldin Dam | 1 | Conventional Hydroelectric | 75 | Electric Utility
4 | Walter Bouldin Dam | 2 | Conventional Hydroelectric | 75 | Electric Utility
4 | Walter Bouldin Dam | 3 | Conventional Hydroelectric | 75 | Electric Utility
7 | Gadsden | 1 | Conventional Steam Coal | 69 | Electric Utility
7 | Gadsden | 2 | Conventional Steam Coal | 69 | Electric Utility
8 | Gorgas | 10 | Conventional Steam Coal | 788.8 | Electric Utility
8 | Gorgas | 6 | Conventional Steam Coal | 125 | Electric Utility
8 | Gorgas | 7 | Conventional Steam Coal | 125 | Electric Utility
8 | Gorgas | 8 | Conventional Steam Coal | 187.5 | Electric Utility
8 | Gorgas | 9 | Conventional Steam Coal | 190.4 | Electric Utility
10 | Greene County | 1 | Conventional Steam Coal | 299.2 | Electric Utility
10 | Greene County | 2 | Conventional Steam Coal | 269.2 | Electric Utility
10 | Greene County | GT10 | Natural Gas Fired Combustion Turbine | 80 | Electric Utility
10 | Greene County | GT2 | Natural Gas Fired Combustion Turbine | 80 | Electric Utility
10 | Greene County | GT3 | Natural Gas Fired Combustion Turbine | 80 | Electric Utility
10 | Greene County | GT4 | Natural Gas Fired Combustion Turbine | 80 | Electric Utility
10 | Greene County | GT5 | Natural Gas Fired Combustion Turbine | 80 | Electric Utility
10 | Greene County | GT6 | Natural Gas Fired Combustion Turbine | 80 | Electric Utility
10 | Greene County | GT7 | Natural Gas Fired Combustion Turbine | 80 | Electric Utility
10 | Greene County | GT8 | Natural Gas Fired Combustion Turbine | 80 | Electric Utility
10 | Greene County | GT9 | Natural Gas Fired Combustion Turbine | 80 | Electric Utility
11 | H Neely Henry Dam | 1 | Conventional Hydroelectric | 24.3 | Electric Utility
11 | H Neely Henry Dam | 2 | Conventional Hydroelectric | 24.3 | Electric Utility
11 | H Neely Henry Dam | 3 | Conventional Hydroelectric | 24.3 | Electric Utility
12 | Holt Dam | 1 | Conventional Hydroelectric | 46.9 | Electric Utility
13 | Jordan Dam | 1 | Conventional Hydroelectric | 25 | Electric Utility
13 | Jordan Dam | 2 | Conventional Hydroelectric | 25 | Electric Utility
13 | Jordan Dam | 3 | Conventional Hydroelectric | 25 | Electric Utility
13 | Jordan Dam | 4 | Conventional Hydroelectric | 25 | Electric Utility
14 | Logan Martin Dam | 1 | Conventional Hydroelectric | 42.7 | Electric Utility
14 | Logan Martin Dam | 2 | Conventional Hydroelectric | 42.7 | Electric Utility
14 | Logan Martin Dam | 3 | Conventional Hydroelectric | 42.7 | Electric Utility
15 | Lay Dam | 1 | Conventional Hydroelectric | 29.5 | Electric Utility
15 | Lay Dam | 2 | Conventional Hydroelectric | 29.5 | Electric Utility
15 | Lay Dam | 3 | Conventional Hydroelectric | 29.5 | Electric Utility
15 | Lay Dam | 4 | Conventional Hydroelectric | 29.5 | Electric Utility
15 | Lay Dam | 5 | Conventional Hydroelectric | 29.5 | Electric Utility
15 | Lay Dam | 6 | Conventional Hydroelectric | 29.5 | Electric Utility
16 | Martin Dam | 1 | Conventional Hydroelectric | 50.2 | Electric Utility
16 | Martin Dam | 2 | Conventional Hydroelectric | 50.2 | Electric Utility
16 | Martin Dam | 3 | Conventional Hydroelectric | 50.2 | Electric Utility
16 | Martin Dam | 4 | Conventional Hydroelectric | 60 | Electric Utility
17 | Mitchell Dam | 4 | Conventional Hydroelectric | 20 | Electric Utility
17 | Mitchell Dam | 5 | Conventional Hydroelectric | 50 | Electric Utility
17 | Mitchell Dam | 6 | Conventional Hydroelectric | 50 | Electric Utility
17 | Mitchell Dam | 7 | Conventional Hydroelectric | 50 | Electric Utility
18 | Lewis Smith Dam | 1 | Conventional Hydroelectric | 90.5 | Electric Utility
18 | Lewis Smith Dam | 2 | Conventional Hydroelectric | 90.5 | Electric Utility
19 | Thurlow Dam | 1 | Conventional Hydroelectric | 40.5 | Electric Utility
19 | Thurlow Dam | 2 | Conventional Hydroelectric | 40.5 | Electric Utility
19 | Thurlow Dam | 3 | Conventional Hydroelectric | 10 | Electric Utility
20 | Weiss Dam | 1 | Conventional Hydroelectric | 29.2 | Electric Utility
20 | Weiss Dam | 2 | Conventional Hydroelectric | 29.2 | Electric Utility
20 | Weiss Dam | 3 | Conventional Hydroelectric | 29.2 | Electric Utility
21 | Yates Dam | 1 | Conventional Hydroelectric | 25.5 | Electric Utility
21 | Yates Dam | 2 | Conventional Hydroelectric | 25 | Electric Utility
26 | E C Gaston | 1 | Conventional Steam Coal | 272 | Electric Utility
26 | E C Gaston | 2 | Conventional Steam Coal | 272 | Electric Utility
26 | E C Gaston | 3 | Conventional Steam Coal | 272 | Electric Utility
26 | E C Gaston | 5 | Conventional Steam Coal | 952 | Electric Utility
26 | E C Gaston | GT4 | Petroleum Liquids | 21.2 | Electric Utility
26 | E C Gaston | ST4 | Conventional Steam Coal | 244.8 | Electric Utility
6001 | Joseph M Farley | 1 | Nuclear | 888.2 | Electric Utility
6001 | Joseph M Farley | 2 | Nuclear | 888.2 | Electric Utility
6002 | James H Miller Jr | 1 | Conventional Steam Coal | 705.5 | Electric Utility
6002 | James H Miller Jr | 2 | Conventional Steam Coal | 705.5 | Electric Utility
6002 | James H Miller Jr | 3 | Conventional Steam Coal | 705.5 | Electric Utility
6002 | James H Miller Jr | 4 | Conventional Steam Coal | 705.5 | Electric Utility
6188 | Harris Dam | 1 | Conventional Hydroelectric | 67.5 | Electric Utility
6188 | Harris Dam | 2 | Conventional Hydroelectric | 67.5 | Electric Utility
7697 | Washington County Cogeneration Facility | 1 | Natural Gas Fired Combined Cycle | 82.6 | Electric Utility
7697 | Washington County Cogeneration Facility | 2 | Natural Gas Fired Combined Cycle | 39.9 | Electric Utility
7698 | General Electric Plastic | 1 | Natural Gas Fired Combined Cycle | 82.2 | Electric Utility
7698 | General Electric Plastic | 2 | Natural Gas Fired Combined Cycle | 14.8 | Electric Utility
7721 | Theodore Cogen Facility | 1 | Natural Gas Fired Combined Cycle | 229 | Electric Utility
7721 | Theodore Cogen Facility | 2 | Natural Gas Fired Combined Cycle | 88.4 | Electric Utility
62 | Annex Creek | 5 | Conventional Hydroelectric | 1.8 | Electric Utility
62 | Annex Creek | 6 | Conventional Hydroelectric | 2.2 | Electric Utility
63 | Gold Creek | 1 | Conventional Hydroelectric | 0.8 | Electric Utility
63 | Gold Creek | 2 | Conventional Hydroelectric | 0.4 | Electric Utility
63 | Gold Creek | 3 | Conventional Hydroelectric | 0.4 | Electric Utility
63 | Gold Creek | IC1 | Petroleum Liquids | 1.2 | Electric Utility
63 | Gold Creek | IC2 | Petroleum Liquids | 1.2 | Electric Utility
63 | Gold Creek | IC3 | Petroleum Liquids | 1.1 | Electric Utility
63 | Gold Creek | IC4 | Petroleum Liquids | 3.5 | Electric Utility
63 | Gold Creek | IC5 | Petroleum Liquids | 1.1 | Electric Utility
64 | Lemon Creek | 1 | Petroleum Liquids | 2.5 | Electric Utility
64 | Lemon Creek | 2 | Petroleum Liquids | 2.6 | Electric Utility
64 | Lemon Creek | 3 | Petroleum Liquids | 2.6 | Electric Utility
64 | Lemon Creek | 5 | Petroleum Liquids | 18.6 | Electric Utility
64 | Lemon Creek | 6 | Petroleum Liquids | 18.6 | Electric Utility
64 | Lemon Creek | 7 | Petroleum Liquids | 2.8 | Electric Utility
64 | Lemon Creek | IC10 | Petroleum Liquids | 2.8 | Electric Utility
64 | Lemon Creek | IC11 | Petroleum Liquids | 2.8 | Electric Utility
64 | Lemon Creek | IC12 | Petroleum Liquids | 2.8 | Electric Utility
64 | Lemon Creek | IC8 | Petroleum Liquids | 2.8 | Electric Utility
64 | Lemon Creek | IC9 | Petroleum Liquids | 2.8 | Electric Utility
65 | Salmon Creek 1 | HY7 | Conventional Hydroelectric | 8.5 | Electric Utility
78 | Snettisham | 1 | Conventional Hydroelectric | 23.6 | Electric Utility
78 | Snettisham | 2 | Conventional Hydroelectric | 23.6 | Electric Utility
78 | Snettisham | 3 | Conventional Hydroelectric | 31 | Electric Utility
7250 | Auke Bay | 13 | Petroleum Liquids | 2.8 | Electric Utility
7250 | Auke Bay | 14 | Petroleum Liquids | 30.9 | Electric Utility
7250 | Auke Bay | 4 | Petroleum Liquids | 2.5 | Electric Utility
57085 | Lake Dorothy Hydroelectric Project | 1 | Conventional Hydroelectric | 14.3 | Electric Utility
66 | Skagway | 1 | Conventional Hydroelectric | 0.4 | Electric Utility
66 | Skagway | 2 | Conventional Hydroelectric | 0.1 | Electric Utility
66 | Skagway | 3 | Conventional Hydroelectric | 0.3 | Electric Utility
66 | Skagway | 4 | Conventional Hydroelectric | 0.2 | Electric Utility
66 | Skagway | 6A | Petroleum Liquids | 0.8 | Electric Utility
66 | Skagway | 7A | Petroleum Liquids | 1.1 | Electric Utility
66 | Skagway | 8A | Petroleum Liquids | 0.5 | Electric Utility
66 | Skagway | 9 | Petroleum Liquids | 1 | Electric Utility
69 | Haines | 10 | Petroleum Liquids | 1.2 | Electric Utility
69 | Haines | 5 | Petroleum Liquids | 0.6 | Electric Utility
69 | Haines | 7A | Petroleum Liquids | 2.8 | Electric Utility
69 | Haines | IC8A | Petroleum Liquids | 1.6 | Electric Utility
406 | Tok | 3A | Petroleum Liquids | 1.3 | Electric Utility
406 | Tok | 4A | Petroleum Liquids | 1.1 | Electric Utility
406 | Tok | 5A | Petroleum Liquids | 1.1 | Electric Utility
406 | Tok | 6 | Petroleum Liquids | 0.5 | Electric Utility
406 | Tok | 7a | Petroleum Liquids | 2.3 | Electric Utility
406 | Tok | 8 | Petroleum Liquids | 0.4 | Electric Utility
406 | Tok | 9 | Petroleum Liquids | 0.9 | Electric Utility
421 | Craig (AK) | 1 | Petroleum Liquids | 0.6 | Electric Utility
421 | Craig (AK) | 3A | Petroleum Liquids | 1.6 | Electric Utility
421 | Craig (AK) | 5 | Petroleum Liquids | 1.1 | Electric Utility
421 | Craig (AK) | 6 | Petroleum Liquids | 1.1 | Electric Utility
423 | Hydaburg | 1A | Petroleum Liquids | 0.4 | Electric Utility
423 | Hydaburg | 3A | Petroleum Liquids | 0.3 | Electric Utility
423 | Hydaburg | 5 | Petroleum Liquids | 0.3 | Electric Utility
7169 | Northway | 1A | Petroleum Liquids | 0.5 | Electric Utility
7169 | Northway | 2A | Petroleum Liquids | 0.2 | Electric Utility
7169 | Northway | 5 | Petroleum Liquids | 0.4 | Electric Utility
7414 | Thorne Bay Plant | 2 | Petroleum Liquids | 0.6 | Electric Utility
7414 | Thorne Bay Plant | 4 | Petroleum Liquids | 0.4 | Electric Utility
7751 | Goat Lake Hydro | 1 | Conventional Hydroelectric | 4 | Electric Utility
7752 | Black Bear Lake | 1 | Conventional Hydroelectric | 4.5 | Electric Utility
56146 | False Island | 1 | Petroleum Liquids | 1.3 | Electric Utility
56147 | Viking | 1 | Petroleum Liquids | 1 | Electric Utility
56265 | South Fork | 1 | Conventional Hydroelectric | 2 | Electric Utility
56542 | Kasidaya Creek Hydro | 1 | Conventional Hydroelectric | 3 | Electric Utility
6314 | Emmonak | 2A | Petroleum Liquids | 0.5 | Electric Utility
6314 | Emmonak | 4a | Petroleum Liquids | 0.5 | Electric Utility
6314 | Emmonak | 5a | Petroleum Liquids | 0.5 | Electric Utility
6314 | Emmonak | 6 | Petroleum Liquids | 0.9 | Electric Utility
6319 | Hooper Bay | 3A | Petroleum Liquids | 0.3 | Electric Utility
6319 | Hooper Bay | 4A | Petroleum Liquids | 0.3 | Electric Utility
6319 | Hooper Bay | 5 | Petroleum Liquids | 0.5 | Electric Utility
6319 | Hooper Bay | 6 | Petroleum Liquids | 0.5 | Electric Utility
6323 | Kiana | 1B | Petroleum Liquids | 0.3 | Electric Utility
6323 | Kiana | 3A | Petroleum Liquids | 0.3 | Electric Utility
6323 | Kiana | 4 | Petroleum Liquids | 0.5 | Electric Utility
6329 | Mountain Village | 1 | Petroleum Liquids | 0.3 | Electric Utility
6329 | Mountain Village | 3A | Petroleum Liquids | 0.3 | Electric Utility
6329 | Mountain Village | 4 | Petroleum Liquids | 0.6 | Electric Utility
6329 | Mountain Village | 5 | Petroleum Liquids | 0.5 | Electric Utility
6330 | Noorvik | 1A | Petroleum Liquids | 0.3 | Electric Utility
6330 | Noorvik | 2A | Petroleum Liquids | 0.4 | Electric Utility
6330 | Noorvik | 3 | Petroleum Liquids | 0.3 | Electric Utility
6338 | St Marys IC | 1B | Petroleum Liquids | 5 | Electric Utility
6338 | St Marys IC | 2 | Petroleum Liquids | 0.6 | Electric Utility
6338 | St Marys IC | 3 | Petroleum Liquids | 0.9 | Electric Utility
6341 | Selawik | 1A | Petroleum Liquids | 0.3 | Electric Utility
6341 | Selawik | 2A | Petroleum Liquids | 0.5 | Electric Utility
6341 | Selawik | 3A | Petroleum Liquids | 0.8 | Electric Utility
6345 | Shishmaref | 1 | Petroleum Liquids | 0.3 | Electric Utility
6345 | Shishmaref | 2 | Petroleum Liquids | 0.3 | Electric Utility
6345 | Shishmaref | 3 | Petroleum Liquids | 0.3 | Electric Utility
6345 | Shishmaref | 4 | Petroleum Liquids | 0.5 | Electric Utility
6348 | Togiak | 2a | Petroleum Liquids | 0.5 | Electric Utility
6348 | Togiak | 4 | Petroleum Liquids | 0.3 | Electric Utility
6348 | Togiak | 4a | Petroleum Liquids | 0.5 | Electric Utility
6348 | Togiak | 5A | Petroleum Liquids | 0.8 | Electric Utility
6566 | Bethel | 1 | Petroleum Liquids | 2.1 | Electric Utility
6566 | Bethel | 2 | Petroleum Liquids | 2.1 | Electric Utility
6566 | Bethel | 3 | Petroleum Liquids | 2.1 | Electric Utility
6566 | Bethel | 4 | Petroleum Liquids | 2.1 | Electric Utility
6566 | Bethel | 6 | Petroleum Liquids | 2.1 | Electric Utility
6566 | Bethel | 7 | Petroleum Liquids | 2.1 | Electric Utility
57051 | Noatak | UNIT2 | Petroleum Liquids | 0.3 | Electric Utility
57051 | Noatak | UNIT4 | Petroleum Liquids | 0.5 | Electric Utility
57051 | Noatak | UNIT5 | Petroleum Liquids | 0.4 | Electric Utility
57052 | Savoonga | UNIT1 | Petroleum Liquids | 0.4 | Electric Utility
57052 | Savoonga | UNIT2 | Petroleum Liquids | 0.5 | Electric Utility
57052 | Savoonga | UNIT3 | Petroleum Liquids | 0.8 | Electric Utility
57053 | Alakanuk | UNIT1 | Petroleum Liquids | 0.4 | Electric Utility
57053 | Alakanuk | UNIT2 | Petroleum Liquids | 0.5 | Electric Utility
57053 | Alakanuk | UNIT3 | Petroleum Liquids | 0.4 | Electric Utility
57053 | Alakanuk | UNIT4 | Petroleum Liquids | 0.8 | Electric Utility
57054 | Upper Kalskag | UNIT1 | Petroleum Liquids | 0.2 | Electric Utility
57054 | Upper Kalskag | UNIT2 | Petroleum Liquids | 0.4 | Electric Utility
57054 | Upper Kalskag | UNIT3 | Petroleum Liquids | 0.5 | Electric Utility
57055 | Stebbins | 1 | Petroleum Liquids | 0.5 | Electric Utility
57055 | Stebbins | 2 | Petroleum Liquids | 0.5 | Electric Utility
57055 | Stebbins | 3 | Petroleum Liquids | 0.5 | Electric Utility
57055 | Stebbins | 4 | Petroleum Liquids | 0.5 | Electric Utility
57056 | Scammon Bay | UNIT1 | Petroleum Liquids | 0.4 | Electric Utility
57056 | Scammon Bay | UNIT2 | Petroleum Liquids | 0.4 | Electric Utility
57056 | Scammon Bay | UNIT3 | Petroleum Liquids | 0.5 | Electric Utility
57057 | Quinhagak | UNIT1 | Petroleum Liquids | 0.4 | Electric Utility
57057 | Quinhagak | UNIT2 | Petroleum Liquids | 0.3 | Electric Utility
57057 | Quinhagak | UNIT3 | Petroleum Liquids | 0.4 | Electric Utility
57058 | Pilot Station | UNIT1 | Petroleum Liquids | 0.4 | Electric Utility
57058 | Pilot Station | UNIT2 | Petroleum Liquids | 0.5 | Electric Utility
57058 | Pilot Station | UNIT3 | Petroleum Liquids | 0.3 | Electric Utility
57059 | Koyuk | UNIT1 | Petroleum Liquids | 0.2 | Electric Utility
57059 | Koyuk | UNIT2 | Petroleum Liquids | 0.4 | Electric Utility
57059 | Koyuk | UNIT3 | Petroleum Liquids | 0.5 | Electric Utility
57060 | Elim | UNIT1 | Petroleum Liquids | 0.2 | Electric Utility
57060 | Elim | UNIT2 | Petroleum Liquids | 0.4 | Electric Utility
57060 | Elim | UNIT3 | Petroleum Liquids | 1 | Electric Utility
57061 | St. Michael | UNIT1 | Petroleum Liquids | 0.5 | Electric Utility
57061 | St. Michael | UNIT2 | Petroleum Liquids | 0.3 | Electric Utility
57061 | St. Michael | UNIT3 | Petroleum Liquids | 0.2 | Electric Utility
57062 | Gambell | UNIT1 | Petroleum Liquids | 0.3 | Electric Utility
57062 | Gambell | UNIT2 | Petroleum Liquids | 0.5 | Electric Utility
57062 | Gambell | UNIT3 | Petroleum Liquids | 0.8 | Electric Utility
57063 | Shungnak | UNIT1 | Petroleum Liquids | 0.2 | Electric Utility
57063 | Shungnak | UNIT2 | Petroleum Liquids | 0.3 | Electric Utility
57063 | Shungnak | UNIT3 | Petroleum Liquids | 0.3 | Electric Utility
57063 | Shungnak | UNIT4 | Petroleum Liquids | 0.4 | Electric Utility
57064 | Kotlik | UNIT1 | Petroleum Liquids | 0.3 | Electric Utility
57064 | Kotlik | UNIT2 | Petroleum Liquids | 0.3 | Electric Utility
57064 | Kotlik | UNIT3 | Petroleum Liquids | 0.4 | Electric Utility
57064 | Kotlik | UNIT4 | Petroleum Liquids | 0.4 | Electric Utility
57065 | Kivalina | UNIT1 | Petroleum Liquids | 0.2 | Electric Utility
57065 | Kivalina | UNIT2 | Petroleum Liquids | 0.3 | Electric Utility
57065 | Kivalina | UNIT3 | Petroleum Liquids | 0.2 | Electric Utility
57065 | Kivalina | UNIT4 | Petroleum Liquids | 0.4 | Electric Utility
57066 | Kasigluk | 5A | Petroleum Liquids | 0.7 | Electric Utility
57066 | Kasigluk | UNIT1 | Petroleum Liquids | 0.4 | Electric Utility
57066 | Kasigluk | UNIT2 | Petroleum Liquids | 0.5 | Electric Utility
57067 | Toksook Bay | UNIT1 | Petroleum Liquids | 0.4 | Electric Utility
57067 | Toksook Bay | UNIT2 | Petroleum Liquids | 0.5 | Electric Utility
57067 | Toksook Bay | UNIT3 | Petroleum Liquids | 0.8 | Electric Utility
58980 | Akron WRF | 2G-1 | Other Waste Biomass | 0.6 | Commercial CHP
58980 | Akron WRF | 2G-2 | Other Waste Biomass | 0.6 | Commercial CHP
58980 | Akron WRF | 2G-3 | Other Waste Biomass | 0.6 | Commercial CHP
2113 | Albany | 1 | Petroleum Liquids | 2.1 | Electric Utility
2113 | Albany | 2 | Petroleum Liquids | 1 | Electric Utility
2113 | Albany | 3 | Petroleum Liquids | 0.7 | Electric Utility
2113 | Albany | IC5 | Petroleum Liquids | 1.2 | Electric Utility
2113 | Albany | IC6 | Petroleum Liquids | 1.2 | Electric Utility
7924 | Albertville | DG1 | Petroleum Liquids | 1 | Electric Utility
7924 | Albertville | DG2 | Petroleum Liquids | 1 | Electric Utility
7924 | Albertville | DG3 | Petroleum Liquids | 1 | Electric Utility
7924 | Albertville | DG4 | Petroleum Liquids | 1 | Electric Utility
6705 | Warrick | 1 | Conventional Steam Coal | 166.6 | IPP CHP
6705 | Warrick | 2 | Conventional Steam Coal | 166.6 | IPP CHP
6705 | Warrick | 3 | Conventional Steam Coal | 166.6 | IPP CHP
6705 | Warrick | 4 | Conventional Steam Coal | 323 | IPP CHP
10567 | Algonquin Windsor Locks | GTG | Natural Gas Fired Combined Cycle | 40 | IPP CHP
10567 | Algonquin Windsor Locks | GTG2 | Natural Gas Fired Combined Cycle | 15 | IPP CHP
10567 | Algonquin Windsor Locks | STG | Natural Gas Fired Combined Cycle | 16 | IPP CHP
1958 | Alexandria | IC1 | Petroleum Liquids | 1.2 | Electric Utility
1958 | Alexandria | IC2 | Petroleum Liquids | 4 | Electric Utility
1958 | Alexandria | IC3 | Petroleum Liquids | 4 | Electric Utility
6558 | D G Hunter | 3 | Natural Gas Steam Turbine | 55 | Electric Utility
6558 | D G Hunter | 4 | Natural Gas Steam Turbine | 85 | Electric Utility
54898 | Santeetlah | 1 | Conventional Hydroelectric | 22.5 | Electric Utility
54898 | Santeetlah | 2 | Conventional Hydroelectric | 22.5 | Electric Utility
54899 | Cheoah | 1A | Conventional Hydroelectric | 27.5 | Electric Utility
54899 | Cheoah | 2A | Conventional Hydroelectric | 27.5 | Electric Utility
54899 | Cheoah | 3A | Conventional Hydroelectric | 27.5 | Electric Utility
54899 | Cheoah | 4A | Conventional Hydroelectric | 27.5 | Electric Utility
54899 | Cheoah | 5 | Conventional Hydroelectric | 30 | Electric Utility
54900 | Calderwood | 1 | Conventional Hydroelectric | 52.2 | Electric Utility
54900 | Calderwood | 2 | Conventional Hydroelectric | 52.2 | Electric Utility
54900 | Calderwood | 3 | Conventional Hydroelectric | 52.2 | Electric Utility
54901 | Chilhowee | 1 | Conventional Hydroelectric | 16.6 | Electric Utility
54901 | Chilhowee | 2 | Conventional Hydroelectric | 16.6 | Electric Utility
54901 | Chilhowee | 3 | Conventional Hydroelectric | 16.6 | Electric Utility
1120 | Algona | 6 | Petroleum Liquids | 3.2 | Electric Utility
1120 | Algona | 7 | Petroleum Liquids | 4.1 | Electric Utility
1120 | Algona | 8 | Petroleum Liquids | 4.4 | Electric Utility
1120 | Algona | 9 | Petroleum Liquids | 4.4 | Electric Utility
7966 | Iowa Distributed Wind Generation Project | IDWG | Onshore Wind Turbine | 2.3 | Electric Utility
54894 | Narrows (NC) | YN1 | Conventional Hydroelectric | 24.7 | Electric Utility
54894 | Narrows (NC) | YN2 | Conventional Hydroelectric | 24.7 | Electric Utility
54894 | Narrows (NC) | YN3 | Conventional Hydroelectric | 29 | Electric Utility
54894 | Narrows (NC) | YN4 | Conventional Hydroelectric | 30.4 | Electric Utility
54895 | Falls Hydro | YF1 | Conventional Hydroelectric | 9 | Electric Utility
54895 | Falls Hydro | YF2 | Conventional Hydroelectric | 11.2 | Electric Utility
54895 | Falls Hydro | YF3 | Conventional Hydroelectric | 11.2 | Electric Utility
54896 | High Rock Hydro | HR1 | Conventional Hydroelectric | 11 | Electric Utility
54896 | High Rock Hydro | HR2 | Conventional Hydroelectric | 11 | Electric Utility
54896 | High Rock Hydro | HR3 | Conventional Hydroelectric | 11 | Electric Utility
54897 | Tuckertown Hydro | TT1 | Conventional Hydroelectric | 14 | Electric Utility
54897 | Tuckertown Hydro | TT2 | Conventional Hydroelectric | 14 | Electric Utility
54897 | Tuckertown Hydro | TT3 | Conventional Hydroelectric | 14 | Electric Utility
54391 | Alice Falls Hydro Project | 1 | Conventional Hydroelectric | 1.5 | IPP Non-CHP
54391 | Alice Falls Hydro Project | 2 | Conventional Hydroelectric | 0.6 | IPP Non-CHP
10298 | Bayou Cogen Plant | GEN2 | Natural Gas Fired Combustion Turbine | 75 | Industrial CHP
10298 | Bayou Cogen Plant | GEN3 | Natural Gas Fired Combustion Turbine | 75 | Industrial CHP
10298 | Bayou Cogen Plant | GEN4 | Natural Gas Fired Combustion Turbine | 75 | Industrial CHP
10298 | Bayou Cogen Plant | GT1 | Natural Gas Fired Combustion Turbine | 79.6 | Industrial CHP
7128 | William F Matson Generating Station | 1 | Conventional Hydroelectric | 7 | Electric Utility
7128 | William F Matson Generating Station | 2 | Conventional Hydroelectric | 14.7 | Electric Utility
54748 | Port Neches Plant | G1 | Natural Gas Fired Combustion Turbine | 38 | Industrial CHP
56787 | Geismar Cogen | GTG | Natural Gas Fired Combustion Turbine | 83.9 | Industrial CHP
55502 | Lawrenceburg Energy Facility | 0100 | Natural Gas Fired Combined Cycle | 268 | Electric Utility
55502 | Lawrenceburg Energy Facility | 0200 | Natural Gas Fired Combined Cycle | 268 | Electric Utility
55502 | Lawrenceburg Energy Facility | 1100 | Natural Gas Fired Combined Cycle | 174 | Electric Utility
55502 | Lawrenceburg Energy Facility | 1200 | Natural Gas Fired Combined Cycle | 174 | Electric Utility
55502 | Lawrenceburg Energy Facility | 2100 | Natural Gas Fired Combined Cycle | 174 | Electric Utility
55502 | Lawrenceburg Energy Facility | 2200 | Natural Gas Fired Combined Cycle | 174 | Electric Utility
54710 | Alliant SBD 9205 A Y McDonald | 0001 | Petroleum Liquids | 1.5 | IPP Non-CHP
54710 | Alliant SBD 9205 A Y McDonald | 0002 | Petroleum Liquids | 1.6 | IPP Non-CHP
54712 | Alliant SBD 9201 Norplex | 0002 | Petroleum Liquids | 1 | IPP Non-CHP
54712 | Alliant SBD 9201 Norplex | 0044 | Petroleum Liquids | 1.1 | IPP Non-CHP
54714 | Alliant SBD 8501 Aegon LI | 1265 | Petroleum Liquids | 1 | IPP Non-CHP
54714 | Alliant SBD 8501 Aegon LI | 1270 | Petroleum Liquids | 1 | IPP Non-CHP
54714 | Alliant SBD 8501 Aegon LI | 1794 | Petroleum Liquids | 1.1 | IPP Non-CHP
54715 | Alliant SBD 9107 JBS USA | 2665 | Petroleum Liquids | 1.6 | IPP Non-CHP
54715 | Alliant SBD 9107 JBS USA | 2688 | Petroleum Liquids | 1.6 | IPP Non-CHP
54715 | Alliant SBD 9107 JBS USA | 2689 | Petroleum Liquids | 1.6 | IPP Non-CHP
54715 | Alliant SBD 9107 JBS USA | 4644 | Petroleum Liquids | 1.6 | IPP Non-CHP
54715 | Alliant SBD 9107 JBS USA | 4658 | Petroleum Liquids | 1.6 | IPP Non-CHP
54715 | Alliant SBD 9107 JBS USA | 4659 | Petroleum Liquids | 1.6 | IPP Non-CHP
54715 | Alliant SBD 9107 JBS USA | 4660 | Petroleum Liquids | 1.8 | IPP Non-CHP
54716 | Alliant SBD 8602 Marion Sub | 1536 | Petroleum Liquids | 1.5 | IPP Non-CHP
54716 | Alliant SBD 8602 Marion Sub | 2734 | Petroleum Liquids | 1.5 | IPP Non-CHP
54716 | Alliant SBD 8602 Marion Sub | 2741 | Petroleum Liquids | 1.1 | IPP Non-CHP
54716 | Alliant SBD 8602 Marion Sub | 2785 | Petroleum Liquids | 1.5 | IPP Non-CHP
54717 | Alliant SBD 9106 Rockwell CR | 2671 | Petroleum Liquids | 1.6 | IPP Non-CHP
54717 | Alliant SBD 9106 Rockwell CR | 2672 | Petroleum Liquids | 1.6 | IPP Non-CHP
54717 | Alliant SBD 9106 Rockwell CR | 2675 | Petroleum Liquids | 1.6 | IPP Non-CHP
54717 | Alliant SBD 9106 Rockwell CR | 2678 | Petroleum Liquids | 1.6 | IPP Non-CHP
54717 | Alliant SBD 9106 Rockwell CR | 2679 | Petroleum Liquids | 1.6 | IPP Non-CHP
54717 | Alliant SBD 9106 Rockwell CR | 2682 | Petroleum Liquids | 1.6 | IPP Non-CHP
54717 | Alliant SBD 9106 Rockwell CR | 2683 | Petroleum Liquids | 1.6 | IPP Non-CHP
54717 | Alliant SBD 9106 Rockwell CR | 2684 | Petroleum Liquids | 1.6 | IPP Non-CHP
54717 | Alliant SBD 9106 Rockwell CR | 2685 | Petroleum Liquids | 1.6 | IPP Non-CHP
54717 | Alliant SBD 9106 Rockwell CR | 2690 | Petroleum Liquids | 1.6 | IPP Non-CHP
54718 | Alliant SBD 9206 Donaldson | 4632 | Petroleum Liquids | 1.6 | IPP Non-CHP
54720 | Alliant SBD 8601 Quad Graphics | 2736 | Petroleum Liquids | 1.5 | IPP Non-CHP
54720 | Alliant SBD 8601 Quad Graphics | 3489 | Petroleum Liquids | 1 | IPP Non-CHP
54720 | Alliant SBD 8601 Quad Graphics | 7164 | Petroleum Liquids | 1.1 | IPP Non-CHP
54735 | Alliant SBD 9301 Prairie Farms | 0079 | Petroleum Liquids | 1.8 | IPP Non-CHP
54735 | Alliant SBD 9301 Prairie Farms | 0080 | Petroleum Liquids | 1.1 | IPP Non-CHP
54929 | Alliant SBD 9403 Aegon DC | 6111 | Petroleum Liquids | 1.1 | IPP Non-CHP
54929 | Alliant SBD 9403 Aegon DC | 6112 | Petroleum Liquids | 1.5 | IPP Non-CHP
54929 | Alliant SBD 9403 Aegon DC | 6113 | Petroleum Liquids | 1.5 | IPP Non-CHP
54967 | Alliant SBD 9302 Aegon NP | 7906 | Petroleum Liquids | 1.2 | IPP Non-CHP
54968 | Alliant SBD 9502 Eaton | 0385 | Petroleum Liquids | 1.8 | IPP Non-CHP
54968 | Alliant SBD 9502 Eaton | 0386 | Petroleum Liquids | 1.8 | IPP Non-CHP
54968 | Alliant SBD 9502 Eaton | 5824 | Petroleum Liquids | 1.8 | IPP Non-CHP
55996 | Alliant SBD0201 Penford Produc | 01 | Petroleum Liquids | 1.8 | IPP Non-CHP
55996 | Alliant SBD0201 Penford Produc | 02 | Petroleum Liquids | 1.6 | IPP Non-CHP
55996 | Alliant SBD0201 Penford Produc | 03 | Petroleum Liquids | 1.6 | IPP Non-CHP
55996 | Alliant SBD0201 Penford Produc | 04 | Petroleum Liquids | 1.1 | IPP Non-CHP
56073 | Alliant SBG 9802 Toyota | 01 | Natural Gas Internal Combustion Engine | 1 | IPP Non-CHP
56074 | Alliant SBD 9901 GE Capital | 01 | Petroleum Liquids | 1.1 | IPP Non-CHP
10569 | Big Spring Texas Refinery | GENA | All Other | 1.5 | Industrial Non-CHP
1121 | Alta Municipal Utilities | 1 | Petroleum Liquids | 1 | Electric Utility
7990 | Altamont | 1 | Petroleum Liquids | 1.8 | Electric Utility
7990 | Altamont | 2 | Petroleum Liquids | 1.8 | Electric Utility
7990 | Altamont | 3 | Petroleum Liquids | 1.8 | Electric Utility
7990 | Altamont | 4 | Petroleum Liquids | 1.8 | Electric Utility
52122 | Wasson CO2 Removal Plant | GEN1 | Natural Gas Fired Combustion Turbine | 23.4 | Industrial CHP
10504 | Amalgamated Sugar Twin Falls | 1500 | Conventional Steam Coal | 1.5 | Industrial CHP
10504 | Amalgamated Sugar Twin Falls | 2500 | Conventional Steam Coal | 2.5 | Industrial CHP
10504 | Amalgamated Sugar Twin Falls | 4000 | Conventional Steam Coal | 6.2 | Industrial CHP
10549 | Al Turi | 2 | Landfill Gas | 0.8 | IPP Non-CHP
10549 | Al Turi | 3 | Landfill Gas | 0.8 | IPP Non-CHP
10549 | Al Turi | 3010 | Landfill Gas | 0.8 | IPP Non-CHP
50472 | Covanta Niagara LP | GEN1 | Municipal Solid Waste | 25 | IPP CHP
50472 | Covanta Niagara LP | GEN2 | Municipal Solid Waste | 25 | IPP CHP
50964 | Amedee Geothermal Venture I | IND | Geothermal | 1.5 | IPP Non-CHP
50964 | Amedee Geothermal Venture I | SYN | Geothermal | 1.5 | IPP Non-CHP
10642 | Covanta Hempstead | GEN1 | Municipal Solid Waste | 78.6 | IPP Non-CHP
54210 | American Crystal Sugar Hillsboro | G1 | Conventional Steam Coal | 13.3 | Industrial CHP
54211 | American Crystal Sugar Moorhead | G1 | Conventional Steam Coal | 3 | Industrial CHP
54211 | American Crystal Sugar Moorhead | G2 | Conventional Steam Coal | 2 | Industrial CHP
54212 | American Crystal Sugar Crookston | G1 | Conventional Steam Coal | 3.5 | Industrial CHP
54212 | American Crystal Sugar Crookston | G2 | Conventional Steam Coal | 3 | Industrial CHP
54213 | American Crystal Sugar Drayton | G1 | Conventional Steam Coal | 6 | Industrial CHP
54214 | American Crystal Sugar East Grand Forks | G1 | Conventional Steam Coal | 2.5 | Industrial CHP
54214 | American Crystal Sugar East Grand Forks | G2 | Conventional Steam Coal | 5 | Industrial CHP
10152 | Warrior Ridge Hydro | L-1 | Conventional Hydroelectric | 0.7 | IPP Non-CHP
10152 | Warrior Ridge Hydro | L-2 | Conventional Hydroelectric | 0.7 | IPP Non-CHP
10152 | Warrior Ridge Hydro | L-4 | Conventional Hydroelectric | 0.7 | IPP Non-CHP
10152 | Warrior Ridge Hydro | L-5 | Conventional Hydroelectric | 0.7 | IPP Non-CHP
861 | Coffeen | 1 | Conventional Steam Coal | 388.9 | IPP Non-CHP
861 | Coffeen | 2 | Conventional Steam Coal | 616.5 | IPP Non-CHP
6017 | Newton | 1 | Conventional Steam Coal | 617.4 | IPP Non-CHP
6017 | Newton | 2 | Conventional Steam Coal | 617.4 | IPP Non-CHP
10646 | Covanta Southeastern Connecticut Company | GEN1 | Municipal Solid Waste | 16.9 | IPP Non-CHP
10643 | Covanta Essex Company | GEN1 | Municipal Solid Waste | 34.9 | IPP Non-CHP
10643 | Covanta Essex Company | GEN2 | Municipal Solid Waste | 34.9 | IPP Non-CHP
54512 | Domino Sugar Arabi Plant | TG1 | Natural Gas Steam Turbine | 5 | Industrial CHP
54512 | Domino Sugar Arabi Plant | TG2 | Natural Gas Steam Turbine | 5 | Industrial CHP
54512 | Domino Sugar Arabi Plant | TG3 | Natural Gas Steam Turbine | 4 | Industrial CHP
1122 | Ames Electric Services Power Plant | 7 | Conventional Steam Coal | 37.5 | Electric Utility
1122 | Ames Electric Services Power Plant | 8 | Conventional Steam Coal | 71.3 | Electric Utility
6463 | Ames GT | GT1 | Petroleum Liquids | 21.3 | Electric Utility
6463 | Ames GT | GT2 | Petroleum Liquids | 57.4 | Electric Utility
10151 | Grant Town Power Plant | GEN1 | Conventional Steam Coal | 95.7 | IPP Non-CHP
10746 | Covanta Delaware Valley | GEN1 | Municipal Solid Waste | 90 | IPP Non-CHP
7693 | Anaheim GT | 1 | Natural Gas Fired Combustion Turbine | 49.2 | Electric Utility
57027 | Canyon Power Plant | CPP1 | Natural Gas Fired Combustion Turbine | 50 | Electric Utility
57027 | Canyon Power Plant | CPP2 | Natural Gas Fired Combustion Turbine | 50 | Electric Utility
57027 | Canyon Power Plant | CPP3 | Natural Gas Fired Combustion Turbine | 50 | Electric Utility
57027 | Canyon Power Plant | CPP4 | Natural Gas Fired Combustion Turbine | 50 | Electric Utility
75 | Anchorage 1 | 1 | Natural Gas Fired Combustion Turbine | 12.5 | Electric Utility
75 | Anchorage 1 | 2 | Natural Gas Fired Combustion Turbine | 12.5 | Electric Utility
75 | Anchorage 1 | 3R | Natural Gas Fired Combustion Turbine | 48.9 | Electric Utility
75 | Anchorage 1 | 4 | Natural Gas Fired Combustion Turbine | 27 | Electric Utility
75 | Anchorage 1 | P1 BS | Petroleum Liquids | 2 | Electric Utility
77 | Eklutna Hydro Project | 1 | Conventional Hydroelectric | 22.2 | Electric Utility
77 | Eklutna Hydro Project | 2 | Conventional Hydroelectric | 22.2 | Electric Utility
6559 | George M Sullivan Generation Plant 2 | 5 | Natural Gas Fired Combined Cycle | 38.1 | Electric Utility
6559 | George M Sullivan Generation Plant 2 | 6 | Natural Gas Fired Combined Cycle | 33 | Electric Utility
6559 | George M Sullivan Generation Plant 2 | 7 | Natural Gas Fired Combined Cycle | 102.6 | Electric Utility
6559 | George M Sullivan Generation Plant 2 | GT8 | Natural Gas Fired Combustion Turbine | 92.6 | Electric Utility
10430 | Anheuser-Busch St Louis | GEN1 | Conventional Steam Coal | 11 | Industrial CHP
10430 | Anheuser-Busch St Louis | GEN3 | Conventional Steam Coal | 11 | Industrial CHP
10430 | Anheuser-Busch St Louis | GEN4 | Conventional Steam Coal | 4.1 | Industrial CHP
10431 | Anheuser-Busch Jacksonville | GEN1 | Natural Gas Fired Combustion Turbine | 8.6 | Industrial CHP
55211 | ANP Bellingham Energy Project | U1 | Natural Gas Fired Combined Cycle | 289 | IPP Non-CHP
55211 | ANP Bellingham Energy Project | U2 | Natural Gas Fired Combined Cycle | 289 | IPP Non-CHP
55212 | ANP Blackstone Energy Project | U1 | Natural Gas Fired Combined Cycle | 289 | IPP Non-CHP
55212 | ANP Blackstone Energy Project | U2 | Natural Gas Fired Combined Cycle | 289 | IPP Non-CHP
1123 | Anita | 2 | Petroleum Liquids | 0.2 | Electric Utility
1123 | Anita | 3 | Petroleum Liquids | 0.3 | Electric Utility
1123 | Anita | 4 | Petroleum Liquids | 0.2 | Electric Utility
1123 | Anita | 5 | Petroleum Liquids | 0.2 | Electric Utility
1123 | Anita | 6 | Petroleum Liquids | 2 | Electric Utility
2214 | Ansley | 2 | Natural Gas Internal Combustion Engine | 0.9 | Electric Utility
2214 | Ansley | 3 | Petroleum Liquids | 0.6 | Electric Utility
1258 | Anthony | IC1 | Natural Gas Internal Combustion Engine | 4.1 | Electric Utility
1258 | Anthony | IC2 | Natural Gas Internal Combustion Engine | 3 | Electric Utility
1258 | Anthony | IC3 | Natural Gas Internal Combustion Engine | 4 | Electric Utility
3772 | Buck Hydro | 1 | Conventional Hydroelectric | 2.8 | Electric Utility
3772 | Buck Hydro | 2 | Conventional Hydroelectric | 2.8 | Electric Utility
3772 | Buck Hydro | 3 | Conventional Hydroelectric | 2.8 | Electric Utility
3773 | Byllesby 2 | 1 | Conventional Hydroelectric | 5.4 | Electric Utility
3773 | Byllesby 2 | 2 | Conventional Hydroelectric | 5.4 | Electric Utility
3773 | Byllesby 2 | 3 | Conventional Hydroelectric | 5.4 | Electric Utility
3773 | Byllesby 2 | 4 | Conventional Hydroelectric | 5.4 | Electric Utility
3774 | Claytor | 1 | Conventional Hydroelectric | 18.7 | Electric Utility
3774 | Claytor | 2 | Conventional Hydroelectric | 18.7 | Electric Utility
3774 | Claytor | 3 | Conventional Hydroelectric | 18.7 | Electric Utility
3774 | Claytor | 4 | Conventional Hydroelectric | 18.7 | Electric Utility
3775 | Clinch River | 1 | Conventional Steam Coal | 237.5 | Electric Utility
3775 | Clinch River | 2 | Conventional Steam Coal | 237.5 | Electric Utility
3775 | Clinch River | 3 | Conventional Steam Coal | 237.5 | Electric Utility
3776 | Glen Lyn | 5 | Conventional Steam Coal | 100 | Electric Utility
3776 | Glen Lyn | 6 | Conventional Steam Coal | 237.5 | Electric Utility
3777 | Leesville | 1 | Conventional Hydroelectric | 20 | Electric Utility
3777 | Leesville | 2 | Conventional Hydroelectric | 20 | Electric Utility
3778 | Niagara | 1 | Conventional Hydroelectric | 2.4 | Electric Utility
3778 | Niagara | 2 | Conventional Hydroelectric | 1.2 | Electric Utility
3779 | Reusens | 1 | Conventional Hydroelectric | 2.5 | Electric Utility
3779 | Reusens | 2 | Conventional Hydroelectric | 2.5 | Electric Utility
3779 | Reusens | 3 | Conventional Hydroelectric | 2.5 | Electric Utility
3779 | Reusens | 4 | Conventional Hydroelectric | 2.5 | Electric Utility
3779 | Reusens | 5 | Conventional Hydroelectric | 2.5 | Electric Utility
3780 | Smith Mountain | 1 | Hydroelectric Pumped Storage | 66 | Electric Utility
3780 | Smith Mountain | 2 | Conventional Hydroelectric | 150.1 | Electric Utility
3780 | Smith Mountain | 3 | Hydroelectric Pumped Storage | 115.3 | Electric Utility
3780 | Smith Mountain | 4 | Conventional Hydroelectric | 150.1 | Electric Utility
3780 | Smith Mountain | 5 | Hydroelectric Pumped Storage | 66 | Electric Utility
3935 | John E Amos | 1 | Conventional Steam Coal | 816.3 | Electric Utility
3935 | John E Amos | 2 | Conventional Steam Coal | 816.3 | Electric Utility
3935 | John E Amos | 3 | Conventional Steam Coal | 1300 | Electric Utility
3936 | Kanawha River | 1 | Conventional Steam Coal | 219.6 | Electric Utility
3936 | Kanawha River | 2 | Conventional Steam Coal | 219.6 | Electric Utility
3938 | Philip Sporn | 1 | Conventional Steam Coal | 152.5 | Electric Utility
3938 | Philip Sporn | 2 | Conventional Steam Coal | 152.5 | Electric Utility
3938 | Philip Sporn | 3 | Conventional Steam Coal | 152.5 | Electric Utility
3938 | Philip Sporn | 4 | Conventional Steam Coal | 152.5 | Electric Utility
6264 | Mountaineer | 1 | Conventional Steam Coal | 1300 | Electric Utility
6560 | London | 1 | Conventional Hydroelectric | 4.8 | Electric Utility
6560 | London | 2 | Conventional Hydroelectric | 4.8 | Electric Utility
6560 | London | 3 | Conventional Hydroelectric | 4.8 | Electric Utility
6561 | Marmet | 1 | Conventional Hydroelectric | 4.8 | Electric Utility
6561 | Marmet | 2 | Conventional Hydroelectric | 4.8 | Electric Utility
6561 | Marmet | 3 | Conventional Hydroelectric | 4.8 | Electric Utility
6562 | Winfield | 1 | Conventional Hydroelectric | 14.7 | Electric Utility
6562 | Winfield | 2 | Conventional Hydroelectric | 4.9 | Electric Utility
6562 | Winfield | 3 | Conventional Hydroelectric | 4.9 | Electric Utility
55276 | Ceredo Generating Station | 01 | Natural Gas Fired Combustion Turbine | 86.5 | Electric Utility
55276 | Ceredo Generating Station | 02 | Natural Gas Fired Combustion Turbine | 86.5 | Electric Utility
55276 | Ceredo Generating Station | 03 | Natural Gas Fired Combustion Turbine | 86.5 | Electric Utility
55276 | Ceredo Generating Station | 04 | Natural Gas Fired Combustion Turbine | 86.5 | Electric Utility
55276 | Ceredo Generating Station | 05 | Natural Gas Fired Combustion Turbine | 86.5 | Electric Utility
55276 | Ceredo Generating Station | 06 | Natural Gas Fired Combustion Turbine | 86.5 | Electric Utility
55350 | Dresden Energy Facility | 1 | Natural Gas Fired Combined Cycle | 198.9 | Electric Utility
55350 | Dresden Energy Facility | 2 | Natural Gas Fired Combined Cycle | 198.9 | Electric Utility
55350 | Dresden Energy Facility | 3 | Natural Gas Fired Combined Cycle | 280.5 | Electric Utility
59995 | AEP Milton NaS | 1 | Batteries | 2 | Electric Utility
10810 | NTC/MCRD Energy Facility | GEN1 | Natural Gas Fired Combined Cycle | 23 | IPP CHP
10810 | NTC/MCRD Energy Facility | GEN2 | Natural Gas Fired Combined Cycle | 2.6 | IPP CHP
10811 | Naval Station Energy Facility | GEN1 | Natural Gas Fired Combined Cycle | 38.3 | IPP CHP
10811 | Naval Station Energy Facility | GEN2 | Natural Gas Fired Combined Cycle | 11.6 | IPP CHP
10811 | Naval Station Energy Facility | GEN3 | Natural Gas Fired Combined Cycle | 5.2 | IPP CHP
10812 | North Island Energy Facility | GEN1 | Natural Gas Fired Combined Cycle | 36.3 | IPP CHP
10812 | North Island Energy Facility | GEN2 | Natural Gas Fired Combined Cycle | 4 | IPP CHP
10155 | Brasfield | 1 | Conventional Hydroelectric | 2.9 | IPP Non-CHP
4100 | Arcadia Electric | 1 | Petroleum Liquids | 1.3 | Electric Utility
4100 | Arcadia Electric | 10 | Petroleum Liquids | 2 | Electric Utility
4100 | Arcadia Electric | 2 | Petroleum Liquids | 1 | Electric Utility
4100 | Arcadia Electric | 3 | Petroleum Liquids | 0.4 | Electric Utility
4100 | Arcadia Electric | 4 | Petroleum Liquids | 0.2 | Electric Utility
4100 | Arcadia Electric | 5 | Natural Gas Internal Combustion Engine | 3 | Electric Utility
4100 | Arcadia Electric | 6 | Natural Gas Internal Combustion Engine | 3 | Electric Utility
4100 | Arcadia Electric | 7 | Petroleum Liquids | 2 | Electric Utility
4100 | Arcadia Electric | 8 | Petroleum Liquids | 2 | Electric Utility
4100 | Arcadia Electric | 9 | Petroleum Liquids | 2 | Electric Utility
2902 | Arcanum | 1 | Petroleum Liquids | 0.7 | Electric Utility
2902 | Arcanum | 2 | Petroleum Liquids | 0.5 | Electric Utility
10860 | Archer Daniels Midland Clinton | 1A | Conventional Steam Coal | 75 | Industrial CHP
10860 | Archer Daniels Midland Clinton | 2A | Conventional Steam Coal | 105 | Industrial CHP
10861 | Archer Daniels Midland Des Moines | GEN1 | Conventional Steam Coal | 7.9 | Industrial CHP
10862 | Archer Daniels Midland Lincoln | GEN1 | Conventional Steam Coal | 7.9 | Industrial CHP
10863 | Archer Daniels Midland Mankato | GEN1 | Conventional Steam Coal | 6.1 | Industrial CHP
10864 | Archer Daniels Midland Cedar Rapids | GEN1 | Conventional Steam Coal | 31 | Industrial CHP
10864 | Archer Daniels Midland Cedar Rapids | GEN2 | Conventional Steam Coal | 31 | Industrial CHP
10864 | Archer Daniels Midland Cedar Rapids | GEN3 | Conventional Steam Coal | 31 | Industrial CHP
10864 | Archer Daniels Midland Cedar Rapids | GEN4 | Conventional Steam Coal | 31 | Industrial CHP
10864 | Archer Daniels Midland Cedar Rapids | GEN5 | Conventional Steam Coal | 31 | Industrial CHP
10864 | Archer Daniels Midland Cedar Rapids | GEN6 | Conventional Steam Coal | 101.1 | Industrial CHP
10865 | Archer Daniels Midland Decatur | GEN2 | Conventional Steam Coal | 31 | Industrial CHP
10865 | Archer Daniels Midland Decatur | GEN3 | Conventional Steam Coal | 31 | Industrial CHP
10865 | Archer Daniels Midland Decatur | GEN4 | Conventional Steam Coal | 31 | Industrial CHP
10865 | Archer Daniels Midland Decatur | GEN5 | Conventional Steam Coal | 31 | Industrial CHP
10865 | Archer Daniels Midland Decatur | GEN6 | Conventional Steam Coal | 31 | Industrial CHP
10865 | Archer Daniels Midland Decatur | GEN7 | Conventional Steam Coal | 75 | Industrial CHP
10865 | Archer Daniels Midland Decatur | GEN8 | Conventional Steam Coal | 105 | Industrial CHP
10866 | Archer Daniels Midland Peoria | GEN6 | Natural Gas Fired Combustion Turbine | 18 | Industrial CHP
10866 | Archer Daniels Midland Peoria | GEN7 | Natural Gas Fired Combustion Turbine | 18 | Industrial CHP
54316 | Archer Daniels Midland Southport | GEN1 | Natural Gas Fired Combustion Turbine | 18 | Industrial CHP
54316 | Archer Daniels Midland Southport | GEN2 | Natural Gas Fired Combustion Turbine | 17.5 | Industrial CHP
54316 | Archer Daniels Midland Southport | GEN3 | Natural Gas Fired Combustion Turbine | 17 | Industrial CHP
54908 | Enderlin | GEN1 | Other Waste Biomass | 5.1 | Industrial CHP
54908 | Enderlin | GEN2 | Other Waste Biomass | 4.7 | Industrial CHP
57046 | Archer Daniels Midland Columbus | GEN1 | Conventional Steam Coal | 71.4 | Industrial CHP
10173 | Cherokee Falls | T-1 | Conventional Hydroelectric | 4.3 | Electric Utility
10787 | Piedmont Hydro Power Project | GEN1 | Conventional Hydroelectric | 1 | IPP Non-CHP
10798 | Fries Hydroelectric Project | GEN1 | Conventional Hydroelectric | 2 | IPP Non-CHP
10798 | Fries Hydroelectric Project | GEN2 | Conventional Hydroelectric | 0.8 | IPP Non-CHP
10798 | Fries Hydroelectric Project | GEN3 | Conventional Hydroelectric | 0.2 | IPP Non-CHP
10798 | Fries Hydroelectric Project | GEN4 | Conventional Hydroelectric | 2.4 | IPP Non-CHP
10801 | Ware Shoals Hydro Project | GEN1 | Conventional Hydroelectric | 3 | IPP Non-CHP
10801 | Ware Shoals Hydro Project | GEN2 | Conventional Hydroelectric | 3.2 | IPP Non-CHP
7810 | Argyle | 3 | Conventional Hydroelectric | 0.1 | Electric Utility
7810 | Argyle | 5 | Petroleum Liquids | 2.2 | Electric Utility
56378 | Pakini Nui Wind Farm | 1 | Onshore Wind Turbine | 21 | IPP Non-CHP
160 | Apache Station | GT1 | Natural Gas Fired Combustion Turbine | 11.5 | Electric Utility
160 | Apache Station | GT2 | Natural Gas Fired Combustion Turbine | 20.4 | Electric Utility
160 | Apache Station | GT3 | Natural Gas Fired Combustion Turbine | 78.7 | Electric Utility
160 | Apache Station | GT4 | Natural Gas Fired Combustion Turbine | 60.5 | Electric Utility
160 | Apache Station | ST1 | Natural Gas Steam Turbine | 81.6 | Electric Utility
160 | Apache Station | ST2 | Conventional Steam Coal | 204 | Electric Utility
160 | Apache Station | ST3 | Conventional Steam Coal | 204 | Electric Utility
113 | Cholla | 1 | Conventional Steam Coal | 113.6 | Electric Utility
113 | Cholla | 2 | Conventional Steam Coal | 288.9 | Electric Utility
113 | Cholla | 3 | Conventional Steam Coal | 312.3 | Electric Utility
113 | Cholla | 4 | Conventional Steam Coal | 414 | Electric Utility
114 | Douglas | 1 | Petroleum Liquids | 26.1 | Electric Utility
116 | Ocotillo | 1 | Natural Gas Steam Turbine | 113.6 | Electric Utility
116 | Ocotillo | 2 | Natural Gas Steam Turbine | 113.6 | Electric Utility
116 | Ocotillo | GT1 | Natural Gas Fired Combustion Turbine | 53.1 | Electric Utility
116 | Ocotillo | GT2 | Natural Gas Fired Combustion Turbine | 53.1 | Electric Utility
116 | Ocotillo | PV1 | Solar Photovoltaic | 0.1 | Electric Utility
116 | Ocotillo | PV2 | Solar Photovoltaic | 0.1 | Electric Utility
116 | Ocotillo | PVM | Solar Photovoltaic | 0.4 | Electric Utility
117 | West Phoenix | 1B | Natural Gas Fired Combined Cycle | 132 | Electric Utility
117 | West Phoenix | 2B | Natural Gas Fired Combined Cycle | 132 | Electric Utility
117 | West Phoenix | 3B | Natural Gas Fired Combined Cycle | 132 | Electric Utility
117 | West Phoenix | C4-1 | Natural Gas Fired Combined Cycle | 91 | Electric Utility
117 | West Phoenix | C4-2 | Natural Gas Fired Combined Cycle | 44.6 | Electric Utility
117 | West Phoenix | C5-1 | Natural Gas Fired Combined Cycle | 184.5 | Electric Utility
117 | West Phoenix | C5-2 | Natural Gas Fired Combined Cycle | 184.5 | Electric Utility
117 | West Phoenix | C5-3 | Natural Gas Fired Combined Cycle | 200.6 | Electric Utility
117 | West Phoenix | GT1 | Natural Gas Fired Combustion Turbine | 53.1 | Electric Utility
117 | West Phoenix | GT2 | Natural Gas Fired Combustion Turbine | 53.1 | Electric Utility
118 | Saguaro | GE1 | Natural Gas Fired Combustion Turbine | 78.3 | Electric Utility
118 | Saguaro | GT1 | Natural Gas Fired Combustion Turbine | 53.1 | Electric Utility
118 | Saguaro | GT2 | Natural Gas Fired Combustion Turbine | 53.1 | Electric Utility
120 | Yucca | GT1 | Natural Gas Fired Combustion Turbine | 23.6 | Electric Utility
120 | Yucca | GT2 | Natural Gas Fired Combustion Turbine | 23.6 | Electric Utility
120 | Yucca | GT21 | Petroleum Liquids | 25.3 | Electric Utility
120 | Yucca | GT3 | Natural Gas Fired Combustion Turbine | 72.4 | Electric Utility
120 | Yucca | GT4 | Petroleum Liquids | 72.4 | Electric Utility
120 | Yucca | GT5 | Natural Gas Fired Combustion Turbine | 60.5 | Electric Utility
120 | Yucca | GT6 | Natural Gas Fired Combustion Turbine | 60.5 | Electric Utility
120 | Yucca | ST1 | Natural Gas Steam Turbine | 86.7 | Electric Utility
2442 | Four Corners | 4 | Conventional Steam Coal | 818.1 | Electric Utility
2442 | Four Corners | 5 | Conventional Steam Coal | 818.1 | Electric Utility
6008 | Palo Verde | 1 | Nuclear | 1403.2 | Electric Utility
6008 | Palo Verde | 2 | Nuclear | 1403.2 | Electric Utility
6008 | Palo Verde | 3 | Nuclear | 1403.2 | Electric Utility
55455 | Red Hawk | CT1A | Natural Gas Fired Combined Cycle | 187.5 | Electric Utility
55455 | Red Hawk | CT1B | Natural Gas Fired Combined Cycle | 181.6 | Electric Utility
55455 | Red Hawk | CT2A | Natural Gas Fired Combined Cycle | 181.6 | Electric Utility
55455 | Red Hawk | CT2B | Natural Gas Fired Combined Cycle | 181.6 | Electric Utility
55455 | Red Hawk | ST1 | Natural Gas Fired Combined Cycle | 204 | Electric Utility
55455 | Red Hawk | ST2 | Natural Gas Fired Combined Cycle | 204 | Electric Utility
55522 | Sundance | CT1 | Natural Gas Fired Combustion Turbine | 60.5 | Electric Utility
55522 | Sundance | CT10 | Natural Gas Fired Combustion Turbine | 60.5 | Electric Utility
55522 | Sundance | CT2 | Natural Gas Fired Combustion Turbine | 60.5 | Electric Utility
55522 | Sundance | CT3 | Natural Gas Fired Combustion Turbine | 60.5 | Electric Utility
55522 | Sundance | CT4 | Natural Gas Fired Combustion Turbine | 60.5 | Electric Utility
55522 | Sundance | CT5 | Natural Gas Fired Combustion Turbine | 60.5 | Electric Utility
55522 | Sundance | CT6 | Natural Gas Fired Combustion Turbine | 60.5 | Electric Utility
55522 | Sundance | CT7 | Natural Gas Fired Combustion Turbine | 60.5 | Electric Utility
55522 | Sundance | CT8 | Natural Gas Fired Combustion Turbine | 60.5 | Electric Utility
55522 | Sundance | CT9 | Natural Gas Fired Combustion Turbine | 60.5 | Electric Utility
56228 | Prescott Airport | PV1 | Solar Photovoltaic | 2.1 | Electric Utility
57560 | Chino Solar Valley | PV1 | Solar Photovoltaic | 19 | Electric Utility
57561 | Cotton Center Solar | PV1 | Solar Photovoltaic | 17 | Electric Utility
57562 | Paloma Solar | PV1 | Solar Photovoltaic | 17.6 | Electric Utility
57563 | Hyder Solar | PV1 | Solar Photovoltaic | 17 | Electric Utility
57563 | Hyder Solar | PV2 | Solar Photovoltaic | 5 | Electric Utility
57997 | Foothills Solar Plant | PV1 | Solar Photovoltaic | 17 | Electric Utility
57997 | Foothills Solar Plant | PV2 | Solar Photovoltaic | 18 | Electric Utility
58383 | Hyder II | PV1 | Solar Photovoltaic | 14 | Electric Utility
59020 | Gila Bend | PV1 | Solar Photovoltaic | 32 | Electric Utility
201 | Thomas Fitzhugh | 1 | Natural Gas Fired Combined Cycle | 59 | Electric Utility
201 | Thomas Fitzhugh | 2 | Natural Gas Fired Combined Cycle | 126 | Electric Utility
202 | Carl Bailey | 1 | Natural Gas Steam Turbine | 120 | Electric Utility
203 | McClellan (AR) | 1 | Natural Gas Steam Turbine | 136 | Electric Utility
7040 | Ellis Hydro | 1 | Conventional Hydroelectric | 10.8 | Electric Utility
7040 | Ellis Hydro | 2 | Conventional Hydroelectric | 10.8 | Electric Utility
7040 | Ellis Hydro | 3 | Conventional Hydroelectric | 10.8 | Electric Utility
7135 | Whillock | 1 | Conventional Hydroelectric | 10.8 | Electric Utility
7135 | Whillock | 2 | Conventional Hydroelectric | 10.8 | Electric Utility
7135 | Whillock | 3 | Conventional Hydroelectric | 10.8 | Electric Utility
7246 | Dam 2 | 1 | Conventional Hydroelectric | 34.2 | Electric Utility
7246 | Dam 2 | 2 | Conventional Hydroelectric | 34.2 | Electric Utility
7246 | Dam 2 | 3 | Conventional Hydroelectric | 34.2 | Electric Utility
7825 | Fulton (AR) | 1 | Natural Gas Fired Combustion Turbine | 154.8 | Electric Utility
55221 | Harry L. Oswald | G1 | Natural Gas Fired Combined Cycle | 51 | Electric Utility
55221 | Harry L. Oswald | G2 | Natural Gas Fired Combined Cycle | 51 | Electric Utility
55221 | Harry L. Oswald | G3 | Natural Gas Fired Combined Cycle | 51 | Electric Utility
55221 | Harry L. Oswald | G4 | Natural Gas Fired Combined Cycle | 51 | Electric Utility
55221 | Harry L. Oswald | G5 | Natural Gas Fired Combined Cycle | 51 | Electric Utility
55221 | Harry L. Oswald | G6 | Natural Gas Fired Combined Cycle | 51 | Electric Utility
55221 | Harry L. Oswald | G7 | Natural Gas Fired Combined Cycle | 83.5 | Electric Utility
55221 | Harry L. Oswald | G8 | Natural Gas Fired Combined Cycle | 105 | Electric Utility
55221 | Harry L. Oswald | G9 | Natural Gas Fired Combined Cycle | 105 | Electric Utility
55714 | Magnet Cove | GT1 | Natural Gas Fired Combined Cycle | 242 | Electric Utility
55714 | Magnet Cove | GT2 | Natural Gas Fired Combined Cycle | 242 | Electric Utility
55714 | Magnet Cove | ST1 | Natural Gas Fired Combined Cycle | 262 | Electric Utility
56489 | Elkins Generating Center | A | Natural Gas Fired Combustion Turbine | 22 | Electric Utility
56489 | Elkins Generating Center | B | Natural Gas Fired Combustion Turbine | 22 | Electric Utility
56489 | Elkins Generating Center | C | Natural Gas Fired Combustion Turbine | 22 | Electric Utility
166 | Carpenter | 1 | Conventional Hydroelectric | 28 | Electric Utility
166 | Carpenter | 2 | Conventional Hydroelectric | 28 | Electric Utility
170 | Lake Catherine | 4 | Natural Gas Steam Turbine | 552.5 | Electric Utility
171 | Mabelvale | 1 | Natural Gas Fired Combustion Turbine | 19.5 | Electric Utility
171 | Mabelvale | 3 | Natural Gas Fired Combustion Turbine | 19.5 | Electric Utility
174 | Remmel | 1 | Conventional Hydroelectric | 3 | Electric Utility
174 | Remmel | 2 | Conventional Hydroelectric | 3 | Electric Utility
174 | Remmel | 3 | Conventional Hydroelectric | 3 | Electric Utility
6009 | White Bluff | 1 | Conventional Steam Coal | 900 | Electric Utility
6009 | White Bluff | 2 | Conventional Steam Coal | 900 | Electric Utility
6641 | Independence Steam Electric Station | 1 | Conventional Steam Coal | 900 | Electric Utility
6641 | Independence Steam Electric Station | 2 | Conventional Steam Coal | 900 | Electric Utility
8055 | Arkansas Nuclear One | 1 | Nuclear | 902.5 | Electric Utility
8055 | Arkansas Nuclear One | 2 | Nuclear | 942.5 | Electric Utility
55418 | Hot Spring Generating Facility | CT1 | Natural Gas Fired Combined Cycle | 198.9 | Electric Utility
55418 | Hot Spring Generating Facility | CT2 | Natural Gas Fired Combined Cycle | 198.9 | Electric Utility
55418 | Hot Spring Generating Facility | ST1 | Natural Gas Fired Combined Cycle | 317 | Electric Utility
50216 | Watson Cogeneration | GN91 | Natural Gas Fired Combined Cycle | 82 | Industrial CHP
50216 | Watson Cogeneration | GN92 | Natural Gas Fired Combined Cycle | 82 | Industrial CHP
50216 | Watson Cogeneration | GN93 | Natural Gas Fired Combined Cycle | 82 | Industrial CHP
50216 | Watson Cogeneration | GN94 | Natural Gas Fired Combined Cycle | 82 | Industrial CHP
50216 | Watson Cogeneration | GN95 | Natural Gas Fired Combined Cycle | 38.5 | Industrial CHP
50216 | Watson Cogeneration | GN96 | Natural Gas Fired Combined Cycle | 38.5 | Industrial CHP
2216 | Arnold | 1 | Petroleum Liquids | 0.5 | Electric Utility
2216 | Arnold | 2A | Petroleum Liquids | 0.1 | Electric Utility
2216 | Arnold | 3 | Petroleum Liquids | 0.2 | Electric Utility
2216 | Arnold | 4 | Petroleum Liquids | 0.3 | Electric Utility
54877 | Atlanta Gift Mart LP | BUG | Petroleum Liquids | 1.2 | Commercial Non-CHP
1259 | Ashland | 1 | Natural Gas Internal Combustion Engine | 0.6 | Electric Utility
1259 | Ashland | 2 | Natural Gas Internal Combustion Engine | 0.9 | Electric Utility
1259 | Ashland | 3 | Petroleum Liquids | 1.2 | Electric Utility
1259 | Ashland | 4B | Petroleum Liquids | 2 | Electric Utility
1259 | Ashland | 5 | Petroleum Liquids | 0.9 | Electric Utility
10568 | Port Arthur Texas Refinery | GEN1 | Natural Gas Fired Combustion Turbine | 38.4 | Industrial CHP
7458 | Basalt | 1 | Conventional Hydroelectric | 5 | Electric Utility
2167 | New Madrid | 1 | Conventional Steam Coal | 650 | Electric Utility
2167 | New Madrid | 2 | Conventional Steam Coal | 650 | Electric Utility
2168 | Thomas Hill | 1 | Conventional Steam Coal | 171.7 | Electric Utility
2168 | Thomas Hill | 2 | Conventional Steam Coal | 272 | Electric Utility
2168 | Thomas Hill | 3 | Conventional Steam Coal | 738 | Electric Utility
6563 | Unionville | 1 | Petroleum Liquids | 26.6 | Electric Utility
6563 | Unionville | 2 | Petroleum Liquids | 26.6 | Electric Utility
7604 | St Francis Energy Facility | 1 | Natural Gas Fired Combined Cycle | 253.3 | Electric Utility
7604 | St Francis Energy Facility | 2 | Natural Gas Fired Combined Cycle | 253.3 | Electric Utility
7749 | Essex | 1 | Natural Gas Fired Combustion Turbine | 121.2 | Electric Utility
7754 | Nodaway | 1 | Natural Gas Fired Combustion Turbine | 157.8 | Electric Utility
7754 | Nodaway | 2 | Natural Gas Fired Combustion Turbine | 157.8 | Electric Utility
7757 | Chouteau | 1 | Natural Gas Fired Combined Cycle | 176 | Electric Utility
7757 | Chouteau | 2 | Natural Gas Fired Combined Cycle | 176 | Electric Utility
7757 | Chouteau | 3 | Natural Gas Fired Combined Cycle | 182.8 | Electric Utility
7757 | Chouteau | 4 | Natural Gas Fired Combined Cycle | 176 | Electric Utility
7757 | Chouteau | 5 | Natural Gas Fired Combined Cycle | 176 | Electric Utility
7757 | Chouteau | 6 | Natural Gas Fired Combined Cycle | 182.8 | Electric Utility
7848 | Holden | 11 | Natural Gas Fired Combustion Turbine | 107.1 | Electric Utility
7848 | Holden | 12 | Natural Gas Fired Combustion Turbine | 107.1 | Electric Utility
7848 | Holden | 13 | Natural Gas Fired Combustion Turbine | 107.1 | Electric Utility
55340 | Dell Power Station | CTG1 | Natural Gas Fired Combined Cycle | 199.3 | Electric Utility
55340 | Dell Power Station | CTG2 | Natural Gas Fired Combined Cycle | 199.3 | Electric Utility
55340 | Dell Power Station | STG | Natural Gas Fired Combined Cycle | 280.5 | Electric Utility
1124 | Atlantic | 1 | Petroleum Liquids | 5.3 | Electric Utility
1124 | Atlantic | 6 | Natural Gas Fired Combustion Turbine | 10 | Electric Utility
79 | Aurora Energy LLC Chena | 1 | Conventional Steam Coal | 5 | IPP CHP
79 | Aurora Energy LLC Chena | 2 | Conventional Steam Coal | 2.5 | IPP CHP
79 | Aurora Energy LLC Chena | 5 | Conventional Steam Coal | 20 | IPP CHP
55557 | Wilmington Hydrogen Plant | T101 | All Other | 31.9 | Industrial CHP
2215 | Auburn | 1 | Natural Gas Internal Combustion Engine | 2.4 | Electric Utility
2215 | Auburn | 2 | Natural Gas Internal Combustion Engine | 1 | Electric Utility
2215 | Auburn | 4A | Natural Gas Internal Combustion Engine | 3.7 | Electric Utility
2215 | Auburn | 5 | Natural Gas Internal Combustion Engine | 3.3 | Electric Utility
2215 | Auburn | 6 | Natural Gas Internal Combustion Engine | 2.7 | Electric Utility
2215 | Auburn | 7 | Natural Gas Internal Combustion Engine | 5.6 | Electric Utility
1261 | Augusta Electric Plant No 1 | 1 | Natural Gas Internal Combustion Engine | 1.1 | Electric Utility
1261 | Augusta Electric Plant No 1 | 2 | Petroleum Liquids | 0.3 | Electric Utility
1261 | Augusta Electric Plant No 1 | 3 | Natural Gas Internal Combustion Engine | 1 | Electric Utility
1261 | Augusta Electric Plant No 1 | 4 | Petroleum Liquids | 0.7 | Electric Utility
1261 | Augusta Electric Plant No 1 | 5 | Natural Gas Internal Combustion Engine | 2.2 | Electric Utility
1261 | Augusta Electric Plant No 1 | 6 | Natural Gas Internal Combustion Engine | 2.2 | Electric Utility
1261 | Augusta Electric Plant No 1 | 7 | Natural Gas Internal Combustion Engine | 2 | Electric Utility
6791 | Augusta Electric Plant No 2 | 1 | Natural Gas Internal Combustion Engine | 4 | Electric Utility
6791 | Augusta Electric Plant No 2 | 2 | Natural Gas Internal Combustion Engine | 4 | Electric Utility
6791 | Augusta Electric Plant No 2 | 3 | Natural Gas Internal Combustion Engine | 6 | Electric Utility
6791 | Augusta Electric Plant No 2 | 4 | Natural Gas Internal Combustion Engine | 6.7 | Electric Utility
54801 | Avalon/Mayo Hydropower | GEN1 | Conventional Hydroelectric | 0.8 | Commercial Non-CHP
54801 | Avalon/Mayo Hydropower | GEN2 | Conventional Hydroelectric | 0.3 | Commercial Non-CHP
54801 | Avalon/Mayo Hydropower | GEN3 | Conventional Hydroelectric | 0.1 | Commercial Non-CHP
1961 | Austin Northeast | 1 | Natural Gas Steam Turbine | 31.9 | Electric Utility
3548 | Decker Creek | 1 | Natural Gas Steam Turbine | 321 | Electric Utility
3548 | Decker Creek | 2 | Natural Gas Steam Turbine | 405 | Electric Utility
3548 | Decker Creek | GT1 | Natural Gas Fired Combustion Turbine | 51.5 | Electric Utility
3548 | Decker Creek | GT2 | Natural Gas Fired Combustion Turbine | 51.5 | Electric Utility
3548 | Decker Creek | GT3 | Natural Gas Fired Combustion Turbine | 51.5 | Electric Utility
3548 | Decker Creek | GT4 | Natural Gas Fired Combustion Turbine | 51.5 | Electric Utility
7900 | Sand Hill | 5A | Natural Gas Fired Combined Cycle | 198 | Electric Utility
7900 | Sand Hill | 5C | Natural Gas Fired Combined Cycle | 190 | Electric Utility
7900 | Sand Hill | SH1 | Natural Gas Fired Combustion Turbine | 51.4 | Electric Utility
7900 | Sand Hill | SH2 | Natural Gas Fired Combustion Turbine | 51.4 | Electric Utility
7900 | Sand Hill | SH3 | Natural Gas Fired Combustion Turbine | 51.4 | Electric Utility
7900 | Sand Hill | SH4 | Natural Gas Fired Combustion Turbine | 51.4 | Electric Utility
7900 | Sand Hill | SH6 | Natural Gas Fired Combustion Turbine | 51.4 | Electric Utility
7900 | Sand Hill | SH7 | Natural Gas Fired Combustion Turbine | 51.4 | Electric Utility
56374 | Robert Mueller Energy Center | CT1 | Natural Gas Fired Combustion Turbine | 4.6 | Electric Utility
56374 | Robert Mueller Energy Center | DG1 | Petroleum Liquids | 1.5 | Electric Utility
50200 | B Braun Medical | GEN1 | Natural Gas Fired Combustion Turbine | 2.8 | Industrial CHP
50200 | B Braun Medical | GEN2 | Natural Gas Fired Combustion Turbine | 3.3 | Industrial CHP
55144 | Hays Energy Project | U1 | Natural Gas Fired Combined Cycle | 241.7 | IPP Non-CHP
55144 | Hays Energy Project | U2 | Natural Gas Fired Combined Cycle | 241.7 | IPP Non-CHP
55144 | Hays Energy Project | U3 | Natural Gas Fired Combined Cycle | 252.8 | IPP Non-CHP
55144 | Hays Energy Project | U4 | Natural Gas Fired Combined Cycle | 252.8 | IPP Non-CHP
1262 | Baldwin City Plant No 1 | 3 | Petroleum Liquids | 1.1 | Electric Utility
1262 | Baldwin City Plant No 1 | 4 | Petroleum Liquids | 2 | Electric Utility
1262 | Baldwin City Plant No 1 | 5 | Petroleum Liquids | 1.1 | Electric Utility
1262 | Baldwin City Plant No 1 | 6 | Petroleum Liquids | 1.1 | Electric Utility
8020 | Baldwin City Plant No 2 | 7 | Petroleum Liquids | 3.2 | Electric Utility
8020 | Baldwin City Plant No 2 | 8 | Petroleum Liquids | 3.2 | Electric Utility
1125 | Bancroft | 5 | Petroleum Liquids | 0.6 | Electric Utility
1125 | Bancroft | 6 | Petroleum Liquids | 1.8 | Electric Utility
1125 | Bancroft | 7 | Petroleum Liquids | 1.8 | Electric Utility
1468 | Eastport | 3 | Petroleum Liquids | 2 | Electric Utility
1474 | Medway | IC1 | Petroleum Liquids | 2 | Electric Utility
1474 | Medway | IC2 | Petroleum Liquids | 2 | Electric Utility
1474 | Medway | IC3 | Petroleum Liquids | 2 | Electric Utility
1474 | Medway | IC4 | Petroleum Liquids | 2 | Electric Utility
10319 | Geismar | GEN1 | Natural Gas Fired Combustion Turbine | 35.7 | Industrial CHP
10319 | Geismar | GEN2 | Natural Gas Fired Combustion Turbine | 41.2 | Industrial CHP
10319 | Geismar | GEN3 | Natural Gas Steam Turbine | 7.2 | Industrial CHP
55311 | BASF Freeport Works | GEN1 | Natural Gas Fired Combustion Turbine | 81 | Industrial CHP
55311 | BASF Freeport Works | GEN2 | Natural Gas Steam Turbine | 11.7 | Industrial CHP
10008 | Baptist Medical Center | TG-2 | Natural Gas Fired Combustion Turbine | 2.5 | Commercial CHP
10008 | Baptist Medical Center | TG-3 | Natural Gas Fired Combustion Turbine | 3 | Commercial CHP
10008 | Baptist Medical Center | TG-4 | Natural Gas Fired Combustion Turbine | 3.5 | Commercial CHP
55699 | Bayswater Peaking Facility LLC | 1 | Natural Gas Fired Combustion Turbine | 60.5 | IPP Non-CHP
7173 | Barrow | 10 | Natural Gas Internal Combustion Engine | 1.5 | Electric Utility
7173 | Barrow | 11 | Natural Gas Fired Combustion Turbine | 4.8 | Electric Utility
7173 | Barrow | 12 | Natural Gas Fired Combustion Turbine | 5 | Electric Utility
7173 | Barrow | 6 | Natural Gas Fired Combustion Turbine | 2.5 | Electric Utility
7173 | Barrow | 7 | Natural Gas Fired Combustion Turbine | 2.5 | Electric Utility
7173 | Barrow | 8 | Natural Gas Fired Combustion Turbine | 2.5 | Electric Utility
7173 | Barrow | 9 | Natural Gas Internal Combustion Engine | 1.5 | Electric Utility
4102 | Barron | 1A | Petroleum Liquids | 1.1 | Electric Utility
4102 | Barron | 2A | Petroleum Liquids | 1.1 | Electric Utility
4102 | Barron | 3A | Petroleum Liquids | 1.1 | Electric Utility
4102 | Barron | 4 | Petroleum Liquids | 1.1 | Electric Utility
4102 | Barron | 7 | Petroleum Liquids | 0.8 | Electric Utility
4102 | Barron | 8 | Petroleum Liquids | 1.3 | Electric Utility
4102 | Barron | 9 | Petroleum Liquids | 2 | Electric Utility
4102 | Barron | H2 | Conventional Hydroelectric | 0.1 | Electric Utility
3753 | West Charleston | 1 | Conventional Hydroelectric | 0.7 | Electric Utility
3753 | West Charleston | 2 | Conventional Hydroelectric | 0.7 | Electric Utility
3753 | West Charleston | IC3 | Petroleum Liquids | 1.4 | Electric Utility
3753 | West Charleston | IC4 | Petroleum Liquids | 1.4 | Electric Utility
2817 | Leland Olds | 1 | Conventional Steam Coal | 216 | Electric Utility
2817 | Leland Olds | 2 | Conventional Steam Coal | 440 | Electric Utility
6092 | Spirit Mound | 1 | Petroleum Liquids | 67.5 | Electric Utility
6092 | Spirit Mound | 2 | Petroleum Liquids | 67.5 | Electric Utility
6204 | Laramie River Station | 1 | Conventional Steam Coal | 570 | Electric Utility
6204 | Laramie River Station | 2 | Conventional Steam Coal | 570 | Electric Utility
6204 | Laramie River Station | 3 | Conventional Steam Coal | 570 | Electric Utility
6469 | Antelope Valley | 1 | Conventional Steam Coal | 434.9 | Electric Utility
6469 | Antelope Valley | 2 | Conventional Steam Coal | 434.9 | Electric Utility
7974 | Chamberlain Wind Project | WTC1 | Onshore Wind Turbine | 1.3 | Electric Utility
7974 | Chamberlain Wind Project | WTC2 | Onshore Wind Turbine | 1.3 | Electric Utility
8026 | Hartzog | 1 | Natural Gas Fired Combustion Turbine | 7.5 | Electric Utility
8026 | Hartzog | 2 | Natural Gas Fired Combustion Turbine | 7.5 | Electric Utility
8026 | Hartzog | 3 | Natural Gas Fired Combustion Turbine | 7.5 | Electric Utility
8028 | Arvada | 1 | Natural Gas Fired Combustion Turbine | 7.5 | Electric Utility
8028 | Arvada | 2 | Natural Gas Fired Combustion Turbine | 7.5 | Electric Utility
8028 | Arvada | 3 | Natural Gas Fired Combustion Turbine | 7.5 | Electric Utility
8030 | Barber Creek | 1 | Natural Gas Fired Combustion Turbine | 7.5 | Electric Utility
8030 | Barber Creek | 2 | Natural Gas Fired Combustion Turbine | 7.5 | Electric Utility
8030 | Barber Creek | 3 | Natural Gas Fired Combustion Turbine | 7.5 | Electric Utility
55995 | Minot Wind Project | MWP | Onshore Wind Turbine | 2.6 | Electric Utility
55995 | Minot Wind Project | MWP2 | Onshore Wind Turbine | 4.5 | Electric Utility
56238 | Groton Generating Station | GT01 | Natural Gas Fired Combustion Turbine | 93.5 | Electric Utility
56238 | Groton Generating Station | GT02 | Natural Gas Fired Combustion Turbine | 95 | Electric Utility
56606 | Culbertson Generation Station | 01 | Natural Gas Fired Combustion Turbine | 91 | Electric Utility
56607 | Prairie Winds ND1 | ND1 | Onshore Wind Turbine | 115.5 | Electric Utility
56608 | Prairie Winds SD1 | SD1 | Onshore Wind Turbine | 150 | Electric Utility
56608 | Prairie Winds SD1 | SD2 | Onshore Wind Turbine | 10.5 | Electric Utility
56608 | Prairie Winds SD1 | SD3 | Onshore Wind Turbine | 1.5 | Electric Utility
56609 | Dry Fork Station | 01 | Conventional Steam Coal | 483.7 | Electric Utility
56610 | Deer Creek Station | 01 | Natural Gas Fired Combined Cycle | 154 | Electric Utility
56610 | Deer Creek Station | 02 | Natural Gas Fired Combined Cycle | 170 | Electric Utility
57881 | Pioneer Generating Station | 01 | Natural Gas Fired Combustion Turbine | 60.5 | Electric Utility
57881 | Pioneer Generating Station | 02 | Natural Gas Fired Combustion Turbine | 60.5 | Electric Utility
57881 | Pioneer Generating Station | 03 | Natural Gas Fired Combustion Turbine | 60.5 | Electric Utility
57943 | Lonesome Creek Station | 01 | Natural Gas Fired Combustion Turbine | 60.5 | Electric Utility
55866 | Basin Creek Plant | 1 | Natural Gas Internal Combustion Engine | 6.1 | IPP Non-CHP
55866 | Basin Creek Plant | 2 | Natural Gas Internal Combustion Engine | 6.1 | IPP Non-CHP
55866 | Basin Creek Plant | 3 | Natural Gas Internal Combustion Engine | 6.1 | IPP Non-CHP
55866 | Basin Creek Plant | 4 | Natural Gas Internal Combustion Engine | 6.1 | IPP Non-CHP
55866 | Basin Creek Plant | 5 | Natural Gas Internal Combustion Engine | 6.1 | IPP Non-CHP
55866 | Basin Creek Plant | 6 | Natural Gas Internal Combustion Engine | 6.1 | IPP Non-CHP
55866 | Basin Creek Plant | 7 | Natural Gas Internal Combustion Engine | 6.1 | IPP Non-CHP
55866 | Basin Creek Plant | 8 | Natural Gas Internal Combustion Engine | 6.1 | IPP Non-CHP
55866 | Basin Creek Plant | 9 | Natural Gas Internal Combustion Engine | 6.1 | IPP Non-CHP
55122 | NAFTA Region Olefins Complex Cogen Fac | UN1 | Natural Gas Fired Combustion Turbine | 41.6 | Industrial CHP
55122 | NAFTA Region Olefins Complex Cogen Fac | UN2 | Natural Gas Fired Combustion Turbine | 41.6 | Industrial CHP
55944 | Bay Windpower I | BAY | Onshore Wind Turbine | 1.8 | IPP Non-CHP
54863 | Bassett Medical Center | 0001 | Petroleum Liquids | 0.8 | Commercial Non-CHP
54863 | Bassett Medical Center | 0002 | Petroleum Liquids | 0.8 | Commercial Non-CHP
54863 | Bassett Medical Center | 0003 | Petroleum Liquids | 0.8 | Commercial Non-CHP
54863 | Bassett Medical Center | 0004 | Petroleum Liquids | 1.6 | Commercial Non-CHP
54863 | Bassett Medical Center | 0005 | Petroleum Liquids | 1.6 | Commercial Non-CHP
7398 | Water Street Station | GEN1 | Natural Gas Internal Combustion Engine | 5.7 | Electric Utility
7398 | Water Street Station | GEN2 | Natural Gas Internal Combustion Engine | 6.9 | Electric Utility
7399 | Henry Station | GEN3 | Natural Gas Internal Combustion Engine | 7.7 | Electric Utility
7399 | Henry Station | GEN4 | Natural Gas Internal Combustion Engine | 7.7 | Electric Utility
55207 | Valmont Combustion Turbine Project | UN7 | Natural Gas Fired Combustion Turbine | 71.1 | IPP Non-CHP
55207 | Valmont Combustion Turbine Project | UN8 | Natural Gas Fired Combustion Turbine | 71.1 | IPP Non-CHP
3643 | Upper Beaver | 1 | Conventional Hydroelectric | 1.3 | Electric Utility
3643 | Upper Beaver | 2 | Conventional Hydroelectric | 1.2 | Electric Utility
2217 | Beaver City | 1 | Petroleum Liquids | 0.5 | Electric Utility
2217 | Beaver City | 2 | Natural Gas Internal Combustion Engine | 0.3 | Electric Utility
2217 | Beaver City | 3 | Petroleum Liquids | 0.3 | Electric Utility
2217 | Beaver City | 4 | Natural Gas Internal Combustion Engine | 0.9 | Electric Utility
3821 | Snowden | 4 | Conventional Hydroelectric | 2.5 | Electric Utility
3821 | Snowden | 5 | Conventional Hydroelectric | 2.5 | Electric Utility
1263 | Belleville | 4 | Petroleum Liquids | 1 | Electric Utility
1263 | Belleville | 5 | Petroleum Liquids | 1.7 | Electric Utility
1263 | Belleville | 6 | Petroleum Liquids | 3.7 | Electric Utility
1263 | Belleville | 7 | Petroleum Liquids | 5.1 | Electric Utility
1263 | Belleville | 8 | Petroleum Liquids | 2.8 | Electric Utility
1126 | Bellevue | 1 | Petroleum Liquids | 0.6 | Electric Utility
1126 | Bellevue | 2 | Petroleum Liquids | 1.6 | Electric Utility
1126 | Bellevue | 3 | Petroleum Liquids | 1.8 | Electric Utility
1126 | Bellevue | 4 | Petroleum Liquids | 0.7 | Electric Utility
1126 | Bellevue | 5 | Petroleum Liquids | 0.9 | Electric Utility
1126 | Bellevue | 6 | Petroleum Liquids | 3 | Electric Utility
1264 | Beloit | 1 | Petroleum Liquids | 1.5 | Electric Utility
1264 | Beloit | 2 | Petroleum Liquids | 1.5 | Electric Utility
1264 | Beloit | 3 | Petroleum Liquids | 2 | Electric Utility
1264 | Beloit | 4 | Petroleum Liquids | 3.5 | Electric Utility
1264 | Beloit | 5 | Petroleum Liquids | 0.7 | Electric Utility
1264 | Beloit | 6 | Petroleum Liquids | 4.1 | Electric Utility
1264 | Beloit | 7 | Petroleum Liquids | 6 | Electric Utility
10285 | Townsend Hydro | GEN1 | Conventional Hydroelectric | 2.6 | IPP Non-CHP
10285 | Townsend Hydro | GEN2 | Conventional Hydroelectric | 2.6 | IPP Non-CHP
50170 | Berry Cogen | GEN1 | Natural Gas Fired Combustion Turbine | 38.7 | Industrial CHP
50622 | Berry Cogen Tanne Hills 18 | GEN1 | Natural Gas Fired Combustion Turbine | 8.8 | Industrial CHP
50622 | Berry Cogen Tanne Hills 18 | GEN2 | Natural Gas Fired Combustion Turbine | 8.8 | Industrial CHP
52096 | Berry Placerita Cogen | GEN1 | Natural Gas Fired Combustion Turbine | 21.4 | Industrial CHP
52096 | Berry Placerita Cogen | GEN2 | Natural Gas Fired Combustion Turbine | 21.4 | Industrial CHP
1964 | Benson City of | 10 | Petroleum Liquids | 1.8 | Electric Utility
1964 | Benson City of | 11 | Petroleum Liquids | 1.8 | Electric Utility
1964 | Benson City of | 7 | Petroleum Liquids | 1.8 | Electric Utility
1964 | Benson City of | 8 | Petroleum Liquids | 1.8 | Electric Utility
1964 | Benson City of | 9 | Petroleum Liquids | 1.8 | Electric Utility
6565 | Berlin | 1A | Petroleum Liquids | 1.1 | Electric Utility
6565 | Berlin | 2A | Petroleum Liquids | 1.8 | Electric Utility
6565 | Berlin | 3A | Petroleum Liquids | 1.8 | Electric Utility
6565 | Berlin | 4A | Petroleum Liquids | 1.8 | Electric Utility
6565 | Berlin | 5A | Petroleum Liquids | 2.5 | Electric Utility
55041 | Berkshire Power | GEN2 | Natural Gas Fired Combined Cycle | 289 | IPP Non-CHP
10282 | Big Creek Water Works | BCHY | Conventional Hydroelectric | 5 | Commercial Non-CHP
1381 | Kenneth C Coleman | 1 | Conventional Steam Coal | 205 | Electric Utility
1381 | Kenneth C Coleman | 2 | Conventional Steam Coal | 205 | Electric Utility
1381 | Kenneth C Coleman | 3 | Conventional Steam Coal | 192 | Electric Utility
1382 | HMP&L Station Two Henderson | 1 | Conventional Steam Coal | 200 | Electric Utility
1382 | HMP&L Station Two Henderson | 2 | Conventional Steam Coal | 205 | Electric Utility
1383 | Robert A Reid | 1 | Conventional Steam Coal | 96 | Electric Utility
1383 | Robert A Reid | GEN2 | Natural Gas Fired Combustion Turbine | 98.8 | Electric Utility
6639 | R D Green | 1 | Conventional Steam Coal | 293 | Electric Utility
6639 | R D Green | 2 | Conventional Steam Coal | 293 | Electric Utility
6823 | D B Wilson | 1 | Conventional Steam Coal | 509.4 | Electric Utility
54304 | Birchwood Power | 1 | Conventional Steam Coal | 258.3 | IPP Non-CHP
10869 | Biomass One LP | BBC | Wood/Wood Waste Biomass | 10 | IPP Non-CHP
10869 | Biomass One LP | GE | Wood/Wood Waste Biomass | 15 | IPP Non-CHP
10869 | Biomass One LP | GE-2 | Wood/Wood Waste Biomass | 15 | IPP Non-CHP
10464 | Black River Generation | GEN1 | Wood/Wood Waste Biomass | 55.5 | Electric Utility
10140 | Birch Creek Power | GEN1 | Conventional Hydroelectric | 2.6 | IPP Non-CHP
54296 | Biola University | EG1 | Natural Gas Internal Combustion Engine | 0.6 | Commercial CHP
54296 | Biola University | EG2 | Natural Gas Internal Combustion Engine | 0.6 | Commercial CHP
54296 | Biola University | EG3 | Natural Gas Internal Combustion Engine | 1 | Commercial CHP
54860 | Black Creek | GEN1 | Conventional Hydroelectric | 3.7 | IPP Non-CHP
56090 | Blacksand Generating Facility | D182 | Other Gases | 4 | Industrial Non-CHP
56090 | Blacksand Generating Facility | D189 | Other Gases | 3.7 | Industrial Non-CHP
56090 | Blacksand Generating Facility | D190 | Other Gases | 0.3 | Industrial Non-CHP
54514 | Blind Canyon Hydro | 1 | Conventional Hydroelectric | 1.3 | IPP Non-CHP
6567 | Block Island | 22 | Petroleum Liquids | 1.3 | Electric Utility
6567 | Block Island | 23 | Petroleum Liquids | 1.2 | Electric Utility
6567 | Block Island | 24 | Petroleum Liquids | 1.6 | Electric Utility
6567 | Block Island | 25 | Petroleum Liquids | 1.8 | Electric Utility
6567 | Block Island | 26 | Petroleum Liquids | 1.8 | Electric Utility
1127 | Bloomfield | 1 | Natural Gas Internal Combustion Engine | 2.8 | Electric Utility
1127 | Bloomfield | 2 | Petroleum Liquids | 0.3 | Electric Utility
1127 | Bloomfield | 3 | Natural Gas Internal Combustion Engine | 2.7 | Electric Utility
1127 | Bloomfield | 4 | Petroleum Liquids | 0.3 | Electric Utility
1127 | Bloomfield | 5 | Natural Gas Internal Combustion Engine | 0.9 | Electric Utility
1127 | Bloomfield | 6 | Natural Gas Internal Combustion Engine | 1.5 | Electric Utility
1966 | Blooming Prairie | 1 | Petroleum Liquids | 0.3 | Electric Utility
1966 | Blooming Prairie | 2 | Petroleum Liquids | 0.7 | Electric Utility
1966 | Blooming Prairie | 4 | Petroleum Liquids | 1.2 | Electric Utility
1966 | Blooming Prairie | 5 | Petroleum Liquids | 2.3 | Electric Utility
1966 | Blooming Prairie | 6 | Petroleum Liquids | 2 | Electric Utility
1966 | Blooming Prairie | 7 | Petroleum Liquids | 1.3 | Electric Utility
56081 | Blue Canyon Windpower | EW | Onshore Wind Turbine | 74.3 | IPP Non-CHP
1967 | Blue Earth | IC1 | Petroleum Liquids | 1.5 | Electric Utility
1967 | Blue Earth | IC3 | Petroleum Liquids | 1.6 | Electric Utility
1967 | Blue Earth | IC4 | Petroleum Liquids | 1.6 | Electric Utility
1967 | Blue Earth | IC5 | Petroleum Liquids | 1.6 | Electric Utility
1967 | Blue Earth | IC6 | Petroleum Liquids | 1.8 | Electric Utility
10488 | DeRidder Mill | TG | Wood/Wood Waste Biomass | 61.5 | Industrial CHP
10014 | Lucky Peak Power Plant Project | U131 | Conventional Hydroelectric | 45 | IPP Non-CHP
10014 | Lucky Peak Power Plant Project | U132 | Conventional Hydroelectric | 45 | IPP Non-CHP
10014 | Lucky Peak Power Plant Project | U133 | Conventional Hydroelectric | 11.2 | IPP Non-CHP
56498 | Mora Drop Hydroelectric Project | 1 | Conventional Hydroelectric | 1.7 | IPP Non-CHP
56997 | Arrowrock Hydroelectric Project | 1 | Conventional Hydroelectric | 7.5 | IPP Non-CHP
56997 | Arrowrock Hydroelectric Project | 2 | Conventional Hydroelectric | 7.5 | IPP Non-CHP
10280 | Bob Jones University Cogen Plant | ENG1 | Petroleum Liquids | 1.1 | Commercial CHP
10280 | Bob Jones University Cogen Plant | ENG2 | Natural Gas Internal Combustion Engine | 1.1 | Commercial CHP
10280 | Bob Jones University Cogen Plant | ENG3 | Natural Gas Internal Combustion Engine | 1.1 | Commercial CHP
10280 | Bob Jones University Cogen Plant | ENG4 | Natural Gas Internal Combustion Engine | 1.1 | Commercial CHP
10280 | Bob Jones University Cogen Plant | ENG5 | Petroleum Liquids | 1 | Commercial CHP
10280 | Bob Jones University Cogen Plant | ENG6 | Petroleum Liquids | 1 | Commercial CHP
10280 | Bob Jones University Cogen Plant | ENG7 | Petroleum Liquids | 1 | Commercial CHP
50650 | ReEnergy Stratton LLC | UNI1 | Wood/Wood Waste Biomass | 45.7 | IPP Non-CHP
10148 | White Pine Electric Power | GEN1 | Natural Gas Steam Turbine | 20 | IPP Non-CHP
10148 | White Pine Electric Power | GEN2 | Natural Gas Steam Turbine | 20 | IPP Non-CHP
10148 | White Pine Electric Power | GEN3 | Natural Gas Steam Turbine | 20 | IPP Non-CHP
6506 | Moyie Springs | 1 | Conventional Hydroelectric | 1 | Electric Utility
6506 | Moyie Springs | 2 | Conventional Hydroelectric | 0.4 | Electric Utility
6506 | Moyie Springs | 3 | Conventional Hydroelectric | 1 | Electric Utility
6506 | Moyie Springs | 4 | Conventional Hydroelectric | 1.5 | Electric Utility
50539 | Boltonville Hydro Associates | 1 | Conventional Hydroelectric | 0.5 | IPP Non-CHP
50539 | Boltonville Hydro Associates | 2 | Conventional Hydroelectric | 0.3 | IPP Non-CHP
50539 | Boltonville Hydro Associates | 3 | Conventional Hydroelectric | 0.3 | IPP Non-CHP
10356 | ReEnergy Ashland | GEN1 | Wood/Wood Waste Biomass | 39.6 | IPP Non-CHP
7513 | ReEnergy Fort Fairfield | GEN1 | Wood/Wood Waste Biomass | 37.5 | IPP Non-CHP
10486 | Boise Cascade International Falls | GEN1 | Wood/Wood Waste Biomass | 4 | Industrial CHP
10486 | Boise Cascade International Falls | GEN2 | Wood/Wood Waste Biomass | 4 | Industrial CHP
10486 | Boise Cascade International Falls | GEN3 | Wood/Wood Waste Biomass | 7.5 | Industrial CHP
10486 | Boise Cascade International Falls | GEN4 | Wood/Wood Waste Biomass | 7.5 | Industrial CHP
10486 | Boise Cascade International Falls | GEN5 | Wood/Wood Waste Biomass | 6.2 | Industrial CHP
10487 | International Falls Power | GEN1 | Conventional Hydroelectric | 2.2 | Industrial Non-CHP
10487 | International Falls Power | GEN2 | Conventional Hydroelectric | 2.2 | Industrial Non-CHP
10487 | International Falls Power | GEN3 | Conventional Hydroelectric | 2.2 | Industrial Non-CHP
10487 | International Falls Power | GEN4 | Conventional Hydroelectric | 2.2 | Industrial Non-CHP
10487 | International Falls Power | GEN5 | Conventional Hydroelectric | 2.2 | Industrial Non-CHP
10487 | International Falls Power | GEN6 | Conventional Hydroelectric | 1.6 | Industrial Non-CHP
10487 | International Falls Power | GEN7 | Conventional Hydroelectric | 1.6 | Industrial Non-CHP
466 | Boulder Canyon Hydro | 1A | Conventional Hydroelectric | 5 | IPP Non-CHP
54679 | Boulder City Lakewood Hydro | 0001 | Conventional Hydroelectric | 3.5 | IPP Non-CHP
54680 | Boulder City Betasso Hydro Plant | 0001 | Conventional Hydroelectric | 3 | IPP Non-CHP
55931 | Boulder City Silver Lake Hydro | 0001 | Conventional Hydroelectric | 3.3 | IPP Non-CHP
3665 | Bountiful City | 1A | Natural Gas Fired Combustion Turbine | 5.2 | Electric Utility
3665 | Bountiful City | 2A | Natural Gas Fired Combustion Turbine | 12.6 | Electric Utility
3665 | Bountiful City | 3A | Natural Gas Fired Combustion Turbine | 12.6 | Electric Utility
4263 | Echo Dam | 3 | Conventional Hydroelectric | 1 | Electric Utility
4263 | Echo Dam | NA1 | Conventional Hydroelectric | 1.7 | Electric Utility
4263 | Echo Dam | NA2 | Conventional Hydroelectric | 1.7 | Electric Utility
7132 | Pine View Dam | NA1 | Conventional Hydroelectric | 1.8 | Electric Utility
10556 | Boott Hydropower | GEN1 | Conventional Hydroelectric | 7.5 | IPP Non-CHP
10556 | Boott Hydropower | GEN2 | Conventional Hydroelectric | 7.5 | IPP Non-CHP
10556 | Boott Hydropower | GEN3 | Conventional Hydroelectric | 7.9 | IPP Non-CHP
10279 | Kansas River Project | 1 | Conventional Hydroelectric | 0.3 | IPP Non-CHP
10279 | Kansas River Project | 10 | Conventional Hydroelectric | 1.3 | IPP Non-CHP
10279 | Kansas River Project | 11 | Conventional Hydroelectric | 1 | IPP Non-CHP
10279 | Kansas River Project | 2 | Conventional Hydroelectric | 0.3 | IPP Non-CHP
10279 | Kansas River Project | 3 | Conventional Hydroelectric | 0.3 | IPP Non-CHP
10279 | Kansas River Project | 4 | Conventional Hydroelectric | 0.3 | IPP Non-CHP
10279 | Kansas River Project | 5 | Conventional Hydroelectric | 0.4 | IPP Non-CHP
10279 | Kansas River Project | 6 | Conventional Hydroelectric | 0.4 | IPP Non-CHP
10279 | Kansas River Project | 7 | Conventional Hydroelectric | 0.4 | IPP Non-CHP
10279 | Kansas River Project | 8 | Conventional Hydroelectric | 1 | IPP Non-CHP
10279 | Kansas River Project | 9 | Conventional Hydroelectric | 1.3 | IPP Non-CHP
54216 | U S Alliance Coosa Pines | AOW6 | Natural Gas Steam Turbine | 12.5 | Industrial CHP
54216 | U S Alliance Coosa Pines | GEN7 | Wood/Wood Waste Biomass | 17.9 | Industrial CHP
52031 | Alliance Refinery | GEN1 | Other Natural Gas | 6 | Industrial Non-CHP
52031 | Alliance Refinery | GEN2 | Natural Gas Steam Turbine | 19 | Industrial Non-CHP
50636 | Brainerd Public Utilities | 1 | Conventional Hydroelectric | 0.6 | Electric Utility
50636 | Brainerd Public Utilities | 2 | Conventional Hydroelectric | 0.6 | Electric Utility
50636 | Brainerd Public Utilities | 3 | Conventional Hydroelectric | 0.5 | Electric Utility
50636 | Brainerd Public Utilities | 4 | Conventional Hydroelectric | 0.6 | Electric Utility
50636 | Brainerd Public Utilities | 5 | Conventional Hydroelectric | 0.6 | Electric Utility
1660 | Potter Station 2 | CC2 | Natural Gas Fired Combined Cycle | 76 | Electric Utility
1660 | Potter Station 2 | CC3 | Natural Gas Fired Combined Cycle | 25 | Electric Utility
1660 | Potter Station 2 | IC1 | Petroleum Liquids | 2.7 | Electric Utility
1660 | Potter Station 2 | WAT1 | Natural Gas Fired Combustion Turbine | 58 | Electric Utility
1660 | Potter Station 2 | WAT2 | Natural Gas Fired Combustion Turbine | 58 | Electric Utility
55357 | Brazos Valley Generating Facility | CTG1 | Natural Gas Fired Combined Cycle | 200 | IPP Non-CHP
55357 | Brazos Valley Generating Facility | CTG2 | Natural Gas Fired Combined Cycle | 200 | IPP Non-CHP
55357 | Brazos Valley Generating Facility | STG1 | Natural Gas Fired Combined Cycle | 275.6 | IPP Non-CHP
3628 | R W Miller | 1 | Natural Gas Steam Turbine | 66 | Electric Utility
3628 | R W Miller | 2 | Natural Gas Steam Turbine | 100 | Electric Utility
3628 | R W Miller | 3 | Natural Gas Steam Turbine | 200 | Electric Utility
3628 | R W Miller | 4 | Natural Gas Fired Combustion Turbine | 118.8 | Electric Utility
3628 | R W Miller | 5 | Natural Gas Fired Combustion Turbine | 118.8 | Electric Utility
54817 | Johnson County | GT-1 | Natural Gas Fired Combined Cycle | 178.2 | Electric Utility
54817 | Johnson County | ST-1 | Natural Gas Fired Combined Cycle | 104.4 | Electric Utility
55230 | Jack County | CT1 | Natural Gas Fired Combined Cycle | 170 | Electric Utility
55230 | Jack County | CT2 | Natural Gas Fired Combined Cycle | 170 | Electric Utility
55230 | Jack County | CT3 | Natural Gas Fired Combined Cycle | 170 | Electric Utility
55230 | Jack County | CT4 | Natural Gas Fired Combined Cycle | 170 | Electric Utility
55230 | Jack County | ST1 | Natural Gas Fired Combined Cycle | 300 | Electric Utility
55230 | Jack County | ST2 | Natural Gas Fired Combined Cycle | 300 | Electric Utility
10555 | Brassua Hydroelectric Project | 1 | Conventional Hydroelectric | 3.6 | IPP Non-CHP
934 | Breese | 2 | Petroleum Liquids | 3 | Electric Utility
934 | Breese | 5 | Petroleum Liquids | 2.5 | Electric Utility
934 | Breese | 6 | Petroleum Liquids | 2.5 | Electric Utility
934 | Breese | 7 | Petroleum Liquids | 2.5 | Electric Utility
934 | Breese | 8 | Petroleum Liquids | 2.5 | Electric Utility
934 | Breese | IC1 | Petroleum Liquids | 0.9 | Electric Utility
934 | Breese | IC3 | Petroleum Liquids | 3 | Electric Utility
3666 | Brigham City | 1 | Conventional Hydroelectric | 0.6 | Electric Utility
3666 | Brigham City | 2 | Conventional Hydroelectric | 0.6 | Electric Utility
3666 | Brigham City | 8182 | Conventional Hydroelectric | 0.6 | Electric Utility
10290 | Bridgewater Power LP | GEN1 | Wood/Wood Waste Biomass | 20 | IPP Non-CHP
55042 | Bridgeport Energy Project | GEN1 | Natural Gas Fired Combined Cycle | 170 | IPP Non-CHP
55042 | Bridgeport Energy Project | GEN2 | Natural Gas Fired Combined Cycle | 170 | IPP Non-CHP
55042 | Bridgeport Energy Project | GEN3 | Natural Gas Fired Combined Cycle | 180 | IPP Non-CHP
54829 | Bristol Myers Squibb New Brunswick | GEN1 | Natural Gas Fired Combustion Turbine | 9.5 | Industrial CHP
54829 | Bristol Myers Squibb New Brunswick | GEN2 | Natural Gas Steam Turbine | 1 | Industrial CHP
58947 | Bristol Myers Squibb Lawrenceville | DG101 | Petroleum Liquids | 1.2 | IPP Non-CHP
58947 | Bristol Myers Squibb Lawrenceville | TG101 | Natural Gas Fired Combustion Turbine | 4.4 | IPP Non-CHP
58948 | Bristol Myers Squibb Wallingford | DG12 | Petroleum Liquids | 0.9 | IPP Non-CHP
58948 | Bristol Myers Squibb Wallingford | DG3 | Petroleum Liquids | 2 | IPP Non-CHP
58948 | Bristol Myers Squibb Wallingford | SOL | Natural Gas Fired Combustion Turbine | 4.8 | IPP Non-CHP
2221 | Broken Bow | 1 | Petroleum Liquids | 0.5 | Electric Utility
2221 | Broken Bow | 2 | Natural Gas Internal Combustion Engine | 3.5 | Electric Utility
2221 | Broken Bow | 3 | Petroleum Liquids | 0.8 | Electric Utility
2221 | Broken Bow | 4 | Natural Gas Internal Combustion Engine | 0.8 | Electric Utility
2221 | Broken Bow | 5 | Natural Gas Internal Combustion Engine | 1 | Electric Utility
2221 | Broken Bow | 6 | Natural Gas Internal Combustion Engine | 2.1 | Electric Utility
1128 | Brooklyn | 7 | Petroleum Liquids | 2.3 | Electric Utility
7922 | Brooklyn City North Plant | 6 | Petroleum Liquids | 2 | Electric Utility
54914 | Brooklyn Navy Yard Cogeneration | 01 | Natural Gas Fired Combined Cycle | 121 | IPP CHP
54914 | Brooklyn Navy Yard Cogeneration | 02 | Natural Gas Fired Combined Cycle | 121 | IPP CHP
54914 | Brooklyn Navy Yard Cogeneration | 03 | Natural Gas Fired Combined Cycle | 40 | IPP CHP
54914 | Brooklyn Navy Yard Cogeneration | 04 | Natural Gas Fired Combined Cycle | 40 | IPP CHP
56104 | Mankato Energy Center | CTG2 | Natural Gas Fired Combined Cycle | 210 | IPP Non-CHP
56104 | Mankato Energy Center | STG1 | Natural Gas Fired Combined Cycle | 320 | IPP Non-CHP
3559 | Silas Ray | 10 | Natural Gas Fired Combustion Turbine | 61 | Electric Utility
3559 | Silas Ray | 5 | Natural Gas Steam Turbine | 24 | Electric Utility
3559 | Silas Ray | 6 | Natural Gas Fired Combined Cycle | 25 | Electric Utility
3559 | Silas Ray | 9 | Natural Gas Fired Combined Cycle | 50 | Electric Utility
3559 | Silas Ray | DG-2 | Petroleum Liquids | 1.3 | Electric Utility
3559 | Silas Ray | DG-3a | Petroleum Liquids | 1.3 | Electric Utility
3559 | Silas Ray | DG-3b | Petroleum Liquids | 1.3 | Electric Utility
3559 | Silas Ray | DG-4 | Petroleum Liquids | 1.3 | Electric Utility
3559 | Silas Ray | DG-6a | Petroleum Liquids | 1.3 | Electric Utility
3559 | Silas Ray | DG-6b | Petroleum Liquids | 1.3 | Electric Utility
3559 | Silas Ray | DG-7a | Petroleum Liquids | 1.3 | Electric Utility
3559 | Silas Ray | DG-7b | Petroleum Liquids | 1.3 | Electric Utility
2903 | Bryan (OH) | 1 | Natural Gas Fired Combustion Turbine | 15.8 | Electric Utility
2903 | Bryan (OH) | 2 | Natural Gas Fired Combustion Turbine | 16 | Electric Utility
2903 | Bryan (OH) | 5 | Petroleum Liquids | 2.5 | Electric Utility
2903 | Bryan (OH) | 6 | Natural Gas Fired Combustion Turbine | 5 | Electric Utility
7657 | Auglaize Hydro | 1 | Conventional Hydroelectric | 0.7 | Electric Utility
7657 | Auglaize Hydro | 2A | Conventional Hydroelectric | 0.9 | Electric Utility
7657 | Auglaize Hydro | 3A | Conventional Hydroelectric | 0.9 | Electric Utility
7657 | Auglaize Hydro | 4 | Conventional Hydroelectric | 0.5 | Electric Utility
7657 | Auglaize Hydro | 5 | Conventional Hydroelectric | 0.5 | Electric Utility
7657 | Auglaize Hydro | 6 | Conventional Hydroelectric | 0.1 | Electric Utility
58381 | Bryan Solar Field | 1 | Solar Photovoltaic | 2.1 | Electric Utility
3561 | Bryan (TX) | 7 | Natural Gas Fired Combustion Turbine | 22 | Electric Utility
6243 | Dansby | 1 | Natural Gas Steam Turbine | 105 | Electric Utility
6243 | Dansby | 2 | Natural Gas Fired Combustion Turbine | 49.1 | Electric Utility
6243 | Dansby | 3 | Natural Gas Fired Combustion Turbine | 49.1 | Electric Utility
54333 | Bucknell University | G001 | Natural Gas Fired Combined Cycle | 4.7 | Commercial CHP
54333 | Bucknell University | G502 | Natural Gas Fired Combined Cycle | 1.2 | Commercial CHP
6013 | Olive | O1 | Natural Gas Steam Turbine | 50 | Electric Utility
6013 | Olive | O2 | Natural Gas Steam Turbine | 59.7 | Electric Utility
7987 | Lake One | L1 | Natural Gas Fired Combustion Turbine | 60.5 | Electric Utility
56046 | Magnolia Power Project | 1 | Natural Gas Fired Combined Cycle | 198.9 | Electric Utility
56046 | Magnolia Power Project | 2 | Natural Gas Fired Combined Cycle | 188.7 | Electric Utility
57496 | Tieton Dam Hydro Electric Project | UNIT1 | Conventional Hydroelectric | 6.9 | Electric Utility
57496 | Tieton Dam Hydro Electric Project | UNIT2 | Conventional Hydroelectric | 6.9 | Electric Utility
52034 | Bunge Oil | 1 | Natural Gas Fired Combustion Turbine | 3.5 | Industrial CHP
152 | Davis Dam | 1 | Conventional Hydroelectric | 51.7 | Electric Utility
152 | Davis Dam | 2 | Conventional Hydroelectric | 51.7 | Electric Utility
152 | Davis Dam | 3 | Conventional Hydroelectric | 48 | Electric Utility
152 | Davis Dam | 4 | Conventional Hydroelectric | 51.7 | Electric Utility
152 | Davis Dam | 5 | Conventional Hydroelectric | 51.7 | Electric Utility
153 | Glen Canyon Dam | 1 | Conventional Hydroelectric | 165 | Electric Utility
153 | Glen Canyon Dam | 2 | Conventional Hydroelectric | 165 | Electric Utility
153 | Glen Canyon Dam | 3 | Conventional Hydroelectric | 165 | Electric Utility
153 | Glen Canyon Dam | 4 | Conventional Hydroelectric | 165 | Electric Utility
153 | Glen Canyon Dam | 5 | Conventional Hydroelectric | 165 | Electric Utility
153 | Glen Canyon Dam | 6 | Conventional Hydroelectric | 165 | Electric Utility
153 | Glen Canyon Dam | 7 | Conventional Hydroelectric | 157 | Electric Utility
153 | Glen Canyon Dam | 8 | Conventional Hydroelectric | 165 | Electric Utility
154 | Hoover Dam (NV) | N0 | Conventional Hydroelectric | 2.4 | Electric Utility
154 | Hoover Dam (NV) | N1 | Conventional Hydroelectric | 130 | Electric Utility
154 | Hoover Dam (NV) | N2 | Conventional Hydroelectric | 130 | Electric Utility
154 | Hoover Dam (NV) | N3 | Conventional Hydroelectric | 130 | Electric Utility
154 | Hoover Dam (NV) | N4 | Conventional Hydroelectric | 130 | Electric Utility
154 | Hoover Dam (NV) | N5 | Conventional Hydroelectric | 130 | Electric Utility
154 | Hoover Dam (NV) | N6 | Conventional Hydroelectric | 130 | Electric Utility
154 | Hoover Dam (NV) | N7 | Conventional Hydroelectric | 127 | Electric Utility
154 | Hoover Dam (NV) | N8 | Conventional Hydroelectric | 130 | Electric Utility
441 | Folsom | 1 | Conventional Hydroelectric | 66.2 | Electric Utility
441 | Folsom | 2 | Conventional Hydroelectric | 66.2 | Electric Utility
441 | Folsom | 3 | Conventional Hydroelectric | 66.2 | Electric Utility
442 | Judge F Carr | 1 | Conventional Hydroelectric | 77.2 | Electric Utility
442 | Judge F Carr | 2 | Conventional Hydroelectric | 77.2 | Electric Utility
443 | Keswick | 1 | Conventional Hydroelectric | 39 | Electric Utility
443 | Keswick | 2 | Conventional Hydroelectric | 39 | Electric Utility
443 | Keswick | 3 | Conventional Hydroelectric | 39 | Electric Utility
444 | Nimbus | 1 | Conventional Hydroelectric | 6.7 | Electric Utility
444 | Nimbus | 2 | Conventional Hydroelectric | 6.7 | Electric Utility
445 | Shasta | 1 | Conventional Hydroelectric | 142 | Electric Utility
445 | Shasta | 2 | Conventional Hydroelectric | 142 | Electric Utility
445 | Shasta | 3 | Conventional Hydroelectric | 142 | Electric Utility
445 | Shasta | 4 | Conventional Hydroelectric | 142 | Electric Utility
445 | Shasta | 5 | Conventional Hydroelectric | 142 | Electric Utility
445 | Shasta | S1 | Conventional Hydroelectric | 2 | Electric Utility
445 | Shasta | S2 | Conventional Hydroelectric | 2 | Electric Utility
446 | ONeill | 1 | Hydroelectric Pumped Storage | 4.2 | Electric Utility
446 | ONeill | 2 | Hydroelectric Pumped Storage | 4.2 | Electric Utility
446 | ONeill | 3 | Hydroelectric Pumped Storage | 4.2 | Electric Utility
446 | ONeill | 4 | Hydroelectric Pumped Storage | 4.2 | Electric Utility
446 | ONeill | 5 | Hydroelectric Pumped Storage | 4.2 | Electric Utility
446 | ONeill | 6 | Hydroelectric Pumped Storage | 4.2 | Electric Utility
447 | Parker Dam | 1 | Conventional Hydroelectric | 30 | Electric Utility
447 | Parker Dam | 2 | Conventional Hydroelectric | 30 | Electric Utility
447 | Parker Dam | 3 | Conventional Hydroelectric | 30 | Electric Utility
447 | Parker Dam | 4 | Conventional Hydroelectric | 30 | Electric Utility
450 | Spring Creek | 1 | Conventional Hydroelectric | 90 | Electric Utility
450 | Spring Creek | 2 | Conventional Hydroelectric | 90 | Electric Utility
451 | Trinity | 1 | Conventional Hydroelectric | 70 | Electric Utility
451 | Trinity | 2 | Conventional Hydroelectric | 70 | Electric Utility
505 | Boysen | 1 | Conventional Hydroelectric | 7.5 | Electric Utility
505 | Boysen | 2 | Conventional Hydroelectric | 7.5 | Electric Utility
512 | Blue Mesa | 1 | Conventional Hydroelectric | 43.2 | Electric Utility
512 | Blue Mesa | 2 | Conventional Hydroelectric | 43.2 | Electric Utility
513 | Estes | 1 | Conventional Hydroelectric | 15 | Electric Utility
513 | Estes | 2 | Conventional Hydroelectric | 15 | Electric Utility
513 | Estes | 3 | Conventional Hydroelectric | 15 | Electric Utility
514 | Morrow Point | 1 | Conventional Hydroelectric | 86.6 | Electric Utility
514 | Morrow Point | 2 | Conventional Hydroelectric | 86.6 | Electric Utility
515 | Big Thompson | 1 | Conventional Hydroelectric | 4.5 | Electric Utility
516 | Green Mountain | 1 | Conventional Hydroelectric | 13 | Electric Utility
516 | Green Mountain | 2 | Conventional Hydroelectric | 13 | Electric Utility
517 | Marys Lake | 1 | Conventional Hydroelectric | 8.1 | Electric Utility
518 | Flatiron | 1 | Conventional Hydroelectric | 43 | Electric Utility
518 | Flatiron | 2 | Conventional Hydroelectric | 43 | Electric Utility
518 | Flatiron | 3 | Hydroelectric Pumped Storage | 8.5 | Electric Utility
519 | Pole Hill | 1 | Conventional Hydroelectric | 38.2 | Electric Utility
520 | Lower Molina | 1 | Conventional Hydroelectric | 5.6 | Electric Utility
521 | Upper Molina | 1 | Conventional Hydroelectric | 9.9 | Electric Utility
674 | Pilot Butte | 1 | Conventional Hydroelectric | 0.8 | Electric Utility
674 | Pilot Butte | 2 | Conventional Hydroelectric | 0.8 | Electric Utility
850 | Palisades Dam | 1 | Conventional Hydroelectric | 44.1 | Electric Utility
850 | Palisades Dam | 2 | Conventional Hydroelectric | 44.1 | Electric Utility
850 | Palisades Dam | 3 | Conventional Hydroelectric | 44.1 | Electric Utility
850 | Palisades Dam | 4 | Conventional Hydroelectric | 44.1 | Electric Utility
2203 | Hungry Horse | 1 | Conventional Hydroelectric | 107 | Electric Utility
2203 | Hungry Horse | 2 | Conventional Hydroelectric | 107 | Electric Utility
2203 | Hungry Horse | 3 | Conventional Hydroelectric | 107 | Electric Utility
2203 | Hungry Horse | 4 | Conventional Hydroelectric | 107 | Electric Utility
2204 | Yellowtail | 1 | Conventional Hydroelectric | 62.5 | Electric Utility
2204 | Yellowtail | 2 | Conventional Hydroelectric | 62.5 | Electric Utility
2204 | Yellowtail | 3 | Conventional Hydroelectric | 62.5 | Electric Utility
2204 | Yellowtail | 4 | Conventional Hydroelectric | 62.5 | Electric Utility
4176 | Fremont Canyon | 1 | Conventional Hydroelectric | 33.4 | Electric Utility
4176 | Fremont Canyon | 2 | Conventional Hydroelectric | 33.4 | Electric Utility
4177 | Glendo | 1 | Conventional Hydroelectric | 19 | Electric Utility
4177 | Glendo | 2 | Conventional Hydroelectric | 19 | Electric Utility
4178 | Guernsey | 1 | Conventional Hydroelectric | 3.2 | Electric Utility
4178 | Guernsey | 2 | Conventional Hydroelectric | 3.2 | Electric Utility
4180 | Kortes | 1 | Conventional Hydroelectric | 12 | Electric Utility
4180 | Kortes | 2 | Conventional Hydroelectric | 12 | Electric Utility
4180 | Kortes | 3 | Conventional Hydroelectric | 12 | Electric Utility
4182 | Seminoe | 1 | Conventional Hydroelectric | 17.2 | Electric Utility
4182 | Seminoe | 2 | Conventional Hydroelectric | 17.2 | Electric Utility
4182 | Seminoe | 3 | Conventional Hydroelectric | 17.2 | Electric Utility
4183 | Shoshone (WY) | 1 | Conventional Hydroelectric | 3 | Electric Utility
4185 | Fontenelle | 1 | Conventional Hydroelectric | 10 | Electric Utility
6158 | New Melones | 1 | Conventional Hydroelectric | 150 | Electric Utility
6158 | New Melones | 2 | Conventional Hydroelectric | 150 | Electric Utility
6159 | Crystal | 1 | Conventional Hydroelectric | 28 | Electric Utility
6163 | Grand Coulee | 1 | Conventional Hydroelectric | 125 | Electric Utility
6163 | Grand Coulee | 10 | Conventional Hydroelectric | 125 | Electric Utility
6163 | Grand Coulee | 11 | Conventional Hydroelectric | 125 | Electric Utility
6163 | Grand Coulee | 12 | Conventional Hydroelectric | 125 | Electric Utility
6163 | Grand Coulee | 13 | Conventional Hydroelectric | 125 | Electric Utility
6163 | Grand Coulee | 14 | Conventional Hydroelectric | 125 | Electric Utility
6163 | Grand Coulee | 15 | Conventional Hydroelectric | 125 | Electric Utility
6163 | Grand Coulee | 16 | Conventional Hydroelectric | 125 | Electric Utility
6163 | Grand Coulee | 17 | Conventional Hydroelectric | 125 | Electric Utility
6163 | Grand Coulee | 18 | Conventional Hydroelectric | 125 | Electric Utility
6163 | Grand Coulee | 19 | Conventional Hydroelectric | 600 | Electric Utility
6163 | Grand Coulee | 2 | Conventional Hydroelectric | 125 | Electric Utility
6163 | Grand Coulee | 20 | Conventional Hydroelectric | 600 | Electric Utility
6163 | Grand Coulee | 21 | Conventional Hydroelectric | 600 | Electric Utility
6163 | Grand Coulee | 22 | Conventional Hydroelectric | 805 | Electric Utility
6163 | Grand Coulee | 23 | Conventional Hydroelectric | 805 | Electric Utility
6163 | Grand Coulee | 24 | Conventional Hydroelectric | 805 | Electric Utility
6163 | Grand Coulee | 3 | Conventional Hydroelectric | 125 | Electric Utility
6163 | Grand Coulee | 4 | Conventional Hydroelectric | 125 | Electric Utility
6163 | Grand Coulee | 5 | Conventional Hydroelectric | 125 | Electric Utility
6163 | Grand Coulee | 6 | Conventional Hydroelectric | 125 | Electric Utility
6163 | Grand Coulee | 7 | Conventional Hydroelectric | 125 | Electric Utility
6163 | Grand Coulee | 8 | Conventional Hydroelectric | 125 | Electric Utility
6163 | Grand Coulee | 9 | Conventional Hydroelectric | 125 | Electric Utility
6163 | Grand Coulee | LS1 | Conventional Hydroelectric | 10 | Electric Utility
6163 | Grand Coulee | LS2 | Conventional Hydroelectric | 10 | Electric Utility
6163 | Grand Coulee | LS3 | Conventional Hydroelectric | 10 | Electric Utility
6163 | Grand Coulee | PG10 | Hydroelectric Pumped Storage | 53.5 | Electric Utility
6163 | Grand Coulee | PG11 | Hydroelectric Pumped Storage | 53.5 | Electric Utility
6163 | Grand Coulee | PG12 | Hydroelectric Pumped Storage | 53.5 | Electric Utility
6163 | Grand Coulee | PG7 | Hydroelectric Pumped Storage | 50 | Electric Utility
6163 | Grand Coulee | PG8 | Hydroelectric Pumped Storage | 50 | Electric Utility
6163 | Grand Coulee | PG9 | Hydroelectric Pumped Storage | 53.5 | Electric Utility
6208 | Mount Elbert | 1 | Hydroelectric Pumped Storage | 100 | Electric Utility
6208 | Mount Elbert | 2 | Hydroelectric Pumped Storage | 100 | Electric Utility
6395 | Anderson Ranch | 1 | Conventional Hydroelectric | 20 | Electric Utility
6395 | Anderson Ranch | 2 | Conventional Hydroelectric | 20 | Electric Utility
6396 | Black Canyon | 1 | Conventional Hydroelectric | 5.1 | Electric Utility
6396 | Black Canyon | 2 | Conventional Hydroelectric | 5.1 | Electric Utility
6397 | Boise R Diversion | 1A | Conventional Hydroelectric | 1.1 | Electric Utility
6397 | Boise R Diversion | 2A | Conventional Hydroelectric | 1.1 | Electric Utility
6397 | Boise R Diversion | 3A | Conventional Hydroelectric | 1.1 | Electric Utility
6398 | Minidoka | 6 | Conventional Hydroelectric | 2.7 | Electric Utility
6398 | Minidoka | 7 | Conventional Hydroelectric | 5 | Electric Utility
6398 | Minidoka | 8 | Conventional Hydroelectric | 10 | Electric Utility
6398 | Minidoka | 9 | Conventional Hydroelectric | 10 | Electric Utility
6400 | Canyon Ferry | 1 | Conventional Hydroelectric | 16.6 | Electric Utility
6400 | Canyon Ferry | 2 | Conventional Hydroelectric | 16.6 | Electric Utility
6400 | Canyon Ferry | 3 | Conventional Hydroelectric | 16.6 | Electric Utility
6402 | Elephant Butte | 1 | Conventional Hydroelectric | 9.3 | Electric Utility
6402 | Elephant Butte | 2 | Conventional Hydroelectric | 9.3 | Electric Utility
6402 | Elephant Butte | 3 | Conventional Hydroelectric | 9.3 | Electric Utility
6403 | Green Springs | 1 | Conventional Hydroelectric | 17.2 | Electric Utility
6404 | Deer Creek (UT) | 1 | Conventional Hydroelectric | 2.4 | Electric Utility
6404 | Deer Creek (UT) | 2 | Conventional Hydroelectric | 2.4 | Electric Utility
6405 | Flaming Gorge | 1 | Conventional Hydroelectric | 50.6 | Electric Utility
6405 | Flaming Gorge | 2 | Conventional Hydroelectric | 50.6 | Electric Utility
6405 | Flaming Gorge | 3 | Conventional Hydroelectric | 50.6 | Electric Utility
6406 | Chandler | 1 | Conventional Hydroelectric | 6 | Electric Utility
6406 | Chandler | 2 | Conventional Hydroelectric | 6 | Electric Utility
6407 | Roza | 1 | Conventional Hydroelectric | 12.9 | Electric Utility
6408 | Heart Mountain | 1 | Conventional Hydroelectric | 5 | Electric Utility
6409 | Alcova | 1 | Conventional Hydroelectric | 20.7 | Electric Utility
6409 | Alcova | 2 | Conventional Hydroelectric | 20.7 | Electric Utility
7066 | Stampede | 1 | Conventional Hydroelectric | 3 | Electric Utility
7066 | Stampede | 2 | Conventional Hydroelectric | 0.6 | Electric Utility
7317 | Buffalo Bill | 1 | Conventional Hydroelectric | 6 | Electric Utility
7317 | Buffalo Bill | 2 | Conventional Hydroelectric | 6 | Electric Utility
7317 | Buffalo Bill | 3 | Conventional Hydroelectric | 6 | Electric Utility
7372 | McPhee | 1 | Conventional Hydroelectric | 1.2 | Electric Utility
7373 | Towaoc | 1 | Conventional Hydroelectric | 11.4 | Electric Utility
7541 | Spirit Mountain | 1 | Conventional Hydroelectric | 4.5 | Electric Utility
8902 | Hoover Dam (AZ) | A0 | Conventional Hydroelectric | 2.4 | Electric Utility
8902 | Hoover Dam (AZ) | A1 | Conventional Hydroelectric | 130 | Electric Utility
8902 | Hoover Dam (AZ) | A2 | Conventional Hydroelectric | 130 | Electric Utility
8902 | Hoover Dam (AZ) | A3 | Conventional Hydroelectric | 130 | Electric Utility
8902 | Hoover Dam (AZ) | A4 | Conventional Hydroelectric | 130 | Electric Utility
8902 | Hoover Dam (AZ) | A5 | Conventional Hydroelectric | 127 | Electric Utility
8902 | Hoover Dam (AZ) | A6 | Conventional Hydroelectric | 130 | Electric Utility
8902 | Hoover Dam (AZ) | A7 | Conventional Hydroelectric | 130 | Electric Utility
8902 | Hoover Dam (AZ) | A8 | Conventional Hydroelectric | 61.5 | Electric Utility
8902 | Hoover Dam (AZ) | A9 | Conventional Hydroelectric | 68.5 | Electric Utility
50466 | Buckeye Florida LP | GEN2 | Wood/Wood Waste Biomass | 8.2 | Industrial CHP
50466 | Buckeye Florida LP | GEN3 | Wood/Wood Waste Biomass | 10.4 | Industrial CHP
50466 | Buckeye Florida LP | GEN4 | Wood/Wood Waste Biomass | 14.8 | Industrial CHP
50466 | Buckeye Florida LP | GEN5 | Wood/Wood Waste Biomass | 11 | Industrial CHP
50466 | Buckeye Florida LP | GEN6 | Wood/Wood Waste Biomass | 25 | Industrial CHP
1265 | Burlingame | 1 | Natural Gas Internal Combustion Engine | 1.1 | Electric Utility
1265 | Burlingame | 3 | Natural Gas Internal Combustion Engine | 0.9 | Electric Utility
1265 | Burlingame | 4 | Natural Gas Internal Combustion Engine | 1.1 | Electric Utility
1265 | Burlingame | 5 | Natural Gas Internal Combustion Engine | 0.9 | Electric Utility
589 | J C McNeil | 1 | Wood/Wood Waste Biomass | 59.5 | Electric Utility
3754 | Burlington GT | GT1 | Petroleum Liquids | 25.5 | Electric Utility
54355 | Chace Mill Winooski One | GEN1 | Conventional Hydroelectric | 2.5 | Electric Utility
54355 | Chace Mill Winooski One | GEN2 | Conventional Hydroelectric | 2.5 | Electric Utility
54355 | Chace Mill Winooski One | GEN3 | Conventional Hydroelectric | 2.5 | Electric Utility
1266 | Burlington (KS) | 1A | Petroleum Liquids | 2 | Electric Utility
1266 | Burlington (KS) | 2 | Natural Gas Internal Combustion Engine | 1.3 | Electric Utility
1266 | Burlington (KS) | 4A | Natural Gas Internal Combustion Engine | 2.3 | Electric Utility
1266 | Burlington (KS) | 5 | Natural Gas Internal Combustion Engine | 1 | Electric Utility
1266 | Burlington (KS) | IC6 | Natural Gas Internal Combustion Engine | 4.8 | Electric Utility
10652 | Burney Forest Products | GEN1 | Wood/Wood Waste Biomass | 31 | IPP CHP
50652 | Lyonsdale Associates | GEN1 | Conventional Hydroelectric | 1.5 | IPP Non-CHP
50652 | Lyonsdale Associates | GEN2 | Conventional Hydroelectric | 1.5 | IPP Non-CHP
2222 | Burwell | 1 | Petroleum Liquids | 1.3 | Electric Utility
2222 | Burwell | 2 | Petroleum Liquids | 1.1 | Electric Utility
2222 | Burwell | 3 | Petroleum Liquids | 0.9 | Electric Utility
2222 | Burwell | 4 | Petroleum Liquids | 0.6 | Electric Utility
935 | Bushnell | 1 | Petroleum Liquids | 0.2 | Electric Utility
935 | Bushnell | 2 | Petroleum Liquids | 0.2 | Electric Utility
935 | Bushnell | 3 | Petroleum Liquids | 2.2 | Electric Utility
935 | Bushnell | 4 | Petroleum Liquids | 2.2 | Electric Utility
935 | Bushnell | 5 | Petroleum Liquids | 1 | Electric Utility
935 | Bushnell | 6 | Petroleum Liquids | 2.5 | Electric Utility
935 | Bushnell | 7 | Petroleum Liquids | 2.5 | Electric Utility
2115 | Butler | 3 | Petroleum Liquids | 0.8 | Electric Utility
2115 | Butler | 4 | Petroleum Liquids | 1.4 | Electric Utility
2115 | Butler | 5 | Petroleum Liquids | 1.4 | Electric Utility
2115 | Butler | IC6 | Petroleum Liquids | 1.5 | Electric Utility
2115 | Butler | NG1 | Petroleum Liquids | 2 | Electric Utility
2115 | Butler | NG2 | Petroleum Liquids | 2 | Electric Utility
2115 | Butler | SG1 | Petroleum Liquids | 2 | Electric Utility
2115 | Butler | SG2 | Petroleum Liquids | 2 | Electric Utility
54291 | Sherwin Alumina | 1 | All Other | 6 | Industrial CHP
54291 | Sherwin Alumina | 2 | All Other | 6 | Industrial CHP
54291 | Sherwin Alumina | 3 | All Other | 6 | Industrial CHP
54291 | Sherwin Alumina | 4 | All Other | 6 | Industrial CHP
55304 | Baconton Power Plant | CT1 | Natural Gas Fired Combustion Turbine | 60.5 | IPP Non-CHP
55304 | Baconton Power Plant | CT4 | Natural Gas Fired Combustion Turbine | 60.5 | IPP Non-CHP
55304 | Baconton Power Plant | CT5 | Natural Gas Fired Combustion Turbine | 60.5 | IPP Non-CHP
55304 | Baconton Power Plant | CT6 | Natural Gas Fired Combustion Turbine | 60.5 | IPP Non-CHP
10601 | Tesoro Wilmington Calciner | GEN1 | All Other | 34 | Industrial CHP
50540 | BP Carson Refinery | GEN1 | Other Gases | 12 | Industrial Non-CHP
50540 | BP Carson Refinery | GEN2 | Natural Gas Steam Turbine | 1.5 | Industrial Non-CHP
10191 | Tehachapi Wind Resource I | EXIS | Onshore Wind Turbine | 8.7 | IPP Non-CHP
54909 | Tehachapi Wind Resource II | EXI2 | Onshore Wind Turbine | 8.3 | IPP Non-CHP
54909 | Tehachapi Wind Resource II | EXIS | Onshore Wind Turbine | 13.6 | IPP Non-CHP
54965 | Cargill Salt | ACTG | Conventional Steam Coal | 2 | Industrial CHP
10586 | Cameron Ridge LLC | EXIS | Onshore Wind Turbine | 59.6 | IPP Non-CHP
10597 | Ridgetop Energy LLC | WGN1 | Onshore Wind Turbine | 29 | IPP Non-CHP
50690 | San Gorgonio Westwinds II LLC | GEN1 | Onshore Wind Turbine | 43.4 | IPP Non-CHP
50821 | Mojave 16 | GEN1 | Onshore Wind Turbine | 30 | IPP Non-CHP
50822 | Mojave 17 | GEN1 | Onshore Wind Turbine | 25 | IPP Non-CHP
50823 | Mojave 18 | GEN1 | Onshore Wind Turbine | 30 | IPP Non-CHP
52160 | Victory Garden Phase IV LLC | WGNS | Onshore Wind Turbine | 22 | IPP Non-CHP
52161 | Terra-Gen 251 Wind LLC | WGNS | Onshore Wind Turbine | 18.4 | IPP Non-CHP
54647 | TPC Windfarms LLC | EXIS | Onshore Wind Turbine | 28.7 | IPP Non-CHP
54931 | Ridgetop | WGN1 | Onshore Wind Turbine | 46.8 | IPP Non-CHP
54979 | Big Spring Wind Power Facility | WIND | Onshore Wind Turbine | 34.3 | IPP Non-CHP
55608 | Foote Creek II | GEN1 | Onshore Wind Turbine | 1.8 | IPP Non-CHP
55609 | Foote Creek III | GEN1 | Onshore Wind Turbine | 24.8 | IPP Non-CHP
55610 | Foote Creek IV | GEN1 | Onshore Wind Turbine | 16.8 | IPP Non-CHP
56570 | Terra-Gen VG Wind LLC | WGNS | Onshore Wind Turbine | 7.4 | IPP Non-CHP
57282 | Alta Wind Energy Center I | AW01 | Onshore Wind Turbine | 150 | IPP Non-CHP
57291 | Alta Wind Energy Center II | AW02 | Onshore Wind Turbine | 150 | IPP Non-CHP
57292 | Alta Wind Energy Center III | AW03 | Onshore Wind Turbine | 150 | IPP Non-CHP
57293 | Alta Wind Energy Center IV | AW04 | Onshore Wind Turbine | 102 | IPP Non-CHP
57294 | Alta Wind Energy Center V | AW05 | Onshore Wind Turbine | 168 | IPP Non-CHP
58394 | Alta Wind X | AW10 | Onshore Wind Turbine | 138 | IPP Non-CHP
58395 | Alta Wind XI | AW11 | Onshore Wind Turbine | 90 | IPP Non-CHP
10287 | Beowawe Power | GEN1 | Geothermal | 17 | IPP Non-CHP
10287 | Beowawe Power | GEN2 | Geothermal | 3.6 | IPP Non-CHP
52015 | Terra-Gen Dixie Valley | GEN1 | Geothermal | 60.5 | IPP Non-CHP
55393 | Metcalf Energy Center | CTG1 | Natural Gas Fired Combined Cycle | 200 | IPP Non-CHP
55393 | Metcalf Energy Center | CTG2 | Natural Gas Fired Combined Cycle | 200 | IPP Non-CHP
55393 | Metcalf Energy Center | STG1 | Natural Gas Fired Combined Cycle | 235 | IPP Non-CHP
54936 | Richard J Donovan Correctional Facility | 03 | Natural Gas Fired Combustion Turbine | 2.6 | Commercial CHP
55656 | Pastoria Energy Facility, LLC | CT01 | Natural Gas Fired Combined Cycle | 168 | IPP Non-CHP
55656 | Pastoria Energy Facility, LLC | CT02 | Natural Gas Fired Combined Cycle | 168 | IPP Non-CHP
55656 | Pastoria Energy Facility, LLC | CT04 | Natural Gas Fired Combined Cycle | 168 | IPP Non-CHP
55656 | Pastoria Energy Facility, LLC | ST03 | Natural Gas Fired Combined Cycle | 185 | IPP Non-CHP
55656 | Pastoria Energy Facility, LLC | ST05 | Natural Gas Fired Combined Cycle | 90 | IPP Non-CHP
50722 | BP Naperville Cogeneration Facility | GEN1 | Natural Gas Fired Combustion Turbine | 8.3 | Industrial CHP
55327 | Baytown Energy Center | CTG1 | Natural Gas Fired Combined Cycle | 210 | IPP CHP
55327 | Baytown Energy Center | CTG2 | Natural Gas Fired Combined Cycle | 214.8 | IPP CHP
55327 | Baytown Energy Center | CTG3 | Natural Gas Fired Combined Cycle | 214.8 | IPP CHP
55327 | Baytown Energy Center | STG1 | Natural Gas Fired Combined Cycle | 275 | IPP CHP
55217 | Los Medanos Energy Center | CTG1 | Natural Gas Fired Combined Cycle | 198.9 | IPP CHP
55217 | Los Medanos Energy Center | CTG2 | Natural Gas Fired Combined Cycle | 198.9 | IPP CHP
55217 | Los Medanos Energy Center | STG3 | Natural Gas Fired Combined Cycle | 280.5 | IPP CHP
50963 | Naval Hospital Medical Center | 4TG | Natural Gas Fired Combustion Turbine | 5.3 | Commercial CHP
10262 | California Institute of Technology | GEN6 | Natural Gas Fired Combined Cycle | 10.5 | Commercial CHP
10262 | California Institute of Technology | GEN7 | Natural Gas Fired Combined Cycle | 2.5 | Commercial CHP
7164 | Waddell | PG3 | Hydroelectric Pumped Storage | 10 | Electric Utility
7164 | Waddell | PG6 | Hydroelectric Pumped Storage | 10 | Electric Utility
7164 | Waddell | PG7 | Hydroelectric Pumped Storage | 10 | Electric Utility
7164 | Waddell | PS1 | Hydroelectric Pumped Storage | 10 | Electric Utility
55748 | Los Esteros Critical Energy Center | CAG5 | Natural Gas Fired Combined Cycle | 126.1 | IPP Non-CHP
55748 | Los Esteros Critical Energy Center | CTG1 | Natural Gas Fired Combined Cycle | 45 | IPP Non-CHP
55748 | Los Esteros Critical Energy Center | CTG2 | Natural Gas Fired Combined Cycle | 45 | IPP Non-CHP
55748 | Los Esteros Critical Energy Center | CTG3 | Natural Gas Fired Combined Cycle | 45 | IPP Non-CHP
55748 | Los Esteros Critical Energy Center | CTG4 | Natural Gas Fired Combined Cycle | 45 | IPP Non-CHP
55811 | King City Peaking | CTG1 | Natural Gas Fired Combustion Turbine | 47.3 | IPP Non-CHP
10349 | Greenleaf 2 Power Plant | GEN1 | Natural Gas Fired Combustion Turbine | 49.5 | IPP CHP
10350 | Greenleaf 1 Power Plant | GEN1 | Natural Gas Fired Combined Cycle | 46 | IPP CHP
10350 | Greenleaf 1 Power Plant | GEN2 | Natural Gas Fired Combined Cycle | 20 | IPP CHP
55813 | Yuba City Energy Center | CTG1 | Natural Gas Fired Combustion Turbine | 47.3 | IPP Non-CHP
55847 | Feather River Energy Center | CTG1 | Natural Gas Fired Combustion Turbine | 47 | IPP Non-CHP
50748 | Agnews Power Plant | GEN1 | Natural Gas Fired Combined Cycle | 24.4 | IPP Non-CHP
50748 | Agnews Power Plant | GEN2 | Natural Gas Fired Combined Cycle | 7.6 | IPP Non-CHP
55833 | Auburndale Peaker Energy Center | CTP | Natural Gas Fired Combustion Turbine | 130.1 | IPP Non-CHP
55963 | Riverview Energy Center | CTG1 | Natural Gas Fired Combustion Turbine | 47 | IPP Non-CHP
6011 | Calvert Cliffs Nuclear Power Plant | 1 | Nuclear | 918 | IPP Non-CHP
6011 | Calvert Cliffs Nuclear Power Plant | 2 | Nuclear | 910.7 | IPP Non-CHP
55123 | Magic Valley Generating Station | CTG1 | Natural Gas Fired Combined Cycle | 267 | IPP Non-CHP
55123 | Magic Valley Generating Station | CTG2 | Natural Gas Fired Combined Cycle | 267 | IPP Non-CHP
55123 | Magic Valley Generating Station | STG | Natural Gas Fired Combined Cycle | 267 | IPP Non-CHP
10641 | Cambria Cogen | GEN1 | Conventional Steam Coal | 98 | IPP CHP
2223 | Cambridge | CAT1 | Petroleum Liquids | 2 | Electric Utility
2223 | Cambridge | CAT2 | Petroleum Liquids | 2 | Electric Utility
55294 | Westbrook Energy Center Power Plant | GTG1 | Natural Gas Fired Combined Cycle | 184.2 | IPP Non-CHP
55294 | Westbrook Energy Center Power Plant | GTG2 | Natural Gas Fired Combined Cycle | 184.2 | IPP Non-CHP
55294 | Westbrook Energy Center Power Plant | STG3 | Natural Gas Fired Combined Cycle | 195.5 | IPP Non-CHP
55225 | Oneta Energy Center | CTG1 | Natural Gas Fired Combined Cycle | 176 | IPP Non-CHP
55225 | Oneta Energy Center | CTG2 | Natural Gas Fired Combined Cycle | 176 | IPP Non-CHP
55225 | Oneta Energy Center | CTG3 | Natural Gas Fired Combined Cycle | 176 | IPP Non-CHP
55225 | Oneta Energy Center | CTG4 | Natural Gas Fired Combined Cycle | 176 | IPP Non-CHP
55225 | Oneta Energy Center | STG1 | Natural Gas Fired Combined Cycle | 255 | IPP Non-CHP
55225 | Oneta Energy Center | STG2 | Natural Gas Fired Combined Cycle | 255 | IPP Non-CHP
55292 | Decatur Energy Center | CTG1 | Natural Gas Fired Combined Cycle | 210.8 | IPP Non-CHP
55292 | Decatur Energy Center | CTG2 | Natural Gas Fired Combined Cycle | 210.8 | IPP Non-CHP
55292 | Decatur Energy Center | CTG3 | Natural Gas Fired Combined Cycle | 210.8 | IPP Non-CHP
55292 | Decatur Energy Center | STG1 | Natural Gas Fired Combined Cycle | 270 | IPP Non-CHP
2225 | Campbell Village | 1 | Petroleum Liquids | 0.1 | Electric Utility
2225 | Campbell Village | 2 | Petroleum Liquids | 0.1 | Electric Utility
2225 | Campbell Village | 3 | Petroleum Liquids | 0.1 | Electric Utility
2225 | Campbell Village | IC4 | Petroleum Liquids | 1 | Electric Utility
55545 | Hidalgo Energy Center | CTG1 | Natural Gas Fired Combined Cycle | 176.6 | IPP Non-CHP
55545 | Hidalgo Energy Center | CTG2 | Natural Gas Fired Combined Cycle | 176.6 | IPP Non-CHP
55545 | Hidalgo Energy Center | STG1 | Natural Gas Fired Combined Cycle | 198.1 | IPP Non-CHP
10294 | King City Power Plant | GTG | Natural Gas Fired Combined Cycle | 90.8 | IPP CHP
10294 | King City Power Plant | STG | Natural Gas Fired Combined Cycle | 42.4 | IPP CHP
10034 | Gilroy Power Plant | GEN1 | Natural Gas Fired Combined Cycle | 90 | IPP CHP
10034 | Gilroy Power Plant | GEN2 | Natural Gas Fired Combined Cycle | 40 | IPP CHP
55810 | Gilroy Peaking Energy Center | S3 | Natural Gas Fired Combustion Turbine | 45 | IPP Non-CHP
55810 | Gilroy Peaking Energy Center | S4 | Natural Gas Fired Combustion Turbine | 45 | IPP Non-CHP
55810 | Gilroy Peaking Energy Center | S5 | Natural Gas Fired Combustion Turbine | 45 | IPP Non-CHP
10168 | Cardinal Cogen | GTG1 | Natural Gas Fired Combined Cycle | 42.1 | IPP CHP
10168 | Cardinal Cogen | STG1 | Natural Gas Fired Combined Cycle | 10.7 | IPP CHP
936 | Carlyle | 1 | Petroleum Liquids | 3 | Electric Utility
936 | Carlyle | 10 | Petroleum Liquids | 2.5 | Electric Utility
936 | Carlyle | 7 | Petroleum Liquids | 2 | Electric Utility
936 | Carlyle | 8 | Petroleum Liquids | 2.5 | Electric Utility
936 | Carlyle | 9 | Petroleum Liquids | 2.5 | Electric Utility
937 | Carmi | 10 | Petroleum Liquids | 1.7 | Electric Utility
937 | Carmi | 11 | Petroleum Liquids | 2.7 | Electric Utility
937 | Carmi | 12 | Petroleum Liquids | 2 | Electric Utility
937 | Carmi | 13 | Petroleum Liquids | 4.4 | Electric Utility
937 | Carmi | 14 | Petroleum Liquids | 1.1 | Electric Utility
937 | Carmi | 6 | Petroleum Liquids | 0.7 | Electric Utility
937 | Carmi | 7 | Petroleum Liquids | 1.1 | Electric Utility
937 | Carmi | 8 | Petroleum Liquids | 1.4 | Electric Utility
937 | Carmi | 9 | Petroleum Liquids | 1.7 | Electric Utility
2706 | Asheville | 1 | Conventional Steam Coal | 206.6 | Electric Utility
2706 | Asheville | 2 | Conventional Steam Coal | 207 | Electric Utility
2706 | Asheville | GT1 | Natural Gas Fired Combustion Turbine | 211.7 | Electric Utility
2706 | Asheville | GT2 | Natural Gas Fired Combustion Turbine | 211.8 | Electric Utility
2707 | Blewett | 1 | Conventional Hydroelectric | 3.2 | Electric Utility
2707 | Blewett | 2 | Conventional Hydroelectric | 3.2 | Electric Utility
2707 | Blewett | 3 | Conventional Hydroelectric | 3.2 | Electric Utility
2707 | Blewett | 4 | Conventional Hydroelectric | 5 | Electric Utility
2707 | Blewett | 5 | Conventional Hydroelectric | 5 | Electric Utility
2707 | Blewett | 6 | Conventional Hydroelectric | 5 | Electric Utility
2707 | Blewett | GT1 | Petroleum Liquids | 17.5 | Electric Utility
2707 | Blewett | GT2 | Petroleum Liquids | 17.5 | Electric Utility
2707 | Blewett | GT3 | Petroleum Liquids | 17.5 | Electric Utility
2707 | Blewett | GT4 | Petroleum Liquids | 17.5 | Electric Utility
2710 | Marshall Dam | HC1 | Conventional Hydroelectric | 2.5 | Electric Utility
2710 | Marshall Dam | HC2 | Conventional Hydroelectric | 2.5 | Electric Utility
2712 | Roxboro | 1 | Conventional Steam Coal | 410.8 | Electric Utility
2712 | Roxboro | 2 | Conventional Steam Coal | 657 | Electric Utility
2712 | Roxboro | 3 | Conventional Steam Coal | 745.2 | Electric Utility
2712 | Roxboro | 4 | Conventional Steam Coal | 745.2 | Electric Utility
2713 | L V Sutton Steam | GT1 | Petroleum Liquids | 16.3 | Electric Utility
2713 | L V Sutton Steam | GTA | Petroleum Liquids | 37.5 | Electric Utility
2713 | L V Sutton Steam | GTB | Petroleum Liquids | 37.5 | Electric Utility
2714 | Tillery | 1 | Conventional Hydroelectric | 22 | Electric Utility
2714 | Tillery | 2 | Conventional Hydroelectric | 18 | Electric Utility
2714 | Tillery | 3 | Conventional Hydroelectric | 22 | Electric Utility
2714 | Tillery | 4 | Conventional Hydroelectric | 22 | Electric Utility
2715 | Walters | 1 | Conventional Hydroelectric | 36 | Electric Utility
2715 | Walters | 2 | Conventional Hydroelectric | 36 | Electric Utility
2715 | Walters | 3 | Conventional Hydroelectric | 36 | Electric Utility
2716 | W H Weatherspoon | GT1 | Petroleum Liquids | 39.7 | Electric Utility
2716 | W H Weatherspoon | GT2 | Petroleum Liquids | 39.7 | Electric Utility
2716 | W H Weatherspoon | GT3 | Petroleum Liquids | 48.6 | Electric Utility
2716 | W H Weatherspoon | GT4 | Petroleum Liquids | 48.6 | Electric Utility
3250 | Darlington County | 1 | Natural Gas Fired Combustion Turbine | 66.8 | Electric Utility
3250 | Darlington County | 10 | Petroleum Liquids | 65.8 | Electric Utility
3250 | Darlington County | 11 | Petroleum Liquids | 66.8 | Electric Utility
3250 | Darlington County | 12 | Natural Gas Fired Combustion Turbine | 158 | Electric Utility
3250 | Darlington County | 13 | Natural Gas Fired Combustion Turbine | 158 | Electric Utility
3250 | Darlington County | 2 | Petroleum Liquids | 65.8 | Electric Utility
3250 | Darlington County | 3 | Natural Gas Fired Combustion Turbine | 66.8 | Electric Utility
3250 | Darlington County | 4 | Petroleum Liquids | 65.8 | Electric Utility
3250 | Darlington County | 5 | Natural Gas Fired Combustion Turbine | 66.8 | Electric Utility
3250 | Darlington County | 6 | Petroleum Liquids | 65.8 | Electric Utility
3250 | Darlington County | 7 | Natural Gas Fired Combustion Turbine | 66.8 | Electric Utility
3250 | Darlington County | 8 | Petroleum Liquids | 65.8 | Electric Utility
3250 | Darlington County | 9 | Petroleum Liquids | 66.8 | Electric Utility
3251 | H B Robinson | 2 | Nuclear | 768.6 | Electric Utility
6014 | Brunswick Nuclear | 1 | Nuclear | 1001.6 | Electric Utility
6014 | Brunswick Nuclear | 2 | Nuclear | 1001.6 | Electric Utility
6015 | Harris | 1 | Nuclear | 950.9 | Electric Utility
6250 | Mayo | 1 | Conventional Steam Coal | 735.8 | Electric Utility
7538 | Wayne County | 1 | Natural Gas Fired Combustion Turbine | 211.8 | Electric Utility
7538 | Wayne County | 2 | Natural Gas Fired Combustion Turbine | 211.8 | Electric Utility
7538 | Wayne County | 3 | Natural Gas Fired Combustion Turbine | 211.8 | Electric Utility
7538 | Wayne County | 4 | Natural Gas Fired Combustion Turbine | 211.8 | Electric Utility
7538 | Wayne County | 5 | Natural Gas Fired Combustion Turbine | 211.8 | Electric Utility
7805 | Sherwood H Smith Jr Energy Complex | 001 | Natural Gas Fired Combustion Turbine | 211.8 | Electric Utility
7805 | Sherwood H Smith Jr Energy Complex | 002 | Natural Gas Fired Combustion Turbine | 211.8 | Electric Utility
7805 | Sherwood H Smith Jr Energy Complex | 003 | Natural Gas Fired Combustion Turbine | 211.8 | Electric Utility
7805 | Sherwood H Smith Jr Energy Complex | 004 | Natural Gas Fired Combustion Turbine | 211.8 | Electric Utility
7805 | Sherwood H Smith Jr Energy Complex | 10 | Natural Gas Fired Combined Cycle | 191.2 | Electric Utility
7805 | Sherwood H Smith Jr Energy Complex | 6 | Natural Gas Fired Combustion Turbine | 195.3 | Electric Utility
7805 | Sherwood H Smith Jr Energy Complex | 7 | Natural Gas Fired Combined Cycle | 195.3 | Electric Utility
7805 | Sherwood H Smith Jr Energy Complex | 8 | Natural Gas Fired Combined Cycle | 195.3 | Electric Utility
7805 | Sherwood H Smith Jr Energy Complex | 9 | Natural Gas Fired Combined Cycle | 191.2 | Electric Utility
7805 | Sherwood H Smith Jr Energy Complex | ST4 | Natural Gas Fired Combined Cycle | 195.3 | Electric Utility
7805 | Sherwood H Smith Jr Energy Complex | ST5 | Natural Gas Fired Combined Cycle | 271 | Electric Utility
58215 | Lee Combined Cycle Plant | 1A | Natural Gas Fired Combined Cycle | 180 | Electric Utility
58215 | Lee Combined Cycle Plant | 1B | Natural Gas Fired Combined Cycle | 180 | Electric Utility
58215 | Lee Combined Cycle Plant | 1C | Natural Gas Fired Combined Cycle | 180 | Electric Utility
58215 | Lee Combined Cycle Plant | ST1 | Natural Gas Fired Combined Cycle | 380 | Electric Utility
58697 | L V Sutton Combined Cycle | CA1 | Natural Gas Fired Combined Cycle | 288 | Electric Utility
58697 | L V Sutton Combined Cycle | CT1 | Natural Gas Fired Combined Cycle | 221 | Electric Utility
58697 | L V Sutton Combined Cycle | CT2 | Natural Gas Fired Combined Cycle | 221 | Electric Utility
55488 | Blackburn Landfill Co-Generation | BB1 | Landfill Gas | 1 | IPP CHP
55488 | Blackburn Landfill Co-Generation | BB2 | Landfill Gas | 1 | IPP CHP
55488 | Blackburn Landfill Co-Generation | BB3 | Landfill Gas | 0.9 | IPP CHP
2120 | Carrollton | 10 | Natural Gas Internal Combustion Engine | 6.1 | Electric Utility
2120 | Carrollton | 11 | Petroleum Liquids | 2 | Electric Utility
2120 | Carrollton | 3 | Natural Gas Internal Combustion Engine | 1.8 | Electric Utility
2120 | Carrollton | 7 | Natural Gas Internal Combustion Engine | 2.5 | Electric Utility
2120 | Carrollton | 8 | Natural Gas Internal Combustion Engine | 4.1 | Electric Utility
2120 | Carrollton | 9 | Natural Gas Internal Combustion Engine | 4.1 | Electric Utility
10169 | Carson Cogeneration | GEN1 | Natural Gas Fired Combined Cycle | 45.3 | IPP CHP
10169 | Carson Cogeneration | GEN2 | Natural Gas Fired Combined Cycle | 10.5 | IPP CHP
10620 | Carthage Energy LLC | GEN1 | Natural Gas Fired Combined Cycle | 40.9 | IPP Non-CHP
10620 | Carthage Energy LLC | GEN2 | Natural Gas Fired Combined Cycle | 22 | IPP Non-CHP
10204 | Mosaic Co Tampa Facility | GEN1 | All Other | 35.4 | Industrial CHP
10204 | Mosaic Co Tampa Facility | GEN3 | All Other | 42.5 | Industrial CHP
50633 | Mosaic Co Bartow Facility | GEN1 | All Other | 36.9 | Industrial CHP
50633 | Mosaic Co Bartow Facility | GEN2 | All Other | 45 | Industrial CHP
10729 | Cargill Corn Wet Milling Plant | GEN1 | Conventional Steam Coal | 25 | Industrial CHP
10855 | Cargill Corn Milling Division | GEN1 | Conventional Steam Coal | 20 | Industrial CHP
10855 | Cargill Corn Milling Division | GEN2 | Conventional Steam Coal | 20 | Industrial CHP
2121 | Carthage | 10 | Natural Gas Internal Combustion Engine | 7 | Electric Utility
2121 | Carthage | 11 | Natural Gas Internal Combustion Engine | 4.5 | Electric Utility
2121 | Carthage | 12 | Natural Gas Internal Combustion Engine | 4.5 | Electric Utility
2121 | Carthage | 13 | Natural Gas Internal Combustion Engine | 6 | Electric Utility
2121 | Carthage | 14 | Natural Gas Internal Combustion Engine | 6 | Electric Utility
2121 | Carthage | 6 | Natural Gas Internal Combustion Engine | 2.5 | Electric Utility
2121 | Carthage | 7 | Natural Gas Internal Combustion Engine | 3 | Electric Utility
2121 | Carthage | 8 | Natural Gas Internal Combustion Engine | 3.3 | Electric Utility
2121 | Carthage | 9 | Natural Gas Internal Combustion Engine | 5 | Electric Utility
10028 | Felt Hydroelectric Plant | GEN1 | Conventional Hydroelectric | 2.7 | IPP Non-CHP
10028 | Felt Hydroelectric Plant | GEN2 | Conventional Hydroelectric | 2.7 | IPP Non-CHP
10028 | Felt Hydroelectric Plant | GEN3 | Conventional Hydroelectric | 1.1 | IPP Non-CHP
10028 | Felt Hydroelectric Plant | GEN4 | Conventional Hydroelectric | 0.9 | IPP Non-CHP
55404 | Carville Energy LLC | CTG1 | Natural Gas Fired Combined Cycle | 187 | IPP CHP
55404 | Carville Energy LLC | CTG2 | Natural Gas Fired Combined Cycle | 187 | IPP CHP
55404 | Carville Energy LLC | STG | Natural Gas Fired Combined Cycle | 196 | IPP CHP
1129 | Cascade | 1 | Petroleum Liquids | 0.7 | Electric Utility
1129 | Cascade | 2 | Petroleum Liquids | 2 | Electric Utility
1129 | Cascade | 3A | Petroleum Liquids | 1.8 | Electric Utility
1129 | Cascade | 4 | Petroleum Liquids | 0.7 | Electric Utility
56053 | Casey City of | 1 | Petroleum Liquids | 1.8 | Electric Utility
56053 | Casey City of | 2 | Petroleum Liquids | 1.8 | Electric Utility
56053 | Casey City of | 3 | Petroleum Liquids | 1.8 | Electric Utility
4107 | Cashton | 3 | Petroleum Liquids | 0.4 | Electric Utility
4107 | Cashton | 5 | Natural Gas Internal Combustion Engine | 1.1 | Electric Utility
4107 | Cashton | 6 | Petroleum Liquids | 2 | Electric Utility
50935 | Caterpillar | 3512 | Petroleum Liquids | 0.9 | Industrial Non-CHP
50935 | Caterpillar | 3516 | Petroleum Liquids | 1.2 | Industrial Non-CHP
50935 | Caterpillar | 516A | Petroleum Liquids | 1.8 | Industrial Non-CHP
50935 | Caterpillar | ET1 | Natural Gas Internal Combustion Engine | 2 | Industrial Non-CHP
50935 | Caterpillar | ET2 | Natural Gas Internal Combustion Engine | 2 | Industrial Non-CHP
50935 | Caterpillar | ET3 | Petroleum Liquids | 2.5 | Industrial Non-CHP
50935 | Caterpillar | ET4 | Natural Gas Internal Combustion Engine | 2.5 | Industrial Non-CHP
50935 | Caterpillar | R12 | Petroleum Liquids | 0.4 | Industrial Non-CHP
1130 | Gas Turbine (IA) | 1 | Natural Gas Fired Combustion Turbine | 19.6 | Electric Utility
1130 | Gas Turbine (IA) | 2 | Natural Gas Fired Combustion Turbine | 23.8 | Electric Utility
1131 | Streeter Station | 6 | Conventional Steam Coal | 16.5 | Electric Utility
1131 | Streeter Station | 7 | Natural Gas Steam Turbine | 35 | Electric Utility
50980 | Siphon Power Project | GEN1 | Conventional Hydroelectric | 2.7 | IPP Non-CHP
50980 | Siphon Power Project | GEN2 | Conventional Hydroelectric | 2.7 | IPP Non-CHP
57437 | Juniper Ridge Hydroelectric Project | 21-01 | Conventional Hydroelectric | 5 | IPP Non-CHP
52147 | C P Kelco San Diego Plant | GEN1 | Natural Gas Fired Combustion Turbine | 8 | Industrial CHP
52147 | C P Kelco San Diego Plant | GEN2 | Natural Gas Fired Combustion Turbine | 10 | Industrial CHP
52147 | C P Kelco San Diego Plant | GEN3 | Natural Gas Fired Combustion Turbine | 10 | Industrial CHP
491 | Center | 3 | Petroleum Liquids | 0.5 | Electric Utility
491 | Center | 5 | Petroleum Liquids | 1 | Electric Utility
2169 | Chamois | 1 | Conventional Steam Coal | 15 | Electric Utility
2169 | Chamois | 2 | Conventional Steam Coal | 44 | Electric Utility
579 | Central Hudson High Falls | 1 | Conventional Hydroelectric | 3.2 | Electric Utility
2481 | Dashville | 1 | Conventional Hydroelectric | 2.4 | Electric Utility
2481 | Dashville | 2 | Conventional Hydroelectric | 2.4 | Electric Utility
2485 | South Cairo | GT1 | Petroleum Liquids | 21.6 | Electric Utility
2486 | Sturgeon | H1 | Conventional Hydroelectric | 4.8 | Electric Utility
2486 | Sturgeon | H2 | Conventional Hydroelectric | 4.8 | Electric Utility
2486 | Sturgeon | H3 | Conventional Hydroelectric | 4.8 | Electric Utility
2487 | West Coxsackie | GT1 | Petroleum Liquids | 21.6 | Electric Utility
436 | Devil Canyon | 1 | Conventional Hydroelectric | 59.8 | Electric Utility
436 | Devil Canyon | 2 | Conventional Hydroelectric | 59.8 | Electric Utility
436 | Devil Canyon | 3 | Conventional Hydroelectric | 78.3 | Electric Utility
436 | Devil Canyon | 4 | Conventional Hydroelectric | 78.3 | Electric Utility
437 | Edward C Hyatt | 1 | Conventional Hydroelectric | 117 | Electric Utility
437 | Edward C Hyatt | 2 | Hydroelectric Pumped Storage | 97.7 | Electric Utility
437 | Edward C Hyatt | 3 | Conventional Hydroelectric | 117 | Electric Utility
437 | Edward C Hyatt | 4 | Hydroelectric Pumped Storage | 97.7 | Electric Utility
437 | Edward C Hyatt | 5 | Conventional Hydroelectric | 117 | Electric Utility
437 | Edward C Hyatt | 6 | Hydroelectric Pumped Storage | 97.7 | Electric Utility
438 | Thermalito | 1 | Conventional Hydroelectric | 32.6 | Electric Utility
438 | Thermalito | 2 | Hydroelectric Pumped Storage | 27.5 | Electric Utility
438 | Thermalito | 3 | Hydroelectric Pumped Storage | 27.5 | Electric Utility
438 | Thermalito | 4 | Hydroelectric Pumped Storage | 27.5 | Electric Utility
448 | W R Gianelli | 1 | Hydroelectric Pumped Storage | 53 | Electric Utility
448 | W R Gianelli | 2 | Hydroelectric Pumped Storage | 53 | Electric Utility
448 | W R Gianelli | 3 | Hydroelectric Pumped Storage | 53 | Electric Utility
448 | W R Gianelli | 4 | Hydroelectric Pumped Storage | 53 | Electric Utility
448 | W R Gianelli | 5 | Hydroelectric Pumped Storage | 53 | Electric Utility
448 | W R Gianelli | 6 | Hydroelectric Pumped Storage | 53 | Electric Utility
448 | W R Gianelli | 7 | Hydroelectric Pumped Storage | 53 | Electric Utility
448 | W R Gianelli | 8 | Hydroelectric Pumped Storage | 53 | Electric Utility
905 | Alamo | 1 | Conventional Hydroelectric | 19.6 | Electric Utility
6196 | W E Warne | 1 | Conventional Hydroelectric | 37.1 | Electric Utility
6196 | W E Warne | 2 | Conventional Hydroelectric | 37.1 | Electric Utility
7072 | Mojave Siphon | 1 | Conventional Hydroelectric | 10.9 | Electric Utility
7072 | Mojave Siphon | 2 | Conventional Hydroelectric | 10.9 | Electric Utility
7072 | Mojave Siphon | 3 | Conventional Hydroelectric | 10.9 | Electric Utility
7129 | Thermalito Diverson Dam | TD1 | Conventional Hydroelectric | 3.4 | Electric Utility
1206 | Summit Lake | 1 | All Other | 7.5 | Electric Utility
1206 | Summit Lake | 2 | All Other | 7.5 | Electric Utility
1206 | Summit Lake | 3 | All Other | 7.5 | Electric Utility
1206 | Summit Lake | GT1 | Natural Gas Fired Combined Cycle | 27 | Electric Utility
1206 | Summit Lake | GT2 | Natural Gas Fired Combined Cycle | 35.3 | Electric Utility
51 | Dolet Hills | 1 | Conventional Steam Coal | 720.7 | Electric Utility
1396 | Coughlin Power Station | 6 | Natural Gas Fired Combined Cycle | 113.6 | Electric Utility
1396 | Coughlin Power Station | 7 | Natural Gas Fired Combined Cycle | 243.1 | Electric Utility
1396 | Coughlin Power Station | U6CT | Natural Gas Fired Combined Cycle | 188.7 | Electric Utility
1396 | Coughlin Power Station | U72 | Natural Gas Fired Combined Cycle | 188.7 | Electric Utility
1396 | Coughlin Power Station | U7CT | Natural Gas Fired Combined Cycle | 188.7 | Electric Utility
1400 | Teche | 1 | Natural Gas Steam Turbine | 24.9 | Electric Utility
1400 | Teche | 3 | Natural Gas Steam Turbine | 348.5 | Electric Utility
1400 | Teche | 4 | Natural Gas Fired Combustion Turbine | 38.4 | Electric Utility
1435 | Franklin (LA) | GT1 | Natural Gas Fired Combustion Turbine | 10 | Electric Utility
6190 | Brame Energy Center | 1 | Natural Gas Steam Turbine | 445.5 | Electric Utility
6190 | Brame Energy Center | 2 | Conventional Steam Coal | 558 | Electric Utility
6190 | Brame Energy Center | 3 | Petroleum Coke | 703.8 | Electric Utility
55173 | Acadia Energy Center | CT11 | Natural Gas Fired Combined Cycle | 212 | Electric Utility
55173 | Acadia Energy Center | CT12 | Natural Gas Fired Combined Cycle | 212 | Electric Utility
55173 | Acadia Energy Center | CT24 | Natural Gas Fired Combined Cycle | 212 | Electric Utility
55173 | Acadia Energy Center | CT25 | Natural Gas Fired Combined Cycle | 212 | Electric Utility
55173 | Acadia Energy Center | ST13 | Natural Gas Fired Combined Cycle | 264 | Electric Utility
55173 | Acadia Energy Center | ST26 | Natural Gas Fired Combined Cycle | 264 | Electric Utility
785 | Kingsley | 1 | Conventional Hydroelectric | 50 | Electric Utility
2227 | Jeffrey | 1 | Conventional Hydroelectric | 10.8 | Electric Utility
2227 | Jeffrey | 2 | Conventional Hydroelectric | 10.8 | Electric Utility
2228 | Johnson 1 | 1 | Conventional Hydroelectric | 10.8 | Electric Utility
2228 | Johnson 1 | 2 | Conventional Hydroelectric | 10.8 | Electric Utility
2229 | Johnson 2 | 1 | Conventional Hydroelectric | 22.5 | Electric Utility
50316 | Bunge North America East LLC | 3516 | Natural Gas Steam Turbine | 2 | Industrial CHP
3878 | Yelm | 1 | Conventional Hydroelectric | 3 | Electric Utility
3878 | Yelm | 2 | Conventional Hydroelectric | 3 | Electric Utility
3878 | Yelm | 3 | Conventional Hydroelectric | 6 | Electric Utility
10333 | Florida Power Development | GEN1 | Other Waste Biomass | 125 | IPP Non-CHP
56190 | Central Michigan University | GT1 | Natural Gas Fired Combustion Turbine | 3.8 | Commercial CHP
56190 | Central Michigan University | STM1 | Natural Gas Steam Turbine | 1 | Commercial CHP
7397 | Falling Spring | 5 | Natural Gas Internal Combustion Engine | 2 | Electric Utility
7397 | Falling Spring | 6 | Natural Gas Internal Combustion Engine | 2 | Electric Utility
7397 | Falling Spring | 7 | Natural Gas Internal Combustion Engine | 3.2 | Electric Utility
55997 | Orchard Park | 10 | Natural Gas Internal Combustion Engine | 6 | Electric Utility
55997 | Orchard Park | 11 | Natural Gas Internal Combustion Engine | 6 | Electric Utility
55997 | Orchard Park | 8 | Natural Gas Internal Combustion Engine | 6 | Electric Utility
55997 | Orchard Park | 9 | Natural Gas Internal Combustion Engine | 6 | Electric Utility
1268 | Chanute 2 | 14 | Natural Gas Fired Combustion Turbine | 60 | Electric Utility
1268 | Chanute 2 | 7 | Natural Gas Internal Combustion Engine | 2 | Electric Utility
1268 | Chanute 2 | 8 | Natural Gas Internal Combustion Engine | 2 | Electric Utility
7018 | Chanute 3 | 10 | Natural Gas Internal Combustion Engine | 7.6 | Electric Utility
7018 | Chanute 3 | 11 | Natural Gas Internal Combustion Engine | 7.6 | Electric Utility
7018 | Chanute 3 | 12 | Petroleum Liquids | 6 | Electric Utility
7018 | Chanute 3 | 13 | Petroleum Liquids | 6 | Electric Utility
7018 | Chanute 3 | 9 | Natural Gas Internal Combustion Engine | 7.6 | Electric Utility
55299 | Channel Energy Center LLC | CTG1 | Natural Gas Fired Combined Cycle | 215 | IPP CHP
55299 | Channel Energy Center LLC | CTG2 | Natural Gas Fired Combined Cycle | 215 | IPP CHP
55299 | Channel Energy Center LLC | CTG3 | Natural Gas Fired Combined Cycle | 208.8 | IPP CHP
55299 | Channel Energy Center LLC | ST-1 | Natural Gas Fired Combined Cycle | 285 | IPP CHP
2230 | Chappell | 1 | Petroleum Liquids | 0.2 | Electric Utility
2230 | Chappell | 5 | Petroleum Liquids | 1.1 | Electric Utility
3883 | Rocky Reach | C-1 | Conventional Hydroelectric | 114 | Electric Utility
3883 | Rocky Reach | C-10 | Conventional Hydroelectric | 125.4 | Electric Utility
3883 | Rocky Reach | C-11 | Conventional Hydroelectric | 125.4 | Electric Utility
3883 | Rocky Reach | C-2 | Conventional Hydroelectric | 114 | Electric Utility
3883 | Rocky Reach | C-3 | Conventional Hydroelectric | 114 | Electric Utility
3883 | Rocky Reach | C-4 | Conventional Hydroelectric | 114 | Electric Utility
3883 | Rocky Reach | C-5 | Conventional Hydroelectric | 114 | Electric Utility
3883 | Rocky Reach | C-6 | Conventional Hydroelectric | 114 | Electric Utility
3883 | Rocky Reach | C-7 | Conventional Hydroelectric | 114 | Electric Utility
3883 | Rocky Reach | C-8 | Conventional Hydroelectric | 125.4 | Electric Utility
3883 | Rocky Reach | C-9 | Conventional Hydroelectric | 125.4 | Electric Utility
6200 | Rock Island | A | Conventional Hydroelectric | 1.2 | Electric Utility
6200 | Rock Island | B-1 | Conventional Hydroelectric | 20.7 | Electric Utility
6200 | Rock Island | B-10 | Conventional Hydroelectric | 22.5 | Electric Utility
6200 | Rock Island | B-2 | Conventional Hydroelectric | 20.7 | Electric Utility
6200 | Rock Island | B-3 | Conventional Hydroelectric | 20.7 | Electric Utility
6200 | Rock Island | B-4 | Conventional Hydroelectric | 20.7 | Electric Utility
6200 | Rock Island | B-5 | Conventional Hydroelectric | 22.5 | Electric Utility
6200 | Rock Island | B-6 | Conventional Hydroelectric | 22.5 | Electric Utility
6200 | Rock Island | B-7 | Conventional Hydroelectric | 22.5 | Electric Utility
6200 | Rock Island | B-8 | Conventional Hydroelectric | 22.5 | Electric Utility
6200 | Rock Island | B-9 | Conventional Hydroelectric | 22.5 | Electric Utility
6200 | Rock Island | U-1 | Conventional Hydroelectric | 51.3 | Electric Utility
6200 | Rock Island | U-2 | Conventional Hydroelectric | 51.3 | Electric Utility
6200 | Rock Island | U-3 | Conventional Hydroelectric | 51.3 | Electric Utility
6200 | Rock Island | U-4 | Conventional Hydroelectric | 51.3 | Electric Utility
6200 | Rock Island | U-5 | Conventional Hydroelectric | 51.3 | Electric Utility
6200 | Rock Island | U-6 | Conventional Hydroelectric | 51.3 | Electric Utility
6200 | Rock Island | U-7 | Conventional Hydroelectric | 51.3 | Electric Utility
6200 | Rock Island | U-8 | Conventional Hydroelectric | 51.3 | Electric Utility
6424 | Chelan | A-1 | Conventional Hydroelectric | 29.6 | Electric Utility
6424 | Chelan | A-2 | Conventional Hydroelectric | 29.6 | Electric Utility
10243 | Ticona Polymers Inc | GEN5 | Natural Gas Fired Combustion Turbine | 44.2 | Industrial CHP
10213 | El Segundo Cogen | GEN1 | Natural Gas Fired Combined Cycle | 42.4 | Industrial CHP
10213 | El Segundo Cogen | GEN2 | Natural Gas Fired Combined Cycle | 42.4 | Industrial CHP
10213 | El Segundo Cogen | GEN5 | Natural Gas Fired Combined Cycle | 40.3 | Industrial CHP
10213 | El Segundo Cogen | GEN6 | Natural Gas Fired Combined Cycle | 9.1 | Industrial CHP
10213 | El Segundo Cogen | GEN7 | Natural Gas Fired Combined Cycle | 40.7 | Industrial CHP
10213 | El Segundo Cogen | GEN8 | Natural Gas Fired Combined Cycle | 5.2 | Industrial CHP
10194 | Hawaii Cogen | GEN1 | Other Gases | 3 | Industrial CHP
10194 | Hawaii Cogen | GEN2 | Other Gases | 3 | Industrial CHP
10194 | Hawaii Cogen | GEN3 | Petroleum Liquids | 3 | Industrial CHP
10194 | Hawaii Cogen | GEN4 | Petroleum Liquids | 3.2 | Industrial CHP
55857 | Oak Point Cogen | 5121 | Natural Gas Fired Combustion Turbine | 4.7 | Industrial CHP
55857 | Oak Point Cogen | 5131 | Natural Gas Fired Combustion Turbine | 4.7 | Industrial CHP
55857 | Oak Point Cogen | 5141 | Natural Gas Fired Combustion Turbine | 4.7 | Industrial CHP
55857 | Oak Point Cogen | 5151 | Natural Gas Fired Combustion Turbine | 4.7 | Industrial CHP
55857 | Oak Point Cogen | 5161 | Natural Gas Fired Combustion Turbine | 4.7 | Industrial CHP
10903 | Lockport Powerhouse | 1GEN | Conventional Hydroelectric | 8 | IPP Non-CHP
10903 | Lockport Powerhouse | 2GEN | Conventional Hydroelectric | 8 | IPP Non-CHP
10175 | Childrens Hospital | 0799 | Petroleum Liquids | 2 | Commercial CHP
10175 | Childrens Hospital | 1711 | Natural Gas Fired Combustion Turbine | 3.5 | Commercial CHP
10175 | Childrens Hospital | 5083 | Petroleum Liquids | 1.5 | Commercial CHP
10175 | Childrens Hospital | 5084 | Petroleum Liquids | 1.5 | Commercial CHP
10175 | Childrens Hospital | 5085 | Petroleum Liquids | 1.5 | Commercial CHP
7396 | Front Street | 1 | Petroleum Liquids | 2.7 | Electric Utility
7396 | Front Street | 2 | Petroleum Liquids | 2.7 | Electric Utility
7396 | Front Street | 3 | Petroleum Liquids | 2.7 | Electric Utility
50832 | Chicopee Hydroelectric Station | 1 | Conventional Hydroelectric | 1.2 | IPP Non-CHP
50832 | Chicopee Hydroelectric Station | 2 | Conventional Hydroelectric | 1.2 | IPP Non-CHP
2122 | Chillicothe | D1 | Petroleum Liquids | 2 | Electric Utility
2122 | Chillicothe | D2 | Petroleum Liquids | 2 | Electric Utility
2122 | Chillicothe | D3 | Petroleum Liquids | 2 | Electric Utility
2122 | Chillicothe | D4 | Petroleum Liquids | 2 | Electric Utility
2122 | Chillicothe | D5 | Petroleum Liquids | 2 | Electric Utility
2122 | Chillicothe | GT1 | Natural Gas Fired Combustion Turbine | 40 | Electric Utility
2122 | Chillicothe | GT2 | Natural Gas Fired Combustion Turbine | 40 | Electric Utility
10806 | Crystal Springs | GEN1 | Conventional Hydroelectric | 2.3 | IPP Non-CHP
96 | Beluga | 1 | Natural Gas Fired Combustion Turbine | 16 | Electric Utility
96 | Beluga | 2 | Natural Gas Fired Combustion Turbine | 16 | Electric Utility
96 | Beluga | 3 | Natural Gas Fired Combustion Turbine | 59.1 | Electric Utility
96 | Beluga | 5 | Natural Gas Fired Combustion Turbine | 68.3 | Electric Utility
96 | Beluga | 6 | Natural Gas Fired Combined Cycle | 76.5 | Electric Utility
96 | Beluga | 7 | Natural Gas Fired Combined Cycle | 76.5 | Electric Utility
96 | Beluga | 8 | Natural Gas Fired Combined Cycle | 62 | Electric Utility
6291 | Cooper Lake | 1 | Conventional Hydroelectric | 9.7 | Electric Utility
6291 | Cooper Lake | 2 | Conventional Hydroelectric | 9.7 | Electric Utility
6293 | International | 1 | Natural Gas Fired Combustion Turbine | 15 | Electric Utility
6293 | International | 2 | Natural Gas Fired Combustion Turbine | 15 | Electric Utility
6293 | International | 3 | Natural Gas Fired Combustion Turbine | 16.3 | Electric Utility
57036 | Southcentral Power Project | 1 | Natural Gas Fired Combined Cycle | 48.8 | Electric Utility
57036 | Southcentral Power Project | 2 | Natural Gas Fired Combined Cycle | 48.8 | Electric Utility
57036 | Southcentral Power Project | 3 | Natural Gas Fired Combined Cycle | 48.8 | Electric Utility
57036 | Southcentral Power Project | 4 | Natural Gas Fired Combined Cycle | 57.5 | Electric Utility
2832 | Miami Fort | 6 | Conventional Steam Coal | 163.2 | Electric Utility
2832 | Miami Fort | 7 | Conventional Steam Coal | 557.1 | Electric Utility
2832 | Miami Fort | 8 | Conventional Steam Coal | 557.7 | Electric Utility
2832 | Miami Fort | GT3 | Petroleum Liquids | 16.5 | Electric Utility
2832 | Miami Fort | GT4 | Petroleum Liquids | 16.5 | Electric Utility
2832 | Miami Fort | GT5 | Petroleum Liquids | 16.5 | Electric Utility
2832 | Miami Fort | GT6 | Petroleum Liquids | 16.5 | Electric Utility
6019 | W H Zimmer | ST1 | Conventional Steam Coal | 1425.6 | Electric Utility
55111 | Vermillion Energy Facility | CT1 | Natural Gas Fired Combustion Turbine | 85.4 | Electric Utility
55111 | Vermillion Energy Facility | CT2 | Natural Gas Fired Combustion Turbine | 85.4 | Electric Utility
55111 | Vermillion Energy Facility | CT3 | Natural Gas Fired Combustion Turbine | 85.4 | Electric Utility
55111 | Vermillion Energy Facility | CT4 | Natural Gas Fired Combustion Turbine | 85.4 | Electric Utility
55111 | Vermillion Energy Facility | CT5 | Natural Gas Fired Combustion Turbine | 85.4 | Electric Utility
55111 | Vermillion Energy Facility | CT6 | Natural Gas Fired Combustion Turbine | 85.4 | Electric Utility
55111 | Vermillion Energy Facility | CT7 | Natural Gas Fired Combustion Turbine | 85.4 | Electric Utility
55111 | Vermillion Energy Facility | CT8 | Natural Gas Fired Combustion Turbine | 85.4 | Electric Utility
55694 | Quantum Choctaw Power LLC | CT1 | Natural Gas Fired Combined Cycle | 270 | IPP Non-CHP
55694 | Quantum Choctaw Power LLC | CT2 | Natural Gas Fired Combined Cycle | 270 | IPP Non-CHP
55694 | Quantum Choctaw Power LLC | ST1 | Natural Gas Fired Combined Cycle | 310.5 | IPP Non-CHP
55076 | Red Hills Generating Facility | RHGF | Conventional Steam Coal | 513.7 | IPP Non-CHP
992 | CC Perry K | 4 | Natural Gas Steam Turbine | 15 | IPP CHP
992 | CC Perry K | 6 | Natural Gas Steam Turbine | 5 | IPP CHP
992 | CC Perry K | 7 | Natural Gas Steam Turbine | 1.7 | IPP CHP
992 | CC Perry K | 8 | Natural Gas Steam Turbine | 1.7 | IPP CHP
52028 | Puna Geothermal Venture I | OEC11 | Geothermal | 3.5 | IPP Non-CHP
52028 | Puna Geothermal Venture I | OEC12 | Geothermal | 3.5 | IPP Non-CHP
52028 | Puna Geothermal Venture I | OEC13 | Geothermal | 3.5 | IPP Non-CHP
52028 | Puna Geothermal Venture I | OEC14 | Geothermal | 3.5 | IPP Non-CHP
52028 | Puna Geothermal Venture I | OEC15 | Geothermal | 3.5 | IPP Non-CHP
52028 | Puna Geothermal Venture I | OEC21 | Geothermal | 3.5 | IPP Non-CHP
52028 | Puna Geothermal Venture I | OEC22 | Geothermal | 3.5 | IPP Non-CHP
52028 | Puna Geothermal Venture I | OEC23 | Geothermal | 3.5 | IPP Non-CHP
52028 | Puna Geothermal Venture I | OEC24 | Geothermal | 3.5 | IPP Non-CHP
52028 | Puna Geothermal Venture I | OEC25 | Geothermal | 3.5 | IPP Non-CHP
52028 | Puna Geothermal Venture I | OEC31 | Geothermal | 8 | IPP Non-CHP
52028 | Puna Geothermal Venture I | OEC32 | Geothermal | 8 | IPP Non-CHP
7605 | River Road Gen Plant | 1 | Natural Gas Fired Combined Cycle | 248 | Electric Utility
10275 | Florida's Natural Growers | CE50 | Natural Gas Fired Combustion Turbine | 3.5 | Industrial CHP
10275 | Florida's Natural Growers | TA70 | Natural Gas Fired Combustion Turbine | 7.2 | Industrial CHP
50156 | Bear Creek | GEN1 | Conventional Hydroelectric | 3.2 | IPP Non-CHP
54667 | Chino Mines | 7 | Natural Gas Fired Combined Cycle | 16.5 | Industrial Non-CHP
54667 | Chino Mines | 9 | Natural Gas Fired Combined Cycle | 37.5 | Industrial Non-CHP
54387 | Weeks Falls | GEN1 | Conventional Hydroelectric | 4.3 | IPP Non-CHP
10408 | Clark University | GEN2 | Natural Gas Internal Combustion Engine | 2 | Commercial CHP
2059 | L L Wilkins | 6 | Natural Gas Fired Combined Cycle | 6 | Electric Utility
2059 | L L Wilkins | 7 | Natural Gas Steam Turbine | 7.5 | Electric Utility
2059 | L L Wilkins | 8 | Natural Gas Fired Combined Cycle | 16.2 | Electric Utility
2059 | L L Wilkins | 9 | Natural Gas Fired Combined Cycle | 25.5 | Electric Utility
55395 | Crossroads Energy Center | CT01 | Natural Gas Fired Combustion Turbine | 76.6 | Electric Utility
55395 | Crossroads Energy Center | CT02 | Natural Gas Fired Combustion Turbine | 76.6 | Electric Utility
55395 | Crossroads Energy Center | CT03 | Natural Gas Fired Combustion Turbine | 76.6 | Electric Utility
55395 | Crossroads Energy Center | CT04 | Natural Gas Fired Combustion Turbine | 76.6 | Electric Utility
1270 | Clay Center | 5 | Natural Gas Steam Turbine | 3 | Electric Utility
1270 | Clay Center | 6 | Natural Gas Steam Turbine | 5 | Electric Utility
1270 | Clay Center | IC1 | Natural Gas Internal Combustion Engine | 0.9 | Electric Utility
1270 | Clay Center | IC2 | Natural Gas Internal Combustion Engine | 2.1 | Electric Utility
1270 | Clay Center | IC3 | Natural Gas Internal Combustion Engine | 5.1 | Electric Utility
1270 | Clay Center | IC4 | Natural Gas Internal Combustion Engine | 3.5 | Electric Utility
1270 | Clay Center | IC5 | Natural Gas Internal Combustion Engine | 3.5 | Electric Utility
1270 | Clay Center | IC6 | Natural Gas Internal Combustion Engine | 6.8 | Electric Utility
2906 | Collinwood | 3 | Natural Gas Fired Combustion Turbine | 16 | Electric Utility
2909 | West 41st Street | 1 | Natural Gas Fired Combustion Turbine | 16 | Electric Utility
2909 | West 41st Street | 2 | Natural Gas Fired Combustion Turbine | 16 | Electric Utility
50921 | Co-Gen LLC | GEN1 | Wood/Wood Waste Biomass | 7.5 | IPP CHP
10741 | Clear Lake Cogeneration Ltd | G102 | Natural Gas Fired Combined Cycle | 129 | IPP CHP
10741 | Clear Lake Cogeneration Ltd | G103 | Natural Gas Fired Combined Cycle | 129 | IPP CHP
10741 | Clear Lake Cogeneration Ltd | G104 | Natural Gas Fired Combined Cycle | 129 | IPP CHP
10741 | Clear Lake Cogeneration Ltd | S101 | Natural Gas Fired Combined Cycle | 51.9 | IPP CHP
10741 | Clear Lake Cogeneration Ltd | S102 | Natural Gas Fired Combined Cycle | 14.3 | IPP CHP
55152 | Bank of America Plaza | GEN1 | Petroleum Liquids | 1.5 | Commercial Non-CHP
55152 | Bank of America Plaza | GEN2 | Petroleum Liquids | 1.5 | Commercial Non-CHP
10849 | Silver Bay Power | GEN1 | Conventional Steam Coal | 50 | Industrial CHP
10849 | Silver Bay Power | GEN2 | Conventional Steam Coal | 81.6 | Industrial CHP
1818 | Clinton | 1 | Petroleum Liquids | 0.5 | Electric Utility
1818 | Clinton | 2 | Petroleum Liquids | 0.5 | Electric Utility
1818 | Clinton | 6 | Natural Gas Internal Combustion Engine | 2 | Electric Utility
1750 | Manistique | 1 | Petroleum Liquids | 2 | Electric Utility
1750 | Manistique | 2 | Petroleum Liquids | 2.8 | Electric Utility
1751 | Edison Sault | 10 | Conventional Hydroelectric | 0.6 | Electric Utility
1751 | Edison Sault | 11 | Conventional Hydroelectric | 0.6 | Electric Utility
1751 | Edison Sault | 12 | Conventional Hydroelectric | 0.6 | Electric Utility
1751 | Edison Sault | 13 | Conventional Hydroelectric | 0.6 | Electric Utility
1751 | Edison Sault | 14 | Conventional Hydroelectric | 0.6 | Electric Utility
1751 | Edison Sault | 15 | Conventional Hydroelectric | 0.6 | Electric Utility
1751 | Edison Sault | 16 | Conventional Hydroelectric | 0.6 | Electric Utility
1751 | Edison Sault | 17 | Conventional Hydroelectric | 0.6 | Electric Utility
1751 | Edison Sault | 18 | Conventional Hydroelectric | 0.6 | Electric Utility
1751 | Edison Sault | 19 | Conventional Hydroelectric | 0.6 | Electric Utility
1751 | Edison Sault | 20 | Conventional Hydroelectric | 0.6 | Electric Utility
1751 | Edison Sault | 21 | Conventional Hydroelectric | 0.6 | Electric Utility
1751 | Edison Sault | 22 | Conventional Hydroelectric | 0.6 | Electric Utility
1751 | Edison Sault | 23 | Conventional Hydroelectric | 0.6 | Electric Utility
1751 | Edison Sault | 24 | Conventional Hydroelectric | 0.6 | Electric Utility
1751 | Edison Sault | 25 | Conventional Hydroelectric | 0.6 | Electric Utility
1751 | Edison Sault | 26 | Conventional Hydroelectric | 0.6 | Electric Utility
1751 | Edison Sault | 27 | Conventional Hydroelectric | 0.6 | Electric Utility
1751 | Edison Sault | 28 | Conventional Hydroelectric | 0.6 | Electric Utility
1751 | Edison Sault | 29 | Conventional Hydroelectric | 0.6 | Electric Utility
1751 | Edison Sault | 30 | Conventional Hydroelectric | 0.6 | Electric Utility
1751 | Edison Sault | 31 | Conventional Hydroelectric | 0.6 | Electric Utility
1751 | Edison Sault | 32 | Conventional Hydroelectric | 0.6 | Electric Utility
1751 | Edison Sault | 33 | Conventional Hydroelectric | 0.6 | Electric Utility
1751 | Edison Sault | 34 | Conventional Hydroelectric | 0.6 | Electric Utility
1751 | Edison Sault | 35 | Conventional Hydroelectric | 0.6 | Electric Utility
1751 | Edison Sault | 36 | Conventional Hydroelectric | 0.6 | Electric Utility
1751 | Edison Sault | 37 | Conventional Hydroelectric | 0.6 | Electric Utility
1751 | Edison Sault | 38 | Conventional Hydroelectric | 0.6 | Electric Utility
1751 | Edison Sault | 39 | Conventional Hydroelectric | 0.6 | Electric Utility
1751 | Edison Sault | 40 | Conventional Hydroelectric | 0.6 | Electric Utility
1751 | Edison Sault | 41 | Conventional Hydroelectric | 0.6 | Electric Utility
1751 | Edison Sault | 42 | Conventional Hydroelectric | 0.5 | Electric Utility
1751 | Edison Sault | 45 | Conventional Hydroelectric | 0.6 | Electric Utility
1751 | Edison Sault | 46 | Conventional Hydroelectric | 0.6 | Electric Utility
1751 | Edison Sault | 47 | Conventional Hydroelectric | 0.6 | Electric Utility
1751 | Edison Sault | 48 | Conventional Hydroelectric | 0.6 | Electric Utility
1751 | Edison Sault | 49 | Conventional Hydroelectric | 0.6 | Electric Utility
1751 | Edison Sault | 50 | Conventional Hydroelectric | 0.6 | Electric Utility
1751 | Edison Sault | 51 | Conventional Hydroelectric | 0.6 | Electric Utility
1751 | Edison Sault | 52 | Conventional Hydroelectric | 0.6 | Electric Utility
1751 | Edison Sault | 53 | Conventional Hydroelectric | 0.6 | Electric Utility
1751 | Edison Sault | 54 | Conventional Hydroelectric | 0.6 | Electric Utility
1751 | Edison Sault | 55 | Conventional Hydroelectric | 0.6 | Electric Utility
1751 | Edison Sault | 56 | Conventional Hydroelectric | 0.6 | Electric Utility
1751 | Edison Sault | 57 | Conventional Hydroelectric | 0.6 | Electric Utility
1751 | Edison Sault | 58 | Conventional Hydroelectric | 0.6 | Electric Utility
1751 | Edison Sault | 59 | Conventional Hydroelectric | 0.6 | Electric Utility
1751 | Edison Sault | 6 | Conventional Hydroelectric | 0.6 | Electric Utility
1751 | Edison Sault | 60 | Conventional Hydroelectric | 0.6 | Electric Utility
1751 | Edison Sault | 61 | Conventional Hydroelectric | 0.6 | Electric Utility
1751 | Edison Sault | 62 | Conventional Hydroelectric | 0.5 | Electric Utility
1751 | Edison Sault | 63 | Conventional Hydroelectric | 0.5 | Electric Utility
1751 | Edison Sault | 64 | Conventional Hydroelectric | 0.5 | Electric Utility
1751 | Edison Sault | 65 | Conventional Hydroelectric | 0.5 | Electric Utility
1751 | Edison Sault | 66 | Conventional Hydroelectric | 0.5 | Electric Utility
1751 | Edison Sault | 67 | Conventional Hydroelectric | 0.5 | Electric Utility
1751 | Edison Sault | 68 | Conventional Hydroelectric | 0.5 | Electric Utility
1751 | Edison Sault | 69 | Conventional Hydroelectric | 0.5 | Electric Utility
1751 | Edison Sault | 7 | Conventional Hydroelectric | 0.6 | Electric Utility
1751 | Edison Sault | 70 | Conventional Hydroelectric | 0.5 | Electric Utility
1751 | Edison Sault | 71 | Conventional Hydroelectric | 0.5 | Electric Utility
1751 | Edison Sault | 72 | Conventional Hydroelectric | 0.5 | Electric Utility
1751 | Edison Sault | 73 | Conventional Hydroelectric | 0.5 | Electric Utility
1751 | Edison Sault | 74 | Conventional Hydroelectric | 0.5 | Electric Utility
1751 | Edison Sault | 75 | Conventional Hydroelectric | 0.5 | Electric Utility
1751 | Edison Sault | 76 | Conventional Hydroelectric | 0.5 | Electric Utility
1751 | Edison Sault | 77 | Conventional Hydroelectric | 0.5 | Electric Utility
1751 | Edison Sault | 78 | Conventional Hydroelectric | 0.5 | Electric Utility
1751 | Edison Sault | 79 | Conventional Hydroelectric | 0.5 | Electric Utility
1751 | Edison Sault | 8 | Conventional Hydroelectric | 0.6 | Electric Utility
1751 | Edison Sault | 80 | Conventional Hydroelectric | 0.5 | Electric Utility
1751 | Edison Sault | 9 | Conventional Hydroelectric | 0.6 | Electric Utility
1868 | Dafter | 1 | Petroleum Liquids | 1 | Electric Utility
1868 | Dafter | 3 | Petroleum Liquids | 1 | Electric Utility
1868 | Dafter | 4 | Petroleum Liquids | 3 | Electric Utility
1868 | Dafter | 5 | Petroleum Liquids | 3 | Electric Utility
6369 | Detour | 6 | Petroleum Liquids | 3 | Electric Utility
6369 | Detour | 7 | Petroleum Liquids | 3 | Electric Utility
10822 | Grayling Generating Station | GEN1 | Wood/Wood Waste Biomass | 38 | IPP Non-CHP
54751 | Genesee Power Station LP | GEN1 | Wood/Wood Waste Biomass | 39.5 | IPP Non-CHP
10525 | Craven County Wood Energy LP | 1UNI | Wood/Wood Waste Biomass | 50 | IPP Non-CHP
55101 | Kalamazoo River Generating Station | 0001 | Natural Gas Fired Combustion Turbine | 73.1 | IPP Non-CHP
55102 | Livingston Generating Station | 001 | Natural Gas Fired Combustion Turbine | 42.9 | IPP Non-CHP
55102 | Livingston Generating Station | 002 | Natural Gas Fired Combustion Turbine | 42.4 | IPP Non-CHP
55102 | Livingston Generating Station | 003 | Natural Gas Fired Combustion Turbine | 42.4 | IPP Non-CHP
55102 | Livingston Generating Station | 004 | Natural Gas Fired Combustion Turbine | 42.4 | IPP Non-CHP
50131 | Coalinga Cogeneration | K100 | Natural Gas Fired Combustion Turbine | 38.4 | IPP CHP
50006 | Linden Cogen Plant | GTG1 | Natural Gas Fired Combined Cycle | 95.2 | IPP CHP
50006 | Linden Cogen Plant | GTG2 | Natural Gas Fired Combined Cycle | 95.2 | IPP CHP
50006 | Linden Cogen Plant | GTG3 | Natural Gas Fired Combined Cycle | 95.2 | IPP CHP
50006 | Linden Cogen Plant | GTG4 | Natural Gas Fired Combined Cycle | 95.2 | IPP CHP
50006 | Linden Cogen Plant | GTG5 | Natural Gas Fired Combined Cycle | 95.2 | IPP CHP
50006 | Linden Cogen Plant | GTG6 | Natural Gas Fired Combined Cycle | 212.5 | IPP CHP
50006 | Linden Cogen Plant | STG1 | Natural Gas Fired Combined Cycle | 95.2 | IPP CHP
50006 | Linden Cogen Plant | STG2 | Natural Gas Fired Combined Cycle | 95.2 | IPP CHP
50006 | Linden Cogen Plant | STG3 | Natural Gas Fired Combined Cycle | 95.2 | IPP CHP
1271 | Coffeyville | 1 | Petroleum Liquids | 2 | Electric Utility
1271 | Coffeyville | 2 | Petroleum Liquids | 2 | Electric Utility
1271 | Coffeyville | 6 | Natural Gas Steam Turbine | 18.7 | Electric Utility
1271 | Coffeyville | 7 | Natural Gas Steam Turbine | 40 | Electric Utility
1132 | Coggon | 4 | Petroleum Liquids | 0.6 | Electric Utility
1132 | Coggon | IC1 | Petroleum Liquids | 0.6 | Electric Utility
1132 | Coggon | IC5 | Petroleum Liquids | 2 | Electric Utility
1272 | Colby City of | 3 | Petroleum Liquids | 2.5 | Electric Utility
1272 | Colby City of | 4 | Petroleum Liquids | 1.7 | Electric Utility
1272 | Colby City of | 5 | Petroleum Liquids | 1.3 | Electric Utility
1272 | Colby City of | 6 | Petroleum Liquids | 4.5 | Electric Utility
1272 | Colby City of | 7 | Petroleum Liquids | 4.5 | Electric Utility
1272 | Colby City of | 8 | Petroleum Liquids | 2.7 | Electric Utility
50993 | Co-Gen II LLC | GEN1 | Wood/Wood Waste Biomass | 7.5 | IPP CHP
10661 | Collins Pine Project | GEN4 | Wood/Wood Waste Biomass | 12 | Industrial CHP
492 | Martin Drake | 5 | Conventional Steam Coal | 50 | Electric Utility
492 | Martin Drake | 6 | Conventional Steam Coal | 75 | Electric Utility
492 | Martin Drake | 7 | Conventional Steam Coal | 132 | Electric Utility
493 | George Birdsall | 1 | Natural Gas Steam Turbine | 17.3 | Electric Utility
493 | George Birdsall | 2 | Natural Gas Steam Turbine | 18.8 | Electric Utility
493 | George Birdsall | 3 | Natural Gas Steam Turbine | 23.5 | Electric Utility
494 | Manitou Springs | 1 | Conventional Hydroelectric | 2.5 | Electric Utility
494 | Manitou Springs | 2 | Conventional Hydroelectric | 2.5 | Electric Utility
494 | Manitou Springs | 3 | Conventional Hydroelectric | 1 | Electric Utility
495 | Ruxton Park | 1 | Conventional Hydroelectric | 1.2 | Electric Utility
7233 | Tesla | 1 | Conventional Hydroelectric | 27.6 | Electric Utility
8219 | Ray D Nixon | 1 | Conventional Steam Coal | 207 | Electric Utility
8219 | Ray D Nixon | GT1 | Natural Gas Fired Combustion Turbine | 37.8 | Electric Utility
8219 | Ray D Nixon | GT2 | Natural Gas Fired Combustion Turbine | 37.8 | Electric Utility
55283 | Front Range Power Plant | 1 | Natural Gas Fired Combined Cycle | 154 | Electric Utility
55283 | Front Range Power Plant | 2 | Natural Gas Fired Combined Cycle | 154 | Electric Utility
55283 | Front Range Power Plant | 3 | Natural Gas Fired Combined Cycle | 233 | Electric Utility
7179 | Headgate Rock | 1 | Conventional Hydroelectric | 6.5 | Electric Utility
7179 | Headgate Rock | 2 | Conventional Hydroelectric | 6.5 | Electric Utility
7179 | Headgate Rock | 3 | Conventional Hydroelectric | 6.5 | Electric Utility
10300 | Desert View Power | GEN1 | Wood/Wood Waste Biomass | 55.5 | IPP Non-CHP
55386 | Columbia Energy Center (SC) | CT1 | Natural Gas Fired Combined Cycle | 197 | IPP CHP
55386 | Columbia Energy Center (SC) | CT2 | Natural Gas Fired Combined Cycle | 197 | IPP CHP
55386 | Columbia Energy Center (SC) | ST1 | Natural Gas Fired Combined Cycle | 274.5 | IPP CHP
2123 | Columbia (MO) | 5 | Conventional Steam Coal | 16.5 | Electric Utility
2123 | Columbia (MO) | 6 | Natural Gas Fired Combustion Turbine | 12.5 | Electric Utility
2123 | Columbia (MO) | 7 | Conventional Steam Coal | 22 | Electric Utility
2123 | Columbia (MO) | 8 | Natural Gas Steam Turbine | 35 | Electric Utility
2123 | Columbia (MO) | DAN1 | Petroleum Liquids | 2 | Electric Utility
2123 | Columbia (MO) | LF1 | Landfill Gas | 1 | Electric Utility
2123 | Columbia (MO) | LF2 | Landfill Gas | 1 | Electric Utility
2123 | Columbia (MO) | LF3 | Landfill Gas | 1 | Electric Utility
2123 | Columbia (MO) | MBS1 | Petroleum Liquids | 1 | Electric Utility
2123 | Columbia (MO) | MBS2 | Petroleum Liquids | 1 | Electric Utility
2123 | Columbia (MO) | SF1 | Petroleum Liquids | 1 | Electric Utility
2123 | Columbia (MO) | SF2 | Petroleum Liquids | 1 | Electric Utility
2123 | Columbia (MO) | SH1 | Petroleum Liquids | 1.3 | Electric Utility
2123 | Columbia (MO) | SH2 | Petroleum Liquids | 1.3 | Electric Utility
2123 | Columbia (MO) | WTP1 | Petroleum Liquids | 2 | Electric Utility
2123 | Columbia (MO) | WTP2 | Petroleum Liquids | 2 | Electric Utility
55447 | Columbia Energy Center | CT01 | Natural Gas Fired Combustion Turbine | 40.7 | Electric Utility
55447 | Columbia Energy Center | CT02 | Natural Gas Fired Combustion Turbine | 40.7 | Electric Utility
55447 | Columbia Energy Center | CT03 | Natural Gas Fired Combustion Turbine | 40.7 | Electric Utility
55447 | Columbia Energy Center | CT04 | Natural Gas Fired Combustion Turbine | 40.7 | Electric Utility
7279 | O'Shaughnessy Hydro | 1 | Conventional Hydroelectric | 1.3 | Electric Utility
7279 | O'Shaughnessy Hydro | 2 | Conventional Hydroelectric | 3.9 | Electric Utility
56420 | Renick Run Pumping Station 03-04 | 0003 | Petroleum Liquids | 1.4 | Electric Utility
56420 | Renick Run Pumping Station 03-04 | 0004 | Petroleum Liquids | 1.4 | Electric Utility
56421 | PS ST-8 Engine No 1 | 0005 | Petroleum Liquids | 2 | Electric Utility
56422 | ST-1/1A Engine No 1 | 0006 | Petroleum Liquids | 1.3 | Electric Utility
56423 | Dodge Park Engine No 1 | 0007 | Petroleum Liquids | 2 | Electric Utility
54457 | Hewlett Packard Alpharetta | ALF1 | Petroleum Liquids | 1 | Commercial Non-CHP
54457 | Hewlett Packard Alpharetta | ALF2 | Petroleum Liquids | 1 | Commercial Non-CHP
54457 | Hewlett Packard Alpharetta | ALF3 | Petroleum Liquids | 1 | Commercial Non-CHP
54457 | Hewlett Packard Alpharetta | ALF4 | Petroleum Liquids | 1 | Commercial Non-CHP
54457 | Hewlett Packard Alpharetta | ALF5 | Petroleum Liquids | 1 | Commercial Non-CHP
54457 | Hewlett Packard Alpharetta | B1GN1 | Petroleum Liquids | 1.5 | Commercial Non-CHP
54457 | Hewlett Packard Alpharetta | B1GN2 | Petroleum Liquids | 1.5 | Commercial Non-CHP
1553 | Gould Street | 3 | Natural Gas Steam Turbine | 103.5 | IPP Non-CHP
1555 | Notch Cliff | GT1 | Natural Gas Fired Combustion Turbine | 18 | IPP Non-CHP
1555 | Notch Cliff | GT2 | Natural Gas Fired Combustion Turbine | 18 | IPP Non-CHP
1555 | Notch Cliff | GT3 | Natural Gas Fired Combustion Turbine | 18 | IPP Non-CHP
1555 | Notch Cliff | GT4 | Natural Gas Fired Combustion Turbine | 18 | IPP Non-CHP
1555 | Notch Cliff | GT5 | Natural Gas Fired Combustion Turbine | 18 | IPP Non-CHP
1555 | Notch Cliff | GT6 | Natural Gas Fired Combustion Turbine | 18 | IPP Non-CHP
1555 | Notch Cliff | GT7 | Natural Gas Fired Combustion Turbine | 18 | IPP Non-CHP
1555 | Notch Cliff | GT8 | Natural Gas Fired Combustion Turbine | 18 | IPP Non-CHP
1556 | Perryman | GT1 | Petroleum Liquids | 53.1 | IPP Non-CHP
1556 | Perryman | GT2 | Petroleum Liquids | 53.1 | IPP Non-CHP
1556 | Perryman | GT3 | Petroleum Liquids | 53.1 | IPP Non-CHP
1556 | Perryman | GT4 | Petroleum Liquids | 53.1 | IPP Non-CHP
1556 | Perryman | GT5 | Natural Gas Fired Combustion Turbine | 192 | IPP Non-CHP
1557 | Philadelphia | GT1 | Petroleum Liquids | 20.7 | IPP Non-CHP
1557 | Philadelphia | GT2 | Petroleum Liquids | 20.7 | IPP Non-CHP
1557 | Philadelphia | GT3 | Petroleum Liquids | 20.7 | IPP Non-CHP
1557 | Philadelphia | GT4 | Petroleum Liquids | 20.7 | IPP Non-CHP
1559 | Riverside (MD) | 4 | Natural Gas Steam Turbine | 72.2 | IPP Non-CHP
1559 | Riverside (MD) | GT7 | Petroleum Liquids | 25 | IPP Non-CHP
1559 | Riverside (MD) | GT8 | Petroleum Liquids | 25 | IPP Non-CHP
1560 | Westport | GT5 | Natural Gas Fired Combustion Turbine | 121.5 | IPP Non-CHP
55066 | Heat Recovery Coke Facility | TG18 | All Other | 94.6 | Industrial Non-CHP
6635 | A L Pierce | 4 | Natural Gas Fired Combustion Turbine | 84 | Electric Utility
56256 | John Street 1, 3, 4 & 5 | JS 3 | Petroleum Liquids | 1.8 | Electric Utility
56256 | John Street 1, 3, 4 & 5 | JS 4 | Petroleum Liquids | 1.8 | Electric Utility
56256 | John Street 1, 3, 4 & 5 | JS 5 | Petroleum Liquids | 1.8 | Electric Utility
57598 | Bridge Street 1 & 2 | BS1 | Petroleum Liquids | 2.5 | Electric Utility
57598 | Bridge Street 1 & 2 | BS2 | Petroleum Liquids | 2.5 | Electric Utility
57599 | Fort Hill 1, 2, 3 & 4 | FH1 | Petroleum Liquids | 2.5 | Electric Utility
57599 | Fort Hill 1, 2, 3 & 4 | FH2 | Petroleum Liquids | 2.5 | Electric Utility
57599 | Fort Hill 1, 2, 3 & 4 | FH3 | Petroleum Liquids | 2.5 | Electric Utility
57599 | Fort Hill 1, 2, 3 & 4 | FH4 | Petroleum Liquids | 2.5 | Electric Utility
57600 | Fishers Island 1 | FI1 | Petroleum Liquids | 2.5 | Electric Utility
57601 | Gary Court 1 & 2 | GC1 | Petroleum Liquids | 2.5 | Electric Utility
57601 | Gary Court 1 & 2 | GC2 | Petroleum Liquids | 2.5 | Electric Utility
57602 | Jewett City 1 | JC1 | Petroleum Liquids | 2.5 | Electric Utility
57603 | LNG 1 & 2 | LNG1 | Petroleum Liquids | 2.5 | Electric Utility
57603 | LNG 1 & 2 | LNG2 | Petroleum Liquids | 2.5 | Electric Utility
57604 | Lebanon Pines 1 & 2 | LP1 | Petroleum Liquids | 2.5 | Electric Utility
57604 | Lebanon Pines 1 & 2 | LP2 | Petroleum Liquids | 2.5 | Electric Utility
57605 | Water Treatment 1 & 2 | WT1 | Petroleum Liquids | 2.5 | Electric Utility
57605 | Water Treatment 1 & 2 | WT2 | Petroleum Liquids | 2.5 | Electric Utility
59415 | Backus Microgrid Project | BMP1 | Petroleum Liquids | 2.5 | Electric Utility
59415 | Backus Microgrid Project | BMP2 | Petroleum Liquids | 2.5 | Electric Utility
59415 | Backus Microgrid Project | BMP3 | Petroleum Liquids | 2.5 | Electric Utility
59415 | Backus Microgrid Project | BMP4 | Petroleum Liquids | 2.5 | Electric Utility
55381 | Commonwealth Chesapeake | UNT1 | Petroleum Liquids | 57.5 | IPP Non-CHP
55381 | Commonwealth Chesapeake | UNT2 | Petroleum Liquids | 57.5 | IPP Non-CHP
55381 | Commonwealth Chesapeake | UNT3 | Petroleum Liquids | 57.5 | IPP Non-CHP
55381 | Commonwealth Chesapeake | UNT4 | Petroleum Liquids | 57.5 | IPP Non-CHP
55381 | Commonwealth Chesapeake | UNT5 | Petroleum Liquids | 57.5 | IPP Non-CHP
55381 | Commonwealth Chesapeake | UNT6 | Petroleum Liquids | 57.5 | IPP Non-CHP
55381 | Commonwealth Chesapeake | UNT7 | Petroleum Liquids | 57.5 | IPP Non-CHP
54384 | EHC West Hopkinton | GEN1 | Conventional Hydroelectric | 1 | IPP Non-CHP
54418 | Rollinsford | GEN1 | Conventional Hydroelectric | 0.7 | IPP Non-CHP
54418 | Rollinsford | GEN2 | Conventional Hydroelectric | 0.7 | IPP Non-CHP
50119 | Phillips 66 Rodeo Refinery | GENA | Other Gases | 18.3 | Industrial CHP
50119 | Phillips 66 Rodeo Refinery | GENB | Other Gases | 18.3 | Industrial CHP
50119 | Phillips 66 Rodeo Refinery | GENC | Other Gases | 18.3 | Industrial CHP
55188 | Cordova Energy | PT11 | Natural Gas Fired Combined Cycle | 210 | IPP Non-CHP
55188 | Cordova Energy | PT21 | Natural Gas Fired Combined Cycle | 210 | IPP Non-CHP
55188 | Cordova Energy | PT31 | Natural Gas Fired Combined Cycle | 191.2 | IPP Non-CHP
50702 | Salmon Falls | GEN1 | Conventional Hydroelectric | 0.4 | IPP Non-CHP
50702 | Salmon Falls | GEN2 | Conventional Hydroelectric | 0.4 | IPP Non-CHP
50702 | Salmon Falls | GEN3 | Conventional Hydroelectric | 0.4 | IPP Non-CHP
10784 | Colstrip Energy LP | GEN1 | Conventional Steam Coal | 46.1 | IPP Non-CHP
54556 | Ingredion Incorporated | TG03 | Natural Gas Fired Combustion Turbine | 4.8 | Industrial CHP
54556 | Ingredion Incorporated | TG04 | Natural Gas Fired Combustion Turbine | 4.8 | Industrial CHP
54556 | Ingredion Incorporated | TGO1 | Conventional Steam Coal | 22.5 | Industrial CHP
54556 | Ingredion Incorporated | TGO2 | Conventional Steam Coal | 22.5 | Industrial CHP
2493 | East River | 1 | Natural Gas Fired Combustion Turbine | 180 | Electric Utility
2493 | East River | 2 | Natural Gas Fired Combustion Turbine | 180 | Electric Utility
2493 | East River | 6 | Petroleum Liquids | 156.2 | Electric Utility
2493 | East River | 7 | Petroleum Liquids | 200 | Electric Utility
2496 | Hudson Avenue | 4 | Petroleum Liquids | 16.3 | Electric Utility
2496 | Hudson Avenue | GT3 | Petroleum Liquids | 16.3 | Electric Utility
2496 | Hudson Avenue | GT5 | Petroleum Liquids | 16.3 | Electric Utility
2503 | 59th Street | GT1 | Natural Gas Fired Combustion Turbine | 17.1 | Electric Utility
2504 | 74th Street | GT1 | Petroleum Liquids | 18.5 | Electric Utility
2504 | 74th Street | GT2 | Petroleum Liquids | 18.5 | Electric Utility
3971 | Biron | 1 | Conventional Hydroelectric | 1.4 | Electric Utility
3971 | Biron | 2 | Conventional Hydroelectric | 1.4 | Electric Utility
3971 | Biron | 3 | Conventional Hydroelectric | 0.4 | Electric Utility
3971 | Biron | 4 | Conventional Hydroelectric | 0.4 | Electric Utility
3971 | Biron | 5 | Conventional Hydroelectric | 0.4 | Electric Utility
3971 | Biron | 6 | Conventional Hydroelectric | 0.4 | Electric Utility
3971 | Biron | 7 | Conventional Hydroelectric | 0.4 | Electric Utility
3971 | Biron | 9 | Conventional Hydroelectric | 0.8 | Electric Utility
3972 | Du Bay | 1 | Conventional Hydroelectric | 1.2 | Electric Utility
3972 | Du Bay | 2 | Conventional Hydroelectric | 2 | Electric Utility
3972 | Du Bay | 3 | Conventional Hydroelectric | 2 | Electric Utility
3972 | Du Bay | 4 | Conventional Hydroelectric | 2 | Electric Utility
3973 | Stevens Point | 1 | Conventional Hydroelectric | 0.8 | Electric Utility
3973 | Stevens Point | 2 | Conventional Hydroelectric | 0.8 | Electric Utility
3973 | Stevens Point | 3 | Conventional Hydroelectric | 0.8 | Electric Utility
3973 | Stevens Point | 4 | Conventional Hydroelectric | 0.8 | Electric Utility
3973 | Stevens Point | 5 | Conventional Hydroelectric | 0.8 | Electric Utility
3973 | Stevens Point | 6 | Conventional Hydroelectric | 0.8 | Electric Utility
3974 | Wisconsin Rapids | 1 | Conventional Hydroelectric | 2.3 | Electric Utility
3974 | Wisconsin Rapids | 10 | Conventional Hydroelectric | 0.6 | Electric Utility
3974 | Wisconsin Rapids | 2 | Conventional Hydroelectric | 2.3 | Electric Utility
3974 | Wisconsin Rapids | 3 | Conventional Hydroelectric | 0.6 | Electric Utility
3974 | Wisconsin Rapids | 4 | Conventional Hydroelectric | 0.6 | Electric Utility
3974 | Wisconsin Rapids | 5 | Conventional Hydroelectric | 0.6 | Electric Utility
3974 | Wisconsin Rapids | 6 | Conventional Hydroelectric | 0.3 | Electric Utility
3974 | Wisconsin Rapids | 7 | Conventional Hydroelectric | 0.6 | Electric Utility
3974 | Wisconsin Rapids | 8 | Conventional Hydroelectric | 0.3 | Electric Utility
3974 | Wisconsin Rapids | 9 | Conventional Hydroelectric | 0.6 | Electric Utility
3975 | Whiting | 1 | Conventional Hydroelectric | 1.2 | Electric Utility
3975 | Whiting | 10 | Conventional Hydroelectric | 0.3 | Electric Utility
3975 | Whiting | 2 | Conventional Hydroelectric | 0.5 | Electric Utility
3975 | Whiting | 3 | Conventional Hydroelectric | 0.5 | Electric Utility
3975 | Whiting | 4 | Conventional Hydroelectric | 0.5 | Electric Utility
3975 | Whiting | 5 | Conventional Hydroelectric | 0.5 | Electric Utility
3975 | Whiting | 6 | Conventional Hydroelectric | 0.5 | Electric Utility
3975 | Whiting | 7 | Conventional Hydroelectric | 0.5 | Electric Utility
3975 | Whiting | 8 | Conventional Hydroelectric | 0.3 | Electric Utility
3975 | Whiting | 9 | Conventional Hydroelectric | 0.3 | Electric Utility
1693 | Alcona | 1 | Conventional Hydroelectric | 4 | Electric Utility
1693 | Alcona | 2 | Conventional Hydroelectric | 4 | Electric Utility
1694 | Allegan Dam | 1 | Conventional Hydroelectric | 0.5 | Electric Utility
1694 | Allegan Dam | 2 | Conventional Hydroelectric | 0.9 | Electric Utility
1694 | Allegan Dam | 3 | Conventional Hydroelectric | 1.2 | Electric Utility
1695 | B C Cobb | 1 | Natural Gas Steam Turbine | 69 | Electric Utility
1695 | B C Cobb | 2 | Natural Gas Steam Turbine | 69 | Electric Utility
1695 | B C Cobb | 3 | Natural Gas Steam Turbine | 69 | Electric Utility
1695 | B C Cobb | 4 | Conventional Steam Coal | 156.3 | Electric Utility
1695 | B C Cobb | 5 | Conventional Steam Coal | 156.3 | Electric Utility
1698 | C W Tippy | 1 | Conventional Hydroelectric | 6.7 | Electric Utility
1698 | C W Tippy | 2 | Conventional Hydroelectric | 6.7 | Electric Utility
1698 | C W Tippy | 3 | Conventional Hydroelectric | 6.7 | Electric Utility
1700 | Cooke | 1 | Conventional Hydroelectric | 3 | Electric Utility
1700 | Cooke | 2 | Conventional Hydroelectric | 3 | Electric Utility
1700 | Cooke | 3 | Conventional Hydroelectric | 3 | Electric Utility
1701 | Croton | 1 | Conventional Hydroelectric | 3 | Electric Utility
1701 | Croton | 2 | Conventional Hydroelectric | 3 | Electric Utility
1701 | Croton | 3 | Conventional Hydroelectric | 1.4 | Electric Utility
1701 | Croton | 4 | Conventional Hydroelectric | 1.5 | Electric Utility
1702 | Dan E Karn | 1A | Conventional Steam Coal | 136 | Electric Utility
1702 | Dan E Karn | 1B | Conventional Steam Coal | 136 | Electric Utility
1702 | Dan E Karn | 2A | Conventional Steam Coal | 136 | Electric Utility
1702 | Dan E Karn | 2B | Conventional Steam Coal | 136 | Electric Utility
1702 | Dan E Karn | 3 | Natural Gas Steam Turbine | 692.5 | Electric Utility
1702 | Dan E Karn | 4 | Natural Gas Steam Turbine | 709.8 | Electric Utility
1704 | Five Channels | 1 | Conventional Hydroelectric | 3 | Electric Utility
1704 | Five Channels | 2 | Conventional Hydroelectric | 3 | Electric Utility
1705 | Foote | 1 | Conventional Hydroelectric | 3 | Electric Utility
1705 | Foote | 2 | Conventional Hydroelectric | 3 | Electric Utility
1705 | Foote | 3 | Conventional Hydroelectric | 3 | Electric Utility
1706 | Gaylord - Consumers | 1 | Natural Gas Fired Combustion Turbine | 16 | Electric Utility
1706 | Gaylord - Consumers | 2 | Natural Gas Fired Combustion Turbine | 16 | Electric Utility
1706 | Gaylord - Consumers | 3 | Natural Gas Fired Combustion Turbine | 16 | Electric Utility
1707 | Hardy | 1 | Conventional Hydroelectric | 10 | Electric Utility
1707 | Hardy | 2 | Conventional Hydroelectric | 10 | Electric Utility
1707 | Hardy | 3 | Conventional Hydroelectric | 11.5 | Electric Utility
1708 | Hodenpyl | 1 | Conventional Hydroelectric | 8.5 | Electric Utility
1708 | Hodenpyl | 2 | Conventional Hydroelectric | 8.5 | Electric Utility
1710 | J H Campbell | 1 | Conventional Steam Coal | 265.2 | Electric Utility
1710 | J H Campbell | 2 | Conventional Steam Coal | 378.8 | Electric Utility
1710 | J H Campbell | 3 | Conventional Steam Coal | 916.8 | Electric Utility
1710 | J H Campbell | A | Petroleum Liquids | 18.6 | Electric Utility
1712 | Loud | 1 | Conventional Hydroelectric | 2 | Electric Utility
1712 | Loud | 2 | Conventional Hydroelectric | 2 | Electric Utility
1713 | Ludington | 1 | Hydroelectric Pumped Storage | 329.8 | Electric Utility
1713 | Ludington | 2 | Hydroelectric Pumped Storage | 329.8 | Electric Utility
1713 | Ludington | 3 | Hydroelectric Pumped Storage | 329.8 | Electric Utility
1713 | Ludington | 4 | Hydroelectric Pumped Storage | 329.8 | Electric Utility
1713 | Ludington | 5 | Hydroelectric Pumped Storage | 329.8 | Electric Utility
1713 | Ludington | 6 | Hydroelectric Pumped Storage | 329.8 | Electric Utility
1714 | Mio | 1 | Conventional Hydroelectric | 2.5 | Electric Utility
1714 | Mio | 2 | Conventional Hydroelectric | 2.5 | Electric Utility
1716 | Rogers | 1 | Conventional Hydroelectric | 1.7 | Electric Utility
1716 | Rogers | 2 | Conventional Hydroelectric | 1.7 | Electric Utility
1716 | Rogers | 3 | Conventional Hydroelectric | 1.7 | Electric Utility
1716 | Rogers | 4 | Conventional Hydroelectric | 1.7 | Electric Utility
1718 | Straits | 1 | Natural Gas Fired Combustion Turbine | 20 | Electric Utility
1719 | Thetford | 1 | Natural Gas Fired Combustion Turbine | 33.6 | Electric Utility
1719 | Thetford | 2 | Natural Gas Fired Combustion Turbine | 33.6 | Electric Utility
1719 | Thetford | 3 | Natural Gas Fired Combustion Turbine | 33.6 | Electric Utility
1719 | Thetford | 4 | Natural Gas Fired Combustion Turbine | 33.6 | Electric Utility
1720 | J C Weadock | 7 | Conventional Steam Coal | 156.3 | Electric Utility
1720 | J C Weadock | 8 | Conventional Steam Coal | 156.3 | Electric Utility
1720 | J C Weadock | A | Natural Gas Fired Combustion Turbine | 18.6 | Electric Utility
1722 | Webber | 1 | Conventional Hydroelectric | 3.3 | Electric Utility
1722 | Webber | 2 | Conventional Hydroelectric | 1 | Electric Utility
1723 | J R Whiting | 1 | Conventional Steam Coal | 106.3 | Electric Utility
1723 | J R Whiting | 2 | Conventional Steam Coal | 106.3 | Electric Utility
1723 | J R Whiting | 3 | Conventional Steam Coal | 132.8 | Electric Utility
1723 | J R Whiting | A | Petroleum Liquids | 18.6 | Electric Utility
55087 | Zeeland Generating Station | 1A | Natural Gas Fired Combustion Turbine | 188.7 | Electric Utility
55087 | Zeeland Generating Station | 1B | Natural Gas Fired Combustion Turbine | 188.7 | Electric Utility
55087 | Zeeland Generating Station | 2A | Natural Gas Fired Combined Cycle | 188.7 | Electric Utility
55087 | Zeeland Generating Station | 2B | Natural Gas Fired Combined Cycle | 188.7 | Electric Utility
55087 | Zeeland Generating Station | 2C | Natural Gas Fired Combined Cycle | 213.4 | Electric Utility
57984 | Lake Winds Energy Park | LWEP | Onshore Wind Turbine | 100.8 | Electric Utility
58830 | Cross Winds Energy Park | CWEP | Onshore Wind Turbine | 111 | Electric Utility
52049 | Clifton Dam 3 Power Station | 1H | Conventional Hydroelectric | 0.7 | IPP Non-CHP
52049 | Clifton Dam 3 Power Station | 2V | Conventional Hydroelectric | 0.5 | IPP Non-CHP
7847 | Coon Rapids II | 1 | Petroleum Liquids | 1.8 | Electric Utility
7847 | Coon Rapids II | 2 | Petroleum Liquids | 1.8 | Electric Utility
7847 | Coon Rapids II | 3 | Petroleum Liquids | 1.8 | Electric Utility
390 | Solomon Gulch | 1 | Conventional Hydroelectric | 6 | Electric Utility
390 | Solomon Gulch | 2 | Conventional Hydroelectric | 6 | Electric Utility
6305 | Glennallen | 3 | Petroleum Liquids | 0.5 | Electric Utility
6305 | Glennallen | 4 | Petroleum Liquids | 0.5 | Electric Utility
6305 | Glennallen | 5 | Petroleum Liquids | 0.5 | Electric Utility
6305 | Glennallen | 6 | Petroleum Liquids | 2.6 | Electric Utility
6305 | Glennallen | 7 | Petroleum Liquids | 2.6 | Electric Utility
6305 | Glennallen | 8 | Petroleum Liquids | 1.2 | Electric Utility
6305 | Glennallen | 9 | Petroleum Liquids | 2.8 | Electric Utility
6306 | Valdez | 1 | Petroleum Liquids | 0.5 | Electric Utility
6306 | Valdez | 2 | Petroleum Liquids | 0.5 | Electric Utility
6306 | Valdez | 3 | Petroleum Liquids | 0.5 | Electric Utility
6306 | Valdez | 4 | Petroleum Liquids | 1.9 | Electric Utility
6306 | Valdez | 5 | Petroleum Liquids | 2.6 | Electric Utility
6306 | Valdez | 6 | Petroleum Liquids | 0.9 | Electric Utility
6306 | Valdez | 7 | Petroleum Liquids | 2.8 | Electric Utility
7841 | Valdez Cogen | 1 | Petroleum Liquids | 5.3 | Electric Utility
52115 | Ingredion Stockton | GEN1 | Natural Gas Fired Combustion Turbine | 2.8 | Industrial CHP
1217 | Earl F Wisdom | 1 | Natural Gas Steam Turbine | 37.5 | Electric Utility
1217 | Earl F Wisdom | 2 | Natural Gas Fired Combustion Turbine | 81.6 | Electric Utility
1134 | Corning | 5 | Petroleum Liquids | 2.8 | Electric Utility
1134 | Corning | 6 | Petroleum Liquids | 2 | Electric Utility
1134 | Corning | 7 | Petroleum Liquids | 2 | Electric Utility
55934 | Century Generating Facility | C1 | Natural Gas Fired Combustion Turbine | 11.2 | IPP Non-CHP
55934 | Century Generating Facility | C2 | Natural Gas Fired Combustion Turbine | 11.2 | IPP Non-CHP
55934 | Century Generating Facility | C3 | Natural Gas Fired Combustion Turbine | 11.2 | IPP Non-CHP
55934 | Century Generating Facility | C4 | Natural Gas Fired Combustion Turbine | 11.2 | IPP Non-CHP
55935 | Drews Generating Facility | D1 | Natural Gas Fired Combustion Turbine | 11.2 | IPP Non-CHP
55935 | Drews Generating Facility | D2 | Natural Gas Fired Combustion Turbine | 11.2 | IPP Non-CHP
55935 | Drews Generating Facility | D3 | Natural Gas Fired Combustion Turbine | 11.2 | IPP Non-CHP
55935 | Drews Generating Facility | D4 | Natural Gas Fired Combustion Turbine | 11.2 | IPP Non-CHP
55206 | Corpus Christi Energy Center | CT1 | Natural Gas Fired Combined Cycle | 198.9 | IPP CHP
55206 | Corpus Christi Energy Center | CT2 | Natural Gas Fired Combined Cycle | 198.9 | IPP CHP
55206 | Corpus Christi Energy Center | ST1 | Natural Gas Fired Combined Cycle | 195.5 | IPP CHP
10553 | Anderson Power Products Division | 3622 | Petroleum Liquids | 0.1 | Industrial Non-CHP
10553 | Anderson Power Products Division | 6033 | Petroleum Liquids | 0.3 | Industrial Non-CHP
10553 | Anderson Power Products Division | 6035 | Petroleum Liquids | 0.3 | Industrial Non-CHP
10553 | Anderson Power Products Division | 6046 | Petroleum Liquids | 0.3 | Industrial Non-CHP
10286 | Cornell Hydro | 1 | Conventional Hydroelectric | 0.8 | Commercial Non-CHP
10286 | Cornell Hydro | 2 | Conventional Hydroelectric | 1.1 | Commercial Non-CHP
10873 | Coso Finance Partners | GEN1 | Geothermal | 32.2 | IPP Non-CHP
10873 | Coso Finance Partners | GEN2 | Geothermal | 30 | IPP Non-CHP
10873 | Coso Finance Partners | GEN3 | Geothermal | 30 | IPP Non-CHP
10874 | Coso Power Developers | GEN4 | Geothermal | 30 | IPP Non-CHP
10874 | Coso Power Developers | GEN5 | Geothermal | 30 | IPP Non-CHP
10874 | Coso Power Developers | GEN6 | Geothermal | 30 | IPP Non-CHP
10875 | Coso Energy Developers | GEN7 | Geothermal | 30 | IPP Non-CHP
10875 | Coso Energy Developers | GEN8 | Geothermal | 30 | IPP Non-CHP
10875 | Coso Energy Developers | GEN9 | Geothermal | 30 | IPP Non-CHP
55358 | Cottonwood Energy Project | CT1 | Natural Gas Fired Combined Cycle | 198.9 | IPP Non-CHP
55358 | Cottonwood Energy Project | CT2 | Natural Gas Fired Combined Cycle | 198.9 | IPP Non-CHP
55358 | Cottonwood Energy Project | CT3 | Natural Gas Fired Combined Cycle | 198.9 | IPP Non-CHP
55358 | Cottonwood Energy Project | CT4 | Natural Gas Fired Combined Cycle | 198.9 | IPP Non-CHP
55358 | Cottonwood Energy Project | ST1 | Natural Gas Fired Combined Cycle | 159.5 | IPP Non-CHP
55358 | Cottonwood Energy Project | ST2 | Natural Gas Fired Combined Cycle | 159.5 | IPP Non-CHP
55358 | Cottonwood Energy Project | ST3 | Natural Gas Fired Combined Cycle | 159.5 | IPP Non-CHP
55358 | Cottonwood Energy Project | ST4 | Natural Gas Fired Combined Cycle | 159.5 | IPP Non-CHP
54850 | Cox Waste to Energy | 01 | Wood/Wood Waste Biomass | 4 | Industrial CHP
54850 | Cox Waste to Energy | 02 | Wood/Wood Waste Biomass | 1 | Industrial CHP
54618 | Ingredion Winston Salem | 7500 | Wood/Wood Waste Biomass | 7.5 | Industrial CHP
54618 | Ingredion Winston Salem | 900 | Wood/Wood Waste Biomass | 0.9 | Industrial CHP
50658 | Covanta Fairfax Energy | GEN1 | Municipal Solid Waste | 62 | IPP Non-CHP
50658 | Covanta Fairfax Energy | GEN2 | Municipal Solid Waste | 62 | IPP Non-CHP
563 | South Meadow | 11 | Petroleum Liquids | 41.8 | IPP Non-CHP
563 | South Meadow | 12 | Petroleum Liquids | 41.8 | IPP Non-CHP
563 | South Meadow | 13 | Petroleum Liquids | 41.8 | IPP Non-CHP
563 | South Meadow | 14 | Petroleum Liquids | 41.8 | IPP Non-CHP
54945 | CT Resource Rec Authority Facility | NO 5 | Municipal Solid Waste | 45 | IPP Non-CHP
54945 | CT Resource Rec Authority Facility | NO 6 | Municipal Solid Waste | 45 | IPP Non-CHP
50664 | Covanta Wallingford Energy | GEN1 | Municipal Solid Waste | 11 | Commercial Non-CHP
50036 | New Martinsville Hannibal Hydro | UNT1 | Conventional Hydroelectric | 18.7 | IPP Non-CHP
50036 | New Martinsville Hannibal Hydro | UNT2 | Conventional Hydroelectric | 18.7 | IPP Non-CHP
10013 | Covanta Hennepin Energy | GEN1 | Municipal Solid Waste | 39.5 | IPP Non-CHP
54267 | Koma Kulshan Associates | GEN1 | Conventional Hydroelectric | 12 | IPP Non-CHP
50960 | Union County Resource Recovery | GEN1 | Municipal Solid Waste | 45 | Commercial Non-CHP
50859 | Lancaster County Resource Recovery | GEN1 | Municipal Solid Waste | 35.7 | IPP Non-CHP
10012 | Covanta Warren Energy | 1 | Municipal Solid Waste | 13.5 | IPP Non-CHP
55084 | Crockett Cogen Project | GE1 | Natural Gas Fired Combined Cycle | 247.4 | IPP CHP
54985 | Crestwood Dothan | GEN1 | Petroleum Liquids | 1 | IPP Non-CHP
54985 | Crestwood Dothan | GEN2 | Petroleum Liquids | 1 | IPP Non-CHP
54985 | Crestwood Dothan | GEN3 | Petroleum Liquids | 2 | IPP Non-CHP
54985 | Crestwood Dothan | GEN5 | Petroleum Liquids | 1 | IPP Non-CHP
54985 | Crestwood Dothan | GEN7 | Petroleum Liquids | 1 | IPP Non-CHP
54985 | Crestwood Dothan | GEN8 | Petroleum Liquids | 0.6 | IPP Non-CHP
54985 | Crestwood Dothan | GEN9 | Petroleum Liquids | 2 | IPP Non-CHP
50648 | Covanta Bristol Energy | GEN1 | Municipal Solid Waste | 16.3 | IPP Non-CHP
50630 | Covanta Marion Inc | GEN1 | Municipal Solid Waste | 13.1 | IPP Non-CHP
50629 | Covanta Lake County Energy | GEN1 | Municipal Solid Waste | 15.5 | IPP Non-CHP
50649 | Covanta Babylon Inc | GEN1 | Municipal Solid Waste | 17 | Commercial Non-CHP
50662 | Onondaga County Resource Recovery | GEN1 | Municipal Solid Waste | 39.5 | Commercial Non-CHP
50663 | Covanta Alexandria/Arlington Energy | GEN1 | Municipal Solid Waste | 14.5 | Commercial Non-CHP
50663 | Covanta Alexandria/Arlington Energy | GEN2 | Municipal Solid Waste | 14.5 | Commercial Non-CHP
50647 | Covanta Indianapolis Energy | GEN1 | Municipal Solid Waste | 6.5 | Commercial CHP
50632 | Covanta Stanislaus Energy | GEN1 | Municipal Solid Waste | 24 | IPP Non-CHP
2231 | Crete | 7 | Natural Gas Internal Combustion Engine | 6 | Electric Utility
752 | Lake Blackshear Project | 1 | Conventional Hydroelectric | 2.4 | Electric Utility
752 | Lake Blackshear Project | 2 | Conventional Hydroelectric | 5 | Electric Utility
752 | Lake Blackshear Project | 3 | Conventional Hydroelectric | 4.8 | Electric Utility
752 | Lake Blackshear Project | 4 | Conventional Hydroelectric | 5 | Electric Utility
753 | Crisp Plant | 1 | Conventional Steam Coal | 12.5 | Electric Utility
753 | Crisp Plant | GT1 | Natural Gas Fired Combustion Turbine | 5 | Electric Utility
10020 | Cutrale Citrus Juices USA I | GEN2 | Natural Gas Fired Combustion Turbine | 4.1 | Industrial CHP
10188 | Cutrale Citrus Juices USA II | GEN4 | Natural Gas Fired Combustion Turbine | 4.1 | Industrial CHP
10188 | Cutrale Citrus Juices USA II | GEN5 | Natural Gas Fired Combustion Turbine | 4.1 | Industrial CHP
7497 | Croswell | 1 | Petroleum Liquids | 0.6 | Electric Utility
7497 | Croswell | 2 | Petroleum Liquids | 0.7 | Electric Utility
7497 | Croswell | 3 | Petroleum Liquids | 1.2 | Electric Utility
7497 | Croswell | 4 | Petroleum Liquids | 1.3 | Electric Utility
7497 | Croswell | 5 | Petroleum Liquids | 1.3 | Electric Utility
54515 | Crotched Mountain Rehabilitation Center | GEN1 | Petroleum Liquids | 0.7 | Commercial CHP
54515 | Crotched Mountain Rehabilitation Center | GEN2 | Petroleum Liquids | 0.7 | Commercial CHP
54515 | Crotched Mountain Rehabilitation Center | GEN3 | Petroleum Liquids | 0.7 | Commercial CHP
10606 | Georgia-Pacific Crossett | GEN4 | Wood/Wood Waste Biomass | 25 | Industrial CHP
10606 | Georgia-Pacific Crossett | GEN5 | Wood/Wood Waste Biomass | 30.6 | Industrial CHP
10606 | Georgia-Pacific Crossett | GEN6 | Wood/Wood Waste Biomass | 36 | Industrial CHP
1821 | Crystal Falls | 1 | Conventional Hydroelectric | 0.3 | Electric Utility
1821 | Crystal Falls | 2 | Conventional Hydroelectric | 0.3 | Electric Utility
1821 | Crystal Falls | 3 | Conventional Hydroelectric | 0.4 | Electric Utility
3823 | West Spring Street | 7 | Petroleum Liquids | 1.5 | Electric Utility
56367 | Electric Avenue Facility | 1 | Petroleum Liquids | 1.8 | Electric Utility
56367 | Electric Avenue Facility | 2 | Petroleum Liquids | 1.8 | Electric Utility
56367 | Electric Avenue Facility | 3 | Petroleum Liquids | 1.8 | Electric Utility
4112 | Cumberland (WI) | 1 | Petroleum Liquids | 0.7 | Electric Utility
4112 | Cumberland (WI) | 2 | Petroleum Liquids | 0.3 | Electric Utility
4112 | Cumberland (WI) | 3 | Petroleum Liquids | 0.3 | Electric Utility
4112 | Cumberland (WI) | 4 | Petroleum Liquids | 1.3 | Electric Utility
4112 | Cumberland (WI) | 5 | Natural Gas Internal Combustion Engine | 2 | Electric Utility
4112 | Cumberland (WI) | 6 | Petroleum Liquids | 7.2 | Electric Utility
4112 | Cumberland (WI) | 7 | Natural Gas Internal Combustion Engine | 6.6 | Electric Utility
4112 | Cumberland (WI) | 8 | Natural Gas Internal Combustion Engine | 3.5 | Electric Utility
54677 | CII Carbon LLC | TG-2 | All Other | 23 | Industrial CHP
54677 | CII Carbon LLC | TG-3 | All Other | 23 | Industrial CHP
2232 | Curtis | 2 | Natural Gas Internal Combustion Engine | 0.9 | Electric Utility
2232 | Curtis | 3 | Natural Gas Internal Combustion Engine | 1.1 | Electric Utility
2232 | Curtis | 4 | Natural Gas Internal Combustion Engine | 1.4 | Electric Utility
2975 | Cushing | 1 | Petroleum Liquids | 2.5 | Electric Utility
2975 | Cushing | 10 | Petroleum Liquids | 4.5 | Electric Utility
2975 | Cushing | 11 | Petroleum Liquids | 6.3 | Electric Utility
2975 | Cushing | 2 | Petroleum Liquids | 1 | Electric Utility
2975 | Cushing | 3 | Petroleum Liquids | 0.5 | Electric Utility
2975 | Cushing | 4 | Petroleum Liquids | 0.5 | Electric Utility
2975 | Cushing | 5 | Petroleum Liquids | 0.5 | Electric Utility
2975 | Cushing | 6 | Petroleum Liquids | 0.8 | Electric Utility
2975 | Cushing | 7 | Petroleum Liquids | 2.5 | Electric Utility
2975 | Cushing | 8 | Petroleum Liquids | 2.5 | Electric Utility
2975 | Cushing | 9 | Petroleum Liquids | 3 | Electric Utility
52036 | Yough Hydro Power | GEN1 | Conventional Hydroelectric | 6.1 | IPP Non-CHP
52036 | Yough Hydro Power | GEN2 | Conventional Hydroelectric | 6.1 | IPP Non-CHP
3976 | Gordon | 3 | Petroleum Liquids | 0.7 | Electric Utility
3976 | Gordon | 4 | Petroleum Liquids | 0.7 | Electric Utility
3976 | Gordon | 5 | Petroleum Liquids | 2.8 | Electric Utility
3976 | Gordon | 6 | Petroleum Liquids | 2.8 | Electric Utility
7058 | Solon Diesel | 1 | Petroleum Liquids | 1 | Electric Utility
7058 | Solon Diesel | 2 | Petroleum Liquids | 1 | Electric Utility
7058 | Solon Diesel | 3 | Petroleum Liquids | 1 | Electric Utility
7058 | Solon Diesel | 4 | Petroleum Liquids | 1 | Electric Utility
7058 | Solon Diesel | 5 | Petroleum Liquids | 1 | Electric Utility
7058 | Solon Diesel | 6 | Petroleum Liquids | 1 | Electric Utility
7058 | Solon Diesel | 7 | Petroleum Liquids | 1 | Electric Utility
7058 | Solon Diesel | 8 | Petroleum Liquids | 1 | Electric Utility
4142 | Flambeau Hydroelectric Station | 1 | Conventional Hydroelectric | 7.9 | Electric Utility
4142 | Flambeau Hydroelectric Station | 2 | Conventional Hydroelectric | 6.2 | Electric Utility
4142 | Flambeau Hydroelectric Station | 3 | Conventional Hydroelectric | 7.9 | Electric Utility
4143 | Genoa | ST3 | Conventional Steam Coal | 345.6 | Electric Utility
4271 | John P Madgett | 1 | Conventional Steam Coal | 387 | Electric Utility
7863 | Elk Mound | 1 | Natural Gas Fired Combustion Turbine | 35.5 | Electric Utility
7863 | Elk Mound | 2 | Natural Gas Fired Combustion Turbine | 35.5 | Electric Utility
56149 | Seven Mile Creek LFG | 1 | Landfill Gas | 1 | Electric Utility
56149 | Seven Mile Creek LFG | 2 | Landfill Gas | 1 | Electric Utility
56149 | Seven Mile Creek LFG | 3 | Landfill Gas | 1 | Electric Utility
56149 | Seven Mile Creek LFG | 4 | Landfill Gas | 1 | Electric Utility
54410 | Western Power & Steam Inc | CTG | Natural Gas Fired Combined Cycle | 27.7 | Industrial CHP
54410 | Western Power & Steam Inc | STG | Natural Gas Fired Combined Cycle | 8.3 | Industrial CHP
50280 | Dahowa Hydro | GEN1 | Conventional Hydroelectric | 10.5 | IPP Non-CHP
55770 | Dane County Landfill #2 Rodefeld | GEN1 | Landfill Gas | 0.8 | IPP Non-CHP
55770 | Dane County Landfill #2 Rodefeld | GEN2 | Landfill Gas | 0.8 | IPP Non-CHP
55770 | Dane County Landfill #2 Rodefeld | GEN3 | Landfill Gas | 0.8 | IPP Non-CHP
55770 | Dane County Landfill #2 Rodefeld | GEN4 | Landfill Gas | 1.6 | IPP Non-CHP
55770 | Dane County Landfill #2 Rodefeld | GEN5 | Landfill Gas | 0.8 | IPP Non-CHP
55770 | Dane County Landfill #2 Rodefeld | GEN6 | Landfill Gas | 0.8 | IPP Non-CHP
55770 | Dane County Landfill #2 Rodefeld | GEN7 | Landfill Gas | 0.8 | IPP Non-CHP
7884 | Dakota Magic | 1 | Petroleum Liquids | 1.5 | Commercial Non-CHP
3825 | Pinnacles | 1 | Conventional Hydroelectric | 3.7 | Electric Utility
3825 | Pinnacles | 2 | Conventional Hydroelectric | 3.7 | Electric Utility
3825 | Pinnacles | 3 | Conventional Hydroelectric | 3.7 | Electric Utility
54409 | Dartmouth College Heating Plant | GEN1 | Petroleum Liquids | 2 | Commercial CHP
54409 | Dartmouth College Heating Plant | GEN2 | Petroleum Liquids | 2 | Commercial CHP
54409 | Dartmouth College Heating Plant | GEN3 | Petroleum Liquids | 3 | Commercial CHP
2233 | David City | 1 | Natural Gas Internal Combustion Engine | 1.5 | Electric Utility
2233 | David City | 2 | Petroleum Liquids | 1 | Electric Utility
2233 | David City | 3 | Natural Gas Internal Combustion Engine | 1 | Electric Utility
2233 | David City | 4 | Natural Gas Internal Combustion Engine | 2.3 | Electric Utility
2233 | David City | 5 | Petroleum Liquids | 1.6 | Electric Utility
2233 | David City | 6 | Petroleum Liquids | 1.6 | Electric Utility
2233 | David City | 7 | Petroleum Liquids | 1.6 | Electric Utility
1135 | Dayton (IA) | 5 | Petroleum Liquids | 1.8 | Electric Utility
2847 | Frank M Tait | GT1 | Natural Gas Fired Combustion Turbine | 103.5 | Electric Utility
2847 | Frank M Tait | GT2 | Natural Gas Fired Combustion Turbine | 106.1 | Electric Utility
2847 | Frank M Tait | GT3 | Natural Gas Fired Combustion Turbine | 84.2 | Electric Utility
2847 | Frank M Tait | IC1 | Petroleum Liquids | 2.7 | Electric Utility
2847 | Frank M Tait | IC2 | Petroleum Liquids | 2.7 | Electric Utility
2847 | Frank M Tait | IC3 | Petroleum Liquids | 2.7 | Electric Utility
2847 | Frank M Tait | IC4 | Petroleum Liquids | 2.7 | Electric Utility
2848 | O H Hutchings | 1 | Conventional Steam Coal | 69 | Electric Utility
2848 | O H Hutchings | 2 | Conventional Steam Coal | 69 | Electric Utility
2848 | O H Hutchings | 3 | Conventional Steam Coal | 69 | Electric Utility
2848 | O H Hutchings | 5 | Conventional Steam Coal | 69 | Electric Utility
2848 | O H Hutchings | 6 | Conventional Steam Coal | 69 | Electric Utility
2848 | O H Hutchings | 7 | Natural Gas Fired Combustion Turbine | 32.6 | Electric Utility
2850 | J M Stuart | 1 | Conventional Steam Coal | 610.2 | Electric Utility
2850 | J M Stuart | 2 | Conventional Steam Coal | 610.2 | Electric Utility
2850 | J M Stuart | 3 | Conventional Steam Coal | 610.2 | Electric Utility
2850 | J M Stuart | 4 | Conventional Steam Coal | 610.2 | Electric Utility
2850 | J M Stuart | D1 | Petroleum Liquids | 2.7 | Electric Utility
2850 | J M Stuart | D2 | Petroleum Liquids | 2.7 | Electric Utility
2850 | J M Stuart | D3 | Petroleum Liquids | 2.7 | Electric Utility
2850 | J M Stuart | D4 | Petroleum Liquids | 2.7 | Electric Utility
2851 | Monument | 1 | Petroleum Liquids | 2.7 | Electric Utility
2851 | Monument | 2 | Petroleum Liquids | 2.7 | Electric Utility
2851 | Monument | 3 | Petroleum Liquids | 2.7 | Electric Utility
2851 | Monument | 4 | Petroleum Liquids | 2.7 | Electric Utility
2851 | Monument | 5 | Petroleum Liquids | 2.7 | Electric Utility
2852 | Sidney (OH) | 1 | Petroleum Liquids | 2.7 | Electric Utility
2852 | Sidney (OH) | 2 | Petroleum Liquids | 2.7 | Electric Utility
2852 | Sidney (OH) | 3 | Petroleum Liquids | 2.7 | Electric Utility
2852 | Sidney (OH) | 4 | Petroleum Liquids | 2.7 | Electric Utility
2852 | Sidney (OH) | 5 | Petroleum Liquids | 2.7 | Electric Utility
2854 | Yankee Street | 1 | Natural Gas Fired Combustion Turbine | 18.5 | Electric Utility
2854 | Yankee Street | 2 | Natural Gas Fired Combustion Turbine | 18.5 | Electric Utility
2854 | Yankee Street | 3 | Natural Gas Fired Combustion Turbine | 18.5 | Electric Utility
2854 | Yankee Street | 4 | Natural Gas Fired Combustion Turbine | 17.5 | Electric Utility
2854 | Yankee Street | 5 | Natural Gas Fired Combustion Turbine | 17.5 | Electric Utility
2854 | Yankee Street | 6 | Natural Gas Fired Combustion Turbine | 17.5 | Electric Utility
2854 | Yankee Street | 7 | Natural Gas Fired Combustion Turbine | 17.5 | Electric Utility
2854 | Yankee Street | YS1 | Solar Photovoltaic | 1.1 | Electric Utility
6031 | Killen Station | 2 | Conventional Steam Coal | 660.6 | Electric Utility
6031 | Killen Station | GT1 | Petroleum Liquids | 28.7 | Electric Utility
55088 | Dearborn Industrial Generation | GT 1 | Natural Gas Fired Combustion Turbine | 170 | IPP CHP
55088 | Dearborn Industrial Generation | GT2 | Natural Gas Fired Combustion Turbine | 170 | IPP CHP
55088 | Dearborn Industrial Generation | GTP1 | Natural Gas Fired Combustion Turbine | 170 | IPP CHP
55088 | Dearborn Industrial Generation | ST1 | Natural Gas Steam Turbine | 250 | IPP CHP
7182 | Aniak | 1 | Petroleum Liquids | 0.5 | Electric Utility
7182 | Aniak | 9 | Petroleum Liquids | 0.6 | Electric Utility
55068 | Maine Independence Station | GEN1 | Natural Gas Fired Combined Cycle | 177.8 | IPP Non-CHP
55068 | Maine Independence Station | GEN2 | Natural Gas Fired Combined Cycle | 177.8 | IPP Non-CHP
55068 | Maine Independence Station | GEN3 | Natural Gas Fired Combined Cycle | 194.6 | IPP Non-CHP
10258 | Haw River Hydro | 1 | Conventional Hydroelectric | 1 | IPP Non-CHP
10258 | Haw River Hydro | 2 | Conventional Hydroelectric | 0.5 | IPP Non-CHP
55464 | Deer Park Energy Center | CTG1 | Natural Gas Fired Combined Cycle | 180 | IPP CHP
55464 | Deer Park Energy Center | CTG2 | Natural Gas Fired Combined Cycle | 180 | IPP CHP
55464 | Deer Park Energy Center | CTG3 | Natural Gas Fired Combined Cycle | 180 | IPP CHP
55464 | Deer Park Energy Center | CTG4 | Natural Gas Fired Combined Cycle | 180 | IPP CHP
55464 | Deer Park Energy Center | CTG6 | Natural Gas Fired Combined Cycle | 180 | IPP CHP
55464 | Deer Park Energy Center | STG1 | Natural Gas Fired Combined Cycle | 276 | IPP CHP
1969 | Delano | 1 | Petroleum Liquids | 1.1 | Electric Utility
1969 | Delano | 2 | Natural Gas Internal Combustion Engine | 1.1 | Electric Utility
1969 | Delano | 3 | Natural Gas Internal Combustion Engine | 1.3 | Electric Utility
1969 | Delano | 5 | Petroleum Liquids | 0.8 | Electric Utility
1969 | Delano | 6 | Petroleum Liquids | 1.2 | Electric Utility
1969 | Delano | 7 | Petroleum Liquids | 3 | Electric Utility
1969 | Delano | 8 | Petroleum Liquids | 3.1 | Electric Utility
1969 | Delano | 9 | Petroleum Liquids | 12.5 | Electric Utility
55333 | Delta Energy Center | CTG1 | Natural Gas Fired Combined Cycle | 212 | IPP Non-CHP
55333 | Delta Energy Center | CTG2 | Natural Gas Fired Combined Cycle | 212 | IPP Non-CHP
55333 | Delta Energy Center | CTG3 | Natural Gas Fired Combined Cycle | 213.5 | IPP Non-CHP
55333 | Delta Energy Center | STG1 | Natural Gas Fired Combined Cycle | 306 | IPP Non-CHP
50395 | Georgia-Pacific Corp - Nekoosa Mill | HY1 | Conventional Hydroelectric | 0.8 | Industrial CHP
50395 | Georgia-Pacific Corp - Nekoosa Mill | HY2 | Conventional Hydroelectric | 0.8 | Industrial CHP
50395 | Georgia-Pacific Corp - Nekoosa Mill | HY3 | Conventional Hydroelectric | 0.8 | Industrial CHP
50395 | Georgia-Pacific Corp - Nekoosa Mill | HY4 | Conventional Hydroelectric | 0.6 | Industrial CHP
50395 | Georgia-Pacific Corp - Nekoosa Mill | HY5 | Conventional Hydroelectric | 0.7 | Industrial CHP
50395 | Georgia-Pacific Corp - Nekoosa Mill | NHG1 | Conventional Hydroelectric | 0.2 | Industrial CHP
50395 | Georgia-Pacific Corp - Nekoosa Mill | TG14 | Wood/Wood Waste Biomass | 13.1 | Industrial CHP
50395 | Georgia-Pacific Corp - Nekoosa Mill | TG6 | Conventional Steam Coal | 6 | Industrial CHP
50395 | Georgia-Pacific Corp - Nekoosa Mill | TG8 | Conventional Steam Coal | 16 | Industrial CHP
54103 | Port Edwards Mill | HG1 | Conventional Hydroelectric | 0.4 | Industrial Non-CHP
54103 | Port Edwards Mill | HG2 | Conventional Hydroelectric | 0.4 | Industrial Non-CHP
54103 | Port Edwards Mill | HG3 | Conventional Hydroelectric | 0.4 | Industrial Non-CHP
54103 | Port Edwards Mill | HG4 | Conventional Hydroelectric | 0.4 | Industrial Non-CHP
54103 | Port Edwards Mill | HG5 | Conventional Hydroelectric | 0.8 | Industrial Non-CHP
54103 | Port Edwards Mill | HG6 | Conventional Hydroelectric | 0.8 | Industrial Non-CHP
54103 | Port Edwards Mill | JHG1 | Conventional Hydroelectric | 1.3 | Industrial Non-CHP
54103 | Port Edwards Mill | JHG2 | Conventional Hydroelectric | 0.6 | Industrial Non-CHP
54103 | Port Edwards Mill | JHG3 | Conventional Hydroelectric | 0.6 | Industrial Non-CHP
54103 | Port Edwards Mill | JHG4 | Conventional Hydroelectric | 0.4 | Industrial Non-CHP
54103 | Port Edwards Mill | JHG5 | Conventional Hydroelectric | 0.6 | Industrial Non-CHP
7853 | West Receiving | 1 | Petroleum Liquids | 2 | Electric Utility
50475 | Corpus Christi | GEN1 | Natural Gas Fired Combustion Turbine | 41 | Industrial CHP
57884 | Lake Charles Polymers | G-900 | Natural Gas Fired Combustion Turbine | 14.3 | Industrial CHP
57884 | Lake Charles Polymers | G-901 | Natural Gas Internal Combustion Engine | 8.4 | Industrial CHP
57884 | Lake Charles Polymers | G-902 | Natural Gas Internal Combustion Engine | 8.4 | Industrial CHP
10081 | Strontia Springs Hydro Plant | GEN1 | Conventional Hydroelectric | 1 | IPP Non-CHP
10421 | Dillon Hydro Plant | GEN1 | Conventional Hydroelectric | 1.8 | IPP Non-CHP
10422 | Williams Fork Hydro Plant | GEN1 | Conventional Hydroelectric | 3 | IPP Non-CHP
10422 | Williams Fork Hydro Plant | GEN2 | Conventional Hydroelectric | 0.5 | IPP Non-CHP
10423 | North Fork Hydro Plant | GEN1 | Conventional Hydroelectric | 5.5 | IPP Non-CHP
10424 | Gross Hydro Plant | GEN1 | Conventional Hydroelectric | 7.8 | IPP Non-CHP
54142 | Hillcrest Pump Station | GEN1 | Conventional Hydroelectric | 2 | IPP Non-CHP
58473 | Bruce A Henry Solar Farm | BHSF | Solar Photovoltaic | 4 | Electric Utility
7962 | Warren F Sam Beasley Generation Station | 001 | Natural Gas Fired Combustion Turbine | 45 | Electric Utility
7962 | Warren F Sam Beasley Generation Station | 002 | Natural Gas Fired Combustion Turbine | 51 | Electric Utility
50932 | Des Moines Wastewater Reclamation Fac | 01 | Other Waste Biomass | 0.6 | Commercial CHP
50932 | Des Moines Wastewater Reclamation Fac | 02 | Other Waste Biomass | 0.6 | Commercial CHP
50932 | Des Moines Wastewater Reclamation Fac | 03 | Other Waste Biomass | 0.6 | Commercial CHP
10162 | Whitewater Hydro Plant | WWHI | Conventional Hydroelectric | 1.3 | IPP Non-CHP
2234 | Deshler | 1A | Petroleum Liquids | 0.3 | Electric Utility
2234 | Deshler | 2 | Petroleum Liquids | 0.3 | Electric Utility
2234 | Deshler | 4 | Petroleum Liquids | 0.6 | Electric Utility
2234 | Deshler | 5 | Petroleum Liquids | 1.1 | Electric Utility
1725 | Colfax | 1 | Petroleum Liquids | 2.7 | Electric Utility
1725 | Colfax | 2 | Petroleum Liquids | 2.7 | Electric Utility
1725 | Colfax | 3 | Petroleum Liquids | 2.7 | Electric Utility
1725 | Colfax | 4 | Petroleum Liquids | 2.7 | Electric Utility
1725 | Colfax | 5 | Petroleum Liquids | 2.7 | Electric Utility
1728 | Delray | 11-1 | Natural Gas Fired Combustion Turbine | 71.1 | Electric Utility
1728 | Delray | 12-1 | Natural Gas Fired Combustion Turbine | 71.1 | Electric Utility
1729 | Fermi | 2 | Nuclear | 1217 | Electric Utility
1729 | Fermi | 3 | Petroleum Liquids | 16 | Electric Utility
1729 | Fermi | 4 | Petroleum Liquids | 16 | Electric Utility
1729 | Fermi | GT1 | Petroleum Liquids | 16 | Electric Utility
1729 | Fermi | GT2 | Petroleum Liquids | 16 | Electric Utility
1730 | Hancock | 1 | Natural Gas Fired Combustion Turbine | 19 | Electric Utility
1730 | Hancock | 2 | Natural Gas Fired Combustion Turbine | 19 | Electric Utility
1730 | Hancock | 3 | Natural Gas Fired Combustion Turbine | 19 | Electric Utility
1730 | Hancock | 4 | Natural Gas Fired Combustion Turbine | 19.6 | Electric Utility
1730 | Hancock | 5 | Natural Gas Fired Combustion Turbine | 41.8 | Electric Utility
1730 | Hancock | 6 | Natural Gas Fired Combustion Turbine | 41.8 | Electric Utility
1733 | Monroe (MI) | 1 | Conventional Steam Coal | 817.2 | Electric Utility
1733 | Monroe (MI) | 2 | Conventional Steam Coal | 822.6 | Electric Utility
1733 | Monroe (MI) | 3 | Conventional Steam Coal | 822.6 | Electric Utility
1733 | Monroe (MI) | 4 | Conventional Steam Coal | 817.2 | Electric Utility
1733 | Monroe (MI) | IC1 | Petroleum Liquids | 2.7 | Electric Utility
1733 | Monroe (MI) | IC2 | Petroleum Liquids | 2.7 | Electric Utility
1733 | Monroe (MI) | IC3 | Petroleum Liquids | 2.7 | Electric Utility
1733 | Monroe (MI) | IC4 | Petroleum Liquids | 2.7 | Electric Utility
1733 | Monroe (MI) | IC5 | Petroleum Liquids | 2.7 | Electric Utility
1734 | Northeast (MI) | 1 | Natural Gas Fired Combustion Turbine | 16 | Electric Utility
1734 | Northeast (MI) | 2 | Natural Gas Fired Combustion Turbine | 16 | Electric Utility
1734 | Northeast (MI) | 3 | Natural Gas Fired Combustion Turbine | 16 | Electric Utility
1734 | Northeast (MI) | 4 | Natural Gas Fired Combustion Turbine | 16 | Electric Utility
1734 | Northeast (MI) | 5 | Petroleum Liquids | 23.4 | Electric Utility
1734 | Northeast (MI) | 6 | Petroleum Liquids | 21.2 | Electric Utility
1734 | Northeast (MI) | 7 | Petroleum Liquids | 21.2 | Electric Utility
1735 | Oliver | 1 | Petroleum Liquids | 2.7 | Electric Utility
1735 | Oliver | 2 | Petroleum Liquids | 2.7 | Electric Utility
1735 | Oliver | 3 | Petroleum Liquids | 2.7 | Electric Utility
1735 | Oliver | 4 | Petroleum Liquids | 2.7 | Electric Utility
1735 | Oliver | 5 | Petroleum Liquids | 2.7 | Electric Utility
1737 | Placid 12 | 1 | Petroleum Liquids | 2.7 | Electric Utility
1737 | Placid 12 | 2 | Petroleum Liquids | 2.7 | Electric Utility
1737 | Placid 12 | 3 | Petroleum Liquids | 2.7 | Electric Utility
1737 | Placid 12 | 4 | Petroleum Liquids | 2.7 | Electric Utility
1737 | Placid 12 | 5 | Petroleum Liquids | 2.7 | Electric Utility
1739 | Putnam (MI) | 1 | Petroleum Liquids | 2.7 | Electric Utility
1739 | Putnam (MI) | 2 | Petroleum Liquids | 2.7 | Electric Utility
1739 | Putnam (MI) | 3 | Petroleum Liquids | 2.7 | Electric Utility
1739 | Putnam (MI) | 4 | Petroleum Liquids | 2.7 | Electric Utility
1739 | Putnam (MI) | 5 | Petroleum Liquids | 2.7 | Electric Utility
1740 | River Rouge | 1 | Natural Gas Steam Turbine | 282.6 | Electric Utility
1740 | River Rouge | 2 | Conventional Steam Coal | 292.5 | Electric Utility
1740 | River Rouge | 3 | Conventional Steam Coal | 358.1 | Electric Utility
1740 | River Rouge | IC1 | Petroleum Liquids | 2.7 | Electric Utility
1740 | River Rouge | IC2 | Petroleum Liquids | 2.7 | Electric Utility
1740 | River Rouge | IC3 | Petroleum Liquids | 2.7 | Electric Utility
1740 | River Rouge | IC4 | Petroleum Liquids | 2.7 | Electric Utility
1741 | Slocum | 1 | Petroleum Liquids | 2.7 | Electric Utility
1741 | Slocum | 2 | Petroleum Liquids | 2.7 | Electric Utility
1741 | Slocum | 3 | Petroleum Liquids | 2.7 | Electric Utility
1741 | Slocum | 4 | Petroleum Liquids | 2.7 | Electric Utility
1741 | Slocum | 5 | Petroleum Liquids | 2.7 | Electric Utility
1743 | St Clair | 1 | Conventional Steam Coal | 168.7 | Electric Utility
1743 | St Clair | 11 | Petroleum Liquids | 18.5 | Electric Utility
1743 | St Clair | 12A | Petroleum Liquids | 2.7 | Electric Utility
1743 | St Clair | 12B | Petroleum Liquids | 2.7 | Electric Utility
1743 | St Clair | 2 | Conventional Steam Coal | 156.2 | Electric Utility
1743 | St Clair | 3 | Conventional Steam Coal | 156.2 | Electric Utility
1743 | St Clair | 4 | Conventional Steam Coal | 168.7 | Electric Utility
1743 | St Clair | 6 | Conventional Steam Coal | 352.7 | Electric Utility
1743 | St Clair | 7 | Conventional Steam Coal | 544.5 | Electric Utility
1744 | Superior | 1 | Petroleum Liquids | 16 | Electric Utility
1744 | Superior | 2 | Petroleum Liquids | 16 | Electric Utility
1744 | Superior | 3 | Petroleum Liquids | 16 | Electric Utility
1744 | Superior | 4 | Petroleum Liquids | 16 | Electric Utility
1745 | Trenton Channel | 7 | Conventional Steam Coal | 120 | Electric Utility
1745 | Trenton Channel | 8 | Conventional Steam Coal | 120 | Electric Utility
1745 | Trenton Channel | 9 | Conventional Steam Coal | 535.5 | Electric Utility
1746 | Wilmot | 1 | Petroleum Liquids | 2.7 | Electric Utility
1746 | Wilmot | 2 | Petroleum Liquids | 2.7 | Electric Utility
1746 | Wilmot | 3 | Petroleum Liquids | 2.7 | Electric Utility
1746 | Wilmot | 4 | Petroleum Liquids | 2.7 | Electric Utility
1746 | Wilmot | 5 | Petroleum Liquids | 2.7 | Electric Utility
6034 | Belle River | 12-1 | Natural Gas Fired Combustion Turbine | 85.3 | Electric Utility
6034 | Belle River | 12-2 | Natural Gas Fired Combustion Turbine | 85.3 | Electric Utility
6034 | Belle River | 13-1 | Natural Gas Fired Combustion Turbine | 85.3 | Electric Utility
6034 | Belle River | 3 | Petroleum Liquids | 2.7 | Electric Utility
6034 | Belle River | 4 | Petroleum Liquids | 2.7 | Electric Utility
6034 | Belle River | 5 | Petroleum Liquids | 2.7 | Electric Utility
6034 | Belle River | IC1 | Petroleum Liquids | 2.7 | Electric Utility
6034 | Belle River | IC2 | Petroleum Liquids | 2.7 | Electric Utility
6034 | Belle River | ST1 | Conventional Steam Coal | 697.5 | Electric Utility
6034 | Belle River | ST2 | Conventional Steam Coal | 697.5 | Electric Utility
6035 | Greenwood (MI) | 1 | Natural Gas Steam Turbine | 815.4 | Electric Utility
6035 | Greenwood (MI) | 11-1 | Natural Gas Fired Combustion Turbine | 85.3 | Electric Utility
6035 | Greenwood (MI) | 11-2 | Natural Gas Fired Combustion Turbine | 85.3 | Electric Utility
6035 | Greenwood (MI) | 11-3 | Natural Gas Fired Combustion Turbine | 85.3 | Electric Utility
57421 | Gratiot Wind Park | 1 | Onshore Wind Turbine | 102 | Electric Utility
57851 | Sigel Wind Park | 1 | Onshore Wind Turbine | 64 | Electric Utility
57852 | Minden Wind Park | 1 | Onshore Wind Turbine | 32 | Electric Utility
57853 | McKinley Wind Park | 1 | Onshore Wind Turbine | 14.4 | Electric Utility
58121 | Echo Wind Park | GEN1 | Onshore Wind Turbine | 49.6 | Electric Utility
58121 | Echo Wind Park | GEN2 | Onshore Wind Turbine | 62.4 | Electric Utility
58719 | Brookfield | WPH2 | Onshore Wind Turbine | 74.8 | Electric Utility
1970 | Detroit Lakes | 1 | Petroleum Liquids | 12.5 | Electric Utility
56194 | Dike City Power Plant | 001 | Petroleum Liquids | 2.2 | Electric Utility
10070 | Foothills Hydro Plant | GEN1 | Conventional Hydroelectric | 3.1 | IPP Non-CHP
54766 | Boydton Plank Road Cogen Plant | GEN1 | Petroleum Liquids | 0.3 | IPP Non-CHP
54766 | Boydton Plank Road Cogen Plant | GEN10 | Petroleum Liquids | 0.3 | IPP Non-CHP
54766 | Boydton Plank Road Cogen Plant | GEN11 | Petroleum Liquids | 0.3 | IPP Non-CHP
54766 | Boydton Plank Road Cogen Plant | GEN12 | Petroleum Liquids | 0.3 | IPP Non-CHP
54766 | Boydton Plank Road Cogen Plant | GEN13 | Petroleum Liquids | 0.3 | IPP Non-CHP
54766 | Boydton Plank Road Cogen Plant | GEN14 | Petroleum Liquids | 0.3 | IPP Non-CHP
54766 | Boydton Plank Road Cogen Plant | GEN15 | Petroleum Liquids | 0.3 | IPP Non-CHP
54766 | Boydton Plank Road Cogen Plant | GEN16 | Petroleum Liquids | 0.3 | IPP Non-CHP
54766 | Boydton Plank Road Cogen Plant | GEN17 | Petroleum Liquids | 0.3 | IPP Non-CHP
54766 | Boydton Plank Road Cogen Plant | GEN18 | Petroleum Liquids | 0.3 | IPP Non-CHP
54766 | Boydton Plank Road Cogen Plant | GEN19 | Petroleum Liquids | 0.3 | IPP Non-CHP
54766 | Boydton Plank Road Cogen Plant | GEN2 | Petroleum Liquids | 0.3 | IPP Non-CHP
54766 | Boydton Plank Road Cogen Plant | GEN20 | Petroleum Liquids | 0.3 | IPP Non-CHP
54766 | Boydton Plank Road Cogen Plant | GEN21 | Petroleum Liquids | 0.3 | IPP Non-CHP
54766 | Boydton Plank Road Cogen Plant | GEN22 | Petroleum Liquids | 0.3 | IPP Non-CHP
54766 | Boydton Plank Road Cogen Plant | GEN23 | Petroleum Liquids | 0.3 | IPP Non-CHP
54766 | Boydton Plank Road Cogen Plant | GEN24 | Petroleum Liquids | 0.3 | IPP Non-CHP
54766 | Boydton Plank Road Cogen Plant | GEN25 | Petroleum Liquids | 0.3 | IPP Non-CHP
54766 | Boydton Plank Road Cogen Plant | GEN26 | Petroleum Liquids | 0.3 | IPP Non-CHP
54766 | Boydton Plank Road Cogen Plant | GEN27 | Petroleum Liquids | 0.3 | IPP Non-CHP
54766 | Boydton Plank Road Cogen Plant | GEN28 | Petroleum Liquids | 0.3 | IPP Non-CHP
54766 | Boydton Plank Road Cogen Plant | GEN29 | Petroleum Liquids | 0.3 | IPP Non-CHP
54766 | Boydton Plank Road Cogen Plant | GEN3 | Petroleum Liquids | 0.3 | IPP Non-CHP
54766 | Boydton Plank Road Cogen Plant | GEN30 | Petroleum Liquids | 0.3 | IPP Non-CHP
54766 | Boydton Plank Road Cogen Plant | GEN31 | Petroleum Liquids | 0.3 | IPP Non-CHP
54766 | Boydton Plank Road Cogen Plant | GEN32 | Petroleum Liquids | 0.3 | IPP Non-CHP
54766 | Boydton Plank Road Cogen Plant | GEN33 | Petroleum Liquids | 0.3 | IPP Non-CHP
54766 | Boydton Plank Road Cogen Plant | GEN34 | Petroleum Liquids | 0.3 | IPP Non-CHP
54766 | Boydton Plank Road Cogen Plant | GEN4 | Petroleum Liquids | 0.3 | IPP Non-CHP
54766 | Boydton Plank Road Cogen Plant | GEN5 | Petroleum Liquids | 0.3 | IPP Non-CHP
54766 | Boydton Plank Road Cogen Plant | GEN6 | Petroleum Liquids | 0.3 | IPP Non-CHP
54766 | Boydton Plank Road Cogen Plant | GEN7 | Petroleum Liquids | 0.3 | IPP Non-CHP
54766 | Boydton Plank Road Cogen Plant | GEN8 | Petroleum Liquids | 0.3 | IPP Non-CHP
54766 | Boydton Plank Road Cogen Plant | GEN9 | Petroleum Liquids | 0.3 | IPP Non-CHP
50938 | Galesville Project | GV1 | Conventional Hydroelectric | 0.8 | IPP Non-CHP
50938 | Galesville Project | GV2 | Conventional Hydroelectric | 0.8 | IPP Non-CHP
55278 | Beaver Creek Gas Plant | 1 | Natural Gas Fired Combustion Turbine | 2.5 | Industrial CHP
55278 | Beaver Creek Gas Plant | 2 | Natural Gas Fired Combustion Turbine | 2.5 | Industrial CHP
566 | Millstone | 2 | Nuclear | 909.9 | IPP Non-CHP
566 | Millstone | 3 | Nuclear | 1253 | IPP Non-CHP
10526 | Dodge Falls Associates | 1UNI | Conventional Hydroelectric | 5 | IPP Non-CHP
10613 | Domtar - Woodland Mill | HG1 | Conventional Hydroelectric | 3 | Industrial CHP
10613 | Domtar - Woodland Mill | HG10 | Conventional Hydroelectric | 1.2 | Industrial CHP
10613 | Domtar - Woodland Mill | HG2 | Conventional Hydroelectric | 3 | Industrial CHP
10613 | Domtar - Woodland Mill | HG3 | Conventional Hydroelectric | 3.3 | Industrial CHP
10613 | Domtar - Woodland Mill | HG4 | Conventional Hydroelectric | 0.8 | Industrial CHP
10613 | Domtar - Woodland Mill | HG5 | Conventional Hydroelectric | 0.8 | Industrial CHP
10613 | Domtar - Woodland Mill | HG6 | Conventional Hydroelectric | 0.8 | Industrial CHP
10613 | Domtar - Woodland Mill | HG7 | Conventional Hydroelectric | 1.6 | Industrial CHP
10613 | Domtar - Woodland Mill | HG8 | Conventional Hydroelectric | 2 | Industrial CHP
10613 | Domtar - Woodland Mill | HG9 | Conventional Hydroelectric | 2 | Industrial CHP
10613 | Domtar - Woodland Mill | TG10 | Wood/Wood Waste Biomass | 23 | Industrial CHP
10613 | Domtar - Woodland Mill | TG11 | Wood/Wood Waste Biomass | 26.8 | Industrial CHP
55199 | Elwood Energy LLC | GT1 | Natural Gas Fired Combustion Turbine | 192 | IPP Non-CHP
55199 | Elwood Energy LLC | GT2 | Natural Gas Fired Combustion Turbine | 192 | IPP Non-CHP
55199 | Elwood Energy LLC | GT3 | Natural Gas Fired Combustion Turbine | 192 | IPP Non-CHP
55199 | Elwood Energy LLC | GT4 | Natural Gas Fired Combustion Turbine | 192 | IPP Non-CHP
55199 | Elwood Energy LLC | GT5 | Natural Gas Fired Combustion Turbine | 192 | IPP Non-CHP
55199 | Elwood Energy LLC | GT6 | Natural Gas Fired Combustion Turbine | 192 | IPP Non-CHP
55199 | Elwood Energy LLC | GT7 | Natural Gas Fired Combustion Turbine | 192 | IPP Non-CHP
55199 | Elwood Energy LLC | GT8 | Natural Gas Fired Combustion Turbine | 192 | IPP Non-CHP
55199 | Elwood Energy LLC | GT9 | Natural Gas Fired Combustion Turbine | 192 | IPP Non-CHP
54104 | Ashdown | GEN1 | Wood/Wood Waste Biomass | 19.5 | Industrial CHP
54104 | Ashdown | GEN2 | Wood/Wood Waste Biomass | 47 | Industrial CHP
54104 | Ashdown | GEN3 | Wood/Wood Waste Biomass | 45 | Industrial CHP
54104 | Ashdown | GEN4 | Wood/Wood Waste Biomass | 45 | Industrial CHP
876 | Kincaid Generation LLC | 1 | Conventional Steam Coal | 659.5 | IPP Non-CHP
876 | Kincaid Generation LLC | 2 | Conventional Steam Coal | 659.5 | IPP Non-CHP
54795 | Domino Sugar Baltimore | GEN1 | Natural Gas Steam Turbine | 5 | Industrial CHP
54795 | Domino Sugar Baltimore | GEN2 | Natural Gas Steam Turbine | 2.5 | Industrial CHP
54795 | Domino Sugar Baltimore | GEN4 | Natural Gas Steam Turbine | 10 | Industrial CHP
55229 | Montpelier Electric Generating Station | GT1 | Natural Gas Fired Combustion Turbine | 59 | IPP Non-CHP
55229 | Montpelier Electric Generating Station | GT2 | Natural Gas Fired Combustion Turbine | 59 | IPP Non-CHP
55229 | Montpelier Electric Generating Station | GT3 | Natural Gas Fired Combustion Turbine | 59 | IPP Non-CHP
55229 | Montpelier Electric Generating Station | GT4 | Natural Gas Fired Combustion Turbine | 59 | IPP Non-CHP
55248 | Tait Electric Generating Station | GT4 | Natural Gas Fired Combustion Turbine | 94 | IPP Non-CHP
55248 | Tait Electric Generating Station | GT5 | Natural Gas Fired Combustion Turbine | 94 | IPP Non-CHP
55248 | Tait Electric Generating Station | GT6 | Natural Gas Fired Combustion Turbine | 94 | IPP Non-CHP
55248 | Tait Electric Generating Station | GT7 | Natural Gas Fired Combustion Turbine | 94 | IPP Non-CHP
52019 | Doswell Energy Center | GEN1 | Natural Gas Fired Combined Cycle | 122 | IPP Non-CHP
52019 | Doswell Energy Center | GEN2 | Natural Gas Fired Combined Cycle | 122 | IPP Non-CHP
52019 | Doswell Energy Center | GEN3 | Natural Gas Fired Combined Cycle | 132 | IPP Non-CHP
52019 | Doswell Energy Center | GEN4 | Natural Gas Fired Combined Cycle | 122 | IPP Non-CHP
52019 | Doswell Energy Center | GEN5 | Natural Gas Fired Combined Cycle | 122 | IPP Non-CHP
52019 | Doswell Energy Center | GEN6 | Natural Gas Fired Combined Cycle | 132 | IPP Non-CHP
52019 | Doswell Energy Center | GEN7 | Natural Gas Fired Combustion Turbine | 187 | IPP Non-CHP
56076 | ABC Coke | 1 | Other Gases | 3.8 | Industrial CHP
3886 | Wells | U-1 | Conventional Hydroelectric | 77.4 | Electric Utility
3886 | Wells | U-10 | Conventional Hydroelectric | 77.4 | Electric Utility
3886 | Wells | U-2 | Conventional Hydroelectric | 77.4 | Electric Utility
3886 | Wells | U-3 | Conventional Hydroelectric | 77.4 | Electric Utility
3886 | Wells | U-4 | Conventional Hydroelectric | 77.4 | Electric Utility
3886 | Wells | U-5 | Conventional Hydroelectric | 77.4 | Electric Utility
3886 | Wells | U-6 | Conventional Hydroelectric | 77.4 | Electric Utility
3886 | Wells | U-7 | Conventional Hydroelectric | 77.4 | Electric Utility
3886 | Wells | U-8 | Conventional Hydroelectric | 77.4 | Electric Utility
3886 | Wells | U-9 | Conventional Hydroelectric | 77.4 | Electric Utility
2914 | Dover | 3 | Conventional Steam Coal | 8 | Electric Utility
2914 | Dover | 4 | Conventional Steam Coal | 19.5 | Electric Utility
2914 | Dover | 5 | Petroleum Liquids | 2.6 | Electric Utility
2914 | Dover | 6 | Natural Gas Fired Combustion Turbine | 19.5 | Electric Utility
52120 | Dow Chemical Texas Operation | G-37 | Natural Gas Fired Combustion Turbine | 75 | Industrial CHP
52120 | Dow Chemical Texas Operation | G-61 | Natural Gas Fired Combined Cycle | 94.5 | Industrial CHP
52120 | Dow Chemical Texas Operation | G-63 | Natural Gas Fired Combined Cycle | 94.5 | Industrial CHP
52120 | Dow Chemical Texas Operation | G-64 | Natural Gas Fired Combined Cycle | 64.8 | Industrial CHP
52120 | Dow Chemical Texas Operation | G-65 | Natural Gas Fired Combined Cycle | 111.3 | Industrial CHP
52120 | Dow Chemical Texas Operation | G-66 | Natural Gas Fired Combined Cycle | 119 | Industrial CHP
52120 | Dow Chemical Texas Operation | G-67 | Natural Gas Fired Combined Cycle | 119 | Industrial CHP
56152 | Freeport Energy Center | CTG1 | Natural Gas Fired Combined Cycle | 180 | Industrial CHP
56152 | Freeport Energy Center | STG1 | Natural Gas Fired Combined Cycle | 80 | Industrial CHP
52006 | LaO Energy Systems | GEN1 | Natural Gas Fired Combined Cycle | 57 | Industrial CHP
52006 | LaO Energy Systems | GEN2 | Natural Gas Fired Combined Cycle | 88 | Industrial CHP
52006 | LaO Energy Systems | GEN3 | Natural Gas Fired Combined Cycle | 90 | Industrial CHP
52006 | LaO Energy Systems | GEN4 | Natural Gas Fired Combined Cycle | 76.5 | Industrial CHP
52006 | LaO Energy Systems | GEN5 | Natural Gas Fired Combined Cycle | 76.5 | Industrial CHP
52006 | LaO Energy Systems | GEN6 | Natural Gas Fired Combined Cycle | 76.5 | Industrial CHP
52006 | LaO Energy Systems | GEN7 | Natural Gas Fired Combined Cycle | 125 | Industrial CHP
55419 | Plaquemine Cogeneration Plant | G500 | Natural Gas Fired Combined Cycle | 198 | Industrial CHP
55419 | Plaquemine Cogeneration Plant | G600 | Natural Gas Fired Combined Cycle | 198 | Industrial CHP
55419 | Plaquemine Cogeneration Plant | G700 | Natural Gas Fired Combined Cycle | 198 | Industrial CHP
55419 | Plaquemine Cogeneration Plant | G800 | Natural Gas Fired Combined Cycle | 198 | Industrial CHP
55419 | Plaquemine Cogeneration Plant | ST5 | Natural Gas Fired Combined Cycle | 195 | Industrial CHP
50152 | Dow St Charles Operations | CGN1 | Natural Gas Fired Combined Cycle | 125.8 | Industrial CHP
50152 | Dow St Charles Operations | CGN2 | Natural Gas Fired Combined Cycle | 125.8 | Industrial CHP
50152 | Dow St Charles Operations | CSTG | Natural Gas Fired Combined Cycle | 50 | Industrial CHP
50152 | Dow St Charles Operations | STG | Natural Gas Fired Combined Cycle | 22 | Industrial CHP
55244 | Doyle Generating Facility | CTG1 | Natural Gas Fired Combustion Turbine | 64 | IPP Non-CHP
55244 | Doyle Generating Facility | CTG2 | Natural Gas Fired Combustion Turbine | 71.8 | IPP Non-CHP
55244 | Doyle Generating Facility | CTG3 | Natural Gas Fired Combustion Turbine | 71.8 | IPP Non-CHP
55244 | Doyle Generating Facility | CTG4 | Natural Gas Fired Combustion Turbine | 100.7 | IPP Non-CHP
55244 | Doyle Generating Facility | CTG5 | Natural Gas Fired Combustion Turbine | 100.7 | IPP Non-CHP
54676 | Oyster Creek Unit VIII | G81 | Natural Gas Fired Combined Cycle | 99 | IPP CHP
54676 | Oyster Creek Unit VIII | G82 | Natural Gas Fired Combined Cycle | 99 | IPP CHP
54676 | Oyster Creek Unit VIII | G83 | Natural Gas Fired Combined Cycle | 99 | IPP CHP
54676 | Oyster Creek Unit VIII | G84 | Natural Gas Fired Combined Cycle | 200.9 | IPP CHP
54394 | Dry Creek Project | GEN1 | Conventional Hydroelectric | 3.6 | IPP Non-CHP
2718 | G G Allen | 1 | Conventional Steam Coal | 165 | Electric Utility
2718 | G G Allen | 2 | Conventional Steam Coal | 165 | Electric Utility
2718 | G G Allen | 3 | Conventional Steam Coal | 275 | Electric Utility
2718 | G G Allen | 4 | Conventional Steam Coal | 275 | Electric Utility
2718 | G G Allen | 5 | Conventional Steam Coal | 275 | Electric Utility
2719 | Bridgewater | 1 | Conventional Hydroelectric | 13 | Electric Utility
2719 | Bridgewater | 2 | Conventional Hydroelectric | 13 | Electric Utility
2719 | Bridgewater | 3 | Conventional Hydroelectric | 1.7 | Electric Utility
2720 | Buck | CT11 | Natural Gas Fired Combined Cycle | 185.3 | Electric Utility
2720 | Buck | CT12 | Natural Gas Fired Combined Cycle | 185.3 | Electric Utility
2720 | Buck | ST10 | Natural Gas Fired Combined Cycle | 320.5 | Electric Utility
2721 | James E. Rogers Energy Complex | 5 | Conventional Steam Coal | 570.9 | Electric Utility
2721 | James E. Rogers Energy Complex | 6 | Conventional Steam Coal | 909.5 | Electric Utility
2722 | Cowans Ford | 1 | Conventional Hydroelectric | 87.5 | Electric Utility
2722 | Cowans Ford | 2 | Conventional Hydroelectric | 87.5 | Electric Utility
2722 | Cowans Ford | 3 | Conventional Hydroelectric | 87.5 | Electric Utility
2722 | Cowans Ford | 4 | Conventional Hydroelectric | 87.5 | Electric Utility
2723 | Dan River | CT8 | Natural Gas Fired Combined Cycle | 185.3 | Electric Utility
2723 | Dan River | CT9 | Natural Gas Fired Combined Cycle | 185.3 | Electric Utility
2723 | Dan River | ST7 | Natural Gas Fired Combined Cycle | 320.5 | Electric Utility
2726 | Lookout Shoals | 1 | Conventional Hydroelectric | 8.6 | Electric Utility
2726 | Lookout Shoals | 2 | Conventional Hydroelectric | 8.6 | Electric Utility
2726 | Lookout Shoals | 3 | Conventional Hydroelectric | 8.6 | Electric Utility
2727 | Marshall (NC) | 1 | Conventional Steam Coal | 350 | Electric Utility
2727 | Marshall (NC) | 2 | Conventional Steam Coal | 350 | Electric Utility
2727 | Marshall (NC) | 3 | Conventional Steam Coal | 648 | Electric Utility
2727 | Marshall (NC) | 4 | Conventional Steam Coal | 648 | Electric Utility
2728 | Mountain Island | 1 | Conventional Hydroelectric | 15 | Electric Utility
2728 | Mountain Island | 2 | Conventional Hydroelectric | 15 | Electric Utility
2728 | Mountain Island | 3 | Conventional Hydroelectric | 15 | Electric Utility
2728 | Mountain Island | 4 | Conventional Hydroelectric | 15 | Electric Utility
2729 | Oxford Dam | 1 | Conventional Hydroelectric | 18 | Electric Utility
2729 | Oxford Dam | 2 | Conventional Hydroelectric | 18 | Electric Utility
2730 | Rhodhiss | 1 | Conventional Hydroelectric | 8.5 | Electric Utility
2730 | Rhodhiss | 2 | Conventional Hydroelectric | 8.5 | Electric Utility
2730 | Rhodhiss | 3 | Conventional Hydroelectric | 8.5 | Electric Utility
2736 | Tuxedo | 1 | Conventional Hydroelectric | 2.5 | Electric Utility
2736 | Tuxedo | 2 | Conventional Hydroelectric | 2.5 | Electric Utility
2741 | Bear Creek Dam | 1 | Conventional Hydroelectric | 9 | Electric Utility
2743 | Cedar Cliff | 1 | Conventional Hydroelectric | 6.4 | Electric Utility
2745 | Franklin (NC) | 1 | Conventional Hydroelectric | 0.5 | Electric Utility
2745 | Franklin (NC) | 2 | Conventional Hydroelectric | 0.5 | Electric Utility
2746 | Mission | 1 | Conventional Hydroelectric | 0.6 | Electric Utility
2746 | Mission | 2 | Conventional Hydroelectric | 0.6 | Electric Utility
2746 | Mission | 3 | Conventional Hydroelectric | 0.6 | Electric Utility
2747 | Nantahala | 1 | Conventional Hydroelectric | 43.2 | Electric Utility
2749 | Tennessee Creek | 1 | Conventional Hydroelectric | 10.8 | Electric Utility
2750 | Thorpe | 1 | Conventional Hydroelectric | 21.6 | Electric Utility
2751 | Tuckasegee | 1 | Conventional Hydroelectric | 3 | Electric Utility
3255 | Cedar Creek | 1 | Conventional Hydroelectric | 15 | Electric Utility
3255 | Cedar Creek | 2 | Conventional Hydroelectric | 15 | Electric Utility
3255 | Cedar Creek | 3 | Conventional Hydroelectric | 15 | Electric Utility
3256 | Dearborn | 1 | Conventional Hydroelectric | 15 | Electric Utility
3256 | Dearborn | 2 | Conventional Hydroelectric | 15 | Electric Utility
3256 | Dearborn | 3 | Conventional Hydroelectric | 15 | Electric Utility
3257 | Fishing Creek | 1 | Conventional Hydroelectric | 9.3 | Electric Utility
3257 | Fishing Creek | 2 | Conventional Hydroelectric | 8.8 | Electric Utility
3257 | Fishing Creek | 3 | Conventional Hydroelectric | 8.8 | Electric Utility
3257 | Fishing Creek | 4 | Conventional Hydroelectric | 9.4 | Electric Utility
3257 | Fishing Creek | 5 | Conventional Hydroelectric | 6 | Electric Utility
3258 | Gaston Shoals | 3 | Conventional Hydroelectric | 1.4 | Electric Utility
3258 | Gaston Shoals | 4 | Conventional Hydroelectric | 1.4 | Electric Utility
3258 | Gaston Shoals | 5 | Conventional Hydroelectric | 1.4 | Electric Utility
3258 | Gaston Shoals | 6 | Conventional Hydroelectric | 2.5 | Electric Utility
3259 | Great Falls (SC) | 1 | Conventional Hydroelectric | 3 | Electric Utility
3259 | Great Falls (SC) | 2 | Conventional Hydroelectric | 3 | Electric Utility
3259 | Great Falls (SC) | 3 | Conventional Hydroelectric | 3 | Electric Utility
3259 | Great Falls (SC) | 4 | Conventional Hydroelectric | 3 | Electric Utility
3259 | Great Falls (SC) | 5 | Conventional Hydroelectric | 3 | Electric Utility
3259 | Great Falls (SC) | 6 | Conventional Hydroelectric | 3 | Electric Utility
3259 | Great Falls (SC) | 7 | Conventional Hydroelectric | 3 | Electric Utility
3259 | Great Falls (SC) | 8 | Conventional Hydroelectric | 3 | Electric Utility
3262 | Jocassee | 1 | Hydroelectric Pumped Storage | 193.5 | Electric Utility
3262 | Jocassee | 2 | Hydroelectric Pumped Storage | 193.5 | Electric Utility
3262 | Jocassee | 3 | Hydroelectric Pumped Storage | 193.5 | Electric Utility
3262 | Jocassee | 4 | Hydroelectric Pumped Storage | 193.5 | Electric Utility
3264 | W S Lee | 3 | Natural Gas Steam Turbine | 175 | Electric Utility
3264 | W S Lee | 7 | Natural Gas Fired Combustion Turbine | 54 | Electric Utility
3264 | W S Lee | 8 | Natural Gas Fired Combustion Turbine | 54 | Electric Utility
3265 | Oconee | 1 | Nuclear | 886.7 | Electric Utility
3265 | Oconee | 2 | Nuclear | 886.7 | Electric Utility
3265 | Oconee | 3 | Nuclear | 893.3 | Electric Utility
3266 | Rocky Creek | 1 | Conventional Hydroelectric | 3 | Electric Utility
3266 | Rocky Creek | 2 | Conventional Hydroelectric | 3 | Electric Utility
3266 | Rocky Creek | 3 | Conventional Hydroelectric | 3 | Electric Utility
3266 | Rocky Creek | 4 | Conventional Hydroelectric | 3 | Electric Utility
3266 | Rocky Creek | 5 | Conventional Hydroelectric | 5 | Electric Utility
3266 | Rocky Creek | 6 | Conventional Hydroelectric | 5 | Electric Utility
3266 | Rocky Creek | 7 | Conventional Hydroelectric | 3 | Electric Utility
3266 | Rocky Creek | 8 | Conventional Hydroelectric | 3 | Electric Utility
3270 | Wateree Hydro | 1 | Conventional Hydroelectric | 11.2 | Electric Utility
3270 | Wateree Hydro | 2 | Conventional Hydroelectric | 11.2 | Electric Utility
3270 | Wateree Hydro | 3 | Conventional Hydroelectric | 11.2 | Electric Utility
3270 | Wateree Hydro | 4 | Conventional Hydroelectric | 11.2 | Electric Utility
3270 | Wateree Hydro | 5 | Conventional Hydroelectric | 11.2 | Electric Utility
3271 | Wylie | 1 | Conventional Hydroelectric | 15 | Electric Utility
3271 | Wylie | 2 | Conventional Hydroelectric | 15 | Electric Utility
3271 | Wylie | 3 | Conventional Hydroelectric | 15 | Electric Utility
3271 | Wylie | 4 | Conventional Hydroelectric | 15 | Electric Utility
3272 | 99 Islands | 1 | Conventional Hydroelectric | 3 | Electric Utility
3272 | 99 Islands | 2 | Conventional Hydroelectric | 3 | Electric Utility
3272 | 99 Islands | 3 | Conventional Hydroelectric | 3 | Electric Utility
3272 | 99 Islands | 4 | Conventional Hydroelectric | 3 | Electric Utility
3272 | 99 Islands | 5 | Conventional Hydroelectric | 3 | Electric Utility
3272 | 99 Islands | 6 | Conventional Hydroelectric | 3 | Electric Utility
6036 | Catawba | 1 | Nuclear | 1205.1 | Electric Utility
6036 | Catawba | 2 | Nuclear | 1205.1 | Electric Utility
6038 | McGuire | 1 | Nuclear | 1220.3 | Electric Utility
6038 | McGuire | 2 | Nuclear | 1220.3 | Electric Utility
6438 | Queens Creek | 1 | Conventional Hydroelectric | 1.4 | Electric Utility
6517 | Keowee | 1 | Conventional Hydroelectric | 78.8 | Electric Utility
6517 | Keowee | 2 | Conventional Hydroelectric | 78.8 | Electric Utility
7125 | Bad Creek | 1 | Hydroelectric Pumped Storage | 324 | Electric Utility
7125 | Bad Creek | 2 | Hydroelectric Pumped Storage | 324 | Electric Utility
7125 | Bad Creek | 3 | Hydroelectric Pumped Storage | 324 | Electric Utility
7125 | Bad Creek | 4 | Hydroelectric Pumped Storage | 324 | Electric Utility
7277 | Lincoln Combustion | 1 | Natural Gas Fired Combustion Turbine | 109.6 | Electric Utility
7277 | Lincoln Combustion | 10 | Natural Gas Fired Combustion Turbine | 109.6 | Electric Utility
7277 | Lincoln Combustion | 11 | Natural Gas Fired Combustion Turbine | 109.6 | Electric Utility
7277 | Lincoln Combustion | 12 | Natural Gas Fired Combustion Turbine | 109.6 | Electric Utility
7277 | Lincoln Combustion | 13 | Natural Gas Fired Combustion Turbine | 109.6 | Electric Utility
7277 | Lincoln Combustion | 14 | Natural Gas Fired Combustion Turbine | 109.6 | Electric Utility
7277 | Lincoln Combustion | 15 | Natural Gas Fired Combustion Turbine | 109.6 | Electric Utility
7277 | Lincoln Combustion | 16 | Natural Gas Fired Combustion Turbine | 109.6 | Electric Utility
7277 | Lincoln Combustion | 2 | Natural Gas Fired Combustion Turbine | 109.6 | Electric Utility
7277 | Lincoln Combustion | 3 | Natural Gas Fired Combustion Turbine | 109.6 | Electric Utility
7277 | Lincoln Combustion | 4 | Natural Gas Fired Combustion Turbine | 109.6 | Electric Utility
7277 | Lincoln Combustion | 5 | Natural Gas Fired Combustion Turbine | 109.6 | Electric Utility
7277 | Lincoln Combustion | 6 | Natural Gas Fired Combustion Turbine | 109.6 | Electric Utility
7277 | Lincoln Combustion | 7 | Natural Gas Fired Combustion Turbine | 109.6 | Electric Utility
7277 | Lincoln Combustion | 8 | Natural Gas Fired Combustion Turbine | 109.6 | Electric Utility
7277 | Lincoln Combustion | 9 | Natural Gas Fired Combustion Turbine | 109.6 | Electric Utility
7981 | Mill Creek (SC) | 1 | Natural Gas Fired Combustion Turbine | 99.9 | Electric Utility
7981 | Mill Creek (SC) | 2 | Natural Gas Fired Combustion Turbine | 99.9 | Electric Utility
7981 | Mill Creek (SC) | 3 | Natural Gas Fired Combustion Turbine | 99.9 | Electric Utility
7981 | Mill Creek (SC) | 4 | Natural Gas Fired Combustion Turbine | 99.9 | Electric Utility
7981 | Mill Creek (SC) | 5 | Natural Gas Fired Combustion Turbine | 99.9 | Electric Utility
7981 | Mill Creek (SC) | 6 | Natural Gas Fired Combustion Turbine | 99.9 | Electric Utility
7981 | Mill Creek (SC) | 7 | Natural Gas Fired Combustion Turbine | 99.9 | Electric Utility
7981 | Mill Creek (SC) | 8 | Natural Gas Fired Combustion Turbine | 99.9 | Electric Utility
8042 | Belews Creek | 1 | Conventional Steam Coal | 1080.1 | Electric Utility
8042 | Belews Creek | 2 | Conventional Steam Coal | 1080.1 | Electric Utility
55116 | Rockingham County CT Station | CT1 | Natural Gas Fired Combustion Turbine | 195.5 | Electric Utility
55116 | Rockingham County CT Station | CT2 | Natural Gas Fired Combustion Turbine | 195.5 | Electric Utility
55116 | Rockingham County CT Station | CT3 | Natural Gas Fired Combustion Turbine | 195.5 | Electric Utility
55116 | Rockingham County CT Station | CT4 | Natural Gas Fired Combustion Turbine | 195.5 | Electric Utility
55116 | Rockingham County CT Station | CT5 | Natural Gas Fired Combustion Turbine | 195.5 | Electric Utility
57334 | DE Solar 10240 Old Dowd Rd | PV01 | Solar Photovoltaic | 1.9 | Electric Utility
57335 | DE Solar 657 Brigham Rd | PV01 | Solar Photovoltaic | 1.3 | Electric Utility
57336 | DE Solar 1725 Drywall Dr | PV01 | Solar Photovoltaic | 1 | Electric Utility
54987 | Woodridge Greene Valley Treatment Plant | FM01 | Natural Gas Internal Combustion Engine | 1.5 | Commercial CHP
54531 | Stingray Facility | 1S72 | Natural Gas Fired Combustion Turbine | 2.5 | Industrial Non-CHP
8006 | Roseton Generating Facility | 1 | Natural Gas Steam Turbine | 621 | IPP Non-CHP
8006 | Roseton Generating Facility | 2 | Natural Gas Steam Turbine | 621 | IPP Non-CHP
889 | Baldwin Energy Complex | 1 | Conventional Steam Coal | 625.1 | IPP Non-CHP
889 | Baldwin Energy Complex | 2 | Conventional Steam Coal | 634.5 | IPP Non-CHP
889 | Baldwin Energy Complex | 3 | Conventional Steam Coal | 634.5 | IPP Non-CHP
891 | Havana | 6 | Conventional Steam Coal | 488 | IPP Non-CHP
892 | Hennepin Power Station | 1 | Conventional Steam Coal | 75 | IPP Non-CHP
892 | Hennepin Power Station | 2 | Conventional Steam Coal | 231.3 | IPP Non-CHP
898 | Wood River | 4 | Conventional Steam Coal | 112.5 | IPP Non-CHP
898 | Wood River | 5 | Conventional Steam Coal | 387.6 | IPP Non-CHP
50627 | ExxonMobil Oil Joliet Refinery | GTG1 | Other Gases | 22 | Industrial CHP
50627 | ExxonMobil Oil Joliet Refinery | MG | Other Gases | 11.2 | Industrial CHP
50627 | ExxonMobil Oil Joliet Refinery | STG1 | Other Gases | 6.5 | Industrial CHP
55718 | DTE East China LLC | GT1 | Natural Gas Fired Combustion Turbine | 89.4 | IPP Non-CHP
55718 | DTE East China LLC | GT2 | Natural Gas Fired Combustion Turbine | 89.4 | IPP Non-CHP
55718 | DTE East China LLC | GT3 | Natural Gas Fired Combustion Turbine | 89.4 | IPP Non-CHP
55718 | DTE East China LLC | GT4 | Natural Gas Fired Combustion Turbine | 89.4 | IPP Non-CHP
6220 | Durant | 6A | Petroleum Liquids | 2 | Electric Utility
6220 | Durant | 7 | Petroleum Liquids | 1.8 | Electric Utility
6220 | Durant | 8 | Petroleum Liquids | 2.6 | Electric Utility
10805 | Kenilworth Energy Facility | GEN1 | Natural Gas Fired Combined Cycle | 22 | IPP CHP
10805 | Kenilworth Energy Facility | GEN2 | Natural Gas Fired Combined Cycle | 6.8 | IPP CHP
55951 | Agua Mansa Power Plant | AMP1 | Natural Gas Fired Combustion Turbine | 60.5 | Electric Utility
10776 | E F Oxnard Energy Facility | GTG | Natural Gas Fired Combustion Turbine | 48.5 | IPP CHP
54887 | DSM Pharmaceuticals | GEN1 | Natural Gas Fired Combustion Turbine | 4 | Industrial CHP
54887 | DSM Pharmaceuticals | GEN2 | Petroleum Liquids | 0.3 | Industrial CHP
54887 | DSM Pharmaceuticals | GEN3 | Petroleum Liquids | 1.1 | Industrial CHP
54887 | DSM Pharmaceuticals | GEN4 | Petroleum Liquids | 1.2 | Industrial CHP
54887 | DSM Pharmaceuticals | GEN5 | Petroleum Liquids | 1 | Industrial CHP
54887 | DSM Pharmaceuticals | GEN6 | Petroleum Liquids | 1.2 | Industrial CHP
10789 | Sabine River Works | GEN1 | Natural Gas Fired Combined Cycle | 89.9 | Industrial CHP
10789 | Sabine River Works | GEN3 | Natural Gas Fired Combined Cycle | 6.2 | Industrial CHP
7865 | Earlville | 1 | Petroleum Liquids | 1.8 | Electric Utility
376 | Pardee | 1 | Conventional Hydroelectric | 7.5 | Electric Utility
376 | Pardee | 2 | Conventional Hydroelectric | 7.5 | Electric Utility
376 | Pardee | 3 | Conventional Hydroelectric | 8.6 | Electric Utility
537 | Camanche | 1 | Conventional Hydroelectric | 3.6 | Electric Utility
537 | Camanche | 2 | Conventional Hydroelectric | 3.6 | Electric Utility
537 | Camanche | 3 | Conventional Hydroelectric | 3.6 | Electric Utility
56036 | WWTP Power Generation Station | GEN1 | Other Waste Biomass | 2.2 | Commercial CHP
56036 | WWTP Power Generation Station | GEN2 | Other Waste Biomass | 2.2 | Commercial CHP
56036 | WWTP Power Generation Station | GEN3 | Other Waste Biomass | 2.2 | Commercial CHP
57696 | Power Generation Station (PGS) 2 | 1 | Other Waste Biomass | 4.6 | Commercial CHP
54 | J K Smith | GT1 | Natural Gas Fired Combustion Turbine | 149 | Electric Utility
54 | J K Smith | GT10 | Natural Gas Fired Combustion Turbine | 98 | Electric Utility
54 | J K Smith | GT2 | Natural Gas Fired Combustion Turbine | 149 | Electric Utility
54 | J K Smith | GT3 | Natural Gas Fired Combustion Turbine | 149 | Electric Utility
54 | J K Smith | GT4 | Natural Gas Fired Combustion Turbine | 108 | Electric Utility
54 | J K Smith | GT5 | Natural Gas Fired Combustion Turbine | 108 | Electric Utility
54 | J K Smith | GT6 | Natural Gas Fired Combustion Turbine | 98 | Electric Utility
54 | J K Smith | GT7 | Natural Gas Fired Combustion Turbine | 98 | Electric Utility
54 | J K Smith | GT9 | Natural Gas Fired Combustion Turbine | 98 | Electric Utility
1384 | Cooper | 1 | Conventional Steam Coal | 113.6 | Electric Utility
1384 | Cooper | 2 | Conventional Steam Coal | 230.4 | Electric Utility
1385 | Dale | 1 | Conventional Steam Coal | 27 | Electric Utility
1385 | Dale | 2 | Conventional Steam Coal | 27 | Electric Utility
1385 | Dale | 3 | Conventional Steam Coal | 81 | Electric Utility
1385 | Dale | 4 | Conventional Steam Coal | 81 | Electric Utility
6041 | H L Spurlock | 1 | Conventional Steam Coal | 357.6 | Electric Utility
6041 | H L Spurlock | 2 | Conventional Steam Coal | 592.1 | Electric Utility
6041 | H L Spurlock | 3 | Conventional Steam Coal | 329.4 | Electric Utility
6041 | H L Spurlock | 4 | Conventional Steam Coal | 329.4 | Electric Utility
56277 | Bavarian LFGTE | 1 | Landfill Gas | 0.8 | Electric Utility
56277 | Bavarian LFGTE | 2 | Landfill Gas | 0.8 | Electric Utility
56277 | Bavarian LFGTE | 3 | Landfill Gas | 0.8 | Electric Utility
56277 | Bavarian LFGTE | 4 | Landfill Gas | 0.8 | Electric Utility
56278 | Green Valley LFGTE | 1 | Landfill Gas | 0.8 | Electric Utility
56278 | Green Valley LFGTE | 2 | Landfill Gas | 0.8 | Electric Utility
56278 | Green Valley LFGTE | 3 | Landfill Gas | 0.8 | Electric Utility
56279 | Laurel Ridge LFGTE | 1 | Landfill Gas | 0.8 | Electric Utility
56279 | Laurel Ridge LFGTE | 2 | Landfill Gas | 0.8 | Electric Utility
56279 | Laurel Ridge LFGTE | 3 | Landfill Gas | 0.8 | Electric Utility
56279 | Laurel Ridge LFGTE | 4 | Landfill Gas | 0.8 | Electric Utility
56279 | Laurel Ridge LFGTE | 5 | Landfill Gas | 0.8 | Electric Utility
56280 | Hardin County LFGTE | 1 | Landfill Gas | 0.8 | Electric Utility
56280 | Hardin County LFGTE | 2 | Landfill Gas | 0.8 | Electric Utility
56280 | Hardin County LFGTE | 3 | Landfill Gas | 0.8 | Electric Utility
56327 | Pendleton County LFGTE | 1 | Landfill Gas | 0.8 | Electric Utility
56327 | Pendleton County LFGTE | 2 | Landfill Gas | 0.8 | Electric Utility
56327 | Pendleton County LFGTE | 3 | Landfill Gas | 0.8 | Electric Utility
56327 | Pendleton County LFGTE | 4 | Landfill Gas | 0.8 | Electric Utility
56977 | Mason County LFGTE | 1 | Landfill Gas | 2 | Electric Utility
50481 | Tennessee Eastman Operations | TG10 | Conventional Steam Coal | 6 | Industrial CHP
50481 | Tennessee Eastman Operations | TG11 | Conventional Steam Coal | 6 | Industrial CHP
50481 | Tennessee Eastman Operations | TG12 | Conventional Steam Coal | 6 | Industrial CHP
50481 | Tennessee Eastman Operations | TG13 | Conventional Steam Coal | 7 | Industrial CHP
50481 | Tennessee Eastman Operations | TG14 | Conventional Steam Coal | 10 | Industrial CHP
50481 | Tennessee Eastman Operations | TG15 | Conventional Steam Coal | 7.5 | Industrial CHP
50481 | Tennessee Eastman Operations | TG16 | Conventional Steam Coal | 10.4 | Industrial CHP
50481 | Tennessee Eastman Operations | TG17 | Conventional Steam Coal | 10.4 | Industrial CHP
50481 | Tennessee Eastman Operations | TG18 | Conventional Steam Coal | 10.4 | Industrial CHP
50481 | Tennessee Eastman Operations | TG19 | Conventional Steam Coal | 10.4 | Industrial CHP
50481 | Tennessee Eastman Operations | TG20 | Conventional Steam Coal | 10.4 | Industrial CHP
50481 | Tennessee Eastman Operations | TG21 | Conventional Steam Coal | 15 | Industrial CHP
50481 | Tennessee Eastman Operations | TG22 | Conventional Steam Coal | 15.4 | Industrial CHP
50481 | Tennessee Eastman Operations | TG24 | Conventional Steam Coal | 16.8 | Industrial CHP
50481 | Tennessee Eastman Operations | TG25 | Natural Gas Steam Turbine | 18 | Industrial CHP
50481 | Tennessee Eastman Operations | TG26 | Conventional Steam Coal | 16.6 | Industrial CHP
50481 | Tennessee Eastman Operations | TGO7 | Conventional Steam Coal | 6 | Industrial CHP
50481 | Tennessee Eastman Operations | TGO8 | Conventional Steam Coal | 6 | Industrial CHP
50481 | Tennessee Eastman Operations | TGO9 | Conventional Steam Coal | 6 | Industrial CHP
50955 | Rousselot Inc | GEN1 | Natural Gas Steam Turbine | 1.5 | Industrial CHP
50955 | Rousselot Inc | GEN2 | Natural Gas Steam Turbine | 1.5 | Industrial CHP
50955 | Rousselot Inc | GEN3 | Natural Gas Steam Turbine | 3.7 | Industrial CHP
10025 | RED-Rochester, LLC | 17TG | Conventional Steam Coal | 15 | Industrial CHP
10025 | RED-Rochester, LLC | 22TG | Conventional Steam Coal | 12.5 | Industrial CHP
10025 | RED-Rochester, LLC | 41TG | Conventional Steam Coal | 25.6 | Industrial CHP
10025 | RED-Rochester, LLC | 42TG | Conventional Steam Coal | 25.6 | Industrial CHP
10025 | RED-Rochester, LLC | 43TG | Conventional Steam Coal | 25.6 | Industrial CHP
10025 | RED-Rochester, LLC | 44TG | Conventional Steam Coal | 25.6 | Industrial CHP
10025 | RED-Rochester, LLC | KPR1 | Conventional Hydroelectric | 0.4 | Industrial CHP
1580 | Easton | 10 | Petroleum Liquids | 3.5 | Electric Utility
1580 | Easton | 101 | Petroleum Liquids | 1.5 | Electric Utility
1580 | Easton | 102 | Petroleum Liquids | 1.5 | Electric Utility
1580 | Easton | 11 | Petroleum Liquids | 3.8 | Electric Utility
1580 | Easton | 12 | Petroleum Liquids | 4.1 | Electric Utility
1580 | Easton | 13 | Petroleum Liquids | 5.6 | Electric Utility
1580 | Easton | 14 | Petroleum Liquids | 5.6 | Electric Utility
1580 | Easton | 7 | Petroleum Liquids | 2.5 | Electric Utility
1580 | Easton | 8 | Petroleum Liquids | 2.5 | Electric Utility
1580 | Easton | 9 | Petroleum Liquids | 3 | Electric Utility
4257 | Easton 2 | 201 | Petroleum Liquids | 1.5 | Electric Utility
4257 | Easton 2 | 202 | Petroleum Liquids | 1.5 | Electric Utility
4257 | Easton 2 | 203 | Petroleum Liquids | 5.4 | Electric Utility
4257 | Easton 2 | 204 | Petroleum Liquids | 5.4 | Electric Utility
4257 | Easton 2 | 21 | Petroleum Liquids | 6.2 | Electric Utility
4257 | Easton 2 | 22 | Petroleum Liquids | 6.2 | Electric Utility
4257 | Easton 2 | 23 | Petroleum Liquids | 6.3 | Electric Utility
4257 | Easton 2 | 24 | Petroleum Liquids | 6.3 | Electric Utility
10603 | Ebensburg Power | GEN1 | Conventional Steam Coal | 57.6 | IPP CHP
50077 | Waste Energy Services | CAT1 | Landfill Gas | 0.5 | IPP CHP
50077 | Waste Energy Services | CAT2 | Landfill Gas | 0.3 | IPP CHP
50077 | Waste Energy Services | CAT3 | Landfill Gas | 0.3 | IPP CHP
50077 | Waste Energy Services | CAT4 | Landfill Gas | 0.3 | IPP CHP
55077 | Desert Star Energy Center | ED01 | Natural Gas Fired Combined Cycle | 170 | Electric Utility
55077 | Desert Star Energy Center | ED02 | Natural Gas Fired Combined Cycle | 170 | Electric Utility
55077 | Desert Star Energy Center | ED03 | Natural Gas Fired Combined Cycle | 196 | Electric Utility
9 | Copper | 1 | Natural Gas Fired Combustion Turbine | 80.5 | Electric Utility
2444 | Rio Grande | 6 | Natural Gas Steam Turbine | 50 | Electric Utility
2444 | Rio Grande | 7 | Natural Gas Steam Turbine | 50 | Electric Utility
2444 | Rio Grande | 8 | Natural Gas Steam Turbine | 166.5 | Electric Utility
2444 | Rio Grande | 9 | Natural Gas Fired Combustion Turbine | 106 | Electric Utility
3456 | Newman | 1 | Natural Gas Steam Turbine | 81.6 | Electric Utility
3456 | Newman | 2 | Natural Gas Steam Turbine | 81.6 | Electric Utility
3456 | Newman | 3 | Natural Gas Steam Turbine | 121.8 | Electric Utility
3456 | Newman | 4 | Natural Gas Fired Combined Cycle | 120 | Electric Utility
3456 | Newman | 5CA1 | Natural Gas Fired Combined Cycle | 165 | Electric Utility
3456 | Newman | 5CT1 | Natural Gas Fired Combined Cycle | 86.5 | Electric Utility
3456 | Newman | 5CT2 | Natural Gas Fired Combined Cycle | 86.5 | Electric Utility
3456 | Newman | CT1 | Natural Gas Fired Combined Cycle | 85 | Electric Utility
3456 | Newman | CT2 | Natural Gas Fired Combined Cycle | 85 | Electric Utility
55578 | Hueco Mountain Wind Ranch | EXIS | Onshore Wind Turbine | 1.3 | Electric Utility
887 | Joppa Steam | 1 | Conventional Steam Coal | 183.3 | IPP Non-CHP
887 | Joppa Steam | 2 | Conventional Steam Coal | 183.3 | IPP Non-CHP
887 | Joppa Steam | 3 | Conventional Steam Coal | 183.3 | IPP Non-CHP
887 | Joppa Steam | 4 | Conventional Steam Coal | 183.3 | IPP Non-CHP
887 | Joppa Steam | 5 | Conventional Steam Coal | 183.3 | IPP Non-CHP
887 | Joppa Steam | 6 | Conventional Steam Coal | 183.3 | IPP Non-CHP
55223 | Ennis Power Company LLC | GT1 | Natural Gas Fired Combined Cycle | 285 | IPP Non-CHP
55223 | Ennis Power Company LLC | ST1 | Natural Gas Fired Combined Cycle | 133 | IPP Non-CHP
1971 | Elk River City of | 1 | Petroleum Liquids | 0.5 | Electric Utility
1971 | Elk River City of | 2 | Petroleum Liquids | 0.5 | Electric Utility
1971 | Elk River City of | 3 | Petroleum Liquids | 3 | Electric Utility
1971 | Elk River City of | 4 | Petroleum Liquids | 5 | Electric Utility
1971 | Elk River City of | 5 | Landfill Gas | 0.8 | Electric Utility
1971 | Elk River City of | 6 | Landfill Gas | 0.8 | Electric Utility
1971 | Elk River City of | 7 | Landfill Gas | 0.8 | Electric Utility
1971 | Elk River City of | 8 | Landfill Gas | 0.8 | Electric Utility
1274 | Ellinwood | 1 | Petroleum Liquids | 2.1 | Electric Utility
1274 | Ellinwood | 2 | Petroleum Liquids | 1.4 | Electric Utility
1274 | Ellinwood | 3 | Petroleum Liquids | 0.6 | Electric Utility
1274 | Ellinwood | 4 | Petroleum Liquids | 1.1 | Electric Utility
1274 | Ellinwood | 5 | Petroleum Liquids | 3.3 | Electric Utility
10817 | Port Leyden Hydroelectric Project | GEN1 | Conventional Hydroelectric | 0.5 | IPP Non-CHP
10817 | Port Leyden Hydroelectric Project | GEN2 | Conventional Hydroelectric | 0.5 | IPP Non-CHP
4113 | Elroy | 1A | Petroleum Liquids | 2.3 | Electric Utility
4113 | Elroy | 2A | Petroleum Liquids | 2.3 | Electric Utility
4113 | Elroy | 5 | Petroleum Liquids | 2 | Electric Utility
2235 | Emerson | 2 | Natural Gas Internal Combustion Engine | 1.1 | Electric Utility
2235 | Emerson | 3 | Petroleum Liquids | 0.1 | Electric Utility
2235 | Emerson | 4 | Natural Gas Internal Combustion Engine | 0.4 | Electric Utility
1239 | Riverton | 10 | Natural Gas Fired Combustion Turbine | 16.3 | Electric Utility
1239 | Riverton | 11 | Natural Gas Fired Combustion Turbine | 16.3 | Electric Utility
1239 | Riverton | 12 | Natural Gas Fired Combustion Turbine | 148.8 | Electric Utility
1239 | Riverton | 8 | Natural Gas Steam Turbine | 50 | Electric Utility
1239 | Riverton | 9 | Natural Gas Fired Combustion Turbine | 12.5 | Electric Utility
2076 | Asbury | 1 | Conventional Steam Coal | 212.8 | Electric Utility
6223 | Empire Energy Center | 1 | Natural Gas Fired Combustion Turbine | 129 | Electric Utility
6223 | Empire Energy Center | 2 | Natural Gas Fired Combustion Turbine | 129 | Electric Utility
6223 | Empire Energy Center | 3 | Natural Gas Fired Combustion Turbine | 60.5 | Electric Utility
6223 | Empire Energy Center | 4 | Natural Gas Fired Combustion Turbine | 60.5 | Electric Utility
6280 | Ozark Beach | 5 | Conventional Hydroelectric | 4 | Electric Utility
6280 | Ozark Beach | 6 | Conventional Hydroelectric | 4 | Electric Utility
6280 | Ozark Beach | 7 | Conventional Hydroelectric | 4 | Electric Utility
6280 | Ozark Beach | 8 | Conventional Hydroelectric | 4 | Electric Utility
7296 | State Line Combined Cycle | 1 | Natural Gas Fired Combustion Turbine | 123 | Electric Utility
7296 | State Line Combined Cycle | 2-1 | Natural Gas Fired Combined Cycle | 181 | Electric Utility
7296 | State Line Combined Cycle | 2-2 | Natural Gas Fired Combined Cycle | 180 | Electric Utility
7296 | State Line Combined Cycle | 2-3 | Natural Gas Fired Combined Cycle | 206.5 | Electric Utility
10026 | Encina Water Pollution Control | EG10 | Other Waste Biomass | 0.8 | Commercial Non-CHP
10026 | Encina Water Pollution Control | EG20 | Other Waste Biomass | 0.8 | Commercial Non-CHP
10026 | Encina Water Pollution Control | EG30 | Other Waste Biomass | 0.8 | Commercial Non-CHP
10026 | Encina Water Pollution Control | EG40 | Other Waste Biomass | 0.8 | Commercial Non-CHP
55741 | Ridge Crest Wind Partners | A1 | Onshore Wind Turbine | 29.7 | IPP Non-CHP
56646 | Chandler Hills Wind Farm | 1 | Onshore Wind Turbine | 2 | IPP Non-CHP
2540 | Allens Falls | 1 | Conventional Hydroelectric | 4 | IPP Non-CHP
2543 | Beardslee | 1 | Conventional Hydroelectric | 10 | IPP Non-CHP
2543 | Beardslee | 2 | Conventional Hydroelectric | 10 | IPP Non-CHP
2544 | Belfort | 1 | Conventional Hydroelectric | 0.4 | IPP Non-CHP
2544 | Belfort | 2 | Conventional Hydroelectric | 0.6 | IPP Non-CHP
2544 | Belfort | 3 | Conventional Hydroelectric | 1 | IPP Non-CHP
2545 | Bennetts Bridge | 1 | Conventional Hydroelectric | 9 | IPP Non-CHP
2545 | Bennetts Bridge | 2 | Conventional Hydroelectric | 9 | IPP Non-CHP
2545 | Bennetts Bridge | 3 | Conventional Hydroelectric | 9 | IPP Non-CHP
2545 | Bennetts Bridge | 4 | Conventional Hydroelectric | 9 | IPP Non-CHP
2546 | Black River | 1 | Conventional Hydroelectric | 2 | IPP Non-CHP
2546 | Black River | 2 | Conventional Hydroelectric | 2 | IPP Non-CHP
2546 | Black River | 3 | Conventional Hydroelectric | 2 | IPP Non-CHP
2547 | Blake | 1 | Conventional Hydroelectric | 15 | IPP Non-CHP
2548 | Browns Falls | 1 | Conventional Hydroelectric | 8 | IPP Non-CHP
2548 | Browns Falls | 2 | Conventional Hydroelectric | 8 | IPP Non-CHP
2550 | Chasm | 1 | Conventional Hydroelectric | 1 | IPP Non-CHP
2550 | Chasm | 2 | Conventional Hydroelectric | 1 | IPP Non-CHP
2550 | Chasm | 3 | Conventional Hydroelectric | 1 | IPP Non-CHP
2551 | Colton | 1 | Conventional Hydroelectric | 11 | IPP Non-CHP
2551 | Colton | 2 | Conventional Hydroelectric | 12 | IPP Non-CHP
2551 | Colton | 3 | Conventional Hydroelectric | 13 | IPP Non-CHP
2552 | Deferiet | 1 | Conventional Hydroelectric | 4 | IPP Non-CHP
2552 | Deferiet | 2 | Conventional Hydroelectric | 4 | IPP Non-CHP
2552 | Deferiet | 3 | Conventional Hydroelectric | 4 | IPP Non-CHP
2555 | Eagle | 1 | Conventional Hydroelectric | 2 | IPP Non-CHP
2555 | Eagle | 2 | Conventional Hydroelectric | 1 | IPP Non-CHP
2555 | Eagle | 3 | Conventional Hydroelectric | 1 | IPP Non-CHP
2555 | Eagle | 4 | Conventional Hydroelectric | 2 | IPP Non-CHP
2556 | Eel Weir | 1 | Conventional Hydroelectric | 0.5 | IPP Non-CHP
2556 | Eel Weir | 2 | Conventional Hydroelectric | 1 | IPP Non-CHP
2556 | Eel Weir | 3 | Conventional Hydroelectric | 1 | IPP Non-CHP
2557 | Effley | 1 | Conventional Hydroelectric | 0.4 | IPP Non-CHP
2557 | Effley | 2 | Conventional Hydroelectric | 0.4 | IPP Non-CHP
2557 | Effley | 3 | Conventional Hydroelectric | 0.6 | IPP Non-CHP
2557 | Effley | 4 | Conventional Hydroelectric | 1.6 | IPP Non-CHP
2559 | Elmer | 1 | Conventional Hydroelectric | 1 | IPP Non-CHP
2559 | Elmer | 2 | Conventional Hydroelectric | 1 | IPP Non-CHP
2560 | Ephratah | 1 | Conventional Hydroelectric | 1 | IPP Non-CHP
2560 | Ephratah | 2 | Conventional Hydroelectric | 1 | IPP Non-CHP
2560 | Ephratah | 3 | Conventional Hydroelectric | 1 | IPP Non-CHP
2560 | Ephratah | 4 | Conventional Hydroelectric | 1 | IPP Non-CHP
2561 | East Norfolk | 1 | Conventional Hydroelectric | 4 | IPP Non-CHP
2562 | Five Falls | 1 | Conventional Hydroelectric | 24 | IPP Non-CHP
2563 | Flat Rock | 1 | Conventional Hydroelectric | 2 | IPP Non-CHP
2563 | Flat Rock | 2 | Conventional Hydroelectric | 3 | IPP Non-CHP
2564 | Franklin (NY) | 1 | Conventional Hydroelectric | 1 | IPP Non-CHP
2564 | Franklin (NY) | 2 | Conventional Hydroelectric | 1 | IPP Non-CHP
2566 | Fulton Hydro | 1 | Conventional Hydroelectric | 0.8 | IPP Non-CHP
2566 | Fulton Hydro | 2 | Conventional Hydroelectric | 0.5 | IPP Non-CHP
2568 | Glenwood Hydro | 1 | Conventional Hydroelectric | 0.5 | IPP Non-CHP
2568 | Glenwood Hydro | 2 | Conventional Hydroelectric | 0.5 | IPP Non-CHP
2568 | Glenwood Hydro | 3 | Conventional Hydroelectric | 0.5 | IPP Non-CHP
2569 | Granby | 1 | Conventional Hydroelectric | 5 | IPP Non-CHP
2569 | Granby | 2 | Conventional Hydroelectric | 5 | IPP Non-CHP
2571 | Hannawa | 1 | Conventional Hydroelectric | 4 | IPP Non-CHP
2571 | Hannawa | 2 | Conventional Hydroelectric | 4 | IPP Non-CHP
2572 | Herrings | 1 | Conventional Hydroelectric | 1.8 | IPP Non-CHP
2572 | Herrings | 2 | Conventional Hydroelectric | 1.8 | IPP Non-CHP
2572 | Herrings | 3 | Conventional Hydroelectric | 1.8 | IPP Non-CHP
2573 | Heuvelton | 1 | Conventional Hydroelectric | 0.5 | IPP Non-CHP
2573 | Heuvelton | 2 | Conventional Hydroelectric | 0.5 | IPP Non-CHP
2575 | High Falls - Croghan NY | 1 | Conventional Hydroelectric | 2 | IPP Non-CHP
2575 | High Falls - Croghan NY | 2 | Conventional Hydroelectric | 2 | IPP Non-CHP
2575 | High Falls - Croghan NY | 3 | Conventional Hydroelectric | 2 | IPP Non-CHP
2576 | Higley | 1N | Conventional Hydroelectric | 1.5 | IPP Non-CHP
2576 | Higley | 2N | Conventional Hydroelectric | 1.5 | IPP Non-CHP
2576 | Higley | 3N | Conventional Hydroelectric | 1.5 | IPP Non-CHP
2576 | Higley | 4N | Conventional Hydroelectric | 1.5 | IPP Non-CHP
2578 | Hydraulic Race | 1 | Conventional Hydroelectric | 3 | IPP Non-CHP
2579 | Inghams | 1 | Conventional Hydroelectric | 3 | IPP Non-CHP
2579 | Inghams | 2 | Conventional Hydroelectric | 3 | IPP Non-CHP
2580 | Johnsonville Dam | 1 | Conventional Hydroelectric | 2 | IPP Non-CHP
2580 | Johnsonville Dam | 2 | Conventional Hydroelectric | 2 | IPP Non-CHP
2581 | Kamargo | 1 | Conventional Hydroelectric | 2 | IPP Non-CHP
2581 | Kamargo | 2 | Conventional Hydroelectric | 2 | IPP Non-CHP
2581 | Kamargo | 3 | Conventional Hydroelectric | 2 | IPP Non-CHP
2582 | Lighthouse Hill | 1 | Conventional Hydroelectric | 4 | IPP Non-CHP
2582 | Lighthouse Hill | 2 | Conventional Hydroelectric | 4 | IPP Non-CHP
2583 | Macomb | 1 | Conventional Hydroelectric | 1 | IPP Non-CHP
2586 | Minetto | 1 | Conventional Hydroelectric | 2 | IPP Non-CHP
2586 | Minetto | 2 | Conventional Hydroelectric | 2 | IPP Non-CHP
2586 | Minetto | 3 | Conventional Hydroelectric | 2 | IPP Non-CHP
2586 | Minetto | 4 | Conventional Hydroelectric | 2 | IPP Non-CHP
2586 | Minetto | 5 | Conventional Hydroelectric | 2 | IPP Non-CHP
2588 | Moshier | 1 | Conventional Hydroelectric | 4 | IPP Non-CHP
2588 | Moshier | 2 | Conventional Hydroelectric | 4 | IPP Non-CHP
2590 | Norfolk | 1 | Conventional Hydroelectric | 5 | IPP Non-CHP
2591 | Norwood | 1 | Conventional Hydroelectric | 2 | IPP Non-CHP
2595 | Oswego Falls East | 1 | Conventional Hydroelectric | 2 | IPP Non-CHP
2595 | Oswego Falls East | 2 | Conventional Hydroelectric | 2 | IPP Non-CHP
2595 | Oswego Falls East | 3 | Conventional Hydroelectric | 2 | IPP Non-CHP
2596 | Oswego Falls West | 4 | Conventional Hydroelectric | 1 | IPP Non-CHP
2596 | Oswego Falls West | 5 | Conventional Hydroelectric | 1 | IPP Non-CHP
2596 | Oswego Falls West | 6 | Conventional Hydroelectric | 0.5 | IPP Non-CHP
2596 | Oswego Falls West | 7 | Conventional Hydroelectric | 0.5 | IPP Non-CHP
2597 | Parishville | 1 | Conventional Hydroelectric | 3 | IPP Non-CHP
2598 | Piercefield | 1 | Conventional Hydroelectric | 1.5 | IPP Non-CHP
2598 | Piercefield | 2 | Conventional Hydroelectric | 0.6 | IPP Non-CHP
2598 | Piercefield | 3 | Conventional Hydroelectric | 0.6 | IPP Non-CHP
2599 | Prospect | 1 | Conventional Hydroelectric | 19 | IPP Non-CHP
2600 | Rainbow Falls Hydro | 1 | Conventional Hydroelectric | 25 | IPP Non-CHP
2601 | Raymondville | 1 | Conventional Hydroelectric | 2 | IPP Non-CHP
2604 | South Edwards | 1 | Conventional Hydroelectric | 1 | IPP Non-CHP
2604 | South Edwards | 2 | Conventional Hydroelectric | 1 | IPP Non-CHP
2604 | South Edwards | 3 | Conventional Hydroelectric | 1 | IPP Non-CHP
2604 | South Edwards | 4 | Conventional Hydroelectric | 1 | IPP Non-CHP
2605 | School Street | 1 | Conventional Hydroelectric | 8 | IPP Non-CHP
2605 | School Street | 2 | Conventional Hydroelectric | 7 | IPP Non-CHP
2605 | School Street | 3 | Conventional Hydroelectric | 7 | IPP Non-CHP
2605 | School Street | 4 | Conventional Hydroelectric | 7 | IPP Non-CHP
2605 | School Street | 5 | Conventional Hydroelectric | 13 | IPP Non-CHP
2606 | Schaghticoke | 1 | Conventional Hydroelectric | 4 | IPP Non-CHP
2606 | Schaghticoke | 2 | Conventional Hydroelectric | 4 | IPP Non-CHP
2606 | Schaghticoke | 3 | Conventional Hydroelectric | 4 | IPP Non-CHP
2606 | Schaghticoke | 4 | Conventional Hydroelectric | 4 | IPP Non-CHP
2607 | Schuylerville | 1 | Conventional Hydroelectric | 2 | IPP Non-CHP
2608 | Sewalls | 1 | Conventional Hydroelectric | 1 | IPP Non-CHP
2608 | Sewalls | 2 | Conventional Hydroelectric | 1 | IPP Non-CHP
2609 | Sherman Island | 1 | Conventional Hydroelectric | 7 | IPP Non-CHP
2609 | Sherman Island | 2 | Conventional Hydroelectric | 7 | IPP Non-CHP
2609 | Sherman Island | 3 | Conventional Hydroelectric | 7 | IPP Non-CHP
2609 | Sherman Island | 4 | Conventional Hydroelectric | 7 | IPP Non-CHP
2609 | Sherman Island | 5 | Conventional Hydroelectric | 7 | IPP Non-CHP
2609 | Sherman Island | 6 | Conventional Hydroelectric | 1.3 | IPP Non-CHP
2610 | Soft Maple | 1 | Conventional Hydroelectric | 8 | IPP Non-CHP
2610 | Soft Maple | 2 | Conventional Hydroelectric | 8 | IPP Non-CHP
2611 | South Colton | 1 | Conventional Hydroelectric | 21 | IPP Non-CHP
2612 | Spier Falls | 8 | Conventional Hydroelectric | 9 | IPP Non-CHP
2612 | Spier Falls | 9 | Conventional Hydroelectric | 47 | IPP Non-CHP
2613 | Stark | 1 | Conventional Hydroelectric | 26 | IPP Non-CHP
2614 | Stewarts Bridge | 1 | Conventional Hydroelectric | 36 | IPP Non-CHP
2614 | Stewarts Bridge | 2 | Conventional Hydroelectric | 2.5 | IPP Non-CHP
2616 | Sugar Island | 1 | Conventional Hydroelectric | 2 | IPP Non-CHP
2616 | Sugar Island | 2 | Conventional Hydroelectric | 2 | IPP Non-CHP
2617 | Taylorville | 1 | Conventional Hydroelectric | 1 | IPP Non-CHP
2617 | Taylorville | 2 | Conventional Hydroelectric | 1 | IPP Non-CHP
2617 | Taylorville | 3 | Conventional Hydroelectric | 1 | IPP Non-CHP
2617 | Taylorville | 4 | Conventional Hydroelectric | 1 | IPP Non-CHP
2619 | Trenton Falls | 5 | Conventional Hydroelectric | 6.8 | IPP Non-CHP
2619 | Trenton Falls | 6 | Conventional Hydroelectric | 6.4 | IPP Non-CHP
2619 | Trenton Falls | 7 | Conventional Hydroelectric | 8.7 | IPP Non-CHP
2621 | Varick | 2 | Conventional Hydroelectric | 2 | IPP Non-CHP
2621 | Varick | 3 | Conventional Hydroelectric | 2 | IPP Non-CHP
2621 | Varick | 4 | Conventional Hydroelectric | 2 | IPP Non-CHP
2621 | Varick | 5 | Conventional Hydroelectric | 2 | IPP Non-CHP
2623 | Waterport | 1 | Conventional Hydroelectric | 2 | IPP Non-CHP
2623 | Waterport | 2 | Conventional Hydroelectric | 2 | IPP Non-CHP
2624 | Yaleville | 1 | Conventional Hydroelectric | 1 | IPP Non-CHP
2624 | Yaleville | 2 | Conventional Hydroelectric | 1 | IPP Non-CHP
6527 | E J West | 1 | Conventional Hydroelectric | 11 | IPP Non-CHP
6527 | E J West | 2 | Conventional Hydroelectric | 11 | IPP Non-CHP
7583 | Talcville | 1 | Conventional Hydroelectric | 1 | IPP Non-CHP
7583 | Talcville | 2 | Conventional Hydroelectric | 0.1 | IPP Non-CHP
10530 | Feeder Dam Hydro Plant | 1 | Conventional Hydroelectric | 1 | IPP Non-CHP
10530 | Feeder Dam Hydro Plant | 2 | Conventional Hydroelectric | 1 | IPP Non-CHP
10530 | Feeder Dam Hydro Plant | 3 | Conventional Hydroelectric | 1 | IPP Non-CHP
10530 | Feeder Dam Hydro Plant | 4 | Conventional Hydroelectric | 1 | IPP Non-CHP
10530 | Feeder Dam Hydro Plant | 5 | Conventional Hydroelectric | 1 | IPP Non-CHP
10531 | Beebee Island Hydro Plant | 1 | Conventional Hydroelectric | 4 | IPP Non-CHP
10531 | Beebee Island Hydro Plant | 2 | Conventional Hydroelectric | 5 | IPP Non-CHP
50268 | Hewittville Hydroelectric | HY1 | Conventional Hydroelectric | 3 | IPP Non-CHP
50269 | Unionville Hydro Project 2499 NY | HY1 | Conventional Hydroelectric | 3 | IPP Non-CHP
51033 | West Delaware Tunnel Plant | GEN1 | Conventional Hydroelectric | 7.5 | IPP Non-CHP
56936 | Brookfield Power Glen Falls Hydro | GEN1 | Conventional Hydroelectric | 2.4 | Industrial Non-CHP
56936 | Brookfield Power Glen Falls Hydro | GEN2 | Conventional Hydroelectric | 2 | Industrial Non-CHP
56936 | Brookfield Power Glen Falls Hydro | GEN3 | Conventional Hydroelectric | 2.2 | Industrial Non-CHP
56936 | Brookfield Power Glen Falls Hydro | GEN4 | Conventional Hydroelectric | 2.4 | Industrial Non-CHP
56936 | Brookfield Power Glen Falls Hydro | GEN5 | Conventional Hydroelectric | 2.8 | Industrial Non-CHP
58678 | Oswegatchie | 1 | Conventional Hydroelectric | 0.9 | IPP Non-CHP
58678 | Oswegatchie | 2 | Conventional Hydroelectric | 0.9 | IPP Non-CHP
58679 | Upper Newton Falls | 2 | Conventional Hydroelectric | 0.6 | IPP Non-CHP
58679 | Upper Newton Falls | 3 | Conventional Hydroelectric | 0.6 | IPP Non-CHP
58679 | Upper Newton Falls | 4 | Conventional Hydroelectric | 0.3 | IPP Non-CHP
925 | Hydro Plant No 3 | 2 | Conventional Hydroelectric | 0.7 | Electric Utility
925 | Hydro Plant No 3 | 3 | Conventional Hydroelectric | 2.1 | Electric Utility
6110 | James A Fitzpatrick | 1 | Nuclear | 882 | IPP Non-CHP
1276 | Erie | 3 | Petroleum Liquids | 1 | Electric Utility
1276 | Erie | 6 | Petroleum Liquids | 1.1 | Electric Utility
1276 | Erie | 7 | Petroleum Liquids | 1.1 | Electric Utility
1276 | Erie | 8 | Petroleum Liquids | 1.1 | Electric Utility
7766 | Erie Energy Center | 1 | Petroleum Liquids | 2.5 | Electric Utility
7766 | Erie Energy Center | 2 | Petroleum Liquids | 2.5 | Electric Utility
7766 | Erie Energy Center | 3 | Petroleum Liquids | 2.5 | Electric Utility
7766 | Erie Energy Center | 4 | Petroleum Liquids | 2.5 | Electric Utility
7766 | Erie Energy Center | 5 | Petroleum Liquids | 2.5 | Electric Utility
7766 | Erie Energy Center | 6 | Petroleum Liquids | 2.5 | Electric Utility
7766 | Erie Energy Center | 7 | Petroleum Liquids | 2.5 | Electric Utility
7766 | Erie Energy Center | 8 | Petroleum Liquids | 2.5 | Electric Utility
50920 | Erie Coke | 1 | Other Gases | 2.5 | Industrial CHP
457 | Bear Valley | HC1 | Conventional Hydroelectric | 0.7 | Electric Utility
457 | Bear Valley | HC2 | Conventional Hydroelectric | 0.7 | Electric Utility
1137 | Estherville | 2 | Petroleum Liquids | 1.6 | Electric Utility
1137 | Estherville | 3 | Natural Gas Internal Combustion Engine | 3 | Electric Utility
1137 | Estherville | 4 | Natural Gas Internal Combustion Engine | 4 | Electric Utility
1137 | Estherville | 5 | Natural Gas Internal Combustion Engine | 4 | Electric Utility
1137 | Estherville | 7 | Natural Gas Internal Combustion Engine | 3 | Electric Utility
3067 | Carmen Smith | 1 | Conventional Hydroelectric | 52.2 | Electric Utility
3067 | Carmen Smith | 2 | Conventional Hydroelectric | 52.2 | Electric Utility
3067 | Carmen Smith | 3 | Conventional Hydroelectric | 9.9 | Electric Utility
3068 | Leaburg | 1 | Conventional Hydroelectric | 8.4 | Electric Utility
3068 | Leaburg | 2 | Conventional Hydroelectric | 7.5 | Electric Utility
3071 | Walterville | 1 | Conventional Hydroelectric | 8 | Electric Utility
7508 | Stone Creek | 1 | Conventional Hydroelectric | 12 | Electric Utility
54249 | Smith Falls Hydro Project | GEN1 | Conventional Hydroelectric | 18 | Electric Utility
54249 | Smith Falls Hydro Project | GEN2 | Conventional Hydroelectric | 18 | Electric Utility
54249 | Smith Falls Hydro Project | GEN3 | Conventional Hydroelectric | 2.1 | Electric Utility
55125 | Vansycle | WGNS | Onshore Wind Turbine | 25 | IPP Non-CHP
2497 | Indian Point 2 | 2 | Nuclear | 1299 | IPP Non-CHP
8907 | Indian Point 3 | 3 | Nuclear | 1012 | IPP Non-CHP
1574 | Conowingo | 1 | Conventional Hydroelectric | 45 | IPP Non-CHP
1574 | Conowingo | 10 | Conventional Hydroelectric | 55.6 | IPP Non-CHP
1574 | Conowingo | 11 | Conventional Hydroelectric | 55.6 | IPP Non-CHP
1574 | Conowingo | 2 | Conventional Hydroelectric | 36 | IPP Non-CHP
1574 | Conowingo | 3 | Conventional Hydroelectric | 48 | IPP Non-CHP
1574 | Conowingo | 4 | Conventional Hydroelectric | 47.7 | IPP Non-CHP
1574 | Conowingo | 5 | Conventional Hydroelectric | 36 | IPP Non-CHP
1574 | Conowingo | 6 | Conventional Hydroelectric | 47.7 | IPP Non-CHP
1574 | Conowingo | 7 | Conventional Hydroelectric | 48 | IPP Non-CHP
1574 | Conowingo | 8 | Conventional Hydroelectric | 55.6 | IPP Non-CHP
1574 | Conowingo | 9 | Conventional Hydroelectric | 55.6 | IPP Non-CHP
1586 | Exelon Framingham LLC | GT1 | Petroleum Liquids | 14.2 | IPP Non-CHP
1586 | Exelon Framingham LLC | GT2 | Petroleum Liquids | 14.2 | IPP Non-CHP
1586 | Exelon Framingham LLC | GT3 | Petroleum Liquids | 14.2 | IPP Non-CHP
1587 | Exelon L Street | GT1 | Petroleum Liquids | 18.6 | IPP Non-CHP
1592 | Exelon Medway LLC | GT1 | Petroleum Liquids | 45 | IPP Non-CHP
1592 | Exelon Medway LLC | GT2 | Petroleum Liquids | 45 | IPP Non-CHP
1592 | Exelon Medway LLC | GT3 | Petroleum Liquids | 45 | IPP Non-CHP
3157 | Chester Generating Station | 7 | Petroleum Liquids | 18.6 | IPP Non-CHP
3157 | Chester Generating Station | 8 | Petroleum Liquids | 18.6 | IPP Non-CHP
3157 | Chester Generating Station | 9 | Petroleum Liquids | 18.6 | IPP Non-CHP
3160 | Delaware Generating Station | 10 | Petroleum Liquids | 18.6 | IPP Non-CHP
3160 | Delaware Generating Station | 11 | Petroleum Liquids | 18.6 | IPP Non-CHP
3160 | Delaware Generating Station | 12 | Petroleum Liquids | 18.6 | IPP Non-CHP
3160 | Delaware Generating Station | 9 | Petroleum Liquids | 21.2 | IPP Non-CHP
3161 | Eddystone Generating Station | 10 | Petroleum Liquids | 18.6 | IPP Non-CHP
3161 | Eddystone Generating Station | 20 | Petroleum Liquids | 18.6 | IPP Non-CHP
3161 | Eddystone Generating Station | 3 | Petroleum Liquids | 391 | IPP Non-CHP
3161 | Eddystone Generating Station | 30 | Petroleum Liquids | 21.2 | IPP Non-CHP
3161 | Eddystone Generating Station | 4 | Petroleum Liquids | 391 | IPP Non-CHP
3161 | Eddystone Generating Station | 40 | Petroleum Liquids | 21.2 | IPP Non-CHP
3162 | Falls | 1 | Petroleum Liquids | 21.2 | IPP Non-CHP
3162 | Falls | 2 | Petroleum Liquids | 21.2 | IPP Non-CHP
3162 | Falls | 3 | Petroleum Liquids | 21.2 | IPP Non-CHP
3163 | Moser Generating Station | 1 | Petroleum Liquids | 21.2 | IPP Non-CHP
3163 | Moser Generating Station | 2 | Petroleum Liquids | 21.2 | IPP Non-CHP
3163 | Moser Generating Station | 3 | Petroleum Liquids | 21.2 | IPP Non-CHP
3164 | Muddy Run | 1 | Hydroelectric Pumped Storage | 134 | IPP Non-CHP
3164 | Muddy Run | 2 | Hydroelectric Pumped Storage | 134 | IPP Non-CHP
3164 | Muddy Run | 3 | Hydroelectric Pumped Storage | 134 | IPP Non-CHP
3164 | Muddy Run | 4 | Hydroelectric Pumped Storage | 134 | IPP Non-CHP
3164 | Muddy Run | 5 | Hydroelectric Pumped Storage | 134 | IPP Non-CHP
3164 | Muddy Run | 6 | Hydroelectric Pumped Storage | 134 | IPP Non-CHP
3164 | Muddy Run | 7 | Hydroelectric Pumped Storage | 134 | IPP Non-CHP
3164 | Muddy Run | 8 | Hydroelectric Pumped Storage | 134 | IPP Non-CHP
3168 | Richmond Generating Station | 91 | Petroleum Liquids | 65.8 | IPP Non-CHP
3168 | Richmond Generating Station | 92 | Petroleum Liquids | 65.8 | IPP Non-CHP
3169 | Schuylkill Generating Station | 10 | Petroleum Liquids | 18.6 | IPP Non-CHP
3169 | Schuylkill Generating Station | 11 | Petroleum Liquids | 21.2 | IPP Non-CHP
3170 | Southwark | 3 | Petroleum Liquids | 18.6 | IPP Non-CHP
3170 | Southwark | 4 | Petroleum Liquids | 18.6 | IPP Non-CHP
3170 | Southwark | 5 | Petroleum Liquids | 18.6 | IPP Non-CHP
3170 | Southwark | 6 | Petroleum Liquids | 18.6 | IPP Non-CHP
3453 | Mountain Creek | 6 | Natural Gas Steam Turbine | 135.7 | IPP Non-CHP
3453 | Mountain Creek | 7 | Natural Gas Steam Turbine | 136 | IPP Non-CHP
3453 | Mountain Creek | 8 | Natural Gas Steam Turbine | 580.5 | IPP Non-CHP
3491 | Handley | 3 | Natural Gas Steam Turbine | 404.8 | IPP Non-CHP
3491 | Handley | 4 | Natural Gas Steam Turbine | 455 | IPP Non-CHP
3491 | Handley | 5 | Natural Gas Steam Turbine | 455 | IPP Non-CHP
7690 | Pennsbury | 1 | Landfill Gas | 3 | IPP Non-CHP
7690 | Pennsbury | 2 | Landfill Gas | 3 | IPP Non-CHP
7701 | Fairless Hills | A | Landfill Gas | 30 | IPP Non-CHP
7701 | Fairless Hills | B | Landfill Gas | 30 | IPP Non-CHP
8012 | Croydon CT Generating Station | 11 | Petroleum Liquids | 68.3 | IPP Non-CHP
8012 | Croydon CT Generating Station | 12 | Petroleum Liquids | 68.3 | IPP Non-CHP
8012 | Croydon CT Generating Station | 21 | Petroleum Liquids | 68.3 | IPP Non-CHP
8012 | Croydon CT Generating Station | 22 | Petroleum Liquids | 68.3 | IPP Non-CHP
8012 | Croydon CT Generating Station | 31 | Petroleum Liquids | 68.3 | IPP Non-CHP
8012 | Croydon CT Generating Station | 32 | Petroleum Liquids | 68.3 | IPP Non-CHP
8012 | Croydon CT Generating Station | 41 | Petroleum Liquids | 68.3 | IPP Non-CHP
8012 | Croydon CT Generating Station | 42 | Petroleum Liquids | 68.3 | IPP Non-CHP
55139 | Wolf Hollow I LP | CTG1 | Natural Gas Fired Combined Cycle | 243.9 | IPP Non-CHP
55139 | Wolf Hollow I LP | CTG2 | Natural Gas Fired Combined Cycle | 243.9 | IPP Non-CHP
55139 | Wolf Hollow I LP | ST | Natural Gas Fired Combined Cycle | 300.6 | IPP Non-CHP
55281 | Southeast Chicago Energy Project | GT05 | Natural Gas Fired Combustion Turbine | 50.9 | IPP Non-CHP
55281 | Southeast Chicago Energy Project | GT06 | Natural Gas Fired Combustion Turbine | 50.9 | IPP Non-CHP
55281 | Southeast Chicago Energy Project | GT07 | Natural Gas Fired Combustion Turbine | 50.9 | IPP Non-CHP
55281 | Southeast Chicago Energy Project | GT08 | Natural Gas Fired Combustion Turbine | 50.9 | IPP Non-CHP
55281 | Southeast Chicago Energy Project | GT09 | Natural Gas Fired Combustion Turbine | 50.9 | IPP Non-CHP
55281 | Southeast Chicago Energy Project | GT10 | Natural Gas Fired Combustion Turbine | 50.9 | IPP Non-CHP
55281 | Southeast Chicago Energy Project | GT11 | Natural Gas Fired Combustion Turbine | 50.9 | IPP Non-CHP
55281 | Southeast Chicago Energy Project | GT12 | Natural Gas Fired Combustion Turbine | 50.9 | IPP Non-CHP
55365 | Exelon LaPorte Generating Station | GT1 | Natural Gas Fired Combustion Turbine | 59 | IPP Non-CHP
55365 | Exelon LaPorte Generating Station | GT2 | Natural Gas Fired Combustion Turbine | 59 | IPP Non-CHP
55365 | Exelon LaPorte Generating Station | GT3 | Natural Gas Fired Combustion Turbine | 59 | IPP Non-CHP
55365 | Exelon LaPorte Generating Station | GT4 | Natural Gas Fired Combustion Turbine | 59 | IPP Non-CHP
57191 | Exelon Solar Chicago | ECS1 | Solar Photovoltaic | 9 | IPP Non-CHP
50051 | Penobscot Energy Recovery | GEN1 | Municipal Solid Waste | 25.3 | Commercial Non-CHP
10027 | EUIPH Wind Farm | EXIS | Onshore Wind Turbine | 25.4 | IPP Non-CHP
10690 | ExxonMobil Baton Rouge Turbine Generator | CTG1 | Natural Gas Fired Combustion Turbine | 85.3 | Industrial CHP
50625 | ExxonMobil Beaumont Refinery | ETG | Other Gases | 7.5 | Industrial CHP
50625 | ExxonMobil Beaumont Refinery | TG22 | Natural Gas Steam Turbine | 27.2 | Industrial CHP
50625 | ExxonMobil Beaumont Refinery | TG23 | Natural Gas Steam Turbine | 40.5 | Industrial CHP
50625 | ExxonMobil Beaumont Refinery | TG24 | Natural Gas Fired Combustion Turbine | 38.6 | Industrial CHP
50625 | ExxonMobil Beaumont Refinery | TG32 | Natural Gas Steam Turbine | 25 | Industrial CHP
50625 | ExxonMobil Beaumont Refinery | TG33 | Natural Gas Steam Turbine | 20 | Industrial CHP
50625 | ExxonMobil Beaumont Refinery | TG34 | Natural Gas Steam Turbine | 30 | Industrial CHP
50625 | ExxonMobil Beaumont Refinery | TG41 | Natural Gas Fired Combustion Turbine | 163 | Industrial CHP
50625 | ExxonMobil Beaumont Refinery | TG42 | Natural Gas Fired Combustion Turbine | 163 | Industrial CHP
50625 | ExxonMobil Beaumont Refinery | TG43 | Natural Gas Fired Combustion Turbine | 163 | Industrial CHP
10436 | ExxonMobil Baytown Refinery | GT38 | Natural Gas Fired Combustion Turbine | 36.5 | Industrial CHP
10436 | ExxonMobil Baytown Refinery | GT41 | Natural Gas Fired Combustion Turbine | 24.2 | Industrial CHP
10436 | ExxonMobil Baytown Refinery | GT42 | Natural Gas Fired Combustion Turbine | 24.2 | Industrial CHP
10436 | ExxonMobil Baytown Refinery | GT43 | Natural Gas Fired Combustion Turbine | 24.2 | Industrial CHP
10436 | ExxonMobil Baytown Refinery | GT44 | Natural Gas Fired Combustion Turbine | 24.2 | Industrial CHP
10436 | ExxonMobil Baytown Refinery | GT45 | Natural Gas Fired Combustion Turbine | 36.5 | Industrial CHP
10436 | ExxonMobil Baytown Refinery | ST34 | All Other | 7.5 | Industrial CHP
10692 | ExxonMobil Baytown Turbine | GEN1 | Natural Gas Fired Combustion Turbine | 39.7 | Industrial CHP
10692 | ExxonMobil Baytown Turbine | GEN2 | Natural Gas Fired Combustion Turbine | 39.7 | Industrial CHP
10692 | ExxonMobil Baytown Turbine | GEN3 | Natural Gas Fired Combustion Turbine | 39.7 | Industrial CHP
10692 | ExxonMobil Baytown Turbine | GEN4 | Natural Gas Fired Combustion Turbine | 98.9 | Industrial CHP
10692 | ExxonMobil Baytown Turbine | GEN5 | Natural Gas Fired Combustion Turbine | 163.8 | Industrial CHP
2236 | Fairbury | 1 | Natural Gas Steam Turbine | 4 | Electric Utility
2236 | Fairbury | 2 | Natural Gas Steam Turbine | 2.5 | Electric Utility
2236 | Fairbury | 4 | Natural Gas Steam Turbine | 12.5 | Electric Utility
1972 | Fairfax | 2A | Petroleum Liquids | 2 | Electric Utility
940 | Fairfield | IC5 | Petroleum Liquids | 2.4 | Electric Utility
940 | Fairfield | IC6 | Petroleum Liquids | 2.4 | Electric Utility
940 | Fairfield | IC7 | Petroleum Liquids | 2.7 | Electric Utility
4204 | Island Park | HY1 | Conventional Hydroelectric | 2.4 | Electric Utility
4204 | Island Park | HY2 | Conventional Hydroelectric | 2.4 | Electric Utility
6359 | Felt | 1 | Conventional Hydroelectric | 2.8 | Electric Utility
6359 | Felt | 2 | Conventional Hydroelectric | 2.8 | Electric Utility
6359 | Felt | 4 | Conventional Hydroelectric | 0.6 | Electric Utility
6359 | Felt | 5 | Conventional Hydroelectric | 0.7 | Electric Utility
56893 | Chester Diversion Hydroelectric Project | 1 | Conventional Hydroelectric | 1.2 | Electric Utility
56893 | Chester Diversion Hydroelectric Project | 2 | Conventional Hydroelectric | 1.2 | Electric Utility
56893 | Chester Diversion Hydroelectric Project | 3 | Conventional Hydroelectric | 1.2 | Electric Utility
2237 | Falls City | 1 | Petroleum Liquids | 0.6 | Electric Utility
2237 | Falls City | 2 | Petroleum Liquids | 0.9 | Electric Utility
2237 | Falls City | 3 | Natural Gas Internal Combustion Engine | 2.7 | Electric Utility
2237 | Falls City | 4 | Natural Gas Internal Combustion Engine | 1.1 | Electric Utility
2237 | Falls City | 5 | Natural Gas Internal Combustion Engine | 2 | Electric Utility
2237 | Falls City | 6 | Natural Gas Internal Combustion Engine | 2.5 | Electric Utility
2237 | Falls City | 7 | Natural Gas Internal Combustion Engine | 6.2 | Electric Utility
2237 | Falls City | 8 | Natural Gas Internal Combustion Engine | 6 | Electric Utility
941 | Farmer City | 1 | Natural Gas Internal Combustion Engine | 1.5 | Electric Utility
941 | Farmer City | 2 | Petroleum Liquids | 1.1 | Electric Utility
941 | Farmer City | 4 | Petroleum Liquids | 0.8 | Electric Utility
941 | Farmer City | 5 | Natural Gas Internal Combustion Engine | 3.5 | Electric Utility
941 | Farmer City | 6 | Petroleum Liquids | 2.2 | Electric Utility
941 | Farmer City | 7 | Petroleum Liquids | 2.2 | Electric Utility
10323 | Copper Dam Plant | GEN1 | Conventional Hydroelectric | 2 | IPP Non-CHP
10323 | Copper Dam Plant | GEN2 | Conventional Hydroelectric | 1 | IPP Non-CHP
10324 | Peters Drive Plant | GEN3 | Conventional Hydroelectric | 1.8 | IPP Non-CHP
584 | Navajo Dam | 1 | Conventional Hydroelectric | 15 | Electric Utility
584 | Navajo Dam | 2 | Conventional Hydroelectric | 15 | Electric Utility
2465 | Animas | 1 | Natural Gas Fired Combined Cycle | 3 | Electric Utility
2465 | Animas | 2 | Natural Gas Fired Combined Cycle | 3 | Electric Utility
2465 | Animas | GT1 | Natural Gas Fired Combined Cycle | 18.6 | Electric Utility
2465 | Animas | HY1 | Conventional Hydroelectric | 0.2 | Electric Utility
55977 | Bluffview | CTG1 | Natural Gas Fired Combined Cycle | 40 | Electric Utility
55977 | Bluffview | STG1 | Natural Gas Fired Combined Cycle | 27 | Electric Utility
56597 | Elm Street Substation Generators | EP01 | Petroleum Liquids | 2 | Electric Utility
56597 | Elm Street Substation Generators | EP02 | Petroleum Liquids | 2 | Electric Utility
56597 | Elm Street Substation Generators | EP03 | Petroleum Liquids | 2 | Electric Utility
56597 | Elm Street Substation Generators | EP04 | Petroleum Liquids | 2 | Electric Utility
56598 | Walton Street Substation | EP05 | Petroleum Liquids | 2 | Electric Utility
56598 | Walton Street Substation | EP06 | Petroleum Liquids | 2 | Electric Utility
56598 | Walton Street Substation | EP07 | Petroleum Liquids | 2 | Electric Utility
56599 | Jefferson Street Substation | EP08 | Petroleum Liquids | 2 | Electric Utility
56599 | Jefferson Street Substation | EP09 | Petroleum Liquids | 2 | Electric Utility
56599 | Jefferson Street Substation | EP10 | Petroleum Liquids | 2 | Electric Utility
56600 | Overall Road Station | EP11 | Petroleum Liquids | 2 | Electric Utility
56600 | Overall Road Station | EP12 | Petroleum Liquids | 2 | Electric Utility
56600 | Overall Road Station | EP13 | Petroleum Liquids | 2 | Electric Utility
56600 | Overall Road Station | EP14 | Petroleum Liquids | 2 | Electric Utility
559 | Rainbow (CT) | 1 | Conventional Hydroelectric | 4 | Electric Utility
559 | Rainbow (CT) | 2 | Conventional Hydroelectric | 4 | Electric Utility
2125 | Fayette | GT1 | Petroleum Liquids | 3.5 | Electric Utility
2125 | Fayette | GT2 | Petroleum Liquids | 3.5 | Electric Utility
2125 | Fayette | GT3 | Petroleum Liquids | 2.8 | Electric Utility
2125 | Fayette | GT4 | Petroleum Liquids | 1.1 | Electric Utility
1016 | Butler-Warner Generation Plant | 1 | Natural Gas Fired Combined Cycle | 28.8 | Electric Utility
1016 | Butler-Warner Generation Plant | 2 | Natural Gas Fired Combined Cycle | 28.8 | Electric Utility
1016 | Butler-Warner Generation Plant | 3 | Natural Gas Fired Combined Cycle | 28.8 | Electric Utility
1016 | Butler-Warner Generation Plant | 4 | Natural Gas Fired Combustion Turbine | 28.8 | Electric Utility
1016 | Butler-Warner Generation Plant | 5 | Natural Gas Fired Combustion Turbine | 28.8 | Electric Utility
1016 | Butler-Warner Generation Plant | 6 | Natural Gas Fired Combined Cycle | 28.8 | Electric Utility
1016 | Butler-Warner Generation Plant | 7 | Natural Gas Fired Combined Cycle | 28.8 | Electric Utility
1016 | Butler-Warner Generation Plant | 8 | Natural Gas Fired Combined Cycle | 28.8 | Electric Utility
1016 | Butler-Warner Generation Plant | 9 | Natural Gas Fired Combined Cycle | 73 | Electric Utility
57248 | Welcome Wind Turbine | WIND1 | Onshore Wind Turbine | 2.1 | Electric Utility
4114 | Fennimore | 4 | Petroleum Liquids | 1.1 | Electric Utility
4114 | Fennimore | 5 | Petroleum Liquids | 0.9 | Electric Utility
4114 | Fennimore | 6 | Petroleum Liquids | 1.8 | Electric Utility
4114 | Fennimore | 7 | Petroleum Liquids | 1.8 | Electric Utility
4114 | Fennimore | 8 | Petroleum Liquids | 1.8 | Electric Utility
10325 | Mink Creek Hydro | GEN1 | Conventional Hydroelectric | 3.1 | IPP Non-CHP
55867 | Fibrominn Biomass Power Plant | G1 | Other Waste Biomass | 62.3 | IPP Non-CHP
55581 | King Mountain Wind Ranch 1 | EXIS | Onshore Wind Turbine | 278 | IPP Non-CHP
52187 | Falls Creek | GE-1 | Conventional Hydroelectric | 4.1 | IPP Non-CHP
54678 | Sidney A Murray Jr Hydroelectric | 01 | Conventional Hydroelectric | 24 | IPP Non-CHP
54678 | Sidney A Murray Jr Hydroelectric | 02 | Conventional Hydroelectric | 24 | IPP Non-CHP
54678 | Sidney A Murray Jr Hydroelectric | 03 | Conventional Hydroelectric | 24 | IPP Non-CHP
54678 | Sidney A Murray Jr Hydroelectric | 04 | Conventional Hydroelectric | 24 | IPP Non-CHP
54678 | Sidney A Murray Jr Hydroelectric | 05 | Conventional Hydroelectric | 24 | IPP Non-CHP
54678 | Sidney A Murray Jr Hydroelectric | 06 | Conventional Hydroelectric | 24 | IPP Non-CHP
54678 | Sidney A Murray Jr Hydroelectric | 07 | Conventional Hydroelectric | 24 | IPP Non-CHP
54678 | Sidney A Murray Jr Hydroelectric | 08 | Conventional Hydroelectric | 24 | IPP Non-CHP
56117 | Flora Site A | 1 | Petroleum Liquids | 1.8 | Electric Utility
56117 | Flora Site A | 2 | Petroleum Liquids | 1.8 | Electric Utility
56117 | Flora Site A | 3 | Petroleum Liquids | 1.8 | Electric Utility
56118 | Flora Site B | 4 | Petroleum Liquids | 1.8 | Electric Utility
56118 | Flora Site B | 5 | Petroleum Liquids | 1.8 | Electric Utility
50026 | Corpus Refinery | FR6 | Natural Gas Fired Combustion Turbine | 47 | Industrial CHP
696 | Marathon Generating Plant | 10 | Petroleum Liquids | 3.5 | Electric Utility
696 | Marathon Generating Plant | 11 | Petroleum Liquids | 3.5 | Electric Utility
696 | Marathon Generating Plant | 3 | Petroleum Liquids | 3 | Electric Utility
696 | Marathon Generating Plant | 4 | Petroleum Liquids | 3 | Electric Utility
696 | Marathon Generating Plant | 6 | Petroleum Liquids | 2.5 | Electric Utility
696 | Marathon Generating Plant | 7 | Petroleum Liquids | 2.5 | Electric Utility
696 | Marathon Generating Plant | 8 | Petroleum Liquids | 2 | Electric Utility
696 | Marathon Generating Plant | 9 | Petroleum Liquids | 2 | Electric Utility
609 | Cape Canaveral | 3A | Natural Gas Fired Combined Cycle | 265 | Electric Utility
609 | Cape Canaveral | 3B | Natural Gas Fired Combined Cycle | 265 | Electric Utility
609 | Cape Canaveral | 3C | Natural Gas Fired Combined Cycle | 265 | Electric Utility
609 | Cape Canaveral | 3ST | Natural Gas Fired Combined Cycle | 500 | Electric Utility
612 | Fort Myers | 11 | Petroleum Liquids | 62 | Electric Utility
612 | Fort Myers | 12 | Petroleum Liquids | 62 | Electric Utility
612 | Fort Myers | 2A | Natural Gas Fired Combined Cycle | 188.2 | Electric Utility
612 | Fort Myers | 2B | Natural Gas Fired Combined Cycle | 188.2 | Electric Utility
612 | Fort Myers | 2C | Natural Gas Fired Combined Cycle | 188.2 | Electric Utility
612 | Fort Myers | 2D | Natural Gas Fired Combined Cycle | 188.2 | Electric Utility
612 | Fort Myers | 2E | Natural Gas Fired Combined Cycle | 188.2 | Electric Utility
612 | Fort Myers | 2F | Natural Gas Fired Combined Cycle | 188.2 | Electric Utility
612 | Fort Myers | 3 | Petroleum Liquids | 62 | Electric Utility
612 | Fort Myers | 4 | Petroleum Liquids | 62 | Electric Utility
612 | Fort Myers | 5 | Petroleum Liquids | 62 | Electric Utility
612 | Fort Myers | 6 | Petroleum Liquids | 62 | Electric Utility
612 | Fort Myers | 7 | Petroleum Liquids | 62 | Electric Utility
612 | Fort Myers | 8 | Petroleum Liquids | 62 | Electric Utility
612 | Fort Myers | 9 | Petroleum Liquids | 62 | Electric Utility
612 | Fort Myers | CT1 | Natural Gas Fired Combustion Turbine | 181 | Electric Utility
612 | Fort Myers | CT2 | Natural Gas Fired Combustion Turbine | 181 | Electric Utility
612 | Fort Myers | G10 | Petroleum Liquids | 62 | Electric Utility
612 | Fort Myers | GT1 | Petroleum Liquids | 62 | Electric Utility
612 | Fort Myers | GT2 | Petroleum Liquids | 62 | Electric Utility
612 | Fort Myers | ST1 | Natural Gas Fired Combined Cycle | 156.2 | Electric Utility
612 | Fort Myers | ST2 | Natural Gas Fired Combined Cycle | 436.1 | Electric Utility
613 | Lauderdale | 1 | Natural Gas Fired Combustion Turbine | 34.2 | Electric Utility
613 | Lauderdale | 10 | Natural Gas Fired Combustion Turbine | 34.2 | Electric Utility
613 | Lauderdale | 11 | Natural Gas Fired Combustion Turbine | 34.2 | Electric Utility
613 | Lauderdale | 12 | Natural Gas Fired Combustion Turbine | 34.2 | Electric Utility
613 | Lauderdale | 13 | Natural Gas Fired Combustion Turbine | 34.2 | Electric Utility
613 | Lauderdale | 14 | Natural Gas Fired Combustion Turbine | 34.2 | Electric Utility
613 | Lauderdale | 15 | Natural Gas Fired Combustion Turbine | 34.2 | Electric Utility
613 | Lauderdale | 16 | Natural Gas Fired Combustion Turbine | 34.2 | Electric Utility
613 | Lauderdale | 17 | Natural Gas Fired Combustion Turbine | 34.2 | Electric Utility
613 | Lauderdale | 18 | Natural Gas Fired Combustion Turbine | 34.2 | Electric Utility
613 | Lauderdale | 19 | Natural Gas Fired Combustion Turbine | 34.2 | Electric Utility
613 | Lauderdale | 2 | Natural Gas Fired Combustion Turbine | 34.2 | Electric Utility
613 | Lauderdale | 20 | Natural Gas Fired Combustion Turbine | 34.2 | Electric Utility
613 | Lauderdale | 21 | Natural Gas Fired Combustion Turbine | 34.2 | Electric Utility
613 | Lauderdale | 22 | Natural Gas Fired Combustion Turbine | 34.2 | Electric Utility
613 | Lauderdale | 23 | Natural Gas Fired Combustion Turbine | 34.2 | Electric Utility
613 | Lauderdale | 24 | Natural Gas Fired Combustion Turbine | 34.2 | Electric Utility
613 | Lauderdale | 3 | Natural Gas Fired Combustion Turbine | 34.2 | Electric Utility
613 | Lauderdale | 4 | Natural Gas Fired Combustion Turbine | 34.2 | Electric Utility
613 | Lauderdale | 4GT1 | Natural Gas Fired Combined Cycle | 185 | Electric Utility
613 | Lauderdale | 4GT2 | Natural Gas Fired Combined Cycle | 185 | Electric Utility
613 | Lauderdale | 5 | Natural Gas Fired Combustion Turbine | 34.2 | Electric Utility
613 | Lauderdale | 5GT1 | Natural Gas Fired Combined Cycle | 185 | Electric Utility
613 | Lauderdale | 5GT2 | Natural Gas Fired Combined Cycle | 185 | Electric Utility
613 | Lauderdale | 6 | Natural Gas Fired Combustion Turbine | 34.2 | Electric Utility
613 | Lauderdale | 7 | Natural Gas Fired Combustion Turbine | 34.2 | Electric Utility
613 | Lauderdale | 8 | Natural Gas Fired Combustion Turbine | 34.2 | Electric Utility
613 | Lauderdale | 9 | Natural Gas Fired Combustion Turbine | 34.2 | Electric Utility
613 | Lauderdale | ST4 | Natural Gas Fired Combined Cycle | 151.2 | Electric Utility
613 | Lauderdale | ST5 | Natural Gas Fired Combined Cycle | 151.2 | Electric Utility
617 | Port Everglades | 10 | Natural Gas Fired Combustion Turbine | 34.2 | Electric Utility
617 | Port Everglades | 11 | Natural Gas Fired Combustion Turbine | 34.2 | Electric Utility
617 | Port Everglades | 12 | Natural Gas Fired Combustion Turbine | 34.2 | Electric Utility
617 | Port Everglades | 6 | Natural Gas Fired Combustion Turbine | 34.2 | Electric Utility
617 | Port Everglades | 7 | Natural Gas Fired Combustion Turbine | 34.2 | Electric Utility
617 | Port Everglades | 8 | Natural Gas Fired Combustion Turbine | 34.2 | Electric Utility
617 | Port Everglades | 9 | Natural Gas Fired Combustion Turbine | 34.2 | Electric Utility
617 | Port Everglades | GT1 | Natural Gas Fired Combustion Turbine | 34.2 | Electric Utility
617 | Port Everglades | GT2 | Natural Gas Fired Combustion Turbine | 34.2 | Electric Utility
617 | Port Everglades | GT3 | Natural Gas Fired Combustion Turbine | 34.2 | Electric Utility
617 | Port Everglades | GT4 | Natural Gas Fired Combustion Turbine | 34.2 | Electric Utility
617 | Port Everglades | GT5 | Natural Gas Fired Combustion Turbine | 34.2 | Electric Utility
619 | Riviera | 5A | Natural Gas Fired Combined Cycle | 265 | Electric Utility
619 | Riviera | 5B | Natural Gas Fired Combined Cycle | 265 | Electric Utility
619 | Riviera | 5C | Natural Gas Fired Combined Cycle | 265 | Electric Utility
619 | Riviera | 5ST | Natural Gas Fired Combined Cycle | 500 | Electric Utility
620 | Sanford | 4 | Natural Gas Fired Combined Cycle | 436.1 | Electric Utility
620 | Sanford | 4A | Natural Gas Fired Combined Cycle | 188.2 | Electric Utility
620 | Sanford | 4B | Natural Gas Fired Combined Cycle | 188.2 | Electric Utility
620 | Sanford | 4C | Natural Gas Fired Combined Cycle | 188.2 | Electric Utility
620 | Sanford | 4D | Natural Gas Fired Combined Cycle | 188.2 | Electric Utility
620 | Sanford | 5 | Natural Gas Fired Combined Cycle | 436.1 | Electric Utility
620 | Sanford | 5A | Natural Gas Fired Combined Cycle | 188.2 | Electric Utility
620 | Sanford | 5B | Natural Gas Fired Combined Cycle | 188.2 | Electric Utility
620 | Sanford | 5C | Natural Gas Fired Combined Cycle | 188.2 | Electric Utility
620 | Sanford | 5D | Natural Gas Fired Combined Cycle | 188.2 | Electric Utility
621 | Turkey Point | 3 | Nuclear | 877.2 | Electric Utility
621 | Turkey Point | 4 | Nuclear | 760 | Electric Utility
621 | Turkey Point | 5CA | Natural Gas Fired Combined Cycle | 472 | Electric Utility
621 | Turkey Point | 5CTA | Natural Gas Fired Combined Cycle | 188 | Electric Utility
621 | Turkey Point | 5CTB | Natural Gas Fired Combined Cycle | 188 | Electric Utility
621 | Turkey Point | 5CTC | Natural Gas Fired Combined Cycle | 188 | Electric Utility
621 | Turkey Point | 5CTD | Natural Gas Fired Combined Cycle | 188 | Electric Utility
621 | Turkey Point | ST1 | Petroleum Liquids | 402 | Electric Utility
621 | Turkey Point | ST2 | Petroleum Liquids | 402 | Electric Utility
6042 | Manatee | 1 | Petroleum Liquids | 863.3 | Electric Utility
6042 | Manatee | 2 | Petroleum Liquids | 863.3 | Electric Utility
6042 | Manatee | 3 | Natural Gas Fired Combined Cycle | 471.8 | Electric Utility
6042 | Manatee | A | Natural Gas Fired Combined Cycle | 188.2 | Electric Utility
6042 | Manatee | B | Natural Gas Fired Combined Cycle | 188.2 | Electric Utility
6042 | Manatee | C | Natural Gas Fired Combined Cycle | 188.2 | Electric Utility
6042 | Manatee | D | Natural Gas Fired Combined Cycle | 188.2 | Electric Utility
6043 | Martin | 1 | Petroleum Liquids | 934.5 | Electric Utility
6043 | Martin | 2 | Petroleum Liquids | 934.5 | Electric Utility
6043 | Martin | 3GT1 | Natural Gas Fired Combined Cycle | 204 | Electric Utility
6043 | Martin | 3GT2 | Natural Gas Fired Combined Cycle | 204 | Electric Utility
6043 | Martin | 3ST | Natural Gas Fired Combined Cycle | 204 | Electric Utility
6043 | Martin | 4GT1 | Natural Gas Fired Combined Cycle | 204 | Electric Utility
6043 | Martin | 4GT2 | Natural Gas Fired Combined Cycle | 204 | Electric Utility
6043 | Martin | 4ST | Natural Gas Fired Combined Cycle | 204 | Electric Utility
6043 | Martin | 8 | Natural Gas Fired Combined Cycle | 471.7 | Electric Utility
6043 | Martin | 8A | Natural Gas Fired Combined Cycle | 188.2 | Electric Utility
6043 | Martin | 8B | Natural Gas Fired Combined Cycle | 188.2 | Electric Utility
6043 | Martin | 8C | Natural Gas Fired Combined Cycle | 188.2 | Electric Utility
6043 | Martin | 8D | Natural Gas Fired Combined Cycle | 188.2 | Electric Utility
6045 | St Lucie | 1 | Nuclear | 1080 | Electric Utility
6045 | St Lucie | 2 | Nuclear | 1080 | Electric Utility
56407 | West County Energy Center | 1A | Natural Gas Fired Combined Cycle | 298 | Electric Utility
56407 | West County Energy Center | 1B | Natural Gas Fired Combined Cycle | 298 | Electric Utility
56407 | West County Energy Center | 1C | Natural Gas Fired Combined Cycle | 298 | Electric Utility
56407 | West County Energy Center | 1ST | Natural Gas Fired Combined Cycle | 527 | Electric Utility
56407 | West County Energy Center | 2A | Natural Gas Fired Combined Cycle | 298 | Electric Utility
56407 | West County Energy Center | 2B | Natural Gas Fired Combined Cycle | 298 | Electric Utility
56407 | West County Energy Center | 2C | Natural Gas Fired Combined Cycle | 298 | Electric Utility
56407 | West County Energy Center | 2ST | Natural Gas Fired Combined Cycle | 527 | Electric Utility
56407 | West County Energy Center | 3A | Natural Gas Fired Combined Cycle | 298 | Electric Utility
56407 | West County Energy Center | 3B | Natural Gas Fired Combined Cycle | 298 | Electric Utility
56407 | West County Energy Center | 3C | Natural Gas Fired Combined Cycle | 298 | Electric Utility
56407 | West County Energy Center | 3ST | Natural Gas Fired Combined Cycle | 527 | Electric Utility
56929 | DeSoto Next Generation Solar Energy | 1 | Solar Photovoltaic | 25 | Electric Utility
56930 | Space Coast Next Gen Solar Energy | 1 | Solar Photovoltaic | 10 | Electric Utility
624 | Avon Park | P1 | Natural Gas Fired Combustion Turbine | 33.7 | Electric Utility
624 | Avon Park | P2 | Petroleum Liquids | 33.7 | Electric Utility
627 | Bayboro | P1 | Petroleum Liquids | 56.7 | Electric Utility
627 | Bayboro | P2 | Petroleum Liquids | 56.7 | Electric Utility
627 | Bayboro | P3 | Petroleum Liquids | 56.7 | Electric Utility
627 | Bayboro | P4 | Petroleum Liquids | 56.7 | Electric Utility
628 | Crystal River | 1 | Conventional Steam Coal | 440.5 | Electric Utility
628 | Crystal River | 2 | Conventional Steam Coal | 523.8 | Electric Utility
628 | Crystal River | 5 | Conventional Steam Coal | 739.2 | Electric Utility
628 | Crystal River | ST4 | Conventional Steam Coal | 739.2 | Electric Utility
629 | G E Turner | P1 | Petroleum Liquids | 19.2 | Electric Utility
629 | G E Turner | P2 | Petroleum Liquids | 19.2 | Electric Utility
629 | G E Turner | P3 | Petroleum Liquids | 71.2 | Electric Utility
629 | G E Turner | P4 | Petroleum Liquids | 71.2 | Electric Utility
630 | Higgins | P1 | Natural Gas Fired Combustion Turbine | 33.7 | Electric Utility
630 | Higgins | P2 | Natural Gas Fired Combustion Turbine | 33.7 | Electric Utility
630 | Higgins | P3 | Natural Gas Fired Combustion Turbine | 42.9 | Electric Utility
630 | Higgins | P4 | Natural Gas Fired Combustion Turbine | 42.9 | Electric Utility
634 | P L Bartow | 4AGT | Natural Gas Fired Combined Cycle | 208 | Electric Utility
634 | P L Bartow | 4BGT | Natural Gas Fired Combined Cycle | 208 | Electric Utility
634 | P L Bartow | 4CGT | Natural Gas Fired Combined Cycle | 208 | Electric Utility
634 | P L Bartow | 4DGT | Natural Gas Fired Combined Cycle | 208 | Electric Utility
634 | P L Bartow | 4ST | Natural Gas Fired Combined Cycle | 421 | Electric Utility
634 | P L Bartow | P1 | Petroleum Liquids | 55.7 | Electric Utility
634 | P L Bartow | P2 | Natural Gas Fired Combustion Turbine | 55.7 | Electric Utility
634 | P L Bartow | P3 | Petroleum Liquids | 55.7 | Electric Utility
634 | P L Bartow | P4 | Natural Gas Fired Combustion Turbine | 55.7 | Electric Utility
637 | Rio Pinar | P1 | Petroleum Liquids | 19.2 | Electric Utility
638 | Suwannee River | 1 | Natural Gas Steam Turbine | 34.5 | Electric Utility
638 | Suwannee River | 2 | Natural Gas Steam Turbine | 37.5 | Electric Utility
638 | Suwannee River | 3 | Natural Gas Steam Turbine | 75 | Electric Utility
638 | Suwannee River | P1 | Natural Gas Fired Combustion Turbine | 61.2 | Electric Utility
638 | Suwannee River | P2 | Petroleum Liquids | 61.2 | Electric Utility
638 | Suwannee River | P3 | Natural Gas Fired Combustion Turbine | 61.2 | Electric Utility
6046 | DeBary | 10 | Petroleum Liquids | 115 | Electric Utility
6046 | DeBary | 2 | Petroleum Liquids | 66.8 | Electric Utility
6046 | DeBary | 3 | Petroleum Liquids | 66.8 | Electric Utility
6046 | DeBary | 4 | Petroleum Liquids | 66.8 | Electric Utility
6046 | DeBary | 5 | Petroleum Liquids | 66.8 | Electric Utility
6046 | DeBary | 6 | Petroleum Liquids | 66.8 | Electric Utility
6046 | DeBary | 7 | Natural Gas Fired Combustion Turbine | 115 | Electric Utility
6046 | DeBary | 8 | Natural Gas Fired Combustion Turbine | 115 | Electric Utility
6046 | DeBary | 9 | Natural Gas Fired Combustion Turbine | 115 | Electric Utility
6046 | DeBary | P1 | Petroleum Liquids | 66.8 | Electric Utility
7302 | Hines Energy Complex | 1GT | Natural Gas Fired Combined Cycle | 173.4 | Electric Utility
7302 | Hines Energy Complex | 1GT2 | Natural Gas Fired Combined Cycle | 173.4 | Electric Utility
7302 | Hines Energy Complex | 1ST | Natural Gas Fired Combined Cycle | 199.7 | Electric Utility
7302 | Hines Energy Complex | 2GT | Natural Gas Fired Combined Cycle | 167.7 | Electric Utility
7302 | Hines Energy Complex | 2GT2 | Natural Gas Fired Combined Cycle | 167.7 | Electric Utility
7302 | Hines Energy Complex | 2ST | Natural Gas Fired Combined Cycle | 180.6 | Electric Utility
7302 | Hines Energy Complex | 3GT | Natural Gas Fired Combined Cycle | 193 | Electric Utility
7302 | Hines Energy Complex | 3GT2 | Natural Gas Fired Combined Cycle | 193 | Electric Utility
7302 | Hines Energy Complex | 3ST | Natural Gas Fired Combined Cycle | 204 | Electric Utility
7302 | Hines Energy Complex | 4GT | Natural Gas Fired Combined Cycle | 199 | Electric Utility
7302 | Hines Energy Complex | 4GT2 | Natural Gas Fired Combined Cycle | 199 | Electric Utility
7302 | Hines Energy Complex | 4ST | Natural Gas Fired Combined Cycle | 212 | Electric Utility
7345 | University of Florida | P1 | Natural Gas Fired Combustion Turbine | 43 | Electric Utility
7699 | Tiger Bay | CT1 | Natural Gas Fired Combined Cycle | 195.2 | Electric Utility
7699 | Tiger Bay | CW1 | Natural Gas Fired Combined Cycle | 82.9 | Electric Utility
8048 | Anclote | 1 | Natural Gas Steam Turbine | 556.2 | Electric Utility
8048 | Anclote | 2 | Natural Gas Steam Turbine | 556.2 | Electric Utility
8049 | Intercession City | P1 | Petroleum Liquids | 56.7 | Electric Utility
8049 | Intercession City | P10 | Natural Gas Fired Combustion Turbine | 115 | Electric Utility
8049 | Intercession City | P11 | Petroleum Liquids | 165 | Electric Utility
8049 | Intercession City | P12 | Natural Gas Fired Combustion Turbine | 115 | Electric Utility
8049 | Intercession City | P13 | Natural Gas Fired Combustion Turbine | 115 | Electric Utility
8049 | Intercession City | P14 | Natural Gas Fired Combustion Turbine | 115 | Electric Utility
8049 | Intercession City | P2 | Petroleum Liquids | 56.7 | Electric Utility
8049 | Intercession City | P3 | Petroleum Liquids | 56.7 | Electric Utility
8049 | Intercession City | P4 | Petroleum Liquids | 56.7 | Electric Utility
8049 | Intercession City | P5 | Petroleum Liquids | 56.7 | Electric Utility
8049 | Intercession City | P6 | Petroleum Liquids | 56.7 | Electric Utility
8049 | Intercession City | P7 | Natural Gas Fired Combustion Turbine | 115 | Electric Utility
8049 | Intercession City | P8 | Natural Gas Fired Combustion Turbine | 115 | Electric Utility
8049 | Intercession City | P9 | Natural Gas Fired Combustion Turbine | 115 | Electric Utility
50514 | Fort Miller Hydroelectric Facility | GEN1 | Conventional Hydroelectric | 2.5 | IPP Non-CHP
50514 | Fort Miller Hydroelectric Facility | GEN2 | Conventional Hydroelectric | 2.5 | IPP Non-CHP
55098 | Frontera Energy Center | GEN1 | Natural Gas Fired Combined Cycle | 172 | IPP Non-CHP
55098 | Frontera Energy Center | GEN2 | Natural Gas Fired Combined Cycle | 172 | IPP Non-CHP
55098 | Frontera Energy Center | GEN3 | Natural Gas Fired Combined Cycle | 185 | IPP Non-CHP
2835 | FirstEnergy Ashtabula | 5 | Conventional Steam Coal | 256 | IPP Non-CHP
2837 | FirstEnergy Eastlake | 1 | Conventional Steam Coal | 123 | IPP Non-CHP
2837 | FirstEnergy Eastlake | 2 | Conventional Steam Coal | 123 | IPP Non-CHP
2837 | FirstEnergy Eastlake | 3 | Conventional Steam Coal | 123 | IPP Non-CHP
2837 | FirstEnergy Eastlake | 6 | Petroleum Liquids | 32 | IPP Non-CHP
2838 | FirstEnergy Lake Shore | 18 | Conventional Steam Coal | 256 | IPP Non-CHP
2838 | FirstEnergy Lake Shore | IC1 | Petroleum Liquids | 2 | IPP Non-CHP
2838 | FirstEnergy Lake Shore | IC2 | Petroleum Liquids | 2 | IPP Non-CHP
2864 | FirstEnergy R E Burger | A1 | Petroleum Liquids | 2.5 | IPP Non-CHP
2864 | FirstEnergy R E Burger | B1 | Petroleum Liquids | 2.5 | IPP Non-CHP
2864 | FirstEnergy R E Burger | B2 | Petroleum Liquids | 2.5 | IPP Non-CHP
2866 | FirstEnergy W H Sammis | 1 | Conventional Steam Coal | 190.4 | IPP Non-CHP
2866 | FirstEnergy W H Sammis | 2 | Conventional Steam Coal | 190.4 | IPP Non-CHP
2866 | FirstEnergy W H Sammis | 3 | Conventional Steam Coal | 190.4 | IPP Non-CHP
2866 | FirstEnergy W H Sammis | 4 | Conventional Steam Coal | 190.4 | IPP Non-CHP
2866 | FirstEnergy W H Sammis | 5 | Conventional Steam Coal | 334 | IPP Non-CHP
2866 | FirstEnergy W H Sammis | 6 | Conventional Steam Coal | 680 | IPP Non-CHP
2866 | FirstEnergy W H Sammis | 7 | Conventional Steam Coal | 680 | IPP Non-CHP
2866 | FirstEnergy W H Sammis | A1 | Petroleum Liquids | 2.5 | IPP Non-CHP
2866 | FirstEnergy W H Sammis | B1 | Petroleum Liquids | 2.5 | IPP Non-CHP
2866 | FirstEnergy W H Sammis | B2 | Petroleum Liquids | 2.5 | IPP Non-CHP
2866 | FirstEnergy W H Sammis | B3 | Petroleum Liquids | 2.5 | IPP Non-CHP
2866 | FirstEnergy W H Sammis | B4 | Petroleum Liquids | 2.5 | IPP Non-CHP
2869 | FirstEnergy West Lorain | 1A | Petroleum Liquids | 65.3 | IPP Non-CHP
2869 | FirstEnergy West Lorain | 1B | Petroleum Liquids | 65.3 | IPP Non-CHP
2869 | FirstEnergy West Lorain | 2 | Natural Gas Fired Combustion Turbine | 85 | IPP Non-CHP
2869 | FirstEnergy West Lorain | 3 | Natural Gas Fired Combustion Turbine | 85 | IPP Non-CHP
2869 | FirstEnergy West Lorain | 4 | Natural Gas Fired Combustion Turbine | 85 | IPP Non-CHP
2869 | FirstEnergy West Lorain | 5 | Natural Gas Fired Combustion Turbine | 85 | IPP Non-CHP
2869 | FirstEnergy West Lorain | 6 | Natural Gas Fired Combustion Turbine | 85 | IPP Non-CHP
2878 | FirstEnergy Bay Shore | 1 | Petroleum Coke | 150.5 | IPP Non-CHP
2878 | FirstEnergy Bay Shore | CT | Petroleum Liquids | 16 | IPP Non-CHP
6094 | FirstEnergy Bruce Mansfield | 1 | Conventional Steam Coal | 913.7 | IPP Non-CHP
6094 | FirstEnergy Bruce Mansfield | 2 | Conventional Steam Coal | 913.7 | IPP Non-CHP
6094 | FirstEnergy Bruce Mansfield | 3 | Conventional Steam Coal | 913.7 | IPP Non-CHP
54674 | Ford Hydro LP | GEN1 | Conventional Hydroelectric | 0.4 | IPP Non-CHP
54674 | Ford Hydro LP | GEN2 | Conventional Hydroelectric | 0.4 | IPP Non-CHP
54674 | Ford Hydro LP | GEN3 | Conventional Hydroelectric | 0.4 | IPP Non-CHP
50270 | ExxonMobil Santa Ynez Facility | GTG1 | Natural Gas Fired Combined Cycle | 39.5 | Industrial CHP
50270 | ExxonMobil Santa Ynez Facility | STG1 | Natural Gas Fired Combined Cycle | 9.8 | Industrial CHP
54550 | ExxonMobil Mobile Bay Onshore | 901 | Natural Gas Fired Combined Cycle | 0.9 | Industrial CHP
54550 | ExxonMobil Mobile Bay Onshore | 901A | Natural Gas Fired Combined Cycle | 3.7 | Industrial CHP
54550 | ExxonMobil Mobile Bay Onshore | 901B | Natural Gas Fired Combined Cycle | 3.7 | Industrial CHP
54550 | ExxonMobil Mobile Bay Onshore | 901C | Natural Gas Fired Combined Cycle | 3.7 | Industrial CHP
56312 | Shute Creek Facility | 021A | Other Gases | 36 | Industrial CHP
56312 | Shute Creek Facility | 021B | Other Gases | 36 | Industrial CHP
56312 | Shute Creek Facility | 021C | Other Gases | 36 | Industrial CHP
10554 | Formosa Utility Venture Ltd | BO3 | Natural Gas Fired Combined Cycle | 36.2 | Industrial CHP
10554 | Formosa Utility Venture Ltd | ST1 | Natural Gas Fired Combined Cycle | 33.5 | Industrial CHP
10554 | Formosa Utility Venture Ltd | ST2 | Natural Gas Fired Combined Cycle | 66.3 | Industrial CHP
10554 | Formosa Utility Venture Ltd | ST3 | Natural Gas Fired Combined Cycle | 55 | Industrial CHP
10554 | Formosa Utility Venture Ltd | TBG1 | Natural Gas Fired Combined Cycle | 82.5 | Industrial CHP
10554 | Formosa Utility Venture Ltd | TBG2 | Natural Gas Fired Combined Cycle | 82.5 | Industrial CHP
10554 | Formosa Utility Venture Ltd | TBG3 | Natural Gas Fired Combined Cycle | 82.5 | Industrial CHP
10554 | Formosa Utility Venture Ltd | TBG4 | Natural Gas Fired Combined Cycle | 82.5 | Industrial CHP
10554 | Formosa Utility Venture Ltd | TBG5 | Natural Gas Fired Combined Cycle | 82.5 | Industrial CHP
10554 | Formosa Utility Venture Ltd | TBG6 | Natural Gas Fired Combined Cycle | 85.9 | Industrial CHP
56708 | CFB Power Plant | G2101 | Natural Gas Steam Turbine | 155 | Industrial Non-CHP
56708 | CFB Power Plant | G2201 | Natural Gas Steam Turbine | 155 | Industrial Non-CHP
10196 | Moose River | GEN1 | Conventional Hydroelectric | 12.6 | IPP Non-CHP
10197 | Philadlephia | GEN1 | Conventional Hydroelectric | 3.6 | IPP Non-CHP
10237 | Diana Hydroelectric | GEN1 | Conventional Hydroelectric | 1.8 | IPP Non-CHP
10238 | Dolgeville Hydro | GEN1 | Conventional Hydroelectric | 5 | IPP Non-CHP
54518 | Formosa Plastics | GT2 | Natural Gas Fired Combustion Turbine | 38 | Industrial CHP
54518 | Formosa Plastics | GT3 | Natural Gas Fired Combustion Turbine | 38.8 | Industrial CHP
54518 | Formosa Plastics | ST1 | Natural Gas Steam Turbine | 12 | Industrial CHP
54518 | Formosa Plastics | ST2 | Natural Gas Steam Turbine | 12 | Industrial CHP
1138 | Forest City Light Plant | 1 | Petroleum Liquids | 1.2 | Electric Utility
1138 | Forest City Light Plant | 2 | Petroleum Liquids | 2.7 | Electric Utility
1138 | Forest City Light Plant | 3 | Petroleum Liquids | 3.5 | Electric Utility
1138 | Forest City Light Plant | 4 | Petroleum Liquids | 6.3 | Electric Utility
1138 | Forest City Light Plant | 5 | Petroleum Liquids | 0.7 | Electric Utility
1138 | Forest City Light Plant | 6 | Petroleum Liquids | 7.6 | Electric Utility
10362 | Muskogee Mill | GEN1 | Conventional Steam Coal | 25 | Industrial CHP
10362 | Muskogee Mill | GEN2 | Conventional Steam Coal | 44.5 | Industrial CHP
10362 | Muskogee Mill | GEN3 | Conventional Steam Coal | 44.5 | Industrial CHP
55560 | FPL Energy Vansycle LLC (WA) | V-47 | Onshore Wind Turbine | 176.9 | IPP Non-CHP
55989 | FPL Energy Vansycle LLC (OR) | V-47 | Onshore Wind Turbine | 122.8 | IPP Non-CHP
56148 | Ft. Pierre | 5 | Petroleum Liquids | 2 | Electric Utility
56148 | Ft. Pierre | 6 | Petroleum Liquids | 2 | Electric Utility
56148 | Ft. Pierre | 7 | Petroleum Liquids | 2 | Electric Utility
56400 | Treasure Coast Energy Center | CT1 | Natural Gas Fired Combined Cycle | 219.6 | Electric Utility
56400 | Treasure Coast Energy Center | ST1 | Natural Gas Fired Combined Cycle | 191.8 | Electric Utility
55453 | Fountain Valley Power Facility | S1 | Natural Gas Fired Combustion Turbine | 38 | IPP Non-CHP
55453 | Fountain Valley Power Facility | S2 | Natural Gas Fired Combustion Turbine | 38 | IPP Non-CHP
55453 | Fountain Valley Power Facility | S3 | Natural Gas Fired Combustion Turbine | 38 | IPP Non-CHP
55453 | Fountain Valley Power Facility | S4 | Natural Gas Fired Combustion Turbine | 38 | IPP Non-CHP
55453 | Fountain Valley Power Facility | S5 | Natural Gas Fired Combustion Turbine | 38 | IPP Non-CHP
55453 | Fountain Valley Power Facility | S6 | Natural Gas Fired Combustion Turbine | 38 | IPP Non-CHP
10108 | Hampton Facility | GEN1 | Petroleum Liquids | 0.5 | Industrial CHP
10108 | Hampton Facility | GEN2 | Petroleum Liquids | 0.5 | Industrial CHP
10108 | Hampton Facility | GEN3 | Petroleum Liquids | 0.7 | Industrial CHP
10108 | Hampton Facility | GEN4 | Petroleum Liquids | 0.7 | Industrial CHP
10108 | Hampton Facility | GEN5 | Petroleum Liquids | 0.7 | Industrial CHP
10108 | Hampton Facility | GEN6 | Petroleum Liquids | 0.7 | Industrial CHP
10108 | Hampton Facility | GEN8 | Natural Gas Fired Combustion Turbine | 5 | Industrial CHP
54548 | Longfalls Facility | 1 | Conventional Hydroelectric | 3.3 | IPP Non-CHP
10342 | Foster Wheeler Martinez | TG1 | Natural Gas Fired Combined Cycle | 40 | IPP CHP
10342 | Foster Wheeler Martinez | TG2 | Natural Gas Fired Combined Cycle | 40 | IPP CHP
10342 | Foster Wheeler Martinez | TG3 | Natural Gas Fired Combined Cycle | 33.5 | IPP CHP
54918 | Ergon Refining Vicksburg | TMO1 | Natural Gas Fired Combustion Turbine | 4.8 | Industrial CHP
50904 | Fox Metro Water Reclamation District | RU3 | Natural Gas Internal Combustion Engine | 1.1 | IPP CHP
50904 | Fox Metro Water Reclamation District | RU4 | Natural Gas Internal Combustion Engine | 1.1 | IPP CHP
55801 | FPL Energy Marcus Hook LP | CT13 | Natural Gas Fired Combined Cycle | 188.2 | IPP CHP
55801 | FPL Energy Marcus Hook LP | CT1A | Natural Gas Fired Combined Cycle | 188.2 | IPP CHP
55801 | FPL Energy Marcus Hook LP | CTIB | Natural Gas Fired Combined Cycle | 188.2 | IPP CHP
55801 | FPL Energy Marcus Hook LP | STG | Natural Gas Fired Combined Cycle | 271.5 | IPP CHP
7429 | Edenton Generators | 1 | Petroleum Liquids | 1.2 | Electric Utility
7429 | Edenton Generators | 2 | Petroleum Liquids | 1.2 | Electric Utility
55953 | Pretlow | 1 | Petroleum Liquids | 1.6 | Electric Utility
55953 | Pretlow | 2 | Petroleum Liquids | 1.6 | Electric Utility
55954 | Downtown | 1 | Petroleum Liquids | 1.6 | Electric Utility
55954 | Downtown | 2 | Petroleum Liquids | 1.6 | Electric Utility
56017 | Franklin/Grays | GT1 | Natural Gas Fired Combustion Turbine | 11.4 | Electric Utility
56017 | Franklin/Grays | GT2 | Natural Gas Fired Combustion Turbine | 11.4 | Electric Utility
56017 | Franklin/Grays | GT3 | Natural Gas Fired Combustion Turbine | 11.4 | Electric Utility
56017 | Franklin/Grays | GT4 | Natural Gas Fired Combustion Turbine | 11.4 | Electric Utility
2238 | Franklin (NE) | 1 | Natural Gas Internal Combustion Engine | 0.6 | Electric Utility
2238 | Franklin (NE) | 2 | Natural Gas Internal Combustion Engine | 1.3 | Electric Utility
2238 | Franklin (NE) | 3 | Natural Gas Internal Combustion Engine | 1.1 | Electric Utility
2238 | Franklin (NE) | 4 | Natural Gas Internal Combustion Engine | 0.9 | Electric Utility
54224 | Franklin Heating Station | DG4 | Petroleum Liquids | 2 | Commercial CHP
54224 | Franklin Heating Station | DG5 | Petroleum Liquids | 2 | Commercial CHP
54224 | Franklin Heating Station | DG6 | Natural Gas Internal Combustion Engine | 2.4 | Commercial CHP
54224 | Franklin Heating Station | DG7 | Natural Gas Internal Combustion Engine | 2.4 | Commercial CHP
54224 | Franklin Heating Station | EG1 | Petroleum Liquids | 2 | Commercial CHP
54224 | Franklin Heating Station | EG2 | Petroleum Liquids | 2 | Commercial CHP
54224 | Franklin Heating Station | EG3 | Petroleum Liquids | 2 | Commercial CHP
54224 | Franklin Heating Station | GEN1 | Natural Gas Steam Turbine | 2.5 | Commercial CHP
54224 | Franklin Heating Station | GEN2 | Natural Gas Steam Turbine | 2.5 | Commercial CHP
54224 | Franklin Heating Station | GEN3 | Natural Gas Steam Turbine | 6.3 | Commercial CHP
54224 | Franklin Heating Station | GEN6 | All Other | 6.5 | Commercial CHP
55226 | Freestone Energy Center | GT1 | Natural Gas Fired Combined Cycle | 166.7 | IPP Non-CHP
55226 | Freestone Energy Center | GT2 | Natural Gas Fired Combined Cycle | 166.7 | IPP Non-CHP
55226 | Freestone Energy Center | GT3 | Natural Gas Fired Combined Cycle | 166.7 | IPP Non-CHP
55226 | Freestone Energy Center | GT4 | Natural Gas Fired Combined Cycle | 166.7 | IPP Non-CHP
55226 | Freestone Energy Center | ST3 | Natural Gas Fired Combined Cycle | 184.6 | IPP Non-CHP
55226 | Freestone Energy Center | ST6 | Natural Gas Fired Combined Cycle | 184.6 | IPP Non-CHP
943 | Freeburg | 1 | Petroleum Liquids | 0.4 | Electric Utility
943 | Freeburg | 10 | Petroleum Liquids | 1.8 | Electric Utility
943 | Freeburg | 11 | Petroleum Liquids | 1.8 | Electric Utility
943 | Freeburg | 12 | Petroleum Liquids | 1.8 | Electric Utility
943 | Freeburg | 2 | Petroleum Liquids | 0.4 | Electric Utility
943 | Freeburg | 3 | Petroleum Liquids | 0.6 | Electric Utility
943 | Freeburg | 4 | Petroleum Liquids | 1 | Electric Utility
943 | Freeburg | 6 | Petroleum Liquids | 1.8 | Electric Utility
943 | Freeburg | 7 | Petroleum Liquids | 2.6 | Electric Utility
943 | Freeburg | 8 | Petroleum Liquids | 1.7 | Electric Utility
943 | Freeburg | 9 | Petroleum Liquids | 1.8 | Electric Utility
2678 | Plant No 1 Freeport | 2 | Petroleum Liquids | 2.9 | Electric Utility
2678 | Plant No 1 Freeport | 3 | Petroleum Liquids | 3.1 | Electric Utility
2678 | Plant No 1 Freeport | 4 | Petroleum Liquids | 5.1 | Electric Utility
2679 | Plant No 2 Freeport | 3 | Petroleum Liquids | 18.1 | Electric Utility
2679 | Plant No 2 Freeport | CT5 | Natural Gas Fired Combustion Turbine | 60.5 | Electric Utility
2240 | Lon Wright | 5OT | Natural Gas Fired Combustion Turbine | 40 | Electric Utility
2240 | Lon Wright | 6 | Conventional Steam Coal | 16.5 | Electric Utility
2240 | Lon Wright | 7 | Conventional Steam Coal | 22 | Electric Utility
2240 | Lon Wright | 8 | Conventional Steam Coal | 91.5 | Electric Utility
10656 | French Paper Hydro | 1 | Conventional Hydroelectric | 0.3 | Industrial Non-CHP
10656 | French Paper Hydro | 2 | Conventional Hydroelectric | 0.4 | Industrial Non-CHP
10656 | French Paper Hydro | 3 | Conventional Hydroelectric | 0.4 | Industrial Non-CHP
10656 | French Paper Hydro | 4 | Conventional Hydroelectric | 0.2 | Industrial Non-CHP
10735 | Barber Dam | GEN1 | Conventional Hydroelectric | 4.1 | IPP Non-CHP
54520 | Village Creek Water Reclamation Facility | SD1 | Natural Gas Internal Combustion Engine | 0.9 | Commercial CHP
54520 | Village Creek Water Reclamation Facility | SD2 | Natural Gas Internal Combustion Engine | 0.9 | Commercial CHP
54520 | Village Creek Water Reclamation Facility | TG1 | Other Waste Biomass | 5.3 | Commercial CHP
54520 | Village Creek Water Reclamation Facility | TG2 | Other Waste Biomass | 5.3 | Commercial CHP
55107 | Entergy Rhode Island State Energy LP | CTG1 | Natural Gas Fired Combined Cycle | 196 | IPP Non-CHP
55107 | Entergy Rhode Island State Energy LP | CTG2 | Natural Gas Fired Combined Cycle | 196 | IPP Non-CHP
55107 | Entergy Rhode Island State Energy LP | STG1 | Natural Gas Fired Combined Cycle | 204 | IPP Non-CHP
55043 | Cherokee County Cogen | GT1 | Natural Gas Fired Combined Cycle | 60 | IPP CHP
55043 | Cherokee County Cogen | ST1 | Natural Gas Fired Combined Cycle | 41.2 | IPP CHP
54034 | Rensselaer Cogen | GEN1 | Natural Gas Fired Combined Cycle | 49.2 | IPP Non-CHP
54034 | Rensselaer Cogen | GEN2 | Natural Gas Fired Combined Cycle | 39 | IPP Non-CHP
2126 | Fulton (MO) | GT4 | Natural Gas Fired Combustion Turbine | 21.2 | Electric Utility
2126 | Fulton (MO) | IC1 | Petroleum Liquids | 5 | Electric Utility
2126 | Fulton (MO) | IC3 | Petroleum Liquids | 7 | Electric Utility
55480 | Forney Energy Center | ST1 | Natural Gas Fired Combined Cycle | 416 | IPP Non-CHP
55480 | Forney Energy Center | ST2 | Natural Gas Fired Combined Cycle | 416 | IPP Non-CHP
55480 | Forney Energy Center | U1 | Natural Gas Fired Combined Cycle | 169.8 | IPP Non-CHP
55480 | Forney Energy Center | U2 | Natural Gas Fired Combined Cycle | 169.8 | IPP Non-CHP
55480 | Forney Energy Center | U3 | Natural Gas Fired Combined Cycle | 169.8 | IPP Non-CHP
55480 | Forney Energy Center | U4 | Natural Gas Fired Combined Cycle | 169.8 | IPP Non-CHP
55480 | Forney Energy Center | U5 | Natural Gas Fired Combined Cycle | 169.8 | IPP Non-CHP
55480 | Forney Energy Center | U6 | Natural Gas Fired Combined Cycle | 169.8 | IPP Non-CHP
56010 | Hancock County Wind Energy Center | V-47 | Onshore Wind Turbine | 98 | IPP Non-CHP
6115 | Seabrook | 1 | Nuclear | 1242 | IPP Non-CHP
55370 | Green Mountain Wind Farm | N60 | Onshore Wind Turbine | 10.4 | IPP Non-CHP
56052 | Meyersdale Windpower | GE15 | Onshore Wind Turbine | 30 | IPP Non-CHP
55986 | Mountaineer Wind Energy Center | WT1 | Onshore Wind Turbine | 66 | IPP Non-CHP
54788 | Evanston Township High School | GEN1 | Natural Gas Internal Combustion Engine | 0.8 | Commercial Non-CHP
54788 | Evanston Township High School | GEN2 | Natural Gas Internal Combustion Engine | 0.8 | Commercial Non-CHP
54788 | Evanston Township High School | GEN3 | Natural Gas Internal Combustion Engine | 0.8 | Commercial Non-CHP
54906 | Georgia Pacific Center | 01 | Petroleum Liquids | 0.7 | Commercial Non-CHP
54906 | Georgia Pacific Center | 02 | Petroleum Liquids | 0.7 | Commercial Non-CHP
663 | Deerhaven Generating Station | 1 | Natural Gas Steam Turbine | 75 | Electric Utility
663 | Deerhaven Generating Station | 2 | Conventional Steam Coal | 250.7 | Electric Utility
663 | Deerhaven Generating Station | GT1 | Natural Gas Fired Combustion Turbine | 24.6 | Electric Utility
663 | Deerhaven Generating Station | GT2 | Natural Gas Fired Combustion Turbine | 24.6 | Electric Utility
663 | Deerhaven Generating Station | GT3 | Natural Gas Fired Combustion Turbine | 96.1 | Electric Utility
664 | John R Kelly | 8 | Natural Gas Fired Combined Cycle | 50 | Electric Utility
664 | John R Kelly | CT04 | Natural Gas Fired Combined Cycle | 96.1 | Electric Utility
56518 | South Energy Center | GT1 | Natural Gas Fired Combustion Turbine | 4.1 | Electric Utility
7437 | Galena Electric Utility | 1A | Petroleum Liquids | 0.8 | Electric Utility
7437 | Galena Electric Utility | 3A | Petroleum Liquids | 0.8 | Electric Utility
7437 | Galena Electric Utility | 4A | Petroleum Liquids | 1 | Electric Utility
7437 | Galena Electric Utility | 5A | Petroleum Liquids | 0.8 | Electric Utility
7437 | Galena Electric Utility | 6 | Petroleum Liquids | 0.5 | Electric Utility
2127 | Gallatin (MO) | 2A | Petroleum Liquids | 1.1 | Electric Utility
2127 | Gallatin (MO) | 3A | Petroleum Liquids | 1.1 | Electric Utility
2127 | Gallatin (MO) | IC4 | Petroleum Liquids | 2.5 | Electric Utility
2127 | Gallatin (MO) | IC6 | Petroleum Liquids | 2.5 | Electric Utility
7281 | Gardner Energy Center | CT1 | Natural Gas Fired Combustion Turbine | 19.6 | Electric Utility
7281 | Gardner Energy Center | CT2 | Natural Gas Fired Combustion Turbine | 19.6 | Electric Utility
3699 | Boulder | 1 | Conventional Hydroelectric | 1.4 | Electric Utility
3699 | Boulder | 2 | Conventional Hydroelectric | 1.4 | Electric Utility
3699 | Boulder | 3 | Conventional Hydroelectric | 1.4 | Electric Utility
56899 | IRC Generator Facility | 290 | Petroleum Liquids | 1.5 | Electric Utility
56899 | IRC Generator Facility | 291 | Petroleum Liquids | 1.5 | Electric Utility
794 | Lewisville | 1 | Conventional Hydroelectric | 2.8 | Electric Utility
3576 | Ray Olinger | 1 | Natural Gas Steam Turbine | 75 | Electric Utility
3576 | Ray Olinger | 2 | Natural Gas Steam Turbine | 113.4 | Electric Utility
3576 | Ray Olinger | 3 | Natural Gas Steam Turbine | 156.6 | Electric Utility
3576 | Ray Olinger | 4 | Natural Gas Fired Combustion Turbine | 82.7 | Electric Utility
4266 | Spencer | 4 | Natural Gas Steam Turbine | 61.1 | Electric Utility
4266 | Spencer | 5 | Natural Gas Steam Turbine | 65.4 | Electric Utility
1278 | Garnett Municipal | 1 | Petroleum Liquids | 1.5 | Electric Utility
1278 | Garnett Municipal | 2 | Petroleum Liquids | 0.4 | Electric Utility
1278 | Garnett Municipal | 3 | Petroleum Liquids | 1.5 | Electric Utility
1278 | Garnett Municipal | 4 | Petroleum Liquids | 0.9 | Electric Utility
1278 | Garnett Municipal | 7 | Petroleum Liquids | 2.5 | Electric Utility
1278 | Garnett Municipal | IC5 | Petroleum Liquids | 2.4 | Electric Utility
1278 | Garnett Municipal | IC6 | Petroleum Liquids | 2.5 | Electric Utility
56054 | G McNeilus Wind Farm Dodge Center | GM1 | Onshore Wind Turbine | 32 | IPP Non-CHP
56054 | G McNeilus Wind Farm Dodge Center | GM2 | Onshore Wind Turbine | 8 | IPP Non-CHP
56054 | G McNeilus Wind Farm Dodge Center | GM3 | Onshore Wind Turbine | 3 | IPP Non-CHP
56307 | Adams Wind Farm | 1 | Onshore Wind Turbine | 14 | IPP Non-CHP
56307 | Adams Wind Farm | 2 | Onshore Wind Turbine | 10 | IPP Non-CHP
50997 | Gallup Refinery | GEN1 | Natural Gas Fired Combustion Turbine | 3 | Industrial CHP
50997 | Gallup Refinery | GEN2 | Natural Gas Fired Combustion Turbine | 3 | Industrial CHP
55228 | Greenville Electric Generating Station | GT1 | Natural Gas Fired Combustion Turbine | 59 | Electric Utility
55228 | Greenville Electric Generating Station | GT2 | Natural Gas Fired Combustion Turbine | 59 | Electric Utility
55228 | Greenville Electric Generating Station | GT3 | Natural Gas Fired Combustion Turbine | 59 | Electric Utility
55228 | Greenville Electric Generating Station | GT4 | Natural Gas Fired Combustion Turbine | 59 | Electric Utility
55592 | Mallard Lake Electric | 1 | Landfill Gas | 5 | IPP Non-CHP
55592 | Mallard Lake Electric | 2 | Landfill Gas | 5 | IPP Non-CHP
55592 | Mallard Lake Electric | 4 | Landfill Gas | 10 | IPP Non-CHP
50333 | Gay Robinson | DSL5 | Petroleum Liquids | 0.5 | Industrial Non-CHP
50333 | Gay Robinson | DSL6 | Petroleum Liquids | 0.5 | Industrial Non-CHP
50333 | Gay Robinson | HYD2 | Conventional Hydroelectric | 1.2 | Industrial Non-CHP
54427 | Gaylord Container Bogalusa | NO10 | Wood/Wood Waste Biomass | 37 | Industrial CHP
54427 | Gaylord Container Bogalusa | NO8 | Wood/Wood Waste Biomass | 25 | Industrial CHP
54427 | Gaylord Container Bogalusa | NO9 | Wood/Wood Waste Biomass | 37.5 | Industrial CHP
10029 | General Electric Aircraft Engines | GEN5 | Natural Gas Steam Turbine | 10 | Industrial CHP
10029 | General Electric Aircraft Engines | GEN6 | Natural Gas Steam Turbine | 10 | Industrial CHP
10029 | General Electric Aircraft Engines | GEN7 | Natural Gas Steam Turbine | 12.5 | Industrial CHP
10029 | General Electric Aircraft Engines | GEN8 | Natural Gas Fired Combustion Turbine | 21.1 | Industrial CHP
54924 | General Mills West Chicago | 1 | Natural Gas Internal Combustion Engine | 0.8 | Industrial CHP
54924 | General Mills West Chicago | 2 | Natural Gas Internal Combustion Engine | 0.8 | Industrial CHP
54924 | General Mills West Chicago | 3 | Natural Gas Internal Combustion Engine | 0.8 | Industrial CHP
54924 | General Mills West Chicago | 4 | Natural Gas Internal Combustion Engine | 0.8 | Industrial CHP
54924 | General Mills West Chicago | 5 | Natural Gas Internal Combustion Engine | 0.8 | Industrial CHP
54924 | General Mills West Chicago | 6 | Natural Gas Internal Combustion Engine | 0.8 | Industrial CHP
54924 | General Mills West Chicago | 7 | Natural Gas Internal Combustion Engine | 0.8 | Industrial CHP
54924 | General Mills West Chicago | 8 | Natural Gas Internal Combustion Engine | 0.8 | Industrial CHP
54318 | General Chemical | TG1 | Conventional Steam Coal | 15 | Industrial CHP
54318 | General Chemical | TG2 | Conventional Steam Coal | 15 | Industrial CHP
10058 | General Electric Diesel Engine Plant | REGN | Petroleum Liquids | 4.4 | Industrial Non-CHP
10059 | General Electric Great Falls Upper Hydro | 1575 | Conventional Hydroelectric | 1.6 | Industrial Non-CHP
10059 | General Electric Great Falls Upper Hydro | 500 | Conventional Hydroelectric | 0.5 | Industrial Non-CHP
54564 | General Mills Inc | GEN1 | Natural Gas Fired Combustion Turbine | 3.8 | Industrial CHP
944 | Geneseo | 1 | Natural Gas Internal Combustion Engine | 5.6 | Electric Utility
944 | Geneseo | 10 | Onshore Wind Turbine | 1.5 | Electric Utility
944 | Geneseo | 11 | Onshore Wind Turbine | 1.5 | Electric Utility
944 | Geneseo | 2 | Natural Gas Internal Combustion Engine | 3.5 | Electric Utility
944 | Geneseo | 3 | Natural Gas Internal Combustion Engine | 3.5 | Electric Utility
944 | Geneseo | 4 | Natural Gas Internal Combustion Engine | 1.6 | Electric Utility
944 | Geneseo | 5A | Natural Gas Internal Combustion Engine | 4.4 | Electric Utility
944 | Geneseo | 6A | Natural Gas Internal Combustion Engine | 3 | Electric Utility
944 | Geneseo | 7 | Natural Gas Internal Combustion Engine | 3 | Electric Utility
944 | Geneseo | 9 | Petroleum Liquids | 4.8 | Electric Utility
56462 | Geneva Generation Facility | GEN 1 | Natural Gas Internal Combustion Engine | 5.9 | Electric Utility
56462 | Geneva Generation Facility | GEN 2 | Natural Gas Internal Combustion Engine | 5.9 | Electric Utility
56462 | Geneva Generation Facility | GEN 3 | Natural Gas Internal Combustion Engine | 5.9 | Electric Utility
56462 | Geneva Generation Facility | GEN 4 | Natural Gas Internal Combustion Engine | 5.9 | Electric Utility
56462 | Geneva Generation Facility | GEN 5 | Natural Gas Internal Combustion Engine | 5.9 | Electric Utility
56181 | Genoa Diesel Generating Station | 1 | Petroleum Liquids | 2 | Electric Utility
56181 | Genoa Diesel Generating Station | 2 | Petroleum Liquids | 2 | Electric Utility
56181 | Genoa Diesel Generating Station | 3 | Petroleum Liquids | 2 | Electric Utility
10361 | Savannah River Mill | GEN1 | Natural Gas Fired Combustion Turbine | 25.2 | Industrial CHP
10361 | Savannah River Mill | GEN2 | Natural Gas Fired Combustion Turbine | 25.2 | Industrial CHP
10361 | Savannah River Mill | GEN3 | Petroleum Coke | 45 | Industrial CHP
10361 | Savannah River Mill | GEN4 | Petroleum Coke | 45 | Industrial CHP
10699 | Georgia-Pacific Consr Prods LP-Naheola | GEN1 | Wood/Wood Waste Biomass | 15.6 | Industrial CHP
10699 | Georgia-Pacific Consr Prods LP-Naheola | GEN2 | Wood/Wood Waste Biomass | 15.6 | Industrial CHP
10699 | Georgia-Pacific Consr Prods LP-Naheola | GT3 | Wood/Wood Waste Biomass | 47.1 | Industrial CHP
649 | Vogtle | 1 | Nuclear | 1160 | Electric Utility
649 | Vogtle | 2 | Nuclear | 1160 | Electric Utility
702 | Bartletts Ferry | 1 | Conventional Hydroelectric | 15 | Electric Utility
702 | Bartletts Ferry | 2 | Conventional Hydroelectric | 15 | Electric Utility
702 | Bartletts Ferry | 3 | Conventional Hydroelectric | 15 | Electric Utility
702 | Bartletts Ferry | 4 | Conventional Hydroelectric | 20 | Electric Utility
702 | Bartletts Ferry | 5 | Conventional Hydroelectric | 54 | Electric Utility
702 | Bartletts Ferry | 6 | Conventional Hydroelectric | 54 | Electric Utility
703 | Bowen | 1 | Conventional Steam Coal | 805.8 | Electric Utility
703 | Bowen | 2 | Conventional Steam Coal | 788.8 | Electric Utility
703 | Bowen | 3 | Conventional Steam Coal | 952 | Electric Utility
703 | Bowen | 4 | Conventional Steam Coal | 952 | Electric Utility
704 | Burton Dam | 1 | Conventional Hydroelectric | 3 | Electric Utility
704 | Burton Dam | 2 | Conventional Hydroelectric | 3 | Electric Utility
706 | Flint River | 1 | Conventional Hydroelectric | 1.8 | Electric Utility
706 | Flint River | 2 | Conventional Hydroelectric | 1.8 | Electric Utility
706 | Flint River | 3 | Conventional Hydroelectric | 1.8 | Electric Utility
707 | Goat Rock | 3 | Conventional Hydroelectric | 5 | Electric Utility
707 | Goat Rock | 4 | Conventional Hydroelectric | 5 | Electric Utility
707 | Goat Rock | 5 | Conventional Hydroelectric | 5 | Electric Utility
707 | Goat Rock | 6 | Conventional Hydroelectric | 5 | Electric Utility
707 | Goat Rock | 7 | Conventional Hydroelectric | 9.3 | Electric Utility
707 | Goat Rock | 8 | Conventional Hydroelectric | 9.3 | Electric Utility
708 | Hammond | 1 | Conventional Steam Coal | 125 | Electric Utility
708 | Hammond | 2 | Conventional Steam Coal | 125 | Electric Utility
708 | Hammond | 3 | Conventional Steam Coal | 125 | Electric Utility
708 | Hammond | 4 | Conventional Steam Coal | 578 | Electric Utility
709 | Harllee Branch | 1 | Conventional Steam Coal | 299.2 | Electric Utility
709 | Harllee Branch | 3 | Conventional Steam Coal | 544 | Electric Utility
709 | Harllee Branch | 4 | Conventional Steam Coal | 544 | Electric Utility
710 | Jack McDonough | 3A | Natural Gas Fired Combustion Turbine | 41.8 | Electric Utility
710 | Jack McDonough | 3B | Natural Gas Fired Combustion Turbine | 41.8 | Electric Utility
710 | Jack McDonough | 4 | Natural Gas Fired Combined Cycle | 375 | Electric Utility
710 | Jack McDonough | 5 | Natural Gas Fired Combined Cycle | 375 | Electric Utility
710 | Jack McDonough | 5ACT | Natural Gas Fired Combined Cycle | 232.5 | Electric Utility
710 | Jack McDonough | 5BCT | Natural Gas Fired Combined Cycle | 232.5 | Electric Utility
710 | Jack McDonough | 6 | Natural Gas Fired Combined Cycle | 375 | Electric Utility
710 | Jack McDonough | 6ACT | Natural Gas Fired Combined Cycle | 232.5 | Electric Utility
710 | Jack McDonough | 6BCT | Natural Gas Fired Combined Cycle | 232.5 | Electric Utility
710 | Jack McDonough | CT4A | Natural Gas Fired Combined Cycle | 232.5 | Electric Utility
710 | Jack McDonough | CT4B | Natural Gas Fired Combined Cycle | 232.5 | Electric Utility
711 | Langdale | 5 | Conventional Hydroelectric | 0.5 | Electric Utility
711 | Langdale | 6 | Conventional Hydroelectric | 0.5 | Electric Utility
712 | Lloyd Shoals | 1 | Conventional Hydroelectric | 2.4 | Electric Utility
712 | Lloyd Shoals | 2 | Conventional Hydroelectric | 2.4 | Electric Utility
712 | Lloyd Shoals | 3 | Conventional Hydroelectric | 2.4 | Electric Utility
712 | Lloyd Shoals | 4 | Conventional Hydroelectric | 2.4 | Electric Utility
712 | Lloyd Shoals | 5 | Conventional Hydroelectric | 2.4 | Electric Utility
712 | Lloyd Shoals | 6 | Conventional Hydroelectric | 2.4 | Electric Utility
715 | McManus | 1 | Petroleum Liquids | 50 | Electric Utility
715 | McManus | 2 | Petroleum Liquids | 93.7 | Electric Utility
715 | McManus | 3A | Petroleum Liquids | 55.4 | Electric Utility
715 | McManus | 3B | Petroleum Liquids | 55.4 | Electric Utility
715 | McManus | 3C | Petroleum Liquids | 55.4 | Electric Utility
715 | McManus | 4A | Petroleum Liquids | 55.4 | Electric Utility
715 | McManus | 4B | Petroleum Liquids | 55.4 | Electric Utility
715 | McManus | 4C | Petroleum Liquids | 55.4 | Electric Utility
715 | McManus | 4D | Petroleum Liquids | 55.4 | Electric Utility
715 | McManus | 4E | Petroleum Liquids | 55.4 | Electric Utility
715 | McManus | 4F | Petroleum Liquids | 55.4 | Electric Utility
715 | McManus | IC1 | Petroleum Liquids | 2 | Electric Utility
717 | Morgan Falls | 1 | Conventional Hydroelectric | 2.4 | Electric Utility
717 | Morgan Falls | 2 | Conventional Hydroelectric | 2.4 | Electric Utility
717 | Morgan Falls | 3 | Conventional Hydroelectric | 2.4 | Electric Utility
717 | Morgan Falls | 4 | Conventional Hydroelectric | 2.4 | Electric Utility
717 | Morgan Falls | 5 | Conventional Hydroelectric | 2.4 | Electric Utility
717 | Morgan Falls | 6 | Conventional Hydroelectric | 2.4 | Electric Utility
717 | Morgan Falls | 7 | Conventional Hydroelectric | 2.4 | Electric Utility
718 | Nacoochee | 1 | Conventional Hydroelectric | 2.4 | Electric Utility
718 | Nacoochee | 2 | Conventional Hydroelectric | 2.4 | Electric Utility
719 | North Highlands | 1 | Conventional Hydroelectric | 9.2 | Electric Utility
719 | North Highlands | 2 | Conventional Hydroelectric | 9.2 | Electric Utility
719 | North Highlands | 3 | Conventional Hydroelectric | 9.2 | Electric Utility
719 | North Highlands | 4 | Conventional Hydroelectric | 2 | Electric Utility
720 | Oliver Dam | 1 | Conventional Hydroelectric | 18 | Electric Utility
720 | Oliver Dam | 2 | Conventional Hydroelectric | 18 | Electric Utility
720 | Oliver Dam | 3 | Conventional Hydroelectric | 18 | Electric Utility
720 | Oliver Dam | 4 | Conventional Hydroelectric | 6 | Electric Utility
722 | Sinclair Dam | 1 | Conventional Hydroelectric | 22.5 | Electric Utility
722 | Sinclair Dam | 2 | Conventional Hydroelectric | 22.5 | Electric Utility
723 | Tallulah Falls | 1 | Conventional Hydroelectric | 12 | Electric Utility
723 | Tallulah Falls | 2 | Conventional Hydroelectric | 12 | Electric Utility
723 | Tallulah Falls | 3 | Conventional Hydroelectric | 12 | Electric Utility
723 | Tallulah Falls | 4 | Conventional Hydroelectric | 12 | Electric Utility
723 | Tallulah Falls | 5 | Conventional Hydroelectric | 12 | Electric Utility
723 | Tallulah Falls | 6 | Conventional Hydroelectric | 12 | Electric Utility
724 | Terrora | 1 | Conventional Hydroelectric | 8 | Electric Utility
724 | Terrora | 2 | Conventional Hydroelectric | 8 | Electric Utility
725 | Tugalo | 1 | Conventional Hydroelectric | 11.2 | Electric Utility
725 | Tugalo | 2 | Conventional Hydroelectric | 11.2 | Electric Utility
725 | Tugalo | 3 | Conventional Hydroelectric | 11.2 | Electric Utility
725 | Tugalo | 4 | Conventional Hydroelectric | 11.2 | Electric Utility
727 | Mitchell (GA) | 3 | Conventional Steam Coal | 163.2 | Electric Utility
727 | Mitchell (GA) | 4A | Petroleum Liquids | 41.8 | Electric Utility
727 | Mitchell (GA) | 4B | Petroleum Liquids | 41.8 | Electric Utility
728 | Yates | 1 | Conventional Steam Coal | 122.5 | Electric Utility
728 | Yates | 2 | Conventional Steam Coal | 122.5 | Electric Utility
728 | Yates | 3 | Conventional Steam Coal | 122.5 | Electric Utility
728 | Yates | 4 | Conventional Steam Coal | 156.2 | Electric Utility
728 | Yates | 5 | Conventional Steam Coal | 156.2 | Electric Utility
728 | Yates | 6 | Conventional Steam Coal | 403.7 | Electric Utility
728 | Yates | 7 | Conventional Steam Coal | 403.7 | Electric Utility
729 | Yonah | 1 | Conventional Hydroelectric | 7.5 | Electric Utility
729 | Yonah | 2 | Conventional Hydroelectric | 7.5 | Electric Utility
729 | Yonah | 3 | Conventional Hydroelectric | 7.5 | Electric Utility
732 | Boulevard | 1 | Natural Gas Fired Combustion Turbine | 15.6 | Electric Utility
733 | Kraft | 2 | Conventional Steam Coal | 54.4 | Electric Utility
733 | Kraft | 3 | Conventional Steam Coal | 103.5 | Electric Utility
733 | Kraft | 4 | Natural Gas Steam Turbine | 126 | Electric Utility
733 | Kraft | PWA | Natural Gas Fired Combustion Turbine | 18.5 | Electric Utility
733 | Kraft | ST1 | Conventional Steam Coal | 50 | Electric Utility
6051 | Edwin I Hatch | 1 | Nuclear | 857.1 | Electric Utility
6051 | Edwin I Hatch | 2 | Nuclear | 864.7 | Electric Utility
6052 | Wansley | 1 | Conventional Steam Coal | 952 | Electric Utility
6052 | Wansley | 2 | Conventional Steam Coal | 952 | Electric Utility
6052 | Wansley | 5A | Petroleum Liquids | 52.8 | Electric Utility
6087 | Wallace Dam | 1 | Hydroelectric Pumped Storage | 52.2 | Electric Utility
6087 | Wallace Dam | 2 | Hydroelectric Pumped Storage | 52.2 | Electric Utility
6087 | Wallace Dam | 3 | Conventional Hydroelectric | 56.2 | Electric Utility
6087 | Wallace Dam | 4 | Conventional Hydroelectric | 56.2 | Electric Utility
6087 | Wallace Dam | 5 | Hydroelectric Pumped Storage | 52.2 | Electric Utility
6087 | Wallace Dam | 6 | Hydroelectric Pumped Storage | 52.2 | Electric Utility
6124 | McIntosh | 1 | Conventional Steam Coal | 177.6 | Electric Utility
6124 | McIntosh | CT1 | Natural Gas Fired Combustion Turbine | 101.3 | Electric Utility
6124 | McIntosh | CT2 | Natural Gas Fired Combustion Turbine | 101.3 | Electric Utility
6124 | McIntosh | CT3 | Natural Gas Fired Combustion Turbine | 101.3 | Electric Utility
6124 | McIntosh | CT4 | Natural Gas Fired Combustion Turbine | 101.3 | Electric Utility
6124 | McIntosh | CT5 | Natural Gas Fired Combustion Turbine | 101.3 | Electric Utility
6124 | McIntosh | CT6 | Natural Gas Fired Combustion Turbine | 101.3 | Electric Utility
6124 | McIntosh | CT7 | Natural Gas Fired Combustion Turbine | 101.3 | Electric Utility
6124 | McIntosh | CT8 | Natural Gas Fired Combustion Turbine | 101.3 | Electric Utility
6257 | Scherer | 1 | Conventional Steam Coal | 891 | Electric Utility
6257 | Scherer | 2 | Conventional Steam Coal | 891 | Electric Utility
6257 | Scherer | 3 | Conventional Steam Coal | 891 | Electric Utility
6257 | Scherer | 4 | Conventional Steam Coal | 891 | Electric Utility
6258 | Wilson | 5A | Petroleum Liquids | 53.1 | Electric Utility
6258 | Wilson | 5B | Petroleum Liquids | 53.1 | Electric Utility
6258 | Wilson | 5C | Petroleum Liquids | 53.1 | Electric Utility
6258 | Wilson | 5D | Petroleum Liquids | 53.1 | Electric Utility
6258 | Wilson | 5E | Petroleum Liquids | 53.1 | Electric Utility
6258 | Wilson | 5F | Petroleum Liquids | 53.1 | Electric Utility
6258 | Wilson | IC1 | Petroleum Liquids | 2.6 | Electric Utility
7348 | Robins | 1 | Natural Gas Fired Combustion Turbine | 91.9 | Electric Utility
7348 | Robins | 2 | Natural Gas Fired Combustion Turbine | 91.9 | Electric Utility
56150 | McIntosh Combined Cycle Facility | 10ST | Natural Gas Fired Combined Cycle | 281.9 | Electric Utility
56150 | McIntosh Combined Cycle Facility | 11ST | Natural Gas Fired Combined Cycle | 281.9 | Electric Utility
56150 | McIntosh Combined Cycle Facility | C10A | Natural Gas Fired Combined Cycle | 203.2 | Electric Utility
56150 | McIntosh Combined Cycle Facility | C10B | Natural Gas Fired Combined Cycle | 203.2 | Electric Utility
56150 | McIntosh Combined Cycle Facility | C11A | Natural Gas Fired Combined Cycle | 203.2 | Electric Utility
56150 | McIntosh Combined Cycle Facility | C11B | Natural Gas Fired Combined Cycle | 203.2 | Electric Utility
59556 | Dalton 2 | 1 | Solar Photovoltaic | 5.5 | Electric Utility
286 | Geysers Unit 5-20 | U10 | Geothermal | 55 | IPP Non-CHP
286 | Geysers Unit 5-20 | U11 | Geothermal | 110 | IPP Non-CHP
286 | Geysers Unit 5-20 | U12 | Geothermal | 110 | IPP Non-CHP
286 | Geysers Unit 5-20 | U13 | Geothermal | 138 | IPP Non-CHP
286 | Geysers Unit 5-20 | U14 | Geothermal | 113 | IPP Non-CHP
286 | Geysers Unit 5-20 | U16 | Geothermal | 118 | IPP Non-CHP
286 | Geysers Unit 5-20 | U17 | Geothermal | 118 | IPP Non-CHP
286 | Geysers Unit 5-20 | U18 | Geothermal | 118 | IPP Non-CHP
286 | Geysers Unit 5-20 | U20 | Geothermal | 118 | IPP Non-CHP
286 | Geysers Unit 5-20 | U5 | Geothermal | 55 | IPP Non-CHP
286 | Geysers Unit 5-20 | U6 | Geothermal | 55 | IPP Non-CHP
286 | Geysers Unit 5-20 | U7 | Geothermal | 55 | IPP Non-CHP
286 | Geysers Unit 5-20 | U8 | Geothermal | 55 | IPP Non-CHP
286 | Geysers Unit 5-20 | U9 | Geothermal | 55 | IPP Non-CHP
510 | Sonoma California Geothermal | 1 | Geothermal | 78 | IPP Non-CHP
10199 | West Ford Flat Power Plant | WFF1 | Geothermal | 19 | IPP Non-CHP
10199 | West Ford Flat Power Plant | WFF2 | Geothermal | 19 | IPP Non-CHP
10469 | Bear Canyon Power Plant | BVC1 | Geothermal | 12.2 | IPP Non-CHP
10469 | Bear Canyon Power Plant | BVC2 | Geothermal | 12.2 | IPP Non-CHP
50066 | Calistoga Power Plant | UNT1 | Geothermal | 88.2 | IPP Non-CHP
50066 | Calistoga Power Plant | UNT2 | Geothermal | 88.2 | IPP Non-CHP
52158 | Aidlin Geothermal Power Plant | GEN1 | Geothermal | 12.5 | IPP Non-CHP
52158 | Aidlin Geothermal Power Plant | GEN2 | Geothermal | 12.5 | IPP Non-CHP
10610 | Georgia-Pacific Monticello Paper | GEN1 | Wood/Wood Waste Biomass | 32.6 | Industrial CHP
10610 | Georgia-Pacific Monticello Paper | GEN2 | Wood/Wood Waste Biomass | 32.2 | Industrial CHP
50479 | Georgia-Pacific Big Island | BHG1 | Conventional Hydroelectric | 0.2 | Industrial CHP
50479 | Georgia-Pacific Big Island | BHG2 | Conventional Hydroelectric | 0.2 | Industrial CHP
50479 | Georgia-Pacific Big Island | GEN1 | Wood/Wood Waste Biomass | 7.5 | Industrial CHP
52175 | CITGO Refinery Powerhouse | GEN1 | Other Gases | 25 | Industrial CHP
52175 | CITGO Refinery Powerhouse | GEN2 | Other Gases | 25 | Industrial CHP
52175 | CITGO Refinery Powerhouse | GEN3 | Other Gases | 25 | Industrial CHP
54101 | Georgia-Pacific Cedar Springs | GEN1 | Wood/Wood Waste Biomass | 50 | Industrial CHP
54101 | Georgia-Pacific Cedar Springs | GEN2 | Wood/Wood Waste Biomass | 51.2 | Industrial CHP
10031 | General Mills Operations Lodi | 1 | Natural Gas Fired Combustion Turbine | 4.6 | Industrial CHP
55051 | Axiall Plaquemine | X773 | Natural Gas Fired Combustion Turbine | 102 | Industrial CHP
55051 | Axiall Plaquemine | X774 | Natural Gas Fired Combustion Turbine | 102 | Industrial CHP
55051 | Axiall Plaquemine | X775 | Natural Gas Fired Combustion Turbine | 102 | Industrial CHP
10113 | John B Rich Memorial Power Station | GEN1 | Conventional Steam Coal | 88.4 | IPP Non-CHP
54225 | Gillette SBMC | CTG3 | Natural Gas Fired Combustion Turbine | 7.2 | Industrial CHP
54225 | Gillette SBMC | DG | Petroleum Liquids | 0.5 | Industrial CHP
54225 | Gillette SBMC | DG2 | Petroleum Liquids | 0.5 | Industrial CHP
54225 | Gillette SBMC | DG3 | Petroleum Liquids | 1 | Industrial CHP
54225 | Gillette SBMC | TG2 | Natural Gas Steam Turbine | 5 | Industrial CHP
10032 | Powertrain Warren General Motors | GT1 | Natural Gas Fired Combustion Turbine | 4 | Industrial CHP
1279 | Girard | 1 | Natural Gas Internal Combustion Engine | 1.4 | Electric Utility
1279 | Girard | 4 | Natural Gas Internal Combustion Engine | 2.2 | Electric Utility
1279 | Girard | 6 | Natural Gas Internal Combustion Engine | 3.5 | Electric Utility
1279 | Girard | 7 | Natural Gas Internal Combustion Engine | 3.7 | Electric Utility
1975 | Glencoe | 10 | Petroleum Liquids | 7 | Electric Utility
1975 | Glencoe | 11 | Petroleum Liquids | 4.8 | Electric Utility
1975 | Glencoe | 12 | Petroleum Liquids | 4.8 | Electric Utility
1975 | Glencoe | 14 | Petroleum Liquids | 4.8 | Electric Utility
1975 | Glencoe | 5 | Petroleum Liquids | 1.3 | Electric Utility
1975 | Glencoe | 7 | Petroleum Liquids | 4.1 | Electric Utility
1975 | Glencoe | 8 | Petroleum Liquids | 5.6 | Electric Utility
1975 | Glencoe | 9 | Petroleum Liquids | 7.1 | Electric Utility
377 | Grayson | 1 | Natural Gas Fired Combined Cycle | 20 | Electric Utility
377 | Grayson | 2 | Natural Gas Fired Combined Cycle | 20 | Electric Utility
377 | Grayson | 3 | Landfill Gas | 23 | Electric Utility
377 | Grayson | 4 | Landfill Gas | 50 | Electric Utility
377 | Grayson | 5 | Landfill Gas | 50 | Electric Utility
377 | Grayson | 8A | Natural Gas Fired Combined Cycle | 25.4 | Electric Utility
377 | Grayson | 8BC | Natural Gas Fired Combined Cycle | 55.1 | Electric Utility
377 | Grayson | 9 | Natural Gas Fired Combustion Turbine | 57.4 | Electric Utility
55969 | Hawkeye Energy Greenport LLC | U-01 | Petroleum Liquids | 54 | IPP Non-CHP
55065 | Mustang Station | GEN1 | Natural Gas Fired Combined Cycle | 174.2 | Electric Utility
55065 | Mustang Station | GEN2 | Natural Gas Fired Combined Cycle | 174.2 | Electric Utility
55065 | Mustang Station | GEN3 | Natural Gas Fired Combined Cycle | 172.6 | Electric Utility
56326 | Mustang Station Unit 4 | GEN1 | Natural Gas Fired Combustion Turbine | 170 | Electric Utility
56326 | Mustang Station Unit 4 | GEN2 | Natural Gas Fired Combustion Turbine | 170 | Electric Utility
56326 | Mustang Station Unit 4 | GEN3 | Natural Gas Fired Combustion Turbine | 170 | Electric Utility
57865 | Antelope Station | E01 | Natural Gas Internal Combustion Engine | 9.3 | Electric Utility
57865 | Antelope Station | E02 | Natural Gas Internal Combustion Engine | 9.3 | Electric Utility
57865 | Antelope Station | E03 | Natural Gas Internal Combustion Engine | 9.3 | Electric Utility
57865 | Antelope Station | E04 | Natural Gas Internal Combustion Engine | 9.3 | Electric Utility
57865 | Antelope Station | E05 | Natural Gas Internal Combustion Engine | 9.3 | Electric Utility
57865 | Antelope Station | E06 | Natural Gas Internal Combustion Engine | 9.3 | Electric Utility
57865 | Antelope Station | E07 | Natural Gas Internal Combustion Engine | 9.3 | Electric Utility
57865 | Antelope Station | E08 | Natural Gas Internal Combustion Engine | 9.3 | Electric Utility
57865 | Antelope Station | E09 | Natural Gas Internal Combustion Engine | 9.3 | Electric Utility
57865 | Antelope Station | E10 | Natural Gas Internal Combustion Engine | 9.3 | Electric Utility
57865 | Antelope Station | E11 | Natural Gas Internal Combustion Engine | 9.3 | Electric Utility
57865 | Antelope Station | E12 | Natural Gas Internal Combustion Engine | 9.3 | Electric Utility
57865 | Antelope Station | E13 | Natural Gas Internal Combustion Engine | 9.3 | Electric Utility
57865 | Antelope Station | E14 | Natural Gas Internal Combustion Engine | 9.3 | Electric Utility
57865 | Antelope Station | E15 | Natural Gas Internal Combustion Engine | 9.3 | Electric Utility
57865 | Antelope Station | E16 | Natural Gas Internal Combustion Engine | 9.3 | Electric Utility
57865 | Antelope Station | E17 | Natural Gas Internal Combustion Engine | 9.3 | Electric Utility
57865 | Antelope Station | E18 | Natural Gas Internal Combustion Engine | 9.3 | Electric Utility
57866 | Golden Spread Panhandle Wnd Rch | PWR | Onshore Wind Turbine | 78.2 | Electric Utility
6285 | North Pole | 1 | Petroleum Liquids | 60.5 | Electric Utility
6285 | North Pole | 2 | Petroleum Liquids | 60.5 | Electric Utility
6285 | North Pole | GT3 | Petroleum Liquids | 47 | Electric Utility
6285 | North Pole | STG1 | Petroleum Liquids | 13 | Electric Utility
6286 | Fairbanks | 5 | Petroleum Liquids | 2.7 | Electric Utility
6286 | Fairbanks | 6 | Petroleum Liquids | 2.7 | Electric Utility
6286 | Fairbanks | GT1 | Petroleum Liquids | 18.4 | Electric Utility
6286 | Fairbanks | GT2 | Petroleum Liquids | 18.4 | Electric Utility
6288 | Healy | 1 | Conventional Steam Coal | 28 | Electric Utility
6288 | Healy | IC1 | Petroleum Liquids | 2.8 | Electric Utility
56325 | Delta Power | 6 | Petroleum Liquids | 23.1 | Electric Utility
57583 | Battery Energy Storage System | BESS | Batteries | 27 | Electric Utility
57935 | Eva Creek Wind | EVW | Onshore Wind Turbine | 24.6 | Electric Utility
7394 | Gonzales Hydro Plant | 1 | Conventional Hydroelectric | 0.5 | Electric Utility
7394 | Gonzales Hydro Plant | 2 | Conventional Hydroelectric | 0.5 | Electric Utility
7394 | Gonzales Hydro Plant | 3 | Conventional Hydroelectric | 0.5 | Electric Utility
1280 | Goodland | 10 | Natural Gas Internal Combustion Engine | 2 | Electric Utility
1280 | Goodland | 11 | Natural Gas Internal Combustion Engine | 4.3 | Electric Utility
1280 | Goodland | 12 | Natural Gas Internal Combustion Engine | 1 | Electric Utility
1280 | Goodland | 13 | Natural Gas Internal Combustion Engine | 1.3 | Electric Utility
1280 | Goodland | 3 | Petroleum Liquids | 0.7 | Electric Utility
1280 | Goodland | 6 | Natural Gas Internal Combustion Engine | 2.2 | Electric Utility
1280 | Goodland | 7 | Natural Gas Internal Combustion Engine | 2.2 | Electric Utility
1280 | Goodland | 8 | Natural Gas Internal Combustion Engine | 5 | Electric Utility
54321 | Goodyear Beaumont Chemical Plant | 2N80 | Natural Gas Fired Combustion Turbine | 5 | Industrial CHP
54321 | Goodyear Beaumont Chemical Plant | 3N80 | Natural Gas Steam Turbine | 14.8 | Industrial CHP
54321 | Goodyear Beaumont Chemical Plant | N802 | Natural Gas Fired Combustion Turbine | 5 | Industrial CHP
54321 | Goodyear Beaumont Chemical Plant | N803 | Natural Gas Fired Combustion Turbine | 5 | Industrial CHP
54321 | Goodyear Beaumont Chemical Plant | N804 | Natural Gas Fired Combustion Turbine | 5 | Industrial CHP
1141 | Gowrie | 3 | Petroleum Liquids | 2.5 | Electric Utility
1142 | Graettinger | 4 | Petroleum Liquids | 0.5 | Electric Utility
1142 | Graettinger | 5 | Petroleum Liquids | 1.1 | Electric Utility
1142 | Graettinger | 6 | Petroleum Liquids | 2 | Electric Utility
2811 | Grafton | 1 | Petroleum Liquids | 0.6 | Electric Utility
2811 | Grafton | 2 | Petroleum Liquids | 0.8 | Electric Utility
2811 | Grafton | 3 | Petroleum Liquids | 1.3 | Electric Utility
2811 | Grafton | 4 | Petroleum Liquids | 1.3 | Electric Utility
10698 | Graphic Packaging | GEN1 | Natural Gas Steam Turbine | 10 | Industrial CHP
10698 | Graphic Packaging | GEN2 | Natural Gas Steam Turbine | 1.8 | Industrial CHP
10532 | Granger Electric Generating Station #2 | 2-1 | Landfill Gas | 0.8 | IPP Non-CHP
10532 | Granger Electric Generating Station #2 | 2-3 | Landfill Gas | 0.8 | IPP Non-CHP
10532 | Granger Electric Generating Station #2 | 2-4 | Landfill Gas | 0.8 | IPP Non-CHP
10532 | Granger Electric Generating Station #2 | 2-5 | Landfill Gas | 0.8 | IPP Non-CHP
54549 | Granger Electric Generating Station #1 | 1-1 | Landfill Gas | 0.8 | IPP Non-CHP
54549 | Granger Electric Generating Station #1 | 1-2 | Landfill Gas | 0.8 | IPP Non-CHP
54549 | Granger Electric Generating Station #1 | 1-3 | Landfill Gas | 0.8 | IPP Non-CHP
54549 | Granger Electric Generating Station #1 | 1-4 | Landfill Gas | 0.8 | IPP Non-CHP
54549 | Granger Electric Generating Station #1 | 1-5 | Landfill Gas | 1.6 | IPP Non-CHP
54549 | Granger Electric Generating Station #1 | 1-6 | Landfill Gas | 1.6 | IPP Non-CHP
54549 | Granger Electric Generating Station #1 | 1-7 | Landfill Gas | 1.6 | IPP Non-CHP
54756 | Ottawa Generating Station | 3-1 | Landfill Gas | 0.8 | IPP Non-CHP
54756 | Ottawa Generating Station | 3-2 | Landfill Gas | 0.8 | IPP Non-CHP
54756 | Ottawa Generating Station | 3-3 | Landfill Gas | 0.8 | IPP Non-CHP
54756 | Ottawa Generating Station | 3-4 | Landfill Gas | 0.8 | IPP Non-CHP
54756 | Ottawa Generating Station | 3-5 | Landfill Gas | 0.8 | IPP Non-CHP
54756 | Ottawa Generating Station | 3-6 | Landfill Gas | 0.8 | IPP Non-CHP
54756 | Ottawa Generating Station | 3-7 | Landfill Gas | 1.6 | IPP Non-CHP
54757 | Grand Blanc Generating Station | 4-1 | Landfill Gas | 0.8 | IPP Non-CHP
54757 | Grand Blanc Generating Station | 4-2 | Landfill Gas | 0.8 | IPP Non-CHP
54757 | Grand Blanc Generating Station | 4-3 | Landfill Gas | 0.8 | IPP Non-CHP
54757 | Grand Blanc Generating Station | 4-4 | Landfill Gas | 0.8 | IPP Non-CHP
54757 | Grand Blanc Generating Station | 4-5 | Landfill Gas | 0.8 | IPP Non-CHP
54910 | Brent Run Generating Station | 7-1 | Landfill Gas | 0.8 | IPP Non-CHP
54910 | Brent Run Generating Station | 7-2 | Landfill Gas | 0.8 | IPP Non-CHP
54910 | Brent Run Generating Station | 7-3 | Landfill Gas | 0.6 | IPP Non-CHP
56850 | Lanchester Generating Station | 1 | Landfill Gas | 1.6 | IPP Non-CHP
56850 | Lanchester Generating Station | 2 | Landfill Gas | 1.6 | IPP Non-CHP
56851 | South Kent Generating Station | 1 | Landfill Gas | 1.6 | IPP Non-CHP
56851 | South Kent Generating Station | 2 | Landfill Gas | 1.6 | IPP Non-CHP
56852 | White Feather Generating Station | 1 | Landfill Gas | 1.6 | IPP Non-CHP
56852 | White Feather Generating Station | 2 | Landfill Gas | 1.6 | IPP Non-CHP
56853 | Trans-Jordan Generating Station | 1 | Landfill Gas | 1.6 | IPP Non-CHP
56853 | Trans-Jordan Generating Station | 2 | Landfill Gas | 1.6 | IPP Non-CHP
56853 | Trans-Jordan Generating Station | 3 | Landfill Gas | 1.6 | IPP Non-CHP
58061 | Decatur-Morgan Co LFG Recovery Project | 0290 | Landfill Gas | 0.8 | IPP Non-CHP
58061 | Decatur-Morgan Co LFG Recovery Project | 1496 | Landfill Gas | 0.8 | IPP Non-CHP
58497 | L&S Sweetners | GEN1 | Landfill Gas | 1.6 | IPP Non-CHP
58497 | L&S Sweetners | GEN2 | Landfill Gas | 1.6 | IPP Non-CHP
58546 | Granger Electric of Watervliet | GEN1 | Landfill Gas | 1.6 | IPP Non-CHP
58546 | Granger Electric of Watervliet | GEN2 | Landfill Gas | 1.6 | IPP Non-CHP
1825 | J B Sims | 3 | Conventional Steam Coal | 80 | Electric Utility
1826 | Grand Haven Diesel Plant | 1 | Natural Gas Internal Combustion Engine | 7 | Electric Utility
1826 | Grand Haven Diesel Plant | 2 | Petroleum Liquids | 2.7 | Electric Utility
1826 | Grand Haven Diesel Plant | 5 | Petroleum Liquids | 3 | Electric Utility
1826 | Grand Haven Diesel Plant | 6 | Natural Gas Internal Combustion Engine | 2.7 | Electric Utility
1826 | Grand Haven Diesel Plant | 7 | Petroleum Liquids | 5.5 | Electric Utility
1143 | Grand Junction | 2 | Petroleum Liquids | 1.7 | Electric Utility
1976 | Grand Marais | 7 | Petroleum Liquids | 2.7 | Electric Utility
1976 | Grand Marais | 8 | Petroleum Liquids | 2 | Electric Utility
1976 | Grand Marais | 9 | Petroleum Liquids | 2 | Electric Utility
165 | GREC | 1 | Conventional Steam Coal | 540 | Electric Utility
165 | GREC | 2 | Conventional Steam Coal | 594 | Electric Utility
2980 | Markham | 1 | Conventional Hydroelectric | 32.1 | Electric Utility
2980 | Markham | 2 | Conventional Hydroelectric | 32.1 | Electric Utility
2980 | Markham | 3 | Conventional Hydroelectric | 32.1 | Electric Utility
2980 | Markham | 4 | Conventional Hydroelectric | 32.1 | Electric Utility
2981 | Pensacola | 1 | Conventional Hydroelectric | 21.6 | Electric Utility
2981 | Pensacola | 2 | Conventional Hydroelectric | 21.6 | Electric Utility
2981 | Pensacola | 3 | Conventional Hydroelectric | 21.6 | Electric Utility
2981 | Pensacola | 4 | Conventional Hydroelectric | 21.6 | Electric Utility
2981 | Pensacola | 5 | Conventional Hydroelectric | 21.6 | Electric Utility
2981 | Pensacola | 6 | Conventional Hydroelectric | 21.6 | Electric Utility
2981 | Pensacola | A | Conventional Hydroelectric | 0.5 | Electric Utility
2982 | Salina | 1 | Hydroelectric Pumped Storage | 48 | Electric Utility
2982 | Salina | 2 | Hydroelectric Pumped Storage | 48 | Electric Utility
2982 | Salina | 3 | Hydroelectric Pumped Storage | 48 | Electric Utility
2982 | Salina | 4 | Hydroelectric Pumped Storage | 48 | Electric Utility
2982 | Salina | 5 | Hydroelectric Pumped Storage | 48 | Electric Utility
2982 | Salina | 6 | Hydroelectric Pumped Storage | 48 | Electric Utility
1977 | Granite Falls | 1 | Conventional Hydroelectric | 0.3 | Electric Utility
1977 | Granite Falls | 2 | Conventional Hydroelectric | 0.2 | Electric Utility
1977 | Granite Falls | HC3 | Conventional Hydroelectric | 0.8 | Electric Utility
7977 | Granite Falls 2 | 1 | Petroleum Liquids | 2 | Electric Utility
7977 | Granite Falls 2 | 2 | Petroleum Liquids | 2 | Electric Utility
7977 | Granite Falls 2 | 3 | Petroleum Liquids | 2 | Electric Utility
55734 | Gray County Wind Energy | V47 | Onshore Wind Turbine | 112 | IPP Non-CHP
54785 | Grays Ferry Cogeneration | GEN1 | Natural Gas Fired Combined Cycle | 57.6 | IPP CHP
54785 | Grays Ferry Cogeneration | GEN2 | Natural Gas Fired Combined Cycle | 135 | IPP CHP
2038 | Cambridge CT | GT1 | Petroleum Liquids | 25 | Electric Utility
2038 | Cambridge CT | GT2 | Natural Gas Fired Combustion Turbine | 169.2 | Electric Utility
2039 | Elk River | 1 | Municipal Solid Waste | 11.5 | Electric Utility
2039 | Elk River | 2 | Municipal Solid Waste | 11.5 | Electric Utility
2039 | Elk River | 3 | Municipal Solid Waste | 25 | Electric Utility
2039 | Elk River | CT | Natural Gas Fired Combustion Turbine | 191.3 | Electric Utility
2042 | Maple Lake | 5A | Petroleum Liquids | 25 | Electric Utility
2824 | Stanton | 1 | Conventional Steam Coal | 190.2 | Electric Utility
2824 | Stanton | 2 | Petroleum Liquids | 1 | Electric Utility
6030 | Coal Creek | 1 | Conventional Steam Coal | 604.8 | Electric Utility
6030 | Coal Creek | 2 | Conventional Steam Coal | 604.8 | Electric Utility
6030 | Coal Creek | 3 | Petroleum Liquids | 2 | Electric Utility
6741 | Rock Lake CT | 1 | Petroleum Liquids | 25 | Electric Utility
6824 | St Bonifacius | 1 | Petroleum Liquids | 61.2 | Electric Utility
7843 | Pleasant Valley (MN) | 11 | Natural Gas Fired Combustion Turbine | 167.5 | Electric Utility
7843 | Pleasant Valley (MN) | 12 | Natural Gas Fired Combustion Turbine | 167.5 | Electric Utility
7843 | Pleasant Valley (MN) | 13 | Natural Gas Fired Combustion Turbine | 132.8 | Electric Utility
7925 | Lakefield Junction | 1 | Natural Gas Fired Combustion Turbine | 89.3 | Electric Utility
7925 | Lakefield Junction | 2 | Natural Gas Fired Combustion Turbine | 89.3 | Electric Utility
7925 | Lakefield Junction | 3 | Natural Gas Fired Combustion Turbine | 89.3 | Electric Utility
7925 | Lakefield Junction | 4 | Natural Gas Fired Combustion Turbine | 89.3 | Electric Utility
7925 | Lakefield Junction | 5 | Natural Gas Fired Combustion Turbine | 89.3 | Electric Utility
7925 | Lakefield Junction | 6 | Natural Gas Fired Combustion Turbine | 89.3 | Electric Utility
7925 | Lakefield Junction | 7 | Petroleum Liquids | 2 | Electric Utility
56786 | Spiritwood Station | 1 | Conventional Steam Coal | 106.2 | Electric Utility
54134 | Great Lakes Hydro America - ME | DOH2 | Conventional Hydroelectric | 1.3 | IPP Non-CHP
54134 | Great Lakes Hydro America - ME | DOH3 | Conventional Hydroelectric | 1.3 | IPP Non-CHP
54134 | Great Lakes Hydro America - ME | DOH4 | Conventional Hydroelectric | 1.8 | IPP Non-CHP
54134 | Great Lakes Hydro America - ME | DOH5 | Conventional Hydroelectric | 5.3 | IPP Non-CHP
54134 | Great Lakes Hydro America - ME | DOH6 | Conventional Hydroelectric | 4.1 | IPP Non-CHP
54134 | Great Lakes Hydro America - ME | DOH7 | Conventional Hydroelectric | 4.1 | IPP Non-CHP
54134 | Great Lakes Hydro America - ME | DOH8 | Conventional Hydroelectric | 3 | IPP Non-CHP
54134 | Great Lakes Hydro America - ME | EMH1 | Conventional Hydroelectric | 1.6 | IPP Non-CHP
54134 | Great Lakes Hydro America - ME | EMH2 | Conventional Hydroelectric | 1.6 | IPP Non-CHP
54134 | Great Lakes Hydro America - ME | EMH3 | Conventional Hydroelectric | 1.6 | IPP Non-CHP
54134 | Great Lakes Hydro America - ME | EMH4 | Conventional Hydroelectric | 1.6 | IPP Non-CHP
54134 | Great Lakes Hydro America - ME | EMH5 | Conventional Hydroelectric | 1.6 | IPP Non-CHP
54134 | Great Lakes Hydro America - ME | EMH6 | Conventional Hydroelectric | 1.6 | IPP Non-CHP
54134 | Great Lakes Hydro America - ME | MCH1 | Conventional Hydroelectric | 12.2 | IPP Non-CHP
54134 | Great Lakes Hydro America - ME | MCH2 | Conventional Hydroelectric | 12.2 | IPP Non-CHP
54134 | Great Lakes Hydro America - ME | MCH3 | Conventional Hydroelectric | 13.2 | IPP Non-CHP
54134 | Great Lakes Hydro America - ME | MIH2 | Conventional Hydroelectric | 5.5 | IPP Non-CHP
54134 | Great Lakes Hydro America - ME | MIH3 | Conventional Hydroelectric | 5.5 | IPP Non-CHP
54134 | Great Lakes Hydro America - ME | MIH4 | Conventional Hydroelectric | 5.1 | IPP Non-CHP
54134 | Great Lakes Hydro America - ME | MIH5 | Conventional Hydroelectric | 5.1 | IPP Non-CHP
54134 | Great Lakes Hydro America - ME | MIH6 | Conventional Hydroelectric | 5.1 | IPP Non-CHP
54134 | Great Lakes Hydro America - ME | MIH7 | Conventional Hydroelectric | 4 | IPP Non-CHP
54134 | Great Lakes Hydro America - ME | MIH8 | Conventional Hydroelectric | 5.4 | IPP Non-CHP
54134 | Great Lakes Hydro America - ME | MIHI | Conventional Hydroelectric | 5.4 | IPP Non-CHP
54134 | Great Lakes Hydro America - ME | NOH1 | Conventional Hydroelectric | 3.2 | IPP Non-CHP
54134 | Great Lakes Hydro America - ME | NOH2 | Conventional Hydroelectric | 3.2 | IPP Non-CHP
54134 | Great Lakes Hydro America - ME | NOH3 | Conventional Hydroelectric | 3.2 | IPP Non-CHP
54134 | Great Lakes Hydro America - ME | WEH1 | Conventional Hydroelectric | 4.8 | IPP Non-CHP
54134 | Great Lakes Hydro America - ME | WEH2 | Conventional Hydroelectric | 4.8 | IPP Non-CHP
54134 | Great Lakes Hydro America - ME | WEH3 | Conventional Hydroelectric | 4.8 | IPP Non-CHP
54134 | Great Lakes Hydro America - ME | WEH4 | Conventional Hydroelectric | 4.8 | IPP Non-CHP
54639 | Berlin Gorham | CAS1 | Conventional Hydroelectric | 2.4 | IPP Non-CHP
54639 | Berlin Gorham | CAS2 | Conventional Hydroelectric | 2.4 | IPP Non-CHP
54639 | Berlin Gorham | CAS3 | Conventional Hydroelectric | 3.1 | IPP Non-CHP
54639 | Berlin Gorham | GOR1 | Conventional Hydroelectric | 1.2 | IPP Non-CHP
54639 | Berlin Gorham | GOR2 | Conventional Hydroelectric | 1.2 | IPP Non-CHP
54639 | Berlin Gorham | GOR3 | Conventional Hydroelectric | 1.2 | IPP Non-CHP
54639 | Berlin Gorham | GOR4 | Conventional Hydroelectric | 1.2 | IPP Non-CHP
54639 | Berlin Gorham | RS1 | Conventional Hydroelectric | 3.8 | IPP Non-CHP
54639 | Berlin Gorham | RS3 | Conventional Hydroelectric | 4.1 | IPP Non-CHP
54639 | Berlin Gorham | SH2 | Conventional Hydroelectric | 0.9 | IPP Non-CHP
54639 | Berlin Gorham | SHL1 | Conventional Hydroelectric | 0.9 | IPP Non-CHP
54639 | Berlin Gorham | SHL3 | Conventional Hydroelectric | 1.8 | IPP Non-CHP
54639 | Berlin Gorham | SM1 | Conventional Hydroelectric | 0.8 | IPP Non-CHP
54639 | Berlin Gorham | SM2 | Conventional Hydroelectric | 0.8 | IPP Non-CHP
54639 | Berlin Gorham | SM3 | Conventional Hydroelectric | 0.7 | IPP Non-CHP
54639 | Berlin Gorham | SM4 | Conventional Hydroelectric | 0.8 | IPP Non-CHP
54639 | Berlin Gorham | XP1 | Conventional Hydroelectric | 0.6 | IPP Non-CHP
54639 | Berlin Gorham | XP2 | Conventional Hydroelectric | 0.6 | IPP Non-CHP
54639 | Berlin Gorham | XP3 | Conventional Hydroelectric | 0.6 | IPP Non-CHP
54639 | Berlin Gorham | XP4 | Conventional Hydroelectric | 0.5 | IPP Non-CHP
54639 | Berlin Gorham | XP5 | Conventional Hydroelectric | 0.7 | IPP Non-CHP
55146 | Green Country Energy LLC | CTG1 | Natural Gas Fired Combined Cycle | 179.3 | IPP Non-CHP
55146 | Green Country Energy LLC | CTG2 | Natural Gas Fired Combined Cycle | 179.3 | IPP Non-CHP
55146 | Green Country Energy LLC | CTG3 | Natural Gas Fired Combined Cycle | 179.3 | IPP Non-CHP
55146 | Green Country Energy LLC | STG1 | Natural Gas Fired Combined Cycle | 122 | IPP Non-CHP
55146 | Green Country Energy LLC | STG2 | Natural Gas Fired Combined Cycle | 122 | IPP Non-CHP
55146 | Green Country Energy LLC | STG3 | Natural Gas Fired Combined Cycle | 122 | IPP Non-CHP
788 | East Barnet | 1 | Conventional Hydroelectric | 2.2 | Electric Utility
3708 | Ascutney | GT4 | Petroleum Liquids | 13.2 | Electric Utility
3709 | Smith (VT) | 1 | Conventional Hydroelectric | 1 | Electric Utility
3709 | Smith (VT) | HC2 | Conventional Hydroelectric | 0.5 | Electric Utility
3710 | Cavendish | 1 | Conventional Hydroelectric | 0.6 | Electric Utility
3710 | Cavendish | 2 | Conventional Hydroelectric | 0.6 | Electric Utility
3710 | Cavendish | 3 | Conventional Hydroelectric | 0.5 | Electric Utility
3711 | Clark Falls | 1 | Conventional Hydroelectric | 3 | Electric Utility
3712 | Fairfax Falls | 1 | Conventional Hydroelectric | 1.4 | Electric Utility
3712 | Fairfax Falls | 2 | Conventional Hydroelectric | 2.1 | Electric Utility
3714 | Glen | 1 | Conventional Hydroelectric | 1 | Electric Utility
3714 | Glen | 2 | Conventional Hydroelectric | 1 | Electric Utility
3716 | Lower Middlebury | 1 | Conventional Hydroelectric | 0.8 | Electric Utility
3716 | Lower Middlebury | 2 | Conventional Hydroelectric | 0.8 | Electric Utility
3716 | Lower Middlebury | 3 | Conventional Hydroelectric | 0.8 | Electric Utility
3717 | Milton | 1 | Conventional Hydroelectric | 3.7 | Electric Utility
3717 | Milton | 2 | Conventional Hydroelectric | 3.7 | Electric Utility
3720 | Peterson | 1 | Conventional Hydroelectric | 6.3 | Electric Utility
3722 | Pittsford | 1 | Conventional Hydroelectric | 1.3 | Electric Utility
3722 | Pittsford | 2 | Conventional Hydroelectric | 1.3 | Electric Utility
3722 | Pittsford | 3 | Conventional Hydroelectric | 1 | Electric Utility
3723 | Rutland | GT5 | Petroleum Liquids | 13.2 | Electric Utility
3724 | Salisbury | 1 | Conventional Hydroelectric | 1.3 | Electric Utility
3725 | Silver Lake (VT) | 1 | Conventional Hydroelectric | 2.2 | Electric Utility
3728 | Weybridge | 1 | Conventional Hydroelectric | 3 | Electric Utility
3734 | Berlin 5 | GT1 | Petroleum Liquids | 41.8 | Electric Utility
3735 | Colchester 16 | GT1 | Petroleum Liquids | 18 | Electric Utility
3737 | Essex Junction 19 | H1 | Conventional Hydroelectric | 1.8 | Electric Utility
3737 | Essex Junction 19 | H2 | Conventional Hydroelectric | 1.8 | Electric Utility
3737 | Essex Junction 19 | H3 | Conventional Hydroelectric | 1.8 | Electric Utility
3737 | Essex Junction 19 | H4 | Conventional Hydroelectric | 1.8 | Electric Utility
3737 | Essex Junction 19 | H9 | Conventional Hydroelectric | 0.8 | Electric Utility
3737 | Essex Junction 19 | IC-5 | Petroleum Liquids | 2 | Electric Utility
3737 | Essex Junction 19 | IC-6 | Petroleum Liquids | 2 | Electric Utility
3737 | Essex Junction 19 | IC-7 | Petroleum Liquids | 2 | Electric Utility
3737 | Essex Junction 19 | IC-8 | Petroleum Liquids | 2 | Electric Utility
3739 | Marshfield 6 | 1 | Conventional Hydroelectric | 5 | Electric Utility
3740 | Middlesex 2 | 1 | Conventional Hydroelectric | 1.6 | Electric Utility
3740 | Middlesex 2 | 2 | Conventional Hydroelectric | 1.6 | Electric Utility
3743 | West Danville 15 | 1 | Conventional Hydroelectric | 1 | Electric Utility
6450 | Proctor | 1 | Conventional Hydroelectric | 1.6 | Electric Utility
6450 | Proctor | 2 | Conventional Hydroelectric | 0.8 | Electric Utility
6450 | Proctor | 3 | Conventional Hydroelectric | 0.8 | Electric Utility
6450 | Proctor | 4 | Conventional Hydroelectric | 0.8 | Electric Utility
6450 | Proctor | 5 | Conventional Hydroelectric | 2.9 | Electric Utility
6451 | Beldens | 1 | Conventional Hydroelectric | 0.8 | Electric Utility
6451 | Beldens | 2 | Conventional Hydroelectric | 0.8 | Electric Utility
6451 | Beldens | HC3 | Conventional Hydroelectric | 4.1 | Electric Utility
6456 | Carver Falls | 1 | Conventional Hydroelectric | 1.3 | Electric Utility
6456 | Carver Falls | 2 | Conventional Hydroelectric | 0.6 | Electric Utility
6475 | Gorge 18 | 1 | Conventional Hydroelectric | 3 | Electric Utility
6519 | Vergennes 9 | 1 | Conventional Hydroelectric | 0.7 | Electric Utility
6519 | Vergennes 9 | 2 | Conventional Hydroelectric | 0.7 | Electric Utility
6519 | Vergennes 9 | 4 | Conventional Hydroelectric | 1 | Electric Utility
6519 | Vergennes 9 | 5 | Petroleum Liquids | 2 | Electric Utility
6519 | Vergennes 9 | 6 | Petroleum Liquids | 2 | Electric Utility
6520 | Waterbury 22 | 1 | Conventional Hydroelectric | 5.5 | Electric Utility
7056 | Bolton Falls | 1 | Conventional Hydroelectric | 4.4 | Electric Utility
7056 | Bolton Falls | 2 | Conventional Hydroelectric | 4.4 | Electric Utility
7381 | Searsburg Wind Turbine | 1 | Onshore Wind Turbine | 6 | Electric Utility
50713 | Huntington Falls | GEN1 | Conventional Hydroelectric | 0.8 | Electric Utility
50713 | Huntington Falls | GEN2 | Conventional Hydroelectric | 0.8 | Electric Utility
50713 | Huntington Falls | GEN3 | Conventional Hydroelectric | 4.1 | Electric Utility
57979 | Kingdom Community Wind | KCW | Onshore Wind Turbine | 65 | Electric Utility
1144 | Greenfield | 3 | Petroleum Liquids | 1.3 | Electric Utility
1144 | Greenfield | 4 | Petroleum Liquids | 1.8 | Electric Utility
1144 | Greenfield | 5 | Petroleum Liquids | 3 | Electric Utility
7856 | North | 1 | Petroleum Liquids | 1.8 | Electric Utility
7856 | North | 2 | Petroleum Liquids | 1.8 | Electric Utility
7856 | North | 3 | Petroleum Liquids | 2.2 | Electric Utility
7856 | North | 4 | Petroleum Liquids | 2.2 | Electric Utility
2681 | Greenport | 2 | Petroleum Liquids | 1.7 | Electric Utility
2681 | Greenport | 4 | Petroleum Liquids | 1.2 | Electric Utility
2681 | Greenport | 5 | Petroleum Liquids | 1.8 | Electric Utility
2681 | Greenport | 6 | Petroleum Liquids | 3.8 | Electric Utility
2681 | Greenport | 7 | Petroleum Liquids | 1.6 | Electric Utility
4195 | Powerlane Plant | EP | Natural Gas Internal Combustion Engine | 8.4 | Electric Utility
4195 | Powerlane Plant | EP2 | Natural Gas Internal Combustion Engine | 8.4 | Electric Utility
4195 | Powerlane Plant | EP3 | Natural Gas Internal Combustion Engine | 8.4 | Electric Utility
4195 | Powerlane Plant | ST1 | Natural Gas Steam Turbine | 16.5 | Electric Utility
4195 | Powerlane Plant | ST2 | Natural Gas Steam Turbine | 25 | Electric Utility
4195 | Powerlane Plant | ST3 | Natural Gas Steam Turbine | 43.2 | Electric Utility
2062 | Henderson | 1 | Natural Gas Steam Turbine | 12.6 | Electric Utility
2062 | Henderson | 3 | Natural Gas Steam Turbine | 20 | Electric Utility
2062 | Henderson | H10 | Natural Gas Internal Combustion Engine | 1.3 | Electric Utility
2062 | Henderson | H11 | Natural Gas Internal Combustion Engine | 1.3 | Electric Utility
2062 | Henderson | H2 | Natural Gas Fired Combustion Turbine | 13.5 | Electric Utility
2062 | Henderson | H4 | Petroleum Liquids | 1.8 | Electric Utility
2062 | Henderson | H5 | Petroleum Liquids | 1.8 | Electric Utility
2062 | Henderson | H6 | Petroleum Liquids | 1.8 | Electric Utility
2062 | Henderson | H7 | Petroleum Liquids | 1.8 | Electric Utility
2062 | Henderson | H8 | Petroleum Liquids | 1.8 | Electric Utility
2062 | Henderson | H9 | Natural Gas Internal Combustion Engine | 1.3 | Electric Utility
54852 | Greenville Steam | 1 | Wood/Wood Waste Biomass | 15.6 | IPP Non-CHP
55086 | Gregory Power Facility | GT1A | Natural Gas Fired Combined Cycle | 166 | IPP CHP
55086 | Gregory Power Facility | GT1B | Natural Gas Fired Combined Cycle | 166 | IPP CHP
55086 | Gregory Power Facility | STG | Natural Gas Fired Combined Cycle | 100 | IPP CHP
55698 | Hanford Energy Park Peaker | HEP1 | Natural Gas Fired Combustion Turbine | 46.1 | IPP Non-CHP
55698 | Hanford Energy Park Peaker | HEP2 | Natural Gas Fired Combustion Turbine | 46.1 | IPP Non-CHP
55807 | Henrietta Peaker | HPP1 | Natural Gas Fired Combustion Turbine | 49 | IPP Non-CHP
55807 | Henrietta Peaker | HPP2 | Natural Gas Fired Combustion Turbine | 49 | IPP Non-CHP
55933 | Tracy Combined Cycle Power Plant | TCC1 | Natural Gas Fired Combined Cycle | 167.3 | IPP Non-CHP
55933 | Tracy Combined Cycle Power Plant | TPP1 | Natural Gas Fired Combined Cycle | 84.4 | IPP Non-CHP
55933 | Tracy Combined Cycle Power Plant | TPP2 | Natural Gas Fired Combined Cycle | 84.4 | IPP Non-CHP
10115 | Grossmont Hospital | GEN1 | Natural Gas Fired Combustion Turbine | 0.8 | Commercial CHP
10115 | Grossmont Hospital | GEN2 | Natural Gas Fired Combustion Turbine | 0.8 | Commercial CHP
1145 | Grundy Center City Light Plant | IC1 | Petroleum Liquids | 2.2 | Electric Utility
1145 | Grundy Center City Light Plant | IC2 | Petroleum Liquids | 3.5 | Electric Utility
1145 | Grundy Center City Light Plant | IC3 | Petroleum Liquids | 3 | Electric Utility
791 | Canyon | 1 | Conventional Hydroelectric | 3 | Electric Utility
791 | Canyon | 2 | Conventional Hydroelectric | 3 | Electric Utility
3581 | Abbott TP 3 | 1 | Conventional Hydroelectric | 1.4 | Electric Utility
3581 | Abbott TP 3 | 2 | Conventional Hydroelectric | 1.4 | Electric Utility
3582 | Dunlap TP 1 | 1 | Conventional Hydroelectric | 1.8 | Electric Utility
3582 | Dunlap TP 1 | 2 | Conventional Hydroelectric | 1.8 | Electric Utility
3583 | H 4 | 1 | Conventional Hydroelectric | 2.4 | Electric Utility
3584 | H 5 | 1 | Conventional Hydroelectric | 2.4 | Electric Utility
3585 | Nolte | 1 | Conventional Hydroelectric | 1.2 | Electric Utility
3585 | Nolte | 2 | Conventional Hydroelectric | 1.2 | Electric Utility
3586 | TP 4 | 1 | Conventional Hydroelectric | 2.4 | Electric Utility
641 | Crist | 4 | Conventional Steam Coal | 93.7 | Electric Utility
641 | Crist | 5 | Conventional Steam Coal | 93.7 | Electric Utility
641 | Crist | 6 | Conventional Steam Coal | 369.7 | Electric Utility
641 | Crist | 7 | Conventional Steam Coal | 578 | Electric Utility
642 | Scholz | 1 | Conventional Steam Coal | 49 | Electric Utility
642 | Scholz | 2 | Conventional Steam Coal | 49 | Electric Utility
643 | Lansing Smith | 1 | Conventional Steam Coal | 149.6 | Electric Utility
643 | Lansing Smith | 2 | Conventional Steam Coal | 190.4 | Electric Utility
643 | Lansing Smith | 3A | Natural Gas Fired Combined Cycle | 203.2 | Electric Utility
643 | Lansing Smith | 3B | Natural Gas Fired Combined Cycle | 203.2 | Electric Utility
643 | Lansing Smith | 3S | Natural Gas Fired Combined Cycle | 213.3 | Electric Utility
643 | Lansing Smith | CT1 | Petroleum Liquids | 41.8 | Electric Utility
7715 | Pea Ridge | 1 | Natural Gas Fired Combustion Turbine | 4.7 | Electric Utility
7715 | Pea Ridge | 2 | Natural Gas Fired Combustion Turbine | 4.7 | Electric Utility
7715 | Pea Ridge | 3 | Natural Gas Fired Combustion Turbine | 4.7 | Electric Utility
57502 | Perdido | 1 | Landfill Gas | 1.6 | Electric Utility
57502 | Perdido | 2 | Landfill Gas | 1.6 | Electric Utility
7174 | Gwitchyaa Zhee | 1 | Petroleum Liquids | 0.6 | Electric Utility
7174 | Gwitchyaa Zhee | 2A | Petroleum Liquids | 0.5 | Electric Utility
7174 | Gwitchyaa Zhee | 4A | Petroleum Liquids | 0.5 | Electric Utility
7174 | Gwitchyaa Zhee | 6 | Petroleum Liquids | 0.5 | Electric Utility
50461 | Cheboygan | GEN1 | Conventional Hydroelectric | 1.5 | Industrial Non-CHP
10030 | NRG Energy Center Dover | COG1 | Natural Gas Fired Combined Cycle | 18 | IPP CHP
10030 | NRG Energy Center Dover | KD-1 | Natural Gas Fired Combined Cycle | 50 | IPP CHP
10030 | NRG Energy Center Dover | KD-2 | Natural Gas Fired Combustion Turbine | 50 | IPP CHP
55328 | Hermiston Power Partnership | CTG1 | Natural Gas Fired Combined Cycle | 212.5 | IPP Non-CHP
55328 | Hermiston Power Partnership | CTG2 | Natural Gas Fired Combined Cycle | 212.5 | IPP Non-CHP
55328 | Hermiston Power Partnership | STG1 | Natural Gas Fired Combined Cycle | 264.4 | IPP Non-CHP
8105 | Halstad | 4 | Petroleum Liquids | 2 | Electric Utility
8105 | Halstad | 5 | Petroleum Liquids | 2 | Electric Utility
55369 | Hamakua Energy Plant | CT1 | Petroleum Liquids | 23 | IPP Non-CHP
55369 | Hamakua Energy Plant | CT2 | Petroleum Liquids | 23 | IPP Non-CHP
55369 | Hamakua Energy Plant | ST1 | Petroleum Liquids | 20 | IPP Non-CHP
2917 | Hamilton (OH) | 5 | Natural Gas Steam Turbine | 10 | Electric Utility
2917 | Hamilton (OH) | 7 | Natural Gas Steam Turbine | 25 | Electric Utility
2917 | Hamilton (OH) | 8 | Natural Gas Steam Turbine | 25 | Electric Utility
2917 | Hamilton (OH) | 9 | Natural Gas Steam Turbine | 50.6 | Electric Utility
2917 | Hamilton (OH) | GT2 | Natural Gas Fired Combustion Turbine | 16.3 | Electric Utility
4258 | Greenup Hydro | 1 | Conventional Hydroelectric | 23.4 | Electric Utility
4258 | Greenup Hydro | 2 | Conventional Hydroelectric | 23.4 | Electric Utility
4258 | Greenup Hydro | 3 | Conventional Hydroelectric | 23.4 | Electric Utility
7807 | Hamilton Hydro | 3 | Conventional Hydroelectric | 1.1 | Electric Utility
7807 | Hamilton Hydro | 4 | Conventional Hydroelectric | 1.1 | Electric Utility
52140 | International Paper Prattville Mill | GEN1 | Wood/Wood Waste Biomass | 40.5 | Industrial CHP
52140 | International Paper Prattville Mill | GEN2 | Wood/Wood Waste Biomass | 49.3 | Industrial CHP
55233 | Handsome Lake Energy LLC | GT01 | Natural Gas Fired Combustion Turbine | 58.9 | IPP Non-CHP
55233 | Handsome Lake Energy LLC | GT02 | Natural Gas Fired Combustion Turbine | 58.9 | IPP Non-CHP
55233 | Handsome Lake Energy LLC | GT03 | Natural Gas Fired Combustion Turbine | 58.9 | IPP Non-CHP
55233 | Handsome Lake Energy LLC | GT04 | Natural Gas Fired Combustion Turbine | 58.9 | IPP Non-CHP
55233 | Handsome Lake Energy LLC | GT05 | Natural Gas Fired Combustion Turbine | 58.9 | IPP Non-CHP
1146 | Harlan | HMU1 | Petroleum Liquids | 1.7 | Electric Utility
1146 | Harlan | HMU2 | Petroleum Liquids | 1.7 | Electric Utility
52061 | Hartford Hospital Cogeneration | GEN2 | Natural Gas Fired Combined Cycle | 4.2 | Commercial CHP
52061 | Hartford Hospital Cogeneration | GEN3 | Natural Gas Fired Combined Cycle | 6.2 | Commercial CHP
52061 | Hartford Hospital Cogeneration | GEN4 | Other Natural Gas | 1.4 | Commercial CHP
57179 | HSCo CHP | 1 | Natural Gas Fired Combustion Turbine | 4 | Commercial CHP
10118 | Harrisburg Facility | GEN3 | Municipal Solid Waste | 24.1 | IPP CHP
56004 | Mount Clinton | D-2 | Petroleum Liquids | 2 | Electric Utility
56004 | Mount Clinton | D-3 | Petroleum Liquids | 2 | Electric Utility
56004 | Mount Clinton | D-5 | Petroleum Liquids | 2 | Electric Utility
56004 | Mount Clinton | D-7 | Petroleum Liquids | 2 | Electric Utility
56004 | Mount Clinton | D-8 | Petroleum Liquids | 2 | Electric Utility
56004 | Mount Clinton | MC-1 | Petroleum Liquids | 14 | Electric Utility
56005 | Pleasant Valley (VA) | D-4 | Petroleum Liquids | 2 | Electric Utility
56005 | Pleasant Valley (VA) | D-6 | Petroleum Liquids | 2 | Electric Utility
56005 | Pleasant Valley (VA) | PV-1 | Petroleum Liquids | 16.5 | Electric Utility
56006 | Harrisonburg Power Plant | ST-1 | Natural Gas Steam Turbine | 2.5 | Electric Utility
1827 | Hart | 4 | Natural Gas Internal Combustion Engine | 1.4 | Electric Utility
1827 | Hart | IC1 | Petroleum Liquids | 1.7 | Electric Utility
1827 | Hart | IC3 | Petroleum Liquids | 2 | Electric Utility
60 | Whelan Energy Center | 1 | Conventional Steam Coal | 76.3 | Electric Utility
60 | Whelan Energy Center | 2 | Conventional Steam Coal | 248 | Electric Utility
2243 | Don Henry | 1 | Natural Gas Fired Combustion Turbine | 22 | Electric Utility
2244 | North Denver | 4 | Natural Gas Steam Turbine | 17 | Electric Utility
2244 | North Denver | 5 | Natural Gas Steam Turbine | 22 | Electric Utility
54285 | Hastings City Hydroelectric | 1 | Conventional Hydroelectric | 2.2 | IPP Non-CHP
54285 | Hastings City Hydroelectric | 2 | Conventional Hydroelectric | 2.2 | IPP Non-CHP
10604 | Hawaiian Comm & Sugar Puunene Mill | PUU3 | Other Waste Biomass | 10 | Industrial CHP
10604 | Hawaiian Comm & Sugar Puunene Mill | PUU4 | Other Waste Biomass | 20 | Industrial CHP
10604 | Hawaiian Comm & Sugar Puunene Mill | PUU5 | Other Waste Biomass | 16.1 | Industrial CHP
55864 | Kaheka Hydro | KAH1 | Conventional Hydroelectric | 1.5 | Industrial Non-CHP
55864 | Kaheka Hydro | KAH2 | Conventional Hydroelectric | 1.5 | Industrial Non-CHP
55864 | Kaheka Hydro | KAH3 | Conventional Hydroelectric | 1.5 | Industrial Non-CHP
58277 | Paia Hydroelectric Plant | PAH1 | Conventional Hydroelectric | 1.3 | Industrial Non-CHP
768 | Waimea | 12 | Petroleum Liquids | 2.5 | Electric Utility
768 | Waimea | 13 | Petroleum Liquids | 2.5 | Electric Utility
768 | Waimea | 14 | Petroleum Liquids | 2.5 | Electric Utility
769 | Kanoelehua | 11 | Petroleum Liquids | 2 | Electric Utility
769 | Kanoelehua | 15 | Petroleum Liquids | 2.5 | Electric Utility
769 | Kanoelehua | 16 | Petroleum Liquids | 2.5 | Electric Utility
769 | Kanoelehua | 17 | Petroleum Liquids | 2.5 | Electric Utility
769 | Kanoelehua | CT1 | Petroleum Liquids | 11.5 | Electric Utility
771 | Puueo | 1 | Conventional Hydroelectric | 0.7 | Electric Utility
771 | Puueo | 2A | Conventional Hydroelectric | 2.4 | Electric Utility
772 | W H Hill | 5 | Petroleum Liquids | 14.1 | Electric Utility
772 | W H Hill | 6 | Petroleum Liquids | 23 | Electric Utility
774 | Waiau Hydro | 1 | Conventional Hydroelectric | 0.7 | Electric Utility
774 | Waiau Hydro | 2 | Conventional Hydroelectric | 0.3 | Electric Utility
6478 | Shipman | 3 | Petroleum Liquids | 7.5 | Electric Utility
6478 | Shipman | 4 | Petroleum Liquids | 7.5 | Electric Utility
7130 | Puna | 1 | Petroleum Liquids | 15.5 | Electric Utility
7130 | Puna | 3 | Petroleum Liquids | 23.6 | Electric Utility
8083 | Keahole | 2 | Petroleum Liquids | 17.6 | Electric Utility
8083 | Keahole | 21 | Petroleum Liquids | 2.5 | Electric Utility
8083 | Keahole | 22 | Petroleum Liquids | 2.5 | Electric Utility
8083 | Keahole | 23 | Petroleum Liquids | 2.5 | Electric Utility
8083 | Keahole | 7 | Petroleum Liquids | 18 | Electric Utility
8083 | Keahole | CT4 | Petroleum Liquids | 23 | Electric Utility
8083 | Keahole | CT5 | Petroleum Liquids | 23 | Electric Utility
55816 | Hawkeye Power Partners LLC | 48M | Onshore Wind Turbine | 42 | IPP Non-CHP
50541 | Harbor Cogen | GEN1 | Natural Gas Fired Combined Cycle | 82.3 | IPP Non-CHP
50541 | Harbor Cogen | ST1 | Natural Gas Fired Combined Cycle | 13.6 | IPP Non-CHP
50541 | Harbor Cogen | ST2 | Natural Gas Fired Combined Cycle | 11.5 | IPP Non-CHP
10737 | Sprague Hydro | GEN1 | Conventional Hydroelectric | 1.2 | IPP Non-CHP
54306 | Wilson Lake Hydroelectric Project | 1 | Conventional Hydroelectric | 4.2 | IPP Non-CHP
54306 | Wilson Lake Hydroelectric Project | 2 | Conventional Hydroelectric | 4.2 | IPP Non-CHP
54558 | Hazelton B Hydro | U1 | Conventional Hydroelectric | 3.8 | IPP Non-CHP
54558 | Hazelton B Hydro | U2 | Conventional Hydroelectric | 3.8 | IPP Non-CHP
159 | Lake Creek Dam | 1 | Conventional Hydroelectric | 1.5 | Electric Utility
3658 | Snake Creek | 1 | Conventional Hydroelectric | 0.6 | Electric Utility
3658 | Snake Creek | 2 | Conventional Hydroelectric | 0.6 | Electric Utility
7111 | Heber City | 1 | Natural Gas Internal Combustion Engine | 1.4 | Electric Utility
7111 | Heber City | 2 | Natural Gas Internal Combustion Engine | 1.4 | Electric Utility
7111 | Heber City | 4 | Natural Gas Internal Combustion Engine | 1.9 | Electric Utility
7111 | Heber City | NA10 | Natural Gas Internal Combustion Engine | 1.9 | Electric Utility
7111 | Heber City | NA5 | Natural Gas Internal Combustion Engine | 0.7 | Electric Utility
7111 | Heber City | NA6 | Natural Gas Internal Combustion Engine | 0.7 | Electric Utility
7111 | Heber City | NA9 | Natural Gas Internal Combustion Engine | 1.9 | Electric Utility
54731 | Hendricks Regional Health | GE06 | Petroleum Liquids | 1 | Commercial Non-CHP
54731 | Hendricks Regional Health | GEO1 | Petroleum Liquids | 0.5 | Commercial Non-CHP
54731 | Hendricks Regional Health | GEO2 | Petroleum Liquids | 0.5 | Commercial Non-CHP
54731 | Hendricks Regional Health | GEO3 | Petroleum Liquids | 0.3 | Commercial Non-CHP
54731 | Hendricks Regional Health | GEO4 | Petroleum Liquids | 1 | Commercial Non-CHP
54731 | Hendricks Regional Health | GEO5 | Petroleum Liquids | 1 | Commercial Non-CHP
10120 | PInova Inc | GEN5 | Wood/Wood Waste Biomass | 7.1 | Industrial CHP
1283 | Herington | 4B | Petroleum Liquids | 1.6 | Electric Utility
54761 | Hermiston Generating Plant | GEN1 | Natural Gas Fired Combined Cycle | 106.1 | IPP CHP
54761 | Hermiston Generating Plant | GEN2 | Natural Gas Fired Combined Cycle | 204.5 | IPP CHP
54761 | Hermiston Generating Plant | GEN3 | Natural Gas Fired Combined Cycle | 106.1 | IPP CHP
54761 | Hermiston Generating Plant | GEN4 | Natural Gas Fired Combined Cycle | 204.5 | IPP CHP
50350 | Forks of Butte Hydro Project | GEN1 | Conventional Hydroelectric | 14.5 | IPP Non-CHP
1979 | Hibbing | 3 | Conventional Steam Coal | 10 | Electric Utility
1979 | Hibbing | 5 | Conventional Steam Coal | 19.5 | Electric Utility
1979 | Hibbing | 6 | Conventional Steam Coal | 6.4 | Electric Utility
56075 | High Winds LLC | 1 | Onshore Wind Turbine | 145.8 | IPP Non-CHP
56075 | High Winds LLC | 2 | Onshore Wind Turbine | 16.2 | IPP Non-CHP
2131 | Higginsville | 1 | Petroleum Liquids | 0.8 | Electric Utility
2131 | Higginsville | 2 | Petroleum Liquids | 1.7 | Electric Utility
2131 | Higginsville | 3 | Petroleum Liquids | 2.4 | Electric Utility
2131 | Higginsville | 4 | Natural Gas Fired Combustion Turbine | 40 | Electric Utility
2131 | Higginsville | 5 | Petroleum Liquids | 1.2 | Electric Utility
2131 | Higginsville | 6 | Petroleum Liquids | 5.5 | Electric Utility
946 | Highland | IC1 | Petroleum Liquids | 1.6 | Electric Utility
946 | Highland | IC2 | Petroleum Liquids | 1.6 | Electric Utility
946 | Highland | IC3 | Petroleum Liquids | 1.6 | Electric Utility
946 | Highland | IC5 | Petroleum Liquids | 2 | Electric Utility
946 | Highland | IC6 | Petroleum Liquids | 2 | Electric Utility
946 | Highland | IC7 | Petroleum Liquids | 4.4 | Electric Utility
946 | Highland | IC8 | Petroleum Liquids | 4.4 | Electric Utility
56114 | IMEA Highland | 1 | Petroleum Liquids | 1.8 | Electric Utility
56114 | IMEA Highland | 2 | Petroleum Liquids | 1.8 | Electric Utility
10121 | High Shoals Hydro (GA) | GEN1 | Conventional Hydroelectric | 1.4 | IPP Non-CHP
1285 | Hill City | 1 | Natural Gas Internal Combustion Engine | 1.3 | Electric Utility
1285 | Hill City | 2 | Natural Gas Internal Combustion Engine | 1.3 | Electric Utility
1285 | Hill City | 3 | Natural Gas Internal Combustion Engine | 0.6 | Electric Utility
1285 | Hill City | 4 | Natural Gas Internal Combustion Engine | 1.1 | Electric Utility
1285 | Hill City | 5 | Natural Gas Internal Combustion Engine | 1.3 | Electric Utility
1285 | Hill City | 6 | Natural Gas Internal Combustion Engine | 1.3 | Electric Utility
56098 | Hillsboro | 1 | Petroleum Liquids | 2 | Electric Utility
56098 | Hillsboro | 2 | Petroleum Liquids | 2 | Electric Utility
1829 | Hillsdale | 2 | Petroleum Liquids | 2.7 | Electric Utility
1829 | Hillsdale | 3 | Natural Gas Internal Combustion Engine | 3.5 | Electric Utility
1829 | Hillsdale | 4 | Natural Gas Internal Combustion Engine | 4.1 | Electric Utility
1829 | Hillsdale | 5 | Natural Gas Internal Combustion Engine | 5.6 | Electric Utility
1829 | Hillsdale | 6 | Natural Gas Internal Combustion Engine | 6 | Electric Utility
50858 | Hillsborough County Resource Recovery | GEN1 | Municipal Solid Waste | 29 | IPP Non-CHP
50858 | Hillsborough County Resource Recovery | GEN2 | Municipal Solid Waste | 18 | IPP Non-CHP
10346 | Hillman Power LLC | GEN1 | Wood/Wood Waste Biomass | 20 | IPP Non-CHP
54790 | CSL Behring LLC | GEN1 | Natural Gas Fired Combustion Turbine | 4.2 | Industrial CHP
51035 | Hofstra University | GEN1 | Natural Gas Internal Combustion Engine | 1.1 | Commercial CHP
51035 | Hofstra University | GEN2 | Natural Gas Internal Combustion Engine | 1.1 | Commercial CHP
10739 | Hoge Lumber | AC3M | Wood/Wood Waste Biomass | 3 | Industrial Non-CHP
10739 | Hoge Lumber | W750 | Wood/Wood Waste Biomass | 0.7 | Industrial Non-CHP
10123 | Hoffmann LaRoche | TG01 | Natural Gas Fired Combustion Turbine | 5.3 | Industrial CHP
10123 | Hoffmann LaRoche | TG03 | Natural Gas Fired Combustion Turbine | 5.3 | Industrial CHP
1286 | Hoisington | 2A | Petroleum Liquids | 1 | Electric Utility
1286 | Hoisington | 6 | Natural Gas Internal Combustion Engine | 2 | Electric Utility
1286 | Hoisington | 7 | Natural Gas Internal Combustion Engine | 4 | Electric Utility
1286 | Hoisington | 8 | Natural Gas Internal Combustion Engine | 7 | Electric Utility
54523 | Hoffer Plastics | GEN1 | Natural Gas Internal Combustion Engine | 0.8 | Industrial Non-CHP
54523 | Hoffer Plastics | GEN2 | Natural Gas Internal Combustion Engine | 0.8 | Industrial Non-CHP
54523 | Hoffer Plastics | GEN3 | Natural Gas Internal Combustion Engine | 0.8 | Industrial Non-CHP
54523 | Hoffer Plastics | GEN4 | Natural Gas Internal Combustion Engine | 0.8 | Industrial Non-CHP
54523 | Hoffer Plastics | GEN5 | Natural Gas Internal Combustion Engine | 0.8 | Industrial Non-CHP
54523 | Hoffer Plastics | GEN6 | Natural Gas Internal Combustion Engine | 0.8 | Industrial Non-CHP
54523 | Hoffer Plastics | GEN7 | Natural Gas Internal Combustion Engine | 0.8 | Industrial Non-CHP
54523 | Hoffer Plastics | GEN8 | Natural Gas Internal Combustion Engine | 0.8 | Industrial Non-CHP
54523 | Hoffer Plastics | GEN9 | Natural Gas Internal Combustion Engine | 0.8 | Industrial Non-CHP
1830 | James De Young | 3 | Conventional Steam Coal | 11.5 | Electric Utility
1830 | James De Young | 4 | Conventional Steam Coal | 22 | Electric Utility
1830 | James De Young | 5 | Conventional Steam Coal | 29.3 | Electric Utility
6356 | Sixth Street Gas Turbine | 1 | Petroleum Liquids | 24 | Electric Utility
7268 | 491 E 48th Street | 7 | Natural Gas Fired Combustion Turbine | 39.1 | Electric Utility
7268 | 491 E 48th Street | 8 | Natural Gas Fired Combustion Turbine | 39.1 | Electric Utility
7268 | 491 E 48th Street | 9 | Natural Gas Fired Combustion Turbine | 83.5 | Electric Utility
10853 | Center Falls | 1 | Conventional Hydroelectric | 0.4 | Industrial Non-CHP
10853 | Center Falls | 2 | Conventional Hydroelectric | 0.4 | Industrial Non-CHP
10853 | Center Falls | 3 | Conventional Hydroelectric | 0.3 | Industrial Non-CHP
502 | Holly | 5 | Petroleum Liquids | 0.4 | Electric Utility
502 | Holly | CAT | Petroleum Liquids | 1.8 | Electric Utility
502 | Holly | EMD | Petroleum Liquids | 0.7 | Electric Utility
10125 | Honeywell Farms | 1 | Natural Gas Internal Combustion Engine | 0.8 | Industrial CHP
10125 | Honeywell Farms | 2 | Natural Gas Internal Combustion Engine | 0.8 | Industrial CHP
10125 | Honeywell Farms | 3 | Petroleum Liquids | 0.8 | Industrial CHP
10125 | Honeywell Farms | 4 | Petroleum Liquids | 0.8 | Industrial CHP
10125 | Honeywell Farms | 5 | Natural Gas Internal Combustion Engine | 0.8 | Industrial CHP
10125 | Honeywell Farms | 6 | Natural Gas Internal Combustion Engine | 0.4 | Industrial CHP
1287 | Holton | 10 | Petroleum Liquids | 2 | Electric Utility
1287 | Holton | 11 | Petroleum Liquids | 2.4 | Electric Utility
1287 | Holton | 12 | Natural Gas Internal Combustion Engine | 3.1 | Electric Utility
1287 | Holton | 13 | Natural Gas Internal Combustion Engine | 3.1 | Electric Utility
1287 | Holton | 6 | Petroleum Liquids | 1.8 | Electric Utility
1287 | Holton | 7 | Petroleum Liquids | 2.8 | Electric Utility
1287 | Holton | 8 | Petroleum Liquids | 4.3 | Electric Utility
1287 | Holton | 9 | Petroleum Liquids | 2 | Electric Utility
1603 | Boatlock | 1 | Conventional Hydroelectric | 0.7 | Electric Utility
1603 | Boatlock | 2 | Conventional Hydroelectric | 1.2 | Electric Utility
1603 | Boatlock | 3 | Conventional Hydroelectric | 1.2 | Electric Utility
1604 | Chemical | 1 | Conventional Hydroelectric | 0.8 | Electric Utility
1604 | Chemical | 2 | Conventional Hydroelectric | 0.8 | Electric Utility
1605 | Hadley Falls | 1 | Conventional Hydroelectric | 17.6 | Electric Utility
1605 | Hadley Falls | 2 | Conventional Hydroelectric | 15.8 | Electric Utility
1607 | Riverside Holyoke | 4 | Conventional Hydroelectric | 0.8 | Electric Utility
1607 | Riverside Holyoke | 5 | Conventional Hydroelectric | 0.6 | Electric Utility
1607 | Riverside Holyoke | 7 | Conventional Hydroelectric | 1.5 | Electric Utility
1607 | Riverside Holyoke | 8 | Conventional Hydroelectric | 4 | Electric Utility
1630 | Cobble Mountain | 1 | Conventional Hydroelectric | 13 | Electric Utility
1630 | Cobble Mountain | 2 | Conventional Hydroelectric | 7 | Electric Utility
1630 | Cobble Mountain | 3 | Conventional Hydroelectric | 13 | Electric Utility
9864 | Cabot Holyoke | 1 | Conventional Hydroelectric | 0.8 | Electric Utility
9864 | Cabot Holyoke | 2 | Conventional Hydroelectric | 0.8 | Electric Utility
9864 | Cabot Holyoke | 3 | Conventional Hydroelectric | 0.4 | Electric Utility
9864 | Cabot Holyoke | 4 | Conventional Hydroelectric | 0.6 | Electric Utility
54981 | Harris Energy Realty | ALBA | Conventional Hydroelectric | 0.3 | Electric Utility
54981 | Harris Energy Realty | ALBD | Conventional Hydroelectric | 0.5 | Electric Utility
54981 | Harris Energy Realty | NONO | Conventional Hydroelectric | 0.5 | Electric Utility
55988 | Wabuska | 1 | Geothermal | 0.6 | IPP Non-CHP
55988 | Wabuska | 2 | Geothermal | 0.8 | IPP Non-CHP
55988 | Wabuska | 3 | Geothermal | 0.8 | IPP Non-CHP
55988 | Wabuska | 4 | Geothermal | 0.8 | IPP Non-CHP
55988 | Wabuska | 5 | Geothermal | 0.8 | IPP Non-CHP
55988 | Wabuska | 6 | Geothermal | 0.8 | IPP Non-CHP
55988 | Wabuska | 7 | Geothermal | 0.8 | IPP Non-CHP
10128 | Gosselin Hydro Plant | GEN1 | Conventional Hydroelectric | 1 | IPP Non-CHP
10128 | Gosselin Hydro Plant | GEN2 | Conventional Hydroelectric | 1 | IPP Non-CHP
665 | G W Ivey | 13 | Natural Gas Internal Combustion Engine | 2 | Electric Utility
665 | G W Ivey | 14 | Natural Gas Internal Combustion Engine | 2 | Electric Utility
665 | G W Ivey | 15 | Natural Gas Internal Combustion Engine | 2 | Electric Utility
665 | G W Ivey | 16 | Natural Gas Internal Combustion Engine | 2 | Electric Utility
665 | G W Ivey | 17 | Natural Gas Internal Combustion Engine | 2 | Electric Utility
665 | G W Ivey | 19 | Natural Gas Internal Combustion Engine | 8.8 | Electric Utility
665 | G W Ivey | 2 | Natural Gas Internal Combustion Engine | 2 | Electric Utility
665 | G W Ivey | 20 | Natural Gas Internal Combustion Engine | 6.4 | Electric Utility
665 | G W Ivey | 21 | Natural Gas Internal Combustion Engine | 6.4 | Electric Utility
665 | G W Ivey | 3 | Natural Gas Internal Combustion Engine | 2 | Electric Utility
56800 | Hull Wind II | HW2 | Onshore Wind Turbine | 1.8 | Electric Utility
8108 | Hopkinton | 1 | Petroleum Liquids | 1.6 | Electric Utility
8108 | Hopkinton | CAT | Petroleum Liquids | 2.5 | Electric Utility
54524 | Horseshoe Bend Hydroelectric Co | GEN1 | Conventional Hydroelectric | 4.7 | IPP Non-CHP
54524 | Horseshoe Bend Hydroelectric Co | GEN2 | Conventional Hydroelectric | 4.7 | IPP Non-CHP
1439 | Houma | 14 | Natural Gas Steam Turbine | 12.6 | Electric Utility
1439 | Houma | 15 | Natural Gas Steam Turbine | 25.5 | Electric Utility
1439 | Houma | 16 | Natural Gas Steam Turbine | 40.8 | Electric Utility
54707 | Hunterdon Cogen Facility | 1 | Natural Gas Fired Combustion Turbine | 4.1 | Commercial CHP
9038 | Cherry Street | 10 | Petroleum Liquids | 2.2 | Electric Utility
9038 | Cherry Street | 11 | Petroleum Liquids | 2.2 | Electric Utility
9038 | Cherry Street | 12 | Petroleum Liquids | 5.6 | Electric Utility
9038 | Cherry Street | 7 | Petroleum Liquids | 3.3 | Electric Utility
9038 | Cherry Street | 8 | Petroleum Liquids | 4 | Electric Utility
7011 | Hugoton 2 | 10 | Petroleum Liquids | 4.3 | Electric Utility
7011 | Hugoton 2 | 11 | Petroleum Liquids | 2.5 | Electric Utility
7011 | Hugoton 2 | 12 | Petroleum Liquids | 3 | Electric Utility
7011 | Hugoton 2 | 13 | Natural Gas Internal Combustion Engine | 0.8 | Electric Utility
7011 | Hugoton 2 | 7 | Petroleum Liquids | 2.3 | Electric Utility
7011 | Hugoton 2 | 8 | Petroleum Liquids | 2 | Electric Utility
7011 | Hugoton 2 | 9A | Petroleum Liquids | 4.3 | Electric Utility
10137 | Deweys Mill | GEN1 | Conventional Hydroelectric | 2.5 | IPP Non-CHP
10137 | Deweys Mill | GEN2 | Conventional Hydroelectric | 0.5 | IPP Non-CHP
50656 | Huntington Resource Recovery Facility | GEN1 | Municipal Solid Waste | 28 | IPP Non-CHP
57899 | Hurricane City Power | 1 | Petroleum Liquids | 1.7 | Electric Utility
57899 | Hurricane City Power | 2 | Petroleum Liquids | 1.7 | Electric Utility
57899 | Hurricane City Power | 3 | Petroleum Liquids | 1.7 | Electric Utility
57899 | Hurricane City Power | 4 | Natural Gas Internal Combustion Engine | 2 | Electric Utility
57899 | Hurricane City Power | 5 | Natural Gas Internal Combustion Engine | 2 | Electric Utility
57899 | Hurricane City Power | 6 | Natural Gas Internal Combustion Engine | 2 | Electric Utility
57899 | Hurricane City Power | 7 | Natural Gas Internal Combustion Engine | 2 | Electric Utility
57899 | Hurricane City Power | 8 | Natural Gas Internal Combustion Engine | 2 | Electric Utility
1980 | Hutchinson Plant #1 | 10 | Natural Gas Internal Combustion Engine | 8.8 | Electric Utility
1980 | Hutchinson Plant #1 | 2 | Natural Gas Internal Combustion Engine | 2 | Electric Utility
1980 | Hutchinson Plant #1 | 3 | Natural Gas Internal Combustion Engine | 4.5 | Electric Utility
1980 | Hutchinson Plant #1 | 4 | Natural Gas Internal Combustion Engine | 4 | Electric Utility
1980 | Hutchinson Plant #1 | 8 | Natural Gas Fired Combined Cycle | 16 | Electric Utility
6358 | Hutchinson Plant #2 | 2 | Natural Gas Fired Combined Cycle | 54 | Electric Utility
6358 | Hutchinson Plant #2 | 3 | Natural Gas Fired Combined Cycle | 11.5 | Electric Utility
6358 | Hutchinson Plant #2 | 9 | Natural Gas Fired Combustion Turbine | 25 | Electric Utility
3868 | Meyers Falls | UN1 | Conventional Hydroelectric | 0.9 | IPP Non-CHP
3868 | Meyers Falls | UN2 | Conventional Hydroelectric | 0.3 | IPP Non-CHP
55853 | Inland Empire Energy Center | 1 | Natural Gas Fired Combined Cycle | 409.5 | IPP Non-CHP
55853 | Inland Empire Energy Center | 2 | Natural Gas Fired Combined Cycle | 409.5 | IPP Non-CHP
790 | Gem State | 1 | Conventional Hydroelectric | 23.4 | Electric Utility
841 | City Power Plant | 3 | Conventional Hydroelectric | 8 | Electric Utility
843 | Lower No 2 | 1 | Conventional Hydroelectric | 3 | Electric Utility
844 | Upper Power Plant | 4 | Conventional Hydroelectric | 8 | Electric Utility
7012 | Lower No 1 | 2 | Conventional Hydroelectric | 8 | Electric Utility
7183 | Newhalen | 5 | Petroleum Liquids | 0.3 | Electric Utility
7183 | Newhalen | 6 | Petroleum Liquids | 0.3 | Electric Utility
7183 | Newhalen | 7 | Petroleum Liquids | 0.3 | Electric Utility
7183 | Newhalen | H-1 | Conventional Hydroelectric | 0.4 | Electric Utility
7183 | Newhalen | H-2 | Conventional Hydroelectric | 0.4 | Electric Utility
809 | American Falls | 1 | Conventional Hydroelectric | 30.8 | Electric Utility
809 | American Falls | 2 | Conventional Hydroelectric | 30.8 | Electric Utility
809 | American Falls | 3 | Conventional Hydroelectric | 30.8 | Electric Utility
810 | Bliss | 1 | Conventional Hydroelectric | 25 | Electric Utility
810 | Bliss | 2 | Conventional Hydroelectric | 25 | Electric Utility
810 | Bliss | 3 | Conventional Hydroelectric | 25 | Electric Utility
811 | Brownlee | 1 | Conventional Hydroelectric | 90.1 | Electric Utility
811 | Brownlee | 2 | Conventional Hydroelectric | 90.1 | Electric Utility
811 | Brownlee | 3 | Conventional Hydroelectric | 90.1 | Electric Utility
811 | Brownlee | 4 | Conventional Hydroelectric | 90.1 | Electric Utility
811 | Brownlee | 5 | Conventional Hydroelectric | 225 | Electric Utility
812 | C J Strike | 1 | Conventional Hydroelectric | 27.6 | Electric Utility
812 | C J Strike | 2 | Conventional Hydroelectric | 27.6 | Electric Utility
812 | C J Strike | 3 | Conventional Hydroelectric | 27.6 | Electric Utility
813 | Cascade Dam | 1 | Conventional Hydroelectric | 6.2 | Electric Utility
813 | Cascade Dam | 2 | Conventional Hydroelectric | 6.2 | Electric Utility
814 | Clear Lake | 1 | Conventional Hydroelectric | 2.5 | Electric Utility
815 | Lower Malad | 1 | Conventional Hydroelectric | 13.5 | Electric Utility
816 | Lower Salmon | 1 | Conventional Hydroelectric | 15 | Electric Utility
816 | Lower Salmon | 2 | Conventional Hydroelectric | 15 | Electric Utility
816 | Lower Salmon | 3 | Conventional Hydroelectric | 15 | Electric Utility
816 | Lower Salmon | 4 | Conventional Hydroelectric | 15 | Electric Utility
817 | Salmon Diesel | 1 | Petroleum Liquids | 2.5 | Electric Utility
817 | Salmon Diesel | 2 | Petroleum Liquids | 2.5 | Electric Utility
818 | Shoshone Falls | 1 | Conventional Hydroelectric | 0.6 | Electric Utility
818 | Shoshone Falls | 2 | Conventional Hydroelectric | 0.4 | Electric Utility
818 | Shoshone Falls | 3 | Conventional Hydroelectric | 11.5 | Electric Utility
819 | Swan Falls | 1 | Conventional Hydroelectric | 12.5 | Electric Utility
819 | Swan Falls | 2 | Conventional Hydroelectric | 12.5 | Electric Utility
820 | Thousand Springs | 1 | Conventional Hydroelectric | 1 | Electric Utility
820 | Thousand Springs | 2 | Conventional Hydroelectric | 1 | Electric Utility
820 | Thousand Springs | 3 | Conventional Hydroelectric | 6.8 | Electric Utility
821 | Twin Falls (ID) | 1 | Conventional Hydroelectric | 8.4 | Electric Utility
821 | Twin Falls (ID) | 2 | Conventional Hydroelectric | 44.3 | Electric Utility
822 | Upper Salmon A | 1 | Conventional Hydroelectric | 9 | Electric Utility
822 | Upper Salmon A | 2 | Conventional Hydroelectric | 9 | Electric Utility
823 | Upper Malad | 1 | Conventional Hydroelectric | 8.3 | Electric Utility
3013 | Hells Canyon | 1 | Conventional Hydroelectric | 130.5 | Electric Utility
3013 | Hells Canyon | 2 | Conventional Hydroelectric | 130.5 | Electric Utility
3013 | Hells Canyon | 3 | Conventional Hydroelectric | 130.5 | Electric Utility
3014 | Oxbow (OR) | 1 | Conventional Hydroelectric | 47.5 | Electric Utility
3014 | Oxbow (OR) | 2 | Conventional Hydroelectric | 47.5 | Electric Utility
3014 | Oxbow (OR) | 3 | Conventional Hydroelectric | 47.5 | Electric Utility
3014 | Oxbow (OR) | 4 | Conventional Hydroelectric | 47.5 | Electric Utility
7079 | Upper Salmon B | 1 | Conventional Hydroelectric | 8.2 | Electric Utility
7079 | Upper Salmon B | 2 | Conventional Hydroelectric | 8.3 | Electric Utility
7190 | Milner Hydro | 1 | Conventional Hydroelectric | 46.6 | Electric Utility
7190 | Milner Hydro | 2 | Conventional Hydroelectric | 12.1 | Electric Utility
7190 | Milner Hydro | 3 | Conventional Hydroelectric | 0.8 | Electric Utility
7953 | Evander Andrews Power Complex | 1 | Natural Gas Fired Combustion Turbine | 179.1 | Electric Utility
7953 | Evander Andrews Power Complex | 2 | Natural Gas Fired Combustion Turbine | 45.9 | Electric Utility
7953 | Evander Andrews Power Complex | 3 | Natural Gas Fired Combustion Turbine | 45.9 | Electric Utility
55733 | Bennett Mountain | 1 | Natural Gas Fired Combustion Turbine | 172.8 | Electric Utility
57028 | Langley Gulch Power Plant | GTG | Natural Gas Fired Combined Cycle | 187 | Electric Utility
57028 | Langley Gulch Power Plant | STG | Natural Gas Fired Combined Cycle | 131.5 | Electric Utility
55759 | Roxana Resource Recovery | RX1 | Landfill Gas | 1.1 | IPP Non-CHP
55759 | Roxana Resource Recovery | RX2 | Landfill Gas | 1.1 | IPP Non-CHP
55759 | Roxana Resource Recovery | RX3 | Landfill Gas | 1.1 | IPP Non-CHP
55759 | Roxana Resource Recovery | RX4 | Landfill Gas | 1.1 | IPP Non-CHP
55760 | Streator Energy Partners LLC | ST1 | Landfill Gas | 1.1 | IPP Non-CHP
55762 | Brickyard Energy Partners LLC | BR1 | Landfill Gas | 1.1 | IPP Non-CHP
55762 | Brickyard Energy Partners LLC | BR2 | Landfill Gas | 1.1 | IPP Non-CHP
55762 | Brickyard Energy Partners LLC | BR3 | Landfill Gas | 1.1 | IPP Non-CHP
55762 | Brickyard Energy Partners LLC | BR5 | Landfill Gas | 1.1 | IPP Non-CHP
55763 | Dixon/Lee Energy Partners LLC | DX1 | Landfill Gas | 1.1 | IPP Non-CHP
55763 | Dixon/Lee Energy Partners LLC | DX2 | Landfill Gas | 1.1 | IPP Non-CHP
55763 | Dixon/Lee Energy Partners LLC | DX3 | Landfill Gas | 1.1 | IPP Non-CHP
55763 | Dixon/Lee Energy Partners LLC | DX4 | Landfill Gas | 1.1 | IPP Non-CHP
55764 | Upper Rock Energy Partners LLC | UR1 | Landfill Gas | 1.1 | IPP Non-CHP
55764 | Upper Rock Energy Partners LLC | UR2 | Landfill Gas | 1.1 | IPP Non-CHP
55764 | Upper Rock Energy Partners LLC | UR3 | Landfill Gas | 1.1 | IPP Non-CHP
55764 | Upper Rock Energy Partners LLC | UR4 | Landfill Gas | 1.1 | IPP Non-CHP
55773 | Countyside Genco LLC | CS10 | Landfill Gas | 3.2 | IPP Non-CHP
55773 | Countyside Genco LLC | CS7 | Landfill Gas | 3.2 | IPP Non-CHP
55773 | Countyside Genco LLC | CS8 | Landfill Gas | 3.2 | IPP Non-CHP
55773 | Countyside Genco LLC | CS9 | Landfill Gas | 3.2 | IPP Non-CHP
55774 | Morris Genco LLC | MO4 | Landfill Gas | 1.1 | IPP Non-CHP
55774 | Morris Genco LLC | MO5 | Landfill Gas | 1.1 | IPP Non-CHP
56376 | Pike County Wind Power | WTG1 | Onshore Wind Turbine | 1.7 | Electric Utility
54656 | International Paper Riegelwood Mill | NO 1 | Wood/Wood Waste Biomass | 7.5 | Industrial CHP
54656 | International Paper Riegelwood Mill | NO 2 | Wood/Wood Waste Biomass | 10 | Industrial CHP
54656 | International Paper Riegelwood Mill | NO3 | Wood/Wood Waste Biomass | 44 | Industrial CHP
314 | Drop 5 | 1 | Conventional Hydroelectric | 2 | Electric Utility
314 | Drop 5 | 2 | Conventional Hydroelectric | 2 | Electric Utility
385 | Drop 2 (CA) | 1 | Conventional Hydroelectric | 5 | Electric Utility
385 | Drop 2 (CA) | 2 | Conventional Hydroelectric | 5 | Electric Utility
386 | Drop 3 (CA) | 1 | Conventional Hydroelectric | 4.8 | Electric Utility
386 | Drop 3 (CA) | 2 | Conventional Hydroelectric | 4.4 | Electric Utility
387 | Drop 4 | 1 | Conventional Hydroelectric | 10 | Electric Utility
387 | Drop 4 | 2 | Conventional Hydroelectric | 9.6 | Electric Utility
388 | Pilot Knob | 1 | Conventional Hydroelectric | 16.5 | Electric Utility
388 | Pilot Knob | 2 | Conventional Hydroelectric | 16.5 | Electric Utility
389 | El Centro | 2 | Natural Gas Fired Combined Cycle | 34.5 | Electric Utility
389 | El Centro | 2A | Natural Gas Fired Combined Cycle | 89.9 | Electric Utility
389 | El Centro | 30 | Natural Gas Fired Combined Cycle | 65.9 | Electric Utility
389 | El Centro | 31 | Natural Gas Fired Combined Cycle | 43.2 | Electric Utility
389 | El Centro | 32 | Natural Gas Fired Combined Cycle | 43.2 | Electric Utility
389 | El Centro | 4 | Natural Gas Steam Turbine | 81.6 | Electric Utility
585 | Drop 1 | 1 | Conventional Hydroelectric | 1.9 | Electric Utility
585 | Drop 1 | 2 | Conventional Hydroelectric | 1.9 | Electric Utility
585 | Drop 1 | 3 | Conventional Hydroelectric | 1.9 | Electric Utility
586 | East Highline | 1 | Conventional Hydroelectric | 2.4 | Electric Utility
6060 | Coachella | 1 | Natural Gas Fired Combustion Turbine | 23.1 | Electric Utility
6060 | Coachella | 2 | Natural Gas Fired Combustion Turbine | 23.1 | Electric Utility
6060 | Coachella | 3 | Natural Gas Fired Combustion Turbine | 23.1 | Electric Utility
6060 | Coachella | 4 | Natural Gas Fired Combustion Turbine | 23.1 | Electric Utility
7824 | Rockwood | 1 | Natural Gas Fired Combustion Turbine | 24.9 | Electric Utility
7824 | Rockwood | 2 | Petroleum Liquids | 24.9 | Electric Utility
56569 | Niland Gas Turbine Plant | 1 | Natural Gas Fired Combustion Turbine | 60.5 | Electric Utility
56569 | Niland Gas Turbine Plant | 2 | Natural Gas Fired Combustion Turbine | 60.5 | Electric Utility
50989 | Ingersoll Milling Machine | 0071 | Natural Gas Fired Combustion Turbine | 0.6 | Industrial CHP
50989 | Ingersoll Milling Machine | 0072 | Natural Gas Fired Combustion Turbine | 0.6 | Industrial CHP
50989 | Ingersoll Milling Machine | 0073 | Natural Gas Fired Combustion Turbine | 0.6 | Industrial CHP
50989 | Ingersoll Milling Machine | 0074 | Natural Gas Fired Combustion Turbine | 0.6 | Industrial CHP
50989 | Ingersoll Milling Machine | 0075 | Natural Gas Fired Combustion Turbine | 0.6 | Industrial CHP
50989 | Ingersoll Milling Machine | 0076 | Natural Gas Fired Combustion Turbine | 0.8 | Industrial CHP
50989 | Ingersoll Milling Machine | 0077 | Natural Gas Fired Combustion Turbine | 0.8 | Industrial CHP
2132 | Blue Valley | 2 | Conventional Steam Coal | 25 | Electric Utility
2132 | Blue Valley | 3 | Conventional Steam Coal | 65 | Electric Utility
2132 | Blue Valley | ST1 | Conventional Steam Coal | 25 | Electric Utility
2134 | Jackson Square | 1 | Petroleum Liquids | 18 | Electric Utility
2134 | Jackson Square | 2 | Petroleum Liquids | 18 | Electric Utility
2135 | Station H | 1 | Natural Gas Fired Combustion Turbine | 19 | Electric Utility
2135 | Station H | 2 | Natural Gas Fired Combustion Turbine | 24 | Electric Utility
2136 | Station I | 1 | Petroleum Liquids | 19 | Electric Utility
2136 | Station I | 2 | Petroleum Liquids | 19 | Electric Utility
2171 | Missouri City | 1 | Conventional Steam Coal | 23 | Electric Utility
2171 | Missouri City | 2 | Conventional Steam Coal | 23 | Electric Utility
7335 | Richmond | RCT1 | Natural Gas Fired Combustion Turbine | 41.4 | Electric Utility
7335 | Richmond | RCT2 | Natural Gas Fired Combustion Turbine | 41.4 | Electric Utility
7336 | Anderson | ACT1 | Natural Gas Fired Combustion Turbine | 41.4 | Electric Utility
7336 | Anderson | ACT2 | Natural Gas Fired Combustion Turbine | 41.4 | Electric Utility
7336 | Anderson | ACT3 | Natural Gas Fired Combustion Turbine | 85.9 | Electric Utility
59478 | IMPA Richmond Solar Park | SRICH | Solar Photovoltaic | 1 | Electric Utility
59479 | IMPA Frankton Solar Park | SFRAN | Solar Photovoltaic | 1 | Electric Utility
59480 | IMPA Rensselaer Solar Park | SRENS | Solar Photovoltaic | 1 | Electric Utility
50451 | Indeck Yerkes Energy Center | GEN1 | Natural Gas Fired Combined Cycle | 40.6 | IPP CHP
50451 | Indeck Yerkes Energy Center | GEN2 | Natural Gas Fired Combined Cycle | 19.3 | IPP CHP
50450 | Indeck Oswego Energy Center | GEN1 | Natural Gas Fired Combined Cycle | 41.2 | IPP CHP
50450 | Indeck Oswego Energy Center | GEN2 | Natural Gas Fired Combined Cycle | 16.2 | IPP CHP
50449 | Indeck Silver Springs Energy Center | GEN1 | Natural Gas Fired Combined Cycle | 39.4 | IPP CHP
50449 | Indeck Silver Springs Energy Center | GEN2 | Natural Gas Fired Combined Cycle | 17.2 | IPP CHP
54076 | Indeck Olean Energy Center | GEN1 | Natural Gas Fired Combined Cycle | 46 | IPP CHP
54076 | Indeck Olean Energy Center | GEN2 | Natural Gas Fired Combined Cycle | 44.6 | IPP CHP
55238 | NRG Rockford I | 0001 | Natural Gas Fired Combustion Turbine | 158 | IPP Non-CHP
55238 | NRG Rockford I | 0002 | Natural Gas Fired Combustion Turbine | 158 | IPP Non-CHP
55936 | NRG Rockford II Energy Center | GT3 | Natural Gas Fired Combustion Turbine | 168 | IPP Non-CHP
50458 | Indeck Corinth Energy Center | GEN1 | Natural Gas Fired Combined Cycle | 92 | IPP CHP
50458 | Indeck Corinth Energy Center | GEN2 | Natural Gas Fired Combined Cycle | 55 | IPP CHP
1043 | Frank E Ratts | 1 | Conventional Steam Coal | 116.6 | Electric Utility
1043 | Frank E Ratts | 2 | Conventional Steam Coal | 116.6 | Electric Utility
6213 | Merom | 1 | Conventional Steam Coal | 540 | Electric Utility
6213 | Merom | 2 | Conventional Steam Coal | 540 | Electric Utility
7948 | Lawrence County Station | 1 | Natural Gas Fired Combustion Turbine | 67 | Electric Utility
7948 | Lawrence County Station | 2 | Natural Gas Fired Combustion Turbine | 67 | Electric Utility
7948 | Lawrence County Station | 3 | Natural Gas Fired Combustion Turbine | 67 | Electric Utility
7948 | Lawrence County Station | 4 | Natural Gas Fired Combustion Turbine | 67 | Electric Utility
7948 | Lawrence County Station | 5 | Natural Gas Fired Combustion Turbine | 67 | Electric Utility
7948 | Lawrence County Station | 6 | Natural Gas Fired Combustion Turbine | 67 | Electric Utility
55054 | Livingston Generating Facility | 1 | Landfill Gas | 5 | Electric Utility
55054 | Livingston Generating Facility | 3 | Landfill Gas | 5 | Electric Utility
55054 | Livingston Generating Facility | GEN2 | Landfill Gas | 5 | Electric Utility
55148 | Worthington Generation LLC | 1 | Natural Gas Fired Combustion Turbine | 60.5 | Electric Utility
55148 | Worthington Generation LLC | 2 | Natural Gas Fired Combustion Turbine | 60.5 | Electric Utility
55148 | Worthington Generation LLC | 3 | Natural Gas Fired Combustion Turbine | 60.5 | Electric Utility
55148 | Worthington Generation LLC | 4 | Natural Gas Fired Combustion Turbine | 60.5 | Electric Utility
56539 | Clark-Floyd Landfill Gas Generating | ICG1 | Landfill Gas | 1.1 | Electric Utility
56539 | Clark-Floyd Landfill Gas Generating | ICG2 | Landfill Gas | 1.1 | Electric Utility
56539 | Clark-Floyd Landfill Gas Generating | ICG3 | Landfill Gas | 1.4 | Electric Utility
59255 | Osprey Point RES | 1 | Other Gases | 3.3 | Electric Utility
59255 | Osprey Point RES | 2 | Other Gases | 3.3 | Electric Utility
59255 | Osprey Point RES | 3 | Other Gases | 3.3 | Electric Utility
59255 | Osprey Point RES | 4 | Other Gases | 3.3 | Electric Utility
983 | Clifty Creek | 1 | Conventional Steam Coal | 217.3 | Electric Utility
983 | Clifty Creek | 2 | Conventional Steam Coal | 217.3 | Electric Utility
983 | Clifty Creek | 3 | Conventional Steam Coal | 217.3 | Electric Utility
983 | Clifty Creek | 4 | Conventional Steam Coal | 217.3 | Electric Utility
983 | Clifty Creek | 5 | Conventional Steam Coal | 217.3 | Electric Utility
983 | Clifty Creek | 6 | Conventional Steam Coal | 217.3 | Electric Utility
990 | Harding Street | 5 | Conventional Steam Coal | 100 | Electric Utility
990 | Harding Street | 6 | Conventional Steam Coal | 100 | Electric Utility
990 | Harding Street | 7 | Conventional Steam Coal | 463 | Electric Utility
990 | Harding Street | GT1 | Petroleum Liquids | 26 | Electric Utility
990 | Harding Street | GT2 | Petroleum Liquids | 26 | Electric Utility
990 | Harding Street | GT4 | Natural Gas Fired Combustion Turbine | 83 | Electric Utility
990 | Harding Street | GT5 | Natural Gas Fired Combustion Turbine | 83 | Electric Utility
990 | Harding Street | GT6 | Natural Gas Fired Combustion Turbine | 161 | Electric Utility
990 | Harding Street | IC1 | Petroleum Liquids | 2.7 | Electric Utility
991 | Eagle Valley (IN) | 3 | Conventional Steam Coal | 50 | Electric Utility
991 | Eagle Valley (IN) | 4 | Conventional Steam Coal | 69 | Electric Utility
991 | Eagle Valley (IN) | 5 | Conventional Steam Coal | 69 | Electric Utility
991 | Eagle Valley (IN) | 6 | Conventional Steam Coal | 113.6 | Electric Utility
991 | Eagle Valley (IN) | IC1 | Petroleum Liquids | 2.7 | Electric Utility
994 | AES Petersburg | 4 | Conventional Steam Coal | 670.9 | Electric Utility
994 | AES Petersburg | IC1 | Petroleum Liquids | 2.7 | Electric Utility
994 | AES Petersburg | IC2 | Petroleum Liquids | 2.7 | Electric Utility
994 | AES Petersburg | IC3 | Petroleum Liquids | 2.7 | Electric Utility
994 | AES Petersburg | ST1 | Conventional Steam Coal | 281.6 | Electric Utility
994 | AES Petersburg | ST2 | Conventional Steam Coal | 523.3 | Electric Utility
994 | AES Petersburg | ST3 | Conventional Steam Coal | 670.9 | Electric Utility
7759 | Georgetown | GT1 | Natural Gas Fired Combustion Turbine | 85 | Electric Utility
7759 | Georgetown | GT2 | Natural Gas Fired Combustion Turbine | 85 | Electric Utility
7759 | Georgetown | GT3 | Natural Gas Fired Combustion Turbine | 85 | Electric Utility
7759 | Georgetown | GT4 | Natural Gas Fired Combustion Turbine | 85 | Electric Utility
1150 | Indianola | 5 | Petroleum Liquids | 4 | Electric Utility
1150 | Indianola | 6 | Petroleum Liquids | 5.1 | Electric Utility
1150 | Indianola | 7 | Petroleum Liquids | 20.6 | Electric Utility
1150 | Indianola | 8 | Petroleum Liquids | 20.3 | Electric Utility
56116 | IMEA Flora | 10 | Petroleum Liquids | 1.8 | Electric Utility
56116 | IMEA Flora | 6 | Petroleum Liquids | 1.8 | Electric Utility
56116 | IMEA Flora | 7 | Petroleum Liquids | 1.8 | Electric Utility
56116 | IMEA Flora | 8 | Petroleum Liquids | 1.8 | Electric Utility
56116 | IMEA Flora | 9 | Petroleum Liquids | 1.8 | Electric Utility
50537 | SRI International Cogen Project | GEN1 | Natural Gas Fired Combustion Turbine | 6 | Commercial CHP
50243 | Bucksport Generation LLC | GEN2 | Natural Gas Steam Turbine | 15.6 | Industrial CHP
50243 | Bucksport Generation LLC | GEN3 | Natural Gas Steam Turbine | 72 | Industrial CHP
50243 | Bucksport Generation LLC | GEN4 | Natural Gas Fired Combustion Turbine | 186.8 | Industrial CHP
50243 | Bucksport Generation LLC | GEN5 | Natural Gas Steam Turbine | 24 | Industrial CHP
54091 | Mansfield Mill | GEN1 | Wood/Wood Waste Biomass | 40 | Industrial CHP
54091 | Mansfield Mill | GEN2 | Wood/Wood Waste Biomass | 40 | Industrial CHP
54091 | Mansfield Mill | GEN3 | Wood/Wood Waste Biomass | 30 | Industrial CHP
54091 | Mansfield Mill | GEN4 | Natural Gas Fired Combustion Turbine | 25 | Industrial CHP
986 | Elkhart | 1 | Conventional Hydroelectric | 1.4 | Electric Utility
986 | Elkhart | 2 | Conventional Hydroelectric | 1 | Electric Utility
986 | Elkhart | 3 | Conventional Hydroelectric | 1 | Electric Utility
988 | Tanners Creek | 1 | Conventional Steam Coal | 152.5 | Electric Utility
988 | Tanners Creek | 2 | Conventional Steam Coal | 152.5 | Electric Utility
988 | Tanners Creek | 3 | Conventional Steam Coal | 215.4 | Electric Utility
988 | Tanners Creek | 4 | Conventional Steam Coal | 579.7 | Electric Utility
989 | Twin Branch | H1E | Conventional Hydroelectric | 0.6 | Electric Utility
989 | Twin Branch | H1W | Conventional Hydroelectric | 0.6 | Electric Utility
989 | Twin Branch | H2W | Conventional Hydroelectric | 0.6 | Electric Utility
989 | Twin Branch | H3W | Conventional Hydroelectric | 0.6 | Electric Utility
989 | Twin Branch | H4W | Conventional Hydroelectric | 0.6 | Electric Utility
989 | Twin Branch | H5W | Conventional Hydroelectric | 0.6 | Electric Utility
989 | Twin Branch | H6E | Conventional Hydroelectric | 0.6 | Electric Utility
989 | Twin Branch | H6W | Conventional Hydroelectric | 0.6 | Electric Utility
1753 | Berrien Springs | 10 | Conventional Hydroelectric | 0.6 | Electric Utility
1753 | Berrien Springs | 11 | Conventional Hydroelectric | 0.6 | Electric Utility
1753 | Berrien Springs | 12 | Conventional Hydroelectric | 0.6 | Electric Utility
1753 | Berrien Springs | 1A | Conventional Hydroelectric | 0.6 | Electric Utility
1753 | Berrien Springs | 2A | Conventional Hydroelectric | 0.6 | Electric Utility
1753 | Berrien Springs | 3A | Conventional Hydroelectric | 0.6 | Electric Utility
1753 | Berrien Springs | 4A | Conventional Hydroelectric | 0.6 | Electric Utility
1753 | Berrien Springs | 5 | Conventional Hydroelectric | 0.6 | Electric Utility
1753 | Berrien Springs | 6 | Conventional Hydroelectric | 0.6 | Electric Utility
1753 | Berrien Springs | 7 | Conventional Hydroelectric | 0.6 | Electric Utility
1753 | Berrien Springs | 8 | Conventional Hydroelectric | 0.6 | Electric Utility
1753 | Berrien Springs | 9 | Conventional Hydroelectric | 0.6 | Electric Utility
1754 | Buchanan (MI) | 1 | Conventional Hydroelectric | 0.4 | Electric Utility
1754 | Buchanan (MI) | 10 | Conventional Hydroelectric | 0.5 | Electric Utility
1754 | Buchanan (MI) | 2 | Conventional Hydroelectric | 0.4 | Electric Utility
1754 | Buchanan (MI) | 3 | Conventional Hydroelectric | 0.4 | Electric Utility
1754 | Buchanan (MI) | 4 | Conventional Hydroelectric | 0.4 | Electric Utility
1754 | Buchanan (MI) | 5 | Conventional Hydroelectric | 0.4 | Electric Utility
1754 | Buchanan (MI) | 6 | Conventional Hydroelectric | 0.4 | Electric Utility
1754 | Buchanan (MI) | 7 | Conventional Hydroelectric | 0.5 | Electric Utility
1754 | Buchanan (MI) | 8 | Conventional Hydroelectric | 0.5 | Electric Utility
1754 | Buchanan (MI) | 9 | Conventional Hydroelectric | 0.5 | Electric Utility
1760 | Constantine | 1 | Conventional Hydroelectric | 0.3 | Electric Utility
1760 | Constantine | 2 | Conventional Hydroelectric | 0.3 | Electric Utility
1760 | Constantine | 3 | Conventional Hydroelectric | 0.3 | Electric Utility
1760 | Constantine | 4 | Conventional Hydroelectric | 0.3 | Electric Utility
1761 | Mottville | 1 | Conventional Hydroelectric | 0.4 | Electric Utility
1761 | Mottville | 2 | Conventional Hydroelectric | 0.4 | Electric Utility
1761 | Mottville | 3 | Conventional Hydroelectric | 0.4 | Electric Utility
1761 | Mottville | 4 | Conventional Hydroelectric | 0.4 | Electric Utility
6000 | Donald C Cook | 1 | Nuclear | 1152 | Electric Utility
6000 | Donald C Cook | 2 | Nuclear | 1133.3 | Electric Utility
6166 | Rockport | 1 | Conventional Steam Coal | 1300 | Electric Utility
6166 | Rockport | 2 | Conventional Steam Coal | 1300 | Electric Utility
594 | Indian River Generating Station | 10 | Petroleum Liquids | 18.6 | IPP Non-CHP
594 | Indian River Generating Station | 4 | Conventional Steam Coal | 445.5 | IPP Non-CHP
10129 | Indiana University of Pennsylvania | GEN1 | Natural Gas Internal Combustion Engine | 6.1 | Commercial CHP
10129 | Indiana University of Pennsylvania | GEN2 | Natural Gas Internal Combustion Engine | 6.1 | Commercial CHP
10129 | Indiana University of Pennsylvania | GEN3 | Natural Gas Internal Combustion Engine | 6.1 | Commercial CHP
10129 | Indiana University of Pennsylvania | GEN4 | Natural Gas Internal Combustion Engine | 6.1 | Commercial CHP
6128 | Amistad Dam & Power | 1 | Conventional Hydroelectric | 33 | Electric Utility
6128 | Amistad Dam & Power | 2 | Conventional Hydroelectric | 33 | Electric Utility
6410 | Falcon Dam & Power | 1 | Conventional Hydroelectric | 10.5 | Electric Utility
6410 | Falcon Dam & Power | 2 | Conventional Hydroelectric | 10.5 | Electric Utility
6410 | Falcon Dam & Power | 3 | Conventional Hydroelectric | 10.5 | Electric Utility
52152 | International Paper Franklin Mill | GE10 | Natural Gas Fired Combustion Turbine | 46.4 | Industrial CHP
52152 | International Paper Franklin Mill | GEN9 | Wood/Wood Waste Biomass | 36.1 | Industrial CHP
54099 | Ticonderoga Mill | GEN1 | Petroleum Liquids | 42.1 | Industrial CHP
54358 | International Paper Augusta Mill | 1 | Wood/Wood Waste Biomass | 27 | Industrial CHP
54358 | International Paper Augusta Mill | 2 | Wood/Wood Waste Biomass | 39 | Industrial CHP
54358 | International Paper Augusta Mill | 3 | Wood/Wood Waste Biomass | 18.7 | Industrial CHP
10116 | Hampshire Paper | 05 | Conventional Hydroelectric | 3.4 | IPP Non-CHP
10138 | South Dry Creek Hydro | 1 | Conventional Hydroelectric | 2 | IPP Non-CHP
58392 | Flint Creek Hydroelectric LLC | GEN1 | Conventional Hydroelectric | 2 | IPP Non-CHP
10143 | Colver Power Project | COLV | Conventional Steam Coal | 118 | IPP Non-CHP
54100 | International Paper Vicksburg Mill | GEN1 | Wood/Wood Waste Biomass | 2.5 | Industrial CHP
54100 | International Paper Vicksburg Mill | GEN2 | Wood/Wood Waste Biomass | 48 | Industrial CHP
10004 | Mosaic South Pierce Operations | TG1 | All Other | 7.5 | Industrial CHP
10004 | Mosaic South Pierce Operations | TG2 | All Other | 38 | Industrial CHP
10434 | Mosaic New Wales Operations | TG1 | All Other | 10 | Industrial CHP
10434 | Mosaic New Wales Operations | TG2 | All Other | 58.5 | Industrial CHP
10434 | Mosaic New Wales Operations | TG3 | All Other | 32 | Industrial CHP
10434 | Mosaic New Wales Operations | TG4 | All Other | 35 | Industrial CHP
54097 | International Paper Texarkana Mill | GEN1 | Wood/Wood Waste Biomass | 25 | Industrial CHP
54097 | International Paper Texarkana Mill | GEN2 | Wood/Wood Waste Biomass | 40 | Industrial CHP
54087 | International Paper Georgetown Mill | GEN1 | Wood/Wood Waste Biomass | 25.6 | Industrial CHP
54087 | International Paper Georgetown Mill | GEN2 | Wood/Wood Waste Biomass | 29.5 | Industrial CHP
54087 | International Paper Georgetown Mill | GEN3 | Wood/Wood Waste Biomass | 40.5 | Industrial CHP
54096 | International Paper Riverdale Mill | GEN1 | Natural Gas Steam Turbine | 11.6 | Industrial CHP
54096 | International Paper Riverdale Mill | GEN2 | Natural Gas Steam Turbine | 37.4 | Industrial CHP
54096 | International Paper Riverdale Mill | GEN3 | Natural Gas Fired Combined Cycle | 17 | Industrial CHP
54096 | International Paper Riverdale Mill | GEN4 | Natural Gas Fired Combined Cycle | 38.2 | Industrial CHP
54281 | Interstate Paper LLC Riceboro | 577A | Wood/Wood Waste Biomass | 14.5 | Industrial CHP
10005 | Dinosaur Point | WTGS | Onshore Wind Turbine | 17.4 | IPP Non-CHP
50250 | International Paper Pensacola | GEN1 | Wood/Wood Waste Biomass | 39.6 | Industrial CHP
50250 | International Paper Pensacola | GEN2 | Wood/Wood Waste Biomass | 43.2 | Industrial CHP
10655 | Iowa Methodist Medical Center | 1 | Petroleum Liquids | 1.5 | Commercial CHP
10655 | Iowa Methodist Medical Center | 2 | Petroleum Liquids | 1.5 | Commercial CHP
10655 | Iowa Methodist Medical Center | 3 | Petroleum Liquids | 0.5 | Commercial CHP
1046 | Dubuque | 3 | Natural Gas Steam Turbine | 28.7 | Electric Utility
1046 | Dubuque | 4 | Natural Gas Steam Turbine | 37.5 | Electric Utility
1046 | Dubuque | IC1 | Petroleum Liquids | 2 | Electric Utility
1046 | Dubuque | IC2 | Petroleum Liquids | 2 | Electric Utility
1047 | Lansing | 4 | Conventional Steam Coal | 274.5 | Electric Utility
1048 | Milton L Kapp | 2 | Conventional Steam Coal | 218.5 | Electric Utility
1068 | Marshalltown | 1 | Petroleum Liquids | 63 | Electric Utility
1068 | Marshalltown | 2 | Petroleum Liquids | 63 | Electric Utility
1068 | Marshalltown | 3 | Petroleum Liquids | 63 | Electric Utility
1073 | Prairie Creek | 1 | Conventional Steam Coal | 14.6 | Electric Utility
1073 | Prairie Creek | 3 | Conventional Steam Coal | 50 | Electric Utility
1073 | Prairie Creek | 4 | Conventional Steam Coal | 148.8 | Electric Utility
1077 | Sutherland | 1 | Natural Gas Steam Turbine | 37.5 | Electric Utility
1077 | Sutherland | 3 | Natural Gas Steam Turbine | 81.6 | Electric Utility
1104 | Burlington (IA) | 1 | Conventional Steam Coal | 212 | Electric Utility
1104 | Burlington (IA) | GT1 | Natural Gas Fired Combustion Turbine | 19.7 | Electric Utility
1104 | Burlington (IA) | GT2 | Natural Gas Fired Combustion Turbine | 19.7 | Electric Utility
1104 | Burlington (IA) | GT3 | Natural Gas Fired Combustion Turbine | 19.7 | Electric Utility
1104 | Burlington (IA) | GT4 | Natural Gas Fired Combustion Turbine | 19.7 | Electric Utility
1105 | Centerville | 1 | Petroleum Liquids | 2 | Electric Utility
1105 | Centerville | 2 | Petroleum Liquids | 2 | Electric Utility
1105 | Centerville | 3 | Petroleum Liquids | 2 | Electric Utility
1105 | Centerville | GT1 | Petroleum Liquids | 27 | Electric Utility
1105 | Centerville | GT2 | Petroleum Liquids | 27 | Electric Utility
1888 | Fox Lake | 1 | Natural Gas Steam Turbine | 11.5 | Electric Utility
1888 | Fox Lake | 3 | Natural Gas Steam Turbine | 81.6 | Electric Utility
1889 | Hills | 1 | Petroleum Liquids | 2 | Electric Utility
1889 | Hills | 2 | Petroleum Liquids | 2 | Electric Utility
6254 | Ottumwa | 1 | Conventional Steam Coal | 725.9 | Electric Utility
7137 | Grinnell | 1 | Natural Gas Fired Combustion Turbine | 23.8 | Electric Utility
7137 | Grinnell | 2 | Natural Gas Fired Combustion Turbine | 23.8 | Electric Utility
7155 | Lime Creek | 1 | Petroleum Liquids | 45.1 | Electric Utility
7155 | Lime Creek | 2 | Petroleum Liquids | 45.1 | Electric Utility
7595 | Red Cedar | 1 | Natural Gas Fired Combustion Turbine | 22.5 | Electric Utility
8031 | Emery Station | 11 | Natural Gas Fired Combined Cycle | 173.4 | Electric Utility
8031 | Emery Station | 12 | Natural Gas Fired Combined Cycle | 173.4 | Electric Utility
8031 | Emery Station | ST1 | Natural Gas Fired Combined Cycle | 256 | Electric Utility
56355 | Whispering Willow Wind Farm - East | 1 | Onshore Wind Turbine | 199.7 | Electric Utility
1291 | Iola | 1 | Natural Gas Internal Combustion Engine | 5 | Electric Utility
1291 | Iola | 10 | Petroleum Liquids | 2.7 | Electric Utility
1291 | Iola | 2 | Natural Gas Internal Combustion Engine | 5 | Electric Utility
1291 | Iola | 6 | Petroleum Liquids | 2.7 | Electric Utility
1291 | Iola | 7 | Petroleum Liquids | 2.7 | Electric Utility
1291 | Iola | 8 | Petroleum Liquids | 2.7 | Electric Utility
1291 | Iola | 9 | Petroleum Liquids | 2.7 | Electric Utility
52151 | International Paper Eastover Facility | GEN1 | Wood/Wood Waste Biomass | 48.4 | Industrial CHP
52151 | International Paper Eastover Facility | GEN2 | Wood/Wood Waste Biomass | 61.2 | Industrial CHP
57251 | Lakota Wind Wind Farm | LAK1 | Onshore Wind Turbine | 10.5 | Electric Utility
57252 | Iowa Lakes Superior Wind Farm | SUP1 | Onshore Wind Turbine | 10.5 | Electric Utility
54201 | Iowa State University | GEN3 | Conventional Steam Coal | 13.2 | Commercial CHP
54201 | Iowa State University | GEN4 | Conventional Steam Coal | 6.2 | Commercial CHP
54201 | Iowa State University | GEN5 | Conventional Steam Coal | 11.5 | Commercial CHP
54201 | Iowa State University | GEN6 | Conventional Steam Coal | 15.1 | Commercial CHP
10198 | Mosaic Phosphates Uncle Sam | GEN2 | All Other | 11 | Industrial CHP
10139 | Isabella Hydro Project | GEN1 | Conventional Hydroelectric | 5.9 | IPP Non-CHP
10139 | Isabella Hydro Project | GEN2 | Conventional Hydroelectric | 5.9 | IPP Non-CHP
1670 | High Street Station | 1 | Natural Gas Internal Combustion Engine | 1.2 | Electric Utility
1670 | High Street Station | 10 | Natural Gas Internal Combustion Engine | 1.2 | Electric Utility
1670 | High Street Station | 11 | Natural Gas Internal Combustion Engine | 1.2 | Electric Utility
1670 | High Street Station | 12 | Natural Gas Internal Combustion Engine | 1.2 | Electric Utility
1670 | High Street Station | 2 | Natural Gas Internal Combustion Engine | 1.3 | Electric Utility
1670 | High Street Station | 6 | Natural Gas Internal Combustion Engine | 1.1 | Electric Utility
1670 | High Street Station | 7 | Petroleum Liquids | 1.3 | Electric Utility
1670 | High Street Station | 8 | Petroleum Liquids | 1.1 | Electric Utility
1670 | High Street Station | 9 | Natural Gas Internal Combustion Engine | 1.3 | Electric Utility
57855 | Ipswich Wind Turbine | 1 | Onshore Wind Turbine | 1.6 | Electric Utility
10398 | Arcelormittal Cleveland Inc | GEN3 | Other Gases | 10 | Industrial CHP
10398 | Arcelormittal Cleveland Inc | GEN5 | Other Gases | 10 | Industrial CHP
10398 | Arcelormittal Cleveland Inc | GENA | Other Gases | 15 | Industrial CHP
10398 | Arcelormittal Cleveland Inc | GENB | Other Gases | 10 | Industrial CHP
10398 | Arcelormittal Cleveland Inc | GENC | Other Gases | 23 | Industrial CHP
2137 | Jackson (MO) | 10 | Petroleum Liquids | 2 | Electric Utility
2137 | Jackson (MO) | 11 | Petroleum Liquids | 2 | Electric Utility
2137 | Jackson (MO) | 12 | Petroleum Liquids | 2 | Electric Utility
2137 | Jackson (MO) | 3 | Petroleum Liquids | 1 | Electric Utility
2137 | Jackson (MO) | 4 | Petroleum Liquids | 1 | Electric Utility
2137 | Jackson (MO) | 5 | Petroleum Liquids | 0.7 | Electric Utility
2137 | Jackson (MO) | 6 | Petroleum Liquids | 1 | Electric Utility
2137 | Jackson (MO) | 7 | Petroleum Liquids | 6.8 | Electric Utility
2137 | Jackson (MO) | 8 | Petroleum Liquids | 6.8 | Electric Utility
2137 | Jackson (MO) | 9 | Petroleum Liquids | 3 | Electric Utility
207 | St Johns River Power Park | 1 | Conventional Steam Coal | 679 | Electric Utility
207 | St Johns River Power Park | 2 | Conventional Steam Coal | 679 | Electric Utility
666 | J D Kennedy | GT37 | Natural Gas Fired Combustion Turbine | 185 | Electric Utility
666 | J D Kennedy | GT38 | Natural Gas Fired Combustion Turbine | 185 | Electric Utility
667 | Northside Generating Station | 1 | Petroleum Coke | 297.5 | Electric Utility
667 | Northside Generating Station | 2 | Petroleum Coke | 297.5 | Electric Utility
667 | Northside Generating Station | 4 | Petroleum Liquids | 62.1 | Electric Utility
667 | Northside Generating Station | 5 | Petroleum Liquids | 62.1 | Electric Utility
667 | Northside Generating Station | 6 | Petroleum Liquids | 62.1 | Electric Utility
667 | Northside Generating Station | GT3 | Petroleum Liquids | 62.1 | Electric Utility
667 | Northside Generating Station | ST3 | Natural Gas Steam Turbine | 563.7 | Electric Utility
7846 | Brandy Branch | 001 | Natural Gas Fired Combustion Turbine | 185 | Electric Utility
7846 | Brandy Branch | 002 | Natural Gas Fired Combined Cycle | 185 | Electric Utility
7846 | Brandy Branch | 003 | Natural Gas Fired Combined Cycle | 185 | Electric Utility
7846 | Brandy Branch | 004 | Natural Gas Fired Combined Cycle | 228.1 | Electric Utility
56799 | Greenland Energy Center | 1 | Natural Gas Fired Combustion Turbine | 190.4 | Electric Utility
56799 | Greenland Energy Center | 2 | Natural Gas Fired Combustion Turbine | 190.4 | Electric Utility
10377 | James River Genco LLC | GEN1 | Conventional Steam Coal | 57.4 | IPP CHP
10377 | James River Genco LLC | GEN2 | Conventional Steam Coal | 57.4 | IPP CHP
2682 | S A Carlson | 5 | Natural Gas Steam Turbine | 24.5 | Electric Utility
2682 | S A Carlson | 6 | Natural Gas Steam Turbine | 24.5 | Electric Utility
2682 | S A Carlson | 7 | Natural Gas Fired Combustion Turbine | 47.3 | Electric Utility
1982 | Janesville | 1 | Petroleum Liquids | 1.1 | Electric Utility
1982 | Janesville | 2 | Petroleum Liquids | 1.3 | Electric Utility
1982 | Janesville | 3 | Petroleum Liquids | 0.7 | Electric Utility
1982 | Janesville | 4 | Petroleum Liquids | 1.8 | Electric Utility
6225 | Jasper 2 | 1 | Conventional Steam Coal | 14.5 | Electric Utility
10202 | Fernandina Beach Mill | GEN5 | Conventional Steam Coal | 44 | Industrial CHP
10202 | Fernandina Beach Mill | GEN6 | Conventional Steam Coal | 74.4 | Industrial CHP
6522 | Yards Creek | 1 | Hydroelectric Pumped Storage | 151 | Electric Utility
6522 | Yards Creek | 2 | Hydroelectric Pumped Storage | 151 | Electric Utility
6522 | Yards Creek | 3 | Hydroelectric Pumped Storage | 151 | Electric Utility
54414 | John Deere Dubuque Works | GE10 | Petroleum Liquids | 1.5 | Industrial Non-CHP
54414 | John Deere Dubuque Works | GEN5 | Petroleum Liquids | 1.5 | Industrial Non-CHP
54414 | John Deere Dubuque Works | GEN6 | Petroleum Liquids | 1.5 | Industrial Non-CHP
54414 | John Deere Dubuque Works | GEN7 | Petroleum Liquids | 1.5 | Industrial Non-CHP
54414 | John Deere Dubuque Works | GEN8 | Petroleum Liquids | 1.5 | Industrial Non-CHP
54414 | John Deere Dubuque Works | GEN9 | Petroleum Liquids | 1.5 | Industrial Non-CHP
6579 | Johnson | 1 | Petroleum Liquids | 0.6 | Electric Utility
6579 | Johnson | 2 | Petroleum Liquids | 0.9 | Electric Utility
6579 | Johnson | 4 | Petroleum Liquids | 0.5 | Electric Utility
6579 | Johnson | 5 | Petroleum Liquids | 0.3 | Electric Utility
6579 | Johnson | 7 | Petroleum Liquids | 1.5 | Electric Utility
6579 | Johnson | 8 | Natural Gas Internal Combustion Engine | 1.2 | Electric Utility
6579 | Johnson | IC6 | Petroleum Liquids | 1.5 | Electric Utility
10039 | John Deere Harvester Works | GEN6 | Conventional Steam Coal | 2.5 | Industrial CHP
10039 | John Deere Harvester Works | GEN7 | Conventional Steam Coal | 0.9 | Industrial CHP
56505 | Jonesboro City Water & Light Plant | SN01 | Natural Gas Fired Combustion Turbine | 24.5 | Electric Utility
56505 | Jonesboro City Water & Light Plant | SN02 | Natural Gas Fired Combustion Turbine | 21.4 | Electric Utility
56505 | Jonesboro City Water & Light Plant | SN04 | Natural Gas Fired Combustion Turbine | 60.5 | Electric Utility
56505 | Jonesboro City Water & Light Plant | SN06 | Natural Gas Fired Combustion Turbine | 57.4 | Electric Utility
56505 | Jonesboro City Water & Light Plant | SN07 | Natural Gas Fired Combustion Turbine | 60.5 | Electric Utility
7493 | King Cove | 1 | Petroleum Liquids | 0.3 | Electric Utility
7493 | King Cove | 2 | Petroleum Liquids | 0.5 | Electric Utility
7493 | King Cove | 3 | Petroleum Liquids | 0.7 | Electric Utility
7493 | King Cove | 4 | Conventional Hydroelectric | 0.8 | Electric Utility
7493 | King Cove | 5 | Petroleum Liquids | 0.3 | Electric Utility
504 | Julesburg | 1 | Petroleum Liquids | 0.9 | Electric Utility
504 | Julesburg | 3 | Petroleum Liquids | 0.3 | Electric Utility
504 | Julesburg | 4 | Petroleum Liquids | 1.3 | Electric Utility
504 | Julesburg | 5 | Petroleum Liquids | 0.3 | Electric Utility
10720 | Kyocera America Project | 0287 | Natural Gas Internal Combustion Engine | 1.7 | Industrial CHP
10720 | Kyocera America Project | 0333 | Natural Gas Internal Combustion Engine | 2.1 | Industrial CHP
7973 | Sharpe | 1 | Petroleum Liquids | 2 | Electric Utility
7973 | Sharpe | 10 | Petroleum Liquids | 2 | Electric Utility
7973 | Sharpe | 2 | Petroleum Liquids | 2 | Electric Utility
7973 | Sharpe | 3 | Petroleum Liquids | 2 | Electric Utility
7973 | Sharpe | 4 | Petroleum Liquids | 2 | Electric Utility
7973 | Sharpe | 5 | Petroleum Liquids | 2 | Electric Utility
7973 | Sharpe | 6 | Petroleum Liquids | 2 | Electric Utility
7973 | Sharpe | 7 | Petroleum Liquids | 2 | Electric Utility
7973 | Sharpe | 8 | Petroleum Liquids | 2 | Electric Utility
7973 | Sharpe | 9 | Petroleum Liquids | 2 | Electric Utility
2138 | Kahoka | 10 | Petroleum Liquids | 1.1 | Electric Utility
2138 | Kahoka | 11 | Petroleum Liquids | 1.1 | Electric Utility
2138 | Kahoka | 12 | Petroleum Liquids | 1.1 | Electric Utility
2138 | Kahoka | 3 | Petroleum Liquids | 0.2 | Electric Utility
2138 | Kahoka | 6 | Petroleum Liquids | 0.7 | Electric Utility
2138 | Kahoka | 7 | Natural Gas Internal Combustion Engine | 0.8 | Electric Utility
2138 | Kahoka | 8 | Natural Gas Internal Combustion Engine | 1.5 | Electric Utility
2138 | Kahoka | 9 | Natural Gas Internal Combustion Engine | 0.9 | Electric Utility
54646 | Kalaeloa Cogen Plant | CT1 | Petroleum Liquids | 119.2 | IPP CHP
54646 | Kalaeloa Cogen Plant | CT2 | Petroleum Liquids | 119.2 | IPP CHP
54646 | Kalaeloa Cogen Plant | ST | Petroleum Liquids | 61 | IPP CHP
1294 | Kaw | 1 | Natural Gas Steam Turbine | 50.1 | Electric Utility
1294 | Kaw | 2 | Natural Gas Steam Turbine | 50.1 | Electric Utility
1294 | Kaw | 3 | Natural Gas Steam Turbine | 65.5 | Electric Utility
1295 | Quindaro | GT1 | Natural Gas Fired Combustion Turbine | 17.9 | Electric Utility
1295 | Quindaro | GT2 | Petroleum Liquids | 65.7 | Electric Utility
1295 | Quindaro | GT3 | Petroleum Liquids | 65.7 | Electric Utility
1295 | Quindaro | ST1 | Conventional Steam Coal | 81.6 | Electric Utility
1295 | Quindaro | ST2 | Conventional Steam Coal | 157.5 | Electric Utility
6064 | Nearman Creek | 1 | Conventional Steam Coal | 261 | Electric Utility
6064 | Nearman Creek | CT4 | Natural Gas Fired Combustion Turbine | 94 | Electric Utility
1241 | La Cygne | 1 | Conventional Steam Coal | 893 | Electric Utility
1241 | La Cygne | 2 | Conventional Steam Coal | 685 | Electric Utility
2079 | Hawthorn | 5 | Conventional Steam Coal | 594.3 | Electric Utility
2079 | Hawthorn | 6 | Natural Gas Fired Combined Cycle | 176 | Electric Utility
2079 | Hawthorn | 7 | Natural Gas Fired Combustion Turbine | 77 | Electric Utility
2079 | Hawthorn | 8 | Natural Gas Fired Combustion Turbine | 77 | Electric Utility
2079 | Hawthorn | 9 | Natural Gas Fired Combined Cycle | 146 | Electric Utility
2080 | Montrose | 1 | Conventional Steam Coal | 188 | Electric Utility
2080 | Montrose | 2 | Conventional Steam Coal | 188 | Electric Utility
2080 | Montrose | 3 | Conventional Steam Coal | 188 | Electric Utility
2081 | Northeast (MO) | 11 | Petroleum Liquids | 50 | Electric Utility
2081 | Northeast (MO) | 12 | Petroleum Liquids | 64 | Electric Utility
2081 | Northeast (MO) | 13 | Petroleum Liquids | 50 | Electric Utility
2081 | Northeast (MO) | 14 | Petroleum Liquids | 64 | Electric Utility
2081 | Northeast (MO) | 15 | Petroleum Liquids | 64 | Electric Utility
2081 | Northeast (MO) | 16 | Petroleum Liquids | 64 | Electric Utility
2081 | Northeast (MO) | 17 | Petroleum Liquids | 64 | Electric Utility
2081 | Northeast (MO) | 18 | Petroleum Liquids | 64 | Electric Utility
2081 | Northeast (MO) | 19 | Petroleum Liquids | 2 | Electric Utility
6065 | Iatan | 1 | Conventional Steam Coal | 726 | Electric Utility
6065 | Iatan | 2 | Conventional Steam Coal | 914 | Electric Utility
7928 | Osawatomie | 1 | Natural Gas Fired Combustion Turbine | 90 | Electric Utility
7929 | West Gardner | 1 | Natural Gas Fired Combustion Turbine | 91.3 | Electric Utility
7929 | West Gardner | 2 | Natural Gas Fired Combustion Turbine | 91.3 | Electric Utility
7929 | West Gardner | 3 | Natural Gas Fired Combustion Turbine | 91.3 | Electric Utility
7929 | West Gardner | 4 | Natural Gas Fired Combustion Turbine | 91.3 | Electric Utility
56351 | Spearville | 1 | Onshore Wind Turbine | 100.5 | Electric Utility
56351 | Spearville | 2 | Onshore Wind Turbine | 48 | Electric Utility
59772 | KCP&L SmartGrid Innovation Park | 1 | Batteries | 1 | Electric Utility
50329 | West Point Treatment Plant | 4 | Other Waste Biomass | 2.3 | Commercial CHP
50329 | West Point Treatment Plant | 5 | Other Waste Biomass | 2.3 | Commercial CHP
1240 | Gordon Evans Energy Center | 1 | Natural Gas Steam Turbine | 136 | Electric Utility
1240 | Gordon Evans Energy Center | 2 | Natural Gas Steam Turbine | 390 | Electric Utility
1240 | Gordon Evans Energy Center | 5 | Petroleum Liquids | 2.9 | Electric Utility
1240 | Gordon Evans Energy Center | GT1 | Natural Gas Fired Combustion Turbine | 98.3 | Electric Utility
1240 | Gordon Evans Energy Center | GT2 | Natural Gas Fired Combustion Turbine | 98.3 | Electric Utility
1240 | Gordon Evans Energy Center | GT3 | Natural Gas Fired Combustion Turbine | 178.5 | Electric Utility
1242 | Murray Gill | 3 | Natural Gas Steam Turbine | 114 | Electric Utility
1242 | Murray Gill | 4 | Natural Gas Steam Turbine | 114 | Electric Utility
2500 | Ravenswood | 1 | Natural Gas Steam Turbine | 400 | IPP Non-CHP
2500 | Ravenswood | 2 | Natural Gas Steam Turbine | 400 | IPP Non-CHP
2500 | Ravenswood | 3 | Natural Gas Steam Turbine | 1027 | IPP Non-CHP
2500 | Ravenswood | 4 | Natural Gas Fired Combined Cycle | 170 | IPP Non-CHP
2500 | Ravenswood | 4S | Natural Gas Fired Combined Cycle | 80 | IPP Non-CHP
2500 | Ravenswood | GT1 | Natural Gas Fired Combustion Turbine | 18.6 | IPP Non-CHP
2500 | Ravenswood | GT10 | Natural Gas Fired Combustion Turbine | 25 | IPP Non-CHP
2500 | Ravenswood | GT11 | Natural Gas Fired Combustion Turbine | 25 | IPP Non-CHP
2500 | Ravenswood | GT21 | Natural Gas Fired Combustion Turbine | 42.9 | IPP Non-CHP
2500 | Ravenswood | GT22 | Natural Gas Fired Combustion Turbine | 42.9 | IPP Non-CHP
2500 | Ravenswood | GT23 | Natural Gas Fired Combustion Turbine | 42.9 | IPP Non-CHP
2500 | Ravenswood | GT24 | Natural Gas Fired Combustion Turbine | 42.9 | IPP Non-CHP
2500 | Ravenswood | GT31 | Natural Gas Fired Combustion Turbine | 42.9 | IPP Non-CHP
2500 | Ravenswood | GT32 | Natural Gas Fired Combustion Turbine | 42.9 | IPP Non-CHP
2500 | Ravenswood | GT33 | Natural Gas Fired Combustion Turbine | 42.9 | IPP Non-CHP
2500 | Ravenswood | GT34 | Natural Gas Fired Combustion Turbine | 42.9 | IPP Non-CHP
2500 | Ravenswood | GT4 | Natural Gas Fired Combustion Turbine | 21.1 | IPP Non-CHP
2500 | Ravenswood | GT5 | Natural Gas Fired Combustion Turbine | 21.1 | IPP Non-CHP
2500 | Ravenswood | GT6 | Natural Gas Fired Combustion Turbine | 22 | IPP Non-CHP
2500 | Ravenswood | GT7 | Natural Gas Fired Combustion Turbine | 22 | IPP Non-CHP
2500 | Ravenswood | GT9 | Natural Gas Fired Combustion Turbine | 25 | IPP Non-CHP
59045 | Jameson Energy Center | JEC1 | Natural Gas Fired Combustion Turbine | 9.2 | Electric Utility
59045 | Jameson Energy Center | JEC2 | Natural Gas Fired Combustion Turbine | 9.2 | Electric Utility
59045 | Jameson Energy Center | JEC3 | Natural Gas Fired Combustion Turbine | 9.2 | Electric Utility
55809 | Kas Brothers Windfarm | G1 | Onshore Wind Turbine | 1.5 | IPP Non-CHP
4118 | Kaukauna Gas Turbine | GT1 | Natural Gas Fired Combustion Turbine | 18 | Electric Utility
4119 | Little Chute | 1 | Conventional Hydroelectric | 1.1 | Electric Utility
4119 | Little Chute | 2 | Conventional Hydroelectric | 1.1 | Electric Utility
4119 | Little Chute | 3 | Conventional Hydroelectric | 1.1 | Electric Utility
4120 | New Badger | 3 | Conventional Hydroelectric | 4.1 | Electric Utility
4120 | New Badger | 4 | Conventional Hydroelectric | 4.1 | Electric Utility
4122 | Rapide Croche | 1 | Conventional Hydroelectric | 0.6 | Electric Utility
4122 | Rapide Croche | 2 | Conventional Hydroelectric | 0.6 | Electric Utility
4122 | Rapide Croche | 3 | Conventional Hydroelectric | 0.6 | Electric Utility
4122 | Rapide Croche | 4 | Conventional Hydroelectric | 0.6 | Electric Utility
4201 | Combined Locks | HC1 | Conventional Hydroelectric | 3.1 | Electric Utility
4201 | Combined Locks | HC2 | Conventional Hydroelectric | 3.1 | Electric Utility
7822 | Kaukauna City Hydro | 1 | Conventional Hydroelectric | 2.4 | Electric Utility
7822 | Kaukauna City Hydro | 2 | Conventional Hydroelectric | 2.4 | Electric Utility
54885 | Kimberly Mill | 1H | Conventional Hydroelectric | 0.7 | Industrial Non-CHP
54885 | Kimberly Mill | 2H | Conventional Hydroelectric | 0.7 | Industrial Non-CHP
54885 | Kimberly Mill | 3H | Conventional Hydroelectric | 0.7 | Industrial Non-CHP
6474 | Port Allen (HI) | 3 | Petroleum Liquids | 2.7 | Electric Utility
6474 | Port Allen (HI) | 4 | Petroleum Liquids | 2.7 | Electric Utility
6474 | Port Allen (HI) | 5 | Petroleum Liquids | 2.7 | Electric Utility
6474 | Port Allen (HI) | 8 | Petroleum Liquids | 8.6 | Electric Utility
6474 | Port Allen (HI) | 9 | Petroleum Liquids | 8.6 | Electric Utility
6474 | Port Allen (HI) | D6 | Petroleum Liquids | 8.6 | Electric Utility
6474 | Port Allen (HI) | D7 | Petroleum Liquids | 8.6 | Electric Utility
6474 | Port Allen (HI) | GT1 | Petroleum Liquids | 19.2 | Electric Utility
6474 | Port Allen (HI) | GT2 | Petroleum Liquids | 23.8 | Electric Utility
6474 | Port Allen (HI) | IC1 | Petroleum Liquids | 2 | Electric Utility
6474 | Port Allen (HI) | IC2 | Petroleum Liquids | 2 | Electric Utility
6474 | Port Allen (HI) | ST1 | Petroleum Liquids | 10 | Electric Utility
56258 | Kapaia Power Station | CT1 | All Other | 39.1 | Electric Utility
58640 | KRS II Koloa Solar | KOLPV | Solar Photovoltaic | 12 | Electric Utility
10042 | Kaweah Delta District Hospital | KDHT1 | Natural Gas Fired Combustion Turbine | 3.5 | Commercial Non-CHP
54343 | Terminus Hydroelectric Project | GEN1 | Conventional Hydroelectric | 20.1 | IPP Non-CHP
50712 | Altamont Pass Windplant | GEN1 | Onshore Wind Turbine | 332.5 | IPP Non-CHP
2139 | Kennett | 1 | Petroleum Liquids | 0.4 | Electric Utility
2139 | Kennett | 10 | Natural Gas Internal Combustion Engine | 6.2 | Electric Utility
2139 | Kennett | 11 | Natural Gas Internal Combustion Engine | 6.2 | Electric Utility
2139 | Kennett | 12 | Natural Gas Internal Combustion Engine | 6.4 | Electric Utility
2139 | Kennett | 13 | Natural Gas Internal Combustion Engine | 6.4 | Electric Utility
2139 | Kennett | 2 | Petroleum Liquids | 0.4 | Electric Utility
2139 | Kennett | 3 | Petroleum Liquids | 0.8 | Electric Utility
2139 | Kennett | 4 | Natural Gas Internal Combustion Engine | 2.5 | Electric Utility
2139 | Kennett | 5 | Petroleum Liquids | 1.4 | Electric Utility
2139 | Kennett | 6 | Natural Gas Internal Combustion Engine | 2 | Electric Utility
2139 | Kennett | 7 | Natural Gas Internal Combustion Engine | 2.5 | Electric Utility
2139 | Kennett | 8 | Natural Gas Internal Combustion Engine | 3.1 | Electric Utility
2139 | Kennett | 9 | Natural Gas Internal Combustion Engine | 6.2 | Electric Utility
50860 | Kent County Waste to Energy Facility | GEN1 | Municipal Solid Waste | 18 | Commercial Non-CHP
1354 | Dix Dam | 1 | Conventional Hydroelectric | 9.4 | Electric Utility
1354 | Dix Dam | 2 | Conventional Hydroelectric | 9.4 | Electric Utility
1354 | Dix Dam | 3 | Conventional Hydroelectric | 9.4 | Electric Utility
1355 | E W Brown | 1 | Conventional Steam Coal | 113.6 | Electric Utility
1355 | E W Brown | 10 | Natural Gas Fired Combustion Turbine | 126 | Electric Utility
1355 | E W Brown | 11 | Natural Gas Fired Combustion Turbine | 126 | Electric Utility
1355 | E W Brown | 2 | Conventional Steam Coal | 179.5 | Electric Utility
1355 | E W Brown | 3 | Conventional Steam Coal | 464 | Electric Utility
1355 | E W Brown | 5 | Natural Gas Fired Combustion Turbine | 123 | Electric Utility
1355 | E W Brown | 6 | Natural Gas Fired Combustion Turbine | 176.8 | Electric Utility
1355 | E W Brown | 7 | Natural Gas Fired Combustion Turbine | 176.8 | Electric Utility
1355 | E W Brown | 8 | Natural Gas Fired Combustion Turbine | 126 | Electric Utility
1355 | E W Brown | 9 | Natural Gas Fired Combustion Turbine | 126 | Electric Utility
1356 | Ghent | 1 | Conventional Steam Coal | 556.9 | Electric Utility
1356 | Ghent | 2 | Conventional Steam Coal | 556.3 | Electric Utility
1356 | Ghent | 3 | Conventional Steam Coal | 556.5 | Electric Utility
1356 | Ghent | 4 | Conventional Steam Coal | 556.2 | Electric Utility
1357 | Green River | 3 | Conventional Steam Coal | 75 | Electric Utility
1357 | Green River | 4 | Conventional Steam Coal | 113.6 | Electric Utility
1358 | Haefling | 1 | Natural Gas Fired Combustion Turbine | 20.7 | Electric Utility
1358 | Haefling | 2 | Natural Gas Fired Combustion Turbine | 20.7 | Electric Utility
1983 | Kenyon Municipal | 5 | Petroleum Liquids | 1.8 | Electric Utility
1983 | Kenyon Municipal | 6 | Petroleum Liquids | 1.8 | Electric Utility
1983 | Kenyon Municipal | 7 | Petroleum Liquids | 1.8 | Electric Utility
10496 | Kern River Cogeneration | GTAG | Natural Gas Fired Combustion Turbine | 75 | IPP CHP
10496 | Kern River Cogeneration | GTBG | Natural Gas Fired Combustion Turbine | 75 | IPP CHP
10496 | Kern River Cogeneration | GTCG | Natural Gas Fired Combustion Turbine | 75 | IPP CHP
10496 | Kern River Cogeneration | GTDG | Natural Gas Fired Combustion Turbine | 75 | IPP CHP
70 | Swan Lake | 1 | Conventional Hydroelectric | 11.2 | Electric Utility
70 | Swan Lake | 2 | Conventional Hydroelectric | 11.2 | Electric Utility
84 | Ketchikan | 3 | Conventional Hydroelectric | 1.4 | Electric Utility
84 | Ketchikan | 4 | Conventional Hydroelectric | 1.4 | Electric Utility
84 | Ketchikan | 5 | Conventional Hydroelectric | 1.4 | Electric Utility
85 | S W Bailey | 1 | Petroleum Liquids | 4.5 | Electric Utility
85 | S W Bailey | 2 | Petroleum Liquids | 4.5 | Electric Utility
85 | S W Bailey | 3 | Petroleum Liquids | 6.4 | Electric Utility
85 | S W Bailey | 4 | Petroleum Liquids | 10.5 | Electric Utility
6580 | Beaver Falls | 1 | Conventional Hydroelectric | 1 | Electric Utility
6580 | Beaver Falls | 3 | Conventional Hydroelectric | 2.2 | Electric Utility
6580 | Beaver Falls | 4 | Conventional Hydroelectric | 2.2 | Electric Utility
6581 | Silvis | 1 | Conventional Hydroelectric | 2.1 | Electric Utility
54934 | Keystone Recovery | NO 1 | Landfill Gas | 0.8 | IPP Non-CHP
54934 | Keystone Recovery | NO 2 | Landfill Gas | 0.8 | IPP Non-CHP
54934 | Keystone Recovery | NO 3 | Landfill Gas | 0.8 | IPP Non-CHP
54934 | Keystone Recovery | NO 4 | Landfill Gas | 0.8 | IPP Non-CHP
54934 | Keystone Recovery | NO 5 | Landfill Gas | 0.8 | IPP Non-CHP
54934 | Keystone Recovery | NO 6 | Landfill Gas | 0.8 | IPP Non-CHP
54934 | Keystone Recovery | NO 7 | Landfill Gas | 0.8 | IPP Non-CHP
2248 | Kimball | 1 | Natural Gas Internal Combustion Engine | 1 | Electric Utility
2248 | Kimball | 2 | Natural Gas Internal Combustion Engine | 1 | Electric Utility
2248 | Kimball | 3 | Natural Gas Internal Combustion Engine | 1.3 | Electric Utility
2248 | Kimball | 4 | Natural Gas Internal Combustion Engine | 1.3 | Electric Utility
2248 | Kimball | 5 | Natural Gas Internal Combustion Engine | 1.1 | Electric Utility
2248 | Kimball | 6 | Natural Gas Internal Combustion Engine | 3.9 | Electric Utility
50410 | Chester Operations | 5 | Conventional Steam Coal | 67 | Industrial CHP
10045 | Kinsleys Landfill | 0011 | Landfill Gas | 0.5 | IPP Non-CHP
10045 | Kinsleys Landfill | 0012 | Landfill Gas | 0.5 | IPP Non-CHP
10045 | Kinsleys Landfill | 0013 | Landfill Gas | 0.5 | IPP Non-CHP
10045 | Kinsleys Landfill | 0014 | Landfill Gas | 0.5 | IPP Non-CHP
2986 | Kingfisher | 3 | Natural Gas Internal Combustion Engine | 2.8 | Electric Utility
2986 | Kingfisher | 4 | Natural Gas Internal Combustion Engine | 1.3 | Electric Utility
2986 | Kingfisher | 5 | Natural Gas Internal Combustion Engine | 3.1 | Electric Utility
2986 | Kingfisher | IC1 | Natural Gas Internal Combustion Engine | 1.1 | Electric Utility
2986 | Kingfisher | IC2 | Natural Gas Internal Combustion Engine | 0.8 | Electric Utility
1296 | Kingman Municipal Power and Light Plant | 2 | Natural Gas Internal Combustion Engine | 2.2 | Electric Utility
1296 | Kingman Municipal Power and Light Plant | 4 | Natural Gas Internal Combustion Engine | 2.2 | Electric Utility
1296 | Kingman Municipal Power and Light Plant | 6 | Natural Gas Internal Combustion Engine | 3.5 | Electric Utility
1296 | Kingman Municipal Power and Light Plant | 7 | Natural Gas Internal Combustion Engine | 2.4 | Electric Utility
1296 | Kingman Municipal Power and Light Plant | 8 | Natural Gas Internal Combustion Engine | 2.5 | Electric Utility
1296 | Kingman Municipal Power and Light Plant | 9 | Natural Gas Internal Combustion Engine | 6.3 | Electric Utility
7907 | Pine Flat | 1 | Conventional Hydroelectric | 55 | Electric Utility
7907 | Pine Flat | 2 | Conventional Hydroelectric | 55 | Electric Utility
7907 | Pine Flat | 3 | Conventional Hydroelectric | 55 | Electric Utility
56239 | Kings River | GT-1 | Natural Gas Fired Combustion Turbine | 60.5 | Electric Utility
56239 | Kings River | GT-2 | Natural Gas Fired Combustion Turbine | 60.5 | Electric Utility
10405 | Kingsburg Cogen | GEN1 | Natural Gas Fired Combined Cycle | 23.1 | IPP CHP
10405 | Kingsburg Cogen | GEN2 | Natural Gas Fired Combined Cycle | 13.1 | IPP CHP
54239 | Naval Submarine Base Kings Bay | 3023 | Petroleum Liquids | 2.5 | Commercial Non-CHP
54239 | Naval Submarine Base Kings Bay | 3024 | Petroleum Liquids | 2.5 | Commercial Non-CHP
54239 | Naval Submarine Base Kings Bay | 3025 | Petroleum Liquids | 2.5 | Commercial Non-CHP
54239 | Naval Submarine Base Kings Bay | 3027 | Petroleum Liquids | 2.5 | Commercial Non-CHP
54239 | Naval Submarine Base Kings Bay | 3028 | Petroleum Liquids | 2.5 | Commercial Non-CHP
54239 | Naval Submarine Base Kings Bay | 3029 | Petroleum Liquids | 2.5 | Commercial Non-CHP
54239 | Naval Submarine Base Kings Bay | 5876 | Petroleum Liquids | 2.5 | Commercial Non-CHP
54239 | Naval Submarine Base Kings Bay | 5877 | Petroleum Liquids | 2.5 | Commercial Non-CHP
54239 | Naval Submarine Base Kings Bay | 5878 | Petroleum Liquids | 2.5 | Commercial Non-CHP
54239 | Naval Submarine Base Kings Bay | 5879 | Petroleum Liquids | 2.5 | Commercial Non-CHP
54239 | Naval Submarine Base Kings Bay | 5880 | Petroleum Liquids | 2.5 | Commercial Non-CHP
54239 | Naval Submarine Base Kings Bay | 5881 | Petroleum Liquids | 2.5 | Commercial Non-CHP
54385 | Kinneytown New Old | GEN1 | Conventional Hydroelectric | 0.8 | IPP Non-CHP
54385 | Kinneytown New Old | GEN2 | Conventional Hydroelectric | 1.5 | IPP Non-CHP
54114 | Kennedy International Airport Cogen | GEN1 | Natural Gas Fired Combined Cycle | 47.1 | IPP CHP
54114 | Kennedy International Airport Cogen | GEN2 | Natural Gas Fired Combined Cycle | 47.1 | IPP CHP
54114 | Kennedy International Airport Cogen | GEN3 | Natural Gas Fired Combined Cycle | 27 | IPP CHP
55501 | Kiamichi Energy Facility | CTG1 | Natural Gas Fired Combined Cycle | 183.9 | IPP Non-CHP
55501 | Kiamichi Energy Facility | CTG2 | Natural Gas Fired Combined Cycle | 183.9 | IPP Non-CHP
55501 | Kiamichi Energy Facility | CTG3 | Natural Gas Fired Combined Cycle | 183.9 | IPP Non-CHP
55501 | Kiamichi Energy Facility | CTG4 | Natural Gas Fired Combined Cycle | 183.9 | IPP Non-CHP
55501 | Kiamichi Energy Facility | STG1 | Natural Gas Fired Combined Cycle | 317.2 | IPP Non-CHP
55501 | Kiamichi Energy Facility | STG2 | Natural Gas Fired Combined Cycle | 317.2 | IPP Non-CHP
10781 | Koyle Ranch Hydroelectric Project | GEN1 | Conventional Hydroelectric | 0.2 | IPP Non-CHP
10781 | Koyle Ranch Hydroelectric Project | GEN2 | Conventional Hydroelectric | 0.3 | IPP Non-CHP
10781 | Koyle Ranch Hydroelectric Project | GEN3 | Conventional Hydroelectric | 0.8 | IPP Non-CHP
7238 | Cane Island | 1 | Natural Gas Fired Combustion Turbine | 42 | Electric Utility
7238 | Cane Island | 2 | Natural Gas Fired Combined Cycle | 80 | Electric Utility
7238 | Cane Island | 2A | All Other | 40 | Electric Utility
7238 | Cane Island | 3 | Natural Gas Fired Combined Cycle | 167.5 | Electric Utility
7238 | Cane Island | 3A | All Other | 82.5 | Electric Utility
7238 | Cane Island | 4 | Natural Gas Fired Combined Cycle | 180 | Electric Utility
7238 | Cane Island | 4A | All Other | 143.5 | Electric Utility
7832 | Roosevelt Biogas 1 | 1 | Landfill Gas | 2.1 | Electric Utility
7832 | Roosevelt Biogas 1 | 2 | Landfill Gas | 2.1 | Electric Utility
7832 | Roosevelt Biogas 1 | 3 | Landfill Gas | 2.1 | Electric Utility
7832 | Roosevelt Biogas 1 | 4 | Landfill Gas | 2.1 | Electric Utility
7832 | Roosevelt Biogas 1 | 5 | Landfill Gas | 2.1 | Electric Utility
7832 | Roosevelt Biogas 1 | 7 | Landfill Gas | 10 | Electric Utility
7832 | Roosevelt Biogas 1 | 8 | Landfill Gas | 10 | Electric Utility
7832 | Roosevelt Biogas 1 | 9 | All Other | 6 | Electric Utility
71 | Terror Lake | 1 | Conventional Hydroelectric | 11.2 | Electric Utility
71 | Terror Lake | 2 | Conventional Hydroelectric | 11.2 | Electric Utility
71 | Terror Lake | 3 | Conventional Hydroelectric | 11.2 | Electric Utility
6281 | Kodiak | 1 | Petroleum Liquids | 2.5 | Electric Utility
6281 | Kodiak | 2c | Petroleum Liquids | 4.4 | Electric Utility
6281 | Kodiak | 3c | Petroleum Liquids | 4.4 | Electric Utility
6281 | Kodiak | 4 | Petroleum Liquids | 7 | Electric Utility
6281 | Kodiak | 6A | Petroleum Liquids | 2 | Electric Utility
6281 | Kodiak | 7A | Petroleum Liquids | 2 | Electric Utility
6282 | Port Lions | 1 | Petroleum Liquids | 0.3 | Electric Utility
6282 | Port Lions | 2 | Petroleum Liquids | 0.3 | Electric Utility
6282 | Port Lions | 3 | Petroleum Liquids | 0.2 | Electric Utility
6282 | Port Lions | 4 | Petroleum Liquids | 0.2 | Electric Utility
7723 | Nymans Plant | 1 | Petroleum Liquids | 2.5 | Electric Utility
7723 | Nymans Plant | 2 | Petroleum Liquids | 7.5 | Electric Utility
57187 | Pillar Mountain Wind Project | 1 | Onshore Wind Turbine | 4.5 | Electric Utility
57187 | Pillar Mountain Wind Project | 2 | Onshore Wind Turbine | 4.5 | Electric Utility
58405 | ESS Battery | 1 | Batteries | 3 | Electric Utility
6304 | Kotzebue | 10 | Petroleum Liquids | 3 | Electric Utility
6304 | Kotzebue | 10wt | Onshore Wind Turbine | 0.1 | Electric Utility
6304 | Kotzebue | 11wt | Onshore Wind Turbine | 0.1 | Electric Utility
6304 | Kotzebue | 12wt | Onshore Wind Turbine | 0.1 | Electric Utility
6304 | Kotzebue | 13WT | Onshore Wind Turbine | 0.1 | Electric Utility
6304 | Kotzebue | 14 | Petroleum Liquids | 2.8 | Electric Utility
6304 | Kotzebue | 14wt | Onshore Wind Turbine | 0.1 | Electric Utility
6304 | Kotzebue | 15 | Petroleum Liquids | 2.8 | Electric Utility
6304 | Kotzebue | 15WT | Onshore Wind Turbine | 0.1 | Electric Utility
6304 | Kotzebue | 16 | Petroleum Liquids | 1.4 | Electric Utility
6304 | Kotzebue | 16WT | Onshore Wind Turbine | 0.1 | Electric Utility
6304 | Kotzebue | 17WT | Onshore Wind Turbine | 0.1 | Electric Utility
6304 | Kotzebue | 18WT | Onshore Wind Turbine | 0.9 | Electric Utility
6304 | Kotzebue | 19WT | Onshore Wind Turbine | 0.9 | Electric Utility
6304 | Kotzebue | 1WT | Onshore Wind Turbine | 0.6 | Electric Utility
6304 | Kotzebue | 2WT | Onshore Wind Turbine | 0.1 | Electric Utility
6304 | Kotzebue | 3WT | Onshore Wind Turbine | 0.2 | Electric Utility
6304 | Kotzebue | 4WT | Onshore Wind Turbine | 0.5 | Electric Utility
6304 | Kotzebue | 5WT | Onshore Wind Turbine | 0.1 | Electric Utility
6304 | Kotzebue | 6WT | Onshore Wind Turbine | 0.1 | Electric Utility
6304 | Kotzebue | 7A | Petroleum Liquids | 1.1 | Electric Utility
6304 | Kotzebue | 7WT | Onshore Wind Turbine | 13 | Electric Utility
6304 | Kotzebue | 8WT | Onshore Wind Turbine | 0.1 | Electric Utility
6304 | Kotzebue | 9wt | Onshore Wind Turbine | 0.1 | Electric Utility
4124 | La Farge | 2A | Petroleum Liquids | 1.5 | Electric Utility
506 | La Junta | 2 | Petroleum Liquids | 0.7 | Electric Utility
506 | La Junta | 3 | Petroleum Liquids | 0.4 | Electric Utility
506 | La Junta | 4 | Petroleum Liquids | 1 | Electric Utility
506 | La Junta | 6 | Petroleum Liquids | 3 | Electric Utility
506 | La Junta | 7 | Petroleum Liquids | 3.5 | Electric Utility
506 | La Junta | 8 | Petroleum Liquids | 3.5 | Electric Utility
506 | La Junta | 9 | Petroleum Liquids | 5.1 | Electric Utility
2140 | La Plata | 1 | Petroleum Liquids | 1.8 | Electric Utility
2140 | La Plata | 2 | Petroleum Liquids | 1.8 | Electric Utility
1156 | La Porte | 3A | Petroleum Liquids | 1.8 | Electric Utility
1156 | La Porte | 4A | Petroleum Liquids | 1.8 | Electric Utility
1156 | La Porte | 6 | Petroleum Liquids | 1.8 | Electric Utility
1297 | La Crosse | 1 | Petroleum Liquids | 1.1 | Electric Utility
1297 | La Crosse | 2 | Petroleum Liquids | 1.1 | Electric Utility
1297 | La Crosse | 5 | Petroleum Liquids | 1.5 | Electric Utility
1297 | La Crosse | 6 | Petroleum Liquids | 1.8 | Electric Utility
10752 | Lachute Hydro Lower | GEN1 | Conventional Hydroelectric | 3.8 | IPP Non-CHP
10753 | Lachute Hydro Upper | GEN1 | Conventional Hydroelectric | 5.2 | IPP Non-CHP
55149 | Lake Road Generating Plant | U1 | Natural Gas Fired Combined Cycle | 280 | IPP Non-CHP
55149 | Lake Road Generating Plant | U2 | Natural Gas Fired Combined Cycle | 280 | IPP Non-CHP
55149 | Lake Road Generating Plant | U3 | Natural Gas Fired Combined Cycle | 280 | IPP Non-CHP
1985 | Lake Crystal | 1 | Petroleum Liquids | 0.6 | Electric Utility
1985 | Lake Crystal | 3 | Petroleum Liquids | 2 | Electric Utility
1985 | Lake Crystal | 4 | Petroleum Liquids | 1.2 | Electric Utility
1985 | Lake Crystal | 5 | Petroleum Liquids | 2 | Electric Utility
2773 | Lake Lure | 1 | Conventional Hydroelectric | 1.2 | IPP Non-CHP
2773 | Lake Lure | 2 | Conventional Hydroelectric | 2.4 | IPP Non-CHP
1154 | Lake Mills | 1A | Petroleum Liquids | 3 | Electric Utility
1154 | Lake Mills | 4 | Petroleum Liquids | 1.3 | Electric Utility
1154 | Lake Mills | 5 | Petroleum Liquids | 0.9 | Electric Utility
1154 | Lake Mills | 6 | Petroleum Liquids | 5.7 | Electric Utility
1154 | Lake Mills | 7 | Petroleum Liquids | 7.6 | Electric Utility
1153 | Lake Park | 3 | Petroleum Liquids | 2 | Electric Utility
1153 | Lake Park | G2 | Petroleum Liquids | 2 | Electric Utility
673 | Tom G Smith | GT1 | Petroleum Liquids | 30.8 | Electric Utility
673 | Tom G Smith | GT2 | Natural Gas Fired Combined Cycle | 21.4 | Electric Utility
673 | Tom G Smith | MU1 | Petroleum Liquids | 2 | Electric Utility
673 | Tom G Smith | MU2 | Petroleum Liquids | 2 | Electric Utility
673 | Tom G Smith | MU3 | Petroleum Liquids | 2 | Electric Utility
673 | Tom G Smith | MU4 | Petroleum Liquids | 2 | Electric Utility
673 | Tom G Smith | MU5 | Petroleum Liquids | 2 | Electric Utility
673 | Tom G Smith | S3 | Natural Gas Steam Turbine | 26.5 | Electric Utility
673 | Tom G Smith | S5 | Natural Gas Fired Combined Cycle | 10 | Electric Utility
7415 | Lakefield Utilities | 5 | Petroleum Liquids | 1.2 | Electric Utility
7415 | Lakefield Utilities | 6 | Petroleum Liquids | 2.2 | Electric Utility
675 | Larsen Memorial | 2 | Natural Gas Fired Combustion Turbine | 11.2 | Electric Utility
675 | Larsen Memorial | 3 | Natural Gas Fired Combustion Turbine | 11.2 | Electric Utility
675 | Larsen Memorial | 5 | All Other | 25 | Electric Utility
675 | Larsen Memorial | 8 | Natural Gas Fired Combined Cycle | 86.2 | Electric Utility
676 | C D McIntosh Jr | 3 | Conventional Steam Coal | 363.8 | Electric Utility
676 | C D McIntosh Jr | 5CT | Natural Gas Fired Combined Cycle | 249 | Electric Utility
676 | C D McIntosh Jr | 5ST | Natural Gas Fired Combined Cycle | 120 | Electric Utility
676 | C D McIntosh Jr | GT1 | Natural Gas Fired Combustion Turbine | 26.6 | Electric Utility
676 | C D McIntosh Jr | IC1 | Petroleum Liquids | 2.5 | Electric Utility
676 | C D McIntosh Jr | IC2 | Petroleum Liquids | 2.5 | Electric Utility
676 | C D McIntosh Jr | ST1 | Natural Gas Steam Turbine | 103.5 | Electric Utility
676 | C D McIntosh Jr | ST2 | Natural Gas Steam Turbine | 126 | Electric Utility
7997 | Winston | WD01 | Petroleum Liquids | 2.5 | Electric Utility
7997 | Winston | WD02 | Petroleum Liquids | 2.5 | Electric Utility
7997 | Winston | WD03 | Petroleum Liquids | 2.5 | Electric Utility
7997 | Winston | WD04 | Petroleum Liquids | 2.5 | Electric Utility
7997 | Winston | WD05 | Petroleum Liquids | 2.5 | Electric Utility
7997 | Winston | WD06 | Petroleum Liquids | 2.5 | Electric Utility
7997 | Winston | WD07 | Petroleum Liquids | 2.5 | Electric Utility
7997 | Winston | WD08 | Petroleum Liquids | 2.5 | Electric Utility
7997 | Winston | WD09 | Petroleum Liquids | 2.5 | Electric Utility
7997 | Winston | WD10 | Petroleum Liquids | 2.5 | Electric Utility
7997 | Winston | WD11 | Petroleum Liquids | 2.5 | Electric Utility
7997 | Winston | WD12 | Petroleum Liquids | 2.5 | Electric Utility
7997 | Winston | WD13 | Petroleum Liquids | 2.5 | Electric Utility
7997 | Winston | WD14 | Petroleum Liquids | 2.5 | Electric Utility
7997 | Winston | WD15 | Petroleum Liquids | 2.5 | Electric Utility
7997 | Winston | WD16 | Petroleum Liquids | 2.5 | Electric Utility
7997 | Winston | WD17 | Petroleum Liquids | 2.5 | Electric Utility
7997 | Winston | WD18 | Petroleum Liquids | 2.5 | Electric Utility
7997 | Winston | WD19 | Petroleum Liquids | 2.5 | Electric Utility
7997 | Winston | WD20 | Petroleum Liquids | 2.5 | Electric Utility
7393 | Lakin Municipal | LK1 | Natural Gas Internal Combustion Engine | 4.4 | Electric Utility
508 | Lamar Plant | 4 | Conventional Steam Coal | 25 | Electric Utility
508 | Lamar Plant | 5 | Natural Gas Fired Combustion Turbine | 4.2 | Electric Utility
508 | Lamar Plant | 6 | Conventional Steam Coal | 18.5 | Electric Utility
508 | Lamar Plant | IC1 | Petroleum Liquids | 1 | Electric Utility
508 | Lamar Plant | IC2 | Petroleum Liquids | 1 | Electric Utility
508 | Lamar Plant | T1-T3 | Onshore Wind Turbine | 4.5 | Electric Utility
508 | Lamar Plant | T4 | Onshore Wind Turbine | 1.5 | Electric Utility
1155 | Lamoni Municipal Utilities | 1 | Petroleum Liquids | 2.8 | Electric Utility
1155 | Lamoni Municipal Utilities | 2 | Petroleum Liquids | 0.2 | Electric Utility
1155 | Lamoni Municipal Utilities | 3 | Petroleum Liquids | 0.3 | Electric Utility
1155 | Lamoni Municipal Utilities | 4 | Petroleum Liquids | 0.6 | Electric Utility
1155 | Lamoni Municipal Utilities | 5 | Petroleum Liquids | 1.1 | Electric Utility
1155 | Lamoni Municipal Utilities | 6 | Petroleum Liquids | 0.5 | Electric Utility
1155 | Lamoni Municipal Utilities | 7 | Petroleum Liquids | 2.5 | Electric Utility
1155 | Lamoni Municipal Utilities | 8 | Petroleum Liquids | 2.5 | Electric Utility
50942 | Lagoon Cogeneration Facility | 1 | Natural Gas Internal Combustion Engine | 1 | Commercial CHP
50942 | Lagoon Cogeneration Facility | 2 | Natural Gas Internal Combustion Engine | 1 | Commercial CHP
50942 | Lagoon Cogeneration Facility | 3 | Natural Gas Internal Combustion Engine | 1 | Commercial CHP
1987 | Lanesboro | 2 | Conventional Hydroelectric | 0.3 | Electric Utility
1987 | Lanesboro | 3 | Petroleum Liquids | 1 | Electric Utility
1987 | Lanesboro | 4 | Petroleum Liquids | 2.3 | Electric Utility
1299 | Larned | CAT | Petroleum Liquids | 2 | Electric Utility
1299 | Larned | CAT1 | Petroleum Liquids | 2 | Electric Utility
1299 | Larned | CAT2 | Petroleum Liquids | 2 | Electric Utility
1299 | Larned | CAT3 | Petroleum Liquids | 2 | Electric Utility
1299 | Larned | CAT4 | Petroleum Liquids | 2 | Electric Utility
1299 | Larned | IC5 | Petroleum Liquids | 6.4 | Electric Utility
51034 | Little Falls Hydro | GEN1 | Conventional Hydroelectric | 6.5 | IPP Non-CHP
51034 | Little Falls Hydro | GEN2 | Conventional Hydroelectric | 6.5 | IPP Non-CHP
54753 | Lateral 10 Ventures | GEN1 | Conventional Hydroelectric | 2.4 | IPP Non-CHP
507 | Las Animas | 1 | Petroleum Liquids | 0.3 | Electric Utility
507 | Las Animas | 2 | Petroleum Liquids | 0.3 | Electric Utility
507 | Las Animas | 4 | Petroleum Liquids | 1 | Electric Utility
507 | Las Animas | 5 | Petroleum Liquids | 1 | Electric Utility
507 | Las Animas | 6 | Petroleum Liquids | 3 | Electric Utility
55097 | Lamar Power Project | CTG1 | Natural Gas Fired Combined Cycle | 171.7 | IPP Non-CHP
55097 | Lamar Power Project | CTG2 | Natural Gas Fired Combined Cycle | 176 | IPP Non-CHP
55097 | Lamar Power Project | CTG3 | Natural Gas Fired Combined Cycle | 176 | IPP Non-CHP
55097 | Lamar Power Project | CTG4 | Natural Gas Fired Combined Cycle | 176 | IPP Non-CHP
55097 | Lamar Power Project | STG1 | Natural Gas Fired Combined Cycle | 204.3 | IPP Non-CHP
55097 | Lamar Power Project | STG2 | Natural Gas Fired Combined Cycle | 204.3 | IPP Non-CHP
2249 | Laurel | 1 | Natural Gas Internal Combustion Engine | 1.3 | Electric Utility
2249 | Laurel | 2 | Natural Gas Internal Combustion Engine | 0.9 | Electric Utility
2249 | Laurel | 3 | Natural Gas Internal Combustion Engine | 0.6 | Electric Utility
2249 | Laurel | 4 | Natural Gas Internal Combustion Engine | 0.4 | Electric Utility
2249 | Laurel | 6 | Natural Gas Internal Combustion Engine | 0.2 | Electric Utility
2249 | Laurel | 7 | Natural Gas Internal Combustion Engine | 1.3 | Electric Utility
1157 | Laurens | 3 | Petroleum Liquids | 0.8 | Electric Utility
1157 | Laurens | 4 | Petroleum Liquids | 0.8 | Electric Utility
1157 | Laurens | 5 | Petroleum Liquids | 2.5 | Electric Utility
1157 | Laurens | 6 | Petroleum Liquids | 2.5 | Electric Utility
1157 | Laurens | 7 | Petroleum Liquids | 2.5 | Electric Utility
56348 | Laverne Diesel Generating Plant | 1 | Petroleum Liquids | 2 | Electric Utility
56348 | Laverne Diesel Generating Plant | 2 | Petroleum Liquids | 2 | Electric Utility
2921 | Lebanon | 5 | Petroleum Liquids | 2 | Electric Utility
2921 | Lebanon | 6 | Petroleum Liquids | 3 | Electric Utility
2921 | Lebanon | 7 | Petroleum Liquids | 6 | Electric Utility
2921 | Lebanon | 8 | Petroleum Liquids | 5.6 | Electric Utility
2921 | Lebanon | 9 | Petroleum Liquids | 14 | Electric Utility
10521 | Lederle Laboratories | 3A | Natural Gas Fired Combined Cycle | 1.5 | Industrial CHP
10521 | Lederle Laboratories | GEN1 | Natural Gas Fired Combined Cycle | 8.3 | Industrial CHP
10521 | Lederle Laboratories | GEN2 | Natural Gas Fired Combined Cycle | 8.3 | Industrial CHP
10521 | Lederle Laboratories | GEN3 | Natural Gas Fired Combined Cycle | 2.2 | Industrial CHP
10521 | Lederle Laboratories | TG4 | Natural Gas Fired Combined Cycle | 3.1 | Industrial CHP
52010 | Lee County Solid Waste Energy | GEN1 | Municipal Solid Waste | 39 | IPP Non-CHP
52010 | Lee County Solid Waste Energy | GEN2 | Municipal Solid Waste | 20 | IPP Non-CHP
1158 | Lenox | 1 | Petroleum Liquids | 0.3 | Electric Utility
1158 | Lenox | 2 | Petroleum Liquids | 1.1 | Electric Utility
1158 | Lenox | 3 | Petroleum Liquids | 0.9 | Electric Utility
1158 | Lenox | 4 | Petroleum Liquids | 1.8 | Electric Utility
7427 | Cowlitz Falls | U#1 | Conventional Hydroelectric | 35 | Electric Utility
7427 | Cowlitz Falls | U#2 | Conventional Hydroelectric | 35 | Electric Utility
54202 | Upper Androscoggin | 1 | Conventional Hydroelectric | 0.7 | IPP Non-CHP
54202 | Upper Androscoggin | 2 | Conventional Hydroelectric | 0.5 | IPP Non-CHP
54202 | Upper Androscoggin | 3 | Conventional Hydroelectric | 0.4 | IPP Non-CHP
1300 | Lincoln | 1 | Natural Gas Internal Combustion Engine | 1.3 | Electric Utility
1300 | Lincoln | 2 | Natural Gas Internal Combustion Engine | 1.3 | Electric Utility
1300 | Lincoln | 4 | Natural Gas Internal Combustion Engine | 0.7 | Electric Utility
1300 | Lincoln | 5 | Natural Gas Internal Combustion Engine | 1.3 | Electric Utility
1300 | Lincoln | 6 | Natural Gas Internal Combustion Engine | 2.5 | Electric Utility
1300 | Lincoln | 7 | Natural Gas Internal Combustion Engine | 3.5 | Electric Utility
2250 | J Street | 1 | Natural Gas Fired Combustion Turbine | 27 | Electric Utility
6373 | Rokeby | 1 | Natural Gas Fired Combustion Turbine | 72.4 | Electric Utility
6373 | Rokeby | 2 | Natural Gas Fired Combustion Turbine | 95.4 | Electric Utility
6373 | Rokeby | 3 | Natural Gas Fired Combustion Turbine | 95.4 | Electric Utility
6373 | Rokeby | BSU | Petroleum Liquids | 2.9 | Electric Utility
7887 | Terry Bundy Generating Station | 1 | Natural Gas Fired Combined Cycle | 28.2 | Electric Utility
7887 | Terry Bundy Generating Station | 2 | Natural Gas Fired Combined Cycle | 60.5 | Electric Utility
7887 | Terry Bundy Generating Station | 3 | Natural Gas Fired Combined Cycle | 60.5 | Electric Utility
7887 | Terry Bundy Generating Station | 4 | Natural Gas Fired Combustion Turbine | 60.5 | Electric Utility
7887 | Terry Bundy Generating Station | BSU | Petroleum Liquids | 1.8 | Electric Utility
7887 | Terry Bundy Generating Station | LFG1 | Landfill Gas | 1.6 | Electric Utility
7887 | Terry Bundy Generating Station | LFG2 | Landfill Gas | 1.6 | Electric Utility
7887 | Terry Bundy Generating Station | LFG3 | Landfill Gas | 1.6 | Electric Utility
7965 | Salt Valley Wind Plant | G1 | Onshore Wind Turbine | 0.6 | Electric Utility
7965 | Salt Valley Wind Plant | G2 | Onshore Wind Turbine | 0.6 | Electric Utility
55047 | Pasadena Cogeneration | CTG1 | Natural Gas Fired Combined Cycle | 175 | IPP CHP
55047 | Pasadena Cogeneration | CTG2 | Natural Gas Fired Combined Cycle | 185 | IPP CHP
55047 | Pasadena Cogeneration | CTG3 | Natural Gas Fired Combined Cycle | 185 | IPP CHP
55047 | Pasadena Cogeneration | STG1 | Natural Gas Fired Combined Cycle | 85 | IPP CHP
55047 | Pasadena Cogeneration | STG2 | Natural Gas Fired Combined Cycle | 185 | IPP CHP
1989 | Litchfield | 5 | Petroleum Liquids | 2.1 | Electric Utility
1989 | Litchfield | 6 | Petroleum Liquids | 2.1 | Electric Utility
1989 | Litchfield | QS 1 | Petroleum Liquids | 2.3 | Electric Utility
1989 | Litchfield | QS 2 | Petroleum Liquids | 2.3 | Electric Utility
1989 | Litchfield | QS 3 | Petroleum Liquids | 2.3 | Electric Utility
1989 | Litchfield | QS 4 | Petroleum Liquids | 2.3 | Electric Utility
1989 | Litchfield | QS 5 | Petroleum Liquids | 2.3 | Electric Utility
10050 | Fourche Creek Wastewater | 4 | Other Waste Biomass | 1.3 | Commercial CHP
54386 | Little Wood Hydro Project | GEN1 | Conventional Hydroelectric | 2.8 | IPP Non-CHP
3275 | Lockhart | 2 | Conventional Hydroelectric | 4.2 | Electric Utility
3275 | Lockhart | HY1 | Conventional Hydroelectric | 4.2 | Electric Utility
3275 | Lockhart | HY3 | Conventional Hydroelectric | 4.2 | Electric Utility
3275 | Lockhart | HY4 | Conventional Hydroelectric | 4.2 | Electric Utility
3275 | Lockhart | HY5 | Conventional Hydroelectric | 1.2 | Electric Utility
57030 | Pacolet Diesel Generation Facility | DI 1 | Petroleum Liquids | 1.8 | Electric Utility
57030 | Pacolet Diesel Generation Facility | DI 2 | Petroleum Liquids | 1.8 | Electric Utility
57030 | Pacolet Diesel Generation Facility | DI 3 | Petroleum Liquids | 1.8 | Electric Utility
57885 | Wellford Renewable Energy Plant | LFG1 | Landfill Gas | 1.6 | Electric Utility
57886 | City West Diesel Plant | DI1 | Petroleum Liquids | 1.8 | Electric Utility
57886 | City West Diesel Plant | DI2 | Petroleum Liquids | 1.8 | Electric Utility
57886 | City West Diesel Plant | DI3 | Petroleum Liquids | 1.8 | Electric Utility
57886 | City West Diesel Plant | DI4 | Petroleum Liquids | 1.8 | Electric Utility
58257 | Upper Pacolet Hydro | UP1 | Conventional Hydroelectric | 1.1 | Electric Utility
54041 | Lockport Energy Associates LP | GEN1 | Natural Gas Fired Combined Cycle | 48.7 | IPP CHP
54041 | Lockport Energy Associates LP | GEN2 | Natural Gas Fired Combined Cycle | 48.7 | IPP CHP
54041 | Lockport Energy Associates LP | GEN3 | Natural Gas Fired Combined Cycle | 48.7 | IPP CHP
54041 | Lockport Energy Associates LP | GEN4 | Natural Gas Fired Combined Cycle | 75.2 | IPP CHP
3675 | Hydro III | HY1 | Conventional Hydroelectric | 0.7 | Electric Utility
3675 | Hydro III | HY2 | Conventional Hydroelectric | 0.7 | Electric Utility
4251 | Logan City | 1 | Natural Gas Fired Combustion Turbine | 5.3 | Electric Utility
4251 | Logan City | 2 | Natural Gas Fired Combustion Turbine | 5.3 | Electric Utility
4251 | Logan City | 3 | Natural Gas Fired Combustion Turbine | 5.3 | Electric Utility
7034 | Hydro II | 1 | Conventional Hydroelectric | 3.3 | Electric Utility
7034 | Hydro II | 2 | Conventional Hydroelectric | 3.3 | Electric Utility
1032 | Logansport | 4 | Conventional Steam Coal | 18 | Electric Utility
1032 | Logansport | 5 | Conventional Steam Coal | 25 | Electric Utility
1032 | Logansport | 6 | Natural Gas Fired Combustion Turbine | 18 | Electric Utility
10206 | Loma Linda University Cogen | GEN1 | Natural Gas Fired Combustion Turbine | 5.2 | Commercial CHP
10206 | Loma Linda University Cogen | GEN2 | Natural Gas Fired Combustion Turbine | 5.2 | Commercial CHP
10206 | Loma Linda University Cogen | GEN4 | Petroleum Liquids | 1.7 | Commercial CHP
54562 | Longview Fibre | 4 | Wood/Wood Waste Biomass | 10 | Industrial CHP
54562 | Longview Fibre | 6 | Wood/Wood Waste Biomass | 20 | Industrial CHP
54562 | Longview Fibre | 7 | Wood/Wood Waste Biomass | 25 | Industrial CHP
7593 | El Vado Dam | 1 | Conventional Hydroelectric | 8 | Electric Utility
7789 | Abiquiu Dam | 1 | Conventional Hydroelectric | 6.3 | Electric Utility
7789 | Abiquiu Dam | 2 | Conventional Hydroelectric | 6.3 | Electric Utility
7789 | Abiquiu Dam | 3 | Conventional Hydroelectric | 3 | Electric Utility
58256 | Los Alamos PV Site | 1 | Solar Photovoltaic | 1 | Electric Utility
58256 | Los Alamos PV Site | 2 | Batteries | 1 | Electric Utility
58256 | Los Alamos PV Site | 3 | Batteries | 0.8 | Electric Utility
391 | Big Pine Creek | 1 | Conventional Hydroelectric | 3.2 | Electric Utility
392 | Castaic | 1 | Hydroelectric Pumped Storage | 271 | Electric Utility
392 | Castaic | 2 | Hydroelectric Pumped Storage | 271 | Electric Utility
392 | Castaic | 3 | Hydroelectric Pumped Storage | 271 | Electric Utility
392 | Castaic | 4 | Hydroelectric Pumped Storage | 271 | Electric Utility
392 | Castaic | 5 | Hydroelectric Pumped Storage | 271 | Electric Utility
392 | Castaic | 6 | Hydroelectric Pumped Storage | 271 | Electric Utility
392 | Castaic | 7 | Conventional Hydroelectric | 56 | Electric Utility
393 | Control Gorge | 1 | Conventional Hydroelectric | 37.5 | Electric Utility
394 | Cottonwood | 1 | Conventional Hydroelectric | 0.8 | Electric Utility
394 | Cottonwood | 2 | Conventional Hydroelectric | 0.8 | Electric Utility
396 | Foothill | 1 | Conventional Hydroelectric | 11 | Electric Utility
397 | Franklin (CA) | 1 | Conventional Hydroelectric | 2 | Electric Utility
398 | Haiwee | 1 | Conventional Hydroelectric | 2.8 | Electric Utility
398 | Haiwee | 2 | Conventional Hydroelectric | 2.8 | Electric Utility
399 | Harbor | 10A | Natural Gas Fired Combined Cycle | 85.3 | Electric Utility
399 | Harbor | 10B | Natural Gas Fired Combined Cycle | 85.3 | Electric Utility
399 | Harbor | 5 | Natural Gas Fired Combined Cycle | 75 | Electric Utility
399 | Harbor | GT10 | Natural Gas Fired Combustion Turbine | 60.5 | Electric Utility
399 | Harbor | GT11 | Natural Gas Fired Combustion Turbine | 60.5 | Electric Utility
399 | Harbor | GT12 | Natural Gas Fired Combustion Turbine | 60.5 | Electric Utility
399 | Harbor | GT13 | Natural Gas Fired Combustion Turbine | 60.5 | Electric Utility
399 | Harbor | GT14 | Natural Gas Fired Combustion Turbine | 60.5 | Electric Utility
400 | Haynes | 1 | Natural Gas Steam Turbine | 230 | Electric Utility
400 | Haynes | 10 | Natural Gas Fired Combined Cycle | 182.8 | Electric Utility
400 | Haynes | 11 | Natural Gas Fired Combustion Turbine | 108.2 | Electric Utility
400 | Haynes | 12 | Natural Gas Fired Combustion Turbine | 108.2 | Electric Utility
400 | Haynes | 13 | Natural Gas Fired Combustion Turbine | 108.2 | Electric Utility
400 | Haynes | 14 | Natural Gas Fired Combustion Turbine | 108.2 | Electric Utility
400 | Haynes | 15 | Natural Gas Fired Combustion Turbine | 108.2 | Electric Utility
400 | Haynes | 16 | Natural Gas Fired Combustion Turbine | 108.2 | Electric Utility
400 | Haynes | 2 | Natural Gas Steam Turbine | 230 | Electric Utility
400 | Haynes | 8 | Natural Gas Fired Combined Cycle | 264.3 | Electric Utility
400 | Haynes | 9 | Natural Gas Fired Combined Cycle | 182.8 | Electric Utility
401 | Middle Gorge | 1 | Conventional Hydroelectric | 37.5 | Electric Utility
402 | Pleasant Valley Hydro | 1 | Conventional Hydroelectric | 3.2 | Electric Utility
403 | San Fernando | 1 | Conventional Hydroelectric | 2.8 | Electric Utility
403 | San Fernando | 2 | Conventional Hydroelectric | 2.8 | Electric Utility
404 | Scattergood | 1 | Natural Gas Steam Turbine | 163.2 | Electric Utility
404 | Scattergood | 2 | Natural Gas Steam Turbine | 163.2 | Electric Utility
404 | Scattergood | 3 | Natural Gas Steam Turbine | 496.8 | Electric Utility
407 | Upper Gorge | 1 | Conventional Hydroelectric | 37.5 | Electric Utility
408 | Valley (CA) | 5 | Natural Gas Fired Combustion Turbine | 60.5 | Electric Utility
408 | Valley (CA) | 6 | Natural Gas Fired Combined Cycle | 182.8 | Electric Utility
408 | Valley (CA) | 7 | Natural Gas Fired Combined Cycle | 182.8 | Electric Utility
408 | Valley (CA) | 8 | Natural Gas Fired Combined Cycle | 264.4 | Electric Utility
6479 | San Francisquito 1 | 1A | Conventional Hydroelectric | 25 | Electric Utility
6479 | San Francisquito 1 | 3 | Conventional Hydroelectric | 9.3 | Electric Utility
6479 | San Francisquito 1 | 4 | Conventional Hydroelectric | 10 | Electric Utility
6479 | San Francisquito 1 | 6 | Conventional Hydroelectric | 25 | Electric Utility
6480 | San Francisquito 2 | 1 | Conventional Hydroelectric | 14 | Electric Utility
6480 | San Francisquito 2 | 2 | Conventional Hydroelectric | 14 | Electric Utility
6480 | San Francisquito 2 | 3 | Conventional Hydroelectric | 14 | Electric Utility
6481 | Intermountain Power Project | 1 | Conventional Steam Coal | 820 | Electric Utility
6481 | Intermountain Power Project | 2 | Conventional Steam Coal | 820 | Electric Utility
55514 | Apex Generating Station | CTG1 | Natural Gas Fired Combined Cycle | 174 | Electric Utility
55514 | Apex Generating Station | CTG2 | Natural Gas Fired Combined Cycle | 174 | Electric Utility
55514 | Apex Generating Station | STG1 | Natural Gas Fired Combined Cycle | 252.6 | Electric Utility
56433 | Pine Tree Wind Power Project | 1 | Onshore Wind Turbine | 135 | Electric Utility
57305 | Adelanto Solar Project | 1 | Solar Photovoltaic | 10 | Electric Utility
57306 | Pine Tree Solar Project | 1 | Solar Photovoltaic | 8.5 | Electric Utility
57310 | 1420 Coil Av #C | 1 | Solar Photovoltaic | 1.1 | Commercial Non-CHP
57311 | Occidental College Solar Project | 1 | Solar Photovoltaic | 1 | Commercial Non-CHP
57313 | Metro Support Services Center Solar | 1 | Solar Photovoltaic | 1.2 | Commercial Non-CHP
57314 | Los Angeles Harbor College | 1 | Solar Photovoltaic | 1.2 | Commercial Non-CHP
57635 | Linden Wind Energy Project | LW1 | Onshore Wind Turbine | 50 | Electric Utility
57730 | Lopez Canyon | 1 | Landfill Gas | 1.5 | Electric Utility
57854 | North Hollywood | 1PT1 | Hydroelectric Pumped Storage | 1.8 | Commercial Non-CHP
57854 | North Hollywood | 1PT2 | Hydroelectric Pumped Storage | 1.8 | Commercial Non-CHP
57854 | North Hollywood | 1PT3 | Hydroelectric Pumped Storage | 1.8 | Commercial Non-CHP
57854 | North Hollywood | 2T1 | Conventional Hydroelectric | 1.2 | Commercial Non-CHP
57854 | North Hollywood | 2T2 | Conventional Hydroelectric | 1.2 | Commercial Non-CHP
57854 | North Hollywood | 2T3 | Conventional Hydroelectric | 0.5 | Commercial Non-CHP
57854 | North Hollywood | 3T1 | Conventional Hydroelectric | 0.5 | Commercial Non-CHP
57854 | North Hollywood | 3T2 | Conventional Hydroelectric | 0.2 | Commercial Non-CHP
57871 | 2555 E Olympic Bl | 1 | Solar Photovoltaic | 1 | Commercial Non-CHP
58248 | Pierce College | GEN1 | Solar Photovoltaic | 1.9 | Commercial Non-CHP
58249 | VA Sepulveda Ambulatory Care Center | GEN1 | Solar Photovoltaic | 3.5 | Commercial Non-CHP
58253 | CBS Television City | GEN1 | Solar Photovoltaic | 1.6 | Commercial Non-CHP
59652 | Nordhoff Place | W4162 | Solar Photovoltaic | 1.2 | IPP Non-CHP
10478 | Pitchess Cogen Station | GEN1 | Natural Gas Fired Combined Cycle | 20.9 | Commercial CHP
10478 | Pitchess Cogen Station | GEN2 | Natural Gas Fired Combined Cycle | 7.4 | Commercial CHP
10623 | Civic Center | GEN1 | Natural Gas Fired Combined Cycle | 22.1 | Commercial CHP
10623 | Civic Center | GEN2 | All Other | 12.4 | Commercial CHP
10884 | Olive View Medical Center | CTC1 | Natural Gas Fired Combustion Turbine | 2.8 | Commercial CHP
10884 | Olive View Medical Center | CTC2 | Natural Gas Fired Combustion Turbine | 2.8 | Commercial CHP
10090 | Commerce Refuse To Energy | GEN1 | Municipal Solid Waste | 12 | IPP Non-CHP
10091 | Total Energy Facilities | G2 | Other Waste Biomass | 9.9 | Commercial CHP
10091 | Total Energy Facilities | G3 | Other Waste Biomass | 9.9 | Commercial CHP
10091 | Total Energy Facilities | GEN1 | Other Waste Biomass | 9.9 | Commercial CHP
10091 | Total Energy Facilities | GEN4 | Other Waste Biomass | 8.7 | Commercial CHP
10471 | Spadra Landfill Gas to Energy | GEN1 | Landfill Gas | 10.6 | Commercial Non-CHP
10472 | Puente Hills Energy Recovery | GEN1 | Landfill Gas | 50 | Commercial Non-CHP
10472 | Puente Hills Energy Recovery | GEN3 | Landfill Gas | 3.3 | Commercial Non-CHP
10472 | Puente Hills Energy Recovery | GEN4 | Landfill Gas | 3.3 | Commercial Non-CHP
10472 | Puente Hills Energy Recovery | GEN5 | Landfill Gas | 3.3 | Commercial Non-CHP
57163 | Calabasas Gas to Energy Facility | GEN1 | Landfill Gas | 4.6 | Commercial Non-CHP
57163 | Calabasas Gas to Energy Facility | GEN2 | Landfill Gas | 4.6 | Commercial Non-CHP
57163 | Calabasas Gas to Energy Facility | GEN3 | Landfill Gas | 4.6 | Commercial Non-CHP
54240 | Louisiana Tech University Power Plant | TG3 | Natural Gas Fired Combustion Turbine | 7.5 | Commercial CHP
1401 | Buras | 8 | Natural Gas Fired Combustion Turbine | 20.7 | Electric Utility
1402 | Little Gypsy | 1 | Natural Gas Steam Turbine | 247.7 | Electric Utility
1402 | Little Gypsy | 2 | Natural Gas Steam Turbine | 420.7 | Electric Utility
1402 | Little Gypsy | 3 | Natural Gas Steam Turbine | 582.2 | Electric Utility
1403 | Nine Mile Point | 3 | Natural Gas Steam Turbine | 169.8 | Electric Utility
1403 | Nine Mile Point | 5 | Natural Gas Steam Turbine | 895.1 | Electric Utility
1403 | Nine Mile Point | 6(4) | Natural Gas Steam Turbine | 895.1 | Electric Utility
1403 | Nine Mile Point | 6A | Natural Gas Fired Combined Cycle | 194.7 | Electric Utility
1403 | Nine Mile Point | 6B | Natural Gas Fired Combined Cycle | 194.7 | Electric Utility
1403 | Nine Mile Point | 6C | Natural Gas Fired Combined Cycle | 260.1 | Electric Utility
1404 | Sterlington | 7A | Natural Gas Fired Combined Cycle | 59.3 | Electric Utility
1404 | Sterlington | 7B | Natural Gas Fired Combined Cycle | 66 | Electric Utility
1404 | Sterlington | 7C | Natural Gas Fired Combined Cycle | 101 | Electric Utility
4270 | Waterford 3 | 3 | Nuclear | 1199.8 | Electric Utility
8056 | Waterford 1 & 2 | 1 | Natural Gas Steam Turbine | 445.5 | Electric Utility
8056 | Waterford 1 & 2 | 2 | Natural Gas Steam Turbine | 445.5 | Electric Utility
8056 | Waterford 1 & 2 | 4 | Petroleum Liquids | 41 | Electric Utility
55467 | Ouachita | CTG1 | Natural Gas Fired Combined Cycle | 179.3 | Electric Utility
55467 | Ouachita | CTG2 | Natural Gas Fired Combined Cycle | 179.3 | Electric Utility
55467 | Ouachita | CTG3 | Natural Gas Fired Combined Cycle | 179.3 | Electric Utility
55467 | Ouachita | STG1 | Natural Gas Fired Combined Cycle | 122 | Electric Utility
55467 | Ouachita | STG2 | Natural Gas Fired Combined Cycle | 122 | Electric Utility
55467 | Ouachita | STG3 | Natural Gas Fired Combined Cycle | 122 | Electric Utility
55620 | Perryville Power Station | 2-CT | Natural Gas Fired Combustion Turbine | 186.2 | Electric Utility
55620 | Perryville Power Station | CT-1 | Natural Gas Fired Combined Cycle | 198.9 | Electric Utility
55620 | Perryville Power Station | CT-2 | Natural Gas Fired Combined Cycle | 198.9 | Electric Utility
55620 | Perryville Power Station | ST-1 | Natural Gas Fired Combined Cycle | 240.1 | Electric Utility
1363 | Cane Run | 11 | Natural Gas Fired Combustion Turbine | 16.3 | Electric Utility
1363 | Cane Run | 4 | Conventional Steam Coal | 163.2 | Electric Utility
1363 | Cane Run | 5 | Conventional Steam Coal | 209.4 | Electric Utility
1363 | Cane Run | 6 | Conventional Steam Coal | 272 | Electric Utility
1364 | Mill Creek (KY) | 1 | Conventional Steam Coal | 355.5 | Electric Utility
1364 | Mill Creek (KY) | 2 | Conventional Steam Coal | 355.5 | Electric Utility
1364 | Mill Creek (KY) | 3 | Conventional Steam Coal | 462.6 | Electric Utility
1364 | Mill Creek (KY) | 4 | Conventional Steam Coal | 543.6 | Electric Utility
1365 | Ohio Falls | 1 | Conventional Hydroelectric | 10 | Electric Utility
1365 | Ohio Falls | 2 | Conventional Hydroelectric | 10 | Electric Utility
1365 | Ohio Falls | 3 | Conventional Hydroelectric | 10 | Electric Utility
1365 | Ohio Falls | 4 | Conventional Hydroelectric | 10 | Electric Utility
1365 | Ohio Falls | 5 | Conventional Hydroelectric | 10 | Electric Utility
1365 | Ohio Falls | 6 | Conventional Hydroelectric | 12.6 | Electric Utility
1365 | Ohio Falls | 7 | Conventional Hydroelectric | 12.6 | Electric Utility
1365 | Ohio Falls | 8 | Conventional Hydroelectric | 10 | Electric Utility
1366 | Paddys Run | 11 | Natural Gas Fired Combustion Turbine | 16 | Electric Utility
1366 | Paddys Run | 12 | Natural Gas Fired Combustion Turbine | 32.6 | Electric Utility
1366 | Paddys Run | 13 | Natural Gas Fired Combustion Turbine | 178 | Electric Utility
1368 | Zorn | 1 | Natural Gas Fired Combustion Turbine | 18 | Electric Utility
6071 | Trimble County | 1 | Conventional Steam Coal | 566.1 | Electric Utility
6071 | Trimble County | 10 | Natural Gas Fired Combustion Turbine | 199 | Electric Utility
6071 | Trimble County | 2 | Conventional Steam Coal | 834 | Electric Utility
6071 | Trimble County | 5 | Natural Gas Fired Combustion Turbine | 199 | Electric Utility
6071 | Trimble County | 6 | Natural Gas Fired Combustion Turbine | 199 | Electric Utility
6071 | Trimble County | 7 | Natural Gas Fired Combustion Turbine | 199 | Electric Utility
6071 | Trimble County | 8 | Natural Gas Fired Combustion Turbine | 199 | Electric Utility
6071 | Trimble County | 9 | Natural Gas Fired Combustion Turbine | 199 | Electric Utility
2260 | Columbus | 1 | Conventional Hydroelectric | 15.2 | Electric Utility
2260 | Columbus | 2 | Conventional Hydroelectric | 15.2 | Electric Utility
2260 | Columbus | 3 | Conventional Hydroelectric | 15.2 | Electric Utility
2273 | Monroe (NE) | 1 | Conventional Hydroelectric | 2.8 | Electric Utility
2273 | Monroe (NE) | 2 | Conventional Hydroelectric | 2.8 | Electric Utility
2273 | Monroe (NE) | 3 | Conventional Hydroelectric | 2.8 | Electric Utility
1464 | Big Cajun 1 | 1 | Natural Gas Steam Turbine | 113.6 | IPP Non-CHP
1464 | Big Cajun 1 | 2 | Natural Gas Steam Turbine | 113.6 | IPP Non-CHP
1464 | Big Cajun 1 | 3 | Natural Gas Fired Combustion Turbine | 132.8 | IPP Non-CHP
1464 | Big Cajun 1 | 4 | Natural Gas Fired Combustion Turbine | 132.8 | IPP Non-CHP
6055 | Big Cajun 2 | 1 | Conventional Steam Coal | 657.9 | IPP Non-CHP
6055 | Big Cajun 2 | 2 | Conventional Steam Coal | 626 | IPP Non-CHP
6055 | Big Cajun 2 | 3 | Conventional Steam Coal | 619 | IPP Non-CHP
58254 | Chatham | CTOIS | Natural Gas Fired Combustion Turbine | 3.7 | Electric Utility
3594 | Austin | 1 | Conventional Hydroelectric | 9 | Electric Utility
3594 | Austin | 2 | Conventional Hydroelectric | 9 | Electric Utility
3595 | Buchanan Dam (TX) | 1 | Conventional Hydroelectric | 18.3 | Electric Utility
3595 | Buchanan Dam (TX) | 2 | Conventional Hydroelectric | 18.3 | Electric Utility
3595 | Buchanan Dam (TX) | 3 | Conventional Hydroelectric | 18.3 | Electric Utility
3597 | Granite Shoals | 1 | Conventional Hydroelectric | 30 | Electric Utility
3597 | Granite Shoals | 2 | Conventional Hydroelectric | 30 | Electric Utility
3598 | Inks | 1 | Conventional Hydroelectric | 15 | Electric Utility
3599 | Marble Falls | 1 | Conventional Hydroelectric | 22 | Electric Utility
3599 | Marble Falls | 2 | Conventional Hydroelectric | 22 | Electric Utility
3600 | Marshall Ford | 1 | Conventional Hydroelectric | 36 | Electric Utility
3600 | Marshall Ford | 2 | Conventional Hydroelectric | 36 | Electric Utility
3600 | Marshall Ford | 3 | Conventional Hydroelectric | 36 | Electric Utility
3601 | Sim Gideon | 1 | Natural Gas Steam Turbine | 144 | Electric Utility
3601 | Sim Gideon | 2 | Natural Gas Steam Turbine | 144 | Electric Utility
3601 | Sim Gideon | 3 | Natural Gas Steam Turbine | 351 | Electric Utility
4937 | Thomas C Ferguson | CT-1 | Natural Gas Fired Combined Cycle | 182 | Electric Utility
4937 | Thomas C Ferguson | CT-2 | Natural Gas Fired Combined Cycle | 182 | Electric Utility
4937 | Thomas C Ferguson | STG | Natural Gas Fired Combined Cycle | 195 | Electric Utility
6179 | Fayette Power Project | 1 | Conventional Steam Coal | 615 | Electric Utility
6179 | Fayette Power Project | 2 | Conventional Steam Coal | 615 | Electric Utility
6179 | Fayette Power Project | 3 | Conventional Steam Coal | 460 | Electric Utility
55154 | Lost Pines 1 Power Project | CTA | Natural Gas Fired Combined Cycle | 195.5 | Electric Utility
55154 | Lost Pines 1 Power Project | CTB | Natural Gas Fired Combined Cycle | 195.5 | Electric Utility
55154 | Lost Pines 1 Power Project | ST | Natural Gas Fired Combined Cycle | 204 | Electric Utility
56674 | Winchester Power Park | CGT1 | Natural Gas Fired Combustion Turbine | 60.5 | Electric Utility
56674 | Winchester Power Park | CGT2 | Natural Gas Fired Combustion Turbine | 60.5 | Electric Utility
56674 | Winchester Power Park | CGT3 | Natural Gas Fired Combustion Turbine | 60.5 | Electric Utility
56674 | Winchester Power Park | CGT4 | Natural Gas Fired Combustion Turbine | 60.5 | Electric Utility
10214 | Lower Saranac Hydroelectric Facility | GEN1 | Conventional Hydroelectric | 3.2 | IPP Non-CHP
10214 | Lower Saranac Hydroelectric Facility | GEN2 | Conventional Hydroelectric | 3.2 | IPP Non-CHP
10214 | Lower Saranac Hydroelectric Facility | GEN3 | Conventional Hydroelectric | 0.3 | IPP Non-CHP
6393 | Strawberry Creek | 1 | Conventional Hydroelectric | 0.5 | Electric Utility
6393 | Strawberry Creek | 2 | Conventional Hydroelectric | 0.5 | Electric Utility
6393 | Strawberry Creek | 3 | Conventional Hydroelectric | 0.5 | Electric Utility
6394 | Swift Creek | 3 | Conventional Hydroelectric | 0.8 | Electric Utility
6394 | Swift Creek | 4 | Conventional Hydroelectric | 0.6 | Electric Utility
6394 | Swift Creek | 5 | Conventional Hydroelectric | 0.3 | Electric Utility
55667 | Lower Mount Bethel Energy | G1 | Natural Gas Fired Combined Cycle | 211.5 | IPP Non-CHP
55667 | Lower Mount Bethel Energy | G2 | Natural Gas Fired Combined Cycle | 211.5 | IPP Non-CHP
55667 | Lower Mount Bethel Energy | G3 | Natural Gas Fired Combined Cycle | 228.6 | IPP Non-CHP
10222 | Tulare Success Power Project | SPP1 | Conventional Hydroelectric | 1.4 | IPP Non-CHP
54848 | South Georgia Medical Center | GEN 7 | Petroleum Liquids | 0.8 | Commercial Non-CHP
54848 | South Georgia Medical Center | GEN1A | Petroleum Liquids | 2 | Commercial Non-CHP
54848 | South Georgia Medical Center | GEN2A | Petroleum Liquids | 2 | Commercial Non-CHP
54848 | South Georgia Medical Center | GEN4 | Petroleum Liquids | 0.7 | Commercial Non-CHP
52155 | Lacomb Irrigation District | GEN1 | Conventional Hydroelectric | 1 | IPP Non-CHP
3602 | Ty Cooke | 1 | Natural Gas Steam Turbine | 44 | Electric Utility
3602 | Ty Cooke | 2 | Natural Gas Steam Turbine | 53.6 | Electric Utility
3602 | Ty Cooke | GT2 | Natural Gas Fired Combustion Turbine | 18.5 | Electric Utility
3602 | Ty Cooke | GT3 | Natural Gas Fired Combustion Turbine | 22 | Electric Utility
3604 | J Robert Massengale | 4 | Natural Gas Steam Turbine | 11.5 | Electric Utility
3604 | J Robert Massengale | 5 | Natural Gas Steam Turbine | 11.5 | Electric Utility
3604 | J Robert Massengale | 6A | Natural Gas Fired Combined Cycle | 22 | Electric Utility
3604 | J Robert Massengale | 7 | Natural Gas Fired Combined Cycle | 22 | Electric Utility
3604 | J Robert Massengale | 8 | Natural Gas Fired Combined Cycle | 40 | Electric Utility
7131 | Brandon Station | 1 | Natural Gas Fired Combustion Turbine | 21 | Electric Utility
54017 | San Gabriel Hydro Project | U1 | Conventional Hydroelectric | 3.9 | IPP Non-CHP
54017 | San Gabriel Hydro Project | U2 | Conventional Hydroelectric | 1.1 | IPP Non-CHP
54769 | Lutheran Medical Center | GEN1 | Natural Gas Internal Combustion Engine | 0.8 | Commercial CHP
54769 | Lutheran Medical Center | GEN2 | Natural Gas Internal Combustion Engine | 0.8 | Commercial CHP
1990 | Luverne | 4C | Petroleum Liquids | 3.5 | Electric Utility
3762 | Great Falls (VT) | 1 | Conventional Hydroelectric | 0.3 | Electric Utility
3762 | Great Falls (VT) | 2 | Conventional Hydroelectric | 0.3 | Electric Utility
3762 | Great Falls (VT) | 3 | Conventional Hydroelectric | 1.3 | Electric Utility
2253 | Lyons | 2 | Petroleum Liquids | 0.5 | Electric Utility
2253 | Lyons | 3 | Petroleum Liquids | 0.8 | Electric Utility
2253 | Lyons | 4A | Petroleum Liquids | 1.2 | Electric Utility
54855 | Mars Snackfood US | 1 | Natural Gas Fired Combustion Turbine | 3.5 | Industrial CHP
10061 | MARS Chocolate North American LLC | GEN1 | Natural Gas Fired Combined Cycle | 8.8 | Industrial CHP
10061 | MARS Chocolate North American LLC | GEN2 | Natural Gas Fired Combined Cycle | 1.4 | Industrial CHP
51008 | Enterprise Sugar Factory | 1000 | Other Waste Biomass | 1 | Industrial CHP
51008 | Enterprise Sugar Factory | 2000 | Other Waste Biomass | 2 | Industrial CHP
10824 | Oakdale Power Station | OAKD | Conventional Hydroelectric | 3.5 | IPP Non-CHP
10825 | Cosgrove Intake and Power Station | UNI1 | Conventional Hydroelectric | 1.6 | IPP Non-CHP
10825 | Cosgrove Intake and Power Station | UNI2 | Conventional Hydroelectric | 1.6 | IPP Non-CHP
10823 | Deer Island Treatment Plant | G101 | Petroleum Liquids | 26 | Commercial CHP
10823 | Deer Island Treatment Plant | G201 | Petroleum Liquids | 26 | Commercial CHP
10823 | Deer Island Treatment Plant | H101 | Conventional Hydroelectric | 1 | Commercial CHP
10823 | Deer Island Treatment Plant | H201 | Conventional Hydroelectric | 1 | Commercial CHP
10823 | Deer Island Treatment Plant | PV101 | Solar Photovoltaic | 0.1 | Commercial CHP
10823 | Deer Island Treatment Plant | S101 | Other Waste Biomass | 17.5 | Commercial CHP
10823 | Deer Island Treatment Plant | WT101 | Onshore Wind Turbine | 0.6 | Commercial CHP
10823 | Deer Island Treatment Plant | WT102 | Onshore Wind Turbine | 0.6 | Commercial CHP
10186 | Anson Abenaki Hydros | AB1 | Conventional Hydroelectric | 3 | Industrial CHP
10186 | Anson Abenaki Hydros | AB2 | Conventional Hydroelectric | 2.7 | Industrial CHP
10186 | Anson Abenaki Hydros | AB3 | Conventional Hydroelectric | 3 | Industrial CHP
10186 | Anson Abenaki Hydros | AB4 | Conventional Hydroelectric | 3 | Industrial CHP
10186 | Anson Abenaki Hydros | AB5 | Conventional Hydroelectric | 2.5 | Industrial CHP
10186 | Anson Abenaki Hydros | AB6 | Conventional Hydroelectric | 3 | Industrial CHP
10186 | Anson Abenaki Hydros | AB7 | Conventional Hydroelectric | 2.5 | Industrial CHP
10186 | Anson Abenaki Hydros | AB8 | Conventional Hydroelectric | 0.3 | Industrial CHP
10186 | Anson Abenaki Hydros | AN1 | Conventional Hydroelectric | 1.8 | Industrial CHP
10186 | Anson Abenaki Hydros | AN2 | Conventional Hydroelectric | 1.8 | Industrial CHP
10186 | Anson Abenaki Hydros | AN3 | Conventional Hydroelectric | 1.8 | Industrial CHP
10186 | Anson Abenaki Hydros | AN4 | Conventional Hydroelectric | 1.8 | Industrial CHP
10186 | Anson Abenaki Hydros | AN5 | Conventional Hydroelectric | 1.8 | Industrial CHP
10186 | Anson Abenaki Hydros | STG1 | Natural Gas Steam Turbine | 3 | Industrial CHP
54268 | March Point Cogeneration | GTG1 | Natural Gas Fired Combined Cycle | 46.6 | IPP CHP
54268 | March Point Cogeneration | GTG2 | Natural Gas Fired Combined Cycle | 46.6 | IPP CHP
54268 | March Point Cogeneration | GTG3 | Natural Gas Fired Combined Cycle | 46.6 | IPP CHP
54268 | March Point Cogeneration | STG1 | Natural Gas Fired Combined Cycle | 27 | IPP CHP
2141 | Macon | 3 | Petroleum Liquids | 5 | Electric Utility
2141 | Macon | 4 | Petroleum Liquids | 1 | Electric Utility
56126 | Sub 2 Generating Station | 1 | Petroleum Liquids | 1.8 | Electric Utility
56126 | Sub 2 Generating Station | 2 | Petroleum Liquids | 1.8 | Electric Utility
56127 | Macon Energy Center | 1 | Natural Gas Fired Combustion Turbine | 10 | Electric Utility
56128 | Sub 3 Generating Station | 1 | Petroleum Liquids | 1.8 | Electric Utility
56128 | Sub 3 Generating Station | 2 | Petroleum Liquids | 1.8 | Electric Utility
56128 | Sub 3 Generating Station | 3 | Petroleum Liquids | 1.8 | Electric Utility
56128 | Sub 3 Generating Station | 4 | Petroleum Liquids | 1.8 | Electric Utility
50890 | Ivy River Hydro | GEN1 | Conventional Hydroelectric | 0.2 | IPP Non-CHP
50890 | Ivy River Hydro | GEN2 | Conventional Hydroelectric | 0.2 | IPP Non-CHP
50890 | Ivy River Hydro | GEN3 | Conventional Hydroelectric | 0.2 | IPP Non-CHP
50890 | Ivy River Hydro | GEN4 | Conventional Hydroelectric | 0.2 | IPP Non-CHP
50890 | Ivy River Hydro | GEN5 | Conventional Hydroelectric | 0.2 | IPP Non-CHP
50890 | Ivy River Hydro | GEN6 | Conventional Hydroelectric | 0.2 | IPP Non-CHP
3991 | Fitchburg | 1 | Natural Gas Fired Combustion Turbine | 28.8 | Electric Utility
3991 | Fitchburg | 2 | Natural Gas Fired Combustion Turbine | 28.8 | Electric Utility
3992 | Blount Street | 6 | Natural Gas Steam Turbine | 50 | Electric Utility
3992 | Blount Street | 7 | Natural Gas Steam Turbine | 50 | Electric Utility
3993 | Sycamore (WI) | 1 | Natural Gas Fired Combustion Turbine | 18 | Electric Utility
3993 | Sycamore (WI) | 2 | Natural Gas Fired Combustion Turbine | 23.6 | Electric Utility
7799 | West Marinette 34 | 34 | Natural Gas Fired Combustion Turbine | 83 | Electric Utility
7886 | Wind Turbine | 1 | Onshore Wind Turbine | 11 | Electric Utility
7991 | West Campus Cogeneration Facility | 1 | Natural Gas Fired Combined Cycle | 54 | Electric Utility
7991 | West Campus Cogeneration Facility | CT2 | Natural Gas Fired Combined Cycle | 54 | Electric Utility
7991 | West Campus Cogeneration Facility | STG1 | Natural Gas Fired Combined Cycle | 61.3 | Electric Utility
9674 | Nine Springs | GT1 | Natural Gas Fired Combustion Turbine | 16.2 | Electric Utility
56070 | Diesel Generators | 1 | Petroleum Liquids | 54 | Electric Utility
56386 | Top of Iowa Windfarm III | TOI3 | Onshore Wind Turbine | 29.7 | Electric Utility
7469 | Madison Utilities | FM1 | Petroleum Liquids | 2 | Electric Utility
7469 | Madison Utilities | FM2 | Petroleum Liquids | 1.3 | Electric Utility
7469 | Madison Utilities | FM3 | Petroleum Liquids | 1.1 | Electric Utility
7469 | Madison Utilities | FM5 | Petroleum Liquids | 1.4 | Electric Utility
10740 | Magic Dam Hydroelectric Project | GEN1 | Conventional Hydroelectric | 3 | IPP Non-CHP
10740 | Magic Dam Hydroelectric Project | GEN2 | Conventional Hydroelectric | 3 | IPP Non-CHP
10740 | Magic Dam Hydroelectric Project | GEN3 | Conventional Hydroelectric | 3 | IPP Non-CHP
2142 | Malden | 2A | Petroleum Liquids | 1.8 | Electric Utility
2142 | Malden | 3A | Petroleum Liquids | 1.8 | Electric Utility
2142 | Malden | 4A | Petroleum Liquids | 1.8 | Electric Utility
2142 | Malden | 5 | Petroleum Liquids | 1.4 | Electric Utility
2142 | Malden | 6 | Petroleum Liquids | 2 | Electric Utility
2142 | Malden | 7 | Petroleum Liquids | 2.8 | Electric Utility
2142 | Malden | 8 | Petroleum Liquids | 4.3 | Electric Utility
10458 | Muck Valley Hydroelectric | GEN1 | Conventional Hydroelectric | 29.9 | IPP Non-CHP
50535 | Mesa Wind Power Corp | WGNS | Onshore Wind Turbine | 29.9 | IPP Non-CHP
54298 | Coram Energy LLC (ECT) | GEWE | Onshore Wind Turbine | 7.5 | IPP Non-CHP
54299 | Coram Energy LLC | GEWE | Onshore Wind Turbine | 3 | IPP Non-CHP
54300 | CTV Power Purchase Contract Trust | GEWE | Onshore Wind Turbine | 4.5 | IPP Non-CHP
54300 | CTV Power Purchase Contract Trust | SX1S | Onshore Wind Turbine | 0.1 | IPP Non-CHP
57774 | Windstar 1 | WGNS | Onshore Wind Turbine | 120 | IPP Non-CHP
57775 | Kingman 1 | PV | Solar Photovoltaic | 0.5 | IPP Non-CHP
57775 | Kingman 1 | WGNS | Onshore Wind Turbine | 10 | IPP Non-CHP
57835 | Alta Wind VIII | AW08 | Onshore Wind Turbine | 150 | IPP Non-CHP
57962 | Brookfield Tehachapi 1 | BT1 | Onshore Wind Turbine | 102 | IPP Non-CHP
7438 | Church Street Plant | C1 | Petroleum Liquids | 1 | Electric Utility
7438 | Church Street Plant | C2 | Petroleum Liquids | 1 | Electric Utility
7438 | Church Street Plant | C3A | Petroleum Liquids | 1.1 | Electric Utility
7438 | Church Street Plant | C4 | Petroleum Liquids | 1 | Electric Utility
7438 | Church Street Plant | C5 | Petroleum Liquids | 1.6 | Electric Utility
7438 | Church Street Plant | C6 | Petroleum Liquids | 1.6 | Electric Utility
7439 | Godwin Drive Plant | C10 | Petroleum Liquids | 1.5 | Electric Utility
7439 | Godwin Drive Plant | C7 | Petroleum Liquids | 1.6 | Electric Utility
7439 | Godwin Drive Plant | C8 | Petroleum Liquids | 1.6 | Electric Utility
7439 | Godwin Drive Plant | C9 | Petroleum Liquids | 1.6 | Electric Utility
7440 | VMEA 1 Credit Gen | V10 | Petroleum Liquids | 1.6 | Electric Utility
7440 | VMEA 1 Credit Gen | V3 | Petroleum Liquids | 1.6 | Electric Utility
7440 | VMEA 1 Credit Gen | V4 | Petroleum Liquids | 1.6 | Electric Utility
7440 | VMEA 1 Credit Gen | V5 | Petroleum Liquids | 1.6 | Electric Utility
7440 | VMEA 1 Credit Gen | V6 | Petroleum Liquids | 1.6 | Electric Utility
7440 | VMEA 1 Credit Gen | V7 | Petroleum Liquids | 1.6 | Electric Utility
7440 | VMEA 1 Credit Gen | V8 | Petroleum Liquids | 1.6 | Electric Utility
7440 | VMEA 1 Credit Gen | V9-1 | Petroleum Liquids | 2 | Electric Utility
7441 | VMEA Peaking Gen | V1 | Petroleum Liquids | 1.6 | Electric Utility
7441 | VMEA Peaking Gen | V11 | Petroleum Liquids | 1.6 | Electric Utility
7441 | VMEA Peaking Gen | V12 | Petroleum Liquids | 1.6 | Electric Utility
7441 | VMEA Peaking Gen | V2 | Petroleum Liquids | 1.6 | Electric Utility
7797 | Dominion/Lo Mar | DOM1 | Petroleum Liquids | 12 | Electric Utility
7797 | Dominion/Lo Mar | DOM2 | Petroleum Liquids | 1.8 | Electric Utility
7797 | Dominion/Lo Mar | LOM1 | Petroleum Liquids | 1.8 | Electric Utility
7797 | Dominion/Lo Mar | LOM2 | Petroleum Liquids | 1.8 | Electric Utility
7797 | Dominion/Lo Mar | LOM3 | Petroleum Liquids | 1.8 | Electric Utility
7798 | Gateway Gen | 1 | Petroleum Liquids | 1.8 | Electric Utility
7798 | Gateway Gen | 2 | Petroleum Liquids | 1.8 | Electric Utility
56368 | Water Treatment Plant Generators | WP1 | Petroleum Liquids | 1.8 | Electric Utility
56491 | Dean Drive Area Electric Generators | PG1 | Petroleum Liquids | 1.6 | Electric Utility
56491 | Dean Drive Area Electric Generators | PG2 | Petroleum Liquids | 1.6 | Electric Utility
2991 | Mangum | 1 | Natural Gas Internal Combustion Engine | 1.1 | Electric Utility
2991 | Mangum | 4 | Natural Gas Internal Combustion Engine | 1.5 | Electric Utility
2991 | Mangum | 5 | Natural Gas Internal Combustion Engine | 2 | Electric Utility
2991 | Mangum | 6 | Natural Gas Internal Combustion Engine | 2.1 | Electric Utility
55127 | Manchief Electric Generating Station | UN1 | Natural Gas Fired Combustion Turbine | 150 | IPP Non-CHP
55127 | Manchief Electric Generating Station | UN2 | Natural Gas Fired Combustion Turbine | 150 | IPP Non-CHP
4125 | Manitowoc | 5 | Wood/Wood Waste Biomass | 22 | Electric Utility
4125 | Manitowoc | 6 | Wood/Wood Waste Biomass | 32 | Electric Utility
4125 | Manitowoc | 9 | Petroleum Coke | 63.4 | Electric Utility
4125 | Manitowoc | IC2 | Natural Gas Internal Combustion Engine | 5.5 | Electric Utility
7795 | Custer Energy Center | 1 | Natural Gas Fired Combustion Turbine | 24.5 | Electric Utility
1160 | Manning | 1 | Petroleum Liquids | 0.2 | Electric Utility
1160 | Manning | 2 | Petroleum Liquids | 0.2 | Electric Utility
1160 | Manning | 4 | Petroleum Liquids | 0.6 | Electric Utility
1160 | Manning | M1 | Petroleum Liquids | 2.3 | Electric Utility
1160 | Manning | M2 | Petroleum Liquids | 2.3 | Electric Utility
1160 | Manning | M3 | Petroleum Liquids | 2.3 | Electric Utility
1020 | Manti Lower | 2 | Conventional Hydroelectric | 0.6 | Electric Utility
1020 | Manti Lower | HC1 | Conventional Hydroelectric | 0.6 | Electric Utility
3676 | Manti Upper | 1 | Conventional Hydroelectric | 0.6 | Electric Utility
3676 | Manti Upper | HC2 | Conventional Hydroelectric | 1 | Electric Utility
50285 | Lower Village Water Power Project | 0001 | Conventional Hydroelectric | 0.6 | IPP Non-CHP
50285 | Lower Village Water Power Project | 0002 | Conventional Hydroelectric | 0.6 | IPP Non-CHP
1162 | Maquoketa 1 | 1A | Natural Gas Internal Combustion Engine | 3.1 | Electric Utility
1162 | Maquoketa 1 | 2A | Natural Gas Internal Combustion Engine | 3.1 | Electric Utility
1162 | Maquoketa 1 | 3 | Natural Gas Internal Combustion Engine | 2.1 | Electric Utility
1162 | Maquoketa 1 | 4A | Petroleum Liquids | 1.8 | Electric Utility
1162 | Maquoketa 1 | 5 | Natural Gas Internal Combustion Engine | 1.7 | Electric Utility
1162 | Maquoketa 1 | 6 | Natural Gas Internal Combustion Engine | 2.5 | Electric Utility
1162 | Maquoketa 1 | 7 | Natural Gas Internal Combustion Engine | 6.5 | Electric Utility
1162 | Maquoketa 1 | 8 | Petroleum Liquids | 1.8 | Electric Utility
1162 | Maquoketa 1 | 9 | Petroleum Liquids | 1.8 | Electric Utility
7921 | Maquoketa 2 | 11 | Petroleum Liquids | 2 | Electric Utility
7921 | Maquoketa 2 | 12 | Petroleum Liquids | 2 | Electric Utility
7921 | Maquoketa 2 | 13 | Petroleum Liquids | 2 | Electric Utility
7921 | Maquoketa 2 | 14 | Petroleum Liquids | 2 | Electric Utility
6586 | Wilkins Station | 1 | Petroleum Liquids | 2.7 | Electric Utility
6586 | Wilkins Station | 2 | Petroleum Liquids | 2.7 | Electric Utility
7470 | Marceline | 1 | Petroleum Liquids | 1 | Electric Utility
7470 | Marceline | 2 | Petroleum Liquids | 3 | Electric Utility
7470 | Marceline | 5 | Petroleum Liquids | 2 | Electric Utility
7470 | Marceline | 6 | Petroleum Liquids | 2 | Electric Utility
50990 | Marathon Electric | P1-1 | Petroleum Liquids | 0.4 | Industrial Non-CHP
50990 | Marathon Electric | P1-2 | Petroleum Liquids | 0.4 | Industrial Non-CHP
50990 | Marathon Electric | P2-3 | Petroleum Liquids | 0.9 | Industrial Non-CHP
50990 | Marathon Electric | P2-4 | Petroleum Liquids | 0.9 | Industrial Non-CHP
54912 | Martinez Refining | GTG1 | Natural Gas Fired Combined Cycle | 40 | Industrial CHP
54912 | Martinez Refining | GTG2 | Natural Gas Fired Combined Cycle | 40 | Industrial CHP
54912 | Martinez Refining | STG1 | Natural Gas Fired Combined Cycle | 20 | Industrial CHP
54650 | Swanmill Windfarm I | EXI2 | Onshore Wind Turbine | 9.1 | IPP Non-CHP
54650 | Swanmill Windfarm I | EXIS | Onshore Wind Turbine | 9.6 | IPP Non-CHP
1840 | Plant Four | CT1 | Petroleum Liquids | 24 | Electric Utility
1842 | James R Smith | 1 | Conventional Hydroelectric | 1.6 | Electric Utility
1842 | James R Smith | 2 | Conventional Hydroelectric | 1.6 | Electric Utility
1843 | Shiras | 1 | Conventional Steam Coal | 12.5 | Electric Utility
1843 | Shiras | 2 | Conventional Steam Coal | 21 | Electric Utility
1843 | Shiras | 3 | Conventional Steam Coal | 44 | Electric Utility
10693 | Eastern Correctional Institute | 1147 | Wood/Wood Waste Biomass | 1.9 | Commercial CHP
10693 | Eastern Correctional Institute | 1148 | Wood/Wood Waste Biomass | 1.9 | Commercial CHP
10693 | Eastern Correctional Institute | DG1 | Petroleum Liquids | 1 | Commercial CHP
10693 | Eastern Correctional Institute | DG2 | Petroleum Liquids | 1 | Commercial CHP
1844 | Marshall (MI) | 1 | Conventional Hydroelectric | 0.2 | Electric Utility
1844 | Marshall (MI) | 3 | Conventional Hydroelectric | 0.1 | Electric Utility
1844 | Marshall (MI) | IC2 | Natural Gas Internal Combustion Engine | 1.1 | Electric Utility
1844 | Marshall (MI) | IC3 | Natural Gas Internal Combustion Engine | 2.1 | Electric Utility
1844 | Marshall (MI) | IC4 | Petroleum Liquids | 1 | Electric Utility
1844 | Marshall (MI) | IC5 | Natural Gas Internal Combustion Engine | 1.7 | Electric Utility
1844 | Marshall (MI) | IC6 | Natural Gas Internal Combustion Engine | 5.7 | Electric Utility
50972 | Marsh Valley Development | 1 | Conventional Hydroelectric | 1.6 | IPP Non-CHP
10176 | M Street Jet | NO.6 | Petroleum Liquids | 69 | IPP Non-CHP
1993 | Marshall (MN) | 6 | Petroleum Liquids | 18 | Electric Utility
2144 | Marshall (MO) | 10 | Natural Gas Internal Combustion Engine | 6.3 | Electric Utility
2144 | Marshall (MO) | 11 | Natural Gas Internal Combustion Engine | 6.3 | Electric Utility
2144 | Marshall (MO) | 3 | Natural Gas Steam Turbine | 4 | Electric Utility
2144 | Marshall (MO) | 4 | Conventional Steam Coal | 6 | Electric Utility
2144 | Marshall (MO) | 5 | Conventional Steam Coal | 16.5 | Electric Utility
2144 | Marshall (MO) | 7 | Petroleum Liquids | 1 | Electric Utility
2144 | Marshall (MO) | 8 | Petroleum Liquids | 1 | Electric Utility
2144 | Marshall (MO) | 9 | Petroleum Liquids | 1 | Electric Utility
2144 | Marshall (MO) | GT1 | Natural Gas Fired Combustion Turbine | 15.2 | Electric Utility
949 | Marshall (IL) | 10 | Petroleum Liquids | 1.8 | Electric Utility
949 | Marshall (IL) | 11 | Petroleum Liquids | 1.8 | Electric Utility
949 | Marshall (IL) | 12 | Petroleum Liquids | 1.8 | Electric Utility
949 | Marshall (IL) | 13 | Petroleum Liquids | 1.8 | Electric Utility
949 | Marshall (IL) | 5 | Petroleum Liquids | 2.5 | Electric Utility
949 | Marshall (IL) | 6 | Petroleum Liquids | 1.8 | Electric Utility
949 | Marshall (IL) | 7 | Petroleum Liquids | 1.8 | Electric Utility
949 | Marshall (IL) | 8 | Petroleum Liquids | 1.8 | Electric Utility
949 | Marshall (IL) | 9 | Petroleum Liquids | 1.8 | Electric Utility
56480 | Marshfield Utilities Gas Plant | M1 | Natural Gas Fired Combustion Turbine | 60.4 | Electric Utility
10726 | Masspower | GEN1 | Natural Gas Fired Combined Cycle | 90 | IPP CHP
10726 | Masspower | GEN2 | Natural Gas Fired Combined Cycle | 90 | IPP CHP
10726 | Masspower | GEN3 | Natural Gas Fired Combined Cycle | 80.9 | IPP CHP
3826 | Martinsville | 1 | Conventional Hydroelectric | 0.3 | Electric Utility
3826 | Martinsville | 2 | Conventional Hydroelectric | 1 | Electric Utility
57893 | Martinsville LFG Generator | LFG1 | Landfill Gas | 1.1 | Electric Utility
54668 | Falls River Hydro | 1 | Conventional Hydroelectric | 4.5 | IPP Non-CHP
54668 | Falls River Hydro | 2 | Conventional Hydroelectric | 4.5 | IPP Non-CHP
57265 | Dorchester Solar Site | 1 | Solar Photovoltaic | 1 | Electric Utility
57269 | Haverhill Solar Power Project | 1 | Solar Photovoltaic | 1 | Electric Utility
57270 | NEDC Solar Site | 1 | Solar Photovoltaic | 1 | Electric Utility
6081 | Stony Brook | 1 | Petroleum Liquids | 85 | Electric Utility
6081 | Stony Brook | 2 | Petroleum Liquids | 85 | Electric Utility
6081 | Stony Brook | BS#1 | Petroleum Liquids | 2 | Electric Utility
6081 | Stony Brook | BS#2 | Petroleum Liquids | 2 | Electric Utility
6081 | Stony Brook | CA1 | Petroleum Liquids | 105 | Electric Utility
6081 | Stony Brook | CT1 | Petroleum Liquids | 85 | Electric Utility
6081 | Stony Brook | CT2 | Petroleum Liquids | 85 | Electric Utility
6081 | Stony Brook | CT3 | Petroleum Liquids | 85 | Electric Utility
6081 | Stony Brook | EDSI | Petroleum Liquids | 0.6 | Electric Utility
57721 | Berkshire Wind Power Project | BWP | Onshore Wind Turbine | 15 | Electric Utility
54907 | Mass Inst Tech Cntrl Utilities/Cogen Plt | CTG1 | Natural Gas Fired Combustion Turbine | 21.2 | Commercial CHP
792 | Palaau Power | 15 | Petroleum Liquids | 2.5 | Electric Utility
792 | Palaau Power | 7 | Petroleum Liquids | 2.2 | Electric Utility
792 | Palaau Power | 8 | Petroleum Liquids | 2.2 | Electric Utility
792 | Palaau Power | 9 | Petroleum Liquids | 2.2 | Electric Utility
792 | Palaau Power | CAT1 | Petroleum Liquids | 1.2 | Electric Utility
792 | Palaau Power | CAT2 | Petroleum Liquids | 1.2 | Electric Utility
792 | Palaau Power | CUM3 | Petroleum Liquids | 0.9 | Electric Utility
792 | Palaau Power | CUM4 | Petroleum Liquids | 0.9 | Electric Utility
792 | Palaau Power | CUM5 | Petroleum Liquids | 0.9 | Electric Utility
792 | Palaau Power | CUM6 | Petroleum Liquids | 0.9 | Electric Utility
6056 | Kahului | 1 | Petroleum Liquids | 5 | Electric Utility
6056 | Kahului | 2 | Petroleum Liquids | 5 | Electric Utility
6056 | Kahului | 3 | Petroleum Liquids | 11.5 | Electric Utility
6056 | Kahului | 4 | Petroleum Liquids | 12.5 | Electric Utility
6504 | Maalaea | 1 | Petroleum Liquids | 2.6 | Electric Utility
6504 | Maalaea | 10 | Petroleum Liquids | 12.5 | Electric Utility
6504 | Maalaea | 11 | Petroleum Liquids | 12.5 | Electric Utility
6504 | Maalaea | 12 | Petroleum Liquids | 12.5 | Electric Utility
6504 | Maalaea | 13 | Petroleum Liquids | 12.5 | Electric Utility
6504 | Maalaea | 14 | Petroleum Liquids | 23.6 | Electric Utility
6504 | Maalaea | 15 | Petroleum Liquids | 18 | Electric Utility
6504 | Maalaea | 16 | Petroleum Liquids | 23.6 | Electric Utility
6504 | Maalaea | 17 | Petroleum Liquids | 25 | Electric Utility
6504 | Maalaea | 18 | Petroleum Liquids | 18 | Electric Utility
6504 | Maalaea | 19 | Petroleum Liquids | 25 | Electric Utility
6504 | Maalaea | 2 | Petroleum Liquids | 2.6 | Electric Utility
6504 | Maalaea | 3 | Petroleum Liquids | 2.6 | Electric Utility
6504 | Maalaea | 4 | Petroleum Liquids | 5.6 | Electric Utility
6504 | Maalaea | 5 | Petroleum Liquids | 5.6 | Electric Utility
6504 | Maalaea | 6 | Petroleum Liquids | 5.6 | Electric Utility
6504 | Maalaea | 7 | Petroleum Liquids | 5.6 | Electric Utility
6504 | Maalaea | 8 | Petroleum Liquids | 5.6 | Electric Utility
6504 | Maalaea | 9 | Petroleum Liquids | 5.6 | Electric Utility
6504 | Maalaea | X1 | Petroleum Liquids | 2.6 | Electric Utility
6504 | Maalaea | X2 | Petroleum Liquids | 2.6 | Electric Utility
7264 | Miki Basin | LL1 | Petroleum Liquids | 1 | Electric Utility
7264 | Miki Basin | LL2 | Petroleum Liquids | 1 | Electric Utility
7264 | Miki Basin | LL3 | Petroleum Liquids | 1 | Electric Utility
7264 | Miki Basin | LL4 | Petroleum Liquids | 1 | Electric Utility
7264 | Miki Basin | LL5 | Petroleum Liquids | 1 | Electric Utility
7264 | Miki Basin | LL6 | Petroleum Liquids | 1 | Electric Utility
7264 | Miki Basin | LL7 | Petroleum Liquids | 2.2 | Electric Utility
7264 | Miki Basin | LL8 | Petroleum Liquids | 2.2 | Electric Utility
56055 | Hana Substation | MH1 | Petroleum Liquids | 1 | Electric Utility
56055 | Hana Substation | MH2 | Petroleum Liquids | 1 | Electric Utility
10412 | Kalaheo Hydro | KAL | Conventional Hydroelectric | 1.1 | Industrial Non-CHP
10413 | Wainiha Hydro | WAIA | Conventional Hydroelectric | 1.8 | Industrial Non-CHP
10413 | Wainiha Hydro | WAIB | Conventional Hydroelectric | 1.8 | Industrial Non-CHP
58549 | Port Allen Solar | 1 | Solar Photovoltaic | 6 | IPP Non-CHP
10063 | Derby Hydro | GEN1 | Conventional Hydroelectric | 4 | IPP Non-CHP
10063 | Derby Hydro | GEN2 | Conventional Hydroelectric | 4 | IPP Non-CHP
10063 | Derby Hydro | GEN3 | Conventional Hydroelectric | 0.3 | IPP Non-CHP
10063 | Derby Hydro | GEN4 | Conventional Hydroelectric | 0.3 | IPP Non-CHP
1163 | McGregor | 1 | Petroleum Liquids | 1.2 | Electric Utility
1163 | McGregor | 2 | Petroleum Liquids | 0.3 | Electric Utility
1163 | McGregor | 3 | Petroleum Liquids | 0.5 | Electric Utility
6555 | McGrath | 3A | Petroleum Liquids | 0.5 | Electric Utility
6555 | McGrath | 4A | Petroleum Liquids | 0.5 | Electric Utility
6555 | McGrath | 6 | Petroleum Liquids | 0.6 | Electric Utility
6555 | McGrath | 7 | Petroleum Liquids | 0.6 | Electric Utility
7858 | MEPI GT Facility | 1 | Natural Gas Fired Combustion Turbine | 64.5 | IPP Non-CHP
7858 | MEPI GT Facility | 2 | Natural Gas Fired Combustion Turbine | 64.5 | IPP Non-CHP
7858 | MEPI GT Facility | 3 | Natural Gas Fired Combustion Turbine | 64.5 | IPP Non-CHP
7858 | MEPI GT Facility | 4 | Natural Gas Fired Combustion Turbine | 54 | IPP Non-CHP
7858 | MEPI GT Facility | 5 | Natural Gas Fired Combustion Turbine | 54 | IPP Non-CHP
948 | McLeansboro | 2 | Petroleum Liquids | 0.6 | Electric Utility
948 | McLeansboro | 5 | Petroleum Liquids | 2 | Electric Utility
948 | McLeansboro | 6 | Petroleum Liquids | 2.4 | Electric Utility
948 | McLeansboro | 7 | Petroleum Liquids | 1.1 | Electric Utility
948 | McLeansboro | 8 | Petroleum Liquids | 1.1 | Electric Utility
948 | McLeansboro | 9 | Petroleum Liquids | 2 | Electric Utility
55928 | McMinnville | 1 | Petroleum Liquids | 2 | Electric Utility
55928 | McMinnville | 10 | Petroleum Liquids | 2 | Electric Utility
55928 | McMinnville | 11 | Petroleum Liquids | 2 | Electric Utility
55928 | McMinnville | 12 | Other Waste Biomass | 2 | Electric Utility
55928 | McMinnville | 2 | Petroleum Liquids | 2 | Electric Utility
55928 | McMinnville | 3 | Petroleum Liquids | 2 | Electric Utility
55928 | McMinnville | 4 | Petroleum Liquids | 2 | Electric Utility
55928 | McMinnville | 5 | Petroleum Liquids | 2 | Electric Utility
55928 | McMinnville | 6 | Petroleum Liquids | 2 | Electric Utility
55928 | McMinnville | 7 | Petroleum Liquids | 2 | Electric Utility
55928 | McMinnville | 8 | Petroleum Liquids | 2 | Electric Utility
55928 | McMinnville | 9 | Petroleum Liquids | 2 | Electric Utility
2176 | Glendive GT | GT-2 | Natural Gas Fired Combustion Turbine | 43 | Electric Utility
2176 | Glendive GT | GT1 | Natural Gas Fired Combustion Turbine | 40.7 | Electric Utility
2177 | Miles City GT | 1 | Natural Gas Fired Combustion Turbine | 23.3 | Electric Utility
2790 | R M Heskett | 1 | Conventional Steam Coal | 40 | Electric Utility
2790 | R M Heskett | 2 | Conventional Steam Coal | 75 | Electric Utility
2790 | R M Heskett | 3 | Natural Gas Fired Combustion Turbine | 88 | Electric Utility
6089 | Lewis & Clark | 1 | Conventional Steam Coal | 50 | Electric Utility
56782 | Diamond Willow Wind Facility | DIAW | Onshore Wind Turbine | 30 | Electric Utility
57171 | Cedar Hills Wind Farm | 1 | Onshore Wind Turbine | 19.5 | Electric Utility
57172 | Glen Ullin Station 6 | 1 | All Other | 5.3 | Electric Utility
59194 | Portable Generator 2 | IC1 | Petroleum Liquids | 2 | Electric Utility
59195 | Portable Generator 3 | IC2 | Petroleum Liquids | 2 | Electric Utility
59196 | Portable Generator 1 | IC1 | Petroleum Liquids | 1.8 | Electric Utility
1305 | McPherson 2 | GT1 | Natural Gas Fired Combustion Turbine | 72.4 | Electric Utility
1305 | McPherson 2 | GT2 | Petroleum Liquids | 71.2 | Electric Utility
1305 | McPherson 2 | GT3 | Natural Gas Fired Combustion Turbine | 71.2 | Electric Utility
7515 | McPherson 3 | NA1 | Natural Gas Fired Combustion Turbine | 115.6 | Electric Utility
54951 | Monterey Regional Water Cogen Facility | EG1 | Other Waste Biomass | 0.6 | Commercial CHP
54951 | Monterey Regional Water Cogen Facility | EG2 | Other Waste Biomass | 0.6 | Commercial CHP
54951 | Monterey Regional Water Cogen Facility | EG3 | Other Waste Biomass | 0.6 | Commercial CHP
54802 | Mead Coated Board | GEN1 | Wood/Wood Waste Biomass | 32 | Industrial CHP
54802 | Mead Coated Board | GEN2 | Wood/Wood Waste Biomass | 55.5 | Industrial CHP
54802 | Mead Coated Board | GEN3 | Natural Gas Fired Combustion Turbine | 25 | Industrial CHP
10880 | Bidwell Ditch Project | GEN1 | Conventional Hydroelectric | 1.8 | IPP Non-CHP
10882 | Hatchet Creek Project | GEN1 | Conventional Hydroelectric | 6.8 | IPP Non-CHP
1306 | Meade | 2 | Natural Gas Internal Combustion Engine | 0.9 | Electric Utility
1306 | Meade | 3 | Natural Gas Internal Combustion Engine | 1.1 | Electric Utility
1306 | Meade | 4 | Natural Gas Internal Combustion Engine | 1.4 | Electric Utility
1306 | Meade | 5 | Petroleum Liquids | 2.1 | Electric Utility
1306 | Meade | 6 | Natural Gas Internal Combustion Engine | 2.7 | Electric Utility
10883 | Medical Area Total Energy Plant | CT1 | Natural Gas Fired Combustion Turbine | 12.5 | Commercial CHP
10883 | Medical Area Total Energy Plant | CT2 | Natural Gas Fired Combustion Turbine | 12.5 | Commercial CHP
10883 | Medical Area Total Energy Plant | DEG1 | Petroleum Liquids | 6.8 | Commercial CHP
10883 | Medical Area Total Energy Plant | DEG2 | Petroleum Liquids | 6.8 | Commercial CHP
10883 | Medical Area Total Energy Plant | DEG3 | Petroleum Liquids | 6.8 | Commercial CHP
10883 | Medical Area Total Energy Plant | DEG4 | Petroleum Liquids | 6.8 | Commercial CHP
10883 | Medical Area Total Energy Plant | DEG5 | Petroleum Liquids | 6.8 | Commercial CHP
10883 | Medical Area Total Energy Plant | DEG6 | Petroleum Liquids | 6.8 | Commercial CHP
10883 | Medical Area Total Energy Plant | STG2 | Natural Gas Steam Turbine | 11 | Commercial CHP
10883 | Medical Area Total Energy Plant | STG3 | Natural Gas Steam Turbine | 11 | Commercial CHP
1994 | Melrose | 1 | Petroleum Liquids | 1 | Electric Utility
1994 | Melrose | 2 | Petroleum Liquids | 1.1 | Electric Utility
1994 | Melrose | 3 | Petroleum Liquids | 3.1 | Electric Utility
1994 | Melrose | 4 | Petroleum Liquids | 3 | Electric Utility
58929 | Melrose 2 | 12286 | Petroleum Liquids | 1 | Electric Utility
2145 | Memphis | 1 | Petroleum Liquids | 0.6 | Electric Utility
2145 | Memphis | 10 | Petroleum Liquids | 1 | Electric Utility
2145 | Memphis | 11 | Petroleum Liquids | 1 | Electric Utility
2145 | Memphis | 12 | Petroleum Liquids | 0.4 | Electric Utility
2145 | Memphis | 13 | Petroleum Liquids | 1 | Electric Utility
2145 | Memphis | 3 | Petroleum Liquids | 0.2 | Electric Utility
2145 | Memphis | 6 | Petroleum Liquids | 0.9 | Electric Utility
2145 | Memphis | 7 | Petroleum Liquids | 1.1 | Electric Utility
2145 | Memphis | 8 | Petroleum Liquids | 1.3 | Electric Utility
2145 | Memphis | 9 | Petroleum Liquids | 1.3 | Electric Utility
52149 | West Point (PA) | COG3 | Natural Gas Fired Combustion Turbine | 38.4 | Industrial CHP
52149 | West Point (PA) | GEN2 | Natural Gas Fired Combustion Turbine | 32.3 | Industrial CHP
52149 | West Point (PA) | GEN3 | Petroleum Liquids | 2.5 | Industrial CHP
52149 | West Point (PA) | GEN4 | Natural Gas Internal Combustion Engine | 1.7 | Industrial CHP
52149 | West Point (PA) | GEN5 | Petroleum Liquids | 1.2 | Industrial CHP
52149 | West Point (PA) | GEN6 | Petroleum Liquids | 1.2 | Industrial CHP
52149 | West Point (PA) | GEN7 | Natural Gas Internal Combustion Engine | 0.7 | Industrial CHP
52149 | West Point (PA) | GEN8 | Natural Gas Internal Combustion Engine | 1 | Industrial CHP
52149 | West Point (PA) | GEN9 | Natural Gas Internal Combustion Engine | 1.3 | Industrial CHP
52149 | West Point (PA) | GN10 | Natural Gas Internal Combustion Engine | 1.3 | Industrial CHP
52149 | West Point (PA) | GN11 | Petroleum Liquids | 1 | Industrial CHP
50101 | MeadWestvaco Evadale | GEN1 | Wood/Wood Waste Biomass | 7.5 | Industrial CHP
50101 | MeadWestvaco Evadale | GEN2 | Wood/Wood Waste Biomass | 32.6 | Industrial CHP
50101 | MeadWestvaco Evadale | GEN3 | Wood/Wood Waste Biomass | 17.6 | Industrial CHP
10224 | Merck Rahway Power Plant | GEN8 | Natural Gas Steam Turbine | 5 | Industrial CHP
10224 | Merck Rahway Power Plant | GEN9 | Natural Gas Steam Turbine | 10.8 | Industrial CHP
409 | Exchequer | 1 | Conventional Hydroelectric | 94.5 | IPP Non-CHP
410 | McSwain | 1 | Conventional Hydroelectric | 9 | IPP Non-CHP
428 | Parker | 1 | Conventional Hydroelectric | 2.7 | IPP Non-CHP
52148 | Elkton | GEN1 | Natural Gas Steam Turbine | 7.2 | Industrial CHP
52148 | Elkton | GEN2 | Petroleum Liquids | 0.9 | Industrial CHP
52148 | Elkton | GEN5 | Natural Gas Steam Turbine | 0.4 | Industrial CHP
899 | Moline | GT1 | Natural Gas Fired Combustion Turbine | 18 | Electric Utility
899 | Moline | GT2 | Natural Gas Fired Combustion Turbine | 18 | Electric Utility
899 | Moline | GT3 | Natural Gas Fired Combustion Turbine | 18 | Electric Utility
899 | Moline | GT4 | Natural Gas Fired Combustion Turbine | 18 | Electric Utility
899 | Moline | HY1 | Conventional Hydroelectric | 0.9 | Electric Utility
899 | Moline | HY2 | Conventional Hydroelectric | 0.9 | Electric Utility
899 | Moline | HY3 | Conventional Hydroelectric | 0.9 | Electric Utility
899 | Moline | HY4 | Conventional Hydroelectric | 0.9 | Electric Utility
1079 | Coralville GT | 1 | Natural Gas Fired Combustion Turbine | 18 | Electric Utility
1079 | Coralville GT | 2 | Natural Gas Fired Combustion Turbine | 18 | Electric Utility
1079 | Coralville GT | 3 | Natural Gas Fired Combustion Turbine | 18 | Electric Utility
1079 | Coralville GT | 4 | Natural Gas Fired Combustion Turbine | 18 | Electric Utility
1081 | Riverside | 5 | Conventional Steam Coal | 136 | Electric Utility
1082 | Walter Scott Jr Energy Center | 1 | Conventional Steam Coal | 49 | Electric Utility
1082 | Walter Scott Jr Energy Center | 2 | Conventional Steam Coal | 81.6 | Electric Utility
1082 | Walter Scott Jr Energy Center | 3 | Conventional Steam Coal | 725.8 | Electric Utility
1082 | Walter Scott Jr Energy Center | 4 | Conventional Steam Coal | 922.5 | Electric Utility
1084 | River Hills | 1 | Natural Gas Fired Combustion Turbine | 16 | Electric Utility
1084 | River Hills | 2 | Natural Gas Fired Combustion Turbine | 16 | Electric Utility
1084 | River Hills | 3 | Natural Gas Fired Combustion Turbine | 16 | Electric Utility
1084 | River Hills | 4 | Natural Gas Fired Combustion Turbine | 16 | Electric Utility
1084 | River Hills | 5 | Natural Gas Fired Combustion Turbine | 16 | Electric Utility
1084 | River Hills | 6 | Natural Gas Fired Combustion Turbine | 16 | Electric Utility
1084 | River Hills | 7 | Natural Gas Fired Combustion Turbine | 16 | Electric Utility
1084 | River Hills | 8 | Natural Gas Fired Combustion Turbine | 16 | Electric Utility
1091 | George Neal North | 1 | Conventional Steam Coal | 147 | Electric Utility
1091 | George Neal North | 2 | Conventional Steam Coal | 349.2 | Electric Utility
1091 | George Neal North | 3 | Conventional Steam Coal | 584.1 | Electric Utility
1097 | Merle Parr | 1 | Natural Gas Fired Combustion Turbine | 18 | Electric Utility
1097 | Merle Parr | 2 | Natural Gas Fired Combustion Turbine | 18 | Electric Utility
6063 | Electrifarm | 1 | Natural Gas Fired Combustion Turbine | 71.2 | Electric Utility
6063 | Electrifarm | 2 | Natural Gas Fired Combustion Turbine | 89 | Electric Utility
6063 | Electrifarm | 3 | Natural Gas Fired Combustion Turbine | 103.9 | Electric Utility
6664 | Louisa | 1 | Conventional Steam Coal | 811.9 | Electric Utility
7145 | Pleasant Hill | 1 | Natural Gas Fired Combustion Turbine | 41.4 | Electric Utility
7145 | Pleasant Hill | 2 | Natural Gas Fired Combustion Turbine | 41.4 | Electric Utility
7145 | Pleasant Hill | 3 | Natural Gas Fired Combustion Turbine | 97 | Electric Utility
7343 | George Neal South | 4 | Conventional Steam Coal | 695.9 | Electric Utility
7849 | Knoxville Industrial | 1 | Petroleum Liquids | 2 | Electric Utility
7849 | Knoxville Industrial | 2 | Petroleum Liquids | 2 | Electric Utility
7849 | Knoxville Industrial | 3 | Petroleum Liquids | 2 | Electric Utility
7849 | Knoxville Industrial | 4 | Petroleum Liquids | 2 | Electric Utility
7849 | Knoxville Industrial | 5 | Petroleum Liquids | 2 | Electric Utility
7849 | Knoxville Industrial | 6 | Petroleum Liquids | 2 | Electric Utility
7849 | Knoxville Industrial | 7 | Petroleum Liquids | 2 | Electric Utility
7849 | Knoxville Industrial | 8 | Petroleum Liquids | 2 | Electric Utility
7850 | Shenandoah | 1 | Petroleum Liquids | 2 | Electric Utility
7850 | Shenandoah | 10 | Petroleum Liquids | 2 | Electric Utility
7850 | Shenandoah | 2 | Petroleum Liquids | 2 | Electric Utility
7850 | Shenandoah | 3 | Petroleum Liquids | 2 | Electric Utility
7850 | Shenandoah | 4 | Petroleum Liquids | 2 | Electric Utility
7850 | Shenandoah | 5 | Petroleum Liquids | 2 | Electric Utility
7850 | Shenandoah | 6 | Petroleum Liquids | 2 | Electric Utility
7850 | Shenandoah | 7 | Petroleum Liquids | 2 | Electric Utility
7850 | Shenandoah | 8 | Petroleum Liquids | 2 | Electric Utility
7850 | Shenandoah | 9 | Petroleum Liquids | 2 | Electric Utility
7851 | Waterloo Lundquist | 1 | Petroleum Liquids | 2 | Electric Utility
7851 | Waterloo Lundquist | 2 | Petroleum Liquids | 2 | Electric Utility
7851 | Waterloo Lundquist | 3 | Petroleum Liquids | 2 | Electric Utility
7851 | Waterloo Lundquist | 4 | Petroleum Liquids | 2 | Electric Utility
7851 | Waterloo Lundquist | 5 | Petroleum Liquids | 2 | Electric Utility
7851 | Waterloo Lundquist | 6 | Petroleum Liquids | 2 | Electric Utility
7851 | Waterloo Lundquist | 7 | Petroleum Liquids | 2 | Electric Utility
7851 | Waterloo Lundquist | 8 | Petroleum Liquids | 2 | Electric Utility
7851 | Waterloo Lundquist | 9 | Petroleum Liquids | 2 | Electric Utility
7985 | Greater Des Moines | GT1 | Natural Gas Fired Combined Cycle | 190.4 | Electric Utility
7985 | Greater Des Moines | GT2 | Natural Gas Fired Combined Cycle | 190.4 | Electric Utility
7985 | Greater Des Moines | ST1 | Natural Gas Fired Combined Cycle | 195.5 | Electric Utility
8029 | Sycamore (IA) | 1 | Natural Gas Fired Combustion Turbine | 78.8 | Electric Utility
8029 | Sycamore (IA) | 2 | Natural Gas Fired Combustion Turbine | 78.8 | Electric Utility
56138 | Anderson Erickson | 1 | Petroleum Liquids | 2 | Electric Utility
56251 | Intrepid | INWF | Onshore Wind Turbine | 175.5 | Electric Utility
56252 | Century | CWF | Onshore Wind Turbine | 185 | Electric Utility
56252 | Century | CWF2 | Onshore Wind Turbine | 15 | Electric Utility
56379 | Victory Wind Farm | VWF | Onshore Wind Turbine | 99 | Electric Utility
56501 | Pomeroy Wind Farm | PWF | Onshore Wind Turbine | 123 | Electric Utility
56501 | Pomeroy Wind Farm | PWF2 | Onshore Wind Turbine | 75 | Electric Utility
56501 | Pomeroy Wind Farm | PWF3 | Onshore Wind Turbine | 58.5 | Electric Utility
56501 | Pomeroy Wind Farm | PWF4 | Onshore Wind Turbine | 29.9 | Electric Utility
56677 | Charles City Wind Farm | CCWF | Onshore Wind Turbine | 75 | Electric Utility
56809 | Carroll Wind Farm | CWF | Onshore Wind Turbine | 150 | Electric Utility
56810 | Adair Wind Farm | AWF | Onshore Wind Turbine | 174.8 | Electric Utility
56811 | Walnut Wind Farm | WWF | Onshore Wind Turbine | 153 | Electric Utility
57500 | Laurel Wind Farm | LWF | Onshore Wind Turbine | 119.6 | Electric Utility
57501 | Rolling Hills Wind Farm | RHWF | Onshore Wind Turbine | 443.9 | Electric Utility
57873 | Eclipse Wind Farm | EWF | Onshore Wind Turbine | 200 | Electric Utility
57874 | Vienna Wind Farm | VIIWF | Onshore Wind Turbine | 44.6 | Electric Utility
57874 | Vienna Wind Farm | VIWF | Onshore Wind Turbine | 105.6 | Electric Utility
57875 | Morning Light Wind Farm | MLWF | Onshore Wind Turbine | 101.2 | Electric Utility
58884 | Lundgren Wind Project | LGWF | Onshore Wind Turbine | 251 | Electric Utility
58885 | Macksburg Wind Project | MBWF | Onshore Wind Turbine | 119.6 | Electric Utility
58886 | Wellsburg Wind Project | WBWF | Onshore Wind Turbine | 140.8 | Electric Utility
10181 | Metropolitan Sewerage District | GEN1 | Conventional Hydroelectric | 0.8 | Commercial Non-CHP
10181 | Metropolitan Sewerage District | GEN2 | Conventional Hydroelectric | 0.8 | Commercial Non-CHP
10181 | Metropolitan Sewerage District | GEN3 | Conventional Hydroelectric | 0.8 | Commercial Non-CHP
54006 | Broadwater Power Project | GEN1 | Conventional Hydroelectric | 9.7 | IPP Non-CHP
54301 | Colebrook Hydroelectric | BK1 | Conventional Hydroelectric | 1.5 | IPP Non-CHP
54301 | Colebrook Hydroelectric | BK2 | Conventional Hydroelectric | 1.5 | IPP Non-CHP
54302 | Goodwin Hydroelectric | G1 | Conventional Hydroelectric | 1.6 | IPP Non-CHP
54302 | Goodwin Hydroelectric | G2 | Conventional Hydroelectric | 1.6 | IPP Non-CHP
384 | Joliet 29 | 7 | Conventional Steam Coal | 660 | IPP Non-CHP
384 | Joliet 29 | 8 | Conventional Steam Coal | 660 | IPP Non-CHP
874 | Joliet 9 | 6 | Conventional Steam Coal | 360.4 | IPP Non-CHP
879 | Powerton | 5 | Conventional Steam Coal | 892.8 | IPP Non-CHP
879 | Powerton | 6 | Conventional Steam Coal | 892.8 | IPP Non-CHP
883 | Waukegan | 311 | Petroleum Liquids | 28 | IPP Non-CHP
883 | Waukegan | 312 | Petroleum Liquids | 28 | IPP Non-CHP
883 | Waukegan | 321 | Petroleum Liquids | 28 | IPP Non-CHP
883 | Waukegan | 322 | Petroleum Liquids | 28 | IPP Non-CHP
883 | Waukegan | 7 | Conventional Steam Coal | 326.4 | IPP Non-CHP
883 | Waukegan | 8 | Conventional Steam Coal | 355.3 | IPP Non-CHP
884 | Will County | 4 | Conventional Steam Coal | 598.4 | IPP Non-CHP
886 | Fisk Street | 311 | Petroleum Liquids | 38 | IPP Non-CHP
886 | Fisk Street | 312 | Petroleum Liquids | 38 | IPP Non-CHP
886 | Fisk Street | 321 | Petroleum Liquids | 38 | IPP Non-CHP
886 | Fisk Street | 322 | Petroleum Liquids | 38 | IPP Non-CHP
886 | Fisk Street | 331 | Petroleum Liquids | 38 | IPP Non-CHP
886 | Fisk Street | 332 | Petroleum Liquids | 38 | IPP Non-CHP
886 | Fisk Street | 341 | Petroleum Liquids | 38 | IPP Non-CHP
886 | Fisk Street | 342 | Petroleum Liquids | 22.8 | IPP Non-CHP
6302 | Purple Lake | 1 | Conventional Hydroelectric | 1.3 | Electric Utility
6302 | Purple Lake | 2 | Conventional Hydroelectric | 1.3 | Electric Utility
6302 | Purple Lake | 3 | Conventional Hydroelectric | 1.3 | Electric Utility
7112 | Centennial | IC6 | Petroleum Liquids | 3.3 | Electric Utility
7168 | Chester Lake | 1 | Conventional Hydroelectric | 1 | Electric Utility
72 | Venice Hydro | 1 | Conventional Hydroelectric | 10.1 | Electric Utility
316 | Sepulveda Canyon | 1 | Conventional Hydroelectric | 8.5 | Electric Utility
479 | Temescal | 1 | Conventional Hydroelectric | 2.9 | Electric Utility
480 | Corona | 1 | Conventional Hydroelectric | 2.9 | Electric Utility
481 | Perris | 1 | Conventional Hydroelectric | 7.9 | Electric Utility
482 | Rio Hondo | 1 | Conventional Hydroelectric | 1.9 | Electric Utility
483 | Coyote Creek | 1 | Conventional Hydroelectric | 3.1 | Electric Utility
484 | Red Mountain | 1 | Conventional Hydroelectric | 5.9 | Electric Utility
487 | Valley View | 1 | Conventional Hydroelectric | 4.1 | Electric Utility
745 | Etiwanda | 1 | Conventional Hydroelectric | 23.9 | Electric Utility
6643 | Greg Avenue | 1 | Conventional Hydroelectric | 1 | Electric Utility
6644 | Lake Mathews | 1 | Conventional Hydroelectric | 4.9 | Electric Utility
6645 | Foothill Feeder | 1 | Conventional Hydroelectric | 4.5 | Electric Utility
6645 | Foothill Feeder | 2 | Conventional Hydroelectric | 4.5 | Electric Utility
6646 | San Dimas | 1 | Conventional Hydroelectric | 9.9 | Electric Utility
6647 | Yorba Linda | 1 | Conventional Hydroelectric | 5.1 | Electric Utility
7942 | Diamond Valley Lake | 10 | Conventional Hydroelectric | 3.3 | Electric Utility
7942 | Diamond Valley Lake | 11 | Conventional Hydroelectric | 3.3 | Electric Utility
7942 | Diamond Valley Lake | 12 | Conventional Hydroelectric | 3.3 | Electric Utility
7942 | Diamond Valley Lake | 2 | Conventional Hydroelectric | 3.3 | Electric Utility
7942 | Diamond Valley Lake | 3 | Conventional Hydroelectric | 3.3 | Electric Utility
7942 | Diamond Valley Lake | 4 | Conventional Hydroelectric | 3.3 | Electric Utility
7942 | Diamond Valley Lake | 6 | Conventional Hydroelectric | 3.3 | Electric Utility
7942 | Diamond Valley Lake | 7 | Conventional Hydroelectric | 3.3 | Electric Utility
7942 | Diamond Valley Lake | 8 | Conventional Hydroelectric | 3.3 | Electric Utility
10066 | Lockwood Hydroelectric Facility | GEN1 | Conventional Hydroelectric | 0.8 | IPP Non-CHP
10066 | Lockwood Hydroelectric Facility | GEN2 | Conventional Hydroelectric | 0.8 | IPP Non-CHP
10066 | Lockwood Hydroelectric Facility | GEN3 | Conventional Hydroelectric | 0.8 | IPP Non-CHP
10066 | Lockwood Hydroelectric Facility | GEN4 | Conventional Hydroelectric | 0.8 | IPP Non-CHP
10066 | Lockwood Hydroelectric Facility | GEN5 | Conventional Hydroelectric | 0.8 | IPP Non-CHP
10066 | Lockwood Hydroelectric Facility | GEN6 | Conventional Hydroelectric | 0.8 | IPP Non-CHP
10066 | Lockwood Hydroelectric Facility | GEN7 | Conventional Hydroelectric | 2.4 | IPP Non-CHP
54623 | Central District Wastewater Treat Plant | 3A | Other Waste Biomass | 1.2 | Commercial CHP
54623 | Central District Wastewater Treat Plant | 4A | Other Waste Biomass | 1.2 | Commercial CHP
54624 | South District Wastewater Treatment Plt | 1A | Other Waste Biomass | 2 | Commercial CHP
54624 | South District Wastewater Treatment Plt | 2A | Other Waste Biomass | 2 | Commercial CHP
54624 | South District Wastewater Treatment Plt | 3A | Other Waste Biomass | 2 | Commercial CHP
54624 | South District Wastewater Treatment Plt | 4A | Other Waste Biomass | 2 | Commercial CHP
54872 | Milstead | GEN1 | Conventional Hydroelectric | 1 | IPP Non-CHP
10328 | T B Simon Power Plant | GEN1 | Natural Gas Steam Turbine | 12.5 | Commercial CHP
10328 | T B Simon Power Plant | GEN2 | Natural Gas Steam Turbine | 12.5 | Commercial CHP
10328 | T B Simon Power Plant | GEN3 | Natural Gas Steam Turbine | 15 | Commercial CHP
10328 | T B Simon Power Plant | GEN4 | Conventional Steam Coal | 21 | Commercial CHP
10328 | T B Simon Power Plant | GEN5 | Natural Gas Steam Turbine | 24 | Commercial CHP
10328 | T B Simon Power Plant | GEN6 | Natural Gas Fired Combustion Turbine | 14.3 | Commercial CHP
10501 | Mid-Set Cogeneration | K100 | Natural Gas Fired Combustion Turbine | 39.1 | IPP CHP
54812 | Mile 28 Water Power Project | 1 | Conventional Hydroelectric | 0.7 | IPP Non-CHP
54812 | Mile 28 Water Power Project | 2 | Conventional Hydroelectric | 0.7 | IPP Non-CHP
6072 | Grand Gulf | 1 | Nuclear | 1440 | Electric Utility
54805 | Milford Power LP | GT-1 | Natural Gas Fired Combined Cycle | 128.9 | IPP Non-CHP
54805 | Milford Power LP | ST-1 | Natural Gas Fired Combined Cycle | 49.1 | IPP Non-CHP
562 | Middletown | 10 | Petroleum Liquids | 18.5 | IPP Non-CHP
562 | Middletown | 2 | Petroleum Liquids | 113.6 | IPP Non-CHP
562 | Middletown | 3 | Petroleum Liquids | 239.4 | IPP Non-CHP
562 | Middletown | 4 | Petroleum Liquids | 414.9 | IPP Non-CHP
10745 | Midland Cogeneration Venture | 1G12 | Petroleum Liquids | 5.2 | IPP CHP
10745 | Midland Cogeneration Venture | BP15 | Natural Gas Fired Combined Cycle | 13.4 | IPP CHP
10745 | Midland Cogeneration Venture | GT10 | Natural Gas Fired Combined Cycle | 87.1 | IPP CHP
10745 | Midland Cogeneration Venture | GT11 | Natural Gas Fired Combined Cycle | 87.1 | IPP CHP
10745 | Midland Cogeneration Venture | GT12 | Natural Gas Fired Combined Cycle | 87.1 | IPP CHP
10745 | Midland Cogeneration Venture | GT13 | Natural Gas Fired Combined Cycle | 87.1 | IPP CHP
10745 | Midland Cogeneration Venture | GT14 | Natural Gas Fired Combined Cycle | 87.1 | IPP CHP
10745 | Midland Cogeneration Venture | GT3 | Natural Gas Fired Combined Cycle | 87.1 | IPP CHP
10745 | Midland Cogeneration Venture | GT4 | Natural Gas Fired Combined Cycle | 87.1 | IPP CHP
10745 | Midland Cogeneration Venture | GT5 | Natural Gas Fired Combined Cycle | 87.1 | IPP CHP
10745 | Midland Cogeneration Venture | GT6 | Natural Gas Fired Combined Cycle | 87.1 | IPP CHP
10745 | Midland Cogeneration Venture | GT7 | Natural Gas Fired Combined Cycle | 87.1 | IPP CHP
10745 | Midland Cogeneration Venture | GT8 | Natural Gas Fired Combined Cycle | 87.1 | IPP CHP
10745 | Midland Cogeneration Venture | GT9 | Natural Gas Fired Combined Cycle | 87.1 | IPP CHP
10745 | Midland Cogeneration Venture | ST1 | Natural Gas Fired Combined Cycle | 410 | IPP CHP
10745 | Midland Cogeneration Venture | ST2 | Natural Gas Fired Combined Cycle | 380 | IPP CHP
55091 | Midlothian Energy Facility | STK1 | Natural Gas Fired Combined Cycle | 289 | IPP Non-CHP
55091 | Midlothian Energy Facility | STK2 | Natural Gas Fired Combined Cycle | 289 | IPP Non-CHP
55091 | Midlothian Energy Facility | STK3 | Natural Gas Fired Combined Cycle | 289 | IPP Non-CHP
55091 | Midlothian Energy Facility | STK4 | Natural Gas Fired Combined Cycle | 289 | IPP Non-CHP
55091 | Midlothian Energy Facility | STK5 | Natural Gas Fired Combined Cycle | 289 | IPP Non-CHP
55091 | Midlothian Energy Facility | STK6 | Natural Gas Fired Combined Cycle | 289 | IPP Non-CHP
50917 | Middle Fork Irrigation District | GEN1 | Conventional Hydroelectric | 2 | IPP Non-CHP
50917 | Middle Fork Irrigation District | GEN2 | Conventional Hydroelectric | 0.5 | IPP Non-CHP
50917 | Middle Fork Irrigation District | GEN3 | Conventional Hydroelectric | 0.8 | IPP Non-CHP
1224 | Bird City | 1 | Petroleum Liquids | 2 | Electric Utility
1224 | Bird City | 2 | Petroleum Liquids | 2 | Electric Utility
1225 | Colby | GT1 | Natural Gas Fired Combustion Turbine | 16 | Electric Utility
56497 | Goodman Energy Center | 1 | Natural Gas Internal Combustion Engine | 8.4 | Electric Utility
56497 | Goodman Energy Center | 2 | Natural Gas Internal Combustion Engine | 8.4 | Electric Utility
56497 | Goodman Energy Center | 3 | Natural Gas Internal Combustion Engine | 8.4 | Electric Utility
56497 | Goodman Energy Center | 4 | Natural Gas Internal Combustion Engine | 8.4 | Electric Utility
56497 | Goodman Energy Center | 5 | Natural Gas Internal Combustion Engine | 8.4 | Electric Utility
56497 | Goodman Energy Center | 6 | Natural Gas Internal Combustion Engine | 8.4 | Electric Utility
56497 | Goodman Energy Center | 7 | Natural Gas Internal Combustion Engine | 8.4 | Electric Utility
56497 | Goodman Energy Center | 8 | Natural Gas Internal Combustion Engine | 8.4 | Electric Utility
56497 | Goodman Energy Center | 9 | Natural Gas Internal Combustion Engine | 8.4 | Electric Utility
1164 | Milford | 1 | Petroleum Liquids | 0.6 | Electric Utility
1164 | Milford | 4 | Petroleum Liquids | 0.5 | Electric Utility
1164 | Milford | 5 | Petroleum Liquids | 1.8 | Electric Utility
1164 | Milford | 6 | Petroleum Liquids | 1.8 | Electric Utility
1164 | Milford | 7 | Petroleum Liquids | 1.8 | Electric Utility
55805 | Mill Run Windpower | G1 | Onshore Wind Turbine | 15 | IPP Non-CHP
55040 | Mid-Georgia Cogeneration Facility | CT1 | Natural Gas Fired Combined Cycle | 106.5 | IPP CHP
55040 | Mid-Georgia Cogeneration Facility | CT2 | Natural Gas Fired Combined Cycle | 106.5 | IPP CHP
55040 | Mid-Georgia Cogeneration Facility | ST1 | Natural Gas Fired Combined Cycle | 110 | IPP CHP
55126 | Milford Power Project | CA01 | Natural Gas Fired Combined Cycle | 289 | IPP Non-CHP
55126 | Milford Power Project | CA02 | Natural Gas Fired Combined Cycle | 289 | IPP Non-CHP
56002 | Minwind | 1 | Onshore Wind Turbine | 3.8 | IPP Non-CHP
56123 | Minwind 3-9 | 1 | Onshore Wind Turbine | 11.5 | IPP Non-CHP
10550 | High Shoals Hydro (NC) | GEN1 | Conventional Hydroelectric | 1.8 | IPP Non-CHP
54851 | MMSD Jones Island Wastewater | GEN1 | Natural Gas Fired Combustion Turbine | 17.5 | Commercial CHP
54851 | MMSD Jones Island Wastewater | SOL1 | Landfill Gas | 4.6 | Commercial CHP
54851 | MMSD Jones Island Wastewater | SOL2 | Landfill Gas | 4.6 | Commercial CHP
54851 | MMSD Jones Island Wastewater | SOL3 | Landfill Gas | 4.6 | Commercial CHP
55525 | MMSD South Shore Wastewater | 1 | Other Waste Biomass | 1.5 | Commercial CHP
55525 | MMSD South Shore Wastewater | 1CAT | Other Waste Biomass | 0.9 | Commercial CHP
55525 | MMSD South Shore Wastewater | 2CAT | Other Waste Biomass | 0.9 | Commercial CHP
55525 | MMSD South Shore Wastewater | 3CAT | Other Waste Biomass | 0.9 | Commercial CHP
55525 | MMSD South Shore Wastewater | 4CAT | Other Waste Biomass | 0.9 | Commercial CHP
1447 | Minden | 1 | Natural Gas Steam Turbine | 12.5 | Electric Utility
1447 | Minden | 2 | Natural Gas Steam Turbine | 12.5 | Electric Utility
1447 | Minden | 3 | Petroleum Liquids | 2.5 | Electric Utility
1447 | Minden | 4 | Petroleum Liquids | 2.5 | Electric Utility
1447 | Minden | 5 | Petroleum Liquids | 1.4 | Electric Utility
1447 | Minden | 6 | Petroleum Liquids | 2 | Electric Utility
1447 | Minden | 7 | Petroleum Liquids | 2 | Electric Utility
1571 | Chalk Point LLC | 3 | Petroleum Liquids | 659 | IPP Non-CHP
1571 | Chalk Point LLC | 4 | Petroleum Liquids | 659 | IPP Non-CHP
1571 | Chalk Point LLC | GT1 | Petroleum Liquids | 16 | IPP Non-CHP
1571 | Chalk Point LLC | GT2 | Petroleum Liquids | 35 | IPP Non-CHP
1571 | Chalk Point LLC | GT3 | Petroleum Liquids | 103 | IPP Non-CHP
1571 | Chalk Point LLC | GT4 | Petroleum Liquids | 103 | IPP Non-CHP
1571 | Chalk Point LLC | GT5 | Petroleum Liquids | 125 | IPP Non-CHP
1571 | Chalk Point LLC | GT6 | Petroleum Liquids | 125 | IPP Non-CHP
1571 | Chalk Point LLC | SGT1 | Petroleum Liquids | 94 | IPP Non-CHP
1571 | Chalk Point LLC | ST1 | Conventional Steam Coal | 364 | IPP Non-CHP
1571 | Chalk Point LLC | ST2 | Conventional Steam Coal | 364 | IPP Non-CHP
271 | Pittsburg Power | 5 | Natural Gas Steam Turbine | 326.4 | IPP Non-CHP
271 | Pittsburg Power | 6 | Natural Gas Steam Turbine | 326.4 | IPP Non-CHP
271 | Pittsburg Power | 7 | Natural Gas Steam Turbine | 751.1 | IPP Non-CHP
10184 | Central Utility Plant | EG1 | Natural Gas Internal Combustion Engine | 6 | Commercial CHP
10184 | Central Utility Plant | EG2 | Natural Gas Internal Combustion Engine | 6 | Commercial CHP
10184 | Central Utility Plant | TG1 | Natural Gas Steam Turbine | 2.3 | Commercial CHP
378 | Prairie River | 1 | Conventional Hydroelectric | 0.7 | Electric Utility
378 | Prairie River | 2 | Conventional Hydroelectric | 0.3 | Electric Utility
1891 | Syl Laskin | 1 | Conventional Steam Coal | 58 | Electric Utility
1891 | Syl Laskin | 2 | Conventional Steam Coal | 58 | Electric Utility
1892 | Blanchard | 1 | Conventional Hydroelectric | 6 | Electric Utility
1892 | Blanchard | 2 | Conventional Hydroelectric | 6 | Electric Utility
1892 | Blanchard | 3 | Conventional Hydroelectric | 6 | Electric Utility
1893 | Clay Boswell | 1 | Conventional Steam Coal | 75 | Electric Utility
1893 | Clay Boswell | 2 | Conventional Steam Coal | 75 | Electric Utility
1893 | Clay Boswell | 3 | Conventional Steam Coal | 364.5 | Electric Utility
1893 | Clay Boswell | 4 | Conventional Steam Coal | 558 | Electric Utility
1893 | Clay Boswell | D4 | Petroleum Liquids | 0.8 | Electric Utility
1894 | Fond Du Lac | 1 | Conventional Hydroelectric | 12 | Electric Utility
1895 | Knife Falls | 1 | Conventional Hydroelectric | 0.8 | Electric Utility
1895 | Knife Falls | 2 | Conventional Hydroelectric | 0.8 | Electric Utility
1895 | Knife Falls | 3 | Conventional Hydroelectric | 0.8 | Electric Utility
1896 | Little Falls (MN) | 1 | Conventional Hydroelectric | 0.8 | Electric Utility
1896 | Little Falls (MN) | 2 | Conventional Hydroelectric | 0.8 | Electric Utility
1896 | Little Falls (MN) | 3 | Conventional Hydroelectric | 1 | Electric Utility
1896 | Little Falls (MN) | 4 | Conventional Hydroelectric | 1.2 | Electric Utility
1896 | Little Falls (MN) | 5 | Conventional Hydroelectric | 0.4 | Electric Utility
1896 | Little Falls (MN) | 6 | Conventional Hydroelectric | 0.4 | Electric Utility
1897 | M L Hibbard | 3 | Wood/Wood Waste Biomass | 35.3 | Commercial CHP
1897 | M L Hibbard | 4 | Wood/Wood Waste Biomass | 37.5 | Commercial CHP
1898 | Pillager | 1 | Conventional Hydroelectric | 0.8 | Electric Utility
1898 | Pillager | 2 | Conventional Hydroelectric | 0.8 | Electric Utility
1899 | Scanlon | 1 | Conventional Hydroelectric | 0.4 | Electric Utility
1899 | Scanlon | 2 | Conventional Hydroelectric | 0.4 | Electric Utility
1899 | Scanlon | 3 | Conventional Hydroelectric | 0.4 | Electric Utility
1899 | Scanlon | 4 | Conventional Hydroelectric | 0.4 | Electric Utility
1900 | Sylvan | 1 | Conventional Hydroelectric | 0.6 | Electric Utility
1900 | Sylvan | 2 | Conventional Hydroelectric | 0.6 | Electric Utility
1900 | Sylvan | 3 | Conventional Hydroelectric | 0.6 | Electric Utility
1901 | Thomson | 1 | Conventional Hydroelectric | 13 | Electric Utility
1901 | Thomson | 2 | Conventional Hydroelectric | 13 | Electric Utility
1901 | Thomson | 3 | Conventional Hydroelectric | 13 | Electric Utility
1901 | Thomson | 4 | Conventional Hydroelectric | 10.8 | Electric Utility
1901 | Thomson | 5 | Conventional Hydroelectric | 10.8 | Electric Utility
1901 | Thomson | 6 | Conventional Hydroelectric | 12 | Electric Utility
1902 | Winton | 2 | Conventional Hydroelectric | 2 | Electric Utility
1902 | Winton | 3 | Conventional Hydroelectric | 2 | Electric Utility
10075 | Taconite Harbor Energy Center | GEN1 | Conventional Steam Coal | 84 | Electric Utility
10075 | Taconite Harbor Energy Center | GEN2 | Conventional Steam Coal | 84 | Electric Utility
10075 | Taconite Harbor Energy Center | GEN3 | Conventional Steam Coal | 84 | Electric Utility
10686 | Rapids Energy Center | 6 | Wood/Wood Waste Biomass | 12.5 | Electric Utility
10686 | Rapids Energy Center | 7 | Wood/Wood Waste Biomass | 14 | Electric Utility
10686 | Rapids Energy Center | HYD | Conventional Hydroelectric | 1.9 | Electric Utility
56630 | Taconite Ridge 1 Wind Energy Center | 1 | Onshore Wind Turbine | 25 | Electric Utility
57038 | Bison I Wind Energy Center | PHS1 | Onshore Wind Turbine | 36.8 | Electric Utility
57038 | Bison I Wind Energy Center | PHS2 | Onshore Wind Turbine | 42.7 | Electric Utility
57800 | Bison 2 Wind Energy Center | BISO2 | Onshore Wind Turbine | 105 | Electric Utility
57801 | Bison 3 Wind Energy Center | BISO3 | Onshore Wind Turbine | 105 | Electric Utility
1572 | Dickerson | 2 | Conventional Steam Coal | 196 | IPP Non-CHP
1572 | Dickerson | 3 | Conventional Steam Coal | 196 | IPP Non-CHP
1572 | Dickerson | GT1 | Petroleum Liquids | 19 | IPP Non-CHP
1572 | Dickerson | GT2 | Natural Gas Fired Combustion Turbine | 163 | IPP Non-CHP
1572 | Dickerson | GT3 | Natural Gas Fired Combustion Turbine | 163 | IPP Non-CHP
1572 | Dickerson | ST1 | Conventional Steam Coal | 196 | IPP Non-CHP
1573 | Morgantown Generating Plant | 3 | Petroleum Liquids | 65 | IPP Non-CHP
1573 | Morgantown Generating Plant | 4 | Petroleum Liquids | 65 | IPP Non-CHP
1573 | Morgantown Generating Plant | 5 | Petroleum Liquids | 65 | IPP Non-CHP
1573 | Morgantown Generating Plant | 6 | Petroleum Liquids | 65 | IPP Non-CHP
1573 | Morgantown Generating Plant | GT1 | Petroleum Liquids | 18 | IPP Non-CHP
1573 | Morgantown Generating Plant | GT2 | Petroleum Liquids | 18 | IPP Non-CHP
1573 | Morgantown Generating Plant | ST1 | Conventional Steam Coal | 626 | IPP Non-CHP
1573 | Morgantown Generating Plant | ST2 | Conventional Steam Coal | 626 | IPP Non-CHP
2823 | Milton R Young | 1 | Conventional Steam Coal | 257 | Electric Utility
2823 | Milton R Young | 2 | Conventional Steam Coal | 477 | Electric Utility
7844 | Minnesota River | UOO1 | Natural Gas Fired Combustion Turbine | 49 | Electric Utility
56164 | Faribault Energy Park | EU01 | Natural Gas Fired Combined Cycle | 212.5 | Electric Utility
56164 | Faribault Energy Park | HRSG | Natural Gas Fired Combined Cycle | 122 | Electric Utility
57432 | Oak Glen Wind Farm | 1 | Onshore Wind Turbine | 44 | Electric Utility
56478 | MJMEUC Generating Station #1 | 0001 | Natural Gas Fired Combustion Turbine | 13.3 | Electric Utility
2050 | Baxter Wilson | 1 | Natural Gas Steam Turbine | 544.6 | Electric Utility
2050 | Baxter Wilson | 2 | Natural Gas Steam Turbine | 783 | Electric Utility
2053 | Rex Brown | 3 | Natural Gas Steam Turbine | 66 | Electric Utility
2053 | Rex Brown | 4 | Natural Gas Steam Turbine | 238.7 | Electric Utility
2053 | Rex Brown | GT1 | Petroleum Liquids | 10 | Electric Utility
8054 | Gerald Andrus | 1 | Natural Gas Steam Turbine | 781.4 | Electric Utility
55218 | Hinds Energy Facility | H01 | Natural Gas Fired Combined Cycle | 176.6 | Electric Utility
55218 | Hinds Energy Facility | H02 | Natural Gas Fired Combined Cycle | 176.6 | Electric Utility
55218 | Hinds Energy Facility | H03 | All Other | 198.1 | Electric Utility
55220 | Attala | A01 | Natural Gas Fired Combined Cycle | 176.6 | Electric Utility
55220 | Attala | A02 | Natural Gas Fired Combined Cycle | 176.6 | Electric Utility
55220 | Attala | A03 | Natural Gas Fired Combined Cycle | 198.1 | Electric Utility
2047 | Chevron Oil | 1 | Natural Gas Fired Combustion Turbine | 16.6 | Electric Utility
2047 | Chevron Oil | 2 | Natural Gas Fired Combustion Turbine | 16.6 | Electric Utility
2047 | Chevron Oil | 3 | Natural Gas Fired Combustion Turbine | 18 | Electric Utility
2047 | Chevron Oil | 4 | Natural Gas Fired Combustion Turbine | 18 | Electric Utility
2047 | Chevron Oil | 5 | Natural Gas Fired Combustion Turbine | 101.3 | Electric Utility
2048 | Sweatt | 1 | Natural Gas Steam Turbine | 46 | Electric Utility
2048 | Sweatt | 2 | Natural Gas Steam Turbine | 49 | Electric Utility
2048 | Sweatt | A | Natural Gas Fired Combustion Turbine | 41.9 | Electric Utility
2049 | Jack Watson | 1 | Natural Gas Steam Turbine | 93.8 | Electric Utility
2049 | Jack Watson | 2 | Natural Gas Steam Turbine | 93.8 | Electric Utility
2049 | Jack Watson | 3 | Natural Gas Steam Turbine | 108.8 | Electric Utility
2049 | Jack Watson | 4 | Conventional Steam Coal | 299.2 | Electric Utility
2049 | Jack Watson | 5 | Conventional Steam Coal | 578 | Electric Utility
2049 | Jack Watson | A | Natural Gas Fired Combustion Turbine | 41.9 | Electric Utility
6073 | Victor J Daniel Jr | 1 | Conventional Steam Coal | 548.3 | Electric Utility
6073 | Victor J Daniel Jr | 2 | Conventional Steam Coal | 548.3 | Electric Utility
6073 | Victor J Daniel Jr | 3 | Natural Gas Fired Combined Cycle | 185.5 | Electric Utility
6073 | Victor J Daniel Jr | 3CT | Natural Gas Fired Combined Cycle | 185.5 | Electric Utility
6073 | Victor J Daniel Jr | 3ST | Natural Gas Fired Combined Cycle | 195.2 | Electric Utility
6073 | Victor J Daniel Jr | 4 | Natural Gas Fired Combined Cycle | 185.5 | Electric Utility
6073 | Victor J Daniel Jr | 4CT | Natural Gas Fired Combined Cycle | 185.5 | Electric Utility
6073 | Victor J Daniel Jr | 4ST | Natural Gas Fired Combined Cycle | 195.2 | Electric Utility
57037 | Kemper County IGCC Project | 1A | Natural Gas Fired Combined Cycle | 235.5 | Electric Utility
57037 | Kemper County IGCC Project | 1B | Natural Gas Fired Combined Cycle | 235.5 | Electric Utility
57037 | Kemper County IGCC Project | 1C | Natural Gas Fired Combined Cycle | 369 | Electric Utility
52169 | Midway Sunset Cogen | A | Natural Gas Fired Combustion Turbine | 78 | Industrial CHP
52169 | Midway Sunset Cogen | B | Natural Gas Fired Combustion Turbine | 78 | Industrial CHP
52169 | Midway Sunset Cogen | C | Natural Gas Fired Combustion Turbine | 78 | Industrial CHP
54203 | Mississippi Baptist Medical Center | A | Natural Gas Fired Combustion Turbine | 4.2 | Commercial CHP
7247 | Watertown Power Plant | 1 | Petroleum Liquids | 67.5 | Electric Utility
55079 | Millennium Power | CT01 | Natural Gas Fired Combined Cycle | 230 | IPP Non-CHP
55079 | Millennium Power | ST01 | Natural Gas Fired Combined Cycle | 130 | IPP Non-CHP
50624 | ExxonMobil Oil Torrance Refinery | EXP1 | All Other | 7.5 | Industrial CHP
50624 | ExxonMobil Oil Torrance Refinery | GTG1 | Natural Gas Fired Combustion Turbine | 22.5 | Industrial CHP
50624 | ExxonMobil Oil Torrance Refinery | STG1 | All Other | 19.3 | Industrial CHP
55241 | Hog Bayou Energy Center | CT01 | Natural Gas Fired Combined Cycle | 200 | IPP Non-CHP
55241 | Hog Bayou Energy Center | ST01 | Natural Gas Fired Combined Cycle | 80 | IPP Non-CHP
151 | McClure | 1 | Petroleum Liquids | 71.2 | Electric Utility
151 | McClure | 2 | Natural Gas Fired Combustion Turbine | 71.2 | Electric Utility
7266 | Woodland | 2 | Natural Gas Fired Combined Cycle | 37.7 | Electric Utility
7266 | Woodland | 3 | Natural Gas Fired Combined Cycle | 60.5 | Electric Utility
7266 | Woodland | 3A | Natural Gas Internal Combustion Engine | 8.4 | Electric Utility
7266 | Woodland | 3B | Natural Gas Internal Combustion Engine | 8.4 | Electric Utility
7266 | Woodland | 3C | Natural Gas Internal Combustion Engine | 8.4 | Electric Utility
7266 | Woodland | 3D | Natural Gas Internal Combustion Engine | 8.4 | Electric Utility
7266 | Woodland | 3E | Natural Gas Internal Combustion Engine | 8.4 | Electric Utility
7266 | Woodland | 3F | Natural Gas Internal Combustion Engine | 8.4 | Electric Utility
7266 | Woodland | NA1 | Natural Gas Fired Combustion Turbine | 50.4 | Electric Utility
50755 | New Hogan Power Plant | GEN1 | Conventional Hydroelectric | 2 | Electric Utility
50755 | New Hogan Power Plant | GEN2 | Conventional Hydroelectric | 1 | Electric Utility
56135 | Ripon Generation Station | 1 | Natural Gas Fired Combustion Turbine | 60.5 | Electric Utility
56135 | Ripon Generation Station | 2 | Natural Gas Fired Combustion Turbine | 60.5 | Electric Utility
55757 | Model City Energy Facility | GEN1 | Landfill Gas | 0.8 | IPP Non-CHP
55757 | Model City Energy Facility | GEN2 | Landfill Gas | 0.8 | IPP Non-CHP
55757 | Model City Energy Facility | GEN3 | Landfill Gas | 0.8 | IPP Non-CHP
55757 | Model City Energy Facility | GEN4 | Landfill Gas | 0.8 | IPP Non-CHP
55757 | Model City Energy Facility | GEN5 | Landfill Gas | 0.8 | IPP Non-CHP
55757 | Model City Energy Facility | GEN6 | Landfill Gas | 0.8 | IPP Non-CHP
55757 | Model City Energy Facility | GEN7 | Landfill Gas | 0.8 | IPP Non-CHP
55618 | Monmouth Landfill Gas to Energy | GEN1 | Landfill Gas | 4.9 | IPP Non-CHP
55618 | Monmouth Landfill Gas to Energy | GEN2 | Landfill Gas | 4.9 | IPP Non-CHP
2625 | Bowline Point | 1 | Natural Gas Steam Turbine | 621 | IPP Non-CHP
2625 | Bowline Point | 2 | Natural Gas Steam Turbine | 621 | IPP Non-CHP
3943 | FirstEnergy Fort Martin Power Station | 1 | Conventional Steam Coal | 576 | Electric Utility
3943 | FirstEnergy Fort Martin Power Station | 2 | Conventional Steam Coal | 576 | Electric Utility
2146 | Monroe (MO) | 10 | Petroleum Liquids | 1.6 | Electric Utility
2146 | Monroe (MO) | 11 | Petroleum Liquids | 1.8 | Electric Utility
2146 | Monroe (MO) | 12 | Petroleum Liquids | 1.8 | Electric Utility
2146 | Monroe (MO) | 5 | Petroleum Liquids | 2 | Electric Utility
2146 | Monroe (MO) | 8 | Petroleum Liquids | 1.6 | Electric Utility
2146 | Monroe (MO) | 9 | Petroleum Liquids | 1.6 | Electric Utility
4259 | Endicott Station | 1 | Conventional Steam Coal | 55 | Electric Utility
10305 | Dutchess Cnty Resource Recovery Facility | GEN1 | Municipal Solid Waste | 9.2 | Commercial CHP
1165 | Montezuma | 1 | Petroleum Liquids | 0.2 | Electric Utility
1165 | Montezuma | 10 | Petroleum Liquids | 0.2 | Electric Utility
1165 | Montezuma | 4 | Petroleum Liquids | 0.5 | Electric Utility
1165 | Montezuma | 5 | Petroleum Liquids | 1.1 | Electric Utility
1165 | Montezuma | 6 | Natural Gas Internal Combustion Engine | 1.7 | Electric Utility
1165 | Montezuma | 7 | Natural Gas Internal Combustion Engine | 2.5 | Electric Utility
1165 | Montezuma | 8 | Petroleum Liquids | 1.8 | Electric Utility
1165 | Montezuma | 9 | Petroleum Liquids | 1.8 | Electric Utility
50352 | Nacimiento Hydro Project | 1 | Conventional Hydroelectric | 4 | IPP Non-CHP
50352 | Nacimiento Hydro Project | 2 | Conventional Hydroelectric | 0.4 | IPP Non-CHP
3704 | Uintah | 1 | Conventional Hydroelectric | 0.6 | Electric Utility
3704 | Uintah | 2 | Conventional Hydroelectric | 0.6 | Electric Utility
10748 | Marina Landfill Gas | U1C06 | Landfill Gas | 1.6 | Commercial Non-CHP
10748 | Marina Landfill Gas | U2J02 | Landfill Gas | 1 | Commercial Non-CHP
10748 | Marina Landfill Gas | U3J98 | Landfill Gas | 1 | Commercial Non-CHP
10748 | Marina Landfill Gas | U4J08 | Landfill Gas | 1.4 | Commercial Non-CHP
7855 | Moorhead Wind Turbine | 8 | Onshore Wind Turbine | 0.7 | Electric Utility
7855 | Moorhead Wind Turbine | 9 | Onshore Wind Turbine | 0.7 | Electric Utility
57910 | Centennial Generating Station | 1 | Petroleum Liquids | 2.3 | Electric Utility
57910 | Centennial Generating Station | 2 | Petroleum Liquids | 2.3 | Electric Utility
57910 | Centennial Generating Station | 3 | Petroleum Liquids | 2.3 | Electric Utility
57910 | Centennial Generating Station | 4 | Petroleum Liquids | 2.3 | Electric Utility
57910 | Centennial Generating Station | 5 | Petroleum Liquids | 2.3 | Electric Utility
1996 | Moose Lake | 1 | Petroleum Liquids | 1.3 | Electric Utility
1996 | Moose Lake | 2 | Petroleum Liquids | 1.1 | Electric Utility
1996 | Moose Lake | 4 | Petroleum Liquids | 1.3 | Electric Utility
1996 | Moose Lake | 5 | Petroleum Liquids | 2.1 | Electric Utility
1996 | Moose Lake | 6 | Petroleum Liquids | 2.1 | Electric Utility
1996 | Moose Lake | 7 | Petroleum Liquids | 2.1 | Electric Utility
1997 | Mora | 2 | Natural Gas Internal Combustion Engine | 1.1 | Electric Utility
1997 | Mora | 5 | Natural Gas Internal Combustion Engine | 5.7 | Electric Utility
1997 | Mora | 6 | Natural Gas Internal Combustion Engine | 7 | Electric Utility
55534 | Water Filter Plant #2 | 1299 | Petroleum Liquids | 1.8 | Electric Utility
56553 | Catawba River Pollution Control | 1234 | Petroleum Liquids | 1.3 | Commercial Non-CHP
56892 | Silver Creek Lift Station | 1255 | Petroleum Liquids | 0.2 | Electric Utility
10743 | Morgantown Energy Facility | GEN1 | Conventional Steam Coal | 68.9 | IPP CHP
50973 | Motiva Enterprises Port Arthur Refinery | GN31 | Natural Gas Fired Combined Cycle | 10 | Industrial CHP
50973 | Motiva Enterprises Port Arthur Refinery | GN32 | Natural Gas Fired Combined Cycle | 15.6 | Industrial CHP
50973 | Motiva Enterprises Port Arthur Refinery | GN33 | Natural Gas Fired Combined Cycle | 25.5 | Industrial CHP
50973 | Motiva Enterprises Port Arthur Refinery | GN34 | Natural Gas Fired Combustion Turbine | 18.8 | Industrial CHP
50973 | Motiva Enterprises Port Arthur Refinery | GN35 | Natural Gas Fired Combined Cycle | 40.5 | Industrial CHP
50973 | Motiva Enterprises Port Arthur Refinery | GN41 | Natural Gas Fired Combined Cycle | 41.6 | Industrial CHP
50973 | Motiva Enterprises Port Arthur Refinery | GN42 | Natural Gas Fired Combined Cycle | 41.6 | Industrial CHP
50973 | Motiva Enterprises Port Arthur Refinery | GN43 | Natural Gas Fired Combined Cycle | 41.6 | Industrial CHP
50973 | Motiva Enterprises Port Arthur Refinery | GN44 | Natural Gas Fired Combined Cycle | 41.6 | Industrial CHP
54335 | Morton Salt Rittman | GEN1 | Conventional Steam Coal | 1.5 | Industrial CHP
678 | W K Sanders | 1 | Conventional Hydroelectric | 0.9 | Electric Utility
678 | W K Sanders | 2 | Conventional Hydroelectric | 0.9 | Electric Utility
3764 | Morrisville | 1 | Conventional Hydroelectric | 0.6 | Electric Utility
3764 | Morrisville | 2 | Conventional Hydroelectric | 1.2 | Electric Utility
3765 | Cadys Falls | 1 | Conventional Hydroelectric | 0.8 | Electric Utility
3765 | Cadys Falls | 2 | Conventional Hydroelectric | 0.8 | Electric Utility
50614 | Expera Specialty Solutions - Mosinee Mill | GEN1 | Wood/Wood Waste Biomass | 15 | Industrial CHP
50614 | Expera Specialty Solutions - Mosinee Mill | HYD1 | Conventional Hydroelectric | 2.2 | Industrial CHP
50614 | Expera Specialty Solutions - Mosinee Mill | HYD2 | Conventional Hydroelectric | 0.6 | Industrial CHP
50614 | Expera Specialty Solutions - Mosinee Mill | HYD3 | Conventional Hydroelectric | 0.6 | Industrial CHP
50614 | Expera Specialty Solutions - Mosinee Mill | WEST | Wood/Wood Waste Biomass | 5 | Industrial CHP
7015 | Unit 4 | 1 | Conventional Hydroelectric | 1.5 | Electric Utility
1166 | Mt Pleasant | 1 | Petroleum Liquids | 2 | Electric Utility
1166 | Mt Pleasant | 10 | Petroleum Liquids | 2 | Electric Utility
1166 | Mt Pleasant | 11 | Petroleum Liquids | 2 | Electric Utility
1166 | Mt Pleasant | 12 | Petroleum Liquids | 2 | Electric Utility
1166 | Mt Pleasant | 2 | Petroleum Liquids | 2 | Electric Utility
1166 | Mt Pleasant | 3 | Petroleum Liquids | 2 | Electric Utility
1166 | Mt Pleasant | 4A | Petroleum Liquids | 2 | Electric Utility
1166 | Mt Pleasant | 5A | Petroleum Liquids | 2 | Electric Utility
1166 | Mt Pleasant | 6 | Petroleum Liquids | 2 | Electric Utility
1166 | Mt Pleasant | 7 | Petroleum Liquids | 2 | Electric Utility
1166 | Mt Pleasant | 8 | Petroleum Liquids | 2 | Electric Utility
1166 | Mt Pleasant | 9 | Petroleum Liquids | 2 | Electric Utility
1998 | Mountain Lake | 2 | Petroleum Liquids | 1.1 | Electric Utility
1998 | Mountain Lake | 4 | Petroleum Liquids | 2 | Electric Utility
1998 | Mountain Lake | 5 | Petroleum Liquids | 1.3 | Electric Utility
1998 | Mountain Lake | 6 | Petroleum Liquids | 1.8 | Electric Utility
1998 | Mountain Lake | 7 | Petroleum Liquids | 1.8 | Electric Utility
1998 | Mountain Lake | 8 | Onshore Wind Turbine | 1.2 | Electric Utility
54626 | Mt Poso Cogeneration | TG01 | Wood/Wood Waste Biomass | 62 | IPP CHP
1308 | Mulvane Power Plant | 1 | Petroleum Liquids | 0.3 | Electric Utility
1308 | Mulvane Power Plant | 2 | Petroleum Liquids | 0.3 | Electric Utility
1308 | Mulvane Power Plant | 3 | Natural Gas Internal Combustion Engine | 1.3 | Electric Utility
1308 | Mulvane Power Plant | 4 | Natural Gas Internal Combustion Engine | 1.3 | Electric Utility
1308 | Mulvane Power Plant | 5 | Petroleum Liquids | 0.8 | Electric Utility
1308 | Mulvane Power Plant | 6 | Natural Gas Internal Combustion Engine | 2 | Electric Utility
1308 | Mulvane Power Plant | 7 | Petroleum Liquids | 0.6 | Electric Utility
1308 | Mulvane Power Plant | 8 | Petroleum Liquids | 0.6 | Electric Utility
7976 | Mulvane 2 | 10 | Petroleum Liquids | 4.1 | Electric Utility
7976 | Mulvane 2 | 11 | Petroleum Liquids | 4.1 | Electric Utility
7976 | Mulvane 2 | 9 | Petroleum Liquids | 1 | Electric Utility
7946 | Wansley Unit 9 | CT1 | Natural Gas Fired Combined Cycle | 171 | Electric Utility
7946 | Wansley Unit 9 | CT2 | Natural Gas Fired Combined Cycle | 171 | Electric Utility
7946 | Wansley Unit 9 | ST1 | Natural Gas Fired Combined Cycle | 226 | Electric Utility
55002 | Murphy-Brown LLC | 01 | Petroleum Liquids | 1.2 | Industrial Non-CHP
55002 | Murphy-Brown LLC | 02 | Petroleum Liquids | 1.2 | Industrial Non-CHP
6537 | Little Cottonwood | 1 | Conventional Hydroelectric | 2.4 | Electric Utility
6537 | Little Cottonwood | 2 | Conventional Hydroelectric | 2.4 | Electric Utility
8010 | Murray Turbine | 1 | Natural Gas Fired Combustion Turbine | 14 | Electric Utility
8010 | Murray Turbine | 2 | Natural Gas Fired Combustion Turbine | 14 | Electric Utility
8010 | Murray Turbine | 3 | Natural Gas Fired Combustion Turbine | 14 | Electric Utility
1167 | Muscatine Plant #1 | 7 | Conventional Steam Coal | 25 | Electric Utility
1167 | Muscatine Plant #1 | 8 | Conventional Steam Coal | 75 | Electric Utility
1167 | Muscatine Plant #1 | 8A | Conventional Steam Coal | 18 | Electric Utility
1167 | Muscatine Plant #1 | 9 | Conventional Steam Coal | 175.5 | Electric Utility
55027 | Papillion Creek Wastewater | 951 | Other Waste Biomass | 0.5 | Commercial CHP
55027 | Papillion Creek Wastewater | 952 | Other Waste Biomass | 0.5 | Commercial CHP
55027 | Papillion Creek Wastewater | 953 | Other Waste Biomass | 0.5 | Commercial CHP
55033 | Missouri River Wastewater Treatment | 6013 | Other Waste Biomass | 1 | Commercial CHP
55033 | Missouri River Wastewater Treatment | 6101 | Other Waste Biomass | 1 | Commercial CHP
55033 | Missouri River Wastewater Treatment | 6102 | Other Waste Biomass | 1 | Commercial CHP
2549 | C R Huntley Generating Station | 67 | Conventional Steam Coal | 200 | IPP Non-CHP
2549 | C R Huntley Generating Station | S68 | Conventional Steam Coal | 200 | IPP Non-CHP
2490 | Arthur Kill Generating Station | 2 | Natural Gas Steam Turbine | 342 | IPP Non-CHP
2490 | Arthur Kill Generating Station | 3 | Natural Gas Steam Turbine | 535.5 | IPP Non-CHP
2490 | Arthur Kill Generating Station | GT1 | Natural Gas Fired Combustion Turbine | 18 | IPP Non-CHP
55494 | Tri Center Naniwa Energy | CT3 | Natural Gas Fired Combustion Turbine | 64 | IPP Non-CHP
55494 | Tri Center Naniwa Energy | CT4 | Natural Gas Fired Combustion Turbine | 64 | IPP Non-CHP
55494 | Tri Center Naniwa Energy | CT5 | Natural Gas Fired Combustion Turbine | 62 | IPP Non-CHP
55494 | Tri Center Naniwa Energy | CT6 | Natural Gas Fired Combustion Turbine | 62 | IPP Non-CHP
6301 | Naknek | 4A | Petroleum Liquids | 1.3 | Electric Utility
6301 | Naknek | 5A | Petroleum Liquids | 1 | Electric Utility
6301 | Naknek | 6A | Petroleum Liquids | 1 | Electric Utility
6301 | Naknek | 7A | Petroleum Liquids | 1 | Electric Utility
6301 | Naknek | 8 | Petroleum Liquids | 1 | Electric Utility
6301 | Naknek | NA1 | Petroleum Liquids | 1.1 | Electric Utility
6301 | Naknek | NA2 | Petroleum Liquids | 1.1 | Electric Utility
6301 | Naknek | NA3 | Petroleum Liquids | 0.8 | Electric Utility
6301 | Naknek | NA4 | Petroleum Liquids | 0.8 | Electric Utility
6301 | Naknek | NA5 | Petroleum Liquids | 0.8 | Electric Utility
1615 | Nantucket | 12 | Petroleum Liquids | 3.7 | Electric Utility
1615 | Nantucket | 13 | Petroleum Liquids | 3.7 | Electric Utility
2255 | Nebraska City # 1 | 10 | Natural Gas Internal Combustion Engine | 6.5 | Electric Utility
2255 | Nebraska City # 1 | 2 | Petroleum Liquids | 1.5 | Electric Utility
2255 | Nebraska City # 1 | 3 | Natural Gas Internal Combustion Engine | 2.5 | Electric Utility
2255 | Nebraska City # 1 | 4 | Natural Gas Internal Combustion Engine | 3.1 | Electric Utility
2255 | Nebraska City # 1 | 5 | Natural Gas Internal Combustion Engine | 2 | Electric Utility
2255 | Nebraska City # 1 | 8 | Natural Gas Internal Combustion Engine | 4.1 | Electric Utility
2255 | Nebraska City # 1 | 9 | Natural Gas Internal Combustion Engine | 6.4 | Electric Utility
2256 | Syracuse # 2 | 6 | Natural Gas Internal Combustion Engine | 2 | Electric Utility
2256 | Syracuse # 2 | 7 | Natural Gas Internal Combustion Engine | 2 | Electric Utility
7555 | Nebraska City # 2 | 11 | Natural Gas Internal Combustion Engine | 4.5 | Electric Utility
7555 | Nebraska City # 2 | 12 | Natural Gas Internal Combustion Engine | 4.5 | Electric Utility
7555 | Nebraska City # 2 | 13 | Petroleum Liquids | 4.5 | Electric Utility
2226 | Canaday | 1 | Natural Gas Steam Turbine | 108.8 | Electric Utility
2265 | Hallam | 1 | Natural Gas Fired Combustion Turbine | 56.7 | Electric Utility
2266 | Hebron | 1 | Petroleum Liquids | 56.7 | Electric Utility
2268 | Kearney | 1 | Conventional Hydroelectric | 1.5 | Electric Utility
2271 | McCook | 1 | Petroleum Liquids | 56.7 | Electric Utility
2274 | North Platte | 1 | Conventional Hydroelectric | 13.1 | Electric Utility
2274 | North Platte | 2 | Conventional Hydroelectric | 13.1 | Electric Utility
2277 | Sheldon | 1 | Conventional Steam Coal | 108.8 | Electric Utility
2277 | Sheldon | 2 | Conventional Steam Coal | 119.9 | Electric Utility
2278 | Spencer Hydro | 1 | Conventional Hydroelectric | 0.8 | Electric Utility
2278 | Spencer Hydro | 2 | Conventional Hydroelectric | 1.6 | Electric Utility
6077 | Gerald Gentleman | 1 | Conventional Steam Coal | 681.3 | Electric Utility
6077 | Gerald Gentleman | 2 | Conventional Steam Coal | 681.3 | Electric Utility
6229 | Mobile | 1 | Petroleum Liquids | 1 | Electric Utility
6229 | Mobile | 2 | Petroleum Liquids | 1.6 | Electric Utility
6229 | Mobile | 500 | Petroleum Liquids | 0.5 | Electric Utility
8000 | Beatrice | CT1 | Natural Gas Fired Combined Cycle | 76.6 | Electric Utility
8000 | Beatrice | CT2 | Natural Gas Fired Combined Cycle | 76.6 | Electric Utility
8000 | Beatrice | ST1 | Natural Gas Fired Combined Cycle | 93.9 | Electric Utility
8036 | Cooper Nuclear Station | 1 | Nuclear | 801 | Electric Utility
56162 | Ainsworth Wind | 1 | Onshore Wind Turbine | 59.4 | Electric Utility
50223 | Nelson Creek | 1296 | Conventional Hydroelectric | 1.2 | IPP Non-CHP
54349 | Nevada Cogen Associates 2 Black Mountain | GTA | Natural Gas Fired Combined Cycle | 22.2 | IPP CHP
54349 | Nevada Cogen Associates 2 Black Mountain | GTB | Natural Gas Fired Combined Cycle | 22.2 | IPP CHP
54349 | Nevada Cogen Associates 2 Black Mountain | GTC | Natural Gas Fired Combined Cycle | 22.2 | IPP CHP
54349 | Nevada Cogen Associates 2 Black Mountain | STM | Natural Gas Fired Combined Cycle | 29.7 | IPP CHP
50328 | Byllesby | 1 | Conventional Hydroelectric | 0.8 | IPP Non-CHP
50328 | Byllesby | 2 | Conventional Hydroelectric | 0.8 | IPP Non-CHP
50328 | Byllesby | 3 | Conventional Hydroelectric | 0.9 | IPP Non-CHP
54350 | Nevada Cogen Assoc#1 GarnetVly | GTA | Natural Gas Fired Combined Cycle | 22.2 | IPP CHP
54350 | Nevada Cogen Assoc#1 GarnetVly | GTB | Natural Gas Fired Combined Cycle | 22.2 | IPP CHP
54350 | Nevada Cogen Assoc#1 GarnetVly | GTC | Natural Gas Fired Combined Cycle | 22.2 | IPP CHP
54350 | Nevada Cogen Assoc#1 GarnetVly | STM | Natural Gas Fired Combined Cycle | 29.7 | IPP CHP
34 | Rollins | 1P | Conventional Hydroelectric | 12.1 | IPP Non-CHP
412 | Chicago Park | 2P | Conventional Hydroelectric | 44 | IPP Non-CHP
413 | Dutch Flat 2 | 3P | Conventional Hydroelectric | 27.3 | IPP Non-CHP
839 | Scott Flat | 7P | Conventional Hydroelectric | 1 | IPP Non-CHP
846 | Combie South | 1 | Conventional Hydroelectric | 0.5 | IPP Non-CHP
846 | Combie South | 2 | Conventional Hydroelectric | 0.5 | IPP Non-CHP
846 | Combie South | 3 | Conventional Hydroelectric | 0.5 | IPP Non-CHP
50546 | Bowman | GEN1 | Conventional Hydroelectric | 3.6 | IPP Non-CHP
2322 | Clark (NVE) | 10 | Natural Gas Fired Combined Cycle | 104.4 | Electric Utility
2322 | Clark (NVE) | 11 | Natural Gas Fired Combustion Turbine | 60.5 | Electric Utility
2322 | Clark (NVE) | 12 | Natural Gas Fired Combustion Turbine | 60.5 | Electric Utility
2322 | Clark (NVE) | 13 | Natural Gas Fired Combustion Turbine | 60.5 | Electric Utility
2322 | Clark (NVE) | 14 | Natural Gas Fired Combustion Turbine | 60.5 | Electric Utility
2322 | Clark (NVE) | 15 | Natural Gas Fired Combustion Turbine | 60.5 | Electric Utility
2322 | Clark (NVE) | 16 | Natural Gas Fired Combustion Turbine | 60.5 | Electric Utility
2322 | Clark (NVE) | 17 | Natural Gas Fired Combustion Turbine | 60.5 | Electric Utility
2322 | Clark (NVE) | 18 | Natural Gas Fired Combustion Turbine | 60.5 | Electric Utility
2322 | Clark (NVE) | 19 | Natural Gas Fired Combustion Turbine | 60.5 | Electric Utility
2322 | Clark (NVE) | 20 | Natural Gas Fired Combustion Turbine | 60.5 | Electric Utility
2322 | Clark (NVE) | 21 | Natural Gas Fired Combustion Turbine | 58.9 | Electric Utility
2322 | Clark (NVE) | 22 | Natural Gas Fired Combustion Turbine | 60.5 | Electric Utility
2322 | Clark (NVE) | 9 | Natural Gas Fired Combined Cycle | 104.4 | Electric Utility
2322 | Clark (NVE) | GT4 | Natural Gas Fired Combustion Turbine | 72.4 | Electric Utility
2322 | Clark (NVE) | GT5 | Natural Gas Fired Combined Cycle | 92.5 | Electric Utility
2322 | Clark (NVE) | GT6 | Natural Gas Fired Combined Cycle | 92.5 | Electric Utility
2322 | Clark (NVE) | GT7 | Natural Gas Fired Combined Cycle | 92.5 | Electric Utility
2322 | Clark (NVE) | GT8 | Natural Gas Fired Combined Cycle | 92.5 | Electric Utility
2324 | Reid Gardner | 4 | Conventional Steam Coal | 294.8 | Electric Utility
7082 | Harry Allen | 5 | Natural Gas Fired Combined Cycle | 167.5 | Electric Utility
7082 | Harry Allen | 6 | Natural Gas Fired Combined Cycle | 167.5 | Electric Utility
7082 | Harry Allen | 7 | Natural Gas Fired Combined Cycle | 223.5 | Electric Utility
7082 | Harry Allen | GT1 | Natural Gas Fired Combustion Turbine | 101.5 | Electric Utility
7082 | Harry Allen | GT4 | Natural Gas Fired Combustion Turbine | 85 | Electric Utility
10761 | Las Vegas Generating Station | GEN1 | Natural Gas Fired Combined Cycle | 49.8 | Electric Utility
10761 | Las Vegas Generating Station | GEN2 | Natural Gas Fired Combined Cycle | 11.5 | Electric Utility
10761 | Las Vegas Generating Station | GEN3 | Natural Gas Fired Combined Cycle | 60.5 | Electric Utility
10761 | Las Vegas Generating Station | GEN4 | Natural Gas Fired Combined Cycle | 60.5 | Electric Utility
10761 | Las Vegas Generating Station | GEN5 | Natural Gas Fired Combined Cycle | 60.5 | Electric Utility
10761 | Las Vegas Generating Station | GEN6 | Natural Gas Fired Combined Cycle | 60.5 | Electric Utility
10761 | Las Vegas Generating Station | GEN7 | Natural Gas Fired Combined Cycle | 27.8 | Electric Utility
10761 | Las Vegas Generating Station | GEN8 | Natural Gas Fired Combined Cycle | 27.8 | Electric Utility
54854 | Sun Peak Generating Station | 5657 | Natural Gas Fired Combustion Turbine | 74 | Electric Utility
54854 | Sun Peak Generating Station | 5658 | Natural Gas Fired Combustion Turbine | 74 | Electric Utility
54854 | Sun Peak Generating Station | 5659 | Natural Gas Fired Combustion Turbine | 74 | Electric Utility
55322 | Chuck Lenzie Generating Station | CTG1 | Natural Gas Fired Combined Cycle | 201.5 | Electric Utility
55322 | Chuck Lenzie Generating Station | CTG2 | Natural Gas Fired Combined Cycle | 201.5 | Electric Utility
55322 | Chuck Lenzie Generating Station | CTG3 | Natural Gas Fired Combined Cycle | 201.5 | Electric Utility
55322 | Chuck Lenzie Generating Station | CTG4 | Natural Gas Fired Combined Cycle | 201.5 | Electric Utility
55322 | Chuck Lenzie Generating Station | ST1 | Natural Gas Fired Combined Cycle | 329.8 | Electric Utility
55322 | Chuck Lenzie Generating Station | ST2 | Natural Gas Fired Combined Cycle | 329.8 | Electric Utility
55687 | Higgins Generating Station | A01 | Natural Gas Fired Combined Cycle | 178 | Electric Utility
55687 | Higgins Generating Station | A02 | Natural Gas Fired Combined Cycle | 178 | Electric Utility
55687 | Higgins Generating Station | ST1 | Natural Gas Fired Combined Cycle | 332.4 | Electric Utility
55841 | Silverhawk | CT1 | Natural Gas Fired Combined Cycle | 197.2 | Electric Utility
55841 | Silverhawk | CT2 | Natural Gas Fired Combined Cycle | 197.2 | Electric Utility
55841 | Silverhawk | ST1 | Natural Gas Fired Combined Cycle | 270.3 | Electric Utility
57684 | Goodsprings Waste Heat Recovery | HR1 | Natural Gas Steam Turbine | 7.5 | Electric Utility
50103 | China Mill Hydro | GEN 1 | Conventional Hydroelectric | 1.7 | IPP Non-CHP
1168 | New Hampton | 3 | Natural Gas Internal Combustion Engine | 3.5 | Electric Utility
1168 | New Hampton | 4 | Natural Gas Internal Combustion Engine | 6.2 | Electric Utility
1168 | New Hampton | 5 | Natural Gas Internal Combustion Engine | 6.2 | Electric Utility
1168 | New Hampton | 7 | Petroleum Liquids | 5.3 | Electric Utility
1168 | New Hampton | 8 | Petroleum Liquids | 5.3 | Electric Utility
7898 | New Knoxville | 1 | Petroleum Liquids | 1.1 | Electric Utility
4130 | New Lisbon | 2 | Petroleum Liquids | 1.3 | Electric Utility
4130 | New Lisbon | 5 | Petroleum Liquids | 2.4 | Electric Utility
4130 | New Lisbon | 6 | Petroleum Liquids | 2.3 | Electric Utility
4130 | New Lisbon | 7 | Petroleum Liquids | 2.3 | Electric Utility
58414 | NLMU Wind | NLMU | Onshore Wind Turbine | 1.5 | Electric Utility
1409 | Michoud | 2 | Natural Gas Steam Turbine | 261.8 | Electric Utility
1409 | Michoud | 3 | Natural Gas Steam Turbine | 582.2 | Electric Utility
1999 | New Prague | 2 | Natural Gas Internal Combustion Engine | 4.4 | Electric Utility
1999 | New Prague | 3 | Natural Gas Internal Combustion Engine | 2.4 | Electric Utility
1999 | New Prague | 4 | Natural Gas Internal Combustion Engine | 3.5 | Electric Utility
1999 | New Prague | 5 | Natural Gas Internal Combustion Engine | 0.6 | Electric Utility
1999 | New Prague | 6 | Natural Gas Internal Combustion Engine | 6 | Electric Utility
52091 | New York Methodist Hospital | 3A | Natural Gas Internal Combustion Engine | 0.9 | IPP CHP
52091 | New York Methodist Hospital | 4C | Natural Gas Internal Combustion Engine | 0.9 | IPP CHP
50427 | Bronx Zoo | GEN1 | Natural Gas Internal Combustion Engine | 0.5 | Commercial CHP
50427 | Bronx Zoo | GEN2 | Natural Gas Internal Combustion Engine | 0.5 | Commercial CHP
50427 | Bronx Zoo | GEN3 | Natural Gas Internal Combustion Engine | 1.1 | Commercial CHP
50427 | Bronx Zoo | GEN4 | Natural Gas Internal Combustion Engine | 1.5 | Commercial CHP
2001 | New Ulm | 3 | Natural Gas Steam Turbine | 6 | Electric Utility
2001 | New Ulm | 4 | Natural Gas Steam Turbine | 15 | Electric Utility
2001 | New Ulm | 5 | Petroleum Liquids | 24 | Electric Utility
2001 | New Ulm | 6 | Natural Gas Steam Turbine | 6 | Electric Utility
2001 | New Ulm | 7 | Petroleum Liquids | 27.5 | Electric Utility
54808 | New York University Central Plant | D2 | Petroleum Liquids | 0.8 | Commercial CHP
54808 | New York University Central Plant | D3 | Petroleum Liquids | 0.8 | Commercial CHP
54808 | New York University Central Plant | D4 | Petroleum Liquids | 0.8 | Commercial CHP
54808 | New York University Central Plant | D5 | Petroleum Liquids | 0.8 | Commercial CHP
54808 | New York University Central Plant | D6 | Petroleum Liquids | 0.8 | Commercial CHP
54808 | New York University Central Plant | D7 | Petroleum Liquids | 0.8 | Commercial CHP
54808 | New York University Central Plant | DI | Petroleum Liquids | 0.8 | Commercial CHP
54808 | New York University Central Plant | GT1 | Natural Gas Fired Combined Cycle | 5.5 | Commercial CHP
54808 | New York University Central Plant | GT2 | Natural Gas Fired Combined Cycle | 5.5 | Commercial CHP
54808 | New York University Central Plant | T1 | Natural Gas Fired Combined Cycle | 2.4 | Commercial CHP
54627 | Okeelanta Cogeneration | GEN1 | Other Waste Biomass | 74.9 | IPP CHP
54627 | Okeelanta Cogeneration | GEN2 | Other Waste Biomass | 54 | IPP CHP
625 | Upper Mechanicville | 1 | Conventional Hydroelectric | 8.2 | Electric Utility
625 | Upper Mechanicville | 2 | Conventional Hydroelectric | 8.2 | Electric Utility
2522 | Cadyville | 1 | Conventional Hydroelectric | 1.2 | Electric Utility
2522 | Cadyville | 2 | Conventional Hydroelectric | 1.2 | Electric Utility
2522 | Cadyville | 3 | Conventional Hydroelectric | 3.1 | Electric Utility
2528 | Harris Lake | 1 | Petroleum Liquids | 1.7 | Electric Utility
2530 | High Falls - Saranac NY | 1 | Conventional Hydroelectric | 4 | Electric Utility
2530 | High Falls - Saranac NY | 2 | Conventional Hydroelectric | 4 | Electric Utility
2530 | High Falls - Saranac NY | 3 | Conventional Hydroelectric | 7 | Electric Utility
2532 | Kent Falls | 1 | Conventional Hydroelectric | 3.2 | Electric Utility
2532 | Kent Falls | 2 | Conventional Hydroelectric | 3.2 | Electric Utility
2532 | Kent Falls | 3 | Conventional Hydroelectric | 6 | Electric Utility
6486 | Mill C | 1 | Conventional Hydroelectric | 1 | Electric Utility
6486 | Mill C | 2 | Conventional Hydroelectric | 1.2 | Electric Utility
6486 | Mill C | 3 | Conventional Hydroelectric | 3.8 | Electric Utility
6526 | Rainbow Falls Auscble | 1 | Conventional Hydroelectric | 1.3 | Electric Utility
6526 | Rainbow Falls Auscble | 2 | Conventional Hydroelectric | 1.3 | Electric Utility
8009 | Auburn State Street | 1 | Natural Gas Fired Combustion Turbine | 7 | Electric Utility
1846 | Newberry | 1 | Petroleum Liquids | 3 | Electric Utility
1846 | Newberry | 2 | Petroleum Liquids | 0.7 | Electric Utility
1846 | Newberry | 4 | Petroleum Liquids | 1.8 | Electric Utility
55661 | EP Newington Energy LLC | GT-1 | Natural Gas Fired Combined Cycle | 185.6 | IPP Non-CHP
55661 | EP Newington Energy LLC | GT-2 | Natural Gas Fired Combined Cycle | 185.6 | IPP Non-CHP
55661 | EP Newington Energy LLC | ST | Natural Gas Fired Combined Cycle | 234.3 | IPP Non-CHP
54250 | Newman (PA) | 001 | Natural Gas Steam Turbine | 1.8 | Industrial CHP
54890 | Peoples Generating Station | GEN1 | Landfill Gas | 3.2 | IPP Non-CHP
59436 | Lennon Generating | 10 | Landfill Gas | 1.6 | IPP Non-CHP
59436 | Lennon Generating | 3 | Landfill Gas | 0.8 | IPP Non-CHP
59436 | Lennon Generating | 4 | Landfill Gas | 0.8 | IPP Non-CHP
59436 | Lennon Generating | 5 | Landfill Gas | 0.8 | IPP Non-CHP
59436 | Lennon Generating | 6 | Landfill Gas | 0.8 | IPP Non-CHP
59436 | Lennon Generating | 7 | Landfill Gas | 1.6 | IPP Non-CHP
59436 | Lennon Generating | 8 | Landfill Gas | 1.6 | IPP Non-CHP
59436 | Lennon Generating | 9 | Landfill Gas | 1.6 | IPP Non-CHP
59574 | Southeast Berrien Generating Facility | SBL | Landfill Gas | 4.8 | IPP Non-CHP
2554 | Dunkirk Generating Plant | 1 | Conventional Steam Coal | 96 | IPP Non-CHP
2554 | Dunkirk Generating Plant | 2 | Conventional Steam Coal | 96 | IPP Non-CHP
2554 | Dunkirk Generating Plant | 3 | Conventional Steam Coal | 217.6 | IPP Non-CHP
2554 | Dunkirk Generating Plant | ST4 | Conventional Steam Coal | 217.6 | IPP Non-CHP
55243 | Astoria Gas Turbines | 10 | Petroleum Liquids | 23.8 | IPP Non-CHP
55243 | Astoria Gas Turbines | 11 | Petroleum Liquids | 23.8 | IPP Non-CHP
55243 | Astoria Gas Turbines | 12 | Petroleum Liquids | 23.8 | IPP Non-CHP
55243 | Astoria Gas Turbines | 13 | Petroleum Liquids | 23.8 | IPP Non-CHP
55243 | Astoria Gas Turbines | 2-1 | Natural Gas Fired Combustion Turbine | 41.9 | IPP Non-CHP
55243 | Astoria Gas Turbines | 2-2 | Natural Gas Fired Combustion Turbine | 41.9 | IPP Non-CHP
55243 | Astoria Gas Turbines | 2-3 | Natural Gas Fired Combustion Turbine | 41.9 | IPP Non-CHP
55243 | Astoria Gas Turbines | 2-4 | Natural Gas Fired Combustion Turbine | 41.9 | IPP Non-CHP
55243 | Astoria Gas Turbines | 3-1 | Natural Gas Fired Combustion Turbine | 41.9 | IPP Non-CHP
55243 | Astoria Gas Turbines | 3-2 | Natural Gas Fired Combustion Turbine | 41.9 | IPP Non-CHP
55243 | Astoria Gas Turbines | 3-3 | Natural Gas Fired Combustion Turbine | 41.9 | IPP Non-CHP
55243 | Astoria Gas Turbines | 3-4 | Natural Gas Fired Combustion Turbine | 41.9 | IPP Non-CHP
55243 | Astoria Gas Turbines | 4-1 | Natural Gas Fired Combustion Turbine | 41.9 | IPP Non-CHP
55243 | Astoria Gas Turbines | 4-2 | Natural Gas Fired Combustion Turbine | 41.9 | IPP Non-CHP
55243 | Astoria Gas Turbines | 4-3 | Natural Gas Fired Combustion Turbine | 41.9 | IPP Non-CHP
55243 | Astoria Gas Turbines | 4-4 | Natural Gas Fired Combustion Turbine | 41.9 | IPP Non-CHP
55243 | Astoria Gas Turbines | 5 | Petroleum Liquids | 16.3 | IPP Non-CHP
55243 | Astoria Gas Turbines | 7 | Petroleum Liquids | 16.3 | IPP Non-CHP
55243 | Astoria Gas Turbines | 8 | Petroleum Liquids | 16.3 | IPP Non-CHP
330 | El Segundo Power | 4 | Natural Gas Steam Turbine | 342 | IPP Non-CHP
341 | Long Beach Generation LLC | CT1 | Natural Gas Fired Combustion Turbine | 63 | IPP Non-CHP
341 | Long Beach Generation LLC | CT2 | Natural Gas Fired Combustion Turbine | 63 | IPP Non-CHP
341 | Long Beach Generation LLC | CT3 | Natural Gas Fired Combustion Turbine | 63 | IPP Non-CHP
341 | Long Beach Generation LLC | CT4 | Natural Gas Fired Combustion Turbine | 63 | IPP Non-CHP
57901 | El Segundo Energy Center LLC | 5 | Natural Gas Fired Combined Cycle | 198 | IPP Non-CHP
57901 | El Segundo Energy Center LLC | 6 | Natural Gas Fired Combined Cycle | 70.7 | IPP Non-CHP
57901 | El Segundo Energy Center LLC | 7 | Natural Gas Fired Combined Cycle | 198 | IPP Non-CHP
57901 | El Segundo Energy Center LLC | 8 | Natural Gas Fired Combined Cycle | 70.7 | IPP Non-CHP
54149 | Stony Brook Cogen Plant | GEN1 | Natural Gas Fired Combustion Turbine | 47 | IPP CHP
2589 | Nine Mile Point Nuclear Station | 1 | Nuclear | 641.8 | IPP Non-CHP
2589 | Nine Mile Point Nuclear Station | 2 | Nuclear | 1259.3 | IPP Non-CHP
56059 | High Point, Fairfield | 1 | Petroleum Liquids | 1.8 | Electric Utility
56062 | Statesville, Highway 64 | 1 | Petroleum Liquids | 1.8 | Electric Utility
56063 | Shelby, Toms Street | 1 | Petroleum Liquids | 1.8 | Electric Utility
56064 | Morganton, Parker Road | 1 | Petroleum Liquids | 1.8 | Electric Utility
56067 | Lexington Health Center | 1 | Petroleum Liquids | 1.8 | Electric Utility
56260 | High Point, Pump Station Rd | Unit1 | Petroleum Liquids | 1.8 | Electric Utility
56260 | High Point, Pump Station Rd | Unit2 | Petroleum Liquids | 1.8 | Electric Utility
56261 | Lexington | Unit1 | Petroleum Liquids | 1.8 | Electric Utility
56261 | Lexington | Unit2 | Petroleum Liquids | 1.8 | Electric Utility
56262 | Gastonia, Tulip Drive | DG3 | Petroleum Liquids | 1.8 | Electric Utility
56262 | Gastonia, Tulip Drive | Unit1 | Petroleum Liquids | 1.8 | Electric Utility
56262 | Gastonia, Tulip Drive | Unit2 | Petroleum Liquids | 1.8 | Electric Utility
56263 | Albemarle Prime Power Park | Unit1 | Petroleum Liquids | 1.8 | Electric Utility
56263 | Albemarle Prime Power Park | Unit2 | Petroleum Liquids | 1.8 | Electric Utility
56339 | Albemarle Hospital Unit | 1 | Petroleum Liquids | 1.8 | Electric Utility
56340 | Cherryville City Hall | 1 | Petroleum Liquids | 1.8 | Electric Utility
56341 | Lincolnton High School | 1 | Petroleum Liquids | 1.8 | Electric Utility
56342 | Maiden Community Center | 1 | Petroleum Liquids | 1.8 | Electric Utility
56343 | Monroe Middle School | 1 | Petroleum Liquids | 1.8 | Electric Utility
56344 | Morganton Station 5 | 1 | Petroleum Liquids | 1.8 | Electric Utility
56345 | Pineville Delivery 1 | 1 | Petroleum Liquids | 1.8 | Electric Utility
56546 | Cornelius Delivery No 1 | 1 | Petroleum Liquids | 2.2 | Electric Utility
56547 | Bostic Delivery No 2 | 1 | Petroleum Liquids | 1 | Electric Utility
56548 | Drexel Operations Center | 1 | Petroleum Liquids | 2.2 | Electric Utility
56549 | Granite Falls Walmart | 1 | Petroleum Liquids | 2.2 | Electric Utility
56550 | Huntersville Delivery No 2 | 1 | Petroleum Liquids | 2.2 | Electric Utility
56551 | Landis Delivery No 2 | 1 | Petroleum Liquids | 2.2 | Electric Utility
56552 | Statesville Delivery No 3 | 1 | Petroleum Liquids | 2.2 | Electric Utility
56954 | Gastonia Prime Power Park | 1 | Petroleum Liquids | 2.3 | Electric Utility
56954 | Gastonia Prime Power Park | 2 | Petroleum Liquids | 2.3 | Electric Utility
56954 | Gastonia Prime Power Park | 3 | Petroleum Liquids | 1.8 | Electric Utility
56954 | Gastonia Prime Power Park | 4 | Petroleum Liquids | 1.8 | Electric Utility
56954 | Gastonia Prime Power Park | 5 | Petroleum Liquids | 1.8 | Electric Utility
56954 | Gastonia Prime Power Park | 6 | Petroleum Liquids | 1.8 | Electric Utility
57196 | High Point, POLO | 1 | Petroleum Liquids | 1.8 | Electric Utility
57505 | Monroe Generating Station | 1 | Natural Gas Fired Combustion Turbine | 15 | Electric Utility
57505 | Monroe Generating Station | 2 | Natural Gas Fired Combustion Turbine | 15 | Electric Utility
90 | Snake River | 12 | Petroleum Liquids | 3.8 | Electric Utility
90 | Snake River | 14 | Petroleum Liquids | 2 | Electric Utility
90 | Snake River | 15 | Petroleum Liquids | 5.2 | Electric Utility
90 | Snake River | 16 | Petroleum Liquids | 5.2 | Electric Utility
90 | Snake River | 18 | Petroleum Liquids | 0.4 | Electric Utility
90 | Snake River | EWT 1 | Onshore Wind Turbine | 0.9 | Electric Utility
90 | Snake River | EWT 2 | Onshore Wind Turbine | 0.9 | Electric Utility
10302 | Juniata Locomotive Shop | GEN1 | Conventional Steam Coal | 2 | Commercial CHP
10302 | Juniata Locomotive Shop | GEN2 | Conventional Steam Coal | 2 | Commercial CHP
2002 | North Branch (MN) | 3 | Petroleum Liquids | 2.2 | Electric Utility
2002 | North Branch (MN) | 4 | Petroleum Liquids | 2.2 | Electric Utility
2002 | North Branch (MN) | 5 | Petroleum Liquids | 2.2 | Electric Utility
2002 | North Branch (MN) | 6 | Petroleum Liquids | 2.2 | Electric Utility
2002 | North Branch (MN) | 7 | Petroleum Liquids | 2.2 | Electric Utility
2783 | Buxton | 1A | Petroleum Liquids | 3 | Electric Utility
2783 | Buxton | 2A | Petroleum Liquids | 3 | Electric Utility
2783 | Buxton | 3A | Petroleum Liquids | 3 | Electric Utility
2783 | Buxton | 4A | Petroleum Liquids | 3 | Electric Utility
2783 | Buxton | 5A | Petroleum Liquids | 3 | Electric Utility
6377 | Ocracoke | 1 | Petroleum Liquids | 3 | Electric Utility
56249 | Anson County Generation Facility | 1 | Natural Gas Fired Combustion Turbine | 57.3 | Electric Utility
56249 | Anson County Generation Facility | 2 | Natural Gas Fired Combustion Turbine | 57.3 | Electric Utility
56249 | Anson County Generation Facility | 3 | Natural Gas Fired Combustion Turbine | 57.3 | Electric Utility
56249 | Anson County Generation Facility | 4 | Natural Gas Fired Combustion Turbine | 57.3 | Electric Utility
56249 | Anson County Generation Facility | 5 | Natural Gas Fired Combustion Turbine | 57.3 | Electric Utility
56249 | Anson County Generation Facility | 6 | Natural Gas Fired Combustion Turbine | 57.3 | Electric Utility
56292 | Hamlet Generating Facility | ES1 | Natural Gas Fired Combustion Turbine | 57.3 | Electric Utility
56292 | Hamlet Generating Facility | ES2 | Natural Gas Fired Combustion Turbine | 57.3 | Electric Utility
56292 | Hamlet Generating Facility | ES3 | Natural Gas Fired Combustion Turbine | 57.3 | Electric Utility
56292 | Hamlet Generating Facility | ES4 | Natural Gas Fired Combustion Turbine | 57.3 | Electric Utility
56292 | Hamlet Generating Facility | ES5 | Natural Gas Fired Combustion Turbine | 57.3 | Electric Utility
56292 | Hamlet Generating Facility | ES6 | Natural Gas Fired Combustion Turbine | 57.3 | Electric Utility
8013 | Winter | IC 1 | Petroleum Liquids | 2.8 | Electric Utility
8013 | Winter | IC 2 | Petroleum Liquids | 2.8 | Electric Utility
7166 | Murray | 1 | Conventional Hydroelectric | 22.7 | Electric Utility
7166 | Murray | 2 | Conventional Hydroelectric | 22.7 | Electric Utility
50512 | Glen Park Hydroelectric Project | GEN1 | Conventional Hydroelectric | 14.5 | IPP Non-CHP
50512 | Glen Park Hydroelectric Project | GEN2 | Conventional Hydroelectric | 14.5 | IPP Non-CHP
50512 | Glen Park Hydroelectric Project | GEN3 | Conventional Hydroelectric | 3.6 | IPP Non-CHP
995 | Bailly | 10 | Natural Gas Fired Combustion Turbine | 37.5 | Electric Utility
995 | Bailly | 7 | Conventional Steam Coal | 190.4 | Electric Utility
995 | Bailly | 8 | Conventional Steam Coal | 413.1 | Electric Utility
997 | Michigan City | 12 | Conventional Steam Coal | 540 | Electric Utility
998 | Norway (IN) | 1 | Conventional Hydroelectric | 2 | Electric Utility
998 | Norway (IN) | 2 | Conventional Hydroelectric | 2 | Electric Utility
998 | Norway (IN) | 3 | Conventional Hydroelectric | 2 | Electric Utility
998 | Norway (IN) | 4 | Conventional Hydroelectric | 1.3 | Electric Utility
999 | Oakdale | 1 | Conventional Hydroelectric | 4.3 | Electric Utility
999 | Oakdale | 2 | Conventional Hydroelectric | 3.2 | Electric Utility
999 | Oakdale | 3 | Conventional Hydroelectric | 4.3 | Electric Utility
6085 | R M Schahfer | 14 | Conventional Steam Coal | 540 | Electric Utility
6085 | R M Schahfer | 15 | Conventional Steam Coal | 556.4 | Electric Utility
6085 | R M Schahfer | 16A | Natural Gas Fired Combustion Turbine | 129 | Electric Utility
6085 | R M Schahfer | 16B | Natural Gas Fired Combustion Turbine | 129 | Electric Utility
6085 | R M Schahfer | 17 | Conventional Steam Coal | 423.5 | Electric Utility
6085 | R M Schahfer | 18 | Conventional Steam Coal | 423.5 | Electric Utility
55364 | Sugar Creek Power | CT01 | Natural Gas Fired Combined Cycle | 203.2 | Electric Utility
55364 | Sugar Creek Power | CT02 | Natural Gas Fired Combined Cycle | 203.2 | Electric Utility
55364 | Sugar Creek Power | ST1 | Natural Gas Fired Combined Cycle | 213 | Electric Utility
2735 | Turner Shoals | 1 | Conventional Hydroelectric | 2.7 | IPP Non-CHP
2735 | Turner Shoals | 2 | Conventional Hydroelectric | 2.7 | IPP Non-CHP
3253 | Boyds Mill Hydro | 1 | Conventional Hydroelectric | 0.7 | IPP Non-CHP
3253 | Boyds Mill Hydro | 2 | Conventional Hydroelectric | 0.7 | IPP Non-CHP
3261 | Hollidays Bridge Hydro | 1 | Conventional Hydroelectric | 1 | IPP Non-CHP
3261 | Hollidays Bridge Hydro | 2 | Conventional Hydroelectric | 1 | IPP Non-CHP
3261 | Hollidays Bridge Hydro | 3 | Conventional Hydroelectric | 1 | IPP Non-CHP
3261 | Hollidays Bridge Hydro | 4 | Conventional Hydroelectric | 1 | IPP Non-CHP
3267 | Saluda Dam | 1 | Conventional Hydroelectric | 0.6 | IPP Non-CHP
3267 | Saluda Dam | 2 | Conventional Hydroelectric | 0.6 | IPP Non-CHP
3267 | Saluda Dam | 3 | Conventional Hydroelectric | 0.6 | IPP Non-CHP
3267 | Saluda Dam | 4 | Conventional Hydroelectric | 0.6 | IPP Non-CHP
54995 | Indiana Harbor E 5 AC Station | 17TG | Other Gases | 90 | Industrial CHP
1756 | Saxon Falls | 1 | Conventional Hydroelectric | 0.8 | Electric Utility
1756 | Saxon Falls | 2 | Conventional Hydroelectric | 0.8 | Electric Utility
1757 | Superior Falls | 1 | Conventional Hydroelectric | 0.7 | Electric Utility
1757 | Superior Falls | 2 | Conventional Hydroelectric | 0.7 | Electric Utility
1904 | Black Dog | 2 | Natural Gas Fired Combined Cycle | 136.9 | Electric Utility
1904 | Black Dog | 3 | Conventional Steam Coal | 113.6 | Electric Utility
1904 | Black Dog | 4 | Conventional Steam Coal | 163.2 | Electric Utility
1904 | Black Dog | 5 | Natural Gas Fired Combined Cycle | 187.9 | Electric Utility
1910 | Granite City | 1 | Natural Gas Fired Combustion Turbine | 18 | Electric Utility
1910 | Granite City | 2 | Natural Gas Fired Combustion Turbine | 18 | Electric Utility
1910 | Granite City | 3 | Natural Gas Fired Combustion Turbine | 18 | Electric Utility
1910 | Granite City | 4 | Natural Gas Fired Combustion Turbine | 18 | Electric Utility
1911 | Hennepin Island | 1 | Conventional Hydroelectric | 2.8 | Electric Utility
1911 | Hennepin Island | 2 | Conventional Hydroelectric | 2.8 | Electric Utility
1911 | Hennepin Island | 3 | Conventional Hydroelectric | 2.8 | Electric Utility
1911 | Hennepin Island | 4 | Conventional Hydroelectric | 2.8 | Electric Utility
1911 | Hennepin Island | 5 | Conventional Hydroelectric | 2.5 | Electric Utility
1912 | High Bridge | 7 | Natural Gas Fired Combined Cycle | 197 | Electric Utility
1912 | High Bridge | 8 | Natural Gas Fired Combined Cycle | 197 | Electric Utility
1912 | High Bridge | 9 | Natural Gas Fired Combined Cycle | 250 | Electric Utility
1913 | Inver Hills | 1 | Natural Gas Fired Combustion Turbine | 46.8 | Electric Utility
1913 | Inver Hills | 2 | Natural Gas Fired Combustion Turbine | 46.8 | Electric Utility
1913 | Inver Hills | 3 | Natural Gas Fired Combustion Turbine | 46.8 | Electric Utility
1913 | Inver Hills | 4 | Natural Gas Fired Combustion Turbine | 46.8 | Electric Utility
1913 | Inver Hills | 5 | Natural Gas Fired Combustion Turbine | 46.8 | Electric Utility
1913 | Inver Hills | 6 | Natural Gas Fired Combustion Turbine | 46.8 | Electric Utility
1913 | Inver Hills | 7 | Petroleum Liquids | 1.8 | Electric Utility
1913 | Inver Hills | 8 | Petroleum Liquids | 1.8 | Electric Utility
1914 | Key City | 1 | Natural Gas Fired Combustion Turbine | 18 | Electric Utility
1914 | Key City | 2 | Natural Gas Fired Combustion Turbine | 18 | Electric Utility
1914 | Key City | 3 | Natural Gas Fired Combustion Turbine | 18 | Electric Utility
1914 | Key City | 4 | Natural Gas Fired Combustion Turbine | 18 | Electric Utility
1915 | Allen S King | 1 | Conventional Steam Coal | 598.4 | Electric Utility
1922 | Monticello Nuclear Facility | 1 | Nuclear | 685 | Electric Utility
1925 | Prairie Island | 1 | Nuclear | 593.1 | Electric Utility
1925 | Prairie Island | 2 | Nuclear | 593.1 | Electric Utility
1926 | Red Wing | 1 | Municipal Solid Waste | 11.5 | Electric Utility
1926 | Red Wing | 2 | Municipal Solid Waste | 11.5 | Electric Utility
1927 | Riverside (MN) | 10 | Natural Gas Fired Combined Cycle | 210.6 | Electric Utility
1927 | Riverside (MN) | 9 | Natural Gas Fired Combined Cycle | 210.6 | Electric Utility
1927 | Riverside (MN) | ST7 | Natural Gas Fired Combined Cycle | 164.7 | Electric Utility
1934 | Wilmarth | 1 | Municipal Solid Waste | 12.5 | Electric Utility
1934 | Wilmarth | 2 | Municipal Solid Waste | 12.5 | Electric Utility
3982 | Bay Front | 4 | Wood/Wood Waste Biomass | 20 | Electric Utility
3982 | Bay Front | 5 | Wood/Wood Waste Biomass | 20 | Electric Utility
3982 | Bay Front | 6 | Natural Gas Steam Turbine | 27.2 | Electric Utility
3983 | Big Falls | 1 | Conventional Hydroelectric | 2.6 | Electric Utility
3983 | Big Falls | 2 | Conventional Hydroelectric | 2.6 | Electric Utility
3983 | Big Falls | 3 | Conventional Hydroelectric | 2.5 | Electric Utility
3984 | Northern States Flambeau | 1 | Natural Gas Fired Combustion Turbine | 16.3 | Electric Utility
3986 | Ladysmith Dam | 1 | Conventional Hydroelectric | 0.9 | Electric Utility
3986 | Ladysmith Dam | 2 | Conventional Hydroelectric | 0.9 | Electric Utility
3986 | Ladysmith Dam | 3 | Conventional Hydroelectric | 1.6 | Electric Utility
3988 | Thornapple | 1 | Conventional Hydroelectric | 0.7 | Electric Utility
3988 | Thornapple | 2 | Conventional Hydroelectric | 0.7 | Electric Utility
3989 | White River (WI) | 1 | Conventional Hydroelectric | 0.5 | Electric Utility
3989 | White River (WI) | 2 | Conventional Hydroelectric | 0.5 | Electric Utility
3998 | Cedar Falls (WI) | 1 | Conventional Hydroelectric | 2 | Electric Utility
3998 | Cedar Falls (WI) | 2 | Conventional Hydroelectric | 2 | Electric Utility
3998 | Cedar Falls (WI) | 3 | Conventional Hydroelectric | 2 | Electric Utility
4000 | Chippewa Falls | 1 | Conventional Hydroelectric | 3.6 | Electric Utility
4000 | Chippewa Falls | 2 | Conventional Hydroelectric | 3.6 | Electric Utility
4000 | Chippewa Falls | 3 | Conventional Hydroelectric | 3.6 | Electric Utility
4000 | Chippewa Falls | 4 | Conventional Hydroelectric | 3.6 | Electric Utility
4000 | Chippewa Falls | 5 | Conventional Hydroelectric | 3.6 | Electric Utility
4000 | Chippewa Falls | 6 | Conventional Hydroelectric | 3.6 | Electric Utility
4002 | Dells | 1 | Conventional Hydroelectric | 2.9 | Electric Utility
4002 | Dells | 2 | Conventional Hydroelectric | 2.6 | Electric Utility
4002 | Dells | 3 | Conventional Hydroelectric | 2.6 | Electric Utility
4002 | Dells | 4 | Conventional Hydroelectric | 2.6 | Electric Utility
4002 | Dells | 5 | Conventional Hydroelectric | 1.6 | Electric Utility
4005 | French Island | 1 | Wood/Wood Waste Biomass | 15.2 | Electric Utility
4005 | French Island | 2 | Wood/Wood Waste Biomass | 15.2 | Electric Utility
4005 | French Island | 3 | Petroleum Liquids | 78.8 | Electric Utility
4005 | French Island | 4 | Petroleum Liquids | 78.8 | Electric Utility
4007 | Holcombe | 1 | Conventional Hydroelectric | 11.3 | Electric Utility
4007 | Holcombe | 2 | Conventional Hydroelectric | 11.3 | Electric Utility
4007 | Holcombe | 3 | Conventional Hydroelectric | 11.3 | Electric Utility
4008 | Jim Falls | 1 | Conventional Hydroelectric | 29.6 | Electric Utility
4008 | Jim Falls | 2 | Conventional Hydroelectric | 29.6 | Electric Utility
4008 | Jim Falls | 4 | Conventional Hydroelectric | 0.6 | Electric Utility
4009 | Menomonie | 1 | Conventional Hydroelectric | 2.7 | Electric Utility
4009 | Menomonie | 2 | Conventional Hydroelectric | 2.7 | Electric Utility
4011 | St Croix Falls | 1 | Conventional Hydroelectric | 2.5 | Electric Utility
4011 | St Croix Falls | 2 | Conventional Hydroelectric | 2.5 | Electric Utility
4011 | St Croix Falls | 3 | Conventional Hydroelectric | 2.5 | Electric Utility
4011 | St Croix Falls | 4 | Conventional Hydroelectric | 2.5 | Electric Utility
4011 | St Croix Falls | 5 | Conventional Hydroelectric | 3.4 | Electric Utility
4011 | St Croix Falls | 6 | Conventional Hydroelectric | 3.4 | Electric Utility
4011 | St Croix Falls | 7 | Conventional Hydroelectric | 3.2 | Electric Utility
4011 | St Croix Falls | 8 | Conventional Hydroelectric | 3.2 | Electric Utility
4012 | Trego | 1 | Conventional Hydroelectric | 0.7 | Electric Utility
4012 | Trego | 2 | Conventional Hydroelectric | 0.5 | Electric Utility
4014 | Wheaton | 1 | Natural Gas Fired Combustion Turbine | 48.5 | Electric Utility
4014 | Wheaton | 2 | Natural Gas Fired Combustion Turbine | 48.5 | Electric Utility
4014 | Wheaton | 3 | Natural Gas Fired Combustion Turbine | 48.5 | Electric Utility
4014 | Wheaton | 4 | Natural Gas Fired Combustion Turbine | 48.5 | Electric Utility
4014 | Wheaton | 5 | Petroleum Liquids | 53.1 | Electric Utility
4014 | Wheaton | 6 | Petroleum Liquids | 53.1 | Electric Utility
4015 | Wissota | 1 | Conventional Hydroelectric | 6 | Electric Utility
4015 | Wissota | 2 | Conventional Hydroelectric | 7.7 | Electric Utility
4015 | Wissota | 3 | Conventional Hydroelectric | 6 | Electric Utility
4015 | Wissota | 4 | Conventional Hydroelectric | 7.7 | Electric Utility
4015 | Wissota | 5 | Conventional Hydroelectric | 6 | Electric Utility
4015 | Wissota | 6 | Conventional Hydroelectric | 6 | Electric Utility
6086 | Cornell | 1 | Conventional Hydroelectric | 11.5 | Electric Utility
6086 | Cornell | 2 | Conventional Hydroelectric | 11.5 | Electric Utility
6086 | Cornell | 3 | Conventional Hydroelectric | 11.5 | Electric Utility
6086 | Cornell | 4 | Conventional Hydroelectric | 0.8 | Electric Utility
6090 | Sherburne County | 1 | Conventional Steam Coal | 765.3 | Electric Utility
6090 | Sherburne County | 2 | Conventional Steam Coal | 765.3 | Electric Utility
6090 | Sherburne County | 3 | Conventional Steam Coal | 938.7 | Electric Utility
6231 | Apple River | 1 | Conventional Hydroelectric | 0.8 | Electric Utility
6231 | Apple River | 3 | Conventional Hydroelectric | 0.8 | Electric Utility
6231 | Apple River | 4 | Conventional Hydroelectric | 0.8 | Electric Utility
7237 | Angus Anson | 1 | Natural Gas Fired Combustion Turbine | 119.7 | Electric Utility
7237 | Angus Anson | 2 | Natural Gas Fired Combustion Turbine | 119.7 | Electric Utility
7237 | Angus Anson | 4 | Natural Gas Fired Combustion Turbine | 166.3 | Electric Utility
7376 | Alliant Techsystems | 1 | Petroleum Liquids | 1.6 | Electric Utility
7378 | United Hospital | 1 | Petroleum Liquids | 1.6 | Commercial Non-CHP
7378 | United Hospital | 2 | Petroleum Liquids | 1.6 | Commercial Non-CHP
7378 | United Hospital | 3 | Petroleum Liquids | 1.6 | Commercial Non-CHP
8027 | Blue Lake | 1 | Petroleum Liquids | 56.7 | Electric Utility
8027 | Blue Lake | 2 | Petroleum Liquids | 56.7 | Electric Utility
8027 | Blue Lake | 3 | Petroleum Liquids | 56.7 | Electric Utility
8027 | Blue Lake | 4 | Petroleum Liquids | 56.7 | Electric Utility
8027 | Blue Lake | 7 | Natural Gas Fired Combustion Turbine | 166.3 | Electric Utility
8027 | Blue Lake | 8 | Natural Gas Fired Combustion Turbine | 166.3 | Electric Utility
56994 | Grand Meadow | WND67 | Onshore Wind Turbine | 100.5 | Electric Utility
57047 | Nobles Wind Project | 1 | Onshore Wind Turbine | 201 | Electric Utility
58579 | Laverne Battery | 1 | Batteries | 1.1 | IPP Non-CHP
7431 | Dalles Dam North Fishway Project | 1 | Conventional Hydroelectric | 6.5 | Electric Utility
7511 | McNary Dam Fish Attraction Project | 1 | Conventional Hydroelectric | 10 | Electric Utility
55804 | Top of Iowa Windfarm | NM | Onshore Wind Turbine | 80 | IPP Non-CHP
3338 | Aberdeen CT | 2 | Natural Gas Fired Combustion Turbine | 82.2 | Electric Utility
3338 | Aberdeen CT | GT1 | Petroleum Liquids | 28.8 | Electric Utility
3341 | Clark (SD) | 1 | Petroleum Liquids | 2.7 | Electric Utility
3342 | Faulkton | 1 | Petroleum Liquids | 2.7 | Electric Utility
3344 | Huron | 1 | Natural Gas Fired Combustion Turbine | 15 | Electric Utility
3344 | Huron | 2A | Natural Gas Fired Combustion Turbine | 42.9 | Electric Utility
3346 | Mobile Unit | 2 | Petroleum Liquids | 1.7 | Electric Utility
3346 | Mobile Unit | 3 | Petroleum Liquids | 2 | Electric Utility
8034 | Yankton | 1 | Natural Gas Internal Combustion Engine | 2.2 | Electric Utility
8034 | Yankton | 2 | Petroleum Liquids | 2.7 | Electric Utility
8034 | Yankton | 3 | Natural Gas Internal Combustion Engine | 6.5 | Electric Utility
8034 | Yankton | 4 | Petroleum Liquids | 2 | Electric Utility
4020 | Frederic Diesel | 10 | Petroleum Liquids | 2.5 | Electric Utility
4020 | Frederic Diesel | 2 | Petroleum Liquids | 0.7 | Electric Utility
4020 | Frederic Diesel | 3 | Petroleum Liquids | 0.7 | Electric Utility
4020 | Frederic Diesel | 4 | Petroleum Liquids | 0.7 | Electric Utility
4020 | Frederic Diesel | 5 | Petroleum Liquids | 0.6 | Electric Utility
4020 | Frederic Diesel | 6 | Petroleum Liquids | 1.8 | Electric Utility
4020 | Frederic Diesel | 7 | Petroleum Liquids | 1.7 | Electric Utility
4020 | Frederic Diesel | 8 | Petroleum Liquids | 2.5 | Electric Utility
4020 | Frederic Diesel | 9 | Petroleum Liquids | 2.5 | Electric Utility
4021 | Grantsburg Diesel | 1A | Petroleum Liquids | 0.7 | Electric Utility
4021 | Grantsburg Diesel | 2 | Petroleum Liquids | 0.7 | Electric Utility
4021 | Grantsburg Diesel | 3 | Petroleum Liquids | 1 | Electric Utility
4021 | Grantsburg Diesel | 4 | Petroleum Liquids | 2.2 | Electric Utility
4021 | Grantsburg Diesel | 8 | Petroleum Liquids | 1.8 | Electric Utility
55998 | Danbury Diesel | GT1 | Petroleum Liquids | 6.7 | Electric Utility
55998 | Danbury Diesel | IC1 | Petroleum Liquids | 0.5 | Electric Utility
55998 | Danbury Diesel | IC2 | Petroleum Liquids | 0.6 | Electric Utility
1848 | Norway (MI) | 1 | Conventional Hydroelectric | 2.7 | Electric Utility
1848 | Norway (MI) | 2 | Conventional Hydroelectric | 1.2 | Electric Utility
1848 | Norway (MI) | 3 | Conventional Hydroelectric | 1.2 | Electric Utility
1848 | Norway (MI) | 4 | Conventional Hydroelectric | 1.2 | Electric Utility
581 | North Main Street | 5 | Petroleum Liquids | 19 | Electric Utility
583 | Tenth Street | 1 | Conventional Hydroelectric | 1.4 | Electric Utility
57624 | Norwich WWTP | 1 | Petroleum Liquids | 2 | Commercial Non-CHP
50039 | Kline Township Cogen Facility | GEN1 | Conventional Steam Coal | 59 | IPP CHP
55747 | NWP Indian Mesa Wind Farm | NWP2 | Onshore Wind Turbine | 82.5 | IPP Non-CHP
109 | Dillingham | 10 | Petroleum Liquids | 1.1 | Electric Utility
109 | Dillingham | 11 | Petroleum Liquids | 1 | Electric Utility
109 | Dillingham | 12 | Petroleum Liquids | 1 | Electric Utility
109 | Dillingham | 13 | Petroleum Liquids | 1 | Electric Utility
109 | Dillingham | 14 | Petroleum Liquids | 1 | Electric Utility
109 | Dillingham | 15 | Petroleum Liquids | 1 | Electric Utility
109 | Dillingham | 16 | Petroleum Liquids | 0.5 | Electric Utility
50373 | Paxton Creek Cogeneration | GEN1 | Natural Gas Internal Combustion Engine | 6.3 | IPP CHP
50373 | Paxton Creek Cogeneration | GEN2 | Natural Gas Internal Combustion Engine | 6.3 | IPP CHP
50831 | Nove Power Plant | GEN1 | Landfill Gas | 1 | IPP Non-CHP
50831 | Nove Power Plant | GEN2 | Landfill Gas | 1 | IPP Non-CHP
50831 | Nove Power Plant | GEN3 | Landfill Gas | 1 | IPP Non-CHP
55099 | NRG Sterlington Power | 01 | Natural Gas Fired Combustion Turbine | 25 | IPP Non-CHP
55099 | NRG Sterlington Power | 02 | Natural Gas Fired Combustion Turbine | 25 | IPP Non-CHP
55099 | NRG Sterlington Power | 03 | Natural Gas Fired Combustion Turbine | 25 | IPP Non-CHP
55099 | NRG Sterlington Power | 04 | Natural Gas Fired Combustion Turbine | 25 | IPP Non-CHP
55099 | NRG Sterlington Power | 06 | Natural Gas Fired Combustion Turbine | 21.8 | IPP Non-CHP
55099 | NRG Sterlington Power | 07 | Natural Gas Fired Combustion Turbine | 28.7 | IPP Non-CHP
55099 | NRG Sterlington Power | 08 | Natural Gas Fired Combustion Turbine | 25 | IPP Non-CHP
55099 | NRG Sterlington Power | 09 | Natural Gas Fired Combustion Turbine | 17 | IPP Non-CHP
55099 | NRG Sterlington Power | 10 | Natural Gas Fired Combustion Turbine | 16 | IPP Non-CHP
54371 | Oildale Energy LLC | ODC1 | Natural Gas Fired Combustion Turbine | 42.2 | IPP CHP
2181 | Black Eagle | BLA1 | Conventional Hydroelectric | 7.8 | Electric Utility
2181 | Black Eagle | BLA2 | Conventional Hydroelectric | 7.8 | Electric Utility
2181 | Black Eagle | BLA3 | Conventional Hydroelectric | 8.4 | Electric Utility
2182 | Cochrane | COC1 | Conventional Hydroelectric | 28.4 | Electric Utility
2182 | Cochrane | COC2 | Conventional Hydroelectric | 32 | Electric Utility
2185 | Hauser | HAU1 | Conventional Hydroelectric | 2.8 | Electric Utility
2185 | Hauser | HAU2 | Conventional Hydroelectric | 2.8 | Electric Utility
2185 | Hauser | HAU3 | Conventional Hydroelectric | 2.8 | Electric Utility
2185 | Hauser | HAU4 | Conventional Hydroelectric | 2.8 | Electric Utility
2185 | Hauser | HAU5 | Conventional Hydroelectric | 2.8 | Electric Utility
2185 | Hauser | HAU6 | Conventional Hydroelectric | 3 | Electric Utility
2186 | Holter | HOL1 | Conventional Hydroelectric | 9.6 | Electric Utility
2186 | Holter | HOL2 | Conventional Hydroelectric | 9.6 | Electric Utility
2186 | Holter | HOL3 | Conventional Hydroelectric | 9.6 | Electric Utility
2186 | Holter | HOL4 | Conventional Hydroelectric | 9.6 | Electric Utility
2188 | Kerr | KER1 | Conventional Hydroelectric | 70.6 | Electric Utility
2188 | Kerr | KER2 | Conventional Hydroelectric | 50.4 | Electric Utility
2188 | Kerr | KER3 | Conventional Hydroelectric | 86.6 | Electric Utility
2191 | Morony | MOR1 | Conventional Hydroelectric | 22.5 | Electric Utility
2191 | Morony | MOR2 | Conventional Hydroelectric | 31.5 | Electric Utility
2192 | Mystic | MYS1 | Conventional Hydroelectric | 6 | Electric Utility
2192 | Mystic | MYS2 | Conventional Hydroelectric | 6 | Electric Utility
2193 | Rainbow (MT) | RAI9 | Conventional Hydroelectric | 59 | Electric Utility
2194 | Ryan | RYA1 | Conventional Hydroelectric | 8 | Electric Utility
2194 | Ryan | RYA2 | Conventional Hydroelectric | 9.2 | Electric Utility
2194 | Ryan | RYA3 | Conventional Hydroelectric | 8 | Electric Utility
2194 | Ryan | RYA4 | Conventional Hydroelectric | 9.2 | Electric Utility
2194 | Ryan | RYA5 | Conventional Hydroelectric | 8 | Electric Utility
2194 | Ryan | RYA6 | Conventional Hydroelectric | 8 | Electric Utility
2195 | Thompson Falls | TF1 | Conventional Hydroelectric | 5 | Electric Utility
2195 | Thompson Falls | TF2 | Conventional Hydroelectric | 5 | Electric Utility
2195 | Thompson Falls | TF3 | Conventional Hydroelectric | 5 | Electric Utility
2195 | Thompson Falls | TF4 | Conventional Hydroelectric | 5 | Electric Utility
2195 | Thompson Falls | TF5 | Conventional Hydroelectric | 5 | Electric Utility
2195 | Thompson Falls | TF6 | Conventional Hydroelectric | 5 | Electric Utility
2195 | Thompson Falls | TF7 | Conventional Hydroelectric | 57.1 | Electric Utility
2196 | Old Faithful | 1 | Petroleum Liquids | 1 | Electric Utility
2196 | Old Faithful | 2 | Petroleum Liquids | 1 | Electric Utility
6422 | Madison Dam | MAD1 | Conventional Hydroelectric | 2.2 | Electric Utility
6422 | Madison Dam | MAD2 | Conventional Hydroelectric | 2.2 | Electric Utility
6422 | Madison Dam | MAD3 | Conventional Hydroelectric | 2.2 | Electric Utility
6422 | Madison Dam | MAD4 | Conventional Hydroelectric | 2.2 | Electric Utility
7039 | Lake (WY) | 1 | Petroleum Liquids | 2.7 | Electric Utility
58218 | Spion Kop Wind Farm | SKW25 | Onshore Wind Turbine | 40 | Electric Utility
55433 | Bayou Cove Peaking Power | 0001 | Natural Gas Fired Combustion Turbine | 104 | IPP Non-CHP
55433 | Bayou Cove Peaking Power | 0002 | Natural Gas Fired Combustion Turbine | 104 | IPP Non-CHP
55433 | Bayou Cove Peaking Power | 0003 | Natural Gas Fired Combustion Turbine | 104 | IPP Non-CHP
55433 | Bayou Cove Peaking Power | 0004 | Natural Gas Fired Combustion Turbine | 104 | IPP Non-CHP
50169 | Wichita Plant | GEN1 | Natural Gas Fired Combustion Turbine | 43.7 | Industrial CHP
55089 | Taft Cogeneration Facility | CT1 | Natural Gas Fired Combined Cycle | 178.5 | Industrial CHP
55089 | Taft Cogeneration Facility | CT2 | Natural Gas Fired Combined Cycle | 178.5 | Industrial CHP
55089 | Taft Cogeneration Facility | CT3 | Natural Gas Fired Combined Cycle | 178.5 | Industrial CHP
55089 | Taft Cogeneration Facility | ST1 | Natural Gas Fired Combined Cycle | 358.7 | Industrial CHP
2594 | Oswego Harbor Power | ST5 | Petroleum Liquids | 901.8 | IPP Non-CHP
2594 | Oswego Harbor Power | ST6 | Petroleum Liquids | 901.8 | IPP Non-CHP
414 | Beardsley | 1 | Conventional Hydroelectric | 10 | IPP Non-CHP
415 | Donnells | H1 | Conventional Hydroelectric | 72 | IPP Non-CHP
416 | Tulloch | 1 | Conventional Hydroelectric | 8.5 | IPP Non-CHP
416 | Tulloch | 2 | Conventional Hydroelectric | 8.5 | IPP Non-CHP
416 | Tulloch | 3 | Conventional Hydroelectric | 7.2 | IPP Non-CHP
50754 | Oak Creek Energy Systems I | GEN1 | Onshore Wind Turbine | 3.5 | IPP Non-CHP
50754 | Oak Creek Energy Systems I | GEN2 | Onshore Wind Turbine | 4.2 | IPP Non-CHP
50754 | Oak Creek Energy Systems I | GEN3 | Onshore Wind Turbine | 23.1 | IPP Non-CHP
50754 | Oak Creek Energy Systems I | GEN4 | Onshore Wind Turbine | 3.7 | IPP Non-CHP
54569 | Bayville Central Facility | COG1 | Other Waste Biomass | 0.3 | Commercial CHP
54569 | Bayville Central Facility | COG2 | Other Waste Biomass | 0.3 | Commercial CHP
54569 | Bayville Central Facility | COG3 | Other Waste Biomass | 0.3 | Commercial CHP
54569 | Bayville Central Facility | COG4 | Petroleum Liquids | 1.5 | Commercial CHP
54569 | Bayville Central Facility | COG5 | Petroleum Liquids | 1.5 | Commercial CHP
54569 | Bayville Central Facility | COG6 | Petroleum Liquids | 1.5 | Commercial CHP
54569 | Bayville Central Facility | COG7 | Petroleum Liquids | 1.5 | Commercial CHP
54569 | Bayville Central Facility | CPV1 | Solar Photovoltaic | 0.2 | Commercial CHP
50260 | Oakwood Hospital & Medical Center | 1 2M | Petroleum Liquids | 2 | Commercial Non-CHP
50260 | Oakwood Hospital & Medical Center | 2 2M | Petroleum Liquids | 2 | Commercial Non-CHP
50260 | Oakwood Hospital & Medical Center | 500A | Petroleum Liquids | 0.5 | Commercial Non-CHP
50260 | Oakwood Hospital & Medical Center | 500KW | Petroleum Liquids | 0.5 | Commercial Non-CHP
1312 | Oberlin (KS) | 1 | Natural Gas Internal Combustion Engine | 1.1 | Electric Utility
1312 | Oberlin (KS) | 2 | Natural Gas Internal Combustion Engine | 0.8 | Electric Utility
1312 | Oberlin (KS) | 4 | Natural Gas Internal Combustion Engine | 1.5 | Electric Utility
1312 | Oberlin (KS) | 5 | Natural Gas Internal Combustion Engine | 2 | Electric Utility
1312 | Oberlin (KS) | 6 | Natural Gas Internal Combustion Engine | 1.5 | Electric Utility
2933 | Oberlin (OH) | 1 | Petroleum Liquids | 1.1 | Electric Utility
2933 | Oberlin (OH) | 10 | Natural Gas Internal Combustion Engine | 0.5 | Electric Utility
2933 | Oberlin (OH) | 2A | Natural Gas Internal Combustion Engine | 3.1 | Electric Utility
2933 | Oberlin (OH) | 3A | Natural Gas Internal Combustion Engine | 3.1 | Electric Utility
2933 | Oberlin (OH) | 6 | Petroleum Liquids | 2.5 | Electric Utility
2933 | Oberlin (OH) | 7 | Petroleum Liquids | 2.7 | Electric Utility
2933 | Oberlin (OH) | 8 | Petroleum Liquids | 3 | Electric Utility
2933 | Oberlin (OH) | 9 | Natural Gas Internal Combustion Engine | 0.4 | Electric Utility
2933 | Oberlin (OH) | IC4 | Natural Gas Internal Combustion Engine | 2.1 | Electric Utility
301 | El Cajon | ENCI | Natural Gas Fired Combustion Turbine | 18 | IPP Non-CHP
302 | Encina | 2 | Natural Gas Steam Turbine | 110 | IPP Non-CHP
302 | Encina | 3 | Natural Gas Steam Turbine | 110 | IPP Non-CHP
302 | Encina | 4 | Natural Gas Steam Turbine | 306 | IPP Non-CHP
302 | Encina | 5 | Natural Gas Steam Turbine | 345.6 | IPP Non-CHP
302 | Encina | GT1 | Natural Gas Fired Combustion Turbine | 18 | IPP Non-CHP
302 | Encina | ST1 | Natural Gas Steam Turbine | 110 | IPP Non-CHP
303 | Kearny | KEA2 | Natural Gas Fired Combustion Turbine | 72 | IPP Non-CHP
303 | Kearny | KEA3 | Natural Gas Fired Combustion Turbine | 72 | IPP Non-CHP
305 | Miramar | MRGT | Natural Gas Fired Combustion Turbine | 49 | IPP Non-CHP
4147 | Stiles | 1 | Conventional Hydroelectric | 0.5 | Electric Utility
4147 | Stiles | 2 | Conventional Hydroelectric | 0.5 | Electric Utility
2148 | Odessa | 3 | Petroleum Liquids | 2 | Electric Utility
2148 | Odessa | 6 | Petroleum Liquids | 3 | Electric Utility
2148 | Odessa | IC4 | Petroleum Liquids | 0.9 | Electric Utility
50661 | Covanta Haverhill | GEN1 | Municipal Solid Waste | 46 | IPP Non-CHP
55950 | Elk Hills Cogen | U1 | Natural Gas Fired Combustion Turbine | 23.3 | Industrial CHP
55950 | Elk Hills Cogen | U2 | Natural Gas Fired Combustion Turbine | 23.3 | Industrial CHP
1169 | Ogden | 4 | Petroleum Liquids | 0.4 | Electric Utility
1169 | Ogden | 5 | Petroleum Liquids | 1 | Electric Utility
1169 | Ogden | 6 | Petroleum Liquids | 2.5 | Electric Utility
6189 | Rocky Mountain Hydroelectric Plant | 1 | Hydroelectric Pumped Storage | 282.6 | Electric Utility
6189 | Rocky Mountain Hydroelectric Plant | 2 | Hydroelectric Pumped Storage | 282.6 | Electric Utility
6189 | Rocky Mountain Hydroelectric Plant | 3 | Hydroelectric Pumped Storage | 282.6 | Electric Utility
7813 | Sewell Creek Energy | 1 | Natural Gas Fired Combustion Turbine | 121 | Electric Utility
7813 | Sewell Creek Energy | 2 | Natural Gas Fired Combustion Turbine | 121 | Electric Utility
7813 | Sewell Creek Energy | 3 | Natural Gas Fired Combustion Turbine | 164 | Electric Utility
7813 | Sewell Creek Energy | 4 | Natural Gas Fired Combustion Turbine | 164 | Electric Utility
7829 | Smarr Energy Center | 1 | Natural Gas Fired Combustion Turbine | 121 | Electric Utility
7829 | Smarr Energy Center | 2 | Natural Gas Fired Combustion Turbine | 121 | Electric Utility
7916 | Talbot County Energy | 1 | Natural Gas Fired Combustion Turbine | 121 | Electric Utility
7916 | Talbot County Energy | 2 | Natural Gas Fired Combustion Turbine | 121 | Electric Utility
7916 | Talbot County Energy | 3 | Natural Gas Fired Combustion Turbine | 121 | Electric Utility
7916 | Talbot County Energy | 4 | Natural Gas Fired Combustion Turbine | 121 | Electric Utility
7916 | Talbot County Energy | 5 | Natural Gas Fired Combustion Turbine | 121 | Electric Utility
7916 | Talbot County Energy | 6 | Natural Gas Fired Combustion Turbine | 121 | Electric Utility
7917 | Chattahoochee Energy Facility | 1 | Natural Gas Fired Combined Cycle | 176 | Electric Utility
7917 | Chattahoochee Energy Facility | 2 | Natural Gas Fired Combined Cycle | 176 | Electric Utility
7917 | Chattahoochee Energy Facility | 3 | Natural Gas Fired Combined Cycle | 187.7 | Electric Utility
54538 | Hartwell Energy Facility | MAG1 | Natural Gas Fired Combustion Turbine | 180 | Electric Utility
54538 | Hartwell Energy Facility | MAG2 | Natural Gas Fired Combustion Turbine | 180 | Electric Utility
55141 | Hawk Road Facility | CT1 | Natural Gas Fired Combustion Turbine | 165 | Electric Utility
55141 | Hawk Road Facility | CT2 | Natural Gas Fired Combustion Turbine | 165 | Electric Utility
55141 | Hawk Road Facility | CT3 | Natural Gas Fired Combustion Turbine | 165 | Electric Utility
55382 | Thomas A Smith Energy Facility | 1GT1 | Natural Gas Fired Combined Cycle | 147 | IPP Non-CHP
55382 | Thomas A Smith Energy Facility | 1GT2 | Natural Gas Fired Combined Cycle | 147 | IPP Non-CHP
55382 | Thomas A Smith Energy Facility | 1STG | Natural Gas Fired Combined Cycle | 302 | IPP Non-CHP
55382 | Thomas A Smith Energy Facility | 2GT1 | Natural Gas Fired Combined Cycle | 147 | IPP Non-CHP
55382 | Thomas A Smith Energy Facility | 2GT2 | Natural Gas Fired Combined Cycle | 147 | IPP Non-CHP
55382 | Thomas A Smith Energy Facility | 2STG | Natural Gas Fired Combined Cycle | 302 | IPP Non-CHP
2876 | Kyger Creek | 1 | Conventional Steam Coal | 217.3 | Electric Utility
2876 | Kyger Creek | 2 | Conventional Steam Coal | 217.3 | Electric Utility
2876 | Kyger Creek | 3 | Conventional Steam Coal | 217.3 | Electric Utility
2876 | Kyger Creek | 4 | Conventional Steam Coal | 217.3 | Electric Utility
2876 | Kyger Creek | 5 | Conventional Steam Coal | 217.3 | Electric Utility
54779 | Oklahoma State University | GEN1 | Natural Gas Steam Turbine | 1.5 | Commercial CHP
54779 | Oklahoma State University | GEN2 | Natural Gas Steam Turbine | 1.5 | Commercial CHP
54779 | Oklahoma State University | GEN4 | Natural Gas Steam Turbine | 5 | Commercial CHP
2951 | Horseshoe Lake | 10 | Natural Gas Fired Combustion Turbine | 60.5 | Electric Utility
2951 | Horseshoe Lake | 6 | Natural Gas Steam Turbine | 163 | Electric Utility
2951 | Horseshoe Lake | 8 | Natural Gas Steam Turbine | 443 | Electric Utility
2951 | Horseshoe Lake | 9 | Natural Gas Fired Combustion Turbine | 60.5 | Electric Utility
2951 | Horseshoe Lake | GT7 | Natural Gas Fired Combustion Turbine | 27 | Electric Utility
2951 | Horseshoe Lake | ST7 | Natural Gas Steam Turbine | 220 | Electric Utility
2952 | Muskogee | 4 | Conventional Steam Coal | 572 | Electric Utility
2952 | Muskogee | 5 | Conventional Steam Coal | 572 | Electric Utility
2952 | Muskogee | 6 | Conventional Steam Coal | 572 | Electric Utility
2953 | Mustang | 1 | Natural Gas Steam Turbine | 82 | Electric Utility
2953 | Mustang | 2 | Natural Gas Steam Turbine | 63 | Electric Utility
2953 | Mustang | 3 | Natural Gas Steam Turbine | 133 | Electric Utility
2953 | Mustang | 4 | Natural Gas Steam Turbine | 253 | Electric Utility
2953 | Mustang | 5A | Natural Gas Fired Combustion Turbine | 41 | Electric Utility
2953 | Mustang | 5B | Natural Gas Fired Combustion Turbine | 41 | Electric Utility
2956 | Seminole (OK) | 1 | Natural Gas Steam Turbine | 567 | Electric Utility
2956 | Seminole (OK) | 2 | Natural Gas Steam Turbine | 567 | Electric Utility
2956 | Seminole (OK) | 3 | Natural Gas Steam Turbine | 567 | Electric Utility
2956 | Seminole (OK) | GT1 | Natural Gas Fired Combustion Turbine | 23 | Electric Utility
6095 | Sooner | 1 | Conventional Steam Coal | 569 | Electric Utility
6095 | Sooner | 2 | Conventional Steam Coal | 569 | Electric Utility
55457 | McClain Energy Facility | CT1 | Natural Gas Fired Combined Cycle | 150.1 | Electric Utility
55457 | McClain Energy Facility | CT2 | Natural Gas Fired Combined Cycle | 150.1 | Electric Utility
55457 | McClain Energy Facility | ST1 | Natural Gas Fired Combined Cycle | 168.3 | Electric Utility
55463 | Redbud Power Plant | CT01 | Natural Gas Fired Combined Cycle | 198.9 | Electric Utility
55463 | Redbud Power Plant | CT02 | Natural Gas Fired Combined Cycle | 198.9 | Electric Utility
55463 | Redbud Power Plant | CT03 | Natural Gas Fired Combined Cycle | 198.9 | Electric Utility
55463 | Redbud Power Plant | CT04 | Natural Gas Fired Combined Cycle | 198.9 | Electric Utility
55463 | Redbud Power Plant | ST01 | Natural Gas Fired Combined Cycle | 159.5 | Electric Utility
55463 | Redbud Power Plant | ST02 | Natural Gas Fired Combined Cycle | 159.5 | Electric Utility
55463 | Redbud Power Plant | ST03 | Natural Gas Fired Combined Cycle | 159.5 | Electric Utility
55463 | Redbud Power Plant | ST04 | Natural Gas Fired Combined Cycle | 159.5 | Electric Utility
56380 | Centennial Wind Farm | WT1 | Onshore Wind Turbine | 120 | Electric Utility
57286 | OU Spirit Wind Farm | WT1 | Onshore Wind Turbine | 101.2 | Electric Utility
57332 | Crossroads Wind Farm | 1-98 | Onshore Wind Turbine | 227 | Electric Utility
762 | Ponca | 2 | Natural Gas Steam Turbine | 48 | Electric Utility
7545 | Kaw Hydro | 1 | Conventional Hydroelectric | 37 | Electric Utility
7546 | Ponca City | 1 | Natural Gas Fired Combined Cycle | 19.8 | Electric Utility
7546 | Ponca City | 3 | Natural Gas Fired Combined Cycle | 54 | Electric Utility
7546 | Ponca City | 4 | Natural Gas Fired Combustion Turbine | 60.5 | Electric Utility
2289 | Fort Calhoun | 1 | Nuclear | 502 | Electric Utility
2290 | Jones Street | 1 | Petroleum Liquids | 65 | Electric Utility
2290 | Jones Street | 2 | Petroleum Liquids | 65 | Electric Utility
2291 | North Omaha | 1 | Conventional Steam Coal | 73.5 | Electric Utility
2291 | North Omaha | 2 | Conventional Steam Coal | 108.8 | Electric Utility
2291 | North Omaha | 3 | Conventional Steam Coal | 108.8 | Electric Utility
2291 | North Omaha | 4 | Conventional Steam Coal | 136 | Electric Utility
2291 | North Omaha | 5 | Conventional Steam Coal | 217.6 | Electric Utility
2292 | Sarpy County | 1 | Natural Gas Fired Combustion Turbine | 55.4 | Electric Utility
2292 | Sarpy County | 2 | Natural Gas Fired Combustion Turbine | 55.4 | Electric Utility
2292 | Sarpy County | 3 | Natural Gas Fired Combustion Turbine | 105.6 | Electric Utility
2292 | Sarpy County | 4 | Natural Gas Fired Combustion Turbine | 58.9 | Electric Utility
2292 | Sarpy County | 5 | Natural Gas Fired Combustion Turbine | 58.9 | Electric Utility
2292 | Sarpy County | BSD | Petroleum Liquids | 3.5 | Electric Utility
6096 | Nebraska City | 1 | Conventional Steam Coal | 651.6 | Electric Utility
6096 | Nebraska City | 2 | Conventional Steam Coal | 738 | Electric Utility
7955 | Elk City Station | 1 | Landfill Gas | 0.8 | Electric Utility
7955 | Elk City Station | 2 | Landfill Gas | 0.8 | Electric Utility
7955 | Elk City Station | 3 | Landfill Gas | 0.8 | Electric Utility
7955 | Elk City Station | 4 | Landfill Gas | 0.8 | Electric Utility
7955 | Elk City Station | 5 | Landfill Gas | 0.8 | Electric Utility
7955 | Elk City Station | 6 | Landfill Gas | 0.8 | Electric Utility
7955 | Elk City Station | 7 | Landfill Gas | 0.8 | Electric Utility
7955 | Elk City Station | 8 | Landfill Gas | 0.8 | Electric Utility
55972 | Cass County | CT-1 | Natural Gas Fired Combustion Turbine | 172.5 | Electric Utility
55972 | Cass County | CT-2 | Natural Gas Fired Combustion Turbine | 172.5 | Electric Utility
50696 | Plant No 1 Orange County | GEN1 | Other Waste Biomass | 2.5 | Commercial CHP
50696 | Plant No 1 Orange County | GEN2 | Other Waste Biomass | 2.5 | Commercial CHP
50696 | Plant No 1 Orange County | GEN3 | Other Waste Biomass | 2.5 | Commercial CHP
52099 | Plant No 2 Orange County | GEN1 | Other Waste Biomass | 3 | Commercial CHP
52099 | Plant No 2 Orange County | GEN2 | Other Waste Biomass | 3 | Commercial CHP
52099 | Plant No 2 Orange County | GEN3 | Other Waste Biomass | 3 | Commercial CHP
52099 | Plant No 2 Orange County | GEN4 | Other Waste Biomass | 3 | Commercial CHP
52099 | Plant No 2 Orange County | GEN5 | Other Waste Biomass | 3 | Commercial CHP
52099 | Plant No 2 Orange County | GEN6 | Other Waste Biomass | 1 | Commercial CHP
7479 | North Road Peak | EAST | Petroleum Liquids | 7 | Electric Utility
7479 | North Road Peak | WEST | Petroleum Liquids | 7 | Electric Utility
7480 | Rowesville Rd Plant | GEN3 | Natural Gas Fired Combustion Turbine | 4.8 | Electric Utility
7480 | Rowesville Rd Plant | GEN4 | Natural Gas Fired Combustion Turbine | 4.8 | Electric Utility
59727 | Bull Street Plant | GEN1 | Natural Gas Fired Combustion Turbine | 2 | Electric Utility
59728 | Substation 20 Plant | GEN1 | Natural Gas Fired Combustion Turbine | 2 | Electric Utility
2836 | Avon Lake | 10 | Petroleum Liquids | 29 | IPP Non-CHP
2836 | Avon Lake | 7 | Conventional Steam Coal | 86 | IPP Non-CHP
2836 | Avon Lake | 9 | Conventional Steam Coal | 680 | IPP Non-CHP
2861 | Niles Power Plant | GT1 | Petroleum Liquids | 27 | IPP Non-CHP
3096 | Brunot Island | 1A | Petroleum Liquids | 25.5 | IPP Non-CHP
3096 | Brunot Island | 2A | Natural Gas Fired Combined Cycle | 65.3 | IPP Non-CHP
3096 | Brunot Island | 2B | Natural Gas Fired Combined Cycle | 65.3 | IPP Non-CHP
3096 | Brunot Island | 3 | Natural Gas Fired Combined Cycle | 65.3 | IPP Non-CHP
3096 | Brunot Island | ST4 | Natural Gas Fired Combined Cycle | 144 | IPP Non-CHP
3138 | New Castle Plant | 3 | Conventional Steam Coal | 98 | IPP Non-CHP
3138 | New Castle Plant | 4 | Conventional Steam Coal | 114 | IPP Non-CHP
3138 | New Castle Plant | 5 | Conventional Steam Coal | 136 | IPP Non-CHP
3138 | New Castle Plant | EMDA | Petroleum Liquids | 3.2 | IPP Non-CHP
3138 | New Castle Plant | EMDB | Petroleum Liquids | 3.2 | IPP Non-CHP
8226 | Cheswick Power Plant | 1 | Conventional Steam Coal | 637 | IPP Non-CHP
2294 | Ord | 1 | Petroleum Liquids | 5 | Electric Utility
2294 | Ord | 2 | Petroleum Liquids | 1.5 | Electric Utility
2294 | Ord | 3 | Petroleum Liquids | 2.5 | Electric Utility
2294 | Ord | 4A | Petroleum Liquids | 1.5 | Electric Utility
2294 | Ord | 5A | Petroleum Liquids | 1.5 | Electric Utility
54477 | Oroville Cogeneration LP | GEN1 | Natural Gas Internal Combustion Engine | 1.1 | Industrial CHP
54477 | Oroville Cogeneration LP | GEN2 | Natural Gas Internal Combustion Engine | 1.1 | Industrial CHP
54477 | Oroville Cogeneration LP | GEN3 | Natural Gas Internal Combustion Engine | 1.1 | Industrial CHP
54477 | Oroville Cogeneration LP | GEN4 | Natural Gas Internal Combustion Engine | 1.1 | Industrial CHP
54477 | Oroville Cogeneration LP | GEN5 | Natural Gas Internal Combustion Engine | 1.1 | Industrial CHP
54477 | Oroville Cogeneration LP | GEN6 | Natural Gas Internal Combustion Engine | 1.1 | Industrial CHP
54477 | Oroville Cogeneration LP | GEN7 | Natural Gas Internal Combustion Engine | 1.1 | Industrial CHP
50744 | Sterling Power Plant | GEN1 | Natural Gas Fired Combined Cycle | 47.7 | IPP Non-CHP
50744 | Sterling Power Plant | GEN2 | Natural Gas Fired Combined Cycle | 16.5 | IPP Non-CHP
50744 | Sterling Power Plant | GEN3 | Petroleum Liquids | 1.1 | IPP Non-CHP
54466 | Orlando Cogen LP | GEN1 | Natural Gas Fired Combined Cycle | 122.4 | IPP CHP
417 | Forbestown | 1 | Conventional Hydroelectric | 41.9 | Electric Utility
418 | Kelly Ridge | 1 | Conventional Hydroelectric | 10 | Electric Utility
419 | Woodleaf | 1 | Conventional Hydroelectric | 59 | Electric Utility
776 | Sly Creek | 1 | Conventional Hydroelectric | 12.1 | Electric Utility
2935 | Orrville | 10 | Conventional Steam Coal | 25 | Electric Utility
2935 | Orrville | 11 | Conventional Steam Coal | 25 | Electric Utility
2935 | Orrville | 7 | Conventional Steam Coal | 5 | Electric Utility
2935 | Orrville | 8 | Conventional Steam Coal | 7.5 | Electric Utility
2935 | Orrville | 9 | Conventional Steam Coal | 22 | Electric Utility
1313 | Osage City | 1 | Natural Gas Internal Combustion Engine | 1.1 | Electric Utility
1313 | Osage City | 10 | Petroleum Liquids | 0.8 | Electric Utility
1313 | Osage City | 2 | Natural Gas Internal Combustion Engine | 1.2 | Electric Utility
1313 | Osage City | 4 | Natural Gas Internal Combustion Engine | 2 | Electric Utility
1313 | Osage City | 5 | Natural Gas Internal Combustion Engine | 2 | Electric Utility
1313 | Osage City | 7 | Natural Gas Internal Combustion Engine | 1.7 | Electric Utility
1313 | Osage City | 8 | Petroleum Liquids | 0.8 | Electric Utility
1313 | Osage City | IC3 | Natural Gas Internal Combustion Engine | 2 | Electric Utility
1313 | Osage City | IC6 | Natural Gas Internal Combustion Engine | 1.1 | Electric Utility
1172 | Osage (IA) | 5 | Natural Gas Internal Combustion Engine | 3.2 | Electric Utility
1172 | Osage (IA) | 6 | Natural Gas Internal Combustion Engine | 6.2 | Electric Utility
1172 | Osage (IA) | 7 | Petroleum Liquids | 3.6 | Electric Utility
1172 | Osage (IA) | 8 | Petroleum Liquids | 3.6 | Electric Utility
1172 | Osage (IA) | W1 | Onshore Wind Turbine | 1.6 | Electric Utility
1314 | Osawatomie City of | 2 | Petroleum Liquids | 2.3 | Electric Utility
1314 | Osawatomie City of | 4 | Petroleum Liquids | 1.2 | Electric Utility
1314 | Osawatomie City of | 5 | Petroleum Liquids | 3.1 | Electric Utility
1315 | Osborne | 1 | Petroleum Liquids | 2.3 | Electric Utility
1315 | Osborne | 2 | Petroleum Liquids | 2 | Electric Utility
1315 | Osborne | 3 | Petroleum Liquids | 1.1 | Electric Utility
1315 | Osborne | 6 | Natural Gas Internal Combustion Engine | 0.5 | Electric Utility
1315 | Osborne | 7 | Natural Gas Internal Combustion Engine | 0.5 | Electric Utility
1315 | Osborne | 8 | Natural Gas Internal Combustion Engine | 0.7 | Electric Utility
172 | Osceola (AR) | 13 | Petroleum Liquids | 1.6 | Electric Utility
172 | Osceola (AR) | 14 | Petroleum Liquids | 1.6 | Electric Utility
172 | Osceola (AR) | 9 | Petroleum Liquids | 1.6 | Electric Utility
50907 | Oswego County Energy Recovery | UNT1 | Municipal Solid Waste | 1.8 | Commercial CHP
50907 | Oswego County Energy Recovery | UNT2 | Municipal Solid Waste | 1.8 | Commercial CHP
1316 | Ottawa | GT1 | Natural Gas Fired Combustion Turbine | 11.5 | Electric Utility
1316 | Ottawa | IC3 | Natural Gas Internal Combustion Engine | 3.7 | Electric Utility
1316 | Ottawa | IC4 | Natural Gas Internal Combustion Engine | 3.5 | Electric Utility
1316 | Ottawa | IC6 | Natural Gas Internal Combustion Engine | 6 | Electric Utility
1316 | Ottawa | IC7 | Natural Gas Internal Combustion Engine | 6 | Electric Utility
1943 | Hoot Lake | 2 | Conventional Steam Coal | 54.4 | Electric Utility
1943 | Hoot Lake | 3 | Conventional Steam Coal | 75 | Electric Utility
1943 | Hoot Lake | D1 | Petroleum Liquids | 0.2 | Electric Utility
1943 | Hoot Lake | D2 | Petroleum Liquids | 0.1 | Electric Utility
1943 | Hoot Lake | H1 | Conventional Hydroelectric | 1 | Electric Utility
2801 | Jamestown | 1 | Petroleum Liquids | 24.1 | Electric Utility
2801 | Jamestown | 2 | Petroleum Liquids | 24.1 | Electric Utility
3352 | Lake Preston | 1A | Petroleum Liquids | 24.1 | Electric Utility
6098 | Big Stone | 1 | Conventional Steam Coal | 456 | Electric Utility
6098 | Big Stone | D1 | Petroleum Liquids | 1 | Electric Utility
7505 | Fergus Control Ctr | 1 | Petroleum Liquids | 2 | Electric Utility
7947 | Solway CT | 1 | Natural Gas Fired Combustion Turbine | 50 | Electric Utility
7947 | Solway CT | D1 | Petroleum Liquids | 1.3 | Electric Utility
8222 | Coyote | 1 | Conventional Steam Coal | 450 | Electric Utility
57031 | Luverne Wind Farm | 1 | Onshore Wind Turbine | 49.5 | Electric Utility
57032 | Ashtabula Wind Energy Center | 1 | Onshore Wind Turbine | 48 | Electric Utility
57033 | Langdon Wind Energy Center | 1 | Onshore Wind Turbine | 40.5 | Electric Utility
1173 | Ottumwa City of | 1 | Conventional Hydroelectric | 1 | Electric Utility
1173 | Ottumwa City of | 2 | Conventional Hydroelectric | 1.2 | Electric Utility
1173 | Ottumwa City of | 3 | Conventional Hydroelectric | 1 | Electric Utility
2574 | High Dam | 1 | Conventional Hydroelectric | 2.8 | Electric Utility
2574 | High Dam | 2 | Conventional Hydroelectric | 2.8 | Electric Utility
2574 | High Dam | 3 | Conventional Hydroelectric | 2.8 | Electric Utility
2574 | High Dam | 4 | Conventional Hydroelectric | 3.5 | Electric Utility
50360 | Michell Butte Power Project | GEN1 | Conventional Hydroelectric | 1.8 | IPP Non-CHP
50361 | Owyhee Dam Power Project | GEN1 | Conventional Hydroelectric | 4.3 | IPP Non-CHP
50362 | Tunnel 1 Power Project | GEN1 | Conventional Hydroelectric | 7 | IPP Non-CHP
2003 | Owatonna | 7 | Natural Gas Fired Combustion Turbine | 19 | Electric Utility
50043 | Houston Chemical Complex Battleground | GT1 | Natural Gas Fired Combined Cycle | 104.2 | Industrial CHP
50043 | Houston Chemical Complex Battleground | GT2 | Natural Gas Fired Combined Cycle | 104.2 | Industrial CHP
50043 | Houston Chemical Complex Battleground | GT3 | Natural Gas Fired Combined Cycle | 84.9 | Industrial CHP
50043 | Houston Chemical Complex Battleground | ST | Natural Gas Fired Combined Cycle | 87.4 | Industrial CHP
50850 | OLS Energy Chino | GEN1 | Natural Gas Fired Combined Cycle | 23.5 | IPP CHP
50850 | OLS Energy Chino | GEN2 | All Other | 7.3 | IPP CHP
6103 | PPL Susquehanna | 1 | Nuclear | 1298 | IPP Non-CHP
6103 | PPL Susquehanna | 2 | Nuclear | 1298 | IPP Non-CHP
1374 | Elmer Smith | 1 | Conventional Steam Coal | 163.2 | Electric Utility
1374 | Elmer Smith | 2 | Conventional Steam Coal | 282.1 | Electric Utility
55345 | Otay Mesa Generating Project | 1-01 | Natural Gas Fired Combined Cycle | 198.9 | IPP Non-CHP
55345 | Otay Mesa Generating Project | 1-02 | Natural Gas Fired Combined Cycle | 198.9 | IPP Non-CHP
55345 | Otay Mesa Generating Project | 1-03 | Natural Gas Fired Combined Cycle | 290.7 | IPP Non-CHP
7432 | Oxford (KS) | 1A | Petroleum Liquids | 1.7 | Electric Utility
7432 | Oxford (KS) | 2A | Petroleum Liquids | 1.7 | Electric Utility
7432 | Oxford (KS) | 3A | Petroleum Liquids | 1.7 | Electric Utility
2295 | Oxford (NE) | 2 | Natural Gas Internal Combustion Engine | 0.6 | Electric Utility
2295 | Oxford (NE) | 3 | Natural Gas Internal Combustion Engine | 0.9 | Electric Utility
2295 | Oxford (NE) | 4 | Natural Gas Internal Combustion Engine | 0.6 | Electric Utility
2295 | Oxford (NE) | 5 | Natural Gas Internal Combustion Engine | 1.3 | Electric Utility
50326 | Nalco | AT1 | Natural Gas Fired Combined Cycle | 4 | Commercial CHP
50326 | Nalco | DPOX | Natural Gas Fired Combined Cycle | 0.7 | Commercial CHP
2539 | Bethlehem Energy Center | 5 | Natural Gas Fired Combined Cycle | 194.3 | IPP Non-CHP
2539 | Bethlehem Energy Center | 6 | Natural Gas Fired Combined Cycle | 194.3 | IPP Non-CHP
2539 | Bethlehem Energy Center | 7 | Natural Gas Fired Combined Cycle | 194.3 | IPP Non-CHP
2539 | Bethlehem Energy Center | 8 | Natural Gas Fired Combined Cycle | 310.2 | IPP Non-CHP
55215 | Odessa Ector Generating Station | CTG1 | Natural Gas Fired Combined Cycle | 176 | IPP Non-CHP
55215 | Odessa Ector Generating Station | CTG2 | Natural Gas Fired Combined Cycle | 176 | IPP Non-CHP
55215 | Odessa Ector Generating Station | CTG3 | Natural Gas Fired Combined Cycle | 176 | IPP Non-CHP
55215 | Odessa Ector Generating Station | CTG4 | Natural Gas Fired Combined Cycle | 176 | IPP Non-CHP
55215 | Odessa Ector Generating Station | STG1 | Natural Gas Fired Combined Cycle | 224.4 | IPP Non-CHP
55215 | Odessa Ector Generating Station | STG2 | Natural Gas Fired Combined Cycle | 224.4 | IPP Non-CHP
50487 | PPG Powerhouse A | A1 | All Other | 7.5 | Industrial Non-CHP
50487 | PPG Powerhouse A | A2 | All Other | 7.5 | Industrial Non-CHP
50487 | PPG Powerhouse A | A4 | All Other | 7.5 | Industrial Non-CHP
50487 | PPG Powerhouse A | A7 | All Other | 10 | Industrial Non-CHP
50487 | PPG Powerhouse A | A9 | All Other | 20 | Industrial Non-CHP
50488 | PPG Riverside | GEN1 | All Other | 35 | Industrial Non-CHP
50488 | PPG Riverside | GEN2 | All Other | 45 | Industrial Non-CHP
50488 | PPG Riverside | GEN3 | All Other | 82 | Industrial Non-CHP
50489 | PPG Powerhouse C | C1 | Natural Gas Fired Combustion Turbine | 73.1 | Industrial CHP
50489 | PPG Powerhouse C | C2 | Natural Gas Fired Combustion Turbine | 73.1 | Industrial CHP
50489 | PPG Powerhouse C | C3 | Natural Gas Steam Turbine | 57.1 | Industrial CHP
50489 | PPG Powerhouse C | C4 | Natural Gas Fired Combustion Turbine | 77.2 | Industrial CHP
50489 | PPG Powerhouse C | C5 | Natural Gas Fired Combustion Turbine | 77.2 | Industrial CHP
50490 | PPG Plant C Caustic | TE | Natural Gas Steam Turbine | 3.4 | Industrial CHP
55117 | RS Cogen | RS-4 | Natural Gas Fired Combined Cycle | 103 | Industrial CHP
55117 | RS Cogen | RS-5 | Natural Gas Fired Combined Cycle | 195 | Industrial CHP
55117 | RS Cogen | RS-6 | Natural Gas Fired Combined Cycle | 195 | Industrial CHP
50397 | P H Glatfelter | GEN1 | Conventional Steam Coal | 6 | Industrial CHP
50397 | P H Glatfelter | GEN2 | Conventional Steam Coal | 5.9 | Industrial CHP
50397 | P H Glatfelter | GEN3 | Conventional Steam Coal | 5.1 | Industrial CHP
50397 | P H Glatfelter | GEN4 | Conventional Steam Coal | 7.5 | Industrial CHP
50397 | P H Glatfelter | GEN5 | Conventional Steam Coal | 45.9 | Industrial CHP
50397 | P H Glatfelter | GEN6 | Wood/Wood Waste Biomass | 39.1 | Industrial CHP
180 | Volta 2 | 1 | Conventional Hydroelectric | 1 | Electric Utility
214 | Alta Powerhouse | 1 | Conventional Hydroelectric | 1 | Electric Utility
217 | Balch 1 | 1 | Conventional Hydroelectric | 31 | Electric Utility
218 | Balch 2 | 2 | Conventional Hydroelectric | 48.6 | Electric Utility
218 | Balch 2 | 3 | Conventional Hydroelectric | 48.6 | Electric Utility
219 | Belden | 1 | Conventional Hydroelectric | 117.9 | Electric Utility
220 | Bucks Creek | H1 | Conventional Hydroelectric | 33 | Electric Utility
220 | Bucks Creek | H2 | Conventional Hydroelectric | 33 | Electric Utility
221 | Butt Valley | 1 | Conventional Hydroelectric | 40 | Electric Utility
222 | Caribou 1 | 1 | Conventional Hydroelectric | 23.8 | Electric Utility
222 | Caribou 1 | 2 | Conventional Hydroelectric | 25 | Electric Utility
222 | Caribou 1 | 3 | Conventional Hydroelectric | 25 | Electric Utility
223 | Caribou 2 | 4 | Conventional Hydroelectric | 60.3 | Electric Utility
223 | Caribou 2 | 5 | Conventional Hydroelectric | 57.6 | Electric Utility
224 | Centerville PH | 1 | Conventional Hydroelectric | 5.5 | Electric Utility
224 | Centerville PH | 2 | Conventional Hydroelectric | 0.9 | Electric Utility
225 | Chili Bar | 1 | Conventional Hydroelectric | 7 | Electric Utility
227 | Coleman PH | 1 | Conventional Hydroelectric | 12.1 | Electric Utility
229 | Cow Creek | 1 | Conventional Hydroelectric | 0.7 | Electric Utility
229 | Cow Creek | 2 | Conventional Hydroelectric | 0.7 | Electric Utility
231 | Cresta | 1 | Conventional Hydroelectric | 36.9 | Electric Utility
231 | Cresta | 2 | Conventional Hydroelectric | 36.9 | Electric Utility
232 | De Sabla | 1 | Conventional Hydroelectric | 18.4 | Electric Utility
233 | Deer Creek PH | 1 | Conventional Hydroelectric | 5.5 | Electric Utility
235 | Drum 1 | 1 | Conventional Hydroelectric | 12 | Electric Utility
235 | Drum 1 | 2 | Conventional Hydroelectric | 12 | Electric Utility
235 | Drum 1 | 3 | Conventional Hydroelectric | 12 | Electric Utility
235 | Drum 1 | 4 | Conventional Hydroelectric | 13.2 | Electric Utility
236 | Drum 2 | 5 | Conventional Hydroelectric | 53.1 | Electric Utility
237 | Dutch Flat | 1 | Conventional Hydroelectric | 22 | Electric Utility
239 | Electra | 1 | Conventional Hydroelectric | 32.3 | Electric Utility
239 | Electra | 2 | Conventional Hydroelectric | 35.1 | Electric Utility
239 | Electra | 3 | Conventional Hydroelectric | 35.1 | Electric Utility
240 | Haas | H1 | Conventional Hydroelectric | 67.5 | Electric Utility
240 | Haas | H2 | Conventional Hydroelectric | 67.5 | Electric Utility
241 | Halsey | 1 | Conventional Hydroelectric | 13.6 | Electric Utility
242 | Hamilton Branch | 1 | Conventional Hydroelectric | 2.6 | Electric Utility
242 | Hamilton Branch | 2 | Conventional Hydroelectric | 2.7 | Electric Utility
243 | Hat Creek 1 | 1 | Conventional Hydroelectric | 10 | Electric Utility
244 | Hat Creek 2 | 1 | Conventional Hydroelectric | 10 | Electric Utility
246 | Humboldt Bay | IC1 | Natural Gas Internal Combustion Engine | 16.7 | Electric Utility
246 | Humboldt Bay | IC10 | Natural Gas Internal Combustion Engine | 16.7 | Electric Utility
246 | Humboldt Bay | IC2 | Natural Gas Internal Combustion Engine | 16.7 | Electric Utility
246 | Humboldt Bay | IC3 | Natural Gas Internal Combustion Engine | 16.7 | Electric Utility
246 | Humboldt Bay | IC4 | Natural Gas Internal Combustion Engine | 16.7 | Electric Utility
246 | Humboldt Bay | IC5 | Natural Gas Internal Combustion Engine | 16.7 | Electric Utility
246 | Humboldt Bay | IC6 | Natural Gas Internal Combustion Engine | 16.7 | Electric Utility
246 | Humboldt Bay | IC7 | Natural Gas Internal Combustion Engine | 16.7 | Electric Utility
246 | Humboldt Bay | IC8 | Natural Gas Internal Combustion Engine | 16.7 | Electric Utility
246 | Humboldt Bay | IC9 | Natural Gas Internal Combustion Engine | 16.7 | Electric Utility
248 | Inskip | 1 | Conventional Hydroelectric | 7.6 | Electric Utility
249 | James B Black | 1 | Conventional Hydroelectric | 85.1 | Electric Utility
249 | James B Black | 2 | Conventional Hydroelectric | 83.5 | Electric Utility
250 | Kerckhoff | H1 | Conventional Hydroelectric | 11.3 | Electric Utility
250 | Kerckhoff | H3 | Conventional Hydroelectric | 11.3 | Electric Utility
253 | Kilarc | 1 | Conventional Hydroelectric | 1.5 | Electric Utility
253 | Kilarc | 2 | Conventional Hydroelectric | 1.5 | Electric Utility
254 | Kings River PH | H1 | Conventional Hydroelectric | 48.6 | Electric Utility
255 | Lime Saddle | 1 | Conventional Hydroelectric | 1 | Electric Utility
255 | Lime Saddle | 2 | Conventional Hydroelectric | 1 | Electric Utility
258 | Merced Falls | 1 | Conventional Hydroelectric | 3.4 | Electric Utility
262 | Narrows PH | 1 | Conventional Hydroelectric | 10.2 | Electric Utility
264 | Phoenix | 1 | Conventional Hydroelectric | 1.6 | Electric Utility
265 | Pit 1 | H1 | Conventional Hydroelectric | 34.6 | Electric Utility
265 | Pit 1 | H2 | Conventional Hydroelectric | 34.6 | Electric Utility
266 | Pit 3 | H1 | Conventional Hydroelectric | 26.7 | Electric Utility
266 | Pit 3 | H2 | Conventional Hydroelectric | 26.7 | Electric Utility
266 | Pit 3 | H3 | Conventional Hydroelectric | 26.7 | Electric Utility
267 | Pit 4 | 1 | Conventional Hydroelectric | 51.7 | Electric Utility
267 | Pit 4 | 2 | Conventional Hydroelectric | 51.7 | Electric Utility
268 | Pit 5 | H1 | Conventional Hydroelectric | 38.2 | Electric Utility
268 | Pit 5 | H2 | Conventional Hydroelectric | 38.2 | Electric Utility
268 | Pit 5 | H3 | Conventional Hydroelectric | 33.2 | Electric Utility
268 | Pit 5 | H4 | Conventional Hydroelectric | 32 | Electric Utility
269 | Pit 6 | H1 | Conventional Hydroelectric | 39.6 | Electric Utility
269 | Pit 6 | H2 | Conventional Hydroelectric | 39.6 | Electric Utility
270 | Pit 7 | H1 | Conventional Hydroelectric | 57.6 | Electric Utility
270 | Pit 7 | H2 | Conventional Hydroelectric | 52.2 | Electric Utility
272 | Poe | 1 | Conventional Hydroelectric | 71.4 | Electric Utility
272 | Poe | 2 | Conventional Hydroelectric | 71.4 | Electric Utility
274 | Potter Valley | 1 | Conventional Hydroelectric | 4.4 | Electric Utility
274 | Potter Valley | 2 | Conventional Hydroelectric | 2 | Electric Utility
274 | Potter Valley | 3 | Conventional Hydroelectric | 3 | Electric Utility
275 | Rock Creek | H1 | Conventional Hydroelectric | 62.3 | Electric Utility
275 | Rock Creek | H2 | Conventional Hydroelectric | 63 | Electric Utility
276 | San Joaquin 2 | 1 | Conventional Hydroelectric | 2.8 | Electric Utility
277 | San Joaquin 3 | 3 | Conventional Hydroelectric | 4 | Electric Utility
279 | Salt Springs | 1 | Conventional Hydroelectric | 12.3 | Electric Utility
279 | Salt Springs | 2 | Conventional Hydroelectric | 29.7 | Electric Utility
280 | South | 1 | Conventional Hydroelectric | 6.7 | Electric Utility
281 | Spaulding 1 | 1 | Conventional Hydroelectric | 7 | Electric Utility
282 | Spaulding 2 | 1 | Conventional Hydroelectric | 3.7 | Electric Utility
283 | Spaulding 3 | 1 | Conventional Hydroelectric | 6.6 | Electric Utility
284 | Spring Gap | 1 | Conventional Hydroelectric | 6 | Electric Utility
285 | Stanislaus | HC1 | Conventional Hydroelectric | 81.9 | Electric Utility
287 | Tiger Creek | H1 | Conventional Hydroelectric | 25.5 | Electric Utility
287 | Tiger Creek | H2 | Conventional Hydroelectric | 26.7 | Electric Utility
289 | Tule River | 1 | Conventional Hydroelectric | 4.2 | Electric Utility
289 | Tule River | 2 | Conventional Hydroelectric | 4.2 | Electric Utility
290 | Volta 1 | 1 | Conventional Hydroelectric | 8.5 | Electric Utility
291 | West Point PH | 1 | Conventional Hydroelectric | 13.6 | Electric Utility
292 | Wise | 1 | Conventional Hydroelectric | 13.6 | Electric Utility
292 | Wise | 2 | Conventional Hydroelectric | 2.8 | Electric Utility
293 | A G Wishon | 1 | Conventional Hydroelectric | 3.2 | Electric Utility
293 | A G Wishon | 2 | Conventional Hydroelectric | 3.2 | Electric Utility
293 | A G Wishon | 3 | Conventional Hydroelectric | 3.2 | Electric Utility
293 | A G Wishon | 4 | Conventional Hydroelectric | 3.2 | Electric Utility
626 | Oak Flat | 1 | Conventional Hydroelectric | 1.4 | Electric Utility
632 | Newcastle | 1 | Conventional Hydroelectric | 12.7 | Electric Utility
682 | Kerckhoff 2 | 1 | Conventional Hydroelectric | 139.5 | Electric Utility
714 | Toadtown | 1 | Conventional Hydroelectric | 1.8 | Electric Utility
6099 | Diablo Canyon | 1 | Nuclear | 1159 | Electric Utility
6099 | Diablo Canyon | 2 | Nuclear | 1164 | Electric Utility
6100 | Helms Pumped Storage | 1 | Hydroelectric Pumped Storage | 351 | Electric Utility
6100 | Helms Pumped Storage | 2 | Hydroelectric Pumped Storage | 351 | Electric Utility
6100 | Helms Pumped Storage | 3 | Hydroelectric Pumped Storage | 351 | Electric Utility
7911 | Kern Canyon | 1 | Conventional Hydroelectric | 9.5 | Electric Utility
56476 | Gateway Generating Station | A | Natural Gas Fired Combined Cycle | 203.2 | Electric Utility
56476 | Gateway Generating Station | B | Natural Gas Fired Combined Cycle | 203.2 | Electric Utility
56476 | Gateway Generating Station | C | Natural Gas Fired Combined Cycle | 213.3 | Electric Utility
56532 | Colusa Generating Station | A | Natural Gas Fired Combined Cycle | 181.5 | Electric Utility
56532 | Colusa Generating Station | B | Natural Gas Fired Combined Cycle | 181.5 | Electric Utility
56532 | Colusa Generating Station | C | Natural Gas Fired Combined Cycle | 349.4 | Electric Utility
57041 | Vaca Dixon Solar Station | 1 | Solar Photovoltaic | 2 | Electric Utility
57042 | CSU East Bay | 1 | Other Natural Gas | 1.4 | Electric Utility
57043 | SF State University | 1 | Other Natural Gas | 0.2 | Electric Utility
57043 | SF State University | 2 | Other Natural Gas | 1.4 | Electric Utility
57497 | Stroud Solar Station | 1 | Solar Photovoltaic | 20 | Electric Utility
57498 | Five Points Solar Station | 1 | Solar Photovoltaic | 15 | Electric Utility
57499 | Westside Solar Station | 1 | Solar Photovoltaic | 15 | Electric Utility
57521 | Giffen | 1 | Solar Photovoltaic | 10 | Electric Utility
57522 | Cantua Solar Station | 1 | Solar Photovoltaic | 20 | Electric Utility
57523 | Huron Solar Station | 1 | Solar Photovoltaic | 20 | Electric Utility
57891 | Guernsey Solar Station | 1 | Solar Photovoltaic | 20 | Electric Utility
57892 | Gates Solar Station | 1 | Solar Photovoltaic | 20 | Electric Utility
58206 | West Gates Solar Station | 1 | Solar Photovoltaic | 10 | Electric Utility
59256 | Vaca Dixon Battery Storage System | BAT1 | Batteries | 2 | Electric Utility
59257 | Yerba Buena | YB1 | Batteries | 4 | Electric Utility
294 | Copco 1 | 1 | Conventional Hydroelectric | 10 | Electric Utility
294 | Copco 1 | 2 | Conventional Hydroelectric | 10 | Electric Utility
295 | Copco 2 | 1 | Conventional Hydroelectric | 13.5 | Electric Utility
295 | Copco 2 | 2 | Conventional Hydroelectric | 13.5 | Electric Utility
296 | Fall Creek | 1 | Conventional Hydroelectric | 0.5 | Electric Utility
296 | Fall Creek | 2 | Conventional Hydroelectric | 0.4 | Electric Utility
296 | Fall Creek | 3 | Conventional Hydroelectric | 1.2 | Electric Utility
297 | Iron Gate | 1 | Conventional Hydroelectric | 18 | Electric Utility
299 | Blundell | 1 | Geothermal | 30.7 | Electric Utility
299 | Blundell | 2 | Geothermal | 14.1 | Electric Utility
825 | Ashton | 1 | Conventional Hydroelectric | 2.7 | Electric Utility
825 | Ashton | 2 | Conventional Hydroelectric | 2 | Electric Utility
825 | Ashton | 3 | Conventional Hydroelectric | 2 | Electric Utility
827 | Grace | 3 | Conventional Hydroelectric | 11 | Electric Utility
827 | Grace | 4 | Conventional Hydroelectric | 11 | Electric Utility
827 | Grace | 5 | Conventional Hydroelectric | 11 | Electric Utility
829 | Oneida | 1 | Conventional Hydroelectric | 10 | Electric Utility
829 | Oneida | 2 | Conventional Hydroelectric | 10 | Electric Utility
829 | Oneida | 3 | Conventional Hydroelectric | 10 | Electric Utility
831 | Soda | 1 | Conventional Hydroelectric | 7.5 | Electric Utility
831 | Soda | 2 | Conventional Hydroelectric | 7 | Electric Utility
987 | Last Chance | 1 | Conventional Hydroelectric | 0.2 | Electric Utility
987 | Last Chance | 2 | Conventional Hydroelectric | 0.5 | Electric Utility
987 | Last Chance | 3 | Conventional Hydroelectric | 1 | Electric Utility
3020 | Clearwater 1 | 1 | Conventional Hydroelectric | 15 | Electric Utility
3021 | Clearwater 2 | 1 | Conventional Hydroelectric | 26 | Electric Utility
3024 | Eagle Point | 1 | Conventional Hydroelectric | 2.8 | Electric Utility
3025 | East Side | 1 | Conventional Hydroelectric | 3.2 | Electric Utility
3026 | Fish Creek | 1 | Conventional Hydroelectric | 11 | Electric Utility
3028 | John C Boyle | 1 | Conventional Hydroelectric | 50.3 | Electric Utility
3028 | John C Boyle | 2 | Conventional Hydroelectric | 48.4 | Electric Utility
3029 | Lemolo 1 | 1 | Conventional Hydroelectric | 32 | Electric Utility
3032 | Prospect 1 | 1 | Conventional Hydroelectric | 3.8 | Electric Utility
3033 | Prospect 2 | 1 | Conventional Hydroelectric | 16 | Electric Utility
3033 | Prospect 2 | 2 | Conventional Hydroelectric | 16 | Electric Utility
3034 | Prospect 3 | 1 | Conventional Hydroelectric | 7.2 | Electric Utility
3035 | Prospect 4 | 1 | Conventional Hydroelectric | 1 | Electric Utility
3036 | Slide Creek | 1 | Conventional Hydroelectric | 18 | Electric Utility
3037 | Soda Springs | 1 | Conventional Hydroelectric | 11 | Electric Utility
3040 | Toketee Falls | 1 | Conventional Hydroelectric | 14.2 | Electric Utility
3040 | Toketee Falls | 2 | Conventional Hydroelectric | 14.2 | Electric Utility
3040 | Toketee Falls | 3 | Conventional Hydroelectric | 14.2 | Electric Utility
3041 | Wallowa Falls | 1 | Conventional Hydroelectric | 1.1 | Electric Utility
3644 | Carbon | 1 | Conventional Steam Coal | 75 | Electric Utility
3644 | Carbon | 2 | Conventional Steam Coal | 133.6 | Electric Utility
3646 | Cutler Hydro | 1 | Conventional Hydroelectric | 15 | Electric Utility
3646 | Cutler Hydro | 2 | Conventional Hydroelectric | 15 | Electric Utility
3648 | Gadsby | 1 | Natural Gas Steam Turbine | 70.5 | Electric Utility
3648 | Gadsby | 2 | Natural Gas Steam Turbine | 75 | Electric Utility
3648 | Gadsby | 3 | Natural Gas Steam Turbine | 133.6 | Electric Utility
3648 | Gadsby | 4 | Natural Gas Fired Combustion Turbine | 71 | Electric Utility
3648 | Gadsby | 5 | Natural Gas Fired Combustion Turbine | 71 | Electric Utility
3648 | Gadsby | 6 | Natural Gas Fired Combustion Turbine | 71 | Electric Utility
3651 | Granite | 1 | Conventional Hydroelectric | 2 | Electric Utility
3655 | Olmstead | 1 | Conventional Hydroelectric | 2.4 | Electric Utility
3655 | Olmstead | 2 | Conventional Hydroelectric | 2.4 | Electric Utility
3655 | Olmstead | 4 | Conventional Hydroelectric | 5.5 | Electric Utility
3656 | Pioneer | 1 | Conventional Hydroelectric | 2.5 | Electric Utility
3656 | Pioneer | 2 | Conventional Hydroelectric | 2.5 | Electric Utility
3659 | Stairs | 3 | Conventional Hydroelectric | 1 | Electric Utility
3661 | Weber | 1 | Conventional Hydroelectric | 3.8 | Electric Utility
3847 | Merwin | 1 | Conventional Hydroelectric | 45 | Electric Utility
3847 | Merwin | 2 | Conventional Hydroelectric | 45 | Electric Utility
3847 | Merwin | 3 | Conventional Hydroelectric | 45 | Electric Utility
3847 | Merwin | House | Conventional Hydroelectric | 1 | Electric Utility
3850 | Swift 1 | HY11 | Conventional Hydroelectric | 80 | Electric Utility
3850 | Swift 1 | HY12 | Conventional Hydroelectric | 80 | Electric Utility
3850 | Swift 1 | HY13 | Conventional Hydroelectric | 80 | Electric Utility
3852 | Yale | 1 | Conventional Hydroelectric | 67 | Electric Utility
3852 | Yale | 2 | Conventional Hydroelectric | 67 | Electric Utility
4158 | Dave Johnston | 1 | Conventional Steam Coal | 133.6 | Electric Utility
4158 | Dave Johnston | 2 | Conventional Steam Coal | 133.6 | Electric Utility
4158 | Dave Johnston | 3 | Conventional Steam Coal | 255 | Electric Utility
4158 | Dave Johnston | 4 | Conventional Steam Coal | 400 | Electric Utility
4162 | Naughton | 1 | Conventional Steam Coal | 192 | Electric Utility
4162 | Naughton | 2 | Conventional Steam Coal | 256 | Electric Utility
4162 | Naughton | 3 | Conventional Steam Coal | 384 | Electric Utility
6101 | Wyodak | 1 | Conventional Steam Coal | 402.3 | Electric Utility
6165 | Hunter | 1 | Conventional Steam Coal | 525 | Electric Utility
6165 | Hunter | 2 | Conventional Steam Coal | 525 | Electric Utility
6165 | Hunter | 3 | Conventional Steam Coal | 527.2 | Electric Utility
6265 | Swift 2 | 21 | Conventional Hydroelectric | 36 | Electric Utility
6265 | Swift 2 | 22 | Conventional Hydroelectric | 36 | Electric Utility
6421 | Lemolo 2 | 1 | Conventional Hydroelectric | 38.5 | Electric Utility
6459 | Big Fork | 1 | Conventional Hydroelectric | 1.7 | Electric Utility
6459 | Big Fork | 2 | Conventional Hydroelectric | 1.7 | Electric Utility
6459 | Big Fork | 3 | Conventional Hydroelectric | 0.7 | Electric Utility
6484 | Bend | 1 | Conventional Hydroelectric | 0.2 | Electric Utility
6484 | Bend | 2 | Conventional Hydroelectric | 0.3 | Electric Utility
6484 | Bend | 3 | Conventional Hydroelectric | 0.6 | Electric Utility
8066 | Jim Bridger | 1 | Conventional Steam Coal | 608.3 | Electric Utility
8066 | Jim Bridger | 2 | Conventional Steam Coal | 617 | Electric Utility
8066 | Jim Bridger | 3 | Conventional Steam Coal | 608.3 | Electric Utility
8066 | Jim Bridger | 4 | Conventional Steam Coal | 608.3 | Electric Utility
8069 | Huntington | 1 | Conventional Steam Coal | 541.3 | Electric Utility
8069 | Huntington | 2 | Conventional Steam Coal | 496 | Electric Utility
55662 | Chehalis Generating Facility | CA | Natural Gas Fired Combined Cycle | 230 | Electric Utility
55662 | Chehalis Generating Facility | CT1 | Natural Gas Fired Combined Cycle | 234 | Electric Utility
55662 | Chehalis Generating Facility | CT2 | Natural Gas Fired Combined Cycle | 234 | Electric Utility
56102 | Currant Creek | CT1A | Natural Gas Fired Combined Cycle | 172 | Electric Utility
56102 | Currant Creek | CT1B | Natural Gas Fired Combined Cycle | 172 | Electric Utility
56102 | Currant Creek | ST1 | Natural Gas Fired Combined Cycle | 305 | Electric Utility
56237 | Lake Side Power Plant | CT01 | Natural Gas Fired Combined Cycle | 203 | Electric Utility
56237 | Lake Side Power Plant | CT02 | Natural Gas Fired Combined Cycle | 203 | Electric Utility
56237 | Lake Side Power Plant | CT21 | Natural Gas Fired Combined Cycle | 206 | Electric Utility
56237 | Lake Side Power Plant | CT22 | Natural Gas Fired Combined Cycle | 206 | Electric Utility
56237 | Lake Side Power Plant | ST01 | Natural Gas Fired Combined Cycle | 251 | Electric Utility
56237 | Lake Side Power Plant | ST2 | Natural Gas Fired Combined Cycle | 316 | Electric Utility
56360 | Leaning Juniper | 1 | Onshore Wind Turbine | 100.5 | Electric Utility
56466 | Marengo Wind Plant | 1 | Onshore Wind Turbine | 140.4 | Electric Utility
56466 | Marengo Wind Plant | 2 | Onshore Wind Turbine | 70.2 | Electric Utility
56666 | Goodnoe Hills | 1 | Onshore Wind Turbine | 97.8 | Electric Utility
56841 | Glenrock | 1 | Onshore Wind Turbine | 103.3 | Electric Utility
56841 | Glenrock | 2 | Onshore Wind Turbine | 40.7 | Electric Utility
56842 | Rolling Hills | 1 | Onshore Wind Turbine | 103.3 | Electric Utility
56843 | Seven Mile Hill | 1 | Onshore Wind Turbine | 103.3 | Electric Utility
56843 | Seven Mile Hill | 2 | Onshore Wind Turbine | 20.3 | Electric Utility
57039 | McFadden Ridge | 1 | Onshore Wind Turbine | 29.7 | Electric Utility
57040 | High Plains | 1 | Onshore Wind Turbine | 103.3 | Electric Utility
57299 | Dunlap | 1 | Onshore Wind Turbine | 115.8 | Electric Utility
57759 | Consumer Products (Camas) LLC | STG1 | All Other | 61.5 | Industrial Non-CHP
58150 | Black Cap Solar Plant | 1 | Solar Photovoltaic | 2 | Electric Utility
50296 | Packaging Corp of America | GEN1 | Wood/Wood Waste Biomass | 50 | Industrial CHP
50296 | Packaging Corp of America | GEN2 | Wood/Wood Waste Biomass | 22.5 | Industrial CHP
50476 | Packaging of America Tomahawk Mill | GEN1 | Conventional Steam Coal | 6.3 | Industrial CHP
50476 | Packaging of America Tomahawk Mill | GEN2 | Conventional Steam Coal | 9.4 | Industrial CHP
50476 | Packaging of America Tomahawk Mill | GEN3 | Conventional Hydroelectric | 1 | Industrial CHP
50476 | Packaging of America Tomahawk Mill | GEN4 | Conventional Hydroelectric | 1 | Industrial CHP
50476 | Packaging of America Tomahawk Mill | GEN5 | Conventional Hydroelectric | 1 | Industrial CHP
55103 | Klamath Cogeneration Plant | CT1 | Natural Gas Fired Combined Cycle | 161.5 | IPP CHP
55103 | Klamath Cogeneration Plant | CT2 | Natural Gas Fired Combined Cycle | 161.5 | IPP CHP
55103 | Klamath Cogeneration Plant | ST1 | Natural Gas Fired Combined Cycle | 178.5 | IPP CHP
55544 | Klamath Expansion Project | GT1 | Natural Gas Fired Combustion Turbine | 29.4 | IPP Non-CHP
55544 | Klamath Expansion Project | GT2 | Natural Gas Fired Combustion Turbine | 29.4 | IPP Non-CHP
55544 | Klamath Expansion Project | GT3 | Natural Gas Fired Combustion Turbine | 29.4 | IPP Non-CHP
55544 | Klamath Expansion Project | GT4 | Natural Gas Fired Combustion Turbine | 29.4 | IPP Non-CHP
2936 | Painesville | 3 | Conventional Steam Coal | 7.5 | Electric Utility
2936 | Painesville | 5 | Conventional Steam Coal | 16.5 | Electric Utility
2936 | Painesville | 7 | Conventional Steam Coal | 22 | Electric Utility
2936 | Painesville | ST2 | Conventional Steam Coal | 7.5 | Electric Utility
2936 | Painesville | WPCP1 | Petroleum Liquids | 2 | Electric Utility
2150 | Palmyra Municipal | 2 | Petroleum Liquids | 0.5 | Electric Utility
2150 | Palmyra Municipal | 3 | Petroleum Liquids | 1.5 | Electric Utility
2150 | Palmyra Municipal | 4 | Petroleum Liquids | 0.8 | Electric Utility
2150 | Palmyra Municipal | 6 | Petroleum Liquids | 2 | Electric Utility
2150 | Palmyra Municipal | IC7 | Petroleum Liquids | 2 | Electric Utility
7304 | Palmyra Municipal 2 | IC10 | Natural Gas Internal Combustion Engine | 3.5 | Electric Utility
7304 | Palmyra Municipal 2 | IC9 | Natural Gas Internal Combustion Engine | 3.5 | Electric Utility
56668 | NIH Cogeneration Facility | CGTG | Natural Gas Fired Combustion Turbine | 22 | Commercial CHP
56900 | Atlantic City Convention Center | 1 | Solar Photovoltaic | 0.5 | Commercial Non-CHP
56900 | Atlantic City Convention Center | 2 | Solar Photovoltaic | 0.5 | Commercial Non-CHP
56900 | Atlantic City Convention Center | 3 | Solar Photovoltaic | 0.5 | Commercial Non-CHP
56900 | Atlantic City Convention Center | 4 | Solar Photovoltaic | 0.5 | Commercial Non-CHP
54832 | Brandywine Power Facility | 1 | Natural Gas Fired Combined Cycle | 98.7 | IPP CHP
54832 | Brandywine Power Facility | 2 | Natural Gas Fired Combined Cycle | 98.7 | IPP CHP
54832 | Brandywine Power Facility | 3 | Natural Gas Fired Combined Cycle | 91.4 | IPP CHP
55306 | Gila River Power Station | CTG7 | Natural Gas Fired Combined Cycle | 174 | IPP Non-CHP
55306 | Gila River Power Station | CTG8 | Natural Gas Fired Combined Cycle | 174 | IPP Non-CHP
55306 | Gila River Power Station | ST12 | Natural Gas Fired Combined Cycle | 271 | IPP Non-CHP
54932 | Panduit Tinley Park | GEN1 | Natural Gas Internal Combustion Engine | 0.7 | Industrial Non-CHP
54932 | Panduit Tinley Park | GEN2 | Natural Gas Internal Combustion Engine | 0.7 | Industrial Non-CHP
50776 | Panther Creek Energy Facility | GEN1 | Conventional Steam Coal | 94 | IPP Non-CHP
7584 | Panora | 1 | Petroleum Liquids | 1.5 | Electric Utility
7584 | Panora | 2 | Petroleum Liquids | 1 | Electric Utility
7584 | Panora | 3 | Petroleum Liquids | 2 | Electric Utility
7283 | Paragould Turbine | 1 | Natural Gas Fired Combustion Turbine | 3.4 | Electric Utility
7283 | Paragould Turbine | 2 | Natural Gas Fired Combustion Turbine | 3.4 | Electric Utility
7283 | Paragould Turbine | 3 | Natural Gas Fired Combustion Turbine | 3.4 | Electric Utility
7283 | Paragould Turbine | 4 | Natural Gas Fired Combustion Turbine | 3.4 | Electric Utility
7283 | Paragould Turbine | 5 | Petroleum Liquids | 0.3 | Electric Utility
8015 | Paragould Reciprocating | 011 | Natural Gas Internal Combustion Engine | 6.4 | Electric Utility
8015 | Paragould Reciprocating | 021 | Natural Gas Internal Combustion Engine | 6.4 | Electric Utility
8015 | Paragould Reciprocating | 031 | Natural Gas Internal Combustion Engine | 6.4 | Electric Utility
1376 | Paris (KY) | 1 | Petroleum Liquids | 1.3 | Electric Utility
1376 | Paris (KY) | 2 | Petroleum Liquids | 1.3 | Electric Utility
1376 | Paris (KY) | 3 | Petroleum Liquids | 0.7 | Electric Utility
1376 | Paris (KY) | 4 | Petroleum Liquids | 0.9 | Electric Utility
1376 | Paris (KY) | 5 | Petroleum Liquids | 1.1 | Electric Utility
1376 | Paris (KY) | 6 | Petroleum Liquids | 3.1 | Electric Utility
1376 | Paris (KY) | 7 | Petroleum Liquids | 3.1 | Electric Utility
50275 | Park 500 Philip Morris USA | TG3 | Natural Gas Steam Turbine | 13 | Industrial CHP
50666 | Pasco Cnty Solid Waste Resource Recovery | GEN1 | Municipal Solid Waste | 31.2 | IPP Non-CHP
420 | Broadway (CA) | B3 | Natural Gas Steam Turbine | 75 | Electric Utility
422 | Glenarm | GT1 | Natural Gas Fired Combustion Turbine | 28.8 | Electric Utility
422 | Glenarm | GT2 | Natural Gas Fired Combustion Turbine | 28.8 | Electric Utility
422 | Glenarm | GT3 | Natural Gas Fired Combustion Turbine | 60.5 | Electric Utility
422 | Glenarm | GT4 | Natural Gas Fired Combustion Turbine | 60.5 | Electric Utility
6449 | Azusa | 1 | Conventional Hydroelectric | 3 | Electric Utility
50311 | Passaic Valley Water Commission | GEN1 | Conventional Hydroelectric | 0.6 | IPP Non-CHP
50311 | Passaic Valley Water Commission | GEN2 | Conventional Hydroelectric | 0.6 | IPP Non-CHP
50311 | Passaic Valley Water Commission | GEN3 | Conventional Hydroelectric | 0.6 | IPP Non-CHP
50311 | Passaic Valley Water Commission | GEN4 | Conventional Hydroelectric | 0.6 | IPP Non-CHP
2995 | Pawhuska | 1 | Petroleum Liquids | 1.4 | Electric Utility
2995 | Pawhuska | 2 | Petroleum Liquids | 2 | Electric Utility
2995 | Pawhuska | 3 | Petroleum Liquids | 3.1 | Electric Utility
2995 | Pawhuska | 5 | Petroleum Liquids | 2.5 | Electric Utility
54056 | Pawtucket Power Associates | GEN1 | Natural Gas Fired Combined Cycle | 41.8 | IPP Non-CHP
54056 | Pawtucket Power Associates | GEN2 | Natural Gas Fired Combined Cycle | 27 | IPP Non-CHP
1513 | Caribou Generation Station | 1 | Petroleum Liquids | 7.5 | IPP Non-CHP
1513 | Caribou Generation Station | CD2 | Petroleum Liquids | 2.7 | IPP Non-CHP
1513 | Caribou Generation Station | CD3 | Petroleum Liquids | 2.7 | IPP Non-CHP
1513 | Caribou Generation Station | CD4 | Petroleum Liquids | 1 | IPP Non-CHP
1513 | Caribou Generation Station | CD5 | Petroleum Liquids | 1.2 | IPP Non-CHP
1513 | Caribou Generation Station | CH1 | Conventional Hydroelectric | 0.4 | IPP Non-CHP
1513 | Caribou Generation Station | CH2 | Conventional Hydroelectric | 0.4 | IPP Non-CHP
1513 | Caribou Generation Station | ST2 | Petroleum Liquids | 11.5 | IPP Non-CHP
1514 | Flos Inn Diesel | FID1 | Petroleum Liquids | 2 | IPP Non-CHP
1514 | Flos Inn Diesel | FID2 | Petroleum Liquids | 2 | IPP Non-CHP
1514 | Flos Inn Diesel | FID3 | Petroleum Liquids | 2 | IPP Non-CHP
1516 | Squa Pan Hydro Station | SP1 | Conventional Hydroelectric | 1.5 | IPP Non-CHP
7408 | Payson | 86-1 | Natural Gas Internal Combustion Engine | 2.6 | Electric Utility
7408 | Payson | 86-2 | Natural Gas Internal Combustion Engine | 2.6 | Electric Utility
7408 | Payson | 86-3 | Natural Gas Internal Combustion Engine | 2.5 | Electric Utility
7408 | Payson | 86-4 | Natural Gas Internal Combustion Engine | 2 | Electric Utility
1678 | Waters River | 1 | Natural Gas Fired Combustion Turbine | 21.3 | Electric Utility
1678 | Waters River | 2 | Natural Gas Fired Combustion Turbine | 43.6 | Electric Utility
564 | Stanton Energy Center | 1 | Conventional Steam Coal | 464.5 | Electric Utility
564 | Stanton Energy Center | 2 | Conventional Steam Coal | 464.5 | Electric Utility
564 | Stanton Energy Center | B | Natural Gas Fired Combined Cycle | 129.8 | Electric Utility
564 | Stanton Energy Center | B1 | Natural Gas Fired Combined Cycle | 203.2 | Electric Utility
683 | Indian River Plant | A | Natural Gas Fired Combustion Turbine | 41.4 | Electric Utility
683 | Indian River Plant | B | Natural Gas Fired Combustion Turbine | 41.4 | Electric Utility
683 | Indian River Plant | C | Natural Gas Fired Combustion Turbine | 130 | Electric Utility
683 | Indian River Plant | D | Natural Gas Fired Combustion Turbine | 130 | Electric Utility
55318 | Indian River | 1 | Natural Gas Steam Turbine | 79 | Electric Utility
55318 | Indian River | 2 | Natural Gas Steam Turbine | 213 | Electric Utility
55318 | Indian River | 3 | Natural Gas Steam Turbine | 317 | Electric Utility
917 | Quincy Chute | 1 | Conventional Hydroelectric | 9.4 | Electric Utility
3887 | Priest Rapids | 1 | Conventional Hydroelectric | 95 | Electric Utility
3887 | Priest Rapids | 10 | Conventional Hydroelectric | 95 | Electric Utility
3887 | Priest Rapids | 2 | Conventional Hydroelectric | 97.8 | Electric Utility
3887 | Priest Rapids | 3 | Conventional Hydroelectric | 95 | Electric Utility
3887 | Priest Rapids | 4 | Conventional Hydroelectric | 95 | Electric Utility
3887 | Priest Rapids | 5 | Conventional Hydroelectric | 95 | Electric Utility
3887 | Priest Rapids | 6 | Conventional Hydroelectric | 95 | Electric Utility
3887 | Priest Rapids | 7 | Conventional Hydroelectric | 95 | Electric Utility
3887 | Priest Rapids | 8 | Conventional Hydroelectric | 95 | Electric Utility
3887 | Priest Rapids | 9 | Conventional Hydroelectric | 97.8 | Electric Utility
3888 | Wanapum | 10A | Conventional Hydroelectric | 122 | Electric Utility
3888 | Wanapum | 1A | Conventional Hydroelectric | 122 | Electric Utility
3888 | Wanapum | 2A | Conventional Hydroelectric | 122 | Electric Utility
3888 | Wanapum | 3 | Conventional Hydroelectric | 103.8 | Electric Utility
3888 | Wanapum | 4 | Conventional Hydroelectric | 103.8 | Electric Utility
3888 | Wanapum | 5A | Conventional Hydroelectric | 122 | Electric Utility
3888 | Wanapum | 6 | Conventional Hydroelectric | 103.8 | Electric Utility
3888 | Wanapum | 7A | Conventional Hydroelectric | 122 | Electric Utility
3888 | Wanapum | 8 | Conventional Hydroelectric | 103.8 | Electric Utility
7113 | PEC Headworks | 1 | Conventional Hydroelectric | 6.6 | Electric Utility
55796 | Woodward Mountain I | 01 | Onshore Wind Turbine | 82 | IPP Non-CHP
55795 | Woodward Mountain II | 01 | Onshore Wind Turbine | 78 | IPP Non-CHP
7971 | Pella Peaking | 10 | Petroleum Liquids | 2 | Electric Utility
7971 | Pella Peaking | 11 | Petroleum Liquids | 2 | Electric Utility
7971 | Pella Peaking | 12 | Petroleum Liquids | 2 | Electric Utility
7971 | Pella Peaking | 13 | Petroleum Liquids | 2 | Electric Utility
7971 | Pella Peaking | 14 | Petroleum Liquids | 2 | Electric Utility
7971 | Pella Peaking | 15 | Petroleum Liquids | 2 | Electric Utility
7971 | Pella Peaking | 16 | Petroleum Liquids | 2 | Electric Utility
7971 | Pella Peaking | 3 | Petroleum Liquids | 2 | Electric Utility
7971 | Pella Peaking | 4 | Petroleum Liquids | 2 | Electric Utility
7971 | Pella Peaking | 5 | Petroleum Liquids | 2 | Electric Utility
7971 | Pella Peaking | 6 | Petroleum Liquids | 2 | Electric Utility
7971 | Pella Peaking | 7 | Petroleum Liquids | 2 | Electric Utility
7971 | Pella Peaking | 8 | Petroleum Liquids | 2 | Electric Utility
7971 | Pella Peaking | 9 | Petroleum Liquids | 2 | Electric Utility
3891 | Box Canyon | 1 | Conventional Hydroelectric | 15 | Electric Utility
3891 | Box Canyon | 2 | Conventional Hydroelectric | 22.5 | Electric Utility
3891 | Box Canyon | 3 | Conventional Hydroelectric | 22.5 | Electric Utility
3891 | Box Canyon | 4 | Conventional Hydroelectric | 22.5 | Electric Utility
2296 | Pender | 1 | Natural Gas Internal Combustion Engine | 1.5 | Electric Utility
2296 | Pender | 2 | Natural Gas Internal Combustion Engine | 2 | Electric Utility
2296 | Pender | 3 | Natural Gas Internal Combustion Engine | 0.5 | Electric Utility
2296 | Pender | 4 | Natural Gas Internal Combustion Engine | 0.9 | Electric Utility
10799 | Pelzer Upper | GEN1 | Conventional Hydroelectric | 2 | IPP Non-CHP
10800 | Pelzer Lower | GEN1 | Conventional Hydroelectric | 3.3 | IPP Non-CHP
50310 | Standby Generation Plant | 1 | Natural Gas Internal Combustion Engine | 1.1 | Commercial Non-CHP
50310 | Standby Generation Plant | 1SB | Natural Gas Internal Combustion Engine | 1.3 | Commercial Non-CHP
50310 | Standby Generation Plant | 2 | Natural Gas Internal Combustion Engine | 1.1 | Commercial Non-CHP
50310 | Standby Generation Plant | 2SB | Natural Gas Internal Combustion Engine | 1.3 | Commercial Non-CHP
50310 | Standby Generation Plant | 3 | Natural Gas Internal Combustion Engine | 1.1 | Commercial Non-CHP
50310 | Standby Generation Plant | 3SB | Natural Gas Internal Combustion Engine | 1.3 | Commercial Non-CHP
50310 | Standby Generation Plant | 4SB | Natural Gas Internal Combustion Engine | 1.3 | Commercial Non-CHP
50310 | Standby Generation Plant | 5SB | Natural Gas Internal Combustion Engine | 1.3 | Commercial Non-CHP
50310 | Standby Generation Plant | 6SB | Natural Gas Internal Combustion Engine | 1.3 | Commercial Non-CHP
50310 | Standby Generation Plant | 7SB | Natural Gas Internal Combustion Engine | 1.3 | Commercial Non-CHP
50310 | Standby Generation Plant | 8SB | Natural Gas Internal Combustion Engine | 1.3 | Commercial Non-CHP
1037 | Peru (IN) | 2 | Conventional Steam Coal | 22 | Electric Utility
1037 | Peru (IN) | 3 | Conventional Steam Coal | 12.5 | Electric Utility
1037 | Peru (IN) | D1 | Petroleum Liquids | 1.8 | Electric Utility
955 | Peru (IL) | 11 | Petroleum Liquids | 2.7 | Electric Utility
955 | Peru (IL) | 12 | Petroleum Liquids | 2.7 | Electric Utility
955 | Peru (IL) | 13 | Petroleum Liquids | 2.7 | Electric Utility
955 | Peru (IL) | 14 | Petroleum Liquids | 2.7 | Electric Utility
955 | Peru (IL) | 15 | Petroleum Liquids | 2.7 | Electric Utility
955 | Peru (IL) | 16 | Petroleum Liquids | 2.7 | Electric Utility
955 | Peru (IL) | 17 | Petroleum Liquids | 2.7 | Electric Utility
955 | Peru (IL) | GT1 | Petroleum Liquids | 10 | Electric Utility
955 | Peru (IL) | HC1 | Conventional Hydroelectric | 1.9 | Electric Utility
955 | Peru (IL) | HC2 | Conventional Hydroelectric | 1.9 | Electric Utility
955 | Peru (IL) | HC3 | Conventional Hydroelectric | 1.9 | Electric Utility
955 | Peru (IL) | HC4 | Conventional Hydroelectric | 1.9 | Electric Utility
91 | Petersburg | 3 | Conventional Hydroelectric | 1.6 | Electric Utility
91 | Petersburg | IC1 | Petroleum Liquids | 2.6 | Electric Utility
91 | Petersburg | IC2 | Petroleum Liquids | 0.3 | Electric Utility
91 | Petersburg | IC3 | Petroleum Liquids | 1.2 | Electric Utility
91 | Petersburg | IC4 | Petroleum Liquids | 0.6 | Electric Utility
91 | Petersburg | IC5 | Petroleum Liquids | 0.8 | Electric Utility
91 | Petersburg | IC6 | Petroleum Liquids | 2.6 | Electric Utility
91 | Petersburg | IC7 | Petroleum Liquids | 2.6 | Electric Utility
91 | Petersburg | IC8 | Petroleum Liquids | 2.5 | Electric Utility
1484 | Cape Gas Turbine | GT4 | Petroleum Liquids | 17.5 | IPP Non-CHP
1484 | Cape Gas Turbine | GT5 | Petroleum Liquids | 17.5 | IPP Non-CHP
54628 | Phelps Dodge Refining | 2607 | Natural Gas Fired Combustion Turbine | 3.5 | Industrial CHP
54628 | Phelps Dodge Refining | 2608 | Natural Gas Fired Combustion Turbine | 3.5 | Industrial CHP
54628 | Phelps Dodge Refining | 3001 | Natural Gas Fired Combustion Turbine | 4.2 | Industrial CHP
54628 | Phelps Dodge Refining | 3002 | Natural Gas Fired Combustion Turbine | 4.2 | Industrial CHP
54628 | Phelps Dodge Refining | 3003 | Natural Gas Fired Combustion Turbine | 4.2 | Industrial CHP
54236 | Pfizer Groton Plant | GT-1 | Natural Gas Fired Combustion Turbine | 10 | Industrial CHP
54236 | Pfizer Groton Plant | TG 2 | Natural Gas Steam Turbine | 2.5 | Industrial CHP
54236 | Pfizer Groton Plant | TG 3 | Natural Gas Steam Turbine | 10 | Industrial CHP
54236 | Pfizer Groton Plant | TG 4 | Natural Gas Steam Turbine | 10 | Industrial CHP
54236 | Pfizer Groton Plant | TG5 | Natural Gas Steam Turbine | 7.5 | Industrial CHP
10043 | Logan Generating Company LP | GEN1 | Conventional Steam Coal | 242.3 | IPP CHP
10566 | Chambers Cogeneration LP | GEN1 | Conventional Steam Coal | 285 | IPP CHP
50974 | Scrubgrass Generating Company LP | GEN1 | Conventional Steam Coal | 94.7 | IPP Non-CHP
50976 | Indiantown Cogeneration LP | GEN1 | Conventional Steam Coal | 395.4 | IPP CHP
50388 | Phillips 66 Carbon Plant | GEN1 | All Other | 27.3 | Industrial CHP
54734 | Freeport McMoRan | 1 | Petroleum Liquids | 3 | Industrial Non-CHP
54734 | Freeport McMoRan | 10 | Petroleum Liquids | 3 | Industrial Non-CHP
54734 | Freeport McMoRan | 11 | Petroleum Liquids | 3 | Industrial Non-CHP
54734 | Freeport McMoRan | 12 | Petroleum Liquids | 3 | Industrial Non-CHP
54734 | Freeport McMoRan | 13 | Petroleum Liquids | 3 | Industrial Non-CHP
54734 | Freeport McMoRan | 14 | Petroleum Liquids | 3 | Industrial Non-CHP
54734 | Freeport McMoRan | 15 | Petroleum Liquids | 3.1 | Industrial Non-CHP
54734 | Freeport McMoRan | 2 | Petroleum Liquids | 3 | Industrial Non-CHP
54734 | Freeport McMoRan | 3 | Petroleum Liquids | 3.1 | Industrial Non-CHP
54734 | Freeport McMoRan | 4 | Petroleum Liquids | 3.1 | Industrial Non-CHP
54734 | Freeport McMoRan | 5 | Petroleum Liquids | 3 | Industrial Non-CHP
54734 | Freeport McMoRan | 6 | Petroleum Liquids | 3 | Industrial Non-CHP
54734 | Freeport McMoRan | 7 | Petroleum Liquids | 3.1 | Industrial Non-CHP
54734 | Freeport McMoRan | 8 | Petroleum Liquids | 3 | Industrial Non-CHP
54734 | Freeport McMoRan | 9 | Petroleum Liquids | 3 | Industrial Non-CHP
54620 | Pinetree Power Fitchburg | NO-1 | Wood/Wood Waste Biomass | 18 | IPP Non-CHP
193 | Municipal Light | 1 | Petroleum Liquids | 2 | Electric Utility
193 | Municipal Light | 2 | Petroleum Liquids | 0.6 | Electric Utility
193 | Municipal Light | 4 | Petroleum Liquids | 2.2 | Electric Utility
193 | Municipal Light | 6 | Petroleum Liquids | 1.3 | Electric Utility
193 | Municipal Light | 7 | Petroleum Liquids | 1.1 | Electric Utility
50208 | Pinetree Power | GEN1 | Wood/Wood Waste Biomass | 17.5 | IPP Non-CHP
50739 | Pinetree Power Tamworth | GEN1 | Wood/Wood Waste Biomass | 25 | IPP Non-CHP
2937 | Piqua Power Plant | 11 | Petroleum Liquids | 16.3 | Electric Utility
2937 | Piqua Power Plant | 8 | Petroleum Liquids | 20 | Electric Utility
50002 | Pittsfield Generating LP | GEN1 | Natural Gas Fired Combined Cycle | 40.7 | IPP CHP
50002 | Pittsfield Generating LP | GEN2 | Natural Gas Fired Combined Cycle | 40.7 | IPP CHP
50002 | Pittsfield Generating LP | GEN3 | Natural Gas Fired Combined Cycle | 40.7 | IPP CHP
50002 | Pittsfield Generating LP | GEN4 | Natural Gas Fired Combined Cycle | 53.4 | IPP CHP
424 | French Meadows | 1 | Conventional Hydroelectric | 15.3 | Electric Utility
425 | Middle Fork | 1 | Conventional Hydroelectric | 61.2 | Electric Utility
425 | Middle Fork | 2 | Conventional Hydroelectric | 54.9 | Electric Utility
426 | Oxbow (CA) | 1 | Conventional Hydroelectric | 6.1 | Electric Utility
427 | Ralston | 1 | Conventional Hydroelectric | 79.2 | Electric Utility
2297 | Plainview Muncipal Power | 1 | Petroleum Liquids | 1.1 | Electric Utility
2297 | Plainview Muncipal Power | 3 | Petroleum Liquids | 0.9 | Electric Utility
2297 | Plainview Muncipal Power | 4 | Petroleum Liquids | 1.2 | Electric Utility
2297 | Plainview Muncipal Power | 5 | Petroleum Liquids | 1.8 | Electric Utility
55650 | Plains End | GE10 | Natural Gas Internal Combustion Engine | 5.7 | IPP Non-CHP
55650 | Plains End | GE11 | Natural Gas Internal Combustion Engine | 5.7 | IPP Non-CHP
55650 | Plains End | GE12 | Natural Gas Internal Combustion Engine | 5.7 | IPP Non-CHP
55650 | Plains End | GE13 | Natural Gas Internal Combustion Engine | 5.7 | IPP Non-CHP
55650 | Plains End | GE14 | Natural Gas Internal Combustion Engine | 5.7 | IPP Non-CHP
55650 | Plains End | GE15 | Natural Gas Internal Combustion Engine | 5.7 | IPP Non-CHP
55650 | Plains End | GE16 | Natural Gas Internal Combustion Engine | 5.7 | IPP Non-CHP
55650 | Plains End | GE17 | Natural Gas Internal Combustion Engine | 5.7 | IPP Non-CHP
55650 | Plains End | GE18 | Natural Gas Internal Combustion Engine | 5.7 | IPP Non-CHP
55650 | Plains End | GE19 | Natural Gas Internal Combustion Engine | 5.7 | IPP Non-CHP
55650 | Plains End | GE20 | Natural Gas Internal Combustion Engine | 5.7 | IPP Non-CHP
55650 | Plains End | GEN1 | Natural Gas Internal Combustion Engine | 5.7 | IPP Non-CHP
55650 | Plains End | GEN2 | Natural Gas Internal Combustion Engine | 5.7 | IPP Non-CHP
55650 | Plains End | GEN3 | Natural Gas Internal Combustion Engine | 5.7 | IPP Non-CHP
55650 | Plains End | GEN4 | Natural Gas Internal Combustion Engine | 5.7 | IPP Non-CHP
55650 | Plains End | GEN5 | Natural Gas Internal Combustion Engine | 5.7 | IPP Non-CHP
55650 | Plains End | GEN6 | Natural Gas Internal Combustion Engine | 5.7 | IPP Non-CHP
55650 | Plains End | GEN7 | Natural Gas Internal Combustion Engine | 5.7 | IPP Non-CHP
55650 | Plains End | GEN8 | Natural Gas Internal Combustion Engine | 5.7 | IPP Non-CHP
55650 | Plains End | GEN9 | Natural Gas Internal Combustion Engine | 5.7 | IPP Non-CHP
56516 | Plains End II LLC | 2G01 | Natural Gas Internal Combustion Engine | 8.4 | IPP Non-CHP
56516 | Plains End II LLC | 2G02 | Natural Gas Internal Combustion Engine | 8.4 | IPP Non-CHP
56516 | Plains End II LLC | 2G03 | Natural Gas Internal Combustion Engine | 8.4 | IPP Non-CHP
56516 | Plains End II LLC | 2G04 | Natural Gas Internal Combustion Engine | 8.4 | IPP Non-CHP
56516 | Plains End II LLC | 2G05 | Natural Gas Internal Combustion Engine | 8.4 | IPP Non-CHP
56516 | Plains End II LLC | 2G06 | Natural Gas Internal Combustion Engine | 8.4 | IPP Non-CHP
56516 | Plains End II LLC | 2G07 | Natural Gas Internal Combustion Engine | 8.4 | IPP Non-CHP
56516 | Plains End II LLC | 2G08 | Natural Gas Internal Combustion Engine | 8.4 | IPP Non-CHP
56516 | Plains End II LLC | 2G09 | Natural Gas Internal Combustion Engine | 8.4 | IPP Non-CHP
56516 | Plains End II LLC | 2G10 | Natural Gas Internal Combustion Engine | 8.4 | IPP Non-CHP
56516 | Plains End II LLC | 2G11 | Natural Gas Internal Combustion Engine | 8.4 | IPP Non-CHP
56516 | Plains End II LLC | 2G12 | Natural Gas Internal Combustion Engine | 8.4 | IPP Non-CHP
56516 | Plains End II LLC | 2G13 | Natural Gas Internal Combustion Engine | 8.4 | IPP Non-CHP
56516 | Plains End II LLC | 2G14 | Natural Gas Internal Combustion Engine | 8.4 | IPP Non-CHP
6761 | Rawhide | 1 | Conventional Steam Coal | 293.6 | Electric Utility
6761 | Rawhide | A | Natural Gas Fired Combustion Turbine | 89.3 | Electric Utility
6761 | Rawhide | B | Natural Gas Fired Combustion Turbine | 89.3 | Electric Utility
6761 | Rawhide | C | Natural Gas Fired Combustion Turbine | 89.3 | Electric Utility
6761 | Rawhide | D | Natural Gas Fired Combustion Turbine | 89.3 | Electric Utility
6761 | Rawhide | F | Natural Gas Fired Combustion Turbine | 149.6 | Electric Utility
2398 | Bergen Generating Station | 1101 | Natural Gas Fired Combined Cycle | 112.5 | IPP Non-CHP
2398 | Bergen Generating Station | 1201 | Natural Gas Fired Combined Cycle | 112.5 | IPP Non-CHP
2398 | Bergen Generating Station | 1301 | Natural Gas Fired Combined Cycle | 112.5 | IPP Non-CHP
2398 | Bergen Generating Station | 1401 | Natural Gas Fired Combined Cycle | 112.5 | IPP Non-CHP
2398 | Bergen Generating Station | 1501 | Natural Gas Fired Combined Cycle | 325.2 | IPP Non-CHP
2398 | Bergen Generating Station | 2101 | Natural Gas Fired Combined Cycle | 183.6 | IPP Non-CHP
2398 | Bergen Generating Station | 2201 | Natural Gas Fired Combined Cycle | 183.6 | IPP Non-CHP
2398 | Bergen Generating Station | 2301 | Natural Gas Fired Combined Cycle | 258.4 | IPP Non-CHP
2398 | Bergen Generating Station | 3 | Natural Gas Fired Combustion Turbine | 18.6 | IPP Non-CHP
2399 | PSEG Burlington Generating Station | 111 | Petroleum Liquids | 41.8 | IPP Non-CHP
2399 | PSEG Burlington Generating Station | 112 | Petroleum Liquids | 41.8 | IPP Non-CHP
2399 | PSEG Burlington Generating Station | 113 | Petroleum Liquids | 41.8 | IPP Non-CHP
2399 | PSEG Burlington Generating Station | 114 | Petroleum Liquids | 41.8 | IPP Non-CHP
2399 | PSEG Burlington Generating Station | 121 | Natural Gas Fired Combustion Turbine | 60.5 | IPP Non-CHP
2399 | PSEG Burlington Generating Station | 122 | Natural Gas Fired Combustion Turbine | 60.5 | IPP Non-CHP
2399 | PSEG Burlington Generating Station | 123 | Natural Gas Fired Combustion Turbine | 60.5 | IPP Non-CHP
2399 | PSEG Burlington Generating Station | 124 | Natural Gas Fired Combustion Turbine | 60.5 | IPP Non-CHP
2399 | PSEG Burlington Generating Station | 8 | Petroleum Liquids | 18.5 | IPP Non-CHP
2400 | PSEG Edison Generating Station | 11 | Natural Gas Fired Combustion Turbine | 41.8 | IPP Non-CHP
2400 | PSEG Edison Generating Station | 12 | Natural Gas Fired Combustion Turbine | 41.8 | IPP Non-CHP
2400 | PSEG Edison Generating Station | 13 | Natural Gas Fired Combustion Turbine | 41.8 | IPP Non-CHP
2400 | PSEG Edison Generating Station | 14 | Natural Gas Fired Combustion Turbine | 41.8 | IPP Non-CHP
2400 | PSEG Edison Generating Station | 21 | Natural Gas Fired Combustion Turbine | 41.8 | IPP Non-CHP
2400 | PSEG Edison Generating Station | 22 | Natural Gas Fired Combustion Turbine | 41.8 | IPP Non-CHP
2400 | PSEG Edison Generating Station | 23 | Natural Gas Fired Combustion Turbine | 41.8 | IPP Non-CHP
2400 | PSEG Edison Generating Station | 24 | Natural Gas Fired Combustion Turbine | 41.8 | IPP Non-CHP
2400 | PSEG Edison Generating Station | 31 | Natural Gas Fired Combustion Turbine | 41.8 | IPP Non-CHP
2400 | PSEG Edison Generating Station | 32 | Natural Gas Fired Combustion Turbine | 41.8 | IPP Non-CHP
2400 | PSEG Edison Generating Station | 33 | Natural Gas Fired Combustion Turbine | 41.8 | IPP Non-CHP
2400 | PSEG Edison Generating Station | 34 | Natural Gas Fired Combustion Turbine | 41.8 | IPP Non-CHP
2401 | PSEG Essex Generating Station | 101 | Natural Gas Fired Combustion Turbine | 41.8 | IPP Non-CHP
2401 | PSEG Essex Generating Station | 102 | Natural Gas Fired Combustion Turbine | 41.8 | IPP Non-CHP
2401 | PSEG Essex Generating Station | 103 | Natural Gas Fired Combustion Turbine | 41.8 | IPP Non-CHP
2401 | PSEG Essex Generating Station | 104 | Natural Gas Fired Combustion Turbine | 41.8 | IPP Non-CHP
2401 | PSEG Essex Generating Station | 111 | Natural Gas Fired Combustion Turbine | 41.8 | IPP Non-CHP
2401 | PSEG Essex Generating Station | 112 | Natural Gas Fired Combustion Turbine | 41.8 | IPP Non-CHP
2401 | PSEG Essex Generating Station | 113 | Natural Gas Fired Combustion Turbine | 41.8 | IPP Non-CHP
2401 | PSEG Essex Generating Station | 114 | Natural Gas Fired Combustion Turbine | 41.8 | IPP Non-CHP
2401 | PSEG Essex Generating Station | 121 | Natural Gas Fired Combustion Turbine | 41.8 | IPP Non-CHP
2401 | PSEG Essex Generating Station | 122 | Natural Gas Fired Combustion Turbine | 41.8 | IPP Non-CHP
2401 | PSEG Essex Generating Station | 123 | Natural Gas Fired Combustion Turbine | 41.8 | IPP Non-CHP
2401 | PSEG Essex Generating Station | 124 | Natural Gas Fired Combustion Turbine | 41.8 | IPP Non-CHP
2401 | PSEG Essex Generating Station | 9 | Natural Gas Fired Combustion Turbine | 93.6 | IPP Non-CHP
2403 | PSEG Hudson Generating Station | 2 | Conventional Steam Coal | 659.7 | IPP Non-CHP
2404 | PSEG Kearny Generating Station | 131 | Natural Gas Fired Combustion Turbine | 60.5 | IPP Non-CHP
2404 | PSEG Kearny Generating Station | 132 | Natural Gas Fired Combustion Turbine | 60.5 | IPP Non-CHP
2404 | PSEG Kearny Generating Station | 133 | Natural Gas Fired Combustion Turbine | 60.5 | IPP Non-CHP
2404 | PSEG Kearny Generating Station | 134 | Natural Gas Fired Combustion Turbine | 60.5 | IPP Non-CHP
2404 | PSEG Kearny Generating Station | 141 | Natural Gas Fired Combustion Turbine | 60.5 | IPP Non-CHP
2404 | PSEG Kearny Generating Station | 142 | Natural Gas Fired Combustion Turbine | 60.5 | IPP Non-CHP
2404 | PSEG Kearny Generating Station | N121 | Natural Gas Fired Combustion Turbine | 60.5 | IPP Non-CHP
2404 | PSEG Kearny Generating Station | N122 | Natural Gas Fired Combustion Turbine | 60.5 | IPP Non-CHP
2404 | PSEG Kearny Generating Station | N123 | Natural Gas Fired Combustion Turbine | 60.5 | IPP Non-CHP
2404 | PSEG Kearny Generating Station | N124 | Natural Gas Fired Combustion Turbine | 60.5 | IPP Non-CHP
2406 | PSEG Linden Generating Station | 1001 | Natural Gas Fired Combined Cycle | 315 | IPP Non-CHP
2406 | PSEG Linden Generating Station | 1101 | Natural Gas Fired Combined Cycle | 181.4 | IPP Non-CHP
2406 | PSEG Linden Generating Station | 1201 | Natural Gas Fired Combined Cycle | 181.4 | IPP Non-CHP
2406 | PSEG Linden Generating Station | 2001 | Natural Gas Fired Combined Cycle | 315 | IPP Non-CHP
2406 | PSEG Linden Generating Station | 2101 | Natural Gas Fired Combined Cycle | 181.4 | IPP Non-CHP
2406 | PSEG Linden Generating Station | 2201 | Natural Gas Fired Combined Cycle | 181.4 | IPP Non-CHP
2406 | PSEG Linden Generating Station | 5 | Natural Gas Fired Combustion Turbine | 96.1 | IPP Non-CHP
2406 | PSEG Linden Generating Station | 6 | Natural Gas Fired Combustion Turbine | 96.1 | IPP Non-CHP
2406 | PSEG Linden Generating Station | 7 | Natural Gas Fired Combustion Turbine | 96.1 | IPP Non-CHP
2406 | PSEG Linden Generating Station | 8 | Natural Gas Fired Combustion Turbine | 96.1 | IPP Non-CHP
2408 | PSEG Mercer Generating Station | 1 | Conventional Steam Coal | 326.4 | IPP Non-CHP
2408 | PSEG Mercer Generating Station | 2 | Conventional Steam Coal | 326.4 | IPP Non-CHP
2408 | PSEG Mercer Generating Station | 3 | Petroleum Liquids | 115.2 | IPP Non-CHP
2409 | PSEG National Park Generating Station | 1 | Petroleum Liquids | 18.5 | IPP Non-CHP
2411 | PSEG Sewaren Generating Station | 1 | Natural Gas Steam Turbine | 110.7 | IPP Non-CHP
2411 | PSEG Sewaren Generating Station | 2 | Natural Gas Steam Turbine | 107.5 | IPP Non-CHP
2411 | PSEG Sewaren Generating Station | 3 | Natural Gas Steam Turbine | 107.5 | IPP Non-CHP
2411 | PSEG Sewaren Generating Station | 4 | Natural Gas Steam Turbine | 126.5 | IPP Non-CHP
2411 | PSEG Sewaren Generating Station | 6 | Petroleum Liquids | 115.2 | IPP Non-CHP
50389 | Port Allen (LA) | GEN1 | Natural Gas Fired Combustion Turbine | 3.8 | Industrial CHP
50389 | Port Allen (LA) | GEN2 | Natural Gas Fired Combustion Turbine | 3.8 | Industrial CHP
50623 | Gaviota Oil Plant | GENA | Natural Gas Fired Combustion Turbine | 3.5 | Industrial CHP
50623 | Gaviota Oil Plant | GENB | Natural Gas Fired Combustion Turbine | 3.5 | Industrial CHP
50623 | Gaviota Oil Plant | GENC | Natural Gas Fired Combustion Turbine | 3.5 | Industrial CHP
50623 | Gaviota Oil Plant | GEND | Natural Gas Fired Combustion Turbine | 3.5 | Industrial CHP
54447 | Welport Lease Project | TI | Natural Gas Fired Combustion Turbine | 5 | Industrial CHP
54449 | Dome Project | T1 | Natural Gas Fired Combustion Turbine | 3 | Industrial CHP
54449 | Dome Project | T2 | Natural Gas Fired Combustion Turbine | 3 | Industrial CHP
58190 | Thomas M Knott Cogen Facility | CG | Natural Gas Fired Combustion Turbine | 1.4 | Industrial Non-CHP
56517 | West Diesel Generation Unit | East | Petroleum Liquids | 2 | Electric Utility
56517 | West Diesel Generation Unit | West | Petroleum Liquids | 2 | Electric Utility
50741 | Pontook Hydro Facility | GEN1 | Conventional Hydroelectric | 3.5 | IPP Non-CHP
50741 | Pontook Hydro Facility | GEN2 | Conventional Hydroelectric | 3.5 | IPP Non-CHP
50741 | Pontook Hydro Facility | GEN3 | Conventional Hydroelectric | 3.5 | IPP Non-CHP
55203 | Ponnequin Phase 1 | EXIS | Onshore Wind Turbine | 5.2 | IPP Non-CHP
7392 | Poplar Bluff Generating Station | 1 | Natural Gas Internal Combustion Engine | 7 | Electric Utility
7392 | Poplar Bluff Generating Station | 2 | Natural Gas Internal Combustion Engine | 7 | Electric Utility
7392 | Poplar Bluff Generating Station | 3 | Natural Gas Internal Combustion Engine | 6.7 | Electric Utility
7392 | Poplar Bluff Generating Station | 4 | Natural Gas Internal Combustion Engine | 6.7 | Electric Utility
7392 | Poplar Bluff Generating Station | 5 | Natural Gas Internal Combustion Engine | 6.7 | Electric Utility
50341 | PCS Nitrogen Fertilizer LP | GEN2 | All Other | 10 | Industrial Non-CHP
1851 | Frank Jenkins | 4 | Petroleum Liquids | 0.8 | Electric Utility
1851 | Frank Jenkins | 5 | Petroleum Liquids | 2 | Electric Utility
1851 | Frank Jenkins | 6 | Petroleum Liquids | 1 | Electric Utility
3045 | Faraday | 1 | Conventional Hydroelectric | 3.1 | Electric Utility
3045 | Faraday | 2 | Conventional Hydroelectric | 3.1 | Electric Utility
3045 | Faraday | 3 | Conventional Hydroelectric | 2.7 | Electric Utility
3045 | Faraday | 4 | Conventional Hydroelectric | 4.5 | Electric Utility
3045 | Faraday | 5 | Conventional Hydroelectric | 4 | Electric Utility
3045 | Faraday | 6 | Conventional Hydroelectric | 19.2 | Electric Utility
3047 | North Fork | 1 | Conventional Hydroelectric | 19.2 | Electric Utility
3047 | North Fork | 2 | Conventional Hydroelectric | 21.6 | Electric Utility
3048 | Pelton | 1 | Conventional Hydroelectric | 45 | Electric Utility
3048 | Pelton | 2 | Conventional Hydroelectric | 32.4 | Electric Utility
3048 | Pelton | 3 | Conventional Hydroelectric | 32.4 | Electric Utility
3049 | River Mill | 1 | Conventional Hydroelectric | 3.3 | Electric Utility
3049 | River Mill | 2 | Conventional Hydroelectric | 3.3 | Electric Utility
3049 | River Mill | 3 | Conventional Hydroelectric | 3.3 | Electric Utility
3049 | River Mill | 4 | Conventional Hydroelectric | 3.9 | Electric Utility
3049 | River Mill | 5 | Conventional Hydroelectric | 5 | Electric Utility
3050 | Round Butte | 1 | Conventional Hydroelectric | 112.5 | Electric Utility
3050 | Round Butte | 2 | Conventional Hydroelectric | 130 | Electric Utility
3050 | Round Butte | 3 | Conventional Hydroelectric | 130 | Electric Utility
3053 | Sullivan | 1 | Conventional Hydroelectric | 1.2 | Electric Utility
3053 | Sullivan | 10 | Conventional Hydroelectric | 1.2 | Electric Utility
3053 | Sullivan | 11 | Conventional Hydroelectric | 1.2 | Electric Utility
3053 | Sullivan | 12 | Conventional Hydroelectric | 1.2 | Electric Utility
3053 | Sullivan | 13 | Conventional Hydroelectric | 1.2 | Electric Utility
3053 | Sullivan | 2 | Conventional Hydroelectric | 1.2 | Electric Utility
3053 | Sullivan | 3 | Conventional Hydroelectric | 1.2 | Electric Utility
3053 | Sullivan | 4 | Conventional Hydroelectric | 1.2 | Electric Utility
3053 | Sullivan | 5 | Conventional Hydroelectric | 1.2 | Electric Utility
3053 | Sullivan | 6 | Conventional Hydroelectric | 1.2 | Electric Utility
3053 | Sullivan | 7 | Conventional Hydroelectric | 1.2 | Electric Utility
3053 | Sullivan | 8 | Conventional Hydroelectric | 1.2 | Electric Utility
3053 | Sullivan | 9 | Conventional Hydroelectric | 1 | Electric Utility
4213 | PHP 1 | 1 | Conventional Hydroelectric | 23.7 | Electric Utility
4214 | PHP 2 | 2 | Conventional Hydroelectric | 11.8 | Electric Utility
6106 | Boardman | 1 | Conventional Steam Coal | 642.2 | Electric Utility
6505 | Oak Grove | 1 | Conventional Hydroelectric | 25.5 | Electric Utility
6505 | Oak Grove | 2 | Conventional Hydroelectric | 25.5 | Electric Utility
7350 | Coyote Springs | 1 | Natural Gas Fired Combined Cycle | 185.7 | Electric Utility
7350 | Coyote Springs | 2 | Natural Gas Fired Combined Cycle | 80.6 | Electric Utility
8073 | Beaver | 1 | Natural Gas Fired Combined Cycle | 68.3 | Electric Utility
8073 | Beaver | 2 | Natural Gas Fired Combined Cycle | 68.3 | Electric Utility
8073 | Beaver | 3 | Natural Gas Fired Combined Cycle | 68.3 | Electric Utility
8073 | Beaver | 4 | Natural Gas Fired Combined Cycle | 68.3 | Electric Utility
8073 | Beaver | 5 | Natural Gas Fired Combined Cycle | 68.3 | Electric Utility
8073 | Beaver | 6 | Natural Gas Fired Combined Cycle | 68.3 | Electric Utility
8073 | Beaver | 7 | Natural Gas Fired Combined Cycle | 176.4 | Electric Utility
8073 | Beaver | 8 | Natural Gas Fired Combustion Turbine | 24.5 | Electric Utility
56227 | Port Westward | 1 | Natural Gas Fired Combined Cycle | 312 | Electric Utility
56227 | Port Westward | 2 | Natural Gas Fired Combined Cycle | 171 | Electric Utility
56485 | Biglow Canyon Wind Farm | 1 | Onshore Wind Turbine | 125.4 | Electric Utility
56485 | Biglow Canyon Wind Farm | 2 | Onshore Wind Turbine | 149.5 | Electric Utility
56485 | Biglow Canyon Wind Farm | 3 | Onshore Wind Turbine | 174.8 | Electric Utility
57882 | Baldock Solar Highway | BSH1 | Solar Photovoltaic | 1.7 | Electric Utility
58266 | Port Westward Unit 2 | 1 | Natural Gas Internal Combustion Engine | 18.8 | Electric Utility
58266 | Port Westward Unit 2 | 10 | Natural Gas Internal Combustion Engine | 18.8 | Electric Utility
58266 | Port Westward Unit 2 | 11 | Natural Gas Internal Combustion Engine | 18.8 | Electric Utility
58266 | Port Westward Unit 2 | 12 | Natural Gas Internal Combustion Engine | 18.8 | Electric Utility
58266 | Port Westward Unit 2 | 2 | Natural Gas Internal Combustion Engine | 18.8 | Electric Utility
58266 | Port Westward Unit 2 | 3 | Natural Gas Internal Combustion Engine | 18.8 | Electric Utility
58266 | Port Westward Unit 2 | 4 | Natural Gas Internal Combustion Engine | 18.8 | Electric Utility
58266 | Port Westward Unit 2 | 5 | Natural Gas Internal Combustion Engine | 18.8 | Electric Utility
58266 | Port Westward Unit 2 | 6 | Natural Gas Internal Combustion Engine | 18.8 | Electric Utility
58266 | Port Westward Unit 2 | 7 | Natural Gas Internal Combustion Engine | 18.8 | Electric Utility
58266 | Port Westward Unit 2 | 8 | Natural Gas Internal Combustion Engine | 18.8 | Electric Utility
58571 | Tucannon River Wind Farm | 1 | Onshore Wind Turbine | 266.8 | Electric Utility
54592 | Massena Energy Facility | GEN1 | Natural Gas Fired Combined Cycle | 66.5 | IPP Non-CHP
54592 | Massena Energy Facility | GEN2 | Natural Gas Fired Combined Cycle | 35.6 | IPP Non-CHP
54592 | Massena Energy Facility | IC | Petroleum Liquids | 2 | IPP Non-CHP
50640 | Warren Lumber Mill | GEN6 | Wood/Wood Waste Biomass | 15 | Industrial CHP
3139 | PPL Martin Creek LLC Allentown | CTG1 | Petroleum Liquids | 16 | IPP Non-CHP
3139 | PPL Martin Creek LLC Allentown | CTG2 | Petroleum Liquids | 16 | IPP Non-CHP
3139 | PPL Martin Creek LLC Allentown | CTG3 | Petroleum Liquids | 16 | IPP Non-CHP
3139 | PPL Martin Creek LLC Allentown | CTG4 | Petroleum Liquids | 16 | IPP Non-CHP
3142 | PPL Martins Creek LLC Fishbach | UNT1 | Petroleum Liquids | 18.5 | IPP Non-CHP
3142 | PPL Martins Creek LLC Fishbach | UNT2 | Petroleum Liquids | 18.5 | IPP Non-CHP
3143 | PPL Martins Creek LLC Harrisburg | CTG1 | Petroleum Liquids | 16 | IPP Non-CHP
3143 | PPL Martins Creek LLC Harrisburg | CTG2 | Petroleum Liquids | 16 | IPP Non-CHP
3143 | PPL Martins Creek LLC Harrisburg | CTG3 | Petroleum Liquids | 16 | IPP Non-CHP
3143 | PPL Martins Creek LLC Harrisburg | CTG4 | Petroleum Liquids | 16 | IPP Non-CHP
3144 | PPL Martins Creek LLC Harwood | CTG1 | Petroleum Liquids | 16 | IPP Non-CHP
3144 | PPL Martins Creek LLC Harwood | CTG2 | Petroleum Liquids | 16 | IPP Non-CHP
3146 | PPL Martins Creek LLC Jenkins | CTG1 | Petroleum Liquids | 16 | IPP Non-CHP
3146 | PPL Martins Creek LLC Jenkins | CTG2 | Petroleum Liquids | 16 | IPP Non-CHP
3147 | PPL Martins Creek LLC Lock Haven | CTG | Petroleum Liquids | 18.5 | IPP Non-CHP
3148 | PPL Martins Creek | 3 | Natural Gas Steam Turbine | 850.5 | IPP Non-CHP
3148 | PPL Martins Creek | 4 | Natural Gas Steam Turbine | 850.5 | IPP Non-CHP
3148 | PPL Martins Creek | CTG1 | Natural Gas Fired Combustion Turbine | 22.3 | IPP Non-CHP
3148 | PPL Martins Creek | CTG2 | Natural Gas Fired Combustion Turbine | 22.3 | IPP Non-CHP
3148 | PPL Martins Creek | CTG3 | Natural Gas Fired Combustion Turbine | 22.3 | IPP Non-CHP
3148 | PPL Martins Creek | CTG4 | Natural Gas Fired Combustion Turbine | 22.3 | IPP Non-CHP
3154 | PPL Martins Creek LLC West Shore | CTG1 | Petroleum Liquids | 18.5 | IPP Non-CHP
3154 | PPL Martins Creek LLC West Shore | CTG2 | Petroleum Liquids | 18.5 | IPP Non-CHP
3155 | PPL Martins Creek LLC Williamsport | CTG1 | Petroleum Liquids | 16 | IPP Non-CHP
3155 | PPL Martins Creek LLC Williamsport | CTG2 | Petroleum Liquids | 16 | IPP Non-CHP
50323 | Marco Ranch | 1 | Conventional Hydroelectric | 0.3 | IPP Non-CHP
50323 | Marco Ranch | 2 | Conventional Hydroelectric | 0.3 | IPP Non-CHP
50323 | Marco Ranch | 3 | Conventional Hydroelectric | 0.3 | IPP Non-CHP
50323 | Marco Ranch | 4 | Conventional Hydroelectric | 0.3 | IPP Non-CHP
7883 | Powell Valley | 1 | Petroleum Liquids | 2 | Electric Utility
7883 | Powell Valley | 10 | Petroleum Liquids | 2 | Electric Utility
7883 | Powell Valley | 11 | Petroleum Liquids | 2 | Electric Utility
7883 | Powell Valley | 2 | Petroleum Liquids | 2 | Electric Utility
7883 | Powell Valley | 3 | Petroleum Liquids | 2 | Electric Utility
7883 | Powell Valley | 4 | Petroleum Liquids | 2 | Electric Utility
7883 | Powell Valley | 5 | Petroleum Liquids | 2 | Electric Utility
7883 | Powell Valley | 6 | Petroleum Liquids | 2 | Electric Utility
7883 | Powell Valley | 7 | Petroleum Liquids | 2 | Electric Utility
7883 | Powell Valley | 8 | Petroleum Liquids | 2 | Electric Utility
7883 | Powell Valley | 9 | Petroleum Liquids | 2 | Electric Utility
88 | Ashokan | 1 | Conventional Hydroelectric | 2.3 | Electric Utility
88 | Ashokan | 2 | Conventional Hydroelectric | 2.3 | Electric Utility
808 | Jarvis (Hinckley) | 1 | Conventional Hydroelectric | 4.5 | Electric Utility
808 | Jarvis (Hinckley) | 2 | Conventional Hydroelectric | 4.5 | Electric Utility
2483 | Neversink | H1 | Conventional Hydroelectric | 25 | Electric Utility
2627 | Grahamsville | GRHM | Conventional Hydroelectric | 18 | IPP Non-CHP
2685 | Crescent | 1 | Conventional Hydroelectric | 2.8 | Electric Utility
2685 | Crescent | 2 | Conventional Hydroelectric | 2.8 | Electric Utility
2685 | Crescent | 3 | Conventional Hydroelectric | 3 | Electric Utility
2685 | Crescent | 4 | Conventional Hydroelectric | 3 | Electric Utility
2686 | Vischer Ferry | 1 | Conventional Hydroelectric | 2.8 | Electric Utility
2686 | Vischer Ferry | 2 | Conventional Hydroelectric | 2.8 | Electric Utility
2686 | Vischer Ferry | 3 | Conventional Hydroelectric | 3 | Electric Utility
2686 | Vischer Ferry | 4 | Conventional Hydroelectric | 3 | Electric Utility
2691 | Blenheim Gilboa | 1 | Hydroelectric Pumped Storage | 250 | Electric Utility
2691 | Blenheim Gilboa | 2 | Hydroelectric Pumped Storage | 250 | Electric Utility
2691 | Blenheim Gilboa | 3 | Hydroelectric Pumped Storage | 250 | Electric Utility
2691 | Blenheim Gilboa | 4 | Hydroelectric Pumped Storage | 250 | Electric Utility
2692 | Lewiston Niagara | 1 | Hydroelectric Pumped Storage | 20 | Electric Utility
2692 | Lewiston Niagara | 10 | Hydroelectric Pumped Storage | 20 | Electric Utility
2692 | Lewiston Niagara | 11 | Hydroelectric Pumped Storage | 20 | Electric Utility
2692 | Lewiston Niagara | 12 | Hydroelectric Pumped Storage | 20 | Electric Utility
2692 | Lewiston Niagara | 2 | Hydroelectric Pumped Storage | 20 | Electric Utility
2692 | Lewiston Niagara | 3 | Hydroelectric Pumped Storage | 20 | Electric Utility
2692 | Lewiston Niagara | 4 | Hydroelectric Pumped Storage | 20 | Electric Utility
2692 | Lewiston Niagara | 5 | Hydroelectric Pumped Storage | 20 | Electric Utility
2692 | Lewiston Niagara | 6 | Hydroelectric Pumped Storage | 20 | Electric Utility
2692 | Lewiston Niagara | 7 | Hydroelectric Pumped Storage | 20 | Electric Utility
2692 | Lewiston Niagara | 8 | Hydroelectric Pumped Storage | 20 | Electric Utility
2692 | Lewiston Niagara | 9 | Hydroelectric Pumped Storage | 20 | Electric Utility
2693 | Robert Moses Niagara | 1 | Conventional Hydroelectric | 193.5 | Electric Utility
2693 | Robert Moses Niagara | 10 | Conventional Hydroelectric | 193.5 | Electric Utility
2693 | Robert Moses Niagara | 11 | Conventional Hydroelectric | 193.5 | Electric Utility
2693 | Robert Moses Niagara | 12 | Conventional Hydroelectric | 193.5 | Electric Utility
2693 | Robert Moses Niagara | 13 | Conventional Hydroelectric | 193.5 | Electric Utility
2693 | Robert Moses Niagara | 2 | Conventional Hydroelectric | 193.5 | Electric Utility
2693 | Robert Moses Niagara | 3 | Conventional Hydroelectric | 193.5 | Electric Utility
2693 | Robert Moses Niagara | 4 | Conventional Hydroelectric | 193.5 | Electric Utility
2693 | Robert Moses Niagara | 5 | Conventional Hydroelectric | 193.5 | Electric Utility
2693 | Robert Moses Niagara | 6 | Conventional Hydroelectric | 193.5 | Electric Utility
2693 | Robert Moses Niagara | 7 | Conventional Hydroelectric | 193.5 | Electric Utility
2693 | Robert Moses Niagara | 8 | Conventional Hydroelectric | 150.3 | Electric Utility
2693 | Robert Moses Niagara | 9 | Conventional Hydroelectric | 150.3 | Electric Utility
2694 | Robert Moses Power Dam | 17 | Conventional Hydroelectric | 57 | Electric Utility
2694 | Robert Moses Power Dam | 18 | Conventional Hydroelectric | 57 | Electric Utility
2694 | Robert Moses Power Dam | 19 | Conventional Hydroelectric | 57 | Electric Utility
2694 | Robert Moses Power Dam | 20 | Conventional Hydroelectric | 57 | Electric Utility
2694 | Robert Moses Power Dam | 21 | Conventional Hydroelectric | 57 | Electric Utility
2694 | Robert Moses Power Dam | 22 | Conventional Hydroelectric | 57 | Electric Utility
2694 | Robert Moses Power Dam | 23 | Conventional Hydroelectric | 57 | Electric Utility
2694 | Robert Moses Power Dam | 24 | Conventional Hydroelectric | 57 | Electric Utility
2694 | Robert Moses Power Dam | 25 | Conventional Hydroelectric | 57 | Electric Utility
2694 | Robert Moses Power Dam | 26 | Conventional Hydroelectric | 57 | Electric Utility
2694 | Robert Moses Power Dam | 27 | Conventional Hydroelectric | 57 | Electric Utility
2694 | Robert Moses Power Dam | 28 | Conventional Hydroelectric | 57 | Electric Utility
2694 | Robert Moses Power Dam | 29 | Conventional Hydroelectric | 57 | Electric Utility
2694 | Robert Moses Power Dam | 30 | Conventional Hydroelectric | 57 | Electric Utility
2694 | Robert Moses Power Dam | 31 | Conventional Hydroelectric | 57 | Electric Utility
2694 | Robert Moses Power Dam | 32 | Conventional Hydroelectric | 57 | Electric Utility
7314 | Richard M Flynn | NA1 | Natural Gas Fired Combined Cycle | 108 | Electric Utility
7314 | Richard M Flynn | NA2 | Natural Gas Fired Combined Cycle | 56 | Electric Utility
7909 | Vernon Boulevard | VG02 | Natural Gas Fired Combustion Turbine | 47 | Electric Utility
7909 | Vernon Boulevard | VG03 | Natural Gas Fired Combustion Turbine | 47 | Electric Utility
7910 | Joseph J Seymour Power Project | 1 | Natural Gas Fired Combustion Turbine | 47 | Electric Utility
7910 | Joseph J Seymour Power Project | 2 | Natural Gas Fired Combustion Turbine | 47 | Electric Utility
7912 | Brentwood | 1 | Natural Gas Fired Combustion Turbine | 47 | Electric Utility
7913 | Hell Gate | HG01 | Natural Gas Fired Combustion Turbine | 47 | Electric Utility
7913 | Hell Gate | HG02 | Natural Gas Fired Combustion Turbine | 47 | Electric Utility
7914 | Harlem River Yard | HR01 | Natural Gas Fired Combustion Turbine | 47 | Electric Utility
7914 | Harlem River Yard | HR02 | Natural Gas Fired Combustion Turbine | 47 | Electric Utility
7915 | North 1st | N01 | Natural Gas Fired Combustion Turbine | 47 | Electric Utility
8053 | Pouch | N01 | Natural Gas Fired Combustion Turbine | 47 | Electric Utility
56196 | 500MW CC | CA01 | Natural Gas Fired Combined Cycle | 188 | Electric Utility
56196 | 500MW CC | CT01 | Natural Gas Fired Combined Cycle | 170 | Electric Utility
56196 | 500MW CC | CT02 | Natural Gas Fired Combined Cycle | 170 | Electric Utility
2187 | J E Corette Plant | 1 | Conventional Steam Coal | 172.8 | IPP Non-CHP
6076 | Colstrip | 1 | Conventional Steam Coal | 358 | IPP Non-CHP
6076 | Colstrip | 2 | Conventional Steam Coal | 358 | IPP Non-CHP
6076 | Colstrip | 3 | Conventional Steam Coal | 778 | IPP Non-CHP
6076 | Colstrip | 4 | Conventional Steam Coal | 778 | IPP Non-CHP
52176 | C R Wing Cogen Plant | GEN1 | Natural Gas Fired Combined Cycle | 77.5 | IPP CHP
52176 | C R Wing Cogen Plant | GEN2 | Natural Gas Fired Combined Cycle | 77.5 | IPP CHP
52176 | C R Wing Cogen Plant | GEN3 | Natural Gas Fired Combined Cycle | 75 | IPP CHP
50148 | Linde Wilmington | GEN1 | Natural Gas Fired Combined Cycle | 25 | Industrial CHP
50148 | Linde Wilmington | GEN2 | Natural Gas Fired Combined Cycle | 6 | Industrial CHP
1317 | Pratt | 5 | Natural Gas Steam Turbine | 14 | Electric Utility
1317 | Pratt | IC1 | Petroleum Liquids | 1.5 | Electric Utility
7447 | Pratt 2 | IC2 | Natural Gas Internal Combustion Engine | 8 | Electric Utility
7447 | Pratt 2 | IC3 | Natural Gas Internal Combustion Engine | 8 | Electric Utility
55856 | Prairie State Generating Station | PC1 | Conventional Steam Coal | 883 | IPP Non-CHP
55856 | Prairie State Generating Station | PC2 | Conventional Steam Coal | 883 | IPP Non-CHP
55096 | Portside Energy | GT | Natural Gas Fired Combined Cycle | 42 | IPP CHP
55096 | Portside Energy | ST | Natural Gas Fired Combined Cycle | 19 | IPP CHP
2004 | Preston (MN) | 4 | Petroleum Liquids | 0.6 | Electric Utility
2004 | Preston (MN) | 5 | Petroleum Liquids | 1.1 | Electric Utility
2004 | Preston (MN) | 6 | Natural Gas Internal Combustion Engine | 2 | Electric Utility
1176 | Preston (IA) | 1 | Petroleum Liquids | 0.7 | Electric Utility
1176 | Preston (IA) | 2 | Petroleum Liquids | 0.7 | Electric Utility
1176 | Preston (IA) | 4 | Natural Gas Internal Combustion Engine | 1.8 | Electric Utility
7501 | Princeton Wind Farm | 2 | Onshore Wind Turbine | 3 | Electric Utility
50464 | Oxnard | GEN1 | Natural Gas Fired Combustion Turbine | 19.2 | Industrial CHP
50464 | Oxnard | GEN2 | Natural Gas Fired Combustion Turbine | 49.5 | Industrial CHP
1177 | Primghar | 4 | Petroleum Liquids | 0.6 | Electric Utility
1177 | Primghar | 5 | Petroleum Liquids | 1.1 | Electric Utility
50060 | Brown Station Road Plant I | 3972 | Landfill Gas | 0.9 | Commercial Non-CHP
50060 | Brown Station Road Plant I | 9314 | Landfill Gas | 0.9 | Commercial Non-CHP
50060 | Brown Station Road Plant I | 9340 | Landfill Gas | 0.9 | Commercial Non-CHP
55964 | Brown Station Road Plant II | 1 | Landfill Gas | 1 | Commercial Non-CHP
55964 | Brown Station Road Plant II | 2 | Landfill Gas | 1 | Commercial Non-CHP
55964 | Brown Station Road Plant II | 3 | Landfill Gas | 1 | Commercial Non-CHP
55964 | Brown Station Road Plant II | 4 | Landfill Gas | 1 | Commercial Non-CHP
2005 | Princeton (MN) | 3 | Petroleum Liquids | 2.4 | Electric Utility
2005 | Princeton (MN) | 4 | Petroleum Liquids | 1.2 | Electric Utility
2005 | Princeton (MN) | 5 | Petroleum Liquids | 1 | Electric Utility
2005 | Princeton (MN) | 6 | Petroleum Liquids | 2.7 | Electric Utility
2005 | Princeton (MN) | 7 | Petroleum Liquids | 5 | Electric Utility
957 | Princeton (IL) | 1 | Natural Gas Internal Combustion Engine | 2.3 | Electric Utility
957 | Princeton (IL) | 2 | Natural Gas Internal Combustion Engine | 3 | Electric Utility
957 | Princeton (IL) | 3 | Natural Gas Internal Combustion Engine | 3.4 | Electric Utility
957 | Princeton (IL) | 4 | Natural Gas Internal Combustion Engine | 3.4 | Electric Utility
957 | Princeton (IL) | 5 | Natural Gas Internal Combustion Engine | 4.4 | Electric Utility
957 | Princeton (IL) | 6 | Natural Gas Internal Combustion Engine | 5.6 | Electric Utility
957 | Princeton (IL) | 7 | Natural Gas Internal Combustion Engine | 7 | Electric Utility
957 | Princeton (IL) | 8 | Natural Gas Internal Combustion Engine | 8.8 | Electric Utility
50463 | Procter & Gamble Mehoopany Mill | GEN1 | Natural Gas Fired Combustion Turbine | 53.6 | Industrial CHP
50463 | Procter & Gamble Mehoopany Mill | GEN2 | Natural Gas Steam Turbine | 2.6 | Industrial CHP
50463 | Procter & Gamble Mehoopany Mill | GEN3 | Natural Gas Fired Combustion Turbine | 64 | Industrial CHP
55871 | Klondike Wind Power | Ph 1 | Onshore Wind Turbine | 24.5 | IPP Non-CHP
56112 | Mountain View III | V47 | Onshore Wind Turbine | 22.4 | IPP Non-CHP
56172 | Flying Cloud Power Partners LLC | FC | Onshore Wind Turbine | 43.5 | IPP Non-CHP
56173 | Colorado Green Holdings LLC | CG | Onshore Wind Turbine | 162 | IPP Non-CHP
56174 | Moraine Wind LLC | MOR | Onshore Wind Turbine | 51 | IPP Non-CHP
56296 | Trimont Area Wind Farm | 1 | Onshore Wind Turbine | 100.5 | IPP Non-CHP
56303 | Elk River Wind | 1 | Onshore Wind Turbine | 150 | IPP Non-CHP
56359 | Klondike Windpower II | PH2 | Onshore Wind Turbine | 75 | IPP Non-CHP
56361 | Big Horn Wind Project | 1 | Onshore Wind Turbine | 199 | IPP Non-CHP
56362 | Shiloh I Wind Project | 1 | Onshore Wind Turbine | 150 | IPP Non-CHP
56369 | Casselman Wind Power Project | 1 | Onshore Wind Turbine | 34.5 | IPP Non-CHP
56383 | Northern Iowa Windpower II | TOI2 | Onshore Wind Turbine | 80 | IPP Non-CHP
56399 | Lempster Wind LLC | 1 | Onshore Wind Turbine | 24 | IPP Non-CHP
56459 | MinnDakota Wind LLC | 2 | Onshore Wind Turbine | 150 | IPP Non-CHP
56460 | Twin Buttes Wind Project | WT1 | Onshore Wind Turbine | 75 | IPP Non-CHP
56468 | Klondike Windpower III | 1 | Onshore Wind Turbine | 221 | IPP Non-CHP
56468 | Klondike Windpower III | 2 | Onshore Wind Turbine | 76.5 | IPP Non-CHP
56470 | Locust Ridge | LRWF | Onshore Wind Turbine | 26 | IPP Non-CHP
56622 | Providence Heights Wind LLC | 1 | Onshore Wind Turbine | 72 | IPP Non-CHP
56764 | Winnebago Wind Power Project | 1 | Onshore Wind Turbine | 20 | IPP Non-CHP
56765 | Barton Windpower LLC | 1 | Onshore Wind Turbine | 28 | IPP Non-CHP
56765 | Barton Windpower LLC | 2 | Onshore Wind Turbine | 132 | IPP Non-CHP
56767 | Farmers City Wind LLC | 1 | Onshore Wind Turbine | 146 | IPP Non-CHP
56770 | Locust Ridge II LLC | 1 | Onshore Wind Turbine | 102 | IPP Non-CHP
56789 | Pebble Springs Wind LLC | 1 | Onshore Wind Turbine | 98.7 | IPP Non-CHP
56790 | Hay Canyon Wind Power LLC | 1 | Onshore Wind Turbine | 108 | IPP Non-CHP
56791 | Dillon Wind LLC | 1 | Onshore Wind Turbine | 45 | IPP Non-CHP
56792 | Buffalo Ridge I LLC | 1 | Onshore Wind Turbine | 50.4 | IPP Non-CHP
56793 | Elm Creek Wind LLC | 1 | Onshore Wind Turbine | 99 | IPP Non-CHP
56794 | Moraine II Wind LLC | 1 | Onshore Wind Turbine | 49.5 | IPP Non-CHP
56795 | Penascal Wind Power LLC | 1 | Onshore Wind Turbine | 201.6 | IPP Non-CHP
56796 | South Chestnut LLC | 1 | Onshore Wind Turbine | 50.4 | IPP Non-CHP
57094 | Streator Cayuga Ridge South | 1 | Onshore Wind Turbine | 300 | IPP Non-CHP
57095 | Penascal II Wind Project LLC | 1 | Onshore Wind Turbine | 201 | IPP Non-CHP
57096 | Star Point Wind Project LLC | 1 | Onshore Wind Turbine | 98.7 | IPP Non-CHP
57097 | Rugby Wind Power Project | 1 | Onshore Wind Turbine | 149 | IPP Non-CHP
57098 | Dry Lake Wind LLC | 1 | Onshore Wind Turbine | 63 | IPP Non-CHP
57156 | Barton Chapel Wind Farm | BC | Onshore Wind Turbine | 120 | IPP Non-CHP
57287 | Hardscrabble Wind Power LLC | 1 | Onshore Wind Turbine | 74 | IPP Non-CHP
57317 | San Luis Valley Solar Ranch | 1 | Solar Photovoltaic | 35 | IPP Non-CHP
57318 | Copper Crossing Solar LLC | 1 | Solar Photovoltaic | 20 | IPP Non-CHP
57319 | Big Horn Wind II | 1 | Onshore Wind Turbine | 50 | IPP Non-CHP
57320 | Juniper Canyon I Wind Project | 1 | Onshore Wind Turbine | 151.2 | IPP Non-CHP
57333 | Leaning Juniper Wind Power II | 1 | Onshore Wind Turbine | 201 | IPP Non-CHP
57379 | Dry Lake Wind II LLC | 1 | Onshore Wind Turbine | 65.1 | IPP Non-CHP
57380 | New England Wind LLC | 1 | Onshore Wind Turbine | 28.5 | IPP Non-CHP
57424 | Buffalo Ridge II LLC | 1 | Onshore Wind Turbine | 210 | IPP Non-CHP
57449 | Blue Creek Wind Project | 1 | Onshore Wind Turbine | 302 | IPP Non-CHP
57484 | Manzana Wind LLC | GEN1 | Onshore Wind Turbine | 189 | IPP Non-CHP
57609 | New Harvest Wind Project LLC | 1 | Onshore Wind Turbine | 100 | IPP Non-CHP
57649 | Elm Creek Wind II LLC | 1 | Onshore Wind Turbine | 148.8 | IPP Non-CHP
57927 | Baffin Wind | 1 | Onshore Wind Turbine | 188 | IPP Non-CHP
58141 | Groton Wind LLC | 1 | Onshore Wind Turbine | 48 | IPP Non-CHP
50456 | Procter & Gamble Cincinnati Plant | GEN1 | Conventional Steam Coal | 12.5 | Industrial CHP
10033 | Greater Detroit Resource Recovery | GEN1 | Municipal Solid Waste | 68.4 | Commercial CHP
3686 | Provo | 4 | Natural Gas Steam Turbine | 7.5 | Electric Utility
3686 | Provo | 5 | Natural Gas Internal Combustion Engine | 2.5 | Electric Utility
3686 | Provo | 6 | Natural Gas Internal Combustion Engine | 2.5 | Electric Utility
3686 | Provo | 7 | Natural Gas Internal Combustion Engine | 2.5 | Electric Utility
3686 | Provo | 8 | Natural Gas Internal Combustion Engine | 2.5 | Electric Utility
568 | Bridgeport Station | 3 | Conventional Steam Coal | 400 | IPP Non-CHP
568 | Bridgeport Station | 4 | Petroleum Liquids | 18.6 | IPP Non-CHP
6156 | New Haven Harbor | 1 | Petroleum Liquids | 460 | IPP Non-CHP
6156 | New Haven Harbor | 2 | Petroleum Liquids | 60.5 | IPP Non-CHP
6156 | New Haven Harbor | 3 | Petroleum Liquids | 60.5 | IPP Non-CHP
6156 | New Haven Harbor | 4 | Petroleum Liquids | 60.5 | IPP Non-CHP
3145 | PPL Holtwood | HW1 | Conventional Hydroelectric | 10.4 | IPP Non-CHP
3145 | PPL Holtwood | HW10 | Conventional Hydroelectric | 12 | IPP Non-CHP
3145 | PPL Holtwood | HW11 | Conventional Hydroelectric | 1.4 | IPP Non-CHP
3145 | PPL Holtwood | HW13 | Conventional Hydroelectric | 1.4 | IPP Non-CHP
3145 | PPL Holtwood | HW18 | Conventional Hydroelectric | 66 | IPP Non-CHP
3145 | PPL Holtwood | HW19 | Conventional Hydroelectric | 66 | IPP Non-CHP
3145 | PPL Holtwood | HW2 | Conventional Hydroelectric | 10.4 | IPP Non-CHP
3145 | PPL Holtwood | HW3 | Conventional Hydroelectric | 13.5 | IPP Non-CHP
3145 | PPL Holtwood | HW4 | Conventional Hydroelectric | 10.4 | IPP Non-CHP
3145 | PPL Holtwood | HW5 | Conventional Hydroelectric | 10.4 | IPP Non-CHP
3145 | PPL Holtwood | HW6 | Conventional Hydroelectric | 10.4 | IPP Non-CHP
3145 | PPL Holtwood | HW7 | Conventional Hydroelectric | 10.4 | IPP Non-CHP
3145 | PPL Holtwood | HW8 | Conventional Hydroelectric | 11.4 | IPP Non-CHP
3145 | PPL Holtwood | HW9 | Conventional Hydroelectric | 13.2 | IPP Non-CHP
3153 | PPL HW Wallenpaupack | WP1 | Conventional Hydroelectric | 20 | IPP Non-CHP
3153 | PPL HW Wallenpaupack | WP2 | Conventional Hydroelectric | 20 | IPP Non-CHP
464 | Alamosa | CT1 | Natural Gas Fired Combustion Turbine | 26.6 | Electric Utility
464 | Alamosa | CT2 | Natural Gas Fired Combustion Turbine | 26.6 | Electric Utility
467 | Cabin Creek | A | Hydroelectric Pumped Storage | 150 | Electric Utility
467 | Cabin Creek | B | Hydroelectric Pumped Storage | 150 | Electric Utility
469 | Cherokee | 3 | Conventional Steam Coal | 170.5 | Electric Utility
469 | Cherokee | 4 | Conventional Steam Coal | 380.8 | Electric Utility
470 | Comanche (CO) | 1 | Conventional Steam Coal | 382.5 | Electric Utility
470 | Comanche (CO) | 2 | Conventional Steam Coal | 396 | Electric Utility
470 | Comanche (CO) | 3 | Conventional Steam Coal | 856.8 | Electric Utility
471 | Fruita | 1 | Natural Gas Fired Combustion Turbine | 26.6 | Electric Utility
472 | Georgetown Hydro | 1 | Conventional Hydroelectric | 0.6 | Electric Utility
472 | Georgetown Hydro | 2 | Conventional Hydroelectric | 0.6 | Electric Utility
474 | Salida | 1 | Conventional Hydroelectric | 0.8 | Electric Utility
474 | Salida | 2 | Conventional Hydroelectric | 0.6 | Electric Utility
476 | Shoshone (CO) | A | Conventional Hydroelectric | 7.2 | Electric Utility
476 | Shoshone (CO) | B | Conventional Hydroelectric | 7.2 | Electric Utility
477 | Valmont | 5 | Conventional Steam Coal | 191.7 | Electric Utility
477 | Valmont | 6 | Natural Gas Fired Combustion Turbine | 59.3 | Electric Utility
478 | Zuni | 2 | Natural Gas Steam Turbine | 75 | Electric Utility
525 | Hayden | 1 | Conventional Steam Coal | 190 | Electric Utility
525 | Hayden | 2 | Conventional Steam Coal | 275.4 | Electric Utility
6112 | Fort St Vrain | 1 | Natural Gas Fired Combined Cycle | 342.6 | Electric Utility
6112 | Fort St Vrain | 2 | Natural Gas Fired Combined Cycle | 175.1 | Electric Utility
6112 | Fort St Vrain | 3 | Natural Gas Fired Combined Cycle | 175.1 | Electric Utility
6112 | Fort St Vrain | 4 | Natural Gas Fired Combined Cycle | 175.1 | Electric Utility
6112 | Fort St Vrain | 5 | Natural Gas Fired Combustion Turbine | 140.3 | Electric Utility
6112 | Fort St Vrain | 6 | Natural Gas Fired Combustion Turbine | 140.3 | Electric Utility
6206 | Tacoma | 1 | Conventional Hydroelectric | 2.3 | Electric Utility
6206 | Tacoma | 2 | Conventional Hydroelectric | 2.3 | Electric Utility
6207 | Ames Hydro | 1 | Conventional Hydroelectric | 3.6 | Electric Utility
6248 | Pawnee | 1 | Conventional Steam Coal | 552.3 | Electric Utility
7937 | Ponnequin | 30 | Onshore Wind Turbine | 9.9 | Electric Utility
7937 | Ponnequin | 8 | Onshore Wind Turbine | 15.4 | Electric Utility
8067 | Fort Lupton | 1 | Natural Gas Fired Combustion Turbine | 50.4 | Electric Utility
8067 | Fort Lupton | 2 | Natural Gas Fired Combustion Turbine | 50.4 | Electric Utility
55645 | Blue Spruce Energy Center | CT01 | Natural Gas Fired Combustion Turbine | 198.9 | Electric Utility
55645 | Blue Spruce Energy Center | CT02 | Natural Gas Fired Combustion Turbine | 198.9 | Electric Utility
55835 | Rocky Mountain Energy Center | CTG1 | Natural Gas Fired Combined Cycle | 175.1 | Electric Utility
55835 | Rocky Mountain Energy Center | CTG2 | Natural Gas Fired Combined Cycle | 175.1 | Electric Utility
55835 | Rocky Mountain Energy Center | STG1 | Natural Gas Fired Combined Cycle | 334.9 | Electric Utility
1001 | Cayuga | 1 | Conventional Steam Coal | 531 | Electric Utility
1001 | Cayuga | 2 | Conventional Steam Coal | 531 | Electric Utility
1001 | Cayuga | 31 | Petroleum Liquids | 2.6 | Electric Utility
1001 | Cayuga | 32 | Petroleum Liquids | 2.6 | Electric Utility
1001 | Cayuga | 33 | Petroleum Liquids | 2.6 | Electric Utility
1001 | Cayuga | 34 | Petroleum Liquids | 2.6 | Electric Utility
1001 | Cayuga | 4 | Natural Gas Fired Combustion Turbine | 121 | Electric Utility
1002 | Connersville | 1 | Petroleum Liquids | 41.8 | Electric Utility
1002 | Connersville | 2 | Petroleum Liquids | 41.8 | Electric Utility
1004 | Edwardsport | CT1 | Coal Integrated Gasification Combined Cycle | 236.5 | Electric Utility
1004 | Edwardsport | CT2 | Coal Integrated Gasification Combined Cycle | 236.5 | Electric Utility
1004 | Edwardsport | ST | Coal Integrated Gasification Combined Cycle | 331.5 | Electric Utility
1005 | Markland | 1 | Conventional Hydroelectric | 21.6 | Electric Utility
1005 | Markland | 2 | Conventional Hydroelectric | 21.6 | Electric Utility
1005 | Markland | 3 | Conventional Hydroelectric | 21.6 | Electric Utility
1006 | Miami Wabash | 1 | Petroleum Liquids | 18 | Electric Utility
1006 | Miami Wabash | 2 | Petroleum Liquids | 18 | Electric Utility
1006 | Miami Wabash | 3 | Petroleum Liquids | 18 | Electric Utility
1006 | Miami Wabash | 5 | Petroleum Liquids | 16.3 | Electric Utility
1006 | Miami Wabash | 6 | Petroleum Liquids | 16.3 | Electric Utility
1007 | Noblesville | 1 | Natural Gas Fired Combined Cycle | 50 | Electric Utility
1007 | Noblesville | 2 | Natural Gas Fired Combined Cycle | 50 | Electric Utility
1007 | Noblesville | 3 | Natural Gas Fired Combined Cycle | 76 | Electric Utility
1007 | Noblesville | 4 | Natural Gas Fired Combined Cycle | 76 | Electric Utility
1007 | Noblesville | 5 | Natural Gas Fired Combined Cycle | 76 | Electric Utility
1008 | R Gallagher | 2 | Conventional Steam Coal | 150 | Electric Utility
1008 | R Gallagher | 4 | Conventional Steam Coal | 150 | Electric Utility
1010 | Wabash River | 2 | Conventional Steam Coal | 112.5 | Electric Utility
1010 | Wabash River | 3 | Conventional Steam Coal | 123.2 | Electric Utility
1010 | Wabash River | 4 | Conventional Steam Coal | 112.5 | Electric Utility
1010 | Wabash River | 5 | Conventional Steam Coal | 125 | Electric Utility
1010 | Wabash River | 6 | Conventional Steam Coal | 387 | Electric Utility
1010 | Wabash River | 71 | Petroleum Liquids | 2.7 | Electric Utility
1010 | Wabash River | 72 | Petroleum Liquids | 2.7 | Electric Utility
1010 | Wabash River | 73 | Petroleum Liquids | 2.7 | Electric Utility
6113 | Gibson | 1 | Conventional Steam Coal | 667.9 | Electric Utility
6113 | Gibson | 2 | Conventional Steam Coal | 667.9 | Electric Utility
6113 | Gibson | 3 | Conventional Steam Coal | 667.9 | Electric Utility
6113 | Gibson | 4 | Conventional Steam Coal | 667.9 | Electric Utility
6113 | Gibson | 5 | Conventional Steam Coal | 667.9 | Electric Utility
7763 | Henry County | 1 | Natural Gas Fired Combustion Turbine | 45 | Electric Utility
7763 | Henry County | 2 | Natural Gas Fired Combustion Turbine | 45 | Electric Utility
7763 | Henry County | 3 | Natural Gas Fired Combustion Turbine | 45 | Electric Utility
55110 | Madison | CT1 | Natural Gas Fired Combustion Turbine | 85.4 | Electric Utility
55110 | Madison | CT2 | Natural Gas Fired Combustion Turbine | 85.4 | Electric Utility
55110 | Madison | CT3 | Natural Gas Fired Combustion Turbine | 85.4 | Electric Utility
55110 | Madison | CT4 | Natural Gas Fired Combustion Turbine | 85.4 | Electric Utility
55110 | Madison | CT5 | Natural Gas Fired Combustion Turbine | 85.4 | Electric Utility
55110 | Madison | CT6 | Natural Gas Fired Combustion Turbine | 85.4 | Electric Utility
55110 | Madison | CT7 | Natural Gas Fired Combustion Turbine | 85.4 | Electric Utility
55110 | Madison | CT8 | Natural Gas Fired Combustion Turbine | 85.4 | Electric Utility
55224 | Wheatland Generating Facility | CTG1 | Natural Gas Fired Combustion Turbine | 135 | Electric Utility
55224 | Wheatland Generating Facility | CTG2 | Natural Gas Fired Combustion Turbine | 135 | Electric Utility
55224 | Wheatland Generating Facility | CTG3 | Natural Gas Fired Combustion Turbine | 135 | Electric Utility
55224 | Wheatland Generating Facility | CTG4 | Natural Gas Fired Combustion Turbine | 135 | Electric Utility
2354 | Amoskeag | 1 | Conventional Hydroelectric | 6 | Electric Utility
2354 | Amoskeag | 2 | Conventional Hydroelectric | 5 | Electric Utility
2354 | Amoskeag | 3 | Conventional Hydroelectric | 5 | Electric Utility
2355 | Ayers Island | 1 | Conventional Hydroelectric | 2.8 | Electric Utility
2355 | Ayers Island | 2 | Conventional Hydroelectric | 2.8 | Electric Utility
2355 | Ayers Island | 3 | Conventional Hydroelectric | 2.8 | Electric Utility
2356 | Eastman Falls | 1 | Conventional Hydroelectric | 1.8 | Electric Utility
2356 | Eastman Falls | 2 | Conventional Hydroelectric | 4.6 | Electric Utility
2357 | Garvins Falls | 1 | Conventional Hydroelectric | 3.4 | Electric Utility
2357 | Garvins Falls | 2 | Conventional Hydroelectric | 3.4 | Electric Utility
2357 | Garvins Falls | 3 | Conventional Hydroelectric | 2.4 | Electric Utility
2357 | Garvins Falls | 4 | Conventional Hydroelectric | 3.2 | Electric Utility
2358 | Gorham | 1 | Conventional Hydroelectric | 0.4 | Electric Utility
2358 | Gorham | 2 | Conventional Hydroelectric | 0.4 | Electric Utility
2358 | Gorham | 3 | Conventional Hydroelectric | 0.7 | Electric Utility
2358 | Gorham | 4 | Conventional Hydroelectric | 0.7 | Electric Utility
2359 | Hooksett | 1 | Conventional Hydroelectric | 1.6 | Electric Utility
2360 | Jackman | 1 | Conventional Hydroelectric | 3.2 | Electric Utility
2362 | Lost Nation | GT1 | Petroleum Liquids | 18 | Electric Utility
2364 | Merrimack | 1 | Conventional Steam Coal | 113.6 | Electric Utility
2364 | Merrimack | 2 | Conventional Steam Coal | 345.6 | Electric Utility
2364 | Merrimack | GT1 | Petroleum Liquids | 18.6 | Electric Utility
2364 | Merrimack | GT2 | Petroleum Liquids | 18.6 | Electric Utility
2367 | Schiller | 4 | Conventional Steam Coal | 50 | Electric Utility
2367 | Schiller | 5 | Wood/Wood Waste Biomass | 50 | Electric Utility
2367 | Schiller | 6 | Conventional Steam Coal | 50 | Electric Utility
2367 | Schiller | GT1 | Petroleum Liquids | 21.2 | Electric Utility
2368 | Smith (NH) | 1 | Conventional Hydroelectric | 15 | Electric Utility
2369 | White Lake | GT1 | Petroleum Liquids | 18.6 | Electric Utility
3750 | Canaan | 1 | Conventional Hydroelectric | 1.1 | Electric Utility
8002 | Newington | 1 | Petroleum Liquids | 414 | Electric Utility
2450 | Reeves | 1 | Natural Gas Steam Turbine | 44 | Electric Utility
2450 | Reeves | 2 | Natural Gas Steam Turbine | 44 | Electric Utility
2450 | Reeves | 3 | Natural Gas Steam Turbine | 66 | Electric Utility
2451 | San Juan | 1 | Conventional Steam Coal | 369 | Electric Utility
2451 | San Juan | 2 | Conventional Steam Coal | 369 | Electric Utility
2451 | San Juan | 3 | Conventional Steam Coal | 555 | Electric Utility
2451 | San Juan | 4 | Conventional Steam Coal | 555 | Electric Utility
2475 | Algodones | 1 | Natural Gas Steam Turbine | 15 | Electric Utility
2475 | Algodones | 2 | Natural Gas Steam Turbine | 15 | Electric Utility
2475 | Algodones | 3 | Natural Gas Steam Turbine | 15 | Electric Utility
7967 | Lordsburg Generating | GT1 | Natural Gas Fired Combustion Turbine | 44 | Electric Utility
7967 | Lordsburg Generating | GT2 | Natural Gas Fired Combustion Turbine | 44 | Electric Utility
55039 | Rio Bravo | GT1 | Natural Gas Fired Combustion Turbine | 150 | Electric Utility
55210 | Afton Generating Station | 0001 | Natural Gas Fired Combined Cycle | 177 | Electric Utility
55210 | Afton Generating Station | 0002 | Natural Gas Fired Combined Cycle | 110 | Electric Utility
55343 | Luna Energy Facility | CTG1 | Natural Gas Fired Combined Cycle | 175 | Electric Utility
55343 | Luna Energy Facility | CTG2 | Natural Gas Fired Combined Cycle | 175 | Electric Utility
55343 | Luna Energy Facility | STG1 | Natural Gas Fired Combined Cycle | 300 | Electric Utility
58899 | Prosperity Energy Storage Facility | GEN-1 | Solar Photovoltaic | 0.5 | Electric Utility
58899 | Prosperity Energy Storage Facility | GEN-2 | Batteries | 0.8 | Electric Utility
127 | Oklaunion | 1 | Conventional Steam Coal | 720 | Electric Utility
2963 | Northeastern | 1 | Natural Gas Fired Combined Cycle | 170 | Electric Utility
2963 | Northeastern | 1A | Natural Gas Fired Combined Cycle | 178.5 | Electric Utility
2963 | Northeastern | 1B | Natural Gas Fired Combined Cycle | 178.5 | Electric Utility
2963 | Northeastern | 2 | Natural Gas Steam Turbine | 473 | Electric Utility
2963 | Northeastern | 3 | Conventional Steam Coal | 473 | Electric Utility
2963 | Northeastern | 4 | Conventional Steam Coal | 473 | Electric Utility
2963 | Northeastern | IC1 | Petroleum Liquids | 4.5 | Electric Utility
2964 | Southwestern | 1 | Natural Gas Steam Turbine | 84 | Electric Utility
2964 | Southwestern | 2 | Natural Gas Steam Turbine | 84 | Electric Utility
2964 | Southwestern | 3 | Natural Gas Steam Turbine | 315 | Electric Utility
2964 | Southwestern | 4 | Natural Gas Fired Combustion Turbine | 86.5 | Electric Utility
2964 | Southwestern | 5 | Natural Gas Fired Combustion Turbine | 86.5 | Electric Utility
2964 | Southwestern | IC1 | Petroleum Liquids | 2 | Electric Utility
2965 | Tulsa | 2 | Natural Gas Steam Turbine | 170 | Electric Utility
2965 | Tulsa | 4 | Natural Gas Steam Turbine | 170 | Electric Utility
2965 | Tulsa | IC1 | Petroleum Liquids | 8.2 | Electric Utility
2966 | Weleetka | 4 | Natural Gas Fired Combustion Turbine | 53 | Electric Utility
2966 | Weleetka | 5 | Natural Gas Fired Combustion Turbine | 53 | Electric Utility
2966 | Weleetka | 6 | Natural Gas Fired Combustion Turbine | 53 | Electric Utility
2966 | Weleetka | IC1 | Petroleum Liquids | 4 | Electric Utility
4940 | Riverside (OK) | 1 | Natural Gas Steam Turbine | 473 | Electric Utility
4940 | Riverside (OK) | 2 | Natural Gas Steam Turbine | 473 | Electric Utility
4940 | Riverside (OK) | 3 | Natural Gas Fired Combustion Turbine | 86.5 | Electric Utility
4940 | Riverside (OK) | 4 | Natural Gas Fired Combustion Turbine | 86.5 | Electric Utility
4940 | Riverside (OK) | IC1 | Petroleum Liquids | 2.7 | Electric Utility
8059 | Comanche (OK) | 1G1 | Natural Gas Fired Combined Cycle | 85 | Electric Utility
8059 | Comanche (OK) | 1G2 | Natural Gas Fired Combined Cycle | 85 | Electric Utility
8059 | Comanche (OK) | 1S | Natural Gas Fired Combined Cycle | 120 | Electric Utility
8059 | Comanche (OK) | IC1 | Petroleum Liquids | 4 | Electric Utility
57341 | Silver Lake Solar Farm | SILV | Solar Photovoltaic | 1.7 | Electric Utility
57352 | Trenton Solar Farm | TREN | Solar Photovoltaic | 1 | Electric Utility
57381 | Linden Solar Farm | LIND | Solar Photovoltaic | 2.7 | Electric Utility
57382 | Yardville Solar Farm | YARD | Solar Photovoltaic | 3.6 | Electric Utility
57383 | WEA Texas Bayonne | BAYO | Solar Photovoltaic | 1.5 | Electric Utility
57384 | Matrix Buildings A&B (Perth Amboy) Solar | MATR | Solar Photovoltaic | 2.5 | Electric Utility
57384 | Matrix Buildings A&B (Perth Amboy) Solar | SWC1 | Solar Photovoltaic | 3.5 | Electric Utility
57588 | Matrix Stults Road Solar Facility | STULT | Solar Photovoltaic | 2.6 | Electric Utility
57724 | NJMC Landfill | NJMC | Solar Photovoltaic | 2.5 | Electric Utility
57726 | Summit Associates | SUMA | Solar Photovoltaic | 1.9 | Electric Utility
57727 | BlackRock-Matrix | BLAR | Solar Photovoltaic | 2.5 | Electric Utility
57728 | Mill Creek Solar | MILLC | Solar Photovoltaic | 3.5 | Electric Utility
2410 | PSEG Salem Generating Station | 1 | Nuclear | 1170 | IPP Non-CHP
2410 | PSEG Salem Generating Station | 2 | Nuclear | 1170 | IPP Non-CHP
2410 | PSEG Salem Generating Station | 3 | Petroleum Liquids | 41.8 | IPP Non-CHP
6118 | PSEG Hope Creek Generating Station | 1 | Nuclear | 1290.7 | IPP Non-CHP
99 | Frederickson | 1 | Natural Gas Fired Combustion Turbine | 88.9 | Electric Utility
99 | Frederickson | 2 | Natural Gas Fired Combustion Turbine | 88.9 | Electric Utility
607 | Fredonia | 1 | Natural Gas Fired Combustion Turbine | 129.1 | Electric Utility
607 | Fredonia | 2 | Natural Gas Fired Combustion Turbine | 129.1 | Electric Utility
607 | Fredonia | 3 | Natural Gas Fired Combustion Turbine | 58.9 | Electric Utility
607 | Fredonia | 4 | Natural Gas Fired Combustion Turbine | 58.9 | Electric Utility
3853 | Crystal Mountain | 1 | Petroleum Liquids | 2.7 | Electric Utility
3854 | Electron | 1 | Conventional Hydroelectric | 5.1 | Electric Utility
3854 | Electron | 2 | Conventional Hydroelectric | 5.1 | Electric Utility
3854 | Electron | 3 | Conventional Hydroelectric | 5.1 | Electric Utility
3854 | Electron | 4 | Conventional Hydroelectric | 7.5 | Electric Utility
3855 | Lower Baker | 3 | Conventional Hydroelectric | 80.8 | Electric Utility
3855 | Lower Baker | 4 | Conventional Hydroelectric | 30.4 | Electric Utility
3860 | Snoqualmie | 1 | Conventional Hydroelectric | 1.5 | Electric Utility
3860 | Snoqualmie | 2 | Conventional Hydroelectric | 1.8 | Electric Utility
3860 | Snoqualmie | 3 | Conventional Hydroelectric | 1.5 | Electric Utility
3860 | Snoqualmie | 4 | Conventional Hydroelectric | 1.5 | Electric Utility
3860 | Snoqualmie | 5A | Conventional Hydroelectric | 6.8 | Electric Utility
3861 | Upper Baker | 1 | Conventional Hydroelectric | 52.4 | Electric Utility
3861 | Upper Baker | 2 | Conventional Hydroelectric | 52.4 | Electric Utility
6120 | Whitehorn | 2 | Natural Gas Fired Combustion Turbine | 84.6 | Electric Utility
6120 | Whitehorn | 3 | Natural Gas Fired Combustion Turbine | 84.6 | Electric Utility
7867 | Snoqualmie 2 | 6A | Conventional Hydroelectric | 14.4 | Electric Utility
7867 | Snoqualmie 2 | 7 | Conventional Hydroelectric | 24.3 | Electric Utility
7870 | Encogen | CTG1 | Natural Gas Fired Combined Cycle | 39.4 | Electric Utility
7870 | Encogen | CTG2 | Natural Gas Fired Combined Cycle | 39.4 | Electric Utility
7870 | Encogen | CTG3 | Natural Gas Fired Combined Cycle | 39.4 | Electric Utility
7870 | Encogen | STG | All Other | 58.2 | Electric Utility
54476 | Sumas Power Plant | GEN1 | Natural Gas Fired Combined Cycle | 87.8 | Electric Utility
54476 | Sumas Power Plant | GEN2 | All Other | 37.7 | Electric Utility
54537 | Ferndale Generating Station | CT1A | Natural Gas Fired Combined Cycle | 95.9 | Electric Utility
54537 | Ferndale Generating Station | CT1B | Natural Gas Fired Combined Cycle | 95.9 | Electric Utility
54537 | Ferndale Generating Station | ST1 | Natural Gas Fired Combined Cycle | 93.7 | Electric Utility
55482 | Goldendale Generating Station | G1 | Natural Gas Fired Combined Cycle | 170 | Electric Utility
55482 | Goldendale Generating Station | G2 | Natural Gas Fired Combined Cycle | 114.3 | Electric Utility
55700 | Mint Farm Generating Station | 1STG | Natural Gas Fired Combined Cycle | 133 | Electric Utility
55700 | Mint Farm Generating Station | CTG1 | Natural Gas Fired Combined Cycle | 186 | Electric Utility
56255 | Hopkins Ridge Wind | 1 | Onshore Wind Turbine | 149.4 | Electric Utility
56255 | Hopkins Ridge Wind | 2 | Onshore Wind Turbine | 7.2 | Electric Utility
56322 | Wild Horse | 1 | Onshore Wind Turbine | 228.6 | Electric Utility
56322 | Wild Horse | WH2 | Onshore Wind Turbine | 44 | Electric Utility
56322 | Wild Horse | WHS1 | Solar Photovoltaic | 0.5 | Electric Utility
57195 | Lower Snake River Wind Energy Project | LSR 1 | Onshore Wind Turbine | 342.7 | Electric Utility
50240 | Purdue University | GEN1 | Natural Gas Steam Turbine | 30.8 | Commercial CHP
50240 | Purdue University | GEN2 | Natural Gas Steam Turbine | 10.6 | Commercial CHP
50240 | Purdue University | GEN3 | Petroleum Liquids | 1.8 | Commercial CHP
3149 | PPL Montour | 1 | Conventional Steam Coal | 864.9 | IPP Non-CHP
3149 | PPL Montour | 11 | Conventional Steam Coal | 17.2 | IPP Non-CHP
3149 | PPL Montour | 2 | Conventional Steam Coal | 893 | IPP Non-CHP
3140 | Brunner Island | 1 | Conventional Steam Coal | 363.3 | IPP Non-CHP
3140 | Brunner Island | 2 | Conventional Steam Coal | 405 | IPP Non-CHP
3140 | Brunner Island | 3 | Conventional Steam Coal | 847.8 | IPP Non-CHP
3140 | Brunner Island | BID1 | Petroleum Liquids | 2.7 | IPP Non-CHP
3140 | Brunner Island | BID2 | Petroleum Liquids | 2.7 | IPP Non-CHP
3140 | Brunner Island | BID3 | Petroleum Liquids | 2.7 | IPP Non-CHP
56079 | Riceland Foods Cogeneration Plant | STEC | Other Waste Biomass | 18 | IPP CHP
3827 | Radford | 1 | Conventional Hydroelectric | 1 | Electric Utility
958 | Rantoul | 10 | Petroleum Liquids | 1.8 | Electric Utility
958 | Rantoul | 11 | Petroleum Liquids | 1.8 | Electric Utility
958 | Rantoul | 12 | Petroleum Liquids | 1.8 | Electric Utility
958 | Rantoul | 13 | Petroleum Liquids | 1.8 | Electric Utility
958 | Rantoul | 14 | Petroleum Liquids | 1.8 | Electric Utility
958 | Rantoul | 15 | Petroleum Liquids | 1.8 | Electric Utility
958 | Rantoul | 16 | Petroleum Liquids | 1.8 | Electric Utility
958 | Rantoul | 2 | Petroleum Liquids | 1.2 | Electric Utility
958 | Rantoul | 3 | Petroleum Liquids | 1.2 | Electric Utility
958 | Rantoul | 4 | Petroleum Liquids | 1.2 | Electric Utility
958 | Rantoul | 7 | Petroleum Liquids | 5.2 | Electric Utility
958 | Rantoul | 8 | Petroleum Liquids | 4 | Electric Utility
958 | Rantoul | 9 | Petroleum Liquids | 1.8 | Electric Utility
52054 | Rapidan Hydro Facility | GEN1 | Conventional Hydroelectric | 3.4 | IPP Non-CHP
52054 | Rapidan Hydro Facility | GEN2 | Conventional Hydroelectric | 3.4 | IPP Non-CHP
55179 | Rathdrum Power LLC | CTG1 | Natural Gas Fired Combined Cycle | 179.4 | IPP Non-CHP
55179 | Rathdrum Power LLC | STG1 | Natural Gas Fired Combined Cycle | 122.1 | IPP Non-CHP
10560 | Rayonier Advanced Materials - Jesup Plant | GEN2 | Wood/Wood Waste Biomass | 5 | Industrial Non-CHP
10560 | Rayonier Advanced Materials - Jesup Plant | GEN3 | Wood/Wood Waste Biomass | 7.5 | Industrial Non-CHP
10560 | Rayonier Advanced Materials - Jesup Plant | GEN4 | Wood/Wood Waste Biomass | 7.5 | Industrial Non-CHP
10560 | Rayonier Advanced Materials - Jesup Plant | GEN5 | Wood/Wood Waste Biomass | 30 | Industrial Non-CHP
10560 | Rayonier Advanced Materials - Jesup Plant | GEN6 | Wood/Wood Waste Biomass | 27 | Industrial Non-CHP
10562 | Rayonier Fernandina Mill | GEN3 | Wood/Wood Waste Biomass | 7.5 | Industrial CHP
10562 | Rayonier Fernandina Mill | GEN4 | Wood/Wood Waste Biomass | 20 | Industrial CHP
10562 | Rayonier Fernandina Mill | GEN5 | Wood/Wood Waste Biomass | 22 | Industrial CHP
54337 | NRG Energy San Diego | 0001 | Natural Gas Internal Combustion Engine | 0.8 | IPP CHP
54337 | NRG Energy San Diego | 0002 | Natural Gas Internal Combustion Engine | 0.8 | IPP CHP
10110 | Frito-Lay Cogen Plant | GEN1 | Natural Gas Fired Combustion Turbine | 6 | Industrial CHP
959 | Red Bud | 1 | Petroleum Liquids | 2.4 | Electric Utility
959 | Red Bud | 2 | Petroleum Liquids | 1.1 | Electric Utility
959 | Red Bud | 3 | Petroleum Liquids | 2.4 | Electric Utility
959 | Red Bud | 4 | Petroleum Liquids | 3.5 | Electric Utility
959 | Red Bud | 7 | Petroleum Liquids | 2.8 | Electric Utility
959 | Red Bud | 8 | Petroleum Liquids | 2.8 | Electric Utility
2299 | Red Cloud | 1 | Petroleum Liquids | 0.5 | Electric Utility
2299 | Red Cloud | 2 | Petroleum Liquids | 0.9 | Electric Utility
2299 | Red Cloud | 3 | Petroleum Liquids | 1.3 | Electric Utility
2299 | Red Cloud | 4 | Petroleum Liquids | 1.3 | Electric Utility
2299 | Red Cloud | 5 | Petroleum Liquids | 2.2 | Electric Utility
7294 | Central Energy Plant | GTG | Natural Gas Fired Combined Cycle | 61.5 | Electric Utility
7294 | Central Energy Plant | STG | Natural Gas Fired Combined Cycle | 8.5 | Electric Utility
7189 | Whiskeytown | 1 | Conventional Hydroelectric | 3.5 | Electric Utility
7307 | Redding Power | 1 | Natural Gas Fired Combustion Turbine | 18 | Electric Utility
7307 | Redding Power | 2 | Natural Gas Fired Combustion Turbine | 27.9 | Electric Utility
7307 | Redding Power | 3 | Natural Gas Fired Combustion Turbine | 27.9 | Electric Utility
7307 | Redding Power | 4 | Natural Gas Fired Combined Cycle | 26.8 | Electric Utility
7307 | Redding Power | 5 | Natural Gas Fired Combined Cycle | 40 | Electric Utility
7307 | Redding Power | 6 | Natural Gas Fired Combined Cycle | 42.5 | Electric Utility
50267 | Redlands Water & Power | RED1 | Conventional Hydroelectric | 1.4 | IPP Non-CHP
2009 | Redwood Falls | 6 | Petroleum Liquids | 2.2 | Electric Utility
2009 | Redwood Falls | 7 | Petroleum Liquids | 5.8 | Electric Utility
2009 | Redwood Falls | 8 | Conventional Hydroelectric | 0.5 | Electric Utility
7982 | South Generation | 3 | Petroleum Liquids | 2.2 | Electric Utility
7982 | South Generation | 4 | Petroleum Liquids | 2.2 | Electric Utility
7982 | South Generation | 5 | Petroleum Liquids | 2.2 | Electric Utility
50700 | Lilliwaup Falls Generating | 4735 | Conventional Hydroelectric | 0.2 | IPP Non-CHP
50700 | Lilliwaup Falls Generating | 4736 | Conventional Hydroelectric | 0.2 | IPP Non-CHP
50700 | Lilliwaup Falls Generating | 4737 | Conventional Hydroelectric | 0.2 | IPP Non-CHP
50700 | Lilliwaup Falls Generating | 4738 | Conventional Hydroelectric | 0.2 | IPP Non-CHP
50700 | Lilliwaup Falls Generating | 4739 | Conventional Hydroelectric | 0.2 | IPP Non-CHP
50700 | Lilliwaup Falls Generating | 4740 | Conventional Hydroelectric | 0.2 | IPP Non-CHP
50700 | Lilliwaup Falls Generating | 4741 | Conventional Hydroelectric | 0.2 | IPP Non-CHP
50225 | Regional Waste Systems | TG1 | Municipal Solid Waste | 13.3 | IPP Non-CHP
1038 | Rensselaer City Light Plant | 10 | Petroleum Liquids | 2 | Electric Utility
1038 | Rensselaer City Light Plant | 11 | Petroleum Liquids | 2 | Electric Utility
1038 | Rensselaer City Light Plant | 14 | Natural Gas Internal Combustion Engine | 5 | Electric Utility
1038 | Rensselaer City Light Plant | 15 | Natural Gas Internal Combustion Engine | 8.4 | Electric Utility
1038 | Rensselaer City Light Plant | 5 | Petroleum Liquids | 1.9 | Electric Utility
1038 | Rensselaer City Light Plant | 6 | Petroleum Liquids | 2.5 | Electric Utility
3118 | Conemaugh | 1 | Conventional Steam Coal | 936 | IPP Non-CHP
3118 | Conemaugh | 2 | Conventional Steam Coal | 936 | IPP Non-CHP
3118 | Conemaugh | A | Petroleum Liquids | 3 | IPP Non-CHP
3118 | Conemaugh | B | Petroleum Liquids | 3 | IPP Non-CHP
3118 | Conemaugh | C | Petroleum Liquids | 3 | IPP Non-CHP
3118 | Conemaugh | D | Petroleum Liquids | 3 | IPP Non-CHP
3136 | Keystone | 1 | Conventional Steam Coal | 936 | IPP Non-CHP
3136 | Keystone | 2 | Conventional Steam Coal | 936 | IPP Non-CHP
3136 | Keystone | 3 | Petroleum Liquids | 3 | IPP Non-CHP
3136 | Keystone | 4 | Petroleum Liquids | 3 | IPP Non-CHP
3136 | Keystone | 5 | Petroleum Liquids | 3 | IPP Non-CHP
3136 | Keystone | 6 | Petroleum Liquids | 3 | IPP Non-CHP
331 | Etiwanda Generating Station | 3 | Natural Gas Steam Turbine | 333 | IPP Non-CHP
331 | Etiwanda Generating Station | 4 | Natural Gas Steam Turbine | 333 | IPP Non-CHP
345 | Mandalay | 03 | Natural Gas Fired Combustion Turbine | 138 | IPP Non-CHP
345 | Mandalay | 1 | Natural Gas Steam Turbine | 218 | IPP Non-CHP
345 | Mandalay | 2 | Natural Gas Steam Turbine | 218 | IPP Non-CHP
350 | Ormond Beach | 1 | Natural Gas Steam Turbine | 806 | IPP Non-CHP
350 | Ormond Beach | 2 | Natural Gas Steam Turbine | 806 | IPP Non-CHP
8076 | Ellwood | 01 | Natural Gas Fired Combustion Turbine | 58 | IPP Non-CHP
55057 | Biodyne Peoria | 001 | Landfill Gas | 0.8 | IPP Non-CHP
55057 | Biodyne Peoria | 002 | Landfill Gas | 0.8 | IPP Non-CHP
55057 | Biodyne Peoria | 003 | Landfill Gas | 0.8 | IPP Non-CHP
55057 | Biodyne Peoria | 004 | Landfill Gas | 0.8 | IPP Non-CHP
55057 | Biodyne Peoria | 005 | Landfill Gas | 0.8 | IPP Non-CHP
54886 | Presence Saint Mary of Nazareth Hospital | GEN1 | Natural Gas Internal Combustion Engine | 0.8 | Commercial Non-CHP
54886 | Presence Saint Mary of Nazareth Hospital | GEN2 | Natural Gas Internal Combustion Engine | 0.8 | Commercial Non-CHP
54886 | Presence Saint Mary of Nazareth Hospital | GEN3 | Natural Gas Internal Combustion Engine | 0.8 | Commercial Non-CHP
54886 | Presence Saint Mary of Nazareth Hospital | GEN4 | Petroleum Liquids | 0.9 | Commercial Non-CHP
54886 | Presence Saint Mary of Nazareth Hospital | GEN5 | Petroleum Liquids | 0.9 | Commercial Non-CHP
54886 | Presence Saint Mary of Nazareth Hospital | GEN6 | Petroleum Liquids | 0.8 | Commercial Non-CHP
50054 | Rice University | GEN1 | Natural Gas Fired Combustion Turbine | 3.1 | Commercial CHP
50054 | Rice University | GEN2 | Natural Gas Fired Combustion Turbine | 3.8 | Commercial CHP
10767 | Rio Bravo Fresno | GEN1 | Wood/Wood Waste Biomass | 28 | IPP Non-CHP
1040 | Whitewater Valley | 1 | Conventional Steam Coal | 33 | Electric Utility
1040 | Whitewater Valley | 2 | Conventional Steam Coal | 60.9 | Electric Utility
52024 | Rhode Island Hospital | GEN2 | Natural Gas Steam Turbine | 1.7 | Commercial CHP
52024 | Rhode Island Hospital | GEN4 | Natural Gas Steam Turbine | 1.7 | Commercial CHP
52024 | Rhode Island Hospital | NEW1 | Natural Gas Steam Turbine | 3.5 | Commercial CHP
52024 | Rhode Island Hospital | NEW3 | Natural Gas Steam Turbine | 3.5 | Commercial CHP
54464 | Riverwood International Macon Mill | 0001 | Wood/Wood Waste Biomass | 7.5 | Industrial CHP
54464 | Riverwood International Macon Mill | 0002 | Wood/Wood Waste Biomass | 5 | Industrial CHP
54464 | Riverwood International Macon Mill | 0003 | Wood/Wood Waste Biomass | 5 | Industrial CHP
54464 | Riverwood International Macon Mill | 0004 | Wood/Wood Waste Biomass | 15.9 | Industrial CHP
54464 | Riverwood International Macon Mill | 0005 | Wood/Wood Waste Biomass | 40 | Industrial CHP
55820 | RCWMD Badlands Landfill Gas Project | GEN1 | Landfill Gas | 1.3 | Commercial Non-CHP
10768 | Rio Bravo Jasmin | UP9 | Conventional Steam Coal | 38.2 | IPP CHP
50028 | Plant 31 Paper Mill | GEN5 | Natural Gas Steam Turbine | 25 | Industrial CHP
50028 | Plant 31 Paper Mill | GEN6 | Natural Gas Steam Turbine | 20 | Industrial CHP
54729 | Taylor Draw Hydroelectric Facility | COX1 | Conventional Hydroelectric | 2.3 | IPP Non-CHP
54057 | Riverview Energy Systems | GEN1 | Landfill Gas | 3.3 | IPP Non-CHP
54057 | Riverview Energy Systems | GEN2 | Landfill Gas | 3.3 | IPP Non-CHP
10772 | Rio Bravo Rocklin | GEN1 | Wood/Wood Waste Biomass | 27.9 | IPP Non-CHP
56143 | Riverside Energy Resource Center | 1 | Natural Gas Fired Combustion Turbine | 50 | Electric Utility
56143 | Riverside Energy Resource Center | 2 | Natural Gas Fired Combustion Turbine | 50 | Electric Utility
56143 | Riverside Energy Resource Center | 3 | Natural Gas Fired Combustion Turbine | 48 | Electric Utility
56143 | Riverside Energy Resource Center | 4 | Natural Gas Fired Combustion Turbine | 48 | Electric Utility
56144 | Springs Generating Station | 1 | Natural Gas Fired Combustion Turbine | 10 | Electric Utility
56144 | Springs Generating Station | 2 | Natural Gas Fired Combustion Turbine | 10 | Electric Utility
56144 | Springs Generating Station | 3 | Natural Gas Fired Combustion Turbine | 10 | Electric Utility
56144 | Springs Generating Station | 4 | Natural Gas Fired Combustion Turbine | 10 | Electric Utility
56356 | Clearwater Power Plant | CT1 | Natural Gas Fired Combined Cycle | 41 | Electric Utility
56356 | Clearwater Power Plant | ST1 | Natural Gas Fired Combined Cycle | 8 | Electric Utility
54338 | Rio Grande Valley Sugar Growers | GENA | Other Waste Biomass | 2.5 | Industrial CHP
54338 | Rio Grande Valley Sugar Growers | GENB | Other Waste Biomass | 2.5 | Industrial CHP
54338 | Rio Grande Valley Sugar Growers | GENC | Other Waste Biomass | 2.5 | Industrial CHP
54338 | Rio Grande Valley Sugar Growers | GEND | Other Waste Biomass | 16 | Industrial CHP
54338 | Rio Grande Valley Sugar Growers | GENE | Petroleum Liquids | 1.4 | Industrial CHP
55198 | Riverside Generating LLC | GTG1 | Natural Gas Fired Combustion Turbine | 230 | IPP Non-CHP
55198 | Riverside Generating LLC | GTG2 | Natural Gas Fired Combustion Turbine | 230 | IPP Non-CHP
55198 | Riverside Generating LLC | GTG3 | Natural Gas Fired Combustion Turbine | 230 | IPP Non-CHP
55198 | Riverside Generating LLC | GTG4 | Natural Gas Fired Combustion Turbine | 230 | IPP Non-CHP
55198 | Riverside Generating LLC | GTG5 | Natural Gas Fired Combustion Turbine | 230 | IPP Non-CHP
960 | North Ninth Street | 1 | Petroleum Liquids | 0.9 | Electric Utility
960 | North Ninth Street | 10 | Natural Gas Internal Combustion Engine | 2.5 | Electric Utility
960 | North Ninth Street | 3 | Natural Gas Internal Combustion Engine | 2.5 | Electric Utility
960 | North Ninth Street | 4 | Petroleum Liquids | 1 | Electric Utility
960 | North Ninth Street | 6 | Natural Gas Internal Combustion Engine | 2.5 | Electric Utility
960 | North Ninth Street | 7 | Natural Gas Internal Combustion Engine | 3.8 | Electric Utility
960 | North Ninth Street | 8 | Petroleum Liquids | 1 | Electric Utility
960 | North Ninth Street | 9 | Natural Gas Internal Combustion Engine | 3.5 | Electric Utility
960 | North Ninth Street | SOL1 | Solar Photovoltaic | 0.3 | Electric Utility
961 | South Main Street | 1 | Natural Gas Internal Combustion Engine | 2.5 | Electric Utility
961 | South Main Street | 13 | Petroleum Liquids | 1.8 | Electric Utility
961 | South Main Street | 14 | Petroleum Liquids | 1.8 | Electric Utility
961 | South Main Street | 15 | Petroleum Liquids | 1.8 | Electric Utility
961 | South Main Street | 2 | Natural Gas Internal Combustion Engine | 2.5 | Electric Utility
7770 | 1515 S Caron Road | GT1 | Natural Gas Fired Combustion Turbine | 4.2 | Electric Utility
2007 | Rochester Hydro | 1 | Conventional Hydroelectric | 1.3 | Electric Utility
2007 | Rochester Hydro | 2 | Conventional Hydroelectric | 1.3 | Electric Utility
2008 | Silver Lake | 1 | Conventional Steam Coal | 8 | Electric Utility
2008 | Silver Lake | 2 | Conventional Steam Coal | 12 | Electric Utility
2008 | Silver Lake | 3 | Conventional Steam Coal | 25 | Electric Utility
2008 | Silver Lake | 4 | Conventional Steam Coal | 54 | Electric Utility
6058 | Cascade Creek | 1 | Natural Gas Fired Combustion Turbine | 35 | Electric Utility
6058 | Cascade Creek | 2 | Natural Gas Fired Combustion Turbine | 49.9 | Electric Utility
56269 | IBM West | 1 | Petroleum Liquids | 1.8 | Electric Utility
56269 | IBM West | 2 | Petroleum Liquids | 1.8 | Electric Utility
2638 | Rochester 26 | 1 | Conventional Hydroelectric | 3 | Electric Utility
2639 | Rochester 2 | 1 | Conventional Hydroelectric | 8.5 | Electric Utility
2641 | Rochester 5 | 2 | Conventional Hydroelectric | 12.8 | Electric Utility
2641 | Rochester 5 | HY1 | Conventional Hydroelectric | 12.8 | Electric Utility
2641 | Rochester 5 | HY3 | Conventional Hydroelectric | 18 | Electric Utility
2646 | Wiscoy 170 | 1 | Conventional Hydroelectric | 0.6 | Electric Utility
2646 | Wiscoy 170 | 2 | Conventional Hydroelectric | 0.4 | Electric Utility
50406 | Somerset Plant | GEN1 | Wood/Wood Waste Biomass | 48.5 | Industrial CHP
50406 | Somerset Plant | GEN2 | Wood/Wood Waste Biomass | 68.4 | Industrial CHP
50230 | Robbins Lumber | CAT | Petroleum Liquids | 2 | Industrial CHP
50230 | Robbins Lumber | WEST | Wood/Wood Waste Biomass | 1.2 | Industrial CHP
55109 | Rocky Road Power LLC | T4 | Natural Gas Fired Combustion Turbine | 122.4 | IPP Non-CHP
55109 | Rocky Road Power LLC | TG1 | Natural Gas Fired Combustion Turbine | 125.8 | IPP Non-CHP
55109 | Rocky Road Power LLC | TG2 | Natural Gas Fired Combustion Turbine | 125.8 | IPP Non-CHP
55109 | Rocky Road Power LLC | TG3 | Natural Gas Fired Combustion Turbine | 41.5 | IPP Non-CHP
7474 | Upper Sterling | 1 | Conventional Hydroelectric | 1.1 | Electric Utility
7474 | Upper Sterling | 2 | Conventional Hydroelectric | 1.1 | Electric Utility
7854 | Avenue A Generator Sets | 1 | Petroleum Liquids | 1.8 | Electric Utility
7854 | Avenue A Generator Sets | 2 | Petroleum Liquids | 1.8 | Electric Utility
7934 | Industrial Park | 3 | Petroleum Liquids | 1.8 | Electric Utility
7934 | Industrial Park | 4 | Petroleum Liquids | 1.8 | Electric Utility
7934 | Industrial Park | 5 | Petroleum Liquids | 1.8 | Electric Utility
7934 | Industrial Park | 6 | Petroleum Liquids | 1.8 | Electric Utility
7934 | Industrial Park | 7 | Petroleum Liquids | 1.8 | Electric Utility
7934 | Industrial Park | 8 | Petroleum Liquids | 2.2 | Electric Utility
7934 | Industrial Park | 9 | Petroleum Liquids | 2.2 | Electric Utility
1181 | Rock Rapids | 1 | Petroleum Liquids | 2.5 | Electric Utility
1180 | Rockford | 1 | Petroleum Liquids | 0.4 | Electric Utility
1180 | Rockford | 5 | Petroleum Liquids | 0.9 | Electric Utility
1180 | Rockford | 6 | Petroleum Liquids | 1.6 | Electric Utility
2695 | Charles P Keller | 10 | Natural Gas Internal Combustion Engine | 3.5 | Electric Utility
2695 | Charles P Keller | 11 | Natural Gas Internal Combustion Engine | 5.2 | Electric Utility
2695 | Charles P Keller | 12 | Natural Gas Internal Combustion Engine | 5.5 | Electric Utility
2695 | Charles P Keller | 13 | Natural Gas Internal Combustion Engine | 5.5 | Electric Utility
2695 | Charles P Keller | 14 | Natural Gas Internal Combustion Engine | 6.2 | Electric Utility
2695 | Charles P Keller | 7 | Petroleum Liquids | 2 | Electric Utility
2695 | Charles P Keller | 8 | Petroleum Liquids | 2.4 | Electric Utility
2695 | Charles P Keller | 9 | Natural Gas Internal Combustion Engine | 3.5 | Electric Utility
55749 | Hardin Generator Project | UNT1 | Conventional Steam Coal | 115.7 | IPP Non-CHP
50396 | Dillard Complex | GEN1 | Wood/Wood Waste Biomass | 5 | Industrial CHP
50396 | Dillard Complex | GEN2 | Wood/Wood Waste Biomass | 5 | Industrial CHP
50396 | Dillard Complex | GEN3 | Wood/Wood Waste Biomass | 7 | Industrial CHP
50396 | Dillard Complex | GEN4 | Wood/Wood Waste Biomass | 11.5 | Industrial CHP
50396 | Dillard Complex | GEN5 | Wood/Wood Waste Biomass | 11.5 | Industrial CHP
50396 | Dillard Complex | GEN6 | Wood/Wood Waste Biomass | 11.5 | Industrial CHP
7452 | Roseville | 1 | Natural Gas Fired Combustion Turbine | 27.4 | Electric Utility
7452 | Roseville | 2 | Natural Gas Fired Combustion Turbine | 27.4 | Electric Utility
56298 | Roseville Energy Park | 0001 | Natural Gas Fired Combined Cycle | 42 | Electric Utility
56298 | Roseville Energy Park | 0002 | Natural Gas Fired Combined Cycle | 42 | Electric Utility
56298 | Roseville Energy Park | 0003 | Natural Gas Fired Combined Cycle | 80 | Electric Utility
1319 | Russell Downtown | 11 | Natural Gas Internal Combustion Engine | 3.6 | Electric Utility
1319 | Russell Downtown | 12 | Natural Gas Internal Combustion Engine | 3.6 | Electric Utility
1319 | Russell Downtown | 7 | Natural Gas Internal Combustion Engine | 3.5 | Electric Utility
1319 | Russell Downtown | 8 | Petroleum Liquids | 2.5 | Electric Utility
1319 | Russell Downtown | 9 | Petroleum Liquids | 2.5 | Electric Utility
7930 | Russell Energy Center | T-1 | Natural Gas Fired Combustion Turbine | 7.5 | Electric Utility
7930 | Russell Energy Center | T-2 | Natural Gas Fired Combustion Turbine | 7.5 | Electric Utility
10519 | Milton Hydro | 1 | Conventional Hydroelectric | 0.2 | IPP Non-CHP
10519 | Milton Hydro | 2 | Conventional Hydroelectric | 0.4 | IPP Non-CHP
10519 | Milton Hydro | 3 | Conventional Hydroelectric | 0.3 | IPP Non-CHP
10519 | Milton Hydro | 4 | Conventional Hydroelectric | 0.5 | IPP Non-CHP
50865 | Salinas River Cogeneration | K100 | Natural Gas Fired Combustion Turbine | 38.9 | IPP CHP
1320 | Sabetha Power Plant | 11 | Petroleum Liquids | 3 | Electric Utility
1320 | Sabetha Power Plant | 12 | Natural Gas Internal Combustion Engine | 4.4 | Electric Utility
1320 | Sabetha Power Plant | 2 | Petroleum Liquids | 1.5 | Electric Utility
1320 | Sabetha Power Plant | 3 | Petroleum Liquids | 0.8 | Electric Utility
1320 | Sabetha Power Plant | 4 | Petroleum Liquids | 1 | Electric Utility
1320 | Sabetha Power Plant | 5 | Petroleum Liquids | 1.4 | Electric Utility
1320 | Sabetha Power Plant | 6 | Petroleum Liquids | 1.4 | Electric Utility
1320 | Sabetha Power Plant | 7 | Petroleum Liquids | 2.2 | Electric Utility
1320 | Sabetha Power Plant | 8 | Petroleum Liquids | 2.5 | Electric Utility
1320 | Sabetha Power Plant | IC10 | Petroleum Liquids | 2.5 | Electric Utility
1320 | Sabetha Power Plant | IC9 | Petroleum Liquids | 1.1 | Electric Utility
430 | Camino | H1 | Conventional Hydroelectric | 78.9 | Electric Utility
430 | Camino | H2 | Conventional Hydroelectric | 78.9 | Electric Utility
431 | Jaybird | H1 | Conventional Hydroelectric | 80.8 | Electric Utility
431 | Jaybird | H2 | Conventional Hydroelectric | 80.8 | Electric Utility
432 | Loon Lake | H1 | Conventional Hydroelectric | 74.1 | Electric Utility
433 | Robbs Peak | 1 | Conventional Hydroelectric | 25.5 | Electric Utility
435 | White Rock/Slab Creek | H1 | Conventional Hydroelectric | 133 | Electric Utility
435 | White Rock/Slab Creek | H2 | Conventional Hydroelectric | 133 | Electric Utility
531 | Camp Far West | 1 | Conventional Hydroelectric | 7.2 | Electric Utility
534 | Jones Fork | 1 | Conventional Hydroelectric | 10 | Electric Utility
535 | McClellan (CA) | 1 | Natural Gas Fired Combustion Turbine | 77 | Electric Utility
6612 | Union Valley | 1 | Conventional Hydroelectric | 38.6 | Electric Utility
7526 | Solano Wind | 1 | Onshore Wind Turbine | 13.2 | Electric Utility
7526 | Solano Wind | 2 | Onshore Wind Turbine | 24 | Electric Utility
7526 | Solano Wind | 2B | Onshore Wind Turbine | 63 | Electric Utility
7526 | Solano Wind | 3 | Onshore Wind Turbine | 128 | Electric Utility
7527 | Carson Ice-Gen Project | 1 | Natural Gas Fired Combined Cycle | 54 | Electric Utility
7527 | Carson Ice-Gen Project | 2 | Natural Gas Fired Combined Cycle | 17.5 | Electric Utility
7527 | Carson Ice-Gen Project | CCCT | Natural Gas Fired Combustion Turbine | 54 | Electric Utility
7551 | SCA Cogen 2 | CCST | Natural Gas Fired Combined Cycle | 49.8 | Electric Utility
7551 | SCA Cogen 2 | CT1A | Natural Gas Fired Combined Cycle | 49.8 | Electric Utility
7551 | SCA Cogen 2 | CT1B | Natural Gas Fired Combined Cycle | 49.8 | Electric Utility
7551 | SCA Cogen 2 | CT1C | Natural Gas Fired Combustion Turbine | 44 | Electric Utility
7552 | SPA Cogen 3 | CCCT | Natural Gas Fired Combined Cycle | 118.7 | Electric Utility
7552 | SPA Cogen 3 | CCST | Natural Gas Fired Combined Cycle | 55.2 | Electric Utility
55970 | Cosumnes | 1 | Natural Gas Fired Combined Cycle | 190 | Electric Utility
55970 | Cosumnes | 2 | Natural Gas Fired Combined Cycle | 170 | Electric Utility
55970 | Cosumnes | 3 | Natural Gas Fired Combined Cycle | 170 | Electric Utility
50041 | Norton Powerhouse | GEN1 | Natural Gas Steam Turbine | 2.5 | Industrial CHP
50041 | Norton Powerhouse | GEN2 | Natural Gas Steam Turbine | 3.1 | Industrial CHP
55766 | Kiefer Landfill | 361A | Landfill Gas | 3 | Commercial Non-CHP
55766 | Kiefer Landfill | 361B | Landfill Gas | 3 | Commercial Non-CHP
55766 | Kiefer Landfill | 361C | Landfill Gas | 3 | Commercial Non-CHP
50952 | Saint Francis Hospital | GEN1 | Natural Gas Internal Combustion Engine | 0.8 | Commercial CHP
50952 | Saint Francis Hospital | GEN2 | Natural Gas Internal Combustion Engine | 0.8 | Commercial CHP
54271 | Saguaro Power | CTG1 | Natural Gas Fired Combined Cycle | 45.1 | IPP CHP
54271 | Saguaro Power | CTG2 | Natural Gas Fired Combined Cycle | 45.1 | IPP CHP
54271 | Saguaro Power | STG | Natural Gas Fired Combined Cycle | 37 | IPP CHP
56288 | Salem Water Plant | 1 | Petroleum Liquids | 2 | Commercial Non-CHP
56289 | Salem Street Dept | 1 | Petroleum Liquids | 1.8 | Commercial Non-CHP
56519 | Salem Electric Department | 1 | Petroleum Liquids | 1.3 | Electric Utility
7400 | Salisbury City of | 1 | Petroleum Liquids | 1 | Electric Utility
7400 | Salisbury City of | 2 | Petroleum Liquids | 1 | Electric Utility
7400 | Salisbury City of | 3 | Petroleum Liquids | 2.2 | Electric Utility
7400 | Salisbury City of | 4 | Petroleum Liquids | 2.2 | Electric Utility
100 | South Consolidated | SC1 | Conventional Hydroelectric | 1.4 | Electric Utility
141 | Agua Fria | AF1 | Natural Gas Steam Turbine | 113.6 | Electric Utility
141 | Agua Fria | AF2 | Natural Gas Steam Turbine | 113.6 | Electric Utility
141 | Agua Fria | AF3 | Natural Gas Steam Turbine | 163.2 | Electric Utility
141 | Agua Fria | AF4 | Natural Gas Fired Combustion Turbine | 80.5 | Electric Utility
141 | Agua Fria | AF5 | Natural Gas Fired Combustion Turbine | 71.2 | Electric Utility
141 | Agua Fria | AF6 | Natural Gas Fired Combustion Turbine | 71.2 | Electric Utility
141 | Agua Fria | PV-3 | Solar Photovoltaic | 0.2 | Electric Utility
143 | Crosscut | CC1 | Natural Gas Steam Turbine | 7.5 | Electric Utility
143 | Crosscut | CC2 | Natural Gas Steam Turbine | 7.5 | Electric Utility
143 | Crosscut | CC3 | Natural Gas Steam Turbine | 7.5 | Electric Utility
143 | Crosscut | CC4 | Natural Gas Steam Turbine | 7.5 | Electric Utility
143 | Crosscut | CC5 | Conventional Hydroelectric | 3 | Electric Utility
145 | Horse Mesa | HM1 | Conventional Hydroelectric | 9.9 | Electric Utility
145 | Horse Mesa | HM2 | Conventional Hydroelectric | 9.9 | Electric Utility
145 | Horse Mesa | HM3 | Conventional Hydroelectric | 9.9 | Electric Utility
145 | Horse Mesa | HM4 | Hydroelectric Pumped Storage | 99.8 | Electric Utility
147 | Kyrene | KY1 | Natural Gas Steam Turbine | 34.5 | Electric Utility
147 | Kyrene | KY2 | Natural Gas Steam Turbine | 73.5 | Electric Utility
147 | Kyrene | KY4 | Natural Gas Fired Combustion Turbine | 53.1 | Electric Utility
147 | Kyrene | KY5 | Natural Gas Fired Combustion Turbine | 60.3 | Electric Utility
147 | Kyrene | KY6 | Natural Gas Fired Combustion Turbine | 60.3 | Electric Utility
147 | Kyrene | KY7 | Natural Gas Fired Combined Cycle | 170 | Electric Utility
147 | Kyrene | KY7A | Natural Gas Fired Combined Cycle | 122 | Electric Utility
148 | Mormon Flat | MF1 | Conventional Hydroelectric | 9.2 | Electric Utility
148 | Mormon Flat | MF2 | Hydroelectric Pumped Storage | 54.3 | Electric Utility
149 | Roosevelt | ROOS | Conventional Hydroelectric | 36 | Electric Utility
150 | Stewart Mountain | SM | Conventional Hydroelectric | 13 | Electric Utility
4941 | Navajo | NAV1 | Conventional Steam Coal | 803.1 | Electric Utility
4941 | Navajo | NAV2 | Conventional Steam Coal | 803.1 | Electric Utility
4941 | Navajo | NAV3 | Conventional Steam Coal | 803.1 | Electric Utility
6177 | Coronado | CO1 | Conventional Steam Coal | 410.9 | Electric Utility
6177 | Coronado | CO2 | Conventional Steam Coal | 410.9 | Electric Utility
7998 | Tri Cities | TC1 | Landfill Gas | 1 | Electric Utility
7998 | Tri Cities | TC2 | Landfill Gas | 1 | Electric Utility
7998 | Tri Cities | TC3 | Landfill Gas | 1 | Electric Utility
7998 | Tri Cities | TC4 | Landfill Gas | 1 | Electric Utility
7998 | Tri Cities | TC5 | Landfill Gas | 1 | Electric Utility
8068 | Santan | ST1 | Natural Gas Fired Combined Cycle | 103.5 | Electric Utility
8068 | Santan | ST2 | Natural Gas Fired Combined Cycle | 103.5 | Electric Utility
8068 | Santan | ST3 | Natural Gas Fired Combined Cycle | 103.5 | Electric Utility
8068 | Santan | ST4 | Natural Gas Fired Combined Cycle | 103.5 | Electric Utility
8068 | Santan | ST5A | Natural Gas Fired Combined Cycle | 153.8 | Electric Utility
8068 | Santan | ST5B | Natural Gas Fired Combined Cycle | 153.8 | Electric Utility
8068 | Santan | ST5S | Natural Gas Fired Combined Cycle | 314.5 | Electric Utility
8068 | Santan | ST6A | Natural Gas Fired Combined Cycle | 153.8 | Electric Utility
8068 | Santan | ST6S | Natural Gas Fired Combined Cycle | 136.1 | Electric Utility
55129 | Desert Basin | CTG1 | Natural Gas Fired Combined Cycle | 187 | Electric Utility
55129 | Desert Basin | CTG2 | Natural Gas Fired Combined Cycle | 187 | Electric Utility
55129 | Desert Basin | STG | Natural Gas Fired Combined Cycle | 272.1 | Electric Utility
58557 | Mesquite Generating Station Block 1 | GT1 | Natural Gas Fired Combined Cycle | 185.3 | Electric Utility
58557 | Mesquite Generating Station Block 1 | GT2 | Natural Gas Fired Combined Cycle | 185.3 | Electric Utility
58557 | Mesquite Generating Station Block 1 | ST1 | Natural Gas Fired Combined Cycle | 321 | Electric Utility
54800 | Saint Agnes Medical Center | 9911 | Natural Gas Fired Combustion Turbine | 3.5 | Commercial CHP
54800 | Saint Agnes Medical Center | 9929 | Natural Gas Fired Combustion Turbine | 3.5 | Commercial CHP
50234 | San Antonio Regional Hospital | 2074 | Natural Gas Internal Combustion Engine | 0.9 | Commercial CHP
50234 | San Antonio Regional Hospital | 2075 | Natural Gas Internal Combustion Engine | 0.9 | Commercial CHP
50234 | San Antonio Regional Hospital | 2076 | Natural Gas Internal Combustion Engine | 0.9 | Commercial CHP
3609 | Leon Creek | CGT1 | Natural Gas Fired Combustion Turbine | 57.4 | Electric Utility
3609 | Leon Creek | CGT2 | Natural Gas Fired Combustion Turbine | 57.4 | Electric Utility
3609 | Leon Creek | CGT3 | Natural Gas Fired Combustion Turbine | 57.4 | Electric Utility
3609 | Leon Creek | CGT4 | Natural Gas Fired Combustion Turbine | 57.4 | Electric Utility
3611 | O W Sommers | 1 | Natural Gas Steam Turbine | 446 | Electric Utility
3611 | O W Sommers | 2 | Natural Gas Steam Turbine | 446 | Electric Utility
3612 | V H Braunig | 1 | Natural Gas Steam Turbine | 225 | Electric Utility
3612 | V H Braunig | 2 | Natural Gas Steam Turbine | 252 | Electric Utility
3612 | V H Braunig | 3 | Natural Gas Steam Turbine | 417 | Electric Utility
3612 | V H Braunig | 5 | Natural Gas Fired Combustion Turbine | 61 | Electric Utility
3612 | V H Braunig | 6 | Natural Gas Fired Combustion Turbine | 61 | Electric Utility
3612 | V H Braunig | 7 | Natural Gas Fired Combustion Turbine | 61 | Electric Utility
3612 | V H Braunig | 8 | Natural Gas Fired Combustion Turbine | 61 | Electric Utility
6181 | J T Deely | 1 | Conventional Steam Coal | 486 | Electric Utility
6181 | J T Deely | 2 | Conventional Steam Coal | 446 | Electric Utility
7097 | J K Spruce | 1 | Conventional Steam Coal | 566 | Electric Utility
7097 | J K Spruce | 2 | Conventional Steam Coal | 878 | Electric Utility
7512 | Arthur Von Rosenberg | 1 | Natural Gas Fired Combined Cycle | 175 | Electric Utility
7512 | Arthur Von Rosenberg | 2 | Natural Gas Fired Combined Cycle | 175 | Electric Utility
7512 | Arthur Von Rosenberg | 3 | Natural Gas Fired Combined Cycle | 200 | Electric Utility
55137 | Rio Nogales Power Project | CTG1 | Natural Gas Fired Combined Cycle | 189 | Electric Utility
55137 | Rio Nogales Power Project | CTG2 | Natural Gas Fired Combined Cycle | 189 | Electric Utility
55137 | Rio Nogales Power Project | CTG3 | Natural Gas Fired Combined Cycle | 189 | Electric Utility
55137 | Rio Nogales Power Project | STG1 | Natural Gas Fired Combined Cycle | 373.2 | Electric Utility
55512 | Cuyamaca Peak Energy Plant | CPP6 | Natural Gas Fired Combustion Turbine | 48.7 | Electric Utility
55985 | Palomar Energy | CTG1 | Natural Gas Fired Combined Cycle | 165 | Electric Utility
55985 | Palomar Energy | CTG2 | Natural Gas Fired Combined Cycle | 165 | Electric Utility
55985 | Palomar Energy | STG | Natural Gas Fired Combined Cycle | 229 | Electric Utility
56232 | Miramar Energy Facility | 1 | Natural Gas Fired Combustion Turbine | 53 | Electric Utility
56232 | Miramar Energy Facility | 2 | Natural Gas Fired Combustion Turbine | 53 | Electric Utility
380 | Dion R Holm | 1 | Conventional Hydroelectric | 78.4 | Electric Utility
380 | Dion R Holm | 2 | Conventional Hydroelectric | 78.4 | Electric Utility
381 | Moccasin | 1 | Conventional Hydroelectric | 50 | Electric Utility
381 | Moccasin | 2 | Conventional Hydroelectric | 50 | Electric Utility
382 | R C Kirkwood | 1 | Conventional Hydroelectric | 39.5 | Electric Utility
382 | R C Kirkwood | 2 | Conventional Hydroelectric | 39.5 | Electric Utility
382 | R C Kirkwood | 3 | Conventional Hydroelectric | 36.5 | Electric Utility
751 | Moccasin Low Head Hydro Project | 1 | Conventional Hydroelectric | 2.9 | Electric Utility
57971 | SF Southeast Cogen Plant | COGEN | Other Waste Biomass | 2.1 | Commercial Non-CHP
6183 | San Miguel | 1 | Conventional Steam Coal | 410 | Electric Utility
50061 | San Diego State University | GEN2 | Natural Gas Fired Combined Cycle | 5.1 | Commercial CHP
50061 | San Diego State University | GEN3 | Natural Gas Fired Combined Cycle | 5.1 | Commercial CHP
50061 | San Diego State University | GEN4 | All Other | 4.1 | Commercial CHP
10718 | Karen Avenue Wind Farm | WND | Onshore Wind Turbine | 11.7 | IPP Non-CHP
50281 | San Gorgonio Farms Wind Farm | WGEN | Onshore Wind Turbine | 31 | IPP Non-CHP
50864 | Sargent Canyon Cogeneration | K100 | Natural Gas Fired Combustion Turbine | 38.2 | IPP CHP
50639 | Sappi Cloquet Mill | GEN3 | Wood/Wood Waste Biomass | 19.2 | Industrial CHP
50639 | Sappi Cloquet Mill | GEN4 | Wood/Wood Waste Biomass | 41.5 | Industrial CHP
50639 | Sappi Cloquet Mill | GEN5 | Wood/Wood Waste Biomass | 27.6 | Industrial CHP
50639 | Sappi Cloquet Mill | HGN1 | Conventional Hydroelectric | 1.8 | Industrial CHP
50639 | Sappi Cloquet Mill | HGN5 | Conventional Hydroelectric | 0.8 | Industrial CHP
50639 | Sappi Cloquet Mill | HGN6 | Conventional Hydroelectric | 0.8 | Industrial CHP
50639 | Sappi Cloquet Mill | HGN7 | Conventional Hydroelectric | 2.8 | Industrial CHP
7151 | Stony Gorge | 1 | Conventional Hydroelectric | 2.5 | Electric Utility
7151 | Stony Gorge | 2 | Conventional Hydroelectric | 2.5 | Electric Utility
7229 | Black Butte | 1 | Conventional Hydroelectric | 6.1 | Electric Utility
7231 | Gianera | 1 | Natural Gas Fired Combustion Turbine | 32.3 | Electric Utility
7231 | Gianera | 2 | Natural Gas Fired Combustion Turbine | 32.3 | Electric Utility
7232 | Santa Clara Cogen | 1 | Natural Gas Fired Combustion Turbine | 3.9 | Electric Utility
7232 | Santa Clara Cogen | 2 | Natural Gas Fired Combustion Turbine | 3.9 | Electric Utility
7338 | Grizzly | NA1 | Conventional Hydroelectric | 22 | Electric Utility
56026 | Donald Von Raesfeld Power Plant | CTG1 | Natural Gas Fired Combined Cycle | 50 | Electric Utility
56026 | Donald Von Raesfeld Power Plant | CTG2 | Natural Gas Fired Combined Cycle | 50 | Electric Utility
56026 | Donald Von Raesfeld Power Plant | STG | Natural Gas Fired Combined Cycle | 54 | Electric Utility
56080 | SJ/SC WPCP | E2 | Other Waste Biomass | 0.8 | Commercial CHP
56080 | SJ/SC WPCP | E3 | Other Waste Biomass | 0.8 | Commercial CHP
56080 | SJ/SC WPCP | E5 | Other Waste Biomass | 1.8 | Commercial CHP
56080 | SJ/SC WPCP | EG1 | Natural Gas Internal Combustion Engine | 2.8 | Commercial CHP
56080 | SJ/SC WPCP | EG2 | Natural Gas Internal Combustion Engine | 2.8 | Commercial CHP
56080 | SJ/SC WPCP | EG3 | Natural Gas Internal Combustion Engine | 2.8 | Commercial CHP
2300 | Sargent | 1 | Petroleum Liquids | 1.1 | Electric Utility
2300 | Sargent | 3 | Petroleum Liquids | 0.9 | Electric Utility
2300 | Sargent | 4 | Petroleum Liquids | 0.4 | Electric Utility
55104 | Sabine Cogen | CTG1 | Natural Gas Fired Combined Cycle | 37.4 | IPP CHP
55104 | Sabine Cogen | CTG2 | Natural Gas Fired Combined Cycle | 37.4 | IPP CHP
55104 | Sabine Cogen | STG | Natural Gas Fired Combined Cycle | 31.7 | IPP CHP
54974 | Sauder Power Plant | UNT1 | Wood/Wood Waste Biomass | 3.6 | IPP CHP
54974 | Sauder Power Plant | UNT2 | Wood/Wood Waste Biomass | 3.6 | IPP CHP
50147 | R E Badger Filtration Plant | 1 | Conventional Hydroelectric | 1.4 | IPP Non-CHP
50447 | S D Warren Westbrook | GEN1 | Conventional Hydroelectric | 0.6 | Industrial CHP
50447 | S D Warren Westbrook | GEN2 | Conventional Hydroelectric | 0.6 | Industrial CHP
50447 | S D Warren Westbrook | GEN3 | Conventional Hydroelectric | 0.6 | Industrial CHP
50447 | S D Warren Westbrook | GEN4 | Conventional Hydroelectric | 0.8 | Industrial CHP
50447 | S D Warren Westbrook | GEN5 | Conventional Hydroelectric | 0.8 | Industrial CHP
50447 | S D Warren Westbrook | GEN6 | Conventional Hydroelectric | 0.8 | Industrial CHP
50447 | S D Warren Westbrook | GEN7 | Conventional Hydroelectric | 0.6 | Industrial CHP
50447 | S D Warren Westbrook | GEN9 | Wood/Wood Waste Biomass | 47.5 | Industrial CHP
50447 | S D Warren Westbrook | GN10 | Wood/Wood Waste Biomass | 15 | Industrial CHP
50447 | S D Warren Westbrook | GN11 | Conventional Hydroelectric | 0.6 | Industrial CHP
50447 | S D Warren Westbrook | GN12 | Conventional Hydroelectric | 0.2 | Industrial CHP
50447 | S D Warren Westbrook | GN13 | Conventional Hydroelectric | 0.2 | Industrial CHP
50447 | S D Warren Westbrook | GN14 | Conventional Hydroelectric | 0.2 | Industrial CHP
50447 | S D Warren Westbrook | GN15 | Conventional Hydroelectric | 0.2 | Industrial CHP
50447 | S D Warren Westbrook | GN16 | Conventional Hydroelectric | 0.5 | Industrial CHP
50447 | S D Warren Westbrook | GN17 | Conventional Hydroelectric | 0.5 | Industrial CHP
50447 | S D Warren Westbrook | GN18 | Conventional Hydroelectric | 0.4 | Industrial CHP
50447 | S D Warren Westbrook | GN19 | Conventional Hydroelectric | 0.4 | Industrial CHP
50447 | S D Warren Westbrook | GN20 | Conventional Hydroelectric | 0.4 | Industrial CHP
54574 | Saranac Facility | GEN1 | Natural Gas Fired Combined Cycle | 95.2 | IPP Non-CHP
54574 | Saranac Facility | GEN2 | Natural Gas Fired Combined Cycle | 95.2 | IPP Non-CHP
54574 | Saranac Facility | GEN3 | Natural Gas Fired Combined Cycle | 95.2 | IPP Non-CHP
10548 | San Jose Cogeneration | GEN1 | Natural Gas Fired Combustion Turbine | 6 | Commercial CHP
50492 | Gas Utilization Facility | 1 | Other Waste Biomass | 2.3 | Commercial CHP
50492 | Gas Utilization Facility | 2 | Other Waste Biomass | 2.3 | Commercial CHP
50492 | Gas Utilization Facility | 3 | Conventional Hydroelectric | 1.5 | Commercial CHP
54634 | St Nicholas Cogen Project | SNCP | Conventional Steam Coal | 99.2 | IPP CHP
54593 | Batavia Power Plant | GEN1 | Natural Gas Fired Combined Cycle | 47.7 | IPP CHP
54593 | Batavia Power Plant | GEN2 | Natural Gas Fired Combined Cycle | 18.5 | IPP CHP
54593 | Batavia Power Plant | GEN3 | Petroleum Liquids | 1.1 | IPP CHP
58172 | Seaside Heights Power Plant | UINT3 | Petroleum Liquids | 2 | Electric Utility
58172 | Seaside Heights Power Plant | UNIT1 | Petroleum Liquids | 2 | Electric Utility
58172 | Seaside Heights Power Plant | UNIT2 | Petroleum Liquids | 2 | Electric Utility
622 | South Fork Tolt | 1 | Conventional Hydroelectric | 16.8 | Electric Utility
6202 | Ross | 41 | Conventional Hydroelectric | 112.5 | Electric Utility
6202 | Ross | 42 | Conventional Hydroelectric | 112.5 | Electric Utility
6202 | Ross | 43 | Conventional Hydroelectric | 112.5 | Electric Utility
6202 | Ross | 44 | Conventional Hydroelectric | 112.5 | Electric Utility
6430 | Cedar Falls (WA) | 5 | Conventional Hydroelectric | 15 | Electric Utility
6430 | Cedar Falls (WA) | 6 | Conventional Hydroelectric | 15 | Electric Utility
6431 | Gorge | 21 | Conventional Hydroelectric | 36.8 | Electric Utility
6431 | Gorge | 22 | Conventional Hydroelectric | 36.8 | Electric Utility
6431 | Gorge | 23 | Conventional Hydroelectric | 36.8 | Electric Utility
6431 | Gorge | 24 | Conventional Hydroelectric | 96.9 | Electric Utility
6432 | Diablo | 31 | Conventional Hydroelectric | 90 | Electric Utility
6432 | Diablo | 32 | Conventional Hydroelectric | 90 | Electric Utility
6432 | Diablo | 35 | Conventional Hydroelectric | 1.2 | Electric Utility
6432 | Diablo | 36 | Conventional Hydroelectric | 1.2 | Electric Utility
6433 | Boundary | 51 | Conventional Hydroelectric | 158.4 | Electric Utility
6433 | Boundary | 52 | Conventional Hydroelectric | 161.5 | Electric Utility
6433 | Boundary | 53 | Conventional Hydroelectric | 158.4 | Electric Utility
6433 | Boundary | 54 | Conventional Hydroelectric | 161.5 | Electric Utility
6433 | Boundary | 55 | Conventional Hydroelectric | 200 | Electric Utility
6433 | Boundary | 56 | Conventional Hydroelectric | 200 | Electric Utility
9842 | Newhalem | 20 | Conventional Hydroelectric | 2.3 | Electric Utility
1853 | Main Street (MI) | 1 | Natural Gas Internal Combustion Engine | 1 | Electric Utility
1853 | Main Street (MI) | 2 | Petroleum Liquids | 0.9 | Electric Utility
1853 | Main Street (MI) | 3 | Natural Gas Internal Combustion Engine | 1.1 | Electric Utility
1853 | Main Street (MI) | 4 | Natural Gas Internal Combustion Engine | 1.3 | Electric Utility
1853 | Main Street (MI) | 5 | Natural Gas Internal Combustion Engine | 1.1 | Electric Utility
1853 | Main Street (MI) | 6 | Natural Gas Internal Combustion Engine | 0.6 | Electric Utility
7806 | Pine Street | 1 | Natural Gas Internal Combustion Engine | 1.1 | Electric Utility
7806 | Pine Street | 2 | Natural Gas Internal Combustion Engine | 1.1 | Electric Utility
7806 | Pine Street | 3 | Petroleum Liquids | 1.1 | Electric Utility
7806 | Pine Street | 4 | Petroleum Liquids | 1.1 | Electric Utility
7806 | Pine Street | 5 | Natural Gas Internal Combustion Engine | 1.3 | Electric Utility
7806 | Pine Street | 6 | Natural Gas Internal Combustion Engine | 1.3 | Electric Utility
50837 | Southeast Resource Recovery | GEN1 | Municipal Solid Waste | 35.6 | IPP CHP
10725 | Selkirk Cogen | GEN1 | Natural Gas Fired Combined Cycle | 95.2 | IPP CHP
10725 | Selkirk Cogen | GEN2 | Natural Gas Fired Combined Cycle | 12 | IPP CHP
10725 | Selkirk Cogen | GEN3 | Natural Gas Fired Combined Cycle | 95.2 | IPP CHP
10725 | Selkirk Cogen | GEN4 | Natural Gas Fired Combined Cycle | 95.2 | IPP CHP
10725 | Selkirk Cogen | GEN5 | Natural Gas Fired Combined Cycle | 148.4 | IPP CHP
56545 | Seneca City of | PPG1 | Petroleum Liquids | 2 | Electric Utility
56545 | Seneca City of | PPG2 | Petroleum Liquids | 2 | Electric Utility
56545 | Seneca City of | PPG3 | Petroleum Liquids | 2 | Electric Utility
56545 | Seneca City of | WPG1 | Petroleum Liquids | 2 | Electric Utility
56545 | Seneca City of | WPG2 | Petroleum Liquids | 2 | Electric Utility
50290 | SEMASS Resource Recovery | GEN1 | Municipal Solid Waste | 64.5 | IPP Non-CHP
50290 | SEMASS Resource Recovery | GEN2 | Municipal Solid Waste | 34 | IPP Non-CHP
92 | Seward (AK) | 3 | Petroleum Liquids | 2.5 | Electric Utility
92 | Seward (AK) | 4 | Petroleum Liquids | 2.5 | Electric Utility
92 | Seward (AK) | 5 | Petroleum Liquids | 2.5 | Electric Utility
92 | Seward (AK) | 6 | Petroleum Liquids | 2.8 | Electric Utility
92 | Seward (AK) | N1 | Petroleum Liquids | 2.8 | Electric Utility
92 | Seward (AK) | N2 | Petroleum Liquids | 2.5 | Electric Utility
54472 | Simplot Phosphates | GEN1 | All Other | 11.5 | Industrial CHP
1324 | Sharon Spring | 1 | Natural Gas Internal Combustion Engine | 1 | Electric Utility
1324 | Sharon Spring | 2 | Natural Gas Internal Combustion Engine | 1 | Electric Utility
1324 | Sharon Spring | 3 | Natural Gas Internal Combustion Engine | 0.4 | Electric Utility
1324 | Sharon Spring | 4 | Natural Gas Internal Combustion Engine | 0.6 | Electric Utility
50091 | Sheep Creek Hydro | TB1 | Conventional Hydroelectric | 1.3 | IPP Non-CHP
50091 | Sheep Creek Hydro | TB2 | Conventional Hydroelectric | 0.3 | IPP Non-CHP
10881 | Roaring Creek Water Power | GEN1 | Conventional Hydroelectric | 2 | IPP Non-CHP
7405 | Shelbina Power #1 | G1 | Petroleum Liquids | 3 | Electric Utility
7405 | Shelbina Power #1 | G2 | Petroleum Liquids | 1.6 | Electric Utility
7406 | Shelbina Power #2 | G3 | Petroleum Liquids | 1.6 | Electric Utility
7406 | Shelbina Power #2 | G4 | Petroleum Liquids | 1.6 | Electric Utility
7406 | Shelbina Power #2 | G5 | Petroleum Liquids | 1.6 | Electric Utility
7406 | Shelbina Power #2 | G6 | Petroleum Liquids | 1.8 | Electric Utility
7860 | Shelbina Power #3 | G7 | Petroleum Liquids | 1.8 | Electric Utility
7860 | Shelbina Power #3 | G8 | Petroleum Liquids | 1.8 | Electric Utility
2943 | Shelby Municipal Light Plant | IC1 | Petroleum Liquids | 3 | Electric Utility
7828 | Shelby South | 1 | Petroleum Liquids | 1.8 | Electric Utility
54330 | Westhollow Technology Center | 1 | Natural Gas Fired Combustion Turbine | 3.7 | Industrial CHP
55579 | Llano Estacado Wind Ranch | EXIS | Onshore Wind Turbine | 80 | IPP Non-CHP
56011 | Cabazon Wind Partners | V-47 | Onshore Wind Turbine | 41 | IPP Non-CHP
56012 | Whitewater Hill Wind Partners | 1 | Onshore Wind Turbine | 61.5 | IPP Non-CHP
56111 | Brazos Wind Farm | GEN1 | Onshore Wind Turbine | 160 | IPP Non-CHP
56495 | NedPower Mount Storm | MS1 | Onshore Wind Turbine | 164 | IPP Non-CHP
56495 | NedPower Mount Storm | MS2 | Onshore Wind Turbine | 100 | IPP Non-CHP
54813 | Shepherd Center | 1 | Petroleum Liquids | 0.6 | Commercial Non-CHP
54813 | Shepherd Center | 2 | Petroleum Liquids | 0.6 | Commercial Non-CHP
54813 | Shepherd Center | 3 | Petroleum Liquids | 0.2 | Commercial Non-CHP
54813 | Shepherd Center | 4 | Petroleum Liquids | 0.3 | Commercial Non-CHP
54813 | Shepherd Center | 5 | Petroleum Liquids | 0.6 | Commercial Non-CHP
54813 | Shepherd Center | 6 | Petroleum Liquids | 0.6 | Commercial Non-CHP
2099 | Niangua | 1 | Conventional Hydroelectric | 1.5 | Electric Utility
2099 | Niangua | 2 | Conventional Hydroelectric | 1.5 | Electric Utility
6125 | Shrewsbury | 1 | Petroleum Liquids | 2.8 | Electric Utility
6125 | Shrewsbury | 2 | Petroleum Liquids | 2.8 | Electric Utility
6125 | Shrewsbury | 3 | Petroleum Liquids | 2.8 | Electric Utility
6125 | Shrewsbury | 4 | Petroleum Liquids | 2.8 | Electric Utility
6125 | Shrewsbury | 5 | Petroleum Liquids | 2.8 | Electric Utility
50304 | Shell Deer Park | GEN1 | All Other | 51 | Industrial CHP
50304 | Shell Deer Park | GEN2 | All Other | 51 | Industrial CHP
50304 | Shell Deer Park | GEN4 | Other Gases | 75 | Industrial CHP
50304 | Shell Deer Park | GEN5 | Other Gases | 75 | Industrial CHP
1184 | Sibley One | 2 | Petroleum Liquids | 2 | Electric Utility
1184 | Sibley One | 3 | Petroleum Liquids | 1.2 | Electric Utility
1184 | Sibley One | 5 | Petroleum Liquids | 2 | Electric Utility
7060 | Sibley No Two | 4 | Petroleum Liquids | 1.1 | Electric Utility
50067 | Borger Plant | GEN1 | Other Gases | 37.5 | Industrial CHP
2302 | Sidney (NE) | 1 | Natural Gas Internal Combustion Engine | 1.2 | Electric Utility
2302 | Sidney (NE) | 2 | Natural Gas Internal Combustion Engine | 2.2 | Electric Utility
2302 | Sidney (NE) | 3 | Petroleum Liquids | 0.8 | Electric Utility
2302 | Sidney (NE) | 4 | Natural Gas Internal Combustion Engine | 1 | Electric Utility
2302 | Sidney (NE) | 5 | Natural Gas Internal Combustion Engine | 3.1 | Electric Utility
50987 | Rock Creek I | GEN1 | Conventional Hydroelectric | 2.1 | IPP Non-CHP
10144 | Sierra Pacific Lincoln Facility | GEN4 | Wood/Wood Waste Biomass | 19.2 | Industrial CHP
50110 | Sierra Pacific Burney Facility | GEN1 | Wood/Wood Waste Biomass | 20 | Industrial CHP
50112 | Sierra Pacific Quincy Facility | GEN1 | Wood/Wood Waste Biomass | 20 | Industrial CHP
50112 | Sierra Pacific Quincy Facility | GEN2 | Wood/Wood Waste Biomass | 7.5 | Industrial CHP
54517 | Sierra Pacific Sonora | GEN2 | Wood/Wood Waste Biomass | 7.5 | Industrial CHP
55049 | Sierra Pacific Anderson Facility | GEN1 | Wood/Wood Waste Biomass | 4 | Industrial CHP
55882 | Sierra Pacific Aberdeen | GEN1 | Wood/Wood Waste Biomass | 18 | Industrial CHP
56406 | Sierra Pacific Burlington Facility | GEN1 | Wood/Wood Waste Biomass | 28 | Industrial CHP
2330 | Fort Churchill | 1 | Natural Gas Steam Turbine | 115 | Electric Utility
2330 | Fort Churchill | 2 | Natural Gas Steam Turbine | 115 | Electric Utility
2336 | Tracy | 10 | Natural Gas Fired Combined Cycle | 312 | Electric Utility
2336 | Tracy | 3 | Natural Gas Steam Turbine | 119.8 | Electric Utility
2336 | Tracy | 4 | Natural Gas Fired Combined Cycle | 69.7 | Electric Utility
2336 | Tracy | 5 | Natural Gas Fired Combined Cycle | 50.2 | Electric Utility
2336 | Tracy | 8 | Natural Gas Fired Combined Cycle | 155.6 | Electric Utility
2336 | Tracy | 9 | Natural Gas Fired Combined Cycle | 155.6 | Electric Utility
2336 | Tracy | GT3 | Natural Gas Fired Combustion Turbine | 85 | Electric Utility
2336 | Tracy | GT4 | Natural Gas Fired Combustion Turbine | 85 | Electric Utility
6510 | Brunswick | 1 | Petroleum Liquids | 2 | Electric Utility
6510 | Brunswick | 2 | Petroleum Liquids | 2 | Electric Utility
6510 | Brunswick | 3 | Petroleum Liquids | 2 | Electric Utility
8224 | North Valmy | 1 | Conventional Steam Coal | 277.2 | Electric Utility
8224 | North Valmy | 2 | Conventional Steam Coal | 289.8 | Electric Utility
6768 | Sikeston Power Station | 1 | Conventional Steam Coal | 261 | Electric Utility
50274 | Simplot Leasing Don Plant | GEN1 | All Other | 15.9 | Industrial CHP
2385 | Werner | GT1 | Petroleum Liquids | 53 | IPP Non-CHP
2385 | Werner | GT2 | Petroleum Liquids | 53 | IPP Non-CHP
2385 | Werner | GT3 | Petroleum Liquids | 53 | IPP Non-CHP
2385 | Werner | GT4 | Petroleum Liquids | 53 | IPP Non-CHP
2390 | Sayreville | GT1 | Petroleum Liquids | 53 | IPP Non-CHP
2390 | Sayreville | GT2 | Natural Gas Fired Combustion Turbine | 53 | IPP Non-CHP
2390 | Sayreville | GT3 | Natural Gas Fired Combustion Turbine | 53 | IPP Non-CHP
2390 | Sayreville | GT4 | Natural Gas Fired Combustion Turbine | 53 | IPP Non-CHP
2393 | Gilbert | 4 | Natural Gas Fired Combined Cycle | 54 | IPP Non-CHP
2393 | Gilbert | 5 | Natural Gas Fired Combined Cycle | 54 | IPP Non-CHP
2393 | Gilbert | 6 | Natural Gas Fired Combined Cycle | 54 | IPP Non-CHP
2393 | Gilbert | 7 | Natural Gas Fired Combined Cycle | 54 | IPP Non-CHP
2393 | Gilbert | 8 | Natural Gas Fired Combined Cycle | 135 | IPP Non-CHP
2393 | Gilbert | 9 | Natural Gas Fired Combustion Turbine | 161 | IPP Non-CHP
2393 | Gilbert | C1 | Natural Gas Fired Combustion Turbine | 24 | IPP Non-CHP
2393 | Gilbert | C2 | Natural Gas Fired Combustion Turbine | 24 | IPP Non-CHP
2393 | Gilbert | C3 | Natural Gas Fired Combustion Turbine | 24 | IPP Non-CHP
2393 | Gilbert | C4 | Natural Gas Fired Combustion Turbine | 24 | IPP Non-CHP
3109 | Hamilton (PA) | 1 | Petroleum Liquids | 19.6 | IPP Non-CHP
3110 | Hunterstown | 1 | Petroleum Liquids | 20 | IPP Non-CHP
3110 | Hunterstown | 2 | Petroleum Liquids | 20 | IPP Non-CHP
3110 | Hunterstown | 3 | Petroleum Liquids | 20 | IPP Non-CHP
3111 | Mountain | 1 | Petroleum Liquids | 27 | IPP Non-CHP
3111 | Mountain | 2 | Petroleum Liquids | 27 | IPP Non-CHP
3112 | Orrtanna | 1 | Petroleum Liquids | 27 | IPP Non-CHP
3113 | Portland (PA) | 1 | Conventional Steam Coal | 172 | IPP Non-CHP
3113 | Portland (PA) | 2 | Conventional Steam Coal | 255 | IPP Non-CHP
3113 | Portland (PA) | 3 | Petroleum Liquids | 18 | IPP Non-CHP
3113 | Portland (PA) | 4 | Petroleum Liquids | 20 | IPP Non-CHP
3113 | Portland (PA) | 5 | Petroleum Liquids | 156 | IPP Non-CHP
3114 | Shawnee (PA) | 1 | Petroleum Liquids | 20 | IPP Non-CHP
3115 | Titus | 4 | Petroleum Liquids | 18 | IPP Non-CHP
3115 | Titus | 5 | Petroleum Liquids | 18 | IPP Non-CHP
3116 | Tolna | 1 | Petroleum Liquids | 27 | IPP Non-CHP
3116 | Tolna | 2 | Petroleum Liquids | 27 | IPP Non-CHP
3120 | Blossburg | 1 | Natural Gas Fired Combustion Turbine | 24 | IPP Non-CHP
3131 | Shawville | 1 | Conventional Steam Coal | 125 | IPP Non-CHP
3131 | Shawville | 2 | Conventional Steam Coal | 125 | IPP Non-CHP
3131 | Shawville | 3 | Conventional Steam Coal | 188 | IPP Non-CHP
3131 | Shawville | 4 | Conventional Steam Coal | 188 | IPP Non-CHP
3131 | Shawville | 5 | Petroleum Liquids | 2 | IPP Non-CHP
3131 | Shawville | 6 | Petroleum Liquids | 2 | IPP Non-CHP
3131 | Shawville | 7 | Petroleum Liquids | 2 | IPP Non-CHP
3132 | Warren | 3 | Petroleum Liquids | 53.1 | IPP Non-CHP
8227 | Glen Gardner | 1 | Natural Gas Fired Combustion Turbine | 20 | IPP Non-CHP
8227 | Glen Gardner | 2 | Natural Gas Fired Combustion Turbine | 20 | IPP Non-CHP
8227 | Glen Gardner | 3 | Natural Gas Fired Combustion Turbine | 19.6 | IPP Non-CHP
8227 | Glen Gardner | 4 | Natural Gas Fired Combustion Turbine | 20 | IPP Non-CHP
8227 | Glen Gardner | 5 | Natural Gas Fired Combustion Turbine | 20 | IPP Non-CHP
8227 | Glen Gardner | 6 | Natural Gas Fired Combustion Turbine | 20 | IPP Non-CHP
8227 | Glen Gardner | 7 | Natural Gas Fired Combustion Turbine | 20 | IPP Non-CHP
8227 | Glen Gardner | 8 | Natural Gas Fired Combustion Turbine | 20 | IPP Non-CHP
54547 | Sithe Independence Station | 1 | Natural Gas Fired Combined Cycle | 169.2 | IPP CHP
54547 | Sithe Independence Station | 2 | Natural Gas Fired Combined Cycle | 169.2 | IPP CHP
54547 | Sithe Independence Station | 3 | Natural Gas Fired Combined Cycle | 169.2 | IPP CHP
54547 | Sithe Independence Station | 4 | Natural Gas Fired Combined Cycle | 169.5 | IPP CHP
54547 | Sithe Independence Station | 5 | Natural Gas Fired Combined Cycle | 204.5 | IPP CHP
54547 | Sithe Independence Station | 6 | Natural Gas Fired Combined Cycle | 204.5 | IPP CHP
93 | Riley#03a | 3 | Conventional Hydroelectric | 5.3 | Electric Utility
93 | Riley#03a | 4 | Conventional Hydroelectric | 5.3 | Electric Utility
93 | Riley#03a | 5 | Conventional Hydroelectric | 5.3 | Electric Utility
313 | Green Lake | 1 | Conventional Hydroelectric | 9.3 | Electric Utility
313 | Green Lake | 2 | Conventional Hydroelectric | 9.3 | Electric Utility
6801 | Jarvis Street | 1 | Petroleum Liquids | 2 | Electric Utility
6801 | Jarvis Street | 2 | Petroleum Liquids | 2.8 | Electric Utility
6801 | Jarvis Street | 3 | Petroleum Liquids | 2.8 | Electric Utility
6801 | Jarvis Street | 4 | Petroleum Liquids | 4.5 | Electric Utility
6801 | Jarvis Street | 5 | Petroleum Liquids | 13.5 | Electric Utility
54782 | Seneca Energy | GE10 | Landfill Gas | 0.8 | IPP Non-CHP
54782 | Seneca Energy | GE11 | Landfill Gas | 0.8 | IPP Non-CHP
54782 | Seneca Energy | GE12 | Landfill Gas | 0.8 | IPP Non-CHP
54782 | Seneca Energy | GE13 | Landfill Gas | 0.8 | IPP Non-CHP
54782 | Seneca Energy | GE14 | Landfill Gas | 0.8 | IPP Non-CHP
54782 | Seneca Energy | GE15 | Landfill Gas | 1.6 | IPP Non-CHP
54782 | Seneca Energy | GE16 | Landfill Gas | 1.6 | IPP Non-CHP
54782 | Seneca Energy | GE17 | Landfill Gas | 1.6 | IPP Non-CHP
54782 | Seneca Energy | GE18 | Landfill Gas | 1.6 | IPP Non-CHP
54782 | Seneca Energy | GEN1 | Landfill Gas | 0.8 | IPP Non-CHP
54782 | Seneca Energy | GEN2 | Landfill Gas | 0.8 | IPP Non-CHP
54782 | Seneca Energy | GEN3 | Landfill Gas | 0.8 | IPP Non-CHP
54782 | Seneca Energy | GEN4 | Landfill Gas | 0.8 | IPP Non-CHP
54782 | Seneca Energy | GEN5 | Landfill Gas | 0.8 | IPP Non-CHP
54782 | Seneca Energy | GEN6 | Landfill Gas | 0.8 | IPP Non-CHP
54782 | Seneca Energy | GEN7 | Landfill Gas | 0.8 | IPP Non-CHP
54782 | Seneca Energy | GEN8 | Landfill Gas | 0.8 | IPP Non-CHP
54782 | Seneca Energy | GEN9 | Landfill Gas | 0.8 | IPP Non-CHP
56250 | Ontario LFGTE | GEN1 | Landfill Gas | 0.8 | IPP Non-CHP
56250 | Ontario LFGTE | GEN10 | Landfill Gas | 1.6 | IPP Non-CHP
56250 | Ontario LFGTE | GEN11 | Landfill Gas | 1.6 | IPP Non-CHP
56250 | Ontario LFGTE | GEN2 | Landfill Gas | 0.8 | IPP Non-CHP
56250 | Ontario LFGTE | GEN3 | Landfill Gas | 0.8 | IPP Non-CHP
56250 | Ontario LFGTE | GEN4 | Landfill Gas | 0.8 | IPP Non-CHP
56250 | Ontario LFGTE | GEN5 | Landfill Gas | 0.8 | IPP Non-CHP
56250 | Ontario LFGTE | GEN6 | Landfill Gas | 0.8 | IPP Non-CHP
56250 | Ontario LFGTE | GEN7 | Landfill Gas | 0.8 | IPP Non-CHP
56250 | Ontario LFGTE | GEN8 | Landfill Gas | 0.8 | IPP Non-CHP
56250 | Ontario LFGTE | GEN9 | Landfill Gas | 1.6 | IPP Non-CHP
50536 | Sky River LLC | WGNS | Onshore Wind Turbine | 76.9 | IPP Non-CHP
2011 | Sleepy Eye | 1A | Petroleum Liquids | 1.8 | Electric Utility
2011 | Sleepy Eye | 5 | Petroleum Liquids | 1.8 | Electric Utility
2011 | Sleepy Eye | 6 | Petroleum Liquids | 2 | Electric Utility
2011 | Sleepy Eye | 7 | Petroleum Liquids | 2 | Electric Utility
2011 | Sleepy Eye | IC4 | Petroleum Liquids | 1.8 | Electric Utility
2011 | Sleepy Eye | NEW | Petroleum Liquids | 2 | Electric Utility
50961 | Slate Creek | GEN1 | Conventional Hydroelectric | 4.2 | IPP Non-CHP
50359 | Sloss Industries Corp | 10 | Other Gases | 12.5 | Industrial CHP
50359 | Sloss Industries Corp | 9 | Other Gases | 12.5 | Industrial CHP
55000 | Small Hydro of Texas | 01 | Conventional Hydroelectric | 0.5 | IPP Non-CHP
55000 | Small Hydro of Texas | 02 | Conventional Hydroelectric | 0.5 | IPP Non-CHP
55000 | Small Hydro of Texas | 03 | Conventional Hydroelectric | 0.5 | IPP Non-CHP
50558 | Oklahoma Cogeneration Project | GT01 | Natural Gas Fired Combined Cycle | 72.5 | IPP CHP
50558 | Oklahoma Cogeneration Project | ST01 | Natural Gas Fired Combined Cycle | 49.9 | IPP CHP
55752 | Sonoma Central Landfill Phase I | P-11 | Landfill Gas | 0.8 | Commercial Non-CHP
55752 | Sonoma Central Landfill Phase I | P-12 | Landfill Gas | 0.8 | Commercial Non-CHP
55752 | Sonoma Central Landfill Phase I | P-13 | Landfill Gas | 0.8 | Commercial Non-CHP
55752 | Sonoma Central Landfill Phase I | P-14 | Landfill Gas | 0.8 | Commercial Non-CHP
55753 | Sonoma Central Landfill Phase II | P-21 | Landfill Gas | 0.8 | Commercial Non-CHP
55753 | Sonoma Central Landfill Phase II | P-22 | Landfill Gas | 0.8 | Commercial Non-CHP
55753 | Sonoma Central Landfill Phase II | P-23 | Landfill Gas | 0.8 | Commercial Non-CHP
55753 | Sonoma Central Landfill Phase II | P-24 | Landfill Gas | 0.8 | Commercial Non-CHP
55880 | Sonoma Central Landfill Phase III | P-31 | Landfill Gas | 0.8 | Commercial Non-CHP
55880 | Sonoma Central Landfill Phase III | P-32 | Landfill Gas | 0.8 | Commercial Non-CHP
50071 | Palm Beach Renewable Energy Facility#1 | GEN1 | Municipal Solid Waste | 62.3 | IPP Non-CHP
54823 | Smithfield Farmland Corp Bladen | GEN1 | Petroleum Liquids | 1.5 | Industrial Non-CHP
54823 | Smithfield Farmland Corp Bladen | GEN2 | Petroleum Liquids | 1.5 | Industrial Non-CHP
54823 | Smithfield Farmland Corp Bladen | GEN3 | Petroleum Liquids | 1.5 | Industrial Non-CHP
54823 | Smithfield Farmland Corp Bladen | GEN4 | Petroleum Liquids | 1.5 | Industrial Non-CHP
54823 | Smithfield Farmland Corp Bladen | GEN5 | Petroleum Liquids | 1.5 | Industrial Non-CHP
54823 | Smithfield Farmland Corp Bladen | GEN6 | Petroleum Liquids | 1.5 | Industrial Non-CHP
54823 | Smithfield Farmland Corp Bladen | GEN7 | Petroleum Liquids | 1.5 | Industrial Non-CHP
54823 | Smithfield Farmland Corp Bladen | GEN8 | Petroleum Liquids | 1.5 | Industrial Non-CHP
54823 | Smithfield Farmland Corp Bladen | GEN9 | Petroleum Liquids | 1.5 | Industrial Non-CHP
54823 | Smithfield Farmland Corp Bladen | GN10 | Petroleum Liquids | 1.5 | Industrial Non-CHP
54823 | Smithfield Farmland Corp Bladen | GN11 | Petroleum Liquids | 1.5 | Industrial Non-CHP
54823 | Smithfield Farmland Corp Bladen | GN12 | Petroleum Liquids | 1.5 | Industrial Non-CHP
54823 | Smithfield Farmland Corp Bladen | GN13 | Petroleum Liquids | 1.5 | Industrial Non-CHP
54823 | Smithfield Farmland Corp Bladen | GN14 | Petroleum Liquids | 1.5 | Industrial Non-CHP
54823 | Smithfield Farmland Corp Bladen | GN15 | Petroleum Liquids | 1.5 | Industrial Non-CHP
54823 | Smithfield Farmland Corp Bladen | GN16 | Petroleum Liquids | 1.5 | Industrial Non-CHP
54823 | Smithfield Farmland Corp Bladen | GN17 | Petroleum Liquids | 1.5 | Industrial Non-CHP
54823 | Smithfield Farmland Corp Bladen | GN18 | Petroleum Liquids | 1.5 | Industrial Non-CHP
54823 | Smithfield Farmland Corp Bladen | GN19 | Petroleum Liquids | 1.5 | Industrial Non-CHP
50136 | South Oaks Hospital | CG1 | Natural Gas Internal Combustion Engine | 0.2 | Commercial CHP
50136 | South Oaks Hospital | CG2 | Natural Gas Internal Combustion Engine | 0.2 | Commercial CHP
50136 | South Oaks Hospital | CG3 | Natural Gas Internal Combustion Engine | 0.2 | Commercial CHP
50136 | South Oaks Hospital | CG4 | Natural Gas Internal Combustion Engine | 0.2 | Commercial CHP
50136 | South Oaks Hospital | CG5 | Natural Gas Internal Combustion Engine | 0.2 | Commercial CHP
10017 | West Point Mill | GEN8 | Wood/Wood Waste Biomass | 5 | Industrial CHP
10017 | West Point Mill | GEN9 | Wood/Wood Waste Biomass | 10 | Industrial CHP
10017 | West Point Mill | GN10 | Wood/Wood Waste Biomass | 25 | Industrial CHP
10017 | West Point Mill | GN11 | Wood/Wood Waste Biomass | 15 | Industrial CHP
10017 | West Point Mill | GN12 | Wood/Wood Waste Biomass | 46 | Industrial CHP
7588 | H M Jackson | 1 | Conventional Hydroelectric | 47.5 | Electric Utility
7588 | H M Jackson | 2 | Conventional Hydroelectric | 47.5 | Electric Utility
7588 | H M Jackson | 3 | Conventional Hydroelectric | 8.4 | Electric Utility
7588 | H M Jackson | 4 | Conventional Hydroelectric | 8.4 | Electric Utility
57763 | Youngs Creek Hydroelectric Project | 1 | Conventional Hydroelectric | 7.5 | Electric Utility
55803 | FPL E Somerset Windpower LLC | EW | Onshore Wind Turbine | 9 | IPP Non-CHP
736 | Stevens Creek | 1 | Conventional Hydroelectric | 2.3 | Electric Utility
736 | Stevens Creek | 2 | Conventional Hydroelectric | 2.3 | Electric Utility
736 | Stevens Creek | 3 | Conventional Hydroelectric | 2.3 | Electric Utility
736 | Stevens Creek | 4 | Conventional Hydroelectric | 2.3 | Electric Utility
736 | Stevens Creek | 5 | Conventional Hydroelectric | 2.3 | Electric Utility
736 | Stevens Creek | 6 | Conventional Hydroelectric | 2.3 | Electric Utility
736 | Stevens Creek | 7 | Conventional Hydroelectric | 2.3 | Electric Utility
736 | Stevens Creek | 8 | Conventional Hydroelectric | 2.3 | Electric Utility
3281 | Coit GT | 1 | Natural Gas Fired Combustion Turbine | 19.6 | Electric Utility
3281 | Coit GT | 2 | Natural Gas Fired Combustion Turbine | 19.6 | Electric Utility
3285 | Hagood | 4 | Natural Gas Fired Combustion Turbine | 122 | Electric Utility
3285 | Hagood | 5 | Natural Gas Fired Combustion Turbine | 32 | Electric Utility
3285 | Hagood | 6 | Natural Gas Fired Combustion Turbine | 32 | Electric Utility
3286 | Hardeeville | 1 | Petroleum Liquids | 16.3 | Electric Utility
3287 | McMeekin | 1 | Conventional Steam Coal | 146.8 | Electric Utility
3287 | McMeekin | 2 | Conventional Steam Coal | 146.8 | Electric Utility
3289 | Neal Shoals | 1 | Conventional Hydroelectric | 1.3 | Electric Utility
3289 | Neal Shoals | 2 | Conventional Hydroelectric | 1.3 | Electric Utility
3289 | Neal Shoals | 3 | Conventional Hydroelectric | 1.3 | Electric Utility
3289 | Neal Shoals | 4 | Conventional Hydroelectric | 1.3 | Electric Utility
3290 | Parr Hydro | 1 | Conventional Hydroelectric | 2.4 | Electric Utility
3290 | Parr Hydro | 2 | Conventional Hydroelectric | 2.4 | Electric Utility
3290 | Parr Hydro | 3 | Conventional Hydroelectric | 2.4 | Electric Utility
3290 | Parr Hydro | 4 | Conventional Hydroelectric | 2.4 | Electric Utility
3290 | Parr Hydro | 5 | Conventional Hydroelectric | 2.4 | Electric Utility
3290 | Parr Hydro | 6 | Conventional Hydroelectric | 2.4 | Electric Utility
3291 | Parr GT | GT1 | Natural Gas Fired Combustion Turbine | 17.5 | Electric Utility
3291 | Parr GT | GT2 | Natural Gas Fired Combustion Turbine | 17.5 | Electric Utility
3291 | Parr GT | GT3 | Natural Gas Fired Combustion Turbine | 19.5 | Electric Utility
3291 | Parr GT | GT4 | Natural Gas Fired Combustion Turbine | 19.5 | Electric Utility
3293 | Saluda Lexington | 1 | Conventional Hydroelectric | 32.5 | Electric Utility
3293 | Saluda Lexington | 2 | Conventional Hydroelectric | 32.5 | Electric Utility
3293 | Saluda Lexington | 3 | Conventional Hydroelectric | 42.3 | Electric Utility
3293 | Saluda Lexington | 4 | Conventional Hydroelectric | 32.5 | Electric Utility
3293 | Saluda Lexington | 5 | Conventional Hydroelectric | 67.5 | Electric Utility
3295 | Urquhart | 1 | Natural Gas Fired Combined Cycle | 75 | Electric Utility
3295 | Urquhart | 2 | Natural Gas Fired Combined Cycle | 75 | Electric Utility
3295 | Urquhart | 3 | Natural Gas Steam Turbine | 100 | Electric Utility
3295 | Urquhart | CT1 | Natural Gas Fired Combined Cycle | 198.9 | Electric Utility
3295 | Urquhart | CT2 | Natural Gas Fired Combined Cycle | 198.9 | Electric Utility
3295 | Urquhart | GT1 | Natural Gas Fired Combustion Turbine | 19.6 | Electric Utility
3295 | Urquhart | GT2 | Natural Gas Fired Combustion Turbine | 16.3 | Electric Utility
3295 | Urquhart | GT3 | Natural Gas Fired Combustion Turbine | 16.3 | Electric Utility
3295 | Urquhart | GT4 | Natural Gas Fired Combustion Turbine | 58.9 | Electric Utility
3297 | Wateree | 1 | Conventional Steam Coal | 385.9 | Electric Utility
3297 | Wateree | 2 | Conventional Steam Coal | 385.9 | Electric Utility
6126 | Fairfield Pumped Storage | 1 | Hydroelectric Pumped Storage | 63.9 | Electric Utility
6126 | Fairfield Pumped Storage | 2 | Hydroelectric Pumped Storage | 63.9 | Electric Utility
6126 | Fairfield Pumped Storage | 3 | Hydroelectric Pumped Storage | 63.9 | Electric Utility
6126 | Fairfield Pumped Storage | 4 | Hydroelectric Pumped Storage | 63.9 | Electric Utility
6126 | Fairfield Pumped Storage | 5 | Hydroelectric Pumped Storage | 63.9 | Electric Utility
6126 | Fairfield Pumped Storage | 6 | Hydroelectric Pumped Storage | 63.9 | Electric Utility
6126 | Fairfield Pumped Storage | 7 | Hydroelectric Pumped Storage | 63.9 | Electric Utility
6126 | Fairfield Pumped Storage | 8 | Hydroelectric Pumped Storage | 63.9 | Electric Utility
6127 | V C Summer | 1 | Nuclear | 1029.6 | Electric Utility
7210 | Cope | ST1 | Conventional Steam Coal | 417.3 | Electric Utility
7737 | Kapstone | 1 | Conventional Steam Coal | 99.2 | Electric Utility
55927 | Jasper | CT1 | Natural Gas Fired Combined Cycle | 198.9 | Electric Utility
55927 | Jasper | CT2 | Natural Gas Fired Combined Cycle | 198.9 | Electric Utility
55927 | Jasper | CT3 | Natural Gas Fired Combined Cycle | 198.9 | Electric Utility
55927 | Jasper | ST1 | Natural Gas Fired Combined Cycle | 405 | Electric Utility
130 | Cross | 1 | Conventional Steam Coal | 590.9 | Electric Utility
130 | Cross | 2 | Conventional Steam Coal | 556.2 | Electric Utility
130 | Cross | 3 | Conventional Steam Coal | 591 | Electric Utility
130 | Cross | 4 | Conventional Steam Coal | 652 | Electric Utility
3254 | Buzzard Roost | HC1 | Conventional Hydroelectric | 5 | Electric Utility
3254 | Buzzard Roost | HC2 | Conventional Hydroelectric | 5 | Electric Utility
3254 | Buzzard Roost | HC3 | Conventional Hydroelectric | 5 | Electric Utility
3318 | Hilton Head | 1 | Petroleum Liquids | 26.6 | Electric Utility
3318 | Hilton Head | 2 | Petroleum Liquids | 26.6 | Electric Utility
3318 | Hilton Head | 3 | Petroleum Liquids | 64.7 | Electric Utility
3319 | Jefferies | 1 | Petroleum Liquids | 50 | Electric Utility
3319 | Jefferies | 2 | Petroleum Liquids | 50 | Electric Utility
3319 | Jefferies | H1 | Conventional Hydroelectric | 30.6 | Electric Utility
3319 | Jefferies | H2 | Conventional Hydroelectric | 30.6 | Electric Utility
3319 | Jefferies | H3 | Conventional Hydroelectric | 30.6 | Electric Utility
3319 | Jefferies | H4 | Conventional Hydroelectric | 30.6 | Electric Utility
3319 | Jefferies | H6 | Conventional Hydroelectric | 10.2 | Electric Utility
3320 | Myrtle Beach | 1 | Petroleum Liquids | 11.5 | Electric Utility
3320 | Myrtle Beach | 2 | Petroleum Liquids | 11.5 | Electric Utility
3320 | Myrtle Beach | 3 | Petroleum Liquids | 26.6 | Electric Utility
3320 | Myrtle Beach | 4 | Petroleum Liquids | 26.6 | Electric Utility
3320 | Myrtle Beach | 5 | Petroleum Liquids | 35.3 | Electric Utility
3321 | Spillway | 1 | Conventional Hydroelectric | 2 | Electric Utility
6249 | Winyah | 1 | Conventional Steam Coal | 315 | Electric Utility
6249 | Winyah | 2 | Conventional Steam Coal | 315 | Electric Utility
6249 | Winyah | 3 | Conventional Steam Coal | 315 | Electric Utility
6249 | Winyah | 4 | Conventional Steam Coal | 315 | Electric Utility
7834 | John S Rainey | CT1A | Natural Gas Fired Combined Cycle | 165 | Electric Utility
7834 | John S Rainey | CT1B | Natural Gas Fired Combined Cycle | 165 | Electric Utility
7834 | John S Rainey | CT2A | Natural Gas Fired Combustion Turbine | 165 | Electric Utility
7834 | John S Rainey | CT2B | Natural Gas Fired Combustion Turbine | 165 | Electric Utility
7834 | John S Rainey | CT3A | Natural Gas Fired Combustion Turbine | 84 | Electric Utility
7834 | John S Rainey | CT3B | Natural Gas Fired Combustion Turbine | 84 | Electric Utility
7834 | John S Rainey | CT4A | Natural Gas Fired Combustion Turbine | 84 | Electric Utility
7834 | John S Rainey | ST1S | Natural Gas Fired Combined Cycle | 190 | Electric Utility
7958 | Horry Land Fill Gas Site | HG1 | Landfill Gas | 1 | Electric Utility
7958 | Horry Land Fill Gas Site | HG2 | Landfill Gas | 1 | Electric Utility
7958 | Horry Land Fill Gas Site | HG3 | Landfill Gas | 1.1 | Electric Utility
56120 | Lee County Landfill | L1 | Landfill Gas | 1.9 | Electric Utility
56120 | Lee County Landfill | L2 | Landfill Gas | 1.9 | Electric Utility
56120 | Lee County Landfill | L3 | Landfill Gas | 1.9 | Electric Utility
56120 | Lee County Landfill | L4 | Landfill Gas | 5.5 | Electric Utility
56121 | Anderson Regional Landfill | A2 | Landfill Gas | 1.6 | Electric Utility
56121 | Anderson Regional Landfill | A3 | Landfill Gas | 1.6 | Electric Utility
56122 | Richland County Landfill | R1 | Landfill Gas | 5.7 | Electric Utility
56122 | Richland County Landfill | R2 | Landfill Gas | 1.6 | Electric Utility
56122 | Richland County Landfill | R3 | Landfill Gas | 1.6 | Electric Utility
56995 | Georgetown LFGTE | G1 | Landfill Gas | 1.1 | Electric Utility
57945 | Berkeley County Landfill | B1 | Landfill Gas | 1.6 | Electric Utility
57945 | Berkeley County Landfill | B2 | Landfill Gas | 1.6 | Electric Utility
3298 | Williams | 1 | Natural Gas Fired Combustion Turbine | 26.9 | Electric Utility
3298 | Williams | 2 | Natural Gas Fired Combustion Turbine | 26.9 | Electric Utility
3298 | Williams | ST1 | Conventional Steam Coal | 632.7 | Electric Utility
55138 | Lee County | UN1 | Natural Gas Fired Combustion Turbine | 51.5 | IPP Non-CHP
55138 | Lee County | UN2 | Natural Gas Fired Combustion Turbine | 51.5 | IPP Non-CHP
56015 | Bainbridge | SEG1 | Petroleum Liquids | 40 | IPP Non-CHP
56015 | Bainbridge | SEGC | Petroleum Liquids | 40 | IPP Non-CHP
52132 | Power Station 4 | GEN1 | Natural Gas Fired Combined Cycle | 78.2 | Industrial CHP
52132 | Power Station 4 | GEN2 | Natural Gas Fired Combined Cycle | 78.2 | Industrial CHP
52132 | Power Station 4 | GEN3 | Natural Gas Fired Combined Cycle | 34.7 | Industrial CHP
55470 | Green Power 2 | ST1 | Natural Gas Fired Combined Cycle | 110 | Industrial CHP
55470 | Green Power 2 | ST805 | Natural Gas Fired Combined Cycle | 250 | Industrial CHP
55470 | Green Power 2 | TR1 | Natural Gas Fired Combined Cycle | 167 | Industrial CHP
55470 | Green Power 2 | TR2 | Natural Gas Fired Combined Cycle | 167 | Industrial CHP
55470 | Green Power 2 | TR3 | Natural Gas Fired Combined Cycle | 167 | Industrial CHP
2068 | Benndale | 1 | Natural Gas Fired Combustion Turbine | 16.2 | Electric Utility
2070 | Moselle | 1 | Natural Gas Fired Combined Cycle | 59 | Electric Utility
2070 | Moselle | 2 | Natural Gas Fired Combined Cycle | 59 | Electric Utility
2070 | Moselle | 3 | Natural Gas Steam Turbine | 59 | Electric Utility
2070 | Moselle | 4 | Natural Gas Fired Combustion Turbine | 83 | Electric Utility
2070 | Moselle | 5 | Natural Gas Fired Combustion Turbine | 83.5 | Electric Utility
2070 | Moselle | GTG1 | Natural Gas Fired Combined Cycle | 83.5 | Electric Utility
2070 | Moselle | GTG2 | Natural Gas Fired Combined Cycle | 83.5 | Electric Utility
2071 | Paulding | 1 | Petroleum Liquids | 20 | Electric Utility
6061 | R D Morrow | 1 | Conventional Steam Coal | 200 | Electric Utility
6061 | R D Morrow | 2 | Conventional Steam Coal | 200 | Electric Utility
7988 | Silver Creek | 1 | Natural Gas Fired Combustion Turbine | 83.5 | Electric Utility
7988 | Silver Creek | 2 | Natural Gas Fired Combustion Turbine | 83.5 | Electric Utility
7988 | Silver Creek | 3 | Natural Gas Fired Combustion Turbine | 83.5 | Electric Utility
7989 | Sylvarena | 1 | Natural Gas Fired Combustion Turbine | 47 | Electric Utility
7989 | Sylvarena | 2 | Natural Gas Fired Combustion Turbine | 47 | Electric Utility
7989 | Sylvarena | 3 | Natural Gas Fired Combustion Turbine | 47 | Electric Utility
55063 | Batesville Generation Facility | CTG1 | Natural Gas Fired Combined Cycle | 184.5 | Electric Utility
55063 | Batesville Generation Facility | CTG2 | Natural Gas Fired Combined Cycle | 184.5 | Electric Utility
55063 | Batesville Generation Facility | CTG3 | Natural Gas Fired Combined Cycle | 184.5 | Electric Utility
55063 | Batesville Generation Facility | STG1 | Natural Gas Fired Combined Cycle | 112.5 | Electric Utility
55063 | Batesville Generation Facility | STG2 | Natural Gas Fired Combined Cycle | 112.5 | Electric Utility
55063 | Batesville Generation Facility | STG3 | Natural Gas Fired Combined Cycle | 112.5 | Electric Utility
57579 | Robert O Schulz Solar Farm | 1 | Solar Photovoltaic | 0.9 | Electric Utility
57579 | Robert O Schulz Solar Farm | 2 | Solar Photovoltaic | 0.4 | Electric Utility
10820 | Aliso Water Management Agency | GEN1 | Other Waste Biomass | 0.4 | Commercial CHP
10820 | Aliso Water Management Agency | GEN2 | Other Waste Biomass | 0.4 | Commercial CHP
10820 | Aliso Water Management Agency | GEN3 | Other Waste Biomass | 0.4 | Commercial CHP
3630 | Pearsall | 1 | Natural Gas Steam Turbine | 22 | Electric Utility
3630 | Pearsall | 10A | Natural Gas Internal Combustion Engine | 8.4 | Electric Utility
3630 | Pearsall | 11A | Natural Gas Internal Combustion Engine | 8.4 | Electric Utility
3630 | Pearsall | 12A | Natural Gas Internal Combustion Engine | 8.4 | Electric Utility
3630 | Pearsall | 13A | Natural Gas Internal Combustion Engine | 8.4 | Electric Utility
3630 | Pearsall | 14A | Natural Gas Internal Combustion Engine | 8.4 | Electric Utility
3630 | Pearsall | 15A | Natural Gas Internal Combustion Engine | 8.4 | Electric Utility
3630 | Pearsall | 16A | Natural Gas Internal Combustion Engine | 8.4 | Electric Utility
3630 | Pearsall | 17A | Natural Gas Internal Combustion Engine | 8.4 | Electric Utility
3630 | Pearsall | 18A | Natural Gas Internal Combustion Engine | 8.4 | Electric Utility
3630 | Pearsall | 19A | Natural Gas Internal Combustion Engine | 8.4 | Electric Utility
3630 | Pearsall | 1A | Natural Gas Internal Combustion Engine | 8.4 | Electric Utility
3630 | Pearsall | 2 | Natural Gas Steam Turbine | 22 | Electric Utility
3630 | Pearsall | 20A | Natural Gas Internal Combustion Engine | 8.4 | Electric Utility
3630 | Pearsall | 21A | Natural Gas Internal Combustion Engine | 8.4 | Electric Utility
3630 | Pearsall | 22A | Natural Gas Internal Combustion Engine | 8.4 | Electric Utility
3630 | Pearsall | 23A | Natural Gas Internal Combustion Engine | 8.4 | Electric Utility
3630 | Pearsall | 24A | Natural Gas Internal Combustion Engine | 8.4 | Electric Utility
3630 | Pearsall | 2A | Natural Gas Internal Combustion Engine | 8.4 | Electric Utility
3630 | Pearsall | 3 | Natural Gas Steam Turbine | 22 | Electric Utility
3630 | Pearsall | 3A | Natural Gas Internal Combustion Engine | 8.4 | Electric Utility
3630 | Pearsall | 4A | Natural Gas Internal Combustion Engine | 8.4 | Electric Utility
3630 | Pearsall | 5A | Natural Gas Internal Combustion Engine | 8.4 | Electric Utility
3630 | Pearsall | 6A | Natural Gas Internal Combustion Engine | 8.4 | Electric Utility
3630 | Pearsall | 7A | Natural Gas Internal Combustion Engine | 8.4 | Electric Utility
3630 | Pearsall | 8A | Natural Gas Internal Combustion Engine | 8.4 | Electric Utility
3630 | Pearsall | 9A | Natural Gas Internal Combustion Engine | 8.4 | Electric Utility
3631 | Sam Rayburn | 1 | Natural Gas Fired Combustion Turbine | 11.2 | Electric Utility
3631 | Sam Rayburn | 10 | Natural Gas Fired Combined Cycle | 42 | Electric Utility
3631 | Sam Rayburn | 2 | Natural Gas Fired Combustion Turbine | 11.2 | Electric Utility
3631 | Sam Rayburn | 4 | Petroleum Liquids | 1.6 | Electric Utility
3631 | Sam Rayburn | 5 | Petroleum Liquids | 1.6 | Electric Utility
3631 | Sam Rayburn | 7 | Natural Gas Fired Combined Cycle | 49.2 | Electric Utility
3631 | Sam Rayburn | 8 | Natural Gas Fired Combined Cycle | 49.2 | Electric Utility
3631 | Sam Rayburn | 9 | Natural Gas Fired Combined Cycle | 49.2 | Electric Utility
54533 | Southern Minnesota Beet Sugar | 0001 | Conventional Steam Coal | 7.5 | Industrial CHP
104 | J S Eastwood | 1 | Hydroelectric Pumped Storage | 199.8 | Electric Utility
317 | Big Creek 1 | 1 | Conventional Hydroelectric | 19.8 | Electric Utility
317 | Big Creek 1 | 2 | Conventional Hydroelectric | 15.7 | Electric Utility
317 | Big Creek 1 | 3 | Conventional Hydroelectric | 21.6 | Electric Utility
317 | Big Creek 1 | 4 | Conventional Hydroelectric | 31.2 | Electric Utility
318 | Big Creek 2 | 3 | Conventional Hydroelectric | 15.7 | Electric Utility
318 | Big Creek 2 | 4 | Conventional Hydroelectric | 15.7 | Electric Utility
318 | Big Creek 2 | 5 | Conventional Hydroelectric | 17.5 | Electric Utility
318 | Big Creek 2 | 6 | Conventional Hydroelectric | 17.5 | Electric Utility
319 | Big Creek 3 | 1 | Conventional Hydroelectric | 34 | Electric Utility
319 | Big Creek 3 | 2 | Conventional Hydroelectric | 34 | Electric Utility
319 | Big Creek 3 | 3 | Conventional Hydroelectric | 34 | Electric Utility
319 | Big Creek 3 | 4 | Conventional Hydroelectric | 36 | Electric Utility
319 | Big Creek 3 | 5 | Conventional Hydroelectric | 36.4 | Electric Utility
320 | Big Creek 4 | 1 | Conventional Hydroelectric | 50 | Electric Utility
320 | Big Creek 4 | 2 | Conventional Hydroelectric | 50 | Electric Utility
321 | Big Creek 8 | 1 | Conventional Hydroelectric | 30 | Electric Utility
321 | Big Creek 8 | 2 | Conventional Hydroelectric | 45 | Electric Utility
322 | Big Creek 2A | 1 | Conventional Hydroelectric | 55 | Electric Utility
322 | Big Creek 2A | 2 | Conventional Hydroelectric | 55 | Electric Utility
323 | Bishop Creek 2 | 1 | Conventional Hydroelectric | 2.5 | Electric Utility
323 | Bishop Creek 2 | 2 | Conventional Hydroelectric | 2.5 | Electric Utility
323 | Bishop Creek 2 | 3 | Conventional Hydroelectric | 2.3 | Electric Utility
324 | Bishop Creek 3 | 1 | Conventional Hydroelectric | 2.8 | Electric Utility
324 | Bishop Creek 3 | 2 | Conventional Hydroelectric | 2.8 | Electric Utility
324 | Bishop Creek 3 | 3 | Conventional Hydroelectric | 2.8 | Electric Utility
325 | Bishop Creek 4 | 1 | Conventional Hydroelectric | 1 | Electric Utility
325 | Bishop Creek 4 | 2 | Conventional Hydroelectric | 1 | Electric Utility
325 | Bishop Creek 4 | 3 | Conventional Hydroelectric | 2 | Electric Utility
325 | Bishop Creek 4 | 4 | Conventional Hydroelectric | 2.2 | Electric Utility
325 | Bishop Creek 4 | 5 | Conventional Hydroelectric | 2 | Electric Utility
326 | Bishop Creek 5 | 1 | Conventional Hydroelectric | 2 | Electric Utility
326 | Bishop Creek 5 | 2 | Conventional Hydroelectric | 2.5 | Electric Utility
327 | Bishop Creek 6 | 1 | Conventional Hydroelectric | 1.6 | Electric Utility
328 | Borel | 1 | Conventional Hydroelectric | 3 | Electric Utility
328 | Borel | 2 | Conventional Hydroelectric | 3 | Electric Utility
328 | Borel | 3 | Conventional Hydroelectric | 6 | Electric Utility
332 | Fontana | 1 | Conventional Hydroelectric | 1.5 | Electric Utility
332 | Fontana | 2 | Conventional Hydroelectric | 1.5 | Electric Utility
336 | Kaweah 2 | 2 | Conventional Hydroelectric | 2.3 | Electric Utility
337 | Kaweah 1 | 1 | Conventional Hydroelectric | 2.3 | Electric Utility
338 | Kaweah 3 | 1 | Conventional Hydroelectric | 2.4 | Electric Utility
338 | Kaweah 3 | 2 | Conventional Hydroelectric | 2.4 | Electric Utility
339 | Kern River 3 | 1 | Conventional Hydroelectric | 20.5 | Electric Utility
339 | Kern River 3 | 2 | Conventional Hydroelectric | 19.6 | Electric Utility
340 | Kern River 1 | 1 | Conventional Hydroelectric | 6.6 | Electric Utility
340 | Kern River 1 | 2 | Conventional Hydroelectric | 6.6 | Electric Utility
340 | Kern River 1 | 3 | Conventional Hydroelectric | 6.6 | Electric Utility
340 | Kern River 1 | 4 | Conventional Hydroelectric | 6.6 | Electric Utility
342 | Lundy | 1 | Conventional Hydroelectric | 1.5 | Electric Utility
342 | Lundy | 2 | Conventional Hydroelectric | 1.5 | Electric Utility
344 | Mammoth Pool | 1 | Conventional Hydroelectric | 95 | Electric Utility
344 | Mammoth Pool | 2 | Conventional Hydroelectric | 95 | Electric Utility
353 | Poole | 1 | Conventional Hydroelectric | 11.3 | Electric Utility
354 | Portal | 1 | Conventional Hydroelectric | 10.8 | Electric Utility
357 | Rush Creek | 1 | Conventional Hydroelectric | 5.9 | Electric Utility
357 | Rush Creek | 2 | Conventional Hydroelectric | 7.2 | Electric Utility
358 | Mountainview Generating Station | MV3A | Natural Gas Fired Combined Cycle | 164.6 | Electric Utility
358 | Mountainview Generating Station | MV3B | Natural Gas Fired Combined Cycle | 164.6 | Electric Utility
358 | Mountainview Generating Station | MV3C | Natural Gas Fired Combined Cycle | 189.2 | Electric Utility
358 | Mountainview Generating Station | MV4A | Natural Gas Fired Combined Cycle | 164.6 | Electric Utility
358 | Mountainview Generating Station | MV4B | Natural Gas Fired Combined Cycle | 164.6 | Electric Utility
358 | Mountainview Generating Station | MV4C | Natural Gas Fired Combined Cycle | 189.2 | Electric Utility
361 | Santa Ana 1 | 1 | Conventional Hydroelectric | 0.8 | Electric Utility
361 | Santa Ana 1 | 2 | Conventional Hydroelectric | 0.8 | Electric Utility
361 | Santa Ana 1 | 3 | Conventional Hydroelectric | 0.8 | Electric Utility
361 | Santa Ana 1 | 4 | Conventional Hydroelectric | 0.8 | Electric Utility
363 | Santa Ana 3 | 1 | Conventional Hydroelectric | 3.1 | Electric Utility
365 | Lower Tule River | 1 | Conventional Hydroelectric | 1.3 | Electric Utility
365 | Lower Tule River | 2 | Conventional Hydroelectric | 1.3 | Electric Utility
6704 | Pebbly Beach | 10 | Petroleum Liquids | 1.1 | Electric Utility
6704 | Pebbly Beach | 12 | Petroleum Liquids | 1.5 | Electric Utility
6704 | Pebbly Beach | 14 | Petroleum Liquids | 1.4 | Electric Utility
6704 | Pebbly Beach | 15 | Petroleum Liquids | 2.8 | Electric Utility
6704 | Pebbly Beach | 7 | Petroleum Liquids | 1 | Electric Utility
6704 | Pebbly Beach | 8 | Petroleum Liquids | 1.5 | Electric Utility
6704 | Pebbly Beach | MT01 | Petroleum Liquids | 0.1 | Electric Utility
6704 | Pebbly Beach | MT02 | Petroleum Liquids | 0.1 | Electric Utility
6704 | Pebbly Beach | MT03 | Petroleum Liquids | 0.1 | Electric Utility
6704 | Pebbly Beach | MT04 | Petroleum Liquids | 0.1 | Electric Utility
6704 | Pebbly Beach | MT05 | Petroleum Liquids | 0.1 | Electric Utility
6704 | Pebbly Beach | MT06 | Petroleum Liquids | 0.1 | Electric Utility
6704 | Pebbly Beach | MT07 | Petroleum Liquids | 0.1 | Electric Utility
6704 | Pebbly Beach | MT08 | Petroleum Liquids | 0.1 | Electric Utility
6704 | Pebbly Beach | MT09 | Petroleum Liquids | 0.1 | Electric Utility
6704 | Pebbly Beach | MT10 | Petroleum Liquids | 0.1 | Electric Utility
6704 | Pebbly Beach | MT11 | Petroleum Liquids | 0.1 | Electric Utility
6704 | Pebbly Beach | MT14 | Petroleum Liquids | 0.1 | Electric Utility
6704 | Pebbly Beach | MT15 | Petroleum Liquids | 0.1 | Electric Utility
6704 | Pebbly Beach | MT16 | Petroleum Liquids | 0.1 | Electric Utility
6704 | Pebbly Beach | MT17 | Petroleum Liquids | 0.1 | Electric Utility
6704 | Pebbly Beach | MT18 | Petroleum Liquids | 0.1 | Electric Utility
6704 | Pebbly Beach | MT19 | Petroleum Liquids | 0.1 | Electric Utility
6704 | Pebbly Beach | MT20 | Petroleum Liquids | 0.1 | Electric Utility
6704 | Pebbly Beach | MT21 | Petroleum Liquids | 0.1 | Electric Utility
6704 | Pebbly Beach | MT22 | Petroleum Liquids | 0.1 | Electric Utility
6704 | Pebbly Beach | MT23 | Petroleum Liquids | 0.1 | Electric Utility
6704 | Pebbly Beach | MT24 | Petroleum Liquids | 0.1 | Electric Utility
6704 | Pebbly Beach | MT25 | Petroleum Liquids | 0.1 | Electric Utility
7147 | Mill Creek 3 | 3 | Conventional Hydroelectric | 1 | Electric Utility
7147 | Mill Creek 3 | 4 | Conventional Hydroelectric | 1 | Electric Utility
7147 | Mill Creek 3 | 5 | Conventional Hydroelectric | 1 | Electric Utility
56471 | McGrath Peaker | 1 | Natural Gas Fired Combustion Turbine | 49.8 | Electric Utility
56472 | Grapeland Peaker | 1 | Natural Gas Fired Combustion Turbine | 49.8 | Electric Utility
56473 | Mira Loma Peaker | 1 | Natural Gas Fired Combustion Turbine | 49.8 | Electric Utility
56474 | Barre Peaker | 1 | Natural Gas Fired Combustion Turbine | 49.8 | Electric Utility
56475 | Center Peaker | 1 | Natural Gas Fired Combustion Turbine | 49.8 | Electric Utility
56996 | Solar Photovoltaic Project #02 | S1A | Solar Photovoltaic | 0.5 | Electric Utility
56996 | Solar Photovoltaic Project #02 | S1B | Solar Photovoltaic | 0.5 | Electric Utility
57217 | Solar Photovoltaic Project #03 | S003A | Solar Photovoltaic | 0.5 | Electric Utility
57217 | Solar Photovoltaic Project #03 | S003B | Solar Photovoltaic | 0.5 | Electric Utility
57219 | Solar Photovoltaic Project #05 | S005A | Solar Photovoltaic | 0.5 | Electric Utility
57219 | Solar Photovoltaic Project #05 | S005B | Solar Photovoltaic | 0.5 | Electric Utility
57219 | Solar Photovoltaic Project #05 | S005C | Solar Photovoltaic | 0.5 | Electric Utility
57219 | Solar Photovoltaic Project #05 | S005D | Solar Photovoltaic | 0.5 | Electric Utility
57219 | Solar Photovoltaic Project #05 | S005E | Solar Photovoltaic | 0.5 | Electric Utility
57220 | Solar Photovoltaic Project #06 | S006A | Solar Photovoltaic | 0.5 | Electric Utility
57220 | Solar Photovoltaic Project #06 | S006B | Solar Photovoltaic | 0.5 | Electric Utility
57220 | Solar Photovoltaic Project #06 | S006C | Solar Photovoltaic | 0.5 | Electric Utility
57220 | Solar Photovoltaic Project #06 | S006D | Solar Photovoltaic | 0.5 | Electric Utility
57221 | Solar Photovoltaic Project #07 | S007A | Solar Photovoltaic | 0.5 | Electric Utility
57221 | Solar Photovoltaic Project #07 | S007B | Solar Photovoltaic | 0.5 | Electric Utility
57221 | Solar Photovoltaic Project #07 | S007C | Solar Photovoltaic | 0.5 | Electric Utility
57221 | Solar Photovoltaic Project #07 | S007D | Solar Photovoltaic | 0.5 | Electric Utility
57221 | Solar Photovoltaic Project #07 | S007E | Solar Photovoltaic | 0.5 | Electric Utility
57222 | Solar Photovoltaic Project #08 | S008A | Solar Photovoltaic | 0.5 | Electric Utility
57222 | Solar Photovoltaic Project #08 | S008B | Solar Photovoltaic | 0.5 | Electric Utility
57222 | Solar Photovoltaic Project #08 | S008C | Solar Photovoltaic | 0.5 | Electric Utility
57222 | Solar Photovoltaic Project #08 | S008D | Solar Photovoltaic | 0.5 | Electric Utility
57223 | Solar Photovoltaic Project #09 | S009A | Solar Photovoltaic | 0.5 | Electric Utility
57223 | Solar Photovoltaic Project #09 | S009B | Solar Photovoltaic | 0.5 | Electric Utility
57224 | Solar Photovoltaic Project #10 | S010A | Solar Photovoltaic | 0.5 | Electric Utility
57224 | Solar Photovoltaic Project #10 | S010B | Solar Photovoltaic | 0.5 | Electric Utility
57224 | Solar Photovoltaic Project #10 | S010C | Solar Photovoltaic | 0.5 | Electric Utility
57226 | Solar Photovoltaic Project #12 | S012A | Solar Photovoltaic | 0.5 | Electric Utility
57229 | Solar Photovoltaic Project #15 | S015A | Solar Photovoltaic | 0.5 | Electric Utility
57229 | Solar Photovoltaic Project #15 | S015B | Solar Photovoltaic | 0.5 | Electric Utility
57229 | Solar Photovoltaic Project #15 | S015C | Solar Photovoltaic | 0.5 | Electric Utility
57229 | Solar Photovoltaic Project #15 | S015D | Solar Photovoltaic | 0.5 | Electric Utility
57229 | Solar Photovoltaic Project #15 | S015E | Solar Photovoltaic | 0.5 | Electric Utility
57229 | Solar Photovoltaic Project #15 | S015F | Solar Photovoltaic | 0.5 | Electric Utility
57229 | Solar Photovoltaic Project #15 | S015G | Solar Photovoltaic | 0.5 | Electric Utility
57232 | Solar Photovoltaic Project #18 | S018A | Solar Photovoltaic | 0.5 | Electric Utility
57232 | Solar Photovoltaic Project #18 | S018B | Solar Photovoltaic | 0.5 | Electric Utility
57232 | Solar Photovoltaic Project #18 | S018C | Solar Photovoltaic | 0.5 | Electric Utility
57236 | Solar Photovoltaic Project #23 | S023A | Solar Photovoltaic | 0.5 | Electric Utility
57236 | Solar Photovoltaic Project #23 | S023B | Solar Photovoltaic | 0.5 | Electric Utility
57236 | Solar Photovoltaic Project #23 | S023C | Solar Photovoltaic | 0.5 | Electric Utility
57236 | Solar Photovoltaic Project #23 | S023D | Solar Photovoltaic | 0.5 | Electric Utility
57236 | Solar Photovoltaic Project #23 | S023E | Solar Photovoltaic | 0.5 | Electric Utility
57237 | Solar Photovoltaic Project #22 | S022A | Solar Photovoltaic | 0.5 | Electric Utility
57237 | Solar Photovoltaic Project #22 | S022B | Solar Photovoltaic | 0.5 | Electric Utility
57237 | Solar Photovoltaic Project #22 | S022C | Solar Photovoltaic | 0.5 | Electric Utility
57237 | Solar Photovoltaic Project #22 | S022D | Solar Photovoltaic | 0.5 | Electric Utility
57441 | Solar Photovoltaic Project #42 | S42A | Solar Photovoltaic | 0.5 | Electric Utility
57441 | Solar Photovoltaic Project #42 | S42B | Solar Photovoltaic | 0.5 | Electric Utility
57441 | Solar Photovoltaic Project #42 | S42C | Solar Photovoltaic | 0.5 | Electric Utility
57441 | Solar Photovoltaic Project #42 | S42D | Solar Photovoltaic | 0.5 | Electric Utility
57441 | Solar Photovoltaic Project #42 | S42E | Solar Photovoltaic | 0.5 | Electric Utility
57441 | Solar Photovoltaic Project #42 | S42F | Solar Photovoltaic | 0.5 | Electric Utility
57441 | Solar Photovoltaic Project #42 | S42G | Solar Photovoltaic | 0.5 | Electric Utility
57441 | Solar Photovoltaic Project #42 | S42H | Solar Photovoltaic | 0.5 | Electric Utility
57441 | Solar Photovoltaic Project #42 | S42I | Solar Photovoltaic | 0.5 | Electric Utility
57441 | Solar Photovoltaic Project #42 | S42J | Solar Photovoltaic | 0.5 | Electric Utility
57544 | California State University San Bernardi | FC01 | Other Natural Gas | 1.4 | Electric Utility
54004 | Dublin Mill | GEN1 | All Other | 45 | Industrial CHP
54004 | Dublin Mill | GEN2 | Natural Gas Fired Combustion Turbine | 37.1 | Industrial CHP
10296 | South Forks Hydro | GEN1 | Conventional Hydroelectric | 4 | IPP Non-CHP
10296 | South Forks Hydro | GEN2 | Conventional Hydroelectric | 4 | IPP Non-CHP
976 | Marion | 1 | Conventional Steam Coal | 33 | Electric Utility
976 | Marion | 2 | Conventional Steam Coal | 33 | Electric Utility
976 | Marion | 3 | Conventional Steam Coal | 33 | Electric Utility
976 | Marion | 4 | Conventional Steam Coal | 173 | Electric Utility
976 | Marion | 5 | Natural Gas Fired Combustion Turbine | 75 | Electric Utility
976 | Marion | 6 | Natural Gas Fired Combustion Turbine | 75 | Electric Utility
1011 | Broadway (IN) | 1 | Natural Gas Fired Combustion Turbine | 53.1 | Electric Utility
1011 | Broadway (IN) | 2 | Natural Gas Fired Combustion Turbine | 88.8 | Electric Utility
1012 | F B Culley | 2 | Conventional Steam Coal | 103.7 | Electric Utility
1012 | F B Culley | 3 | Conventional Steam Coal | 265.2 | Electric Utility
1013 | Northeast (IN) | 1 | Natural Gas Fired Combustion Turbine | 10.7 | Electric Utility
1013 | Northeast (IN) | 2 | Natural Gas Fired Combustion Turbine | 11.5 | Electric Utility
6137 | A B Brown | 1 | Conventional Steam Coal | 265.2 | Electric Utility
6137 | A B Brown | 2 | Conventional Steam Coal | 265.2 | Electric Utility
6137 | A B Brown | 4 | Natural Gas Fired Combustion Turbine | 88.2 | Electric Utility
6137 | A B Brown | 5 | Natural Gas Fired Combustion Turbine | 88.2 | Electric Utility
58577 | Veolia ES Blackfoot Landfill Facility | BLG1 | Landfill Gas | 1.6 | Electric Utility
58577 | Veolia ES Blackfoot Landfill Facility | BLG2 | Landfill Gas | 1.6 | Electric Utility
7709 | Dahlberg | 1 | Natural Gas Fired Combustion Turbine | 91.9 | IPP Non-CHP
7709 | Dahlberg | 10 | Natural Gas Fired Combustion Turbine | 91.9 | IPP Non-CHP
7709 | Dahlberg | 2 | Natural Gas Fired Combustion Turbine | 91.9 | IPP Non-CHP
7709 | Dahlberg | 3 | Natural Gas Fired Combustion Turbine | 91.9 | IPP Non-CHP
7709 | Dahlberg | 4 | Natural Gas Fired Combustion Turbine | 91.9 | IPP Non-CHP
7709 | Dahlberg | 5 | Natural Gas Fired Combustion Turbine | 91.9 | IPP Non-CHP
7709 | Dahlberg | 6 | Natural Gas Fired Combustion Turbine | 91.9 | IPP Non-CHP
7709 | Dahlberg | 7 | Natural Gas Fired Combustion Turbine | 91.9 | IPP Non-CHP
7709 | Dahlberg | 8 | Natural Gas Fired Combustion Turbine | 91.9 | IPP Non-CHP
7709 | Dahlberg | 9 | Natural Gas Fired Combustion Turbine | 91.9 | IPP Non-CHP
7710 | H Allen Franklin Combined Cycle | CT1A | Natural Gas Fired Combined Cycle | 203.1 | IPP Non-CHP
7710 | H Allen Franklin Combined Cycle | CT1B | Natural Gas Fired Combined Cycle | 203.1 | IPP Non-CHP
7710 | H Allen Franklin Combined Cycle | CT2A | Natural Gas Fired Combined Cycle | 203.1 | IPP Non-CHP
7710 | H Allen Franklin Combined Cycle | CT2B | Natural Gas Fired Combined Cycle | 203.1 | IPP Non-CHP
7710 | H Allen Franklin Combined Cycle | CT3A | Natural Gas Fired Combined Cycle | 203.1 | IPP Non-CHP
7710 | H Allen Franklin Combined Cycle | CT3B | Natural Gas Fired Combined Cycle | 203.1 | IPP Non-CHP
7710 | H Allen Franklin Combined Cycle | ST1 | Natural Gas Fired Combined Cycle | 213.3 | IPP Non-CHP
7710 | H Allen Franklin Combined Cycle | ST2 | Natural Gas Fired Combined Cycle | 281.9 | IPP Non-CHP
7710 | H Allen Franklin Combined Cycle | ST3 | Natural Gas Fired Combined Cycle | 281.9 | IPP Non-CHP
7826 | Rowan | 001 | Natural Gas Fired Combustion Turbine | 199.4 | IPP Non-CHP
7826 | Rowan | 002 | Natural Gas Fired Combustion Turbine | 199.4 | IPP Non-CHP
7826 | Rowan | 003 | Natural Gas Fired Combustion Turbine | 199.4 | IPP Non-CHP
7826 | Rowan | 4 | Natural Gas Fired Combined Cycle | 199.4 | IPP Non-CHP
7826 | Rowan | 5 | Natural Gas Fired Combined Cycle | 199.4 | IPP Non-CHP
7826 | Rowan | STG | Natural Gas Fired Combined Cycle | 195 | IPP Non-CHP
7897 | E B Harris Electric Generating Plant | CT1A | Natural Gas Fired Combined Cycle | 185 | IPP Non-CHP
7897 | E B Harris Electric Generating Plant | CT1B | Natural Gas Fired Combined Cycle | 185 | IPP Non-CHP
7897 | E B Harris Electric Generating Plant | CT2A | Natural Gas Fired Combined Cycle | 185 | IPP Non-CHP
7897 | E B Harris Electric Generating Plant | CT2B | Natural Gas Fired Combined Cycle | 185 | IPP Non-CHP
7897 | E B Harris Electric Generating Plant | ST1 | Natural Gas Fired Combined Cycle | 282 | IPP Non-CHP
7897 | E B Harris Electric Generating Plant | ST2 | Natural Gas Fired Combined Cycle | 282 | IPP Non-CHP
55267 | Edward L. Addison Generating Plant | 712 | Natural Gas Fired Combustion Turbine | 175.3 | IPP Non-CHP
55267 | Edward L. Addison Generating Plant | 713 | Natural Gas Fired Combustion Turbine | 175.3 | IPP Non-CHP
55267 | Edward L. Addison Generating Plant | 714 | Natural Gas Fired Combustion Turbine | 175.3 | IPP Non-CHP
55267 | Edward L. Addison Generating Plant | 715 | Natural Gas Fired Combustion Turbine | 175.3 | IPP Non-CHP
55286 | Oleander Power Project LP | OG1 | Natural Gas Fired Combustion Turbine | 198.9 | IPP Non-CHP
55286 | Oleander Power Project LP | OG2 | Natural Gas Fired Combustion Turbine | 198.9 | IPP Non-CHP
55286 | Oleander Power Project LP | OG3 | Natural Gas Fired Combustion Turbine | 198.9 | IPP Non-CHP
55286 | Oleander Power Project LP | OG4 | Natural Gas Fired Combustion Turbine | 198.9 | IPP Non-CHP
55286 | Oleander Power Project LP | OG5 | Natural Gas Fired Combustion Turbine | 198.8 | IPP Non-CHP
55708 | Nacogdoches Power | STG4 | Wood/Wood Waste Biomass | 114 | IPP Non-CHP
55821 | Curtis H Stanton Energy Center | A | Natural Gas Fired Combined Cycle | 203.2 | IPP Non-CHP
55821 | Curtis H Stanton Energy Center | B | Natural Gas Fired Combined Cycle | 203.2 | IPP Non-CHP
55821 | Curtis H Stanton Energy Center | C | Natural Gas Fired Combined Cycle | 281.9 | IPP Non-CHP
55965 | Wansley Combined Cycle | CT6A | Natural Gas Fired Combined Cycle | 203.1 | IPP Non-CHP
55965 | Wansley Combined Cycle | CT6B | Natural Gas Fired Combined Cycle | 203.1 | IPP Non-CHP
55965 | Wansley Combined Cycle | CT7A | Natural Gas Fired Combined Cycle | 203.1 | IPP Non-CHP
55965 | Wansley Combined Cycle | CT7B | Natural Gas Fired Combined Cycle | 203.1 | IPP Non-CHP
55965 | Wansley Combined Cycle | ST6 | Natural Gas Fired Combined Cycle | 213.3 | IPP Non-CHP
55965 | Wansley Combined Cycle | ST7 | Natural Gas Fired Combined Cycle | 213.3 | IPP Non-CHP
57029 | Cleveland Cnty Generating Facility | 1 | Natural Gas Fired Combustion Turbine | 184 | IPP Non-CHP
57029 | Cleveland Cnty Generating Facility | 2 | Natural Gas Fired Combustion Turbine | 184 | IPP Non-CHP
57029 | Cleveland Cnty Generating Facility | 3 | Natural Gas Fired Combustion Turbine | 184 | IPP Non-CHP
57029 | Cleveland Cnty Generating Facility | 4 | Natural Gas Fired Combustion Turbine | 184 | IPP Non-CHP
57243 | Cimarron Solar Facility | CIM1 | Solar Photovoltaic | 30.6 | IPP Non-CHP
57651 | FRV Cygnus Solar Project | FRV3 | Solar Photovoltaic | 20 | IPP Non-CHP
58467 | Campo Verde Solar | CVS1 | Solar Photovoltaic | 147.4 | IPP Non-CHP
58487 | Granville Solar PV Power Project | 1 | Solar Photovoltaic | 2.5 | IPP Non-CHP
58489 | Apex Solar PV Power Project | 1 | Solar Photovoltaic | 20 | IPP Non-CHP
58490 | Spectrum Solar PV Power Project | 1 | Solar Photovoltaic | 30 | IPP Non-CHP
58592 | Solar Gen 2 | ALHM | Solar Photovoltaic | 51.7 | IPP Non-CHP
58592 | Solar Gen 2 | ARK | Solar Photovoltaic | 51.7 | IPP Non-CHP
58592 | Solar Gen 2 | SONR | Solar Photovoltaic | 51.7 | IPP Non-CHP
59010 | Macho Springs | MSS1 | Solar Photovoltaic | 52.2 | IPP Non-CHP
54675 | Spartanburg Water System | DI2 | Petroleum Liquids | 2 | Commercial Non-CHP
54675 | Spartanburg Water System | DI3 | Petroleum Liquids | 1.3 | Commercial Non-CHP
54675 | Spartanburg Water System | HG1 | Conventional Hydroelectric | 0.5 | Commercial Non-CHP
54675 | Spartanburg Water System | HG2 | Conventional Hydroelectric | 0.5 | Commercial Non-CHP
7768 | Sowega Power | CTG2 | Natural Gas Fired Combustion Turbine | 49.8 | IPP Non-CHP
7768 | Sowega Power | CTG3 | Natural Gas Fired Combustion Turbine | 49.8 | IPP Non-CHP
7842 | Freedom Power Project | CT1 | Natural Gas Fired Combustion Turbine | 71 | Electric Utility
1416 | Arsenal Hill | 5 | Natural Gas Steam Turbine | 125 | Electric Utility
1417 | Lieberman | 2 | Natural Gas Steam Turbine | 25 | Electric Utility
1417 | Lieberman | 3 | Natural Gas Steam Turbine | 114 | Electric Utility
1417 | Lieberman | 4 | Natural Gas Steam Turbine | 114 | Electric Utility
3476 | Knox Lee | 2 | Natural Gas Steam Turbine | 38 | Electric Utility
3476 | Knox Lee | 3 | Natural Gas Steam Turbine | 38 | Electric Utility
3476 | Knox Lee | 4 | Natural Gas Steam Turbine | 74 | Electric Utility
3476 | Knox Lee | 5 | Natural Gas Steam Turbine | 351 | Electric Utility
3477 | Lone Star | 1 | Natural Gas Steam Turbine | 40 | Electric Utility
3478 | Wilkes | 1 | Natural Gas Steam Turbine | 180 | Electric Utility
3478 | Wilkes | 2 | Natural Gas Steam Turbine | 351 | Electric Utility
3478 | Wilkes | 3 | Natural Gas Steam Turbine | 351 | Electric Utility
6138 | Flint Creek | 1 | Conventional Steam Coal | 558 | Electric Utility
6139 | Welsh | 1 | Conventional Steam Coal | 558 | Electric Utility
6139 | Welsh | 2 | Conventional Steam Coal | 558 | Electric Utility
6139 | Welsh | 3 | Conventional Steam Coal | 558 | Electric Utility
7902 | Pirkey | 1 | Conventional Steam Coal | 721 | Electric Utility
56328 | Harry D Mattison Gas Plant | 1 | Natural Gas Fired Combustion Turbine | 86.5 | Electric Utility
56328 | Harry D Mattison Gas Plant | 2 | Natural Gas Fired Combustion Turbine | 86.5 | Electric Utility
56328 | Harry D Mattison Gas Plant | 3 | Natural Gas Fired Combustion Turbine | 88 | Electric Utility
56328 | Harry D Mattison Gas Plant | 4 | Natural Gas Fired Combustion Turbine | 88 | Electric Utility
56564 | John W Turk Jr Power Plant | 1 | Conventional Steam Coal | 609 | Electric Utility
56565 | J Lamar Stall Unit | 6A | Natural Gas Fired Combined Cycle | 184 | Electric Utility
56565 | J Lamar Stall Unit | 6B | Natural Gas Fired Combined Cycle | 184 | Electric Utility
56565 | J Lamar Stall Unit | 6STG | Natural Gas Fired Combined Cycle | 256 | Electric Utility
50985 | Solano County Cogen Plant | 3163 | Natural Gas Internal Combustion Engine | 1 | Commercial CHP
50985 | Solano County Cogen Plant | 3164 | Natural Gas Internal Combustion Engine | 0.4 | Commercial CHP
50985 | Solano County Cogen Plant | 3165 | Natural Gas Internal Combustion Engine | 1.4 | Commercial CHP
2446 | Maddox | 1 | Natural Gas Steam Turbine | 113.6 | Electric Utility
2446 | Maddox | 2 | Natural Gas Fired Combustion Turbine | 86.9 | Electric Utility
2446 | Maddox | 3 | Natural Gas Fired Combustion Turbine | 11.5 | Electric Utility
2453 | Carlsbad | 5 | Natural Gas Fired Combustion Turbine | 16.3 | Electric Utility
2454 | Cunningham | 1 | Natural Gas Steam Turbine | 75 | Electric Utility
2454 | Cunningham | 2 | Natural Gas Steam Turbine | 190.4 | Electric Utility
2454 | Cunningham | 3 | Natural Gas Fired Combustion Turbine | 126.9 | Electric Utility
2454 | Cunningham | 4 | Natural Gas Fired Combustion Turbine | 126.9 | Electric Utility
3482 | Jones | 1 | Natural Gas Steam Turbine | 247.5 | Electric Utility
3482 | Jones | 2 | Natural Gas Steam Turbine | 247.5 | Electric Utility
3482 | Jones | 3 | Natural Gas Fired Combustion Turbine | 182.7 | Electric Utility
3482 | Jones | 4 | Natural Gas Fired Combustion Turbine | 182.7 | Electric Utility
3484 | Nichols | 1 | Natural Gas Steam Turbine | 113.6 | Electric Utility
3484 | Nichols | 2 | Natural Gas Steam Turbine | 113.6 | Electric Utility
3484 | Nichols | 3 | Natural Gas Steam Turbine | 247.5 | Electric Utility
3485 | Plant X | 1 | Natural Gas Steam Turbine | 48 | Electric Utility
3485 | Plant X | 2 | Natural Gas Steam Turbine | 98 | Electric Utility
3485 | Plant X | 3 | Natural Gas Steam Turbine | 98 | Electric Utility
3485 | Plant X | 4 | Natural Gas Steam Turbine | 190.4 | Electric Utility
6193 | Harrington | 1 | Conventional Steam Coal | 360 | Electric Utility
6193 | Harrington | 2 | Conventional Steam Coal | 360 | Electric Utility
6193 | Harrington | 3 | Conventional Steam Coal | 360 | Electric Utility
6194 | Tolk | 1 | Conventional Steam Coal | 567.9 | Electric Utility
6194 | Tolk | 2 | Conventional Steam Coal | 567.9 | Electric Utility
58125 | Quay County | 1 | Petroleum Liquids | 27 | Electric Utility
10706 | Burney Creek | GEN1 | Conventional Hydroelectric | 3 | IPP Non-CHP
10707 | Cove Hydroelectric | GEN1 | Conventional Hydroelectric | 5 | IPP Non-CHP
10708 | Lost Creek I | GEN1 | Conventional Hydroelectric | 1.1 | IPP Non-CHP
10709 | Ponderosa Bailey Creek | GEN1 | Conventional Hydroelectric | 1.1 | IPP Non-CHP
2303 | Spalding | 1 | Conventional Hydroelectric | 0.1 | Electric Utility
2303 | Spalding | 2 | Conventional Hydroelectric | 0.1 | Electric Utility
2303 | Spalding | 4 | Petroleum Liquids | 0.2 | Electric Utility
2303 | Spalding | 5 | Petroleum Liquids | 0.4 | Electric Utility
2303 | Spalding | 6 | Petroleum Liquids | 1.3 | Electric Utility
1186 | Spencer Gas Turbine | GT1 | Petroleum Liquids | 23.8 | Electric Utility
54882 | CenturyLink Regional HQ | GEN1 | Petroleum Liquids | 1 | Commercial Non-CHP
54882 | CenturyLink Regional HQ | GEN2 | Petroleum Liquids | 1 | Commercial Non-CHP
2013 | Spring Valley | 2 | Petroleum Liquids | 1.1 | Electric Utility
2013 | Spring Valley | 3 | Petroleum Liquids | 2 | Electric Utility
2013 | Spring Valley | 4 | Petroleum Liquids | 2 | Electric Utility
2013 | Spring Valley | 5 | Petroleum Liquids | 2 | Electric Utility
963 | Dallman | 1 | Conventional Steam Coal | 90.2 | Electric Utility
963 | Dallman | 2 | Conventional Steam Coal | 90.2 | Electric Utility
963 | Dallman | 3 | Conventional Steam Coal | 207.3 | Electric Utility
963 | Dallman | 4 | Conventional Steam Coal | 230.1 | Electric Utility
964 | Lakeside | D1 | Petroleum Liquids | 1.8 | Electric Utility
964 | Lakeside | D2 | Petroleum Liquids | 1.8 | Electric Utility
964 | Lakeside | D3 | Petroleum Liquids | 1.8 | Electric Utility
965 | Reynolds | 1 | Petroleum Liquids | 17.5 | Electric Utility
7425 | Interstate | 1 | Natural Gas Fired Combustion Turbine | 138.6 | Electric Utility
8016 | Factory | 1 | Petroleum Liquids | 26.6 | Electric Utility
2161 | James River Power Station | 1 | Conventional Steam Coal | 22 | Electric Utility
2161 | James River Power Station | 2 | Conventional Steam Coal | 22 | Electric Utility
2161 | James River Power Station | 3 | Conventional Steam Coal | 44 | Electric Utility
2161 | James River Power Station | 4 | Conventional Steam Coal | 60 | Electric Utility
2161 | James River Power Station | 5 | Conventional Steam Coal | 105 | Electric Utility
2161 | James River Power Station | GT1 | Natural Gas Fired Combustion Turbine | 96 | Electric Utility
2161 | James River Power Station | GT2 | Natural Gas Fired Combustion Turbine | 101.5 | Electric Utility
6195 | John Twitty Energy Center | GT1 | Natural Gas Fired Combustion Turbine | 57 | Electric Utility
6195 | John Twitty Energy Center | GT2 | Natural Gas Fired Combustion Turbine | 52 | Electric Utility
6195 | John Twitty Energy Center | ST1 | Conventional Steam Coal | 194 | Electric Utility
6195 | John Twitty Energy Center | ST2 | Conventional Steam Coal | 300 | Electric Utility
7903 | McCartney | MGS1 | Natural Gas Fired Combustion Turbine | 58.9 | Electric Utility
7903 | McCartney | MSG2 | Natural Gas Fired Combustion Turbine | 58.9 | Electric Utility
56404 | Noble Hill Landfill | NHLC | Landfill Gas | 3.2 | Electric Utility
8100 | Springfield (CO) | 1 | Petroleum Liquids | 1.2 | Electric Utility
8100 | Springfield (CO) | 2 | Petroleum Liquids | 0.2 | Electric Utility
8100 | Springfield (CO) | IC4 | Petroleum Liquids | 0.5 | Electric Utility
8100 | Springfield (CO) | IC5 | Petroleum Liquids | 0.8 | Electric Utility
2012 | Springfield (MN) | 5 | Petroleum Liquids | 1.8 | Electric Utility
2012 | Springfield (MN) | 6 | Petroleum Liquids | 1.8 | Electric Utility
2012 | Springfield (MN) | 7 | Petroleum Liquids | 1.8 | Electric Utility
2012 | Springfield (MN) | 8 | Petroleum Liquids | 1.8 | Electric Utility
2012 | Springfield (MN) | 9 | Petroleum Liquids | 1.8 | Electric Utility
3688 | Bartholomew | 2 | Conventional Hydroelectric | 1 | Electric Utility
7028 | Whitehead | K1 | Natural Gas Internal Combustion Engine | 7 | Electric Utility
7028 | Whitehead | K2 | Natural Gas Internal Combustion Engine | 7 | Electric Utility
7028 | Whitehead | K3 | Natural Gas Internal Combustion Engine | 7 | Electric Utility
7028 | Whitehead | K4 | Natural Gas Internal Combustion Engine | 5 | Electric Utility
56100 | St. Charles Power Plant | 1 | Petroleum Liquids | 2.2 | Electric Utility
56100 | St. Charles Power Plant | 2 | Petroleum Liquids | 2.2 | Electric Utility
56100 | St. Charles Power Plant | 3 | Petroleum Liquids | 2.2 | Electric Utility
56100 | St. Charles Power Plant | 4 | Petroleum Liquids | 2.2 | Electric Utility
1321 | St Francis | 2 | Petroleum Liquids | 1.5 | Electric Utility
1321 | St Francis | 3 | Petroleum Liquids | 0.8 | Electric Utility
1321 | St Francis | 4 | Petroleum Liquids | 2.7 | Electric Utility
1321 | St Francis | 5 | Petroleum Liquids | 0.9 | Electric Utility
7080 | St George Red Rock | 1 | Petroleum Liquids | 7 | Electric Utility
7080 | St George Red Rock | 2 | Petroleum Liquids | 7 | Electric Utility
7767 | Bloomington Power Plant | 1 | Petroleum Liquids | 1.7 | Electric Utility
7767 | Bloomington Power Plant | 2 | Petroleum Liquids | 1.7 | Electric Utility
7767 | Bloomington Power Plant | 3 | Petroleum Liquids | 1.7 | Electric Utility
7767 | Bloomington Power Plant | 4 | Petroleum Liquids | 1.7 | Electric Utility
7767 | Bloomington Power Plant | 5 | Petroleum Liquids | 1.7 | Electric Utility
7767 | Bloomington Power Plant | 6 | Petroleum Liquids | 1.7 | Electric Utility
56253 | Millcreek Power Generation | MC1 | Natural Gas Fired Combustion Turbine | 40 | Electric Utility
56253 | Millcreek Power Generation | MC2 | Natural Gas Fired Combustion Turbine | 40 | Electric Utility
1929 | St James | 1 | Petroleum Liquids | 2 | Electric Utility
1929 | St James | 2 | Petroleum Liquids | 2 | Electric Utility
1929 | St James | 3 | Petroleum Liquids | 2 | Electric Utility
1929 | St James | 4 | Petroleum Liquids | 2 | Electric Utility
1929 | St James | 5 | Petroleum Liquids | 2 | Electric Utility
1929 | St James | 6 | Petroleum Liquids | 2 | Electric Utility
1322 | St John | 2 | Petroleum Liquids | 1.3 | Electric Utility
1322 | St John | 4 | Petroleum Liquids | 1.7 | Electric Utility
1322 | St John | 5 | Petroleum Liquids | 2 | Electric Utility
1852 | St Louis | 1 | Petroleum Liquids | 1.3 | Electric Utility
1852 | St Louis | 2 | Petroleum Liquids | 0.6 | Electric Utility
1852 | St Louis | 3 | Petroleum Liquids | 0.9 | Electric Utility
1852 | St Louis | 5 | Conventional Hydroelectric | 0.2 | Electric Utility
1852 | St Louis | 6 | Conventional Hydroelectric | 0.2 | Electric Utility
1852 | St Louis | 7 | Petroleum Liquids | 1.1 | Electric Utility
1852 | St Louis | 8 | Petroleum Liquids | 1.5 | Electric Utility
1852 | St Louis | 9 | Petroleum Liquids | 1.3 | Electric Utility
54534 | St Josephs Hospital | 0001 | Natural Gas Internal Combustion Engine | 1.7 | Commercial CHP
2942 | St Marys | 7 | Petroleum Liquids | 14 | Electric Utility
2942 | St Marys | GT1 | Natural Gas Fired Combustion Turbine | 11 | Electric Utility
54262 | Saint Marys Hospital Power Plant | 1 | Natural Gas Fired Combined Cycle | 4.7 | Commercial CHP
54262 | Saint Marys Hospital Power Plant | 4 | Natural Gas Fired Combined Cycle | 3 | Commercial CHP
54262 | Saint Marys Hospital Power Plant | 5 | Petroleum Liquids | 2.5 | Commercial CHP
54262 | Saint Marys Hospital Power Plant | 6 | Natural Gas Internal Combustion Engine | 2.7 | Commercial CHP
54262 | Saint Marys Hospital Power Plant | 7 | Petroleum Liquids | 2.5 | Commercial CHP
50704 | Somersworth Lower Great Dam | GEN1 | Conventional Hydroelectric | 1.3 | IPP Non-CHP
1325 | Stafford | 2 | Petroleum Liquids | 0.9 | Electric Utility
1325 | Stafford | 3 | Petroleum Liquids | 0.8 | Electric Utility
1325 | Stafford | 4 | Petroleum Liquids | 1.4 | Electric Utility
1325 | Stafford | 5 | Petroleum Liquids | 1.1 | Electric Utility
8110 | Stanberry | 1 | Natural Gas Internal Combustion Engine | 1.1 | Electric Utility
8110 | Stanberry | 2 | Natural Gas Internal Combustion Engine | 1.1 | Electric Utility
8110 | Stanberry | IC5 | Petroleum Liquids | 0.3 | Electric Utility
8110 | Stanberry | IC6 | Natural Gas Internal Combustion Engine | 1.8 | Electric Utility
50433 | Ada Dam | ADA1 | Conventional Hydroelectric | 1.4 | IPP Non-CHP
50621 | Central Power Plant | GEN3 | Petroleum Liquids | 2 | Commercial CHP
50621 | Central Power Plant | GEN4 | Petroleum Liquids | 2 | Commercial CHP
50621 | Central Power Plant | GEN5 | Petroleum Liquids | 3 | Commercial CHP
50621 | Central Power Plant | GEN6 | Petroleum Liquids | 3 | Commercial CHP
1187 | State Center | 1 | Petroleum Liquids | 0.6 | Electric Utility
1187 | State Center | 2 | Petroleum Liquids | 0.6 | Electric Utility
1187 | State Center | 3 | Petroleum Liquids | 1.3 | Electric Utility
1187 | State Center | 4 | Petroleum Liquids | 1.3 | Electric Utility
1187 | State Center | 6 | Natural Gas Internal Combustion Engine | 2.5 | Electric Utility
55274 | State Farm Support Center East | 2A | Petroleum Liquids | 1.8 | Commercial Non-CHP
55274 | State Farm Support Center East | 2B | Petroleum Liquids | 1.8 | Commercial Non-CHP
55274 | State Farm Support Center East | 3A | Petroleum Liquids | 1.8 | Commercial Non-CHP
55274 | State Farm Support Center East | 3B | Petroleum Liquids | 1.8 | Commercial Non-CHP
55274 | State Farm Support Center East | 4A | Petroleum Liquids | 1.8 | Commercial Non-CHP
55274 | State Farm Support Center East | 4B | Petroleum Liquids | 1.8 | Commercial Non-CHP
50743 | Starrett City Cogen Facility | GEN1 | Natural Gas Steam Turbine | 6 | Commercial CHP
50743 | Starrett City Cogen Facility | GEN2 | Natural Gas Steam Turbine | 6 | Commercial CHP
50743 | Starrett City Cogen Facility | GEN3 | Petroleum Liquids | 2 | Commercial CHP
50743 | Starrett City Cogen Facility | GEN4 | Petroleum Liquids | 2 | Commercial CHP
50743 | Starrett City Cogen Facility | GEN5 | Petroleum Liquids | 2 | Commercial CHP
54406 | Capitol Heat and Power | P31 | Petroleum Liquids | 1 | Commercial Non-CHP
54406 | Capitol Heat and Power | P32 | Petroleum Liquids | 1 | Commercial Non-CHP
54407 | Waupun Correctional Central Heating Plt | 1 | Conventional Steam Coal | 1 | Commercial CHP
54407 | Waupun Correctional Central Heating Plt | 2 | Conventional Steam Coal | 1 | Commercial CHP
54407 | Waupun Correctional Central Heating Plt | 3 | Petroleum Liquids | 0.8 | Commercial CHP
54407 | Waupun Correctional Central Heating Plt | 4 | Petroleum Liquids | 1.5 | Commercial CHP
54408 | UW Madison Charter Street Plant | 1 | Natural Gas Steam Turbine | 9.7 | Commercial CHP
54408 | UW Madison Charter Street Plant | 3 | Petroleum Liquids | 1.3 | Commercial CHP
54665 | Steamboat II | T201 | Geothermal | 9.1 | IPP Non-CHP
54665 | Steamboat II | T202 | Geothermal | 9.1 | IPP Non-CHP
54666 | Steamboat III | T301 | Geothermal | 9.1 | IPP Non-CHP
54666 | Steamboat III | T302 | Geothermal | 9.1 | IPP Non-CHP
55390 | State Farm Insur Support Center Central | 2A | Petroleum Liquids | 1.8 | Commercial Non-CHP
55390 | State Farm Insur Support Center Central | 2B | Petroleum Liquids | 1.8 | Commercial Non-CHP
55390 | State Farm Insur Support Center Central | 3A | Petroleum Liquids | 1.8 | Commercial Non-CHP
55390 | State Farm Insur Support Center Central | 3B | Petroleum Liquids | 1.8 | Commercial Non-CHP
55390 | State Farm Insur Support Center Central | 4A | Petroleum Liquids | 1.8 | Commercial Non-CHP
55390 | State Farm Insur Support Center Central | 4B | Petroleum Liquids | 1.8 | Commercial Non-CHP
56035 | Smithfield Farmland Corp-Wilson | 1 | Petroleum Liquids | 1.4 | IPP CHP
56035 | Smithfield Farmland Corp-Wilson | 2 | Petroleum Liquids | 1.4 | IPP CHP
1326 | Sterling | 1 | Petroleum Liquids | 1.5 | Electric Utility
1326 | Sterling | 2 | Petroleum Liquids | 0.5 | Electric Utility
1326 | Sterling | 3 | Petroleum Liquids | 3 | Electric Utility
1326 | Sterling | 4 | Petroleum Liquids | 1.1 | Electric Utility
1326 | Sterling | 5 | Petroleum Liquids | 1.4 | Electric Utility
1326 | Sterling | 6 | Petroleum Liquids | 1.4 | Electric Utility
1326 | Sterling | 7 | Petroleum Liquids | 1.4 | Electric Utility
50513 | Stillwater Reservoir Hydro | GEN1 | Conventional Hydroelectric | 1.8 | IPP Non-CHP
3000 | Boomer Lake Station | 1 | Natural Gas Steam Turbine | 10 | Electric Utility
3000 | Boomer Lake Station | 2 | Natural Gas Steam Turbine | 12.7 | Electric Utility
3000 | Boomer Lake Station | 3 | Petroleum Liquids | 2 | Electric Utility
3000 | Boomer Lake Station | 4 | Petroleum Liquids | 2 | Electric Utility
3000 | Boomer Lake Station | 5 | Petroleum Liquids | 2 | Electric Utility
55987 | Stillwater Water Treatment Plant | 6 | Petroleum Liquids | 2 | Electric Utility
1327 | Stockton | 1 | Natural Gas Internal Combustion Engine | 1.1 | Electric Utility
1327 | Stockton | 2 | Natural Gas Internal Combustion Engine | 1.1 | Electric Utility
1327 | Stockton | 3 | Natural Gas Internal Combustion Engine | 2 | Electric Utility
1327 | Stockton | 4 | Natural Gas Internal Combustion Engine | 0.5 | Electric Utility
1327 | Stockton | 5 | Natural Gas Internal Combustion Engine | 1.3 | Electric Utility
50813 | Hopewell Mill | GEN1 | Wood/Wood Waste Biomass | 47.6 | Industrial CHP
50801 | Uncasville Mill | GEN1 | Natural Gas Steam Turbine | 2.8 | Industrial CHP
50810 | Stone Container Hodge | NO 6 | Wood/Wood Waste Biomass | 5 | Industrial CHP
50810 | Stone Container Hodge | NO 7 | Wood/Wood Waste Biomass | 15.6 | Industrial CHP
50810 | Stone Container Hodge | NO 8 | Wood/Wood Waste Biomass | 27.5 | Industrial CHP
50810 | Stone Container Hodge | NO 9 | Wood/Wood Waste Biomass | 23.3 | Industrial CHP
50807 | Stone Container Panama City Mill | GEN3 | Wood/Wood Waste Biomass | 4 | Industrial CHP
50807 | Stone Container Panama City Mill | GEN4 | Wood/Wood Waste Biomass | 10 | Industrial CHP
50807 | Stone Container Panama City Mill | GEN6 | Wood/Wood Waste Biomass | 20 | Industrial CHP
50811 | RockTenn Coshocton Mill | GEN1 | Wood/Wood Waste Biomass | 16.5 | Industrial CHP
50806 | Florence Mill | GEN1 | Wood/Wood Waste Biomass | 12.5 | Industrial CHP
50806 | Florence Mill | GEN2 | Wood/Wood Waste Biomass | 16 | Industrial CHP
50806 | Florence Mill | GEN3 | Wood/Wood Waste Biomass | 79.1 | Industrial CHP
54845 | Sun Trust Plaza | EG-1 | Petroleum Liquids | 1.2 | Commercial Non-CHP
54845 | Sun Trust Plaza | EG-2 | Petroleum Liquids | 1.2 | Commercial Non-CHP
1188 | Story City | 1 | Petroleum Liquids | 1.3 | Electric Utility
1188 | Story City | 2 | Petroleum Liquids | 2 | Electric Utility
1188 | Story City | 4A | Petroleum Liquids | 3.5 | Electric Utility
1188 | Story City | 5A | Petroleum Liquids | 3.1 | Electric Utility
1188 | Story City | 6 | Petroleum Liquids | 2 | Electric Utility
1188 | Story City | 7 | Petroleum Liquids | 2 | Electric Utility
50435 | Sugarloaf Hydro Plant | SUG1 | Conventional Hydroelectric | 2.5 | IPP Non-CHP
54653 | Kanaka | KAN1 | Conventional Hydroelectric | 1.1 | IPP Non-CHP
54654 | Kekawaka Power House | KEK1 | Conventional Hydroelectric | 4.9 | IPP Non-CHP
54969 | Dixon Hydroelectric Dam | 1 | Conventional Hydroelectric | 0.6 | IPP Non-CHP
54969 | Dixon Hydroelectric Dam | 2 | Conventional Hydroelectric | 0.6 | IPP Non-CHP
54969 | Dixon Hydroelectric Dam | 3 | Conventional Hydroelectric | 0.6 | IPP Non-CHP
54969 | Dixon Hydroelectric Dam | 4 | Conventional Hydroelectric | 0.6 | IPP Non-CHP
54969 | Dixon Hydroelectric Dam | 5 | Conventional Hydroelectric | 0.6 | IPP Non-CHP
7926 | South Strawberry | 1A | Petroleum Liquids | 1.8 | Electric Utility
7926 | South Strawberry | 2A | Petroleum Liquids | 1.8 | Electric Utility
3691 | Spanish Fork | 1 | Conventional Hydroelectric | 1.7 | Electric Utility
3691 | Spanish Fork | 2 | Conventional Hydroelectric | 1.7 | Electric Utility
3691 | Spanish Fork | 3 | Conventional Hydroelectric | 0.2 | Electric Utility
2305 | Stuart (NE) | 1 | Petroleum Liquids | 0.7 | Electric Utility
2305 | Stuart (NE) | 2 | Petroleum Liquids | 0.2 | Electric Utility
2305 | Stuart (NE) | 3 | Petroleum Liquids | 0.2 | Electric Utility
2305 | Stuart (NE) | 5 | Petroleum Liquids | 0.8 | Electric Utility
1190 | Stuart (IA) | 1 | Petroleum Liquids | 0.6 | Electric Utility
1190 | Stuart (IA) | 2 | Petroleum Liquids | 1.1 | Electric Utility
1190 | Stuart (IA) | 4 | Petroleum Liquids | 1.1 | Electric Utility
7857 | Gilliam South | 1 | Petroleum Liquids | 1.8 | Electric Utility
7857 | Gilliam South | 7 | Petroleum Liquids | 2.5 | Electric Utility
54655 | Schoolfield Dam | SCH1 | Conventional Hydroelectric | 1.5 | IPP Non-CHP
54655 | Schoolfield Dam | SCH2 | Conventional Hydroelectric | 1.5 | IPP Non-CHP
54655 | Schoolfield Dam | SCH3 | Conventional Hydroelectric | 1.5 | IPP Non-CHP
1855 | Sturgis City Diesel Plant | 6 | Natural Gas Internal Combustion Engine | 6 | Electric Utility
1856 | Hydro Plant | 1 | Conventional Hydroelectric | 0.4 | Electric Utility
1856 | Hydro Plant | 2 | Conventional Hydroelectric | 0.4 | Electric Utility
1856 | Hydro Plant | 3 | Conventional Hydroelectric | 0.7 | Electric Utility
1856 | Hydro Plant | 4 | Conventional Hydroelectric | 0.7 | Electric Utility
969 | Sullivan (IL) | 1 | Petroleum Liquids | 4.3 | Electric Utility
969 | Sullivan (IL) | 10 | Petroleum Liquids | 2.4 | Electric Utility
969 | Sullivan (IL) | 11 | Petroleum Liquids | 2 | Electric Utility
969 | Sullivan (IL) | 12 | Petroleum Liquids | 1.1 | Electric Utility
969 | Sullivan (IL) | 13 | Petroleum Liquids | 2.3 | Electric Utility
969 | Sullivan (IL) | 14 | Petroleum Liquids | 2.3 | Electric Utility
969 | Sullivan (IL) | 15 | Petroleum Liquids | 2.3 | Electric Utility
969 | Sullivan (IL) | 2 | Petroleum Liquids | 2 | Electric Utility
969 | Sullivan (IL) | 3 | Petroleum Liquids | 1.5 | Electric Utility
969 | Sullivan (IL) | 4 | Petroleum Liquids | 1.1 | Electric Utility
969 | Sullivan (IL) | 5 | Petroleum Liquids | 1.1 | Electric Utility
969 | Sullivan (IL) | 6 | Petroleum Liquids | 0.6 | Electric Utility
969 | Sullivan (IL) | 9 | Petroleum Liquids | 2.4 | Electric Utility
1191 | Sumner | 1 | Petroleum Liquids | 2.6 | Electric Utility
1191 | Sumner | 2 | Petroleum Liquids | 1.2 | Electric Utility
1191 | Sumner | 6 | Petroleum Liquids | 1.8 | Electric Utility
108 | Holcomb | 1 | Conventional Steam Coal | 348.7 | Electric Utility
1230 | Cimarron River | 1 | Natural Gas Steam Turbine | 50 | Electric Utility
1230 | Cimarron River | 2 | Natural Gas Fired Combustion Turbine | 15 | Electric Utility
1233 | Fort Dodge | 4 | Natural Gas Steam Turbine | 149 | Electric Utility
1235 | Great Bend - Sunflower | 3 | Natural Gas Steam Turbine | 81.6 | Electric Utility
1336 | Garden City | S2 | Natural Gas Steam Turbine | 97.9 | Electric Utility
1336 | Garden City | S3 | Natural Gas Fired Combustion Turbine | 16 | Electric Utility
1336 | Garden City | S4 | Natural Gas Fired Combustion Turbine | 71.2 | Electric Utility
1336 | Garden City | S5 | Natural Gas Fired Combustion Turbine | 71.2 | Electric Utility
8037 | Clifton | 1 | Natural Gas Fired Combustion Turbine | 85 | Electric Utility
8037 | Clifton | 2 | Petroleum Liquids | 2.5 | Electric Utility
58255 | Rubart | 01 | Natural Gas Internal Combustion Engine | 10 | Electric Utility
58255 | Rubart | 02 | Natural Gas Internal Combustion Engine | 10 | Electric Utility
58255 | Rubart | 03 | Natural Gas Internal Combustion Engine | 10 | Electric Utility
58255 | Rubart | 04 | Natural Gas Internal Combustion Engine | 10 | Electric Utility
58255 | Rubart | 05 | Natural Gas Internal Combustion Engine | 10 | Electric Utility
58255 | Rubart | 06 | Natural Gas Internal Combustion Engine | 10 | Electric Utility
58255 | Rubart | 07 | Natural Gas Internal Combustion Engine | 10 | Electric Utility
58255 | Rubart | 08 | Natural Gas Internal Combustion Engine | 10 | Electric Utility
58255 | Rubart | 09 | Natural Gas Internal Combustion Engine | 10 | Electric Utility
58255 | Rubart | 10 | Natural Gas Internal Combustion Engine | 10 | Electric Utility
58255 | Rubart | 11 | Natural Gas Internal Combustion Engine | 10 | Electric Utility
58255 | Rubart | 12 | Natural Gas Internal Combustion Engine | 10 | Electric Utility
55182 | Sunrise Power LLC | STG | Natural Gas Fired Combined Cycle | 270 | IPP Non-CHP
55182 | Sunrise Power LLC | X718 | Natural Gas Fired Combined Cycle | 167.7 | IPP Non-CHP
55182 | Sunrise Power LLC | X719 | Natural Gas Fired Combined Cycle | 167.7 | IPP Non-CHP
50965 | Toledo Ref Power Recovery Train | GEN1 | Petroleum Coke | 6 | Industrial CHP
52106 | Philadelphia Refinery | GEN1 | Other Gases | 10 | Industrial CHP
52106 | Philadelphia Refinery | GEN2 | Other Gases | 10 | Industrial CHP
52106 | Philadelphia Refinery | GEN3 | Other Gases | 10 | Industrial CHP
6618 | Highgate Falls | 1 | Conventional Hydroelectric | 1.1 | Electric Utility
6618 | Highgate Falls | 2 | Conventional Hydroelectric | 1 | Electric Utility
6618 | Highgate Falls | 3 | Conventional Hydroelectric | 3.2 | Electric Utility
6618 | Highgate Falls | 4 | Conventional Hydroelectric | 5.8 | Electric Utility
50134 | Sycamore Cogeneration | GTAG | Natural Gas Fired Combustion Turbine | 75 | IPP CHP
50134 | Sycamore Cogeneration | GTBG | Natural Gas Fired Combustion Turbine | 75 | IPP CHP
50134 | Sycamore Cogeneration | GTCG | Natural Gas Fired Combustion Turbine | 75 | IPP CHP
50134 | Sycamore Cogeneration | GTDG | Natural Gas Fired Combustion Turbine | 75 | IPP CHP
50180 | Olsen | GEN1 | Conventional Hydroelectric | 5 | IPP Non-CHP
50835 | TES Filer City Station | GEN1 | Conventional Steam Coal | 70 | IPP CHP
50436 | Cascade Dam | CAS1 | Conventional Hydroelectric | 1.6 | IPP Non-CHP
50437 | French Landing Dam | FRL1 | Conventional Hydroelectric | 1.6 | IPP Non-CHP
3913 | Alder | 11 | Conventional Hydroelectric | 25 | Electric Utility
3913 | Alder | 12 | Conventional Hydroelectric | 25 | Electric Utility
3914 | Cushman 1 | 21 | Conventional Hydroelectric | 21.6 | Electric Utility
3914 | Cushman 1 | 22 | Conventional Hydroelectric | 21.6 | Electric Utility
3915 | Cushman 2 | 31 | Conventional Hydroelectric | 27 | Electric Utility
3915 | Cushman 2 | 32 | Conventional Hydroelectric | 27 | Electric Utility
3915 | Cushman 2 | 33 | Conventional Hydroelectric | 27 | Electric Utility
3915 | Cushman 2 | 34 | Conventional Hydroelectric | 1.8 | Electric Utility
3915 | Cushman 2 | 35 | Conventional Hydroelectric | 1.8 | Electric Utility
3916 | LaGrande | 1 | Conventional Hydroelectric | 6 | Electric Utility
3916 | LaGrande | 2 | Conventional Hydroelectric | 6 | Electric Utility
3916 | LaGrande | 3 | Conventional Hydroelectric | 6 | Electric Utility
3916 | LaGrande | 4 | Conventional Hydroelectric | 6 | Electric Utility
3916 | LaGrande | 5 | Conventional Hydroelectric | 40 | Electric Utility
3917 | Mayfield | 41 | Conventional Hydroelectric | 40.5 | Electric Utility
3917 | Mayfield | 42 | Conventional Hydroelectric | 40.5 | Electric Utility
3917 | Mayfield | 43 | Conventional Hydroelectric | 40.5 | Electric Utility
3917 | Mayfield | 44 | Conventional Hydroelectric | 40.5 | Electric Utility
3918 | Mossyrock | 51 | Conventional Hydroelectric | 150 | Electric Utility
3918 | Mossyrock | 52 | Conventional Hydroelectric | 150 | Electric Utility
7127 | Wynoochee | 1 | Conventional Hydroelectric | 12.8 | Electric Utility
50416 | Tannery Island Power | GEN1 | Conventional Hydroelectric | 0.3 | IPP Non-CHP
50416 | Tannery Island Power | GEN2 | Conventional Hydroelectric | 0.3 | IPP Non-CHP
50416 | Tannery Island Power | GEN3 | Conventional Hydroelectric | 0.3 | IPP Non-CHP
50416 | Tannery Island Power | GEN4 | Conventional Hydroelectric | 0.3 | IPP Non-CHP
50416 | Tannery Island Power | GEN5 | Conventional Hydroelectric | 0.3 | IPP Non-CHP
688 | Arvah B Hopkins | 1 | Natural Gas Steam Turbine | 75 | Electric Utility
688 | Arvah B Hopkins | 2 | All Other | 259.2 | Electric Utility
688 | Arvah B Hopkins | CT 2A | Natural Gas Fired Combined Cycle | 198.9 | Electric Utility
688 | Arvah B Hopkins | GT1 | Natural Gas Fired Combustion Turbine | 16.3 | Electric Utility
688 | Arvah B Hopkins | GT2 | Natural Gas Fired Combustion Turbine | 27 | Electric Utility
688 | Arvah B Hopkins | GT3 | Natural Gas Fired Combustion Turbine | 60 | Electric Utility
688 | Arvah B Hopkins | GT4 | Natural Gas Fired Combustion Turbine | 60 | Electric Utility
689 | S O Purdom | 8 | Natural Gas Fired Combined Cycle | 160 | Electric Utility
689 | S O Purdom | 9 | Natural Gas Fired Combined Cycle | 87 | Electric Utility
689 | S O Purdom | GT1 | Natural Gas Fired Combustion Turbine | 15 | Electric Utility
689 | S O Purdom | GT2 | Natural Gas Fired Combustion Turbine | 15 | Electric Utility
956 | C H Corn Hydroelectric Facility | 1 | Conventional Hydroelectric | 4.4 | Electric Utility
956 | C H Corn Hydroelectric Facility | 2 | Conventional Hydroelectric | 4.4 | Electric Utility
956 | C H Corn Hydroelectric Facility | 3 | Conventional Hydroelectric | 3.4 | Electric Utility
54323 | CNN Center | D4_1 | Petroleum Liquids | 1.5 | Commercial Non-CHP
54323 | CNN Center | D4_2 | Petroleum Liquids | 2 | Commercial Non-CHP
54323 | CNN Center | D4_3 | Petroleum Liquids | 2 | Commercial Non-CHP
54323 | CNN Center | D5_1 | Petroleum Liquids | 2 | Commercial Non-CHP
54323 | CNN Center | D5_2 | Petroleum Liquids | 2 | Commercial Non-CHP
54323 | CNN Center | D5_3 | Petroleum Liquids | 2 | Commercial Non-CHP
54323 | CNN Center | DK2 | Petroleum Liquids | 1.5 | Commercial Non-CHP
645 | Big Bend | GT4 | Natural Gas Fired Combustion Turbine | 62 | Electric Utility
645 | Big Bend | ST1 | Conventional Steam Coal | 445.5 | Electric Utility
645 | Big Bend | ST2 | Conventional Steam Coal | 445.5 | Electric Utility
645 | Big Bend | ST3 | Conventional Steam Coal | 445.5 | Electric Utility
645 | Big Bend | ST4 | Conventional Steam Coal | 486 | Electric Utility
748 | Phillips | 1 | Petroleum Liquids | 19.2 | Electric Utility
748 | Phillips | 2 | Petroleum Liquids | 19.2 | Electric Utility
7242 | Polk | 1CA | Coal Integrated Gasification Combined Cycle | 133.4 | Electric Utility
7242 | Polk | 1CT | Coal Integrated Gasification Combined Cycle | 192.9 | Electric Utility
7242 | Polk | 2 | Natural Gas Fired Combustion Turbine | 175.8 | Electric Utility
7242 | Polk | 3 | Natural Gas Fired Combustion Turbine | 175.8 | Electric Utility
7242 | Polk | 4 | Natural Gas Fired Combustion Turbine | 175.8 | Electric Utility
7242 | Polk | 5 | Natural Gas Fired Combustion Turbine | 175.8 | Electric Utility
7873 | H L Culbreath Bayside Power Station | 1A | Natural Gas Fired Combined Cycle | 189.9 | Electric Utility
7873 | H L Culbreath Bayside Power Station | 1B | Natural Gas Fired Combined Cycle | 189.9 | Electric Utility
7873 | H L Culbreath Bayside Power Station | 1C | Natural Gas Fired Combined Cycle | 189.9 | Electric Utility
7873 | H L Culbreath Bayside Power Station | 1ST | Natural Gas Fired Combined Cycle | 239.4 | Electric Utility
7873 | H L Culbreath Bayside Power Station | 2A | Natural Gas Fired Combined Cycle | 189.9 | Electric Utility
7873 | H L Culbreath Bayside Power Station | 2B | Natural Gas Fired Combined Cycle | 189.9 | Electric Utility
7873 | H L Culbreath Bayside Power Station | 2C | Natural Gas Fired Combined Cycle | 189.9 | Electric Utility
7873 | H L Culbreath Bayside Power Station | 2D | Natural Gas Fired Combined Cycle | 189.9 | Electric Utility
7873 | H L Culbreath Bayside Power Station | 2ST | Natural Gas Fired Combined Cycle | 445.7 | Electric Utility
7873 | H L Culbreath Bayside Power Station | 3 | Natural Gas Fired Combustion Turbine | 69.9 | Electric Utility
7873 | H L Culbreath Bayside Power Station | 4 | Natural Gas Fired Combustion Turbine | 69.9 | Electric Utility
7873 | H L Culbreath Bayside Power Station | 5 | Natural Gas Fired Combustion Turbine | 69.9 | Electric Utility
7873 | H L Culbreath Bayside Power Station | 6 | Natural Gas Fired Combustion Turbine | 69.9 | Electric Utility
55893 | Partnership Station | 1 | Natural Gas Internal Combustion Engine | 2.9 | Electric Utility
55893 | Partnership Station | 2 | Natural Gas Internal Combustion Engine | 2.9 | Electric Utility
50099 | Tamarack Energy Partnership | GEN1 | Wood/Wood Waste Biomass | 6.2 | IPP CHP
54347 | Howard F Curren Advncd Wastewater Plant | 1 | Other Waste Biomass | 0.5 | Commercial Non-CHP
54347 | Howard F Curren Advncd Wastewater Plant | 2 | Other Waste Biomass | 0.5 | Commercial Non-CHP
54347 | Howard F Curren Advncd Wastewater Plant | 3 | Other Waste Biomass | 0.5 | Commercial Non-CHP
54347 | Howard F Curren Advncd Wastewater Plant | 4 | Other Waste Biomass | 0.5 | Commercial Non-CHP
54347 | Howard F Curren Advncd Wastewater Plant | 5 | Other Waste Biomass | 0.5 | Commercial Non-CHP
1682 | Cleary Flood | 8 | Petroleum Liquids | 28.3 | Electric Utility
1682 | Cleary Flood | 9A | Petroleum Liquids | 23 | Electric Utility
1682 | Cleary Flood | CA9 | Petroleum Liquids | 95 | Electric Utility
55132 | Tenaska Gateway Generating Station | GTG1 | Natural Gas Fired Combined Cycle | 183.2 | IPP Non-CHP
55132 | Tenaska Gateway Generating Station | GTG2 | Natural Gas Fired Combined Cycle | 183.2 | IPP Non-CHP
55132 | Tenaska Gateway Generating Station | GTG3 | Natural Gas Fired Combined Cycle | 183.2 | IPP Non-CHP
55132 | Tenaska Gateway Generating Station | STG1 | Natural Gas Fired Combined Cycle | 390 | IPP Non-CHP
2308 | Tecumseh | 1 | Petroleum Liquids | 0.7 | Electric Utility
2308 | Tecumseh | 2 | Petroleum Liquids | 1.5 | Electric Utility
2308 | Tecumseh | 3 | Petroleum Liquids | 1.1 | Electric Utility
2308 | Tecumseh | 4 | Petroleum Liquids | 1.3 | Electric Utility
2308 | Tecumseh | 5A | Petroleum Liquids | 2.4 | Electric Utility
55061 | Tenaska Georgia Generation Facility | GTG1 | Natural Gas Fired Combustion Turbine | 183.2 | IPP Non-CHP
55061 | Tenaska Georgia Generation Facility | GTG2 | Natural Gas Fired Combustion Turbine | 183.2 | IPP Non-CHP
55061 | Tenaska Georgia Generation Facility | GTG3 | Natural Gas Fired Combustion Turbine | 183.2 | IPP Non-CHP
55061 | Tenaska Georgia Generation Facility | GTG4 | Natural Gas Fired Combustion Turbine | 183.2 | IPP Non-CHP
55061 | Tenaska Georgia Generation Facility | GTG5 | Natural Gas Fired Combustion Turbine | 183.2 | IPP Non-CHP
55061 | Tenaska Georgia Generation Facility | GTG6 | Natural Gas Fired Combustion Turbine | 183.2 | IPP Non-CHP
55439 | Tenaska Virginia Generating Station | CTG1 | Natural Gas Fired Combined Cycle | 183.3 | IPP Non-CHP
55439 | Tenaska Virginia Generating Station | CTG2 | Natural Gas Fired Combined Cycle | 183.3 | IPP Non-CHP
55439 | Tenaska Virginia Generating Station | CTG3 | Natural Gas Fired Combined Cycle | 183.3 | IPP Non-CHP
55439 | Tenaska Virginia Generating Station | STG1 | Natural Gas Fired Combined Cycle | 396.2 | IPP Non-CHP
3833 | John H Kerr | 1 | Conventional Hydroelectric | 13.8 | Electric Utility
3833 | John H Kerr | 2 | Conventional Hydroelectric | 46.8 | Electric Utility
3833 | John H Kerr | 3 | Conventional Hydroelectric | 46.8 | Electric Utility
3833 | John H Kerr | 4 | Conventional Hydroelectric | 46.8 | Electric Utility
3833 | John H Kerr | 5 | Conventional Hydroelectric | 46.8 | Electric Utility
3833 | John H Kerr | 6 | Conventional Hydroelectric | 46.8 | Electric Utility
3833 | John H Kerr | 7 | Conventional Hydroelectric | 46.8 | Electric Utility
3833 | John H Kerr | A | Conventional Hydroelectric | 1.1 | Electric Utility
3833 | John H Kerr | B | Conventional Hydroelectric | 1.1 | Electric Utility
3834 | Philpott Lake | 1 | Conventional Hydroelectric | 6.7 | Electric Utility
3834 | Philpott Lake | 2 | Conventional Hydroelectric | 6.7 | Electric Utility
3834 | Philpott Lake | 3 | Conventional Hydroelectric | 0.6 | Electric Utility
55062 | Tenaska Frontier Generation Station | GTG1 | Natural Gas Fired Combined Cycle | 183.2 | IPP Non-CHP
55062 | Tenaska Frontier Generation Station | GTG2 | Natural Gas Fired Combined Cycle | 183.2 | IPP Non-CHP
55062 | Tenaska Frontier Generation Station | GTG3 | Natural Gas Fired Combined Cycle | 183.2 | IPP Non-CHP
55062 | Tenaska Frontier Generation Station | STG1 | Natural Gas Fired Combined Cycle | 390.1 | IPP Non-CHP
52184 | Tesoro Kenai Cogeneration Plant | GEN1 | Natural Gas Fired Combustion Turbine | 4.3 | Industrial CHP
52184 | Tesoro Kenai Cogeneration Plant | GEN2 | Natural Gas Fired Combustion Turbine | 4.3 | Industrial CHP
46 | Browns Ferry | 1 | Nuclear | 1152 | Electric Utility
46 | Browns Ferry | 2 | Nuclear | 1152 | Electric Utility
46 | Browns Ferry | 3 | Nuclear | 1190 | Electric Utility
47 | Colbert | 1 | Conventional Steam Coal | 200 | Electric Utility
47 | Colbert | 2 | Conventional Steam Coal | 200 | Electric Utility
47 | Colbert | 3 | Conventional Steam Coal | 200 | Electric Utility
47 | Colbert | 4 | Conventional Steam Coal | 200 | Electric Utility
47 | Colbert | 5 | Conventional Steam Coal | 550 | Electric Utility
47 | Colbert | GT1 | Natural Gas Fired Combustion Turbine | 59.5 | Electric Utility
47 | Colbert | GT2 | Natural Gas Fired Combustion Turbine | 59.5 | Electric Utility
47 | Colbert | GT3 | Natural Gas Fired Combustion Turbine | 59.5 | Electric Utility
47 | Colbert | GT4 | Natural Gas Fired Combustion Turbine | 59.5 | Electric Utility
47 | Colbert | GT5 | Natural Gas Fired Combustion Turbine | 59.5 | Electric Utility
47 | Colbert | GT6 | Natural Gas Fired Combustion Turbine | 59.5 | Electric Utility
47 | Colbert | GT7 | Natural Gas Fired Combustion Turbine | 59.5 | Electric Utility
47 | Colbert | GT8 | Natural Gas Fired Combustion Turbine | 59.5 | Electric Utility
48 | Guntersville | 1 | Conventional Hydroelectric | 28.8 | Electric Utility
48 | Guntersville | 2 | Conventional Hydroelectric | 28.8 | Electric Utility
48 | Guntersville | 3 | Conventional Hydroelectric | 28.8 | Electric Utility
48 | Guntersville | 4 | Conventional Hydroelectric | 28.8 | Electric Utility
49 | Wheeler Dam | 1 | Conventional Hydroelectric | 35.1 | Electric Utility
49 | Wheeler Dam | 10 | Conventional Hydroelectric | 36 | Electric Utility
49 | Wheeler Dam | 11 | Conventional Hydroelectric | 43.6 | Electric Utility
49 | Wheeler Dam | 2 | Conventional Hydroelectric | 35.1 | Electric Utility
49 | Wheeler Dam | 3 | Conventional Hydroelectric | 35.1 | Electric Utility
49 | Wheeler Dam | 4 | Conventional Hydroelectric | 35.1 | Electric Utility
49 | Wheeler Dam | 5 | Conventional Hydroelectric | 35.1 | Electric Utility
49 | Wheeler Dam | 6 | Conventional Hydroelectric | 35.1 | Electric Utility
49 | Wheeler Dam | 7 | Conventional Hydroelectric | 35.1 | Electric Utility
49 | Wheeler Dam | 8 | Conventional Hydroelectric | 35.1 | Electric Utility
49 | Wheeler Dam | 9 | Conventional Hydroelectric | 43.6 | Electric Utility
50 | Widows Creek | 7 | Conventional Steam Coal | 575 | Electric Utility
50 | Widows Creek | 8 | Conventional Steam Coal | 550 | Electric Utility
757 | Blue Ridge | 1 | Conventional Hydroelectric | 22 | Electric Utility
757 | Blue Ridge | 2 | Conventional Hydroelectric | 1.5 | Electric Utility
758 | Nottely | 1 | Conventional Hydroelectric | 15 | Electric Utility
758 | Nottely | 2 | Conventional Hydroelectric | 0.9 | Electric Utility
1377 | Kentucky Dam | 1 | Conventional Hydroelectric | 44.6 | Electric Utility
1377 | Kentucky Dam | 2 | Conventional Hydroelectric | 42.4 | Electric Utility
1377 | Kentucky Dam | 3 | Conventional Hydroelectric | 42.4 | Electric Utility
1377 | Kentucky Dam | 4 | Conventional Hydroelectric | 44.6 | Electric Utility
1377 | Kentucky Dam | 5 | Conventional Hydroelectric | 44.6 | Electric Utility
1378 | Paradise | 1 | Conventional Steam Coal | 704 | Electric Utility
1378 | Paradise | 2 | Conventional Steam Coal | 704 | Electric Utility
1378 | Paradise | 3 | Conventional Steam Coal | 1150.2 | Electric Utility
1379 | Shawnee | 1 | Conventional Steam Coal | 175 | Electric Utility
1379 | Shawnee | 2 | Conventional Steam Coal | 175 | Electric Utility
1379 | Shawnee | 3 | Conventional Steam Coal | 175 | Electric Utility
1379 | Shawnee | 4 | Conventional Steam Coal | 175 | Electric Utility
1379 | Shawnee | 5 | Conventional Steam Coal | 175 | Electric Utility
1379 | Shawnee | 6 | Conventional Steam Coal | 175 | Electric Utility
1379 | Shawnee | 7 | Conventional Steam Coal | 175 | Electric Utility
1379 | Shawnee | 8 | Conventional Steam Coal | 175 | Electric Utility
1379 | Shawnee | 9 | Conventional Steam Coal | 175 | Electric Utility
2778 | Chatuge | 1 | Conventional Hydroelectric | 13.2 | Electric Utility
2779 | Fontana Dam | 1 | Conventional Hydroelectric | 81 | Electric Utility
2779 | Fontana Dam | 2 | Conventional Hydroelectric | 92.7 | Electric Utility
2779 | Fontana Dam | 3 | Conventional Hydroelectric | 81 | Electric Utility
2780 | Hiwassee Dam | 1 | Conventional Hydroelectric | 70.6 | Electric Utility
2780 | Hiwassee Dam | 2 | Hydroelectric Pumped Storage | 95 | Electric Utility
3393 | Allen Steam Plant | 1 | Conventional Steam Coal | 330 | Electric Utility
3393 | Allen Steam Plant | 2 | Conventional Steam Coal | 330 | Electric Utility
3393 | Allen Steam Plant | 3 | Conventional Steam Coal | 330 | Electric Utility
3393 | Allen Steam Plant | G10 | Natural Gas Fired Combustion Turbine | 23.9 | Electric Utility
3393 | Allen Steam Plant | G11 | Natural Gas Fired Combustion Turbine | 23.9 | Electric Utility
3393 | Allen Steam Plant | G12 | Natural Gas Fired Combustion Turbine | 23.9 | Electric Utility
3393 | Allen Steam Plant | G13 | Natural Gas Fired Combustion Turbine | 23.9 | Electric Utility
3393 | Allen Steam Plant | G14 | Natural Gas Fired Combustion Turbine | 23.9 | Electric Utility
3393 | Allen Steam Plant | G15 | Natural Gas Fired Combustion Turbine | 23.9 | Electric Utility
3393 | Allen Steam Plant | G16 | Natural Gas Fired Combustion Turbine | 23.9 | Electric Utility
3393 | Allen Steam Plant | G17 | Natural Gas Fired Combustion Turbine | 59.6 | Electric Utility
3393 | Allen Steam Plant | G18 | Natural Gas Fired Combustion Turbine | 59.6 | Electric Utility
3393 | Allen Steam Plant | G19 | Natural Gas Fired Combustion Turbine | 59.6 | Electric Utility
3393 | Allen Steam Plant | G20 | Natural Gas Fired Combustion Turbine | 59.6 | Electric Utility
3393 | Allen Steam Plant | GT1 | Natural Gas Fired Combustion Turbine | 23.9 | Electric Utility
3393 | Allen Steam Plant | GT2 | Natural Gas Fired Combustion Turbine | 23.9 | Electric Utility
3393 | Allen Steam Plant | GT3 | Natural Gas Fired Combustion Turbine | 23.9 | Electric Utility
3393 | Allen Steam Plant | GT4 | Natural Gas Fired Combustion Turbine | 23.9 | Electric Utility
3393 | Allen Steam Plant | GT5 | Natural Gas Fired Combustion Turbine | 23.9 | Electric Utility
3393 | Allen Steam Plant | GT6 | Natural Gas Fired Combustion Turbine | 23.9 | Electric Utility
3393 | Allen Steam Plant | GT7 | Natural Gas Fired Combustion Turbine | 23.9 | Electric Utility
3393 | Allen Steam Plant | GT8 | Natural Gas Fired Combustion Turbine | 23.9 | Electric Utility
3393 | Allen Steam Plant | GT9 | Natural Gas Fired Combustion Turbine | 23.9 | Electric Utility
3394 | Apalachia | 1 | Conventional Hydroelectric | 52.2 | Electric Utility
3394 | Apalachia | 2 | Conventional Hydroelectric | 41.4 | Electric Utility
3395 | Boone Dam | 1 | Conventional Hydroelectric | 38 | Electric Utility
3395 | Boone Dam | 2 | Conventional Hydroelectric | 38.3 | Electric Utility
3395 | Boone Dam | 3 | Conventional Hydroelectric | 29.6 | Electric Utility
3396 | Bull Run | 1 | Conventional Steam Coal | 950 | Electric Utility
3397 | Cherokee Dam | 1 | Conventional Hydroelectric | 33.4 | Electric Utility
3397 | Cherokee Dam | 2 | Conventional Hydroelectric | 34.6 | Electric Utility
3397 | Cherokee Dam | 3 | Conventional Hydroelectric | 34.6 | Electric Utility
3397 | Cherokee Dam | 4 | Conventional Hydroelectric | 32.4 | Electric Utility
3398 | Chickamauga | 1 | Conventional Hydroelectric | 39.9 | Electric Utility
3398 | Chickamauga | 2 | Conventional Hydroelectric | 39.9 | Electric Utility
3398 | Chickamauga | 3 | Conventional Hydroelectric | 39.9 | Electric Utility
3398 | Chickamauga | 4 | Conventional Hydroelectric | 39.9 | Electric Utility
3399 | Cumberland (TN) | 1 | Conventional Steam Coal | 1300 | Electric Utility
3399 | Cumberland (TN) | 2 | Conventional Steam Coal | 1300 | Electric Utility
3400 | Douglas Dam | 1 | Conventional Hydroelectric | 36.5 | Electric Utility
3400 | Douglas Dam | 2 | Conventional Hydroelectric | 41.4 | Electric Utility
3400 | Douglas Dam | 3 | Conventional Hydroelectric | 31.5 | Electric Utility
3400 | Douglas Dam | 4 | Conventional Hydroelectric | 41.4 | Electric Utility
3401 | Fort Patrick Henry | 1 | Conventional Hydroelectric | 29.7 | Electric Utility
3401 | Fort Patrick Henry | 2 | Conventional Hydroelectric | 29.7 | Electric Utility
3402 | Fort Loudoun | 1 | Conventional Hydroelectric | 35.5 | Electric Utility
3402 | Fort Loudoun | 2 | Conventional Hydroelectric | 34.2 | Electric Utility
3402 | Fort Loudoun | 3 | Conventional Hydroelectric | 43 | Electric Utility
3402 | Fort Loudoun | 4 | Conventional Hydroelectric | 40.6 | Electric Utility
3403 | Gallatin (TN) | 1 | Conventional Steam Coal | 300 | Electric Utility
3403 | Gallatin (TN) | 2 | Conventional Steam Coal | 300 | Electric Utility
3403 | Gallatin (TN) | 3 | Conventional Steam Coal | 327.6 | Electric Utility
3403 | Gallatin (TN) | 4 | Conventional Steam Coal | 327.6 | Electric Utility
3403 | Gallatin (TN) | GT1 | Natural Gas Fired Combustion Turbine | 81.3 | Electric Utility
3403 | Gallatin (TN) | GT2 | Natural Gas Fired Combustion Turbine | 81.3 | Electric Utility
3403 | Gallatin (TN) | GT3 | Natural Gas Fired Combustion Turbine | 81.3 | Electric Utility
3403 | Gallatin (TN) | GT4 | Natural Gas Fired Combustion Turbine | 81.3 | Electric Utility
3403 | Gallatin (TN) | GT5 | Natural Gas Fired Combustion Turbine | 84.5 | Electric Utility
3403 | Gallatin (TN) | GT6 | Natural Gas Fired Combustion Turbine | 84.5 | Electric Utility
3403 | Gallatin (TN) | GT7 | Natural Gas Fired Combustion Turbine | 84.5 | Electric Utility
3403 | Gallatin (TN) | GT8 | Natural Gas Fired Combustion Turbine | 84.5 | Electric Utility
3404 | Great Falls (TN) | 1 | Conventional Hydroelectric | 15.3 | Electric Utility
3404 | Great Falls (TN) | 2 | Conventional Hydroelectric | 18.4 | Electric Utility
3405 | John Sevier | CTG1 | Natural Gas Fired Combined Cycle | 191.3 | Electric Utility
3405 | John Sevier | CTG2 | Natural Gas Fired Combined Cycle | 191.3 | Electric Utility
3405 | John Sevier | CTG3 | Natural Gas Fired Combined Cycle | 191.3 | Electric Utility
3405 | John Sevier | STG1 | Natural Gas Fired Combined Cycle | 423 | Electric Utility
3406 | Johnsonville | 1 | Conventional Steam Coal | 125 | Electric Utility
3406 | Johnsonville | 10 | Conventional Steam Coal | 172.8 | Electric Utility
3406 | Johnsonville | 2 | Conventional Steam Coal | 125 | Electric Utility
3406 | Johnsonville | 3 | Conventional Steam Coal | 125 | Electric Utility
3406 | Johnsonville | 4 | Conventional Steam Coal | 125 | Electric Utility
3406 | Johnsonville | 5 | Conventional Steam Coal | 147 | Electric Utility
3406 | Johnsonville | 6 | Conventional Steam Coal | 147 | Electric Utility
3406 | Johnsonville | 7 | Conventional Steam Coal | 172.8 | Electric Utility
3406 | Johnsonville | 8 | Conventional Steam Coal | 172.8 | Electric Utility
3406 | Johnsonville | 9 | Conventional Steam Coal | 172.8 | Electric Utility
3406 | Johnsonville | G10 | Natural Gas Fired Combustion Turbine | 68 | Electric Utility
3406 | Johnsonville | G11 | Natural Gas Fired Combustion Turbine | 68 | Electric Utility
3406 | Johnsonville | G12 | Natural Gas Fired Combustion Turbine | 68 | Electric Utility
3406 | Johnsonville | G13 | Natural Gas Fired Combustion Turbine | 68 | Electric Utility
3406 | Johnsonville | G14 | Natural Gas Fired Combustion Turbine | 68 | Electric Utility
3406 | Johnsonville | G15 | Natural Gas Fired Combustion Turbine | 68 | Electric Utility
3406 | Johnsonville | G16 | Natural Gas Fired Combustion Turbine | 68 | Electric Utility
3406 | Johnsonville | G17 | Natural Gas Fired Combustion Turbine | 84.5 | Electric Utility
3406 | Johnsonville | G18 | Natural Gas Fired Combustion Turbine | 84.5 | Electric Utility
3406 | Johnsonville | G19 | Natural Gas Fired Combustion Turbine | 84.5 | Electric Utility
3406 | Johnsonville | G20 | Natural Gas Fired Combustion Turbine | 84.5 | Electric Utility
3406 | Johnsonville | GT1 | Natural Gas Fired Combustion Turbine | 68 | Electric Utility
3406 | Johnsonville | GT2 | Natural Gas Fired Combustion Turbine | 68 | Electric Utility
3406 | Johnsonville | GT3 | Natural Gas Fired Combustion Turbine | 68 | Electric Utility
3406 | Johnsonville | GT4 | Natural Gas Fired Combustion Turbine | 68 | Electric Utility
3406 | Johnsonville | GT5 | Natural Gas Fired Combustion Turbine | 68 | Electric Utility
3406 | Johnsonville | GT6 | Natural Gas Fired Combustion Turbine | 68 | Electric Utility
3406 | Johnsonville | GT7 | Natural Gas Fired Combustion Turbine | 68 | Electric Utility
3406 | Johnsonville | GT8 | Natural Gas Fired Combustion Turbine | 68 | Electric Utility
3406 | Johnsonville | GT9 | Natural Gas Fired Combustion Turbine | 68 | Electric Utility
3407 | Kingston | 1 | Conventional Steam Coal | 175 | Electric Utility
3407 | Kingston | 2 | Conventional Steam Coal | 175 | Electric Utility
3407 | Kingston | 3 | Conventional Steam Coal | 175 | Electric Utility
3407 | Kingston | 4 | Conventional Steam Coal | 175 | Electric Utility
3407 | Kingston | 5 | Conventional Steam Coal | 200 | Electric Utility
3407 | Kingston | 6 | Conventional Steam Coal | 200 | Electric Utility
3407 | Kingston | 7 | Conventional Steam Coal | 200 | Electric Utility
3407 | Kingston | 8 | Conventional Steam Coal | 200 | Electric Utility
3407 | Kingston | 9 | Conventional Steam Coal | 200 | Electric Utility
3408 | Melton Hill | 1 | Conventional Hydroelectric | 36 | Electric Utility
3408 | Melton Hill | 2 | Conventional Hydroelectric | 36 | Electric Utility
3409 | Nickajack | 1 | Conventional Hydroelectric | 27.4 | Electric Utility
3409 | Nickajack | 2 | Conventional Hydroelectric | 27.9 | Electric Utility
3409 | Nickajack | 3 | Conventional Hydroelectric | 24.3 | Electric Utility
3409 | Nickajack | 4 | Conventional Hydroelectric | 24.3 | Electric Utility
3411 | Norris Dam | 1 | Conventional Hydroelectric | 65.7 | Electric Utility
3411 | Norris Dam | 2 | Conventional Hydroelectric | 65.7 | Electric Utility
3412 | Ocoee 1 | 1 | Conventional Hydroelectric | 3.8 | Electric Utility
3412 | Ocoee 1 | 2 | Conventional Hydroelectric | 3.8 | Electric Utility
3412 | Ocoee 1 | 3 | Conventional Hydroelectric | 3.8 | Electric Utility
3412 | Ocoee 1 | 4 | Conventional Hydroelectric | 3.8 | Electric Utility
3412 | Ocoee 1 | 5 | Conventional Hydroelectric | 3.8 | Electric Utility
3413 | Ocoee 2 | 1 | Conventional Hydroelectric | 11.5 | Electric Utility
3413 | Ocoee 2 | 2 | Conventional Hydroelectric | 11.5 | Electric Utility
3414 | Ocoee 3 | 1 | Conventional Hydroelectric | 28.8 | Electric Utility
3415 | Pickwick Landing Dam | 1 | Conventional Hydroelectric | 40 | Electric Utility
3415 | Pickwick Landing Dam | 2 | Conventional Hydroelectric | 40 | Electric Utility
3415 | Pickwick Landing Dam | 3 | Conventional Hydroelectric | 40 | Electric Utility
3415 | Pickwick Landing Dam | 4 | Conventional Hydroelectric | 40 | Electric Utility
3415 | Pickwick Landing Dam | 5 | Conventional Hydroelectric | 40 | Electric Utility
3415 | Pickwick Landing Dam | 6 | Conventional Hydroelectric | 40 | Electric Utility
3416 | South Holston | 1 | Conventional Hydroelectric | 38.5 | Electric Utility
3417 | Tims Ford | 1 | Conventional Hydroelectric | 45 | Electric Utility
3417 | Tims Ford | 2 | Conventional Hydroelectric | 0.7 | Electric Utility
3418 | Watauga | 1 | Conventional Hydroelectric | 28.8 | Electric Utility
3418 | Watauga | 2 | Conventional Hydroelectric | 28.8 | Electric Utility
3420 | Watts Bar Hydro | HY1 | Conventional Hydroelectric | 41 | Electric Utility
3420 | Watts Bar Hydro | HY2 | Conventional Hydroelectric | 33.4 | Electric Utility
3420 | Watts Bar Hydro | HY3 | Conventional Hydroelectric | 33.4 | Electric Utility
3420 | Watts Bar Hydro | HY4 | Conventional Hydroelectric | 33.4 | Electric Utility
3420 | Watts Bar Hydro | HY5 | Conventional Hydroelectric | 33.4 | Electric Utility
3421 | Wilbur | 1 | Conventional Hydroelectric | 1.2 | Electric Utility
3421 | Wilbur | 2 | Conventional Hydroelectric | 1.2 | Electric Utility
3421 | Wilbur | 3 | Conventional Hydroelectric | 1.2 | Electric Utility
3421 | Wilbur | 4 | Conventional Hydroelectric | 7 | Electric Utility
6150 | Bellefonte | DG-1 | Petroleum Liquids | 7 | Electric Utility
6150 | Bellefonte | DG-2 | Petroleum Liquids | 7 | Electric Utility
6151 | Raccoon Mountain | 1 | Hydroelectric Pumped Storage | 428.4 | Electric Utility
6151 | Raccoon Mountain | 2 | Hydroelectric Pumped Storage | 428.4 | Electric Utility
6151 | Raccoon Mountain | 3 | Hydroelectric Pumped Storage | 428.4 | Electric Utility
6151 | Raccoon Mountain | 4 | Hydroelectric Pumped Storage | 428.4 | Electric Utility
6152 | Sequoyah | 1 | Nuclear | 1220.5 | Electric Utility
6152 | Sequoyah | 2 | Nuclear | 1220.5 | Electric Utility
6440 | Wilson Dam | 1 | Conventional Hydroelectric | 23 | Electric Utility
6440 | Wilson Dam | 10 | Conventional Hydroelectric | 29.2 | Electric Utility
6440 | Wilson Dam | 11 | Conventional Hydroelectric | 29.2 | Electric Utility
6440 | Wilson Dam | 12 | Conventional Hydroelectric | 29.2 | Electric Utility
6440 | Wilson Dam | 13 | Conventional Hydroelectric | 29.2 | Electric Utility
6440 | Wilson Dam | 14 | Conventional Hydroelectric | 25.2 | Electric Utility
6440 | Wilson Dam | 15 | Conventional Hydroelectric | 29.2 | Electric Utility
6440 | Wilson Dam | 16 | Conventional Hydroelectric | 29.2 | Electric Utility
6440 | Wilson Dam | 17 | Conventional Hydroelectric | 29.2 | Electric Utility
6440 | Wilson Dam | 18 | Conventional Hydroelectric | 25.2 | Electric Utility
6440 | Wilson Dam | 19 | Conventional Hydroelectric | 54 | Electric Utility
6440 | Wilson Dam | 2 | Conventional Hydroelectric | 23 | Electric Utility
6440 | Wilson Dam | 20 | Conventional Hydroelectric | 54 | Electric Utility
6440 | Wilson Dam | 21 | Conventional Hydroelectric | 54 | Electric Utility
6440 | Wilson Dam | 3 | Conventional Hydroelectric | 23 | Electric Utility
6440 | Wilson Dam | 4 | Conventional Hydroelectric | 23 | Electric Utility
6440 | Wilson Dam | 5 | Conventional Hydroelectric | 36 | Electric Utility
6440 | Wilson Dam | 6 | Conventional Hydroelectric | 30.9 | Electric Utility
6440 | Wilson Dam | 7 | Conventional Hydroelectric | 30.9 | Electric Utility
6440 | Wilson Dam | 8 | Conventional Hydroelectric | 30.9 | Electric Utility
6440 | Wilson Dam | 9 | Conventional Hydroelectric | 29.2 | Electric Utility
7719 | Meridian | 1 | Petroleum Liquids | 1.8 | Electric Utility
7719 | Meridian | 2 | Petroleum Liquids | 1.8 | Electric Utility
7719 | Meridian | 3 | Petroleum Liquids | 1.8 | Electric Utility
7719 | Meridian | 4 | Petroleum Liquids | 1.8 | Electric Utility
7719 | Meridian | 5 | Petroleum Liquids | 1.8 | Electric Utility
7722 | Watts Bar Nuclear Plant | 1 | Nuclear | 1269.9 | Electric Utility
7845 | Lagoon Creek | CTG1 | Natural Gas Fired Combined Cycle | 173.4 | Electric Utility
7845 | Lagoon Creek | CTG2 | Natural Gas Fired Combined Cycle | 173.4 | Electric Utility
7845 | Lagoon Creek | GT1 | Natural Gas Fired Combustion Turbine | 84.5 | Electric Utility
7845 | Lagoon Creek | GT10 | Natural Gas Fired Combustion Turbine | 86.2 | Electric Utility
7845 | Lagoon Creek | GT11 | Natural Gas Fired Combustion Turbine | 86.2 | Electric Utility
7845 | Lagoon Creek | GT12 | Natural Gas Fired Combustion Turbine | 86.2 | Electric Utility
7845 | Lagoon Creek | GT2 | Natural Gas Fired Combustion Turbine | 84.5 | Electric Utility
7845 | Lagoon Creek | GT3 | Natural Gas Fired Combustion Turbine | 84.5 | Electric Utility
7845 | Lagoon Creek | GT4 | Natural Gas Fired Combustion Turbine | 84.5 | Electric Utility
7845 | Lagoon Creek | GT5 | Natural Gas Fired Combustion Turbine | 84.5 | Electric Utility
7845 | Lagoon Creek | GT6 | Natural Gas Fired Combustion Turbine | 84.5 | Electric Utility
7845 | Lagoon Creek | GT7 | Natural Gas Fired Combustion Turbine | 84.5 | Electric Utility
7845 | Lagoon Creek | GT8 | Natural Gas Fired Combustion Turbine | 84.5 | Electric Utility
7845 | Lagoon Creek | GT9 | Natural Gas Fired Combustion Turbine | 86.2 | Electric Utility
7845 | Lagoon Creek | STG1 | Natural Gas Fired Combined Cycle | 257.6 | Electric Utility
7927 | Buffalo Mountain | 1 | Onshore Wind Turbine | 0.6 | Electric Utility
7927 | Buffalo Mountain | 2 | Onshore Wind Turbine | 0.6 | Electric Utility
7927 | Buffalo Mountain | 3 | Onshore Wind Turbine | 0.6 | Electric Utility
7960 | Kemper County | GT1 | Natural Gas Fired Combustion Turbine | 93 | Electric Utility
7960 | Kemper County | GT2 | Natural Gas Fired Combustion Turbine | 93 | Electric Utility
7960 | Kemper County | GT3 | Natural Gas Fired Combustion Turbine | 93 | Electric Utility
7960 | Kemper County | GT4 | Natural Gas Fired Combustion Turbine | 93 | Electric Utility
55081 | Brownsville Peaking Power | 1 | Natural Gas Fired Combustion Turbine | 112 | Electric Utility
55081 | Brownsville Peaking Power | 2 | Natural Gas Fired Combustion Turbine | 112 | Electric Utility
55081 | Brownsville Peaking Power | 3 | Natural Gas Fired Combustion Turbine | 118 | Electric Utility
55081 | Brownsville Peaking Power | 4 | Natural Gas Fired Combustion Turbine | 118 | Electric Utility
55197 | Caledonia | CTG1 | Natural Gas Fired Combined Cycle | 161 | Electric Utility
55197 | Caledonia | CTG2 | Natural Gas Fired Combined Cycle | 161 | Electric Utility
55197 | Caledonia | CTG3 | Natural Gas Fired Combined Cycle | 161 | Electric Utility
55197 | Caledonia | STG1 | Natural Gas Fired Combined Cycle | 106 | Electric Utility
55197 | Caledonia | STG2 | Natural Gas Fired Combined Cycle | 106 | Electric Utility
55197 | Caledonia | STG3 | Natural Gas Fired Combined Cycle | 106 | Electric Utility
55232 | Marshall Energy Facility | CT1 | Natural Gas Fired Combustion Turbine | 86 | Electric Utility
55232 | Marshall Energy Facility | CT2 | Natural Gas Fired Combustion Turbine | 86 | Electric Utility
55232 | Marshall Energy Facility | CT3 | Natural Gas Fired Combustion Turbine | 86 | Electric Utility
55232 | Marshall Energy Facility | CT4 | Natural Gas Fired Combustion Turbine | 86 | Electric Utility
55232 | Marshall Energy Facility | CT5 | Natural Gas Fired Combustion Turbine | 86 | Electric Utility
55232 | Marshall Energy Facility | CT6 | Natural Gas Fired Combustion Turbine | 86 | Electric Utility
55232 | Marshall Energy Facility | CT7 | Natural Gas Fired Combustion Turbine | 86 | Electric Utility
55232 | Marshall Energy Facility | CT8 | Natural Gas Fired Combustion Turbine | 86 | Electric Utility
55251 | Gleason Generating Facility | CTG1 | Natural Gas Fired Combustion Turbine | 185.4 | Electric Utility
55251 | Gleason Generating Facility | CTG2 | Natural Gas Fired Combustion Turbine | 191.2 | Electric Utility
55251 | Gleason Generating Facility | CTG3 | Natural Gas Fired Combustion Turbine | 191.2 | Electric Utility
55269 | TVA Southaven Combined Cycle | CTG1 | Natural Gas Fired Combined Cycle | 179.3 | Electric Utility
55269 | TVA Southaven Combined Cycle | CTG2 | Natural Gas Fired Combined Cycle | 179.3 | Electric Utility
55269 | TVA Southaven Combined Cycle | CTG3 | Natural Gas Fired Combined Cycle | 179.3 | Electric Utility
55269 | TVA Southaven Combined Cycle | STG1 | Natural Gas Fired Combined Cycle | 122 | Electric Utility
55269 | TVA Southaven Combined Cycle | STG2 | Natural Gas Fired Combined Cycle | 122 | Electric Utility
55269 | TVA Southaven Combined Cycle | STG3 | Natural Gas Fired Combined Cycle | 122 | Electric Utility
55451 | Magnolia Power Plant | CTG1 | Natural Gas Fired Combined Cycle | 178.5 | Electric Utility
55451 | Magnolia Power Plant | CTG2 | Natural Gas Fired Combined Cycle | 178.5 | Electric Utility
55451 | Magnolia Power Plant | CTG3 | Natural Gas Fired Combined Cycle | 178.5 | Electric Utility
55451 | Magnolia Power Plant | STG1 | Natural Gas Fired Combined Cycle | 156 | Electric Utility
55451 | Magnolia Power Plant | STG2 | Natural Gas Fired Combined Cycle | 156 | Electric Utility
55451 | Magnolia Power Plant | STG3 | Natural Gas Fired Combined Cycle | 156 | Electric Utility
52133 | Tesoro Mandan Cogeneration Plant | GEN1 | Other Gases | 2.5 | Industrial CHP
52133 | Tesoro Mandan Cogeneration Plant | GEN2 | Other Gases | 2.5 | Industrial CHP
52133 | Tesoro Mandan Cogeneration Plant | GEN3 | Other Gases | 2.5 | Industrial CHP
6136 | Gibbons Creek | 1 | Conventional Steam Coal | 453.5 | Electric Utility
50229 | Texas Petrochemicals | TG2 | Natural Gas Steam Turbine | 35 | Industrial CHP
50709 | Thermo Greeley | GEN1 | Natural Gas Fired Combustion Turbine | 37 | IPP CHP
2014 | Thief River Falls | HY1 | Conventional Hydroelectric | 0.3 | Electric Utility
2014 | Thief River Falls | HY2 | Conventional Hydroelectric | 0.2 | Electric Utility
2014 | Thief River Falls | IC1 | Petroleum Liquids | 2.2 | Electric Utility
2014 | Thief River Falls | IC2 | Petroleum Liquids | 1.2 | Electric Utility
2014 | Thief River Falls | IC3A | Petroleum Liquids | 1.2 | Electric Utility
2014 | Thief River Falls | IC4 | Petroleum Liquids | 1.4 | Electric Utility
55440 | Tenaska Central Alabama Generating Stn | CTG1 | Natural Gas Fired Combined Cycle | 179 | IPP Non-CHP
55440 | Tenaska Central Alabama Generating Stn | CTG2 | Natural Gas Fired Combined Cycle | 179 | IPP Non-CHP
55440 | Tenaska Central Alabama Generating Stn | CTG3 | Natural Gas Fired Combined Cycle | 179 | IPP Non-CHP
55440 | Tenaska Central Alabama Generating Stn | ST1 | Natural Gas Fired Combined Cycle | 390.1 | IPP Non-CHP
54841 | Thiele Kaolin Sandersville | G1 | Petroleum Liquids | 1.2 | Industrial Non-CHP
54841 | Thiele Kaolin Sandersville | G2 | Petroleum Liquids | 1.2 | Industrial Non-CHP
54849 | Thiele Kaolin Reedy Creek | G1 | Petroleum Liquids | 1.1 | Industrial Non-CHP
54849 | Thiele Kaolin Reedy Creek | G2 | Petroleum Liquids | 1.1 | Industrial Non-CHP
55004 | Thornwood High School | 1 | Natural Gas Internal Combustion Engine | 0.7 | Commercial Non-CHP
55004 | Thornwood High School | 2 | Natural Gas Internal Combustion Engine | 0.7 | Commercial Non-CHP
55005 | Thornridge High School | 1 | Natural Gas Internal Combustion Engine | 0.5 | Commercial Non-CHP
55005 | Thornridge High School | 2 | Natural Gas Internal Combustion Engine | 0.5 | Commercial Non-CHP
1874 | Caro | 1 | Petroleum Liquids | 1.3 | Electric Utility
1874 | Caro | 2 | Petroleum Liquids | 1.3 | Electric Utility
1874 | Caro | 3 | Petroleum Liquids | 1.3 | Electric Utility
1874 | Caro | 4 | Petroleum Liquids | 1.5 | Electric Utility
1874 | Caro | 5 | Petroleum Liquids | 2 | Electric Utility
1874 | Caro | 6 | Petroleum Liquids | 2 | Electric Utility
1875 | Ubly | 1 | Petroleum Liquids | 0.6 | Electric Utility
1875 | Ubly | 2 | Petroleum Liquids | 0.7 | Electric Utility
1875 | Ubly | 3 | Petroleum Liquids | 0.7 | Electric Utility
1875 | Ubly | 4 | Petroleum Liquids | 0.9 | Electric Utility
1875 | Ubly | 5 | Petroleum Liquids | 1.5 | Electric Utility
1875 | Ubly | 6 | Natural Gas Internal Combustion Engine | 1.5 | Electric Utility
1875 | Ubly | 7 | Petroleum Liquids | 2.5 | Electric Utility
1875 | Ubly | 8 | Petroleum Liquids | 2.5 | Electric Utility
1875 | Ubly | 9 | Petroleum Liquids | 1.5 | Electric Utility
54340 | Norway Point Hydropower Project | 1 | Conventional Hydroelectric | 2.8 | IPP Non-CHP
54340 | Norway Point Hydropower Project | 2 | Conventional Hydroelectric | 1.2 | IPP Non-CHP
54341 | Four Mile Hydropower Project | 1 | Conventional Hydroelectric | 0.6 | IPP Non-CHP
54341 | Four Mile Hydropower Project | 2 | Conventional Hydroelectric | 0.6 | IPP Non-CHP
54341 | Four Mile Hydropower Project | 3 | Conventional Hydroelectric | 0.6 | IPP Non-CHP
54341 | Four Mile Hydropower Project | 4 | Conventional Hydroelectric | 0.2 | IPP Non-CHP
54342 | Ninth Street Hydropower Project | 1 | Conventional Hydroelectric | 0.4 | IPP Non-CHP
54342 | Ninth Street Hydropower Project | 2 | Conventional Hydroelectric | 0.4 | IPP Non-CHP
54342 | Ninth Street Hydropower Project | 3 | Conventional Hydroelectric | 0.4 | IPP Non-CHP
8106 | Tipton | 1A | Natural Gas Internal Combustion Engine | 2 | Electric Utility
8106 | Tipton | 2 | Natural Gas Internal Combustion Engine | 1.3 | Electric Utility
8106 | Tipton | 3 | Natural Gas Internal Combustion Engine | 1.3 | Electric Utility
8106 | Tipton | 4 | Petroleum Liquids | 0.3 | Electric Utility
8106 | Tipton | 5 | Petroleum Liquids | 2 | Electric Utility
8106 | Tipton | 6 | Petroleum Liquids | 2 | Electric Utility
7462 | Angoon | 1A | Petroleum Liquids | 0.5 | Electric Utility
7462 | Angoon | 2A | Petroleum Liquids | 0.5 | Electric Utility
7462 | Angoon | 3 | Petroleum Liquids | 0.5 | Electric Utility
7463 | Hoonah | 2A | Petroleum Liquids | 1 | Electric Utility
7463 | Hoonah | 3A | Petroleum Liquids | 0.5 | Electric Utility
7463 | Hoonah | 4 | Petroleum Liquids | 0.5 | Electric Utility
7464 | Kake | 1A | Petroleum Liquids | 0.5 | Electric Utility
7464 | Kake | 2 | Petroleum Liquids | 1.1 | Electric Utility
7464 | Kake | 3A | Petroleum Liquids | 0.8 | Electric Utility
54294 | West Group Data Center | 1 | Petroleum Liquids | 2 | Commercial Non-CHP
54294 | West Group Data Center | 2 | Petroleum Liquids | 2 | Commercial Non-CHP
54294 | West Group Data Center | 3 | Petroleum Liquids | 2 | Commercial Non-CHP
54294 | West Group Data Center | 4 | Petroleum Liquids | 2 | Commercial Non-CHP
55133 | Thomson Reuters Campus Bldg A-D | 3086 | Petroleum Liquids | 2 | Industrial Non-CHP
55133 | Thomson Reuters Campus Bldg A-D | 3087 | Petroleum Liquids | 2 | Industrial Non-CHP
55133 | Thomson Reuters Campus Bldg A-D | 3088 | Petroleum Liquids | 2 | Industrial Non-CHP
55133 | Thomson Reuters Campus Bldg A-D | 3089 | Petroleum Liquids | 2 | Industrial Non-CHP
55133 | Thomson Reuters Campus Bldg A-D | 3090 | Petroleum Liquids | 2 | Industrial Non-CHP
55133 | Thomson Reuters Campus Bldg A-D | 3091 | Petroleum Liquids | 2 | Industrial Non-CHP
55133 | Thomson Reuters Campus Bldg A-D | 3093 | Petroleum Liquids | 2 | Industrial Non-CHP
56247 | West Group Data Center F | 1 | Petroleum Liquids | 2 | Commercial Non-CHP
56247 | West Group Data Center F | 2 | Petroleum Liquids | 2 | Commercial Non-CHP
56247 | West Group Data Center F | 3 | Petroleum Liquids | 2 | Commercial Non-CHP
56247 | West Group Data Center F | 4 | Petroleum Liquids | 2 | Commercial Non-CHP
57207 | Thomson Reuters Data Center Bldg ES101 | 1 | Petroleum Liquids | 1.2 | Commercial Non-CHP
57208 | Thomson Reuters Data Center Bldg H | 1 | Petroleum Liquids | 2 | Commercial Non-CHP
57208 | Thomson Reuters Data Center Bldg H | 2 | Petroleum Liquids | 2 | Commercial Non-CHP
57208 | Thomson Reuters Data Center Bldg H | 3 | Petroleum Liquids | 2 | Commercial Non-CHP
57208 | Thomson Reuters Data Center Bldg H | 4 | Petroleum Liquids | 2 | Commercial Non-CHP
56051 | THUMS | GEN1 | Natural Gas Fired Combustion Turbine | 57.4 | Industrial Non-CHP
50758 | Pejepscot Hydroelectric Project | GEN1 | Conventional Hydroelectric | 12.3 | IPP Non-CHP
50758 | Pejepscot Hydroelectric Project | GEN2 | Conventional Hydroelectric | 0.4 | IPP Non-CHP
50758 | Pejepscot Hydroelectric Project | GEN3 | Conventional Hydroelectric | 0.5 | IPP Non-CHP
50758 | Pejepscot Hydroelectric Project | GEN4 | Conventional Hydroelectric | 0.5 | IPP Non-CHP
1871 | Kleber | K1 | Conventional Hydroelectric | 0.6 | IPP Non-CHP
1871 | Kleber | K2 | Conventional Hydroelectric | 0.6 | IPP Non-CHP
1871 | Kleber | T1 | Conventional Hydroelectric | 0.3 | IPP Non-CHP
1871 | Kleber | T2 | Conventional Hydroelectric | 0.3 | IPP Non-CHP
1192 | Traer Main | 3 | Petroleum Liquids | 1.1 | Electric Utility
1192 | Traer Main | 4 | Petroleum Liquids | 1.1 | Electric Utility
1192 | Traer Main | 5 | Petroleum Liquids | 0.6 | Electric Utility
1192 | Traer Main | 6 | Petroleum Liquids | 1.3 | Electric Utility
7920 | Traer South | 5 | Petroleum Liquids | 2 | Electric Utility
56025 | Traer East | 6 | Petroleum Liquids | 2 | Electric Utility
56025 | Traer East | 7 | Petroleum Liquids | 2 | Electric Utility
52142 | Mojave 4 | GEN1 | Onshore Wind Turbine | 29 | IPP Non-CHP
52143 | Mojave 3 | GEN1 | Onshore Wind Turbine | 23.5 | IPP Non-CHP
52144 | Mojave 5 | GEN1 | Onshore Wind Turbine | 22.5 | IPP Non-CHP
10180 | Metro Wastewater Reclamation District | 1 | Other Waste Biomass | 2 | IPP CHP
10180 | Metro Wastewater Reclamation District | 2 | Other Waste Biomass | 2 | IPP CHP
10180 | Metro Wastewater Reclamation District | 3 | Other Waste Biomass | 2 | IPP CHP
10180 | Metro Wastewater Reclamation District | 4 | Other Waste Biomass | 2 | IPP CHP
10180 | Metro Wastewater Reclamation District | 5 | Other Waste Biomass | 3.5 | IPP CHP
10180 | Metro Wastewater Reclamation District | 6 | Other Waste Biomass | 3.5 | IPP CHP
10633 | Hopewell Cogeneration | GT1 | Natural Gas Fired Combined Cycle | 101 | IPP CHP
10633 | Hopewell Cogeneration | GT2 | Natural Gas Fired Combined Cycle | 101 | IPP CHP
10633 | Hopewell Cogeneration | GT3 | Natural Gas Fired Combined Cycle | 101 | IPP CHP
10633 | Hopewell Cogeneration | ST1 | All Other | 96 | IPP CHP
3845 | Transalta Centralia Generation | 1 | Conventional Steam Coal | 729.9 | IPP Non-CHP
3845 | Transalta Centralia Generation | 2 | Conventional Steam Coal | 729.9 | IPP Non-CHP
7259 | Skookumchuck | 1 | Conventional Hydroelectric | 1 | IPP Non-CHP
54744 | District 70 Transco Gas Pipe Line | 001 | All Other | 0.8 | Commercial Non-CHP
54744 | District 70 Transco Gas Pipe Line | 002 | All Other | 0.8 | Commercial Non-CHP
50768 | Forestport | 1 | Conventional Hydroelectric | 3.4 | IPP Non-CHP
52057 | Herkimer | 01 | Conventional Hydroelectric | 0.4 | IPP Non-CHP
52057 | Herkimer | 02 | Conventional Hydroelectric | 0.4 | IPP Non-CHP
52057 | Herkimer | 03 | Conventional Hydroelectric | 0.4 | IPP Non-CHP
52057 | Herkimer | 04 | Conventional Hydroelectric | 0.4 | IPP Non-CHP
52058 | Ogdensburg | 01 | Conventional Hydroelectric | 0.7 | IPP Non-CHP
52058 | Ogdensburg | 02 | Conventional Hydroelectric | 0.7 | IPP Non-CHP
52058 | Ogdensburg | 03 | Conventional Hydroelectric | 0.7 | IPP Non-CHP
52058 | Ogdensburg | 04 | Conventional Hydroelectric | 0.7 | IPP Non-CHP
52058 | Ogdensburg | 05 | Conventional Hydroelectric | 0.7 | IPP Non-CHP
55245 | Tuscola Station | TG1 | Conventional Steam Coal | 6 | Industrial CHP
55245 | Tuscola Station | TG2 | Conventional Steam Coal | 6 | Industrial CHP
55245 | Tuscola Station | TG3 | Conventional Steam Coal | 6 | Industrial CHP
50094 | Veolia Energy Trenton L.P. | 7214 | Natural Gas Internal Combustion Engine | 6 | Commercial CHP
698 | Trenton North | 1 | Petroleum Liquids | 2.7 | Electric Utility
698 | Trenton North | 2 | Petroleum Liquids | 2.7 | Electric Utility
698 | Trenton North | 3 | Petroleum Liquids | 2.7 | Electric Utility
698 | Trenton North | 4 | Petroleum Liquids | 2.7 | Electric Utility
698 | Trenton North | 5 | Petroleum Liquids | 2.7 | Electric Utility
7935 | Trenton South | 1 | Petroleum Liquids | 2 | Electric Utility
7935 | Trenton South | 2 | Petroleum Liquids | 2 | Electric Utility
7935 | Trenton South | 3 | Petroleum Liquids | 2 | Electric Utility
7935 | Trenton South | 4 | Petroleum Liquids | 2 | Electric Utility
7935 | Trenton South | 5 | Petroleum Liquids | 2 | Electric Utility
7935 | Trenton South | 6 | Petroleum Liquids | 2 | Electric Utility
7935 | Trenton South | 7 | Petroleum Liquids | 2 | Electric Utility
52056 | Nassau Energy Corp | GT1 | Natural Gas Fired Combined Cycle | 43 | IPP CHP
52056 | Nassau Energy Corp | ST1 | Natural Gas Fired Combined Cycle | 12 | IPP CHP
56038 | UMCP CHP Plant | 1 | Natural Gas Fired Combustion Turbine | 11 | IPP CHP
56038 | UMCP CHP Plant | 2 | Natural Gas Fired Combustion Turbine | 11 | IPP CHP
56038 | UMCP CHP Plant | 3 | Natural Gas Steam Turbine | 5.4 | IPP CHP
55968 | Trent Wind Farm LP | WTG1 | Onshore Wind Turbine | 150 | IPP Non-CHP
10003 | Colorado Energy Nations Company | GEN1 | Conventional Steam Coal | 7.5 | IPP CHP
10003 | Colorado Energy Nations Company | GEN2 | Conventional Steam Coal | 7.5 | IPP CHP
10003 | Colorado Energy Nations Company | GEN3 | Conventional Steam Coal | 20 | IPP CHP
56050 | Inner Harbor East Heating | 1 | Natural Gas Internal Combustion Engine | 2.1 | Commercial CHP
511 | Trinidad (CO) | 1 | Conventional Steam Coal | 3.7 | Electric Utility
511 | Trinidad (CO) | 3 | Natural Gas Internal Combustion Engine | 1.9 | Electric Utility
511 | Trinidad (CO) | 4 | Natural Gas Internal Combustion Engine | 1.9 | Electric Utility
511 | Trinidad (CO) | 5 | Petroleum Liquids | 1.8 | Electric Utility
511 | Trinidad (CO) | 6 | Petroleum Liquids | 1.8 | Electric Utility
511 | Trinidad (CO) | 7 | Petroleum Liquids | 1.8 | Electric Utility
50971 | Tropicana Products Bradent | GEN1 | Natural Gas Fired Combustion Turbine | 46.8 | Industrial CHP
2015 | Truman | 1 | Petroleum Liquids | 0.2 | Electric Utility
2015 | Truman | 2 | Petroleum Liquids | 0.2 | Electric Utility
2015 | Truman | 3 | Petroleum Liquids | 2.2 | Electric Utility
2015 | Truman | 4 | Petroleum Liquids | 0.7 | Electric Utility
2015 | Truman | 5 | Petroleum Liquids | 0.8 | Electric Utility
2015 | Truman | 6 | Petroleum Liquids | 1.8 | Electric Utility
2015 | Truman | 7 | Petroleum Liquids | 2.2 | Electric Utility
54834 | Fort Greely Power Plant | EN-4 | Petroleum Liquids | 1.2 | Commercial Non-CHP
54834 | Fort Greely Power Plant | EN-5 | Petroleum Liquids | 1.2 | Commercial Non-CHP
54834 | Fort Greely Power Plant | EN-6 | Petroleum Liquids | 2.5 | Commercial Non-CHP
54834 | Fort Greely Power Plant | EN-7 | Petroleum Liquids | 2.5 | Commercial Non-CHP
161 | Turlock Lake | 1 | Conventional Hydroelectric | 1.1 | Electric Utility
161 | Turlock Lake | 2 | Conventional Hydroelectric | 1.1 | Electric Utility
161 | Turlock Lake | 3 | Conventional Hydroelectric | 1.1 | Electric Utility
162 | Hickman | 1 | Conventional Hydroelectric | 0.5 | Electric Utility
162 | Hickman | 2 | Conventional Hydroelectric | 0.5 | Electric Utility
439 | Don Pedro | 1 | Conventional Hydroelectric | 45.5 | Electric Utility
439 | Don Pedro | 2 | Conventional Hydroelectric | 45.5 | Electric Utility
439 | Don Pedro | 3 | Conventional Hydroelectric | 45.5 | Electric Utility
439 | Don Pedro | 4 | Conventional Hydroelectric | 34.3 | Electric Utility
440 | La Grange | 1 | Conventional Hydroelectric | 1.2 | Electric Utility
440 | La Grange | 2 | Conventional Hydroelectric | 3.3 | Electric Utility
489 | Upper Dawson | 1 | Conventional Hydroelectric | 4.4 | Electric Utility
4256 | Walnut | 1 | Natural Gas Fired Combustion Turbine | 24.9 | Electric Utility
4256 | Walnut | 2 | Natural Gas Fired Combustion Turbine | 24.9 | Electric Utility
7315 | Almond Power Plant | 1 | Natural Gas Fired Combustion Turbine | 49.5 | Electric Utility
7315 | Almond Power Plant | 2 | Natural Gas Fired Combustion Turbine | 58 | Electric Utility
7315 | Almond Power Plant | 3 | Natural Gas Fired Combustion Turbine | 58 | Electric Utility
7315 | Almond Power Plant | 4 | Natural Gas Fired Combustion Turbine | 58 | Electric Utility
50218 | Woodward Power Plant | U1 | Conventional Hydroelectric | 2.8 | IPP Non-CHP
50219 | Frankenheimer Power Plant | U1 | Conventional Hydroelectric | 5.3 | IPP Non-CHP
56078 | Walnut Energy Center | 1 | Natural Gas Fired Combined Cycle | 94.9 | Electric Utility
56078 | Walnut Energy Center | 2 | Natural Gas Fired Combined Cycle | 94.9 | Electric Utility
56078 | Walnut Energy Center | 3 | Natural Gas Fired Combined Cycle | 110.8 | Electric Utility
56702 | Tuolumne Wind Project | WPT1 | Onshore Wind Turbine | 136.3 | Electric Utility
50827 | Twin Falls Hydro | UNI1 | Conventional Hydroelectric | 12 | IPP Non-CHP
50827 | Twin Falls Hydro | UNI2 | Conventional Hydroelectric | 12 | IPP Non-CHP
50203 | US Gypsum Oakfield | GEN1 | Natural Gas Fired Combustion Turbine | 5.8 | Industrial CHP
50411 | University of Medicine Dentistry NJ | GEN1 | Natural Gas Fired Combustion Turbine | 3.5 | Commercial CHP
50411 | University of Medicine Dentistry NJ | GEN2 | Natural Gas Fired Combustion Turbine | 3.5 | Commercial CHP
50411 | University of Medicine Dentistry NJ | GEN3 | Natural Gas Fired Combustion Turbine | 3.5 | Commercial CHP
50482 | Clewiston Sugar House | TG5 | Other Waste Biomass | 21.6 | Industrial CHP
50482 | Clewiston Sugar House | TG6 | Other Waste Biomass | 15 | Industrial CHP
50482 | Clewiston Sugar House | TG7 | Other Waste Biomass | 20 | Industrial CHP
50482 | Clewiston Sugar House | TG8 | Other Waste Biomass | 14 | Industrial CHP
50730 | Fairfield Works | GEN1 | Other Gases | 20 | Industrial Non-CHP
50730 | Fairfield Works | GEN2 | Other Gases | 20 | Industrial Non-CHP
50730 | Fairfield Works | GEN3 | Other Gases | 20 | Industrial Non-CHP
50730 | Fairfield Works | GEN4 | Other Gases | 22 | Industrial Non-CHP
754 | Hartwell Lake | 1 | Conventional Hydroelectric | 85 | Electric Utility
754 | Hartwell Lake | 2 | Conventional Hydroelectric | 85 | Electric Utility
754 | Hartwell Lake | 3 | Conventional Hydroelectric | 85 | Electric Utility
754 | Hartwell Lake | 4 | Conventional Hydroelectric | 85 | Electric Utility
754 | Hartwell Lake | 5 | Conventional Hydroelectric | 80 | Electric Utility
3323 | J Strom Thurmond | 1 | Conventional Hydroelectric | 51.7 | Electric Utility
3323 | J Strom Thurmond | 2 | Conventional Hydroelectric | 51.7 | Electric Utility
3323 | J Strom Thurmond | 3 | Conventional Hydroelectric | 51.7 | Electric Utility
3323 | J Strom Thurmond | 4 | Conventional Hydroelectric | 51.7 | Electric Utility
3323 | J Strom Thurmond | 5 | Conventional Hydroelectric | 51.7 | Electric Utility
3323 | J Strom Thurmond | 6 | Conventional Hydroelectric | 51.7 | Electric Utility
3323 | J Strom Thurmond | 7 | Conventional Hydroelectric | 51.7 | Electric Utility
6132 | Richard B Russell | 1 | Conventional Hydroelectric | 75 | Electric Utility
6132 | Richard B Russell | 2 | Conventional Hydroelectric | 75 | Electric Utility
6132 | Richard B Russell | 3 | Conventional Hydroelectric | 75 | Electric Utility
6132 | Richard B Russell | 4 | Conventional Hydroelectric | 75 | Electric Utility
6132 | Richard B Russell | 5 | Hydroelectric Pumped Storage | 82 | Electric Utility
6132 | Richard B Russell | 6 | Hydroelectric Pumped Storage | 82 | Electric Utility
6132 | Richard B Russell | 7 | Hydroelectric Pumped Storage | 82 | Electric Utility
6132 | Richard B Russell | 8 | Hydroelectric Pumped Storage | 82 | Electric Utility
3176 | Hunlock Power Station | 3 | Natural Gas Fired Combined Cycle | 49.9 | IPP Non-CHP
3176 | Hunlock Power Station | 5 | Natural Gas Fired Combined Cycle | 48 | IPP Non-CHP
3176 | Hunlock Power Station | 6 | Natural Gas Fired Combined Cycle | 48 | IPP Non-CHP
56911 | Broad Mountain | GEN1 | Landfill Gas | 5.5 | IPP Non-CHP
56911 | Broad Mountain | GEN2 | Landfill Gas | 5.5 | IPP Non-CHP
57216 | Crayola Solar Project | 1 | Solar Photovoltaic | 1 | IPP Non-CHP
57216 | Crayola Solar Project | 2 | Solar Photovoltaic | 1 | IPP Non-CHP
57216 | Crayola Solar Project | 3 | Solar Photovoltaic | 0.8 | IPP Non-CHP
7489 | Lake Mendocino | G1 | Conventional Hydroelectric | 1 | Electric Utility
7489 | Lake Mendocino | G2 | Conventional Hydroelectric | 2.5 | Electric Utility
840 | Dworshak | 1 | Conventional Hydroelectric | 90 | Electric Utility
840 | Dworshak | 2 | Conventional Hydroelectric | 90 | Electric Utility
840 | Dworshak | 3 | Conventional Hydroelectric | 220 | Electric Utility
851 | Albeni Falls | 1 | Conventional Hydroelectric | 14 | Electric Utility
851 | Albeni Falls | 2 | Conventional Hydroelectric | 14 | Electric Utility
851 | Albeni Falls | 3 | Conventional Hydroelectric | 14 | Electric Utility
3074 | Big Cliff | 1 | Conventional Hydroelectric | 18 | Electric Utility
3075 | Bonneville | 1 | Conventional Hydroelectric | 53.5 | Electric Utility
3075 | Bonneville | 10 | Conventional Hydroelectric | 62.1 | Electric Utility
3075 | Bonneville | 11 | Conventional Hydroelectric | 66.5 | Electric Utility
3075 | Bonneville | 12 | Conventional Hydroelectric | 66.5 | Electric Utility
3075 | Bonneville | 13 | Conventional Hydroelectric | 66.5 | Electric Utility
3075 | Bonneville | 14 | Conventional Hydroelectric | 66.5 | Electric Utility
3075 | Bonneville | 15 | Conventional Hydroelectric | 66.5 | Electric Utility
3075 | Bonneville | 16 | Conventional Hydroelectric | 66.5 | Electric Utility
3075 | Bonneville | 17 | Conventional Hydroelectric | 66.5 | Electric Utility
3075 | Bonneville | 18 | Conventional Hydroelectric | 66.5 | Electric Utility
3075 | Bonneville | 2 | Conventional Hydroelectric | 53.5 | Electric Utility
3075 | Bonneville | 3 | Conventional Hydroelectric | 62.1 | Electric Utility
3075 | Bonneville | 4 | Conventional Hydroelectric | 62.1 | Electric Utility
3075 | Bonneville | 5 | Conventional Hydroelectric | 62.1 | Electric Utility
3075 | Bonneville | 6 | Conventional Hydroelectric | 62.1 | Electric Utility
3075 | Bonneville | 7 | Conventional Hydroelectric | 62.1 | Electric Utility
3075 | Bonneville | 8 | Conventional Hydroelectric | 62.1 | Electric Utility
3075 | Bonneville | 9 | Conventional Hydroelectric | 62.1 | Electric Utility
3075 | Bonneville | F1 | Conventional Hydroelectric | 13.1 | Electric Utility
3075 | Bonneville | F2 | Conventional Hydroelectric | 13.1 | Electric Utility
3076 | Cougar | 1 | Conventional Hydroelectric | 13 | Electric Utility
3076 | Cougar | 2 | Conventional Hydroelectric | 13 | Electric Utility
3077 | Detroit | 1 | Conventional Hydroelectric | 50 | Electric Utility
3077 | Detroit | 2 | Conventional Hydroelectric | 50 | Electric Utility
3078 | Dexter | 1 | Conventional Hydroelectric | 15 | Electric Utility
3080 | Green Peter | 1 | Conventional Hydroelectric | 40 | Electric Utility
3080 | Green Peter | 2 | Conventional Hydroelectric | 40 | Electric Utility
3081 | Hills Creek | 1 | Conventional Hydroelectric | 15 | Electric Utility
3081 | Hills Creek | 2 | Conventional Hydroelectric | 15 | Electric Utility
3082 | John Day | 1 | Conventional Hydroelectric | 135 | Electric Utility
3082 | John Day | 10 | Conventional Hydroelectric | 135 | Electric Utility
3082 | John Day | 11 | Conventional Hydroelectric | 135 | Electric Utility
3082 | John Day | 12 | Conventional Hydroelectric | 135 | Electric Utility
3082 | John Day | 13 | Conventional Hydroelectric | 135 | Electric Utility
3082 | John Day | 14 | Conventional Hydroelectric | 135 | Electric Utility
3082 | John Day | 15 | Conventional Hydroelectric | 135 | Electric Utility
3082 | John Day | 16 | Conventional Hydroelectric | 135 | Electric Utility
3082 | John Day | 2 | Conventional Hydroelectric | 135 | Electric Utility
3082 | John Day | 3 | Conventional Hydroelectric | 135 | Electric Utility
3082 | John Day | 4 | Conventional Hydroelectric | 135 | Electric Utility
3082 | John Day | 5 | Conventional Hydroelectric | 135 | Electric Utility
3082 | John Day | 6 | Conventional Hydroelectric | 135 | Electric Utility
3082 | John Day | 7 | Conventional Hydroelectric | 135 | Electric Utility
3082 | John Day | 8 | Conventional Hydroelectric | 135 | Electric Utility
3082 | John Day | 9 | Conventional Hydroelectric | 135 | Electric Utility
3083 | Lookout Point | 1 | Conventional Hydroelectric | 40 | Electric Utility
3083 | Lookout Point | 2 | Conventional Hydroelectric | 40 | Electric Utility
3083 | Lookout Point | 3 | Conventional Hydroelectric | 40 | Electric Utility
3084 | McNary | 1 | Conventional Hydroelectric | 70 | Electric Utility
3084 | McNary | 10 | Conventional Hydroelectric | 70 | Electric Utility
3084 | McNary | 11 | Conventional Hydroelectric | 70 | Electric Utility
3084 | McNary | 12 | Conventional Hydroelectric | 70 | Electric Utility
3084 | McNary | 13 | Conventional Hydroelectric | 70 | Electric Utility
3084 | McNary | 14 | Conventional Hydroelectric | 80.5 | Electric Utility
3084 | McNary | 2 | Conventional Hydroelectric | 70 | Electric Utility
3084 | McNary | 3 | Conventional Hydroelectric | 70 | Electric Utility
3084 | McNary | 4 | Conventional Hydroelectric | 70 | Electric Utility
3084 | McNary | 5 | Conventional Hydroelectric | 70 | Electric Utility
3084 | McNary | 6 | Conventional Hydroelectric | 70 | Electric Utility
3084 | McNary | 7 | Conventional Hydroelectric | 70 | Electric Utility
3084 | McNary | 8 | Conventional Hydroelectric | 70 | Electric Utility
3084 | McNary | 9 | Conventional Hydroelectric | 70 | Electric Utility
3895 | The Dalles | 1 | Conventional Hydroelectric | 78 | Electric Utility
3895 | The Dalles | 10 | Conventional Hydroelectric | 78 | Electric Utility
3895 | The Dalles | 11 | Conventional Hydroelectric | 78 | Electric Utility
3895 | The Dalles | 12 | Conventional Hydroelectric | 78 | Electric Utility
3895 | The Dalles | 13 | Conventional Hydroelectric | 78 | Electric Utility
3895 | The Dalles | 14 | Conventional Hydroelectric | 78 | Electric Utility
3895 | The Dalles | 15 | Conventional Hydroelectric | 86 | Electric Utility
3895 | The Dalles | 16 | Conventional Hydroelectric | 86 | Electric Utility
3895 | The Dalles | 17 | Conventional Hydroelectric | 86 | Electric Utility
3895 | The Dalles | 18 | Conventional Hydroelectric | 86 | Electric Utility
3895 | The Dalles | 19 | Conventional Hydroelectric | 86 | Electric Utility
3895 | The Dalles | 2 | Conventional Hydroelectric | 78 | Electric Utility
3895 | The Dalles | 20 | Conventional Hydroelectric | 86 | Electric Utility
3895 | The Dalles | 21 | Conventional Hydroelectric | 86 | Electric Utility
3895 | The Dalles | 22 | Conventional Hydroelectric | 86 | Electric Utility
3895 | The Dalles | 3 | Conventional Hydroelectric | 78 | Electric Utility
3895 | The Dalles | 4 | Conventional Hydroelectric | 78 | Electric Utility
3895 | The Dalles | 5 | Conventional Hydroelectric | 89.7 | Electric Utility
3895 | The Dalles | 6 | Conventional Hydroelectric | 78 | Electric Utility
3895 | The Dalles | 7 | Conventional Hydroelectric | 78 | Electric Utility
3895 | The Dalles | 8 | Conventional Hydroelectric | 78 | Electric Utility
3895 | The Dalles | 9 | Conventional Hydroelectric | 78 | Electric Utility
3895 | The Dalles | F1 | Conventional Hydroelectric | 14 | Electric Utility
3895 | The Dalles | F2 | Conventional Hydroelectric | 14 | Electric Utility
3921 | Chief Joseph | 1 | Conventional Hydroelectric | 88.2 | Electric Utility
3921 | Chief Joseph | 10 | Conventional Hydroelectric | 88.2 | Electric Utility
3921 | Chief Joseph | 11 | Conventional Hydroelectric | 88.2 | Electric Utility
3921 | Chief Joseph | 12 | Conventional Hydroelectric | 88.2 | Electric Utility
3921 | Chief Joseph | 13 | Conventional Hydroelectric | 88.2 | Electric Utility
3921 | Chief Joseph | 14 | Conventional Hydroelectric | 88.2 | Electric Utility
3921 | Chief Joseph | 15 | Conventional Hydroelectric | 88.2 | Electric Utility
3921 | Chief Joseph | 16 | Conventional Hydroelectric | 88.2 | Electric Utility
3921 | Chief Joseph | 17 | Conventional Hydroelectric | 95 | Electric Utility
3921 | Chief Joseph | 18 | Conventional Hydroelectric | 95 | Electric Utility
3921 | Chief Joseph | 19 | Conventional Hydroelectric | 95 | Electric Utility
3921 | Chief Joseph | 2 | Conventional Hydroelectric | 88.2 | Electric Utility
3921 | Chief Joseph | 20 | Conventional Hydroelectric | 95 | Electric Utility
3921 | Chief Joseph | 21 | Conventional Hydroelectric | 95 | Electric Utility
3921 | Chief Joseph | 22 | Conventional Hydroelectric | 95 | Electric Utility
3921 | Chief Joseph | 23 | Conventional Hydroelectric | 95 | Electric Utility
3921 | Chief Joseph | 24 | Conventional Hydroelectric | 95 | Electric Utility
3921 | Chief Joseph | 25 | Conventional Hydroelectric | 95 | Electric Utility
3921 | Chief Joseph | 26 | Conventional Hydroelectric | 95 | Electric Utility
3921 | Chief Joseph | 27 | Conventional Hydroelectric | 95 | Electric Utility
3921 | Chief Joseph | 3 | Conventional Hydroelectric | 88.2 | Electric Utility
3921 | Chief Joseph | 4 | Conventional Hydroelectric | 88.2 | Electric Utility
3921 | Chief Joseph | 5 | Conventional Hydroelectric | 88.2 | Electric Utility
3921 | Chief Joseph | 6 | Conventional Hydroelectric | 88.2 | Electric Utility
3921 | Chief Joseph | 7 | Conventional Hydroelectric | 88.2 | Electric Utility
3921 | Chief Joseph | 8 | Conventional Hydroelectric | 88.2 | Electric Utility
3921 | Chief Joseph | 9 | Conventional Hydroelectric | 88.2 | Electric Utility
3925 | Ice Harbor | 1 | Conventional Hydroelectric | 90 | Electric Utility
3925 | Ice Harbor | 2 | Conventional Hydroelectric | 90 | Electric Utility
3925 | Ice Harbor | 3 | Conventional Hydroelectric | 90 | Electric Utility
3925 | Ice Harbor | 4 | Conventional Hydroelectric | 111 | Electric Utility
3925 | Ice Harbor | 5 | Conventional Hydroelectric | 111 | Electric Utility
3925 | Ice Harbor | 6 | Conventional Hydroelectric | 111 | Electric Utility
3926 | Little Goose | 1 | Conventional Hydroelectric | 135 | Electric Utility
3926 | Little Goose | 2 | Conventional Hydroelectric | 135 | Electric Utility
3926 | Little Goose | 3 | Conventional Hydroelectric | 135 | Electric Utility
3926 | Little Goose | 4 | Conventional Hydroelectric | 135 | Electric Utility
3926 | Little Goose | 5 | Conventional Hydroelectric | 135 | Electric Utility
3926 | Little Goose | 6 | Conventional Hydroelectric | 135 | Electric Utility
3927 | Lower Monumental | 1 | Conventional Hydroelectric | 135 | Electric Utility
3927 | Lower Monumental | 2 | Conventional Hydroelectric | 135 | Electric Utility
3927 | Lower Monumental | 3 | Conventional Hydroelectric | 135 | Electric Utility
3927 | Lower Monumental | 4 | Conventional Hydroelectric | 135 | Electric Utility
3927 | Lower Monumental | 5 | Conventional Hydroelectric | 135 | Electric Utility
3927 | Lower Monumental | 6 | Conventional Hydroelectric | 135 | Electric Utility
6172 | Libby | 1 | Conventional Hydroelectric | 105 | Electric Utility
6172 | Libby | 2 | Conventional Hydroelectric | 105 | Electric Utility
6172 | Libby | 3 | Conventional Hydroelectric | 105 | Electric Utility
6172 | Libby | 4 | Conventional Hydroelectric | 105 | Electric Utility
6172 | Libby | 5 | Conventional Hydroelectric | 105 | Electric Utility
6174 | Lost Creek | 1 | Conventional Hydroelectric | 24.5 | Electric Utility
6174 | Lost Creek | 2 | Conventional Hydroelectric | 24.5 | Electric Utility
6175 | Lower Granite | 1 | Conventional Hydroelectric | 135 | Electric Utility
6175 | Lower Granite | 2 | Conventional Hydroelectric | 135 | Electric Utility
6175 | Lower Granite | 3 | Conventional Hydroelectric | 135 | Electric Utility
6175 | Lower Granite | 4 | Conventional Hydroelectric | 135 | Electric Utility
6175 | Lower Granite | 5 | Conventional Hydroelectric | 135 | Electric Utility
6175 | Lower Granite | 6 | Conventional Hydroelectric | 135 | Electric Utility
6552 | Foster | 1 | Conventional Hydroelectric | 10 | Electric Utility
6552 | Foster | 2 | Conventional Hydroelectric | 10 | Electric Utility
187 | Degray | 1 | Conventional Hydroelectric | 40 | Electric Utility
187 | Degray | 2 | Hydroelectric Pumped Storage | 28 | Electric Utility
195 | Narrows (AR) | 1 | Conventional Hydroelectric | 8.5 | Electric Utility
195 | Narrows (AR) | 2 | Conventional Hydroelectric | 8.5 | Electric Utility
195 | Narrows (AR) | 3 | Conventional Hydroelectric | 8.5 | Electric Utility
197 | Blakely Mountain | 1 | Conventional Hydroelectric | 37.5 | Electric Utility
197 | Blakely Mountain | 2 | Conventional Hydroelectric | 37.5 | Electric Utility
913 | Venice | GT2 | Natural Gas Fired Combustion Turbine | 61 | Electric Utility
913 | Venice | GT3 | Natural Gas Fired Combustion Turbine | 200 | Electric Utility
913 | Venice | GT4 | Natural Gas Fired Combustion Turbine | 200 | Electric Utility
913 | Venice | GT5 | Natural Gas Fired Combustion Turbine | 125 | Electric Utility
1109 | Keokuk | 1 | Conventional Hydroelectric | 7.6 | Electric Utility
1109 | Keokuk | 10 | Conventional Hydroelectric | 8.8 | Electric Utility
1109 | Keokuk | 11 | Conventional Hydroelectric | 8.8 | Electric Utility
1109 | Keokuk | 12 | Conventional Hydroelectric | 8.8 | Electric Utility
1109 | Keokuk | 13 | Conventional Hydroelectric | 8.8 | Electric Utility
1109 | Keokuk | 14 | Conventional Hydroelectric | 8.8 | Electric Utility
1109 | Keokuk | 15 | Conventional Hydroelectric | 8.8 | Electric Utility
1109 | Keokuk | 2 | Conventional Hydroelectric | 7.6 | Electric Utility
1109 | Keokuk | 3 | Conventional Hydroelectric | 7.6 | Electric Utility
1109 | Keokuk | 4 | Conventional Hydroelectric | 7.6 | Electric Utility
1109 | Keokuk | 5 | Conventional Hydroelectric | 7.6 | Electric Utility
1109 | Keokuk | 6 | Conventional Hydroelectric | 7.6 | Electric Utility
1109 | Keokuk | 7 | Conventional Hydroelectric | 8.8 | Electric Utility
1109 | Keokuk | 8 | Conventional Hydroelectric | 8.8 | Electric Utility
1109 | Keokuk | 9 | Conventional Hydroelectric | 8.8 | Electric Utility
2082 | Fairgrounds | 1 | Petroleum Liquids | 68.3 | Electric Utility
2083 | Kirksville | 1 | Natural Gas Fired Combustion Turbine | 15 | Electric Utility
2102 | Howard Bend | 1 | Petroleum Liquids | 47.4 | Electric Utility
2103 | Labadie | 1 | Conventional Steam Coal | 573.7 | Electric Utility
2103 | Labadie | 2 | Conventional Steam Coal | 573.7 | Electric Utility
2103 | Labadie | 3 | Conventional Steam Coal | 621 | Electric Utility
2103 | Labadie | 4 | Conventional Steam Coal | 621 | Electric Utility
2104 | Meramec | 1 | Conventional Steam Coal | 137.5 | Electric Utility
2104 | Meramec | 2 | Conventional Steam Coal | 137.5 | Electric Utility
2104 | Meramec | 3 | Conventional Steam Coal | 289 | Electric Utility
2104 | Meramec | 4 | Conventional Steam Coal | 359 | Electric Utility
2104 | Meramec | GT1 | Petroleum Liquids | 62 | Electric Utility
2104 | Meramec | GT2 | Natural Gas Fired Combustion Turbine | 56 | Electric Utility
2106 | Osage Dam | 1 | Conventional Hydroelectric | 27.5 | Electric Utility
2106 | Osage Dam | 2 | Conventional Hydroelectric | 27.5 | Electric Utility
2106 | Osage Dam | 3 | Conventional Hydroelectric | 27.5 | Electric Utility
2106 | Osage Dam | 4 | Conventional Hydroelectric | 27.5 | Electric Utility
2106 | Osage Dam | 5 | Conventional Hydroelectric | 27.5 | Electric Utility
2106 | Osage Dam | 6 | Conventional Hydroelectric | 27.5 | Electric Utility
2106 | Osage Dam | 7 | Conventional Hydroelectric | 21.5 | Electric Utility
2106 | Osage Dam | 8 | Conventional Hydroelectric | 21.5 | Electric Utility
2107 | Sioux | 1 | Conventional Steam Coal | 549.7 | Electric Utility
2107 | Sioux | 2 | Conventional Steam Coal | 549.7 | Electric Utility
2108 | Taum Sauk | 1 | Hydroelectric Pumped Storage | 204 | Electric Utility
2108 | Taum Sauk | 2 | Hydroelectric Pumped Storage | 204 | Electric Utility
6153 | Callaway | 1 | Nuclear | 1235.8 | Electric Utility
6155 | Rush Island | 1 | Conventional Steam Coal | 621 | Electric Utility
6155 | Rush Island | 2 | Conventional Steam Coal | 621 | Electric Utility
6650 | Mexico | 1 | Petroleum Liquids | 60.7 | Electric Utility
6651 | Moberly | 1 | Petroleum Liquids | 60.6 | Electric Utility
6652 | Moreau | 1 | Petroleum Liquids | 60.8 | Electric Utility
7964 | Peno Creek | GT1 | Natural Gas Fired Combustion Turbine | 60 | Electric Utility
7964 | Peno Creek | GT2 | Natural Gas Fired Combustion Turbine | 60 | Electric Utility
7964 | Peno Creek | GT3 | Natural Gas Fired Combustion Turbine | 60 | Electric Utility
7964 | Peno Creek | GT4 | Natural Gas Fired Combustion Turbine | 60 | Electric Utility
55202 | Pinckneyville | 1 | Natural Gas Fired Combustion Turbine | 45 | Electric Utility
55202 | Pinckneyville | 2 | Natural Gas Fired Combustion Turbine | 45 | Electric Utility
55202 | Pinckneyville | 3 | Natural Gas Fired Combustion Turbine | 45 | Electric Utility
55202 | Pinckneyville | 4 | Natural Gas Fired Combustion Turbine | 45 | Electric Utility
55202 | Pinckneyville | 5 | Natural Gas Fired Combustion Turbine | 50 | Electric Utility
55202 | Pinckneyville | 6 | Natural Gas Fired Combustion Turbine | 50 | Electric Utility
55202 | Pinckneyville | 7 | Natural Gas Fired Combustion Turbine | 50 | Electric Utility
55202 | Pinckneyville | 8 | Natural Gas Fired Combustion Turbine | 50 | Electric Utility
55204 | Kinmundy | 1 | Natural Gas Fired Combustion Turbine | 135 | Electric Utility
55204 | Kinmundy | 2 | Natural Gas Fired Combustion Turbine | 135 | Electric Utility
55234 | Audrain Generating Station | GT1 | Natural Gas Fired Combustion Turbine | 101.8 | Electric Utility
55234 | Audrain Generating Station | GT2 | Natural Gas Fired Combustion Turbine | 101.8 | Electric Utility
55234 | Audrain Generating Station | GT3 | Natural Gas Fired Combustion Turbine | 101.8 | Electric Utility
55234 | Audrain Generating Station | GT4 | Natural Gas Fired Combustion Turbine | 101.8 | Electric Utility
55234 | Audrain Generating Station | GT5 | Natural Gas Fired Combustion Turbine | 101.8 | Electric Utility
55234 | Audrain Generating Station | GT6 | Natural Gas Fired Combustion Turbine | 101.8 | Electric Utility
55234 | Audrain Generating Station | GT7 | Natural Gas Fired Combustion Turbine | 101.8 | Electric Utility
55234 | Audrain Generating Station | GT8 | Natural Gas Fired Combustion Turbine | 101.8 | Electric Utility
55417 | Raccoon Creek Energy Center | CT01 | Natural Gas Fired Combustion Turbine | 114 | Electric Utility
55417 | Raccoon Creek Energy Center | CT02 | Natural Gas Fired Combustion Turbine | 114 | Electric Utility
55417 | Raccoon Creek Energy Center | CT03 | Natural Gas Fired Combustion Turbine | 114 | Electric Utility
55417 | Raccoon Creek Energy Center | CT04 | Natural Gas Fired Combustion Turbine | 114 | Electric Utility
55496 | Goose Creek Energy Center | CT01 | Natural Gas Fired Combustion Turbine | 114 | Electric Utility
55496 | Goose Creek Energy Center | CT02 | Natural Gas Fired Combustion Turbine | 114 | Electric Utility
55496 | Goose Creek Energy Center | CT03 | Natural Gas Fired Combustion Turbine | 114 | Electric Utility
55496 | Goose Creek Energy Center | CT04 | Natural Gas Fired Combustion Turbine | 114 | Electric Utility
55496 | Goose Creek Energy Center | CT05 | Natural Gas Fired Combustion Turbine | 114 | Electric Utility
55496 | Goose Creek Energy Center | CT06 | Natural Gas Fired Combustion Turbine | 114 | Electric Utility
6413 | Sam Rayburn Dam | 1 | Conventional Hydroelectric | 26 | Electric Utility
6413 | Sam Rayburn Dam | 2 | Conventional Hydroelectric | 26 | Electric Utility
6414 | Whitney | 1 | Conventional Hydroelectric | 20.9 | Electric Utility
6414 | Whitney | 2 | Conventional Hydroelectric | 20.9 | Electric Utility
7200 | Robert D Willis | 1 | Conventional Hydroelectric | 4 | Electric Utility
7200 | Robert D Willis | 2 | Conventional Hydroelectric | 4 | Electric Utility
50150 | Union Carbide Seadrift Cogen | GE10 | Natural Gas Fired Combined Cycle | 15 | Industrial CHP
50150 | Union Carbide Seadrift Cogen | GE11 | Natural Gas Fired Combined Cycle | 35 | Industrial CHP
50150 | Union Carbide Seadrift Cogen | GEN5 | Natural Gas Fired Combined Cycle | 15 | Industrial CHP
50150 | Union Carbide Seadrift Cogen | GEN6 | Natural Gas Fired Combined Cycle | 35 | Industrial CHP
50150 | Union Carbide Seadrift Cogen | GEN7 | Natural Gas Fired Combined Cycle | 6 | Industrial CHP
50150 | Union Carbide Seadrift Cogen | GEN8 | Natural Gas Fired Combined Cycle | 35 | Industrial CHP
50150 | Union Carbide Seadrift Cogen | GEN9 | Natural Gas Fired Combined Cycle | 15 | Industrial CHP
50150 | Union Carbide Seadrift Cogen | IGT | Natural Gas Fired Combined Cycle | 12 | Industrial CHP
7502 | Dutch Harbor | 10 | Petroleum Liquids | 5.2 | Electric Utility
7502 | Dutch Harbor | 11 | Petroleum Liquids | 5.2 | Electric Utility
7502 | Dutch Harbor | 13 | Petroleum Liquids | 4.4 | Electric Utility
7502 | Dutch Harbor | 15 | Petroleum Liquids | 0.3 | Electric Utility
7502 | Dutch Harbor | 8 | Petroleum Liquids | 1.2 | Electric Utility
7502 | Dutch Harbor | 9 | Petroleum Liquids | 1.2 | Electric Utility
7503 | Unalaska Power Module | 7 | Petroleum Liquids | 1.1 | Electric Utility
1371 | Barkley | 1 | Conventional Hydroelectric | 32.5 | Electric Utility
1371 | Barkley | 2 | Conventional Hydroelectric | 32.5 | Electric Utility
1371 | Barkley | 3 | Conventional Hydroelectric | 32.5 | Electric Utility
1371 | Barkley | 4 | Conventional Hydroelectric | 32.5 | Electric Utility
1380 | Wolf Creek | 1 | Conventional Hydroelectric | 45 | Electric Utility
1380 | Wolf Creek | 2 | Conventional Hydroelectric | 45 | Electric Utility
1380 | Wolf Creek | 3 | Conventional Hydroelectric | 45 | Electric Utility
1380 | Wolf Creek | 4 | Conventional Hydroelectric | 45 | Electric Utility
1380 | Wolf Creek | 5 | Conventional Hydroelectric | 45 | Electric Utility
1380 | Wolf Creek | 6 | Conventional Hydroelectric | 45 | Electric Utility
3423 | Cordell Hull | 1 | Conventional Hydroelectric | 33.3 | Electric Utility
3423 | Cordell Hull | 2 | Conventional Hydroelectric | 33.3 | Electric Utility
3423 | Cordell Hull | 3 | Conventional Hydroelectric | 33.3 | Electric Utility
3424 | Dale Hollow | 1 | Conventional Hydroelectric | 18 | Electric Utility
3424 | Dale Hollow | 2 | Conventional Hydroelectric | 18 | Electric Utility
3424 | Dale Hollow | 3 | Conventional Hydroelectric | 18 | Electric Utility
3426 | Old Hickory | 1 | Conventional Hydroelectric | 28.7 | Electric Utility
3426 | Old Hickory | 2 | Conventional Hydroelectric | 25 | Electric Utility
3426 | Old Hickory | 3 | Conventional Hydroelectric | 25 | Electric Utility
3426 | Old Hickory | 4 | Conventional Hydroelectric | 25 | Electric Utility
3428 | J P Priest | 1 | Conventional Hydroelectric | 28 | Electric Utility
6171 | Laurel Dam | 1 | Conventional Hydroelectric | 70 | Electric Utility
6417 | Center Hill | 1 | Conventional Hydroelectric | 45 | Electric Utility
6417 | Center Hill | 2 | Conventional Hydroelectric | 45 | Electric Utility
6417 | Center Hill | 3 | Conventional Hydroelectric | 45 | Electric Utility
6418 | Cheatham | 1 | Conventional Hydroelectric | 12 | Electric Utility
6418 | Cheatham | 2 | Conventional Hydroelectric | 12 | Electric Utility
6418 | Cheatham | 3 | Conventional Hydroelectric | 12 | Electric Utility
2164 | Unionville City of | 1 | Petroleum Liquids | 0.8 | Electric Utility
2164 | Unionville City of | 2 | Petroleum Liquids | 1.7 | Electric Utility
2164 | Unionville City of | 3 | Petroleum Liquids | 0.2 | Electric Utility
2164 | Unionville City of | 4 | Petroleum Liquids | 1 | Electric Utility
2164 | Unionville City of | 5 | Petroleum Liquids | 0.3 | Electric Utility
2164 | Unionville City of | 6 | Petroleum Liquids | 0.3 | Electric Utility
2164 | Unionville City of | 7 | Petroleum Liquids | 1.1 | Electric Utility
2164 | Unionville City of | 8 | Petroleum Liquids | 1.3 | Electric Utility
2164 | Unionville City of | 9 | Petroleum Liquids | 2 | Electric Utility
50711 | University of Alaska Fairbanks | GEN1 | Conventional Steam Coal | 1.5 | Commercial CHP
50711 | University of Alaska Fairbanks | GEN2 | Conventional Steam Coal | 1.5 | Commercial CHP
50711 | University of Alaska Fairbanks | GEN3 | Conventional Steam Coal | 10 | Commercial CHP
50711 | University of Alaska Fairbanks | GEN4 | Petroleum Liquids | 9.6 | Commercial CHP
50729 | Clairton Works | GEN1 | Other Gases | 21 | Industrial CHP
50729 | Clairton Works | GEN3 | Other Gases | 10 | Industrial CHP
50732 | Mon Valley Works | GEN1 | Other Gases | 25 | Industrial CHP
50732 | Mon Valley Works | GEN2 | Other Gases | 25 | Industrial CHP
50732 | Mon Valley Works | GEN3 | Other Gases | 2.5 | Industrial CHP
52073 | UCLA So Campus Cogen Project | GEN1 | Natural Gas Fired Combined Cycle | 14.5 | Commercial CHP
52073 | UCLA So Campus Cogen Project | GEN2 | Natural Gas Fired Combined Cycle | 14.5 | Commercial CHP
52073 | UCLA So Campus Cogen Project | GEN3 | Natural Gas Fired Combined Cycle | 14 | Commercial CHP
50733 | Gary Works | STG1 | Other Gases | 161 | Industrial CHP
54044 | University of Illinois Cogen Facility | CT1 | Natural Gas Fired Combustion Turbine | 7.8 | Commercial CHP
54044 | University of Illinois Cogen Facility | CT2 | Natural Gas Fired Combustion Turbine | 7.8 | Commercial CHP
54044 | University of Illinois Cogen Facility | CT3 | Natural Gas Fired Combustion Turbine | 7.8 | Commercial CHP
54044 | University of Illinois Cogen Facility | GEN1 | Natural Gas Internal Combustion Engine | 6.3 | Commercial CHP
54044 | University of Illinois Cogen Facility | GEN2 | Natural Gas Internal Combustion Engine | 6.3 | Commercial CHP
54044 | University of Illinois Cogen Facility | GEN3 | Natural Gas Internal Combustion Engine | 3.7 | Commercial CHP
54044 | University of Illinois Cogen Facility | GEN4 | Natural Gas Internal Combustion Engine | 3.7 | Commercial CHP
54044 | University of Illinois Cogen Facility | RE1 | Natural Gas Internal Combustion Engine | 5.5 | Commercial CHP
54044 | University of Illinois Cogen Facility | RE2 | Natural Gas Internal Combustion Engine | 5.5 | Commercial CHP
54044 | University of Illinois Cogen Facility | RE3 | Natural Gas Internal Combustion Engine | 5.5 | Commercial CHP
54780 | University of Illinois Abbott Power Plt | T1 | Natural Gas Steam Turbine | 3 | Commercial CHP
54780 | University of Illinois Abbott Power Plt | T10 | Conventional Steam Coal | 12.5 | Commercial CHP
54780 | University of Illinois Abbott Power Plt | T11 | Conventional Steam Coal | 12.5 | Commercial CHP
54780 | University of Illinois Abbott Power Plt | T12 | Conventional Steam Coal | 7 | Commercial CHP
54780 | University of Illinois Abbott Power Plt | T2 | Natural Gas Steam Turbine | 3 | Commercial CHP
54780 | University of Illinois Abbott Power Plt | T3 | Natural Gas Steam Turbine | 3 | Commercial CHP
54780 | University of Illinois Abbott Power Plt | T4 | Natural Gas Steam Turbine | 3 | Commercial CHP
54780 | University of Illinois Abbott Power Plt | T6 | Conventional Steam Coal | 7.5 | Commercial CHP
54780 | University of Illinois Abbott Power Plt | T7 | Conventional Steam Coal | 7.5 | Commercial CHP
54780 | University of Illinois Abbott Power Plt | T8 | Natural Gas Fired Combustion Turbine | 13 | Commercial CHP
54780 | University of Illinois Abbott Power Plt | T9 | Natural Gas Fired Combustion Turbine | 13 | Commercial CHP
50076 | Santa Felicia Dam | UNT1 | Conventional Hydroelectric | 0.2 | IPP Non-CHP
50076 | Santa Felicia Dam | UNT2 | Conventional Hydroelectric | 1.1 | IPP Non-CHP
50307 | University of Oklahoma | GEN1 | Natural Gas Steam Turbine | 7.5 | Commercial CHP
50307 | University of Oklahoma | GEN2 | Natural Gas Steam Turbine | 2.5 | Commercial CHP
50307 | University of Oklahoma | GEN3 | Natural Gas Steam Turbine | 2.5 | Commercial CHP
50307 | University of Oklahoma | GEN4 | Natural Gas Steam Turbine | 4.3 | Commercial CHP
50307 | University of Oklahoma | GEN5 | Petroleum Liquids | 1.8 | Commercial CHP
50118 | Hal C Weaver Power Plant | GEN10 | Natural Gas Fired Combined Cycle | 34.4 | Commercial CHP
50118 | Hal C Weaver Power Plant | GEN4 | Natural Gas Fired Combined Cycle | 7.6 | Commercial CHP
50118 | Hal C Weaver Power Plant | GEN5 | Natural Gas Fired Combined Cycle | 6 | Commercial CHP
50118 | Hal C Weaver Power Plant | GEN7 | Natural Gas Fired Combined Cycle | 28.8 | Commercial CHP
50118 | Hal C Weaver Power Plant | GEN8 | Natural Gas Fired Combined Cycle | 48.5 | Commercial CHP
50118 | Hal C Weaver Power Plant | GEN9 | Natural Gas Fired Combined Cycle | 27.2 | Commercial CHP
54775 | University of Iowa Main Power Plant | DG7 | Petroleum Liquids | 1.7 | Commercial CHP
54775 | University of Iowa Main Power Plant | GEN1 | Conventional Steam Coal | 3 | Commercial CHP
54775 | University of Iowa Main Power Plant | GEN10 | Natural Gas Internal Combustion Engine | 2 | Commercial CHP
54775 | University of Iowa Main Power Plant | GEN2 | Conventional Steam Coal | 3 | Commercial CHP
54775 | University of Iowa Main Power Plant | GEN6 | Conventional Steam Coal | 15 | Commercial CHP
54775 | University of Iowa Main Power Plant | GEN7 | Natural Gas Internal Combustion Engine | 2 | Commercial CHP
54775 | University of Iowa Main Power Plant | GEN8 | Natural Gas Internal Combustion Engine | 2 | Commercial CHP
54775 | University of Iowa Main Power Plant | GEN9 | Natural Gas Internal Combustion Engine | 2 | Commercial CHP
57672 | Oakdale Renewable Energy Plant | GE1 | Natural Gas Internal Combustion Engine | 1.4 | Commercial Non-CHP
57672 | Oakdale Renewable Energy Plant | GE2 | Natural Gas Internal Combustion Engine | 1.4 | Commercial Non-CHP
54276 | Univ of NC Chapel Hill Cogen Facility | ES001 | Petroleum Liquids | 2 | Commercial CHP
54276 | Univ of NC Chapel Hill Cogen Facility | ES002 | Petroleum Liquids | 2 | Commercial CHP
54276 | Univ of NC Chapel Hill Cogen Facility | TG3 | Conventional Steam Coal | 28 | Commercial CHP
58268 | UNC-CH LFG Facility | LFG1 | Landfill Gas | 1 | Commercial Non-CHP
3325 | Ben French | 1 | Petroleum Liquids | 2 | Electric Utility
3325 | Ben French | 2 | Petroleum Liquids | 2 | Electric Utility
3325 | Ben French | 3 | Petroleum Liquids | 2 | Electric Utility
3325 | Ben French | 4 | Petroleum Liquids | 2 | Electric Utility
3325 | Ben French | 5 | Petroleum Liquids | 2 | Electric Utility
3325 | Ben French | GT1 | Natural Gas Fired Combustion Turbine | 25 | Electric Utility
3325 | Ben French | GT2 | Natural Gas Fired Combustion Turbine | 25 | Electric Utility
3325 | Ben French | GT3 | Natural Gas Fired Combustion Turbine | 25 | Electric Utility
3325 | Ben French | GT4 | Natural Gas Fired Combustion Turbine | 25 | Electric Utility
7504 | Neil Simpson II | 2 | Conventional Steam Coal | 80 | Electric Utility
7504 | Neil Simpson II | GT1 | Natural Gas Fired Combustion Turbine | 40 | Electric Utility
55477 | Neil Simpson Gas Turbine #2 | GT2 | Natural Gas Fired Combustion Turbine | 40 | IPP Non-CHP
55478 | Lange Gas Turbines | 0001 | Natural Gas Fired Combustion Turbine | 40 | Electric Utility
55479 | Wygen 1 | 0001 | Conventional Steam Coal | 88 | IPP Non-CHP
56319 | Wygen 2 | 0001 | Conventional Steam Coal | 95 | Electric Utility
56596 | Wygen III | 5 | Conventional Steam Coal | 116.2 | Electric Utility
765 | Kahe | K1 | Petroleum Liquids | 81.6 | Electric Utility
765 | Kahe | K2 | Petroleum Liquids | 81.6 | Electric Utility
765 | Kahe | K3 | Petroleum Liquids | 85.8 | Electric Utility
765 | Kahe | K4 | Petroleum Liquids | 90.9 | Electric Utility
765 | Kahe | K5 | Petroleum Liquids | 134.9 | Electric Utility
765 | Kahe | K6 | Petroleum Liquids | 134.9 | Electric Utility
766 | Waiau | W10 | Petroleum Liquids | 51.3 | Electric Utility
766 | Waiau | W3 | Petroleum Liquids | 50 | Electric Utility
766 | Waiau | W4 | Petroleum Liquids | 50 | Electric Utility
766 | Waiau | W5 | Petroleum Liquids | 54.4 | Electric Utility
766 | Waiau | W6 | Petroleum Liquids | 54.4 | Electric Utility
766 | Waiau | W7 | Petroleum Liquids | 81.6 | Electric Utility
766 | Waiau | W8 | Petroleum Liquids | 81.6 | Electric Utility
766 | Waiau | W9 | Petroleum Liquids | 51.3 | Electric Utility
56329 | Campbell Industrial Park | CIP1 | Other Waste Biomass | 113 | Electric Utility
54422 | Unisea G 2 | CAT4 | Petroleum Liquids | 1 | Industrial Non-CHP
54422 | Unisea G 2 | CAT5 | Petroleum Liquids | 1 | Industrial Non-CHP
54422 | Unisea G 2 | GEN1 | Petroleum Liquids | 2.5 | Industrial Non-CHP
54422 | Unisea G 2 | GEN2 | Petroleum Liquids | 2.6 | Industrial Non-CHP
54422 | Unisea G 2 | GEN3 | Petroleum Liquids | 2.7 | Industrial Non-CHP
54422 | Unisea G 2 | GEN4 | Petroleum Liquids | 2.5 | Industrial Non-CHP
54422 | Unisea G 2 | GEN5 | Petroleum Liquids | 2.7 | Industrial Non-CHP
54422 | Unisea G 2 | GEN6 | Petroleum Liquids | 2.5 | Industrial Non-CHP
6283 | Seldovia | 5 | Petroleum Liquids | 1.2 | Electric Utility
6283 | Seldovia | 6 | Petroleum Liquids | 1.2 | Electric Utility
6292 | Bernice Lake | 2 | Natural Gas Fired Combustion Turbine | 20.7 | Electric Utility
6292 | Bernice Lake | 3 | Natural Gas Fired Combustion Turbine | 28.8 | Electric Utility
6292 | Bernice Lake | 4 | Natural Gas Fired Combustion Turbine | 27.2 | Electric Utility
7367 | Bradley Lake | 1 | Conventional Hydroelectric | 63 | Electric Utility
7367 | Bradley Lake | 2 | Conventional Hydroelectric | 63 | Electric Utility
55966 | Nikiski Co-Generation | GT1 | Natural Gas Fired Combined Cycle | 37.9 | Electric Utility
55966 | Nikiski Co-Generation | ST1 | All Other | 40 | Electric Utility
57206 | Soldotna | 1 | Natural Gas Fired Combustion Turbine | 50 | Electric Utility
50400 | Sand Bar Power Plant | GEN1 | Conventional Hydroelectric | 16.2 | IPP Non-CHP
50366 | University of Notre Dame | GEN1 | Conventional Steam Coal | 3 | Commercial CHP
50366 | University of Notre Dame | GEN2 | Conventional Steam Coal | 1.7 | Commercial CHP
50366 | University of Notre Dame | GEN3 | Petroleum Liquids | 1 | Commercial CHP
50366 | University of Notre Dame | GEN4 | Petroleum Liquids | 1 | Commercial CHP
50366 | University of Notre Dame | GEN5 | Conventional Steam Coal | 2 | Commercial CHP
50366 | University of Notre Dame | GEN6 | Conventional Steam Coal | 5 | Commercial CHP
50366 | University of Notre Dame | GEN7 | Conventional Steam Coal | 9.4 | Commercial CHP
50366 | University of Notre Dame | GEN8 | Petroleum Liquids | 1.9 | Commercial CHP
50366 | University of Notre Dame | GEN9 | Petroleum Liquids | 1.9 | Commercial CHP
50366 | University of Notre Dame | GN10 | Petroleum Liquids | 1.9 | Commercial CHP
1773 | Prickett | 1 | Conventional Hydroelectric | 1.1 | Electric Utility
1773 | Prickett | 2 | Conventional Hydroelectric | 1.1 | Electric Utility
1774 | Victoria Dam | 1 | Conventional Hydroelectric | 6 | Electric Utility
1774 | Victoria Dam | 2 | Conventional Hydroelectric | 6 | Electric Utility
7115 | Hoist | 2 | Conventional Hydroelectric | 1.4 | Electric Utility
7115 | Hoist | 3 | Conventional Hydroelectric | 2 | Electric Utility
7116 | McClure Dam | 1 | Conventional Hydroelectric | 4 | Electric Utility
7116 | McClure Dam | 2 | Conventional Hydroelectric | 4 | Electric Utility
7119 | Gladstone | 1 | Petroleum Liquids | 22.6 | Electric Utility
8019 | Portage | 1 | Petroleum Liquids | 22.6 | Electric Utility
215 | Angels | 1 | Conventional Hydroelectric | 1.4 | IPP Non-CHP
261 | Murphys | 1 | Conventional Hydroelectric | 3.6 | IPP Non-CHP
50431 | University of Michigan | TG1 | Natural Gas Fired Combined Cycle | 12.5 | Commercial CHP
50431 | University of Michigan | TG10 | Natural Gas Fired Combined Cycle | 3.5 | Commercial CHP
50431 | University of Michigan | TG7 | Natural Gas Fired Combined Cycle | 12.5 | Commercial CHP
50431 | University of Michigan | TG8 | Natural Gas Fired Combined Cycle | 12.5 | Commercial CHP
50431 | University of Michigan | TG9 | Natural Gas Fired Combined Cycle | 3.5 | Commercial CHP
2815 | Garrison | 1 | Conventional Hydroelectric | 128 | Electric Utility
2815 | Garrison | 2 | Conventional Hydroelectric | 128 | Electric Utility
2815 | Garrison | 3 | Conventional Hydroelectric | 128 | Electric Utility
2815 | Garrison | 4 | Conventional Hydroelectric | 115 | Electric Utility
2815 | Garrison | 5 | Conventional Hydroelectric | 115 | Electric Utility
3356 | Oahe | 1 | Conventional Hydroelectric | 112 | Electric Utility
3356 | Oahe | 2 | Conventional Hydroelectric | 112 | Electric Utility
3356 | Oahe | 3 | Conventional Hydroelectric | 112 | Electric Utility
3356 | Oahe | 4 | Conventional Hydroelectric | 112 | Electric Utility
3356 | Oahe | 5 | Conventional Hydroelectric | 112 | Electric Utility
3356 | Oahe | 6 | Conventional Hydroelectric | 112 | Electric Utility
3356 | Oahe | 7 | Conventional Hydroelectric | 112 | Electric Utility
3373 | Fort Randall | 1 | Conventional Hydroelectric | 40 | Electric Utility
3373 | Fort Randall | 2 | Conventional Hydroelectric | 40 | Electric Utility
3373 | Fort Randall | 3 | Conventional Hydroelectric | 40 | Electric Utility
3373 | Fort Randall | 4 | Conventional Hydroelectric | 40 | Electric Utility
3373 | Fort Randall | 5 | Conventional Hydroelectric | 40 | Electric Utility
3373 | Fort Randall | 6 | Conventional Hydroelectric | 40 | Electric Utility
3373 | Fort Randall | 7 | Conventional Hydroelectric | 40 | Electric Utility
3373 | Fort Randall | 8 | Conventional Hydroelectric | 40 | Electric Utility
3375 | Big Bend Dam | 1 | Conventional Hydroelectric | 67.2 | Electric Utility
3375 | Big Bend Dam | 2 | Conventional Hydroelectric | 67.2 | Electric Utility
3375 | Big Bend Dam | 3 | Conventional Hydroelectric | 67.2 | Electric Utility
3375 | Big Bend Dam | 4 | Conventional Hydroelectric | 58.5 | Electric Utility
3375 | Big Bend Dam | 5 | Conventional Hydroelectric | 58.5 | Electric Utility
3375 | Big Bend Dam | 6 | Conventional Hydroelectric | 58.5 | Electric Utility
3375 | Big Bend Dam | 7 | Conventional Hydroelectric | 58.5 | Electric Utility
3375 | Big Bend Dam | 8 | Conventional Hydroelectric | 58.5 | Electric Utility
6623 | Fort Peck | 1 | Conventional Hydroelectric | 43.5 | Electric Utility
6623 | Fort Peck | 2 | Conventional Hydroelectric | 18.3 | Electric Utility
6623 | Fort Peck | 3 | Conventional Hydroelectric | 43.5 | Electric Utility
6623 | Fort Peck | 4 | Conventional Hydroelectric | 40 | Electric Utility
6623 | Fort Peck | 5 | Conventional Hydroelectric | 40 | Electric Utility
6624 | Gavins Point | 1 | Conventional Hydroelectric | 44.1 | Electric Utility
6624 | Gavins Point | 2 | Conventional Hydroelectric | 44.1 | Electric Utility
6624 | Gavins Point | 3 | Conventional Hydroelectric | 44.1 | Electric Utility
182 | Beaver Dam | 1 | Conventional Hydroelectric | 56 | Electric Utility
182 | Beaver Dam | 2 | Conventional Hydroelectric | 56 | Electric Utility
188 | Greers Ferry Lake | 1 | Conventional Hydroelectric | 48 | Electric Utility
188 | Greers Ferry Lake | 2 | Conventional Hydroelectric | 48 | Electric Utility
196 | Norfork | 1 | Conventional Hydroelectric | 40.2 | Electric Utility
196 | Norfork | 2 | Conventional Hydroelectric | 40.2 | Electric Utility
198 | Bull Shoals | 1 | Conventional Hydroelectric | 40 | Electric Utility
198 | Bull Shoals | 2 | Conventional Hydroelectric | 40 | Electric Utility
198 | Bull Shoals | 3 | Conventional Hydroelectric | 40 | Electric Utility
198 | Bull Shoals | 4 | Conventional Hydroelectric | 40 | Electric Utility
198 | Bull Shoals | 5 | Conventional Hydroelectric | 45 | Electric Utility
198 | Bull Shoals | 6 | Conventional Hydroelectric | 45 | Electric Utility
198 | Bull Shoals | 7 | Conventional Hydroelectric | 45 | Electric Utility
198 | Bull Shoals | 8 | Conventional Hydroelectric | 45 | Electric Utility
199 | Dardanelle | 1 | Conventional Hydroelectric | 40.2 | Electric Utility
199 | Dardanelle | 2 | Conventional Hydroelectric | 40.2 | Electric Utility
199 | Dardanelle | 3 | Conventional Hydroelectric | 40.2 | Electric Utility
199 | Dardanelle | 4 | Conventional Hydroelectric | 40.2 | Electric Utility
2166 | Table Rock | 1 | Conventional Hydroelectric | 50 | Electric Utility
2166 | Table Rock | 2 | Conventional Hydroelectric | 50 | Electric Utility
2166 | Table Rock | 3 | Conventional Hydroelectric | 50 | Electric Utility
2166 | Table Rock | 4 | Conventional Hydroelectric | 50 | Electric Utility
6142 | Ozark | 1 | Conventional Hydroelectric | 20 | Electric Utility
6142 | Ozark | 2 | Conventional Hydroelectric | 20 | Electric Utility
6142 | Ozark | 3 | Conventional Hydroelectric | 20 | Electric Utility
6142 | Ozark | 4 | Conventional Hydroelectric | 20 | Electric Utility
6142 | Ozark | 5 | Conventional Hydroelectric | 20 | Electric Utility
58139 | Central Energy Plant USU | TURBI | Natural Gas Fired Combustion Turbine | 5 | Commercial Non-CHP
54809 | University of Washington Power Plant | DG3 | Petroleum Liquids | 2 | Commercial CHP
54809 | University of Washington Power Plant | DG4 | Petroleum Liquids | 2 | Commercial CHP
54809 | University of Washington Power Plant | DG5 | Petroleum Liquids | 2 | Commercial CHP
54809 | University of Washington Power Plant | DG6 | Petroleum Liquids | 2 | Commercial CHP
54809 | University of Washington Power Plant | DG7 | Petroleum Liquids | 2 | Commercial CHP
54809 | University of Washington Power Plant | TG2 | Natural Gas Steam Turbine | 5 | Commercial CHP
55851 | Valero Refinery Cogeneration Unit 1 | GT 1 | Natural Gas Fired Combustion Turbine | 51 | Industrial CHP
50121 | Valero Refinery Corpus Christi West | PRU | All Other | 12 | Industrial Non-CHP
50121 | Valero Refinery Corpus Christi West | TG1 | Other Gases | 28.6 | Industrial Non-CHP
50121 | Valero Refinery Corpus Christi West | TG2 | Other Gases | 28.6 | Industrial Non-CHP
50628 | Paulsboro Refinery | GEN1 | Natural Gas Fired Combustion Turbine | 27 | Industrial CHP
50628 | Paulsboro Refinery | GEN2 | Natural Gas Steam Turbine | 15 | Industrial CHP
50628 | Paulsboro Refinery | GEN3 | Natural Gas Steam Turbine | 15 | Industrial CHP
50628 | Paulsboro Refinery | GEN4 | Petroleum Coke | 18 | Industrial CHP
2165 | Vandalia | 1 | Petroleum Liquids | 1.2 | Electric Utility
2165 | Vandalia | 10 | Petroleum Liquids | 1.3 | Electric Utility
2165 | Vandalia | 11 | Petroleum Liquids | 1 | Electric Utility
2165 | Vandalia | 12 | Petroleum Liquids | 1 | Electric Utility
2165 | Vandalia | 4A | Petroleum Liquids | 1.2 | Electric Utility
2165 | Vandalia | 5A | Petroleum Liquids | 1.2 | Electric Utility
2165 | Vandalia | 8 | Petroleum Liquids | 1 | Electric Utility
2165 | Vandalia | 9 | Petroleum Liquids | 1.4 | Electric Utility
52048 | Vanderbilt University Power Plant | GT1 | Natural Gas Fired Combustion Turbine | 5.2 | Commercial CHP
52048 | Vanderbilt University Power Plant | GT2 | Natural Gas Fired Combustion Turbine | 5.2 | Commercial CHP
54839 | Valdosta Water Treatment Plant | GEN1 | Petroleum Liquids | 1.7 | Commercial Non-CHP
54839 | Valdosta Water Treatment Plant | GEN2 | Petroleum Liquids | 1.7 | Commercial Non-CHP
6515 | Valencia | GT1 | Natural Gas Fired Combustion Turbine | 18 | Electric Utility
6515 | Valencia | GT2 | Natural Gas Fired Combustion Turbine | 18 | Electric Utility
6515 | Valencia | GT3 | Natural Gas Fired Combustion Turbine | 18 | Electric Utility
6515 | Valencia | GT4 | Natural Gas Fired Combustion Turbine | 54 | Electric Utility
56482 | Black Mountain Generating Station | 1 | Natural Gas Fired Combustion Turbine | 60.5 | Electric Utility
56482 | Black Mountain Generating Station | 2 | Natural Gas Fired Combustion Turbine | 60.5 | Electric Utility
57556 | La Senita | 1 | Solar Photovoltaic | 1 | Electric Utility
59044 | Rio Rico Solar | RRSF | Solar Photovoltaic | 6 | IPP Non-CHP
50485 | Altech III | GEN1 | Onshore Wind Turbine | 21.7 | IPP Non-CHP
50485 | Altech III | GEN2 | Onshore Wind Turbine | 3.4 | IPP Non-CHP
50820 | East Winds Project | GEN1 | Onshore Wind Turbine | 4.2 | IPP Non-CHP
52162 | 85 A | WGNS | Onshore Wind Turbine | 14.1 | IPP Non-CHP
52163 | 85 B | WTGN | Onshore Wind Turbine | 21.2 | IPP Non-CHP
52165 | Helzel & Schwarzhoff 88 Wind Farm | WGNS | Onshore Wind Turbine | 1.8 | IPP Non-CHP
55607 | Foote Creek I | GEN1 | Onshore Wind Turbine | 41.4 | IPP Non-CHP
55719 | Mountain View I&2 | GEN2 | Onshore Wind Turbine | 22.2 | IPP Non-CHP
55719 | Mountain View I&2 | GENI | Onshore Wind Turbine | 44.4 | IPP Non-CHP
55740 | Rock River I LLC | GEN1 | Onshore Wind Turbine | 50 | IPP Non-CHP
56240 | Buffalo Gap Wind Farm | 1 | Onshore Wind Turbine | 120.6 | IPP Non-CHP
56276 | ZCO | WGNS | Onshore Wind Turbine | 1.6 | IPP Non-CHP
56484 | Buffalo Gap 2 Wind Farm | 1 | Onshore Wind Turbine | 232.5 | IPP Non-CHP
56638 | Buffalo Gap 3 Wind Farm | GEN1 | Onshore Wind Turbine | 170.2 | IPP Non-CHP
57447 | Laurel Mountain | 1 | Onshore Wind Turbine | 97.6 | IPP Non-CHP
57447 | Laurel Mountain | 2 | Batteries | 32 | IPP Non-CHP
57459 | Mountain View IV | 1 | Onshore Wind Turbine | 49 | IPP Non-CHP
50034 | Valley Falls Hydroelectric Facility | GEN1 | Conventional Hydroelectric | 2.5 | IPP Non-CHP
50770 | Viking Energy of McBain | GEN1 | Wood/Wood Waste Biomass | 18 | IPP Non-CHP
50772 | Viking Energy of Lincoln | GEN1 | Wood/Wood Waste Biomass | 18 | IPP Non-CHP
7337 | Florence | 1 | Petroleum Liquids | 4.6 | Electric Utility
7337 | Florence | 2 | Petroleum Liquids | 4.6 | Electric Utility
7436 | Vernon | JH1 | Petroleum Liquids | 6 | Electric Utility
7436 | Vernon | JH2 | Petroleum Liquids | 6 | Electric Utility
7436 | Vernon | JH3 | Petroleum Liquids | 6 | Electric Utility
7436 | Vernon | JH4 | Petroleum Liquids | 6 | Electric Utility
7436 | Vernon | JH5 | Petroleum Liquids | 6 | Electric Utility
56039 | H. Gonzales | G1 | Natural Gas Fired Combustion Turbine | 5.9 | Electric Utility
56039 | H. Gonzales | G2 | Natural Gas Fired Combustion Turbine | 5.9 | Electric Utility
693 | Vero Beach Municipal Power Plant | 1 | Natural Gas Steam Turbine | 12.5 | Electric Utility
693 | Vero Beach Municipal Power Plant | 2 | Natural Gas Fired Combined Cycle | 16.5 | Electric Utility
693 | Vero Beach Municipal Power Plant | 4 | Natural Gas Steam Turbine | 55 | Electric Utility
693 | Vero Beach Municipal Power Plant | 5 | Natural Gas Fired Combined Cycle | 41.4 | Electric Utility
1564 | Vienna Operations | 10 | Petroleum Liquids | 18.6 | IPP Non-CHP
1564 | Vienna Operations | 8 | Petroleum Liquids | 162 | IPP Non-CHP
1193 | Villisca Municipal Power Plant | 5 | Petroleum Liquids | 2 | Electric Utility
1193 | Villisca Municipal Power Plant | 6 | Petroleum Liquids | 2 | Electric Utility
2434 | Howard Down | 11 | Natural Gas Fired Combustion Turbine | 68.2 | Electric Utility
6776 | West Station (NJ) | 1 | Petroleum Liquids | 27 | Electric Utility
1194 | Vinton | 1 | Petroleum Liquids | 1.3 | Electric Utility
1194 | Vinton | 10 | Petroleum Liquids | 0.8 | Electric Utility
1194 | Vinton | 5 | Petroleum Liquids | 0.6 | Electric Utility
1194 | Vinton | 6 | Petroleum Liquids | 2.5 | Electric Utility
1194 | Vinton | 7 | Petroleum Liquids | 3.7 | Electric Utility
1194 | Vinton | 8 | Petroleum Liquids | 5.6 | Electric Utility
1194 | Vinton | 9 | Petroleum Liquids | 3 | Electric Utility
4139 | Viola | 3 | Petroleum Liquids | 1.8 | Electric Utility
2756 | Gaston | 1 | Conventional Hydroelectric | 44.4 | Electric Utility
2756 | Gaston | 2 | Conventional Hydroelectric | 44.4 | Electric Utility
2756 | Gaston | 3 | Conventional Hydroelectric | 44.4 | Electric Utility
2756 | Gaston | 4 | Conventional Hydroelectric | 44.4 | Electric Utility
2758 | Roanoke Rapids | 1 | Conventional Hydroelectric | 25 | Electric Utility
2758 | Roanoke Rapids | 2 | Conventional Hydroelectric | 25 | Electric Utility
2758 | Roanoke Rapids | 3 | Conventional Hydroelectric | 25 | Electric Utility
2758 | Roanoke Rapids | 4 | Conventional Hydroelectric | 25 | Electric Utility
3796 | Bremo Bluff | 3 | Natural Gas Steam Turbine | 69 | Electric Utility
3796 | Bremo Bluff | 4 | Natural Gas Steam Turbine | 185.2 | Electric Utility
3797 | Chesterfield | 3 | Conventional Steam Coal | 112.5 | Electric Utility
3797 | Chesterfield | 4 | Conventional Steam Coal | 187.5 | Electric Utility
3797 | Chesterfield | 5 | Conventional Steam Coal | 359 | Electric Utility
3797 | Chesterfield | 6 | Conventional Steam Coal | 693.9 | Electric Utility
3797 | Chesterfield | CT7 | Natural Gas Fired Combined Cycle | 145 | Electric Utility
3797 | Chesterfield | CT8 | Natural Gas Fired Combined Cycle | 148 | Electric Utility
3797 | Chesterfield | CW7 | Natural Gas Fired Combined Cycle | 74.4 | Electric Utility
3797 | Chesterfield | CW8 | Natural Gas Fired Combined Cycle | 79.2 | Electric Utility
3798 | Cushaw | 1 | Conventional Hydroelectric | 1.5 | Electric Utility
3798 | Cushaw | 2 | Conventional Hydroelectric | 1.5 | Electric Utility
3798 | Cushaw | 3 | Conventional Hydroelectric | 1.5 | Electric Utility
3798 | Cushaw | 4 | Conventional Hydroelectric | 1.5 | Electric Utility
3798 | Cushaw | 5 | Conventional Hydroelectric | 1.5 | Electric Utility
3799 | Low Moor | GT1 | Petroleum Liquids | 20.7 | Electric Utility
3799 | Low Moor | GT2 | Petroleum Liquids | 20.7 | Electric Utility
3799 | Low Moor | GT3 | Petroleum Liquids | 20.7 | Electric Utility
3799 | Low Moor | GT4 | Petroleum Liquids | 20.7 | Electric Utility
3800 | Northern Neck | GT1 | Petroleum Liquids | 20.7 | Electric Utility
3800 | Northern Neck | GT2 | Petroleum Liquids | 20.7 | Electric Utility
3800 | Northern Neck | GT3 | Petroleum Liquids | 20.7 | Electric Utility
3800 | Northern Neck | GT4 | Petroleum Liquids | 20.7 | Electric Utility
3803 | Chesapeake | 3 | Conventional Steam Coal | 185.2 | Electric Utility
3803 | Chesapeake | 6 | Petroleum Liquids | 16.3 | Electric Utility
3803 | Chesapeake | GT1 | Petroleum Liquids | 18.5 | Electric Utility
3803 | Chesapeake | GT2 | Petroleum Liquids | 16.3 | Electric Utility
3803 | Chesapeake | GT4 | Petroleum Liquids | 16.3 | Electric Utility
3803 | Chesapeake | ST1 | Conventional Steam Coal | 112.5 | Electric Utility
3803 | Chesapeake | ST2 | Conventional Steam Coal | 112.5 | Electric Utility
3803 | Chesapeake | ST4 | Conventional Steam Coal | 239.3 | Electric Utility
3804 | Possum Point | 3 | Natural Gas Steam Turbine | 113.6 | Electric Utility
3804 | Possum Point | 4 | Natural Gas Steam Turbine | 239.3 | Electric Utility
3804 | Possum Point | 5 | Petroleum Liquids | 882 | Electric Utility
3804 | Possum Point | 6A | Natural Gas Fired Combined Cycle | 174 | Electric Utility
3804 | Possum Point | 6B | Natural Gas Fired Combined Cycle | 174 | Electric Utility
3804 | Possum Point | 6ST | Natural Gas Fired Combined Cycle | 265 | Electric Utility
3804 | Possum Point | GT1 | Petroleum Liquids | 16 | Electric Utility
3804 | Possum Point | GT2 | Petroleum Liquids | 16 | Electric Utility
3804 | Possum Point | GT3 | Petroleum Liquids | 16 | Electric Utility
3804 | Possum Point | GT4 | Petroleum Liquids | 16 | Electric Utility
3804 | Possum Point | GT5 | Petroleum Liquids | 16 | Electric Utility
3804 | Possum Point | GT6 | Petroleum Liquids | 16 | Electric Utility
3806 | Surry | 1 | Nuclear | 847.5 | Electric Utility
3806 | Surry | 2 | Nuclear | 847.5 | Electric Utility
3809 | Yorktown | 1 | Conventional Steam Coal | 187.5 | Electric Utility
3809 | Yorktown | 2 | Conventional Steam Coal | 187.5 | Electric Utility
3809 | Yorktown | 3 | Petroleum Liquids | 882 | Electric Utility
3954 | Mt Storm | 1 | Conventional Steam Coal | 570.2 | Electric Utility
3954 | Mt Storm | 2 | Conventional Steam Coal | 570.2 | Electric Utility
3954 | Mt Storm | 3 | Conventional Steam Coal | 522 | Electric Utility
3954 | Mt Storm | JF1 | Petroleum Liquids | 18.5 | Electric Utility
6167 | Bath County | 1 | Hydroelectric Pumped Storage | 477 | Electric Utility
6167 | Bath County | 2 | Hydroelectric Pumped Storage | 477 | Electric Utility
6167 | Bath County | 3 | Hydroelectric Pumped Storage | 477 | Electric Utility
6167 | Bath County | 4 | Hydroelectric Pumped Storage | 477 | Electric Utility
6167 | Bath County | 5 | Hydroelectric Pumped Storage | 477 | Electric Utility
6167 | Bath County | 6 | Hydroelectric Pumped Storage | 477 | Electric Utility
6168 | North Anna | 1 | Nuclear | 979.7 | Electric Utility
6168 | North Anna | 2 | Nuclear | 979.7 | Electric Utility
6168 | North Anna | HC1 | Conventional Hydroelectric | 1 | Electric Utility
7032 | Gravel Neck | 1 | Petroleum Liquids | 16.3 | Electric Utility
7032 | Gravel Neck | 2 | Petroleum Liquids | 23.8 | Electric Utility
7032 | Gravel Neck | 3 | Natural Gas Fired Combustion Turbine | 91.9 | Electric Utility
7032 | Gravel Neck | 4 | Natural Gas Fired Combustion Turbine | 91.9 | Electric Utility
7032 | Gravel Neck | 5 | Natural Gas Fired Combustion Turbine | 91.9 | Electric Utility
7032 | Gravel Neck | 6 | Natural Gas Fired Combustion Turbine | 91.9 | Electric Utility
7212 | Darbytown | 1 | Natural Gas Fired Combustion Turbine | 92.1 | Electric Utility
7212 | Darbytown | 2 | Natural Gas Fired Combustion Turbine | 92.1 | Electric Utility
7212 | Darbytown | 3 | Natural Gas Fired Combustion Turbine | 92.1 | Electric Utility
7212 | Darbytown | 4 | Natural Gas Fired Combustion Turbine | 92.1 | Electric Utility
7213 | Clover | 1 | Conventional Steam Coal | 424 | Electric Utility
7213 | Clover | 2 | Conventional Steam Coal | 424 | Electric Utility
7838 | Remington | 1 | Natural Gas Fired Combustion Turbine | 178.5 | Electric Utility
7838 | Remington | 2 | Natural Gas Fired Combustion Turbine | 170 | Electric Utility
7838 | Remington | 3 | Natural Gas Fired Combustion Turbine | 178.5 | Electric Utility
7838 | Remington | 4 | Natural Gas Fired Combustion Turbine | 178.5 | Electric Utility
7839 | Ladysmith | 1 | Natural Gas Fired Combustion Turbine | 178.5 | Electric Utility
7839 | Ladysmith | 2 | Natural Gas Fired Combustion Turbine | 178.5 | Electric Utility
7839 | Ladysmith | 3 | Natural Gas Fired Combustion Turbine | 178.5 | Electric Utility
7839 | Ladysmith | 4 | Natural Gas Fired Combustion Turbine | 178.5 | Electric Utility
7839 | Ladysmith | 5 | Natural Gas Fired Combustion Turbine | 178.5 | Electric Utility
10771 | Hopewell Power Station | 1 | Wood/Wood Waste Biomass | 71.1 | Electric Utility
10773 | Altavista Power Station | 1 | Wood/Wood Waste Biomass | 71.1 | Electric Utility
10774 | Southampton Power Station | 1 | Wood/Wood Waste Biomass | 71.1 | Electric Utility
50555 | Rosemary Power Station | GEN1 | Natural Gas Fired Combined Cycle | 86 | Electric Utility
50555 | Rosemary Power Station | GEN2 | Natural Gas Fired Combined Cycle | 40 | Electric Utility
50555 | Rosemary Power Station | GEN3 | Natural Gas Fired Combined Cycle | 54 | Electric Utility
50966 | Bellmeade Power Station | 1 | Natural Gas Fired Combined Cycle | 110 | Electric Utility
50966 | Bellmeade Power Station | 2 | Natural Gas Fired Combined Cycle | 110 | Electric Utility
50966 | Bellmeade Power Station | 3 | Natural Gas Fired Combined Cycle | 110 | Electric Utility
52007 | Mecklenburg Power Station | GEN1 | Conventional Steam Coal | 69.9 | Electric Utility
52007 | Mecklenburg Power Station | GEN2 | Conventional Steam Coal | 69.9 | Electric Utility
52087 | Elizabeth River Power Station | GEN1 | Natural Gas Fired Combustion Turbine | 129.6 | Electric Utility
52087 | Elizabeth River Power Station | GEN2 | Natural Gas Fired Combustion Turbine | 129.6 | Electric Utility
52087 | Elizabeth River Power Station | GEN3 | Natural Gas Fired Combustion Turbine | 129.6 | Electric Utility
52118 | Multitrade of Pittsylvania LP | GEN1 | Wood/Wood Waste Biomass | 45 | Electric Utility
52118 | Multitrade of Pittsylvania LP | GEN2 | Wood/Wood Waste Biomass | 45 | Electric Utility
54844 | Gordonsville Energy LP | GOR1 | Natural Gas Fired Combined Cycle | 97.2 | Electric Utility
54844 | Gordonsville Energy LP | GOR2 | Natural Gas Fired Combined Cycle | 97.2 | Electric Utility
54844 | Gordonsville Energy LP | GOR3 | Natural Gas Fired Combined Cycle | 53 | Electric Utility
54844 | Gordonsville Energy LP | GOR4 | Natural Gas Fired Combined Cycle | 53 | Electric Utility
55939 | Warren County | CT01 | Natural Gas Fired Combined Cycle | 297.5 | Electric Utility
55939 | Warren County | CT02 | Natural Gas Fired Combined Cycle | 297.5 | Electric Utility
55939 | Warren County | CT03 | Natural Gas Fired Combined Cycle | 297.5 | Electric Utility
55939 | Warren County | ST01 | Natural Gas Fired Combined Cycle | 579.7 | Electric Utility
56807 | Bear Garden | 1A | Natural Gas Fired Combined Cycle | 145 | Electric Utility
56807 | Bear Garden | 1B | Natural Gas Fired Combined Cycle | 152 | Electric Utility
56807 | Bear Garden | 1C | Natural Gas Fired Combined Cycle | 262 | Electric Utility
56808 | Virginia City Hybrid Energy Center | 1 | Conventional Steam Coal | 668 | Electric Utility
2018 | Virginia | 5 | Conventional Steam Coal | 7.5 | Electric Utility
2018 | Virginia | 6 | Conventional Steam Coal | 18.7 | Electric Utility
50771 | Viking Energy of Northumberland | GEN1 | Wood/Wood Waste Biomass | 18 | IPP CHP
50293 | Wadham Energy LP | GEN1 | Other Waste Biomass | 28.6 | IPP Non-CHP
2310 | Wahoo | 1 | Natural Gas Internal Combustion Engine | 2.5 | Electric Utility
2310 | Wahoo | 2 | Petroleum Liquids | 0.5 | Electric Utility
2310 | Wahoo | 3 | Natural Gas Internal Combustion Engine | 4.4 | Electric Utility
2310 | Wahoo | 4 | Natural Gas Internal Combustion Engine | 1.2 | Electric Utility
2310 | Wahoo | 5 | Natural Gas Internal Combustion Engine | 2.1 | Electric Utility
2310 | Wahoo | 6 | Natural Gas Internal Combustion Engine | 3.5 | Electric Utility
2311 | Wakefield | 2 | Natural Gas Internal Combustion Engine | 0.6 | Electric Utility
2311 | Wakefield | 5 | Natural Gas Internal Combustion Engine | 1.3 | Electric Utility
2311 | Wakefield | 6 | Natural Gas Internal Combustion Engine | 1.3 | Electric Utility
2311 | Wakefield | IC4 | Natural Gas Internal Combustion Engine | 0.9 | Electric Utility
50426 | Warm Springs Forest Products | GEN1 | Wood/Wood Waste Biomass | 3 | Industrial CHP
50426 | Warm Springs Forest Products | GEN2 | Wood/Wood Waste Biomass | 3 | Industrial CHP
50426 | Warm Springs Forest Products | GEN3 | Wood/Wood Waste Biomass | 3 | Industrial CHP
50382 | Twin Reservoirs | GEN1 | Conventional Hydroelectric | 2.2 | IPP Non-CHP
1328 | Wamego | 1 | Natural Gas Internal Combustion Engine | 1.3 | Electric Utility
1328 | Wamego | 3 | Natural Gas Internal Combustion Engine | 1.3 | Electric Utility
1328 | Wamego | 4 | Natural Gas Internal Combustion Engine | 1.1 | Electric Utility
1328 | Wamego | 5 | Natural Gas Internal Combustion Engine | 2 | Electric Utility
1328 | Wamego | 6 | Natural Gas Internal Combustion Engine | 2.4 | Electric Utility
1328 | Wamego | 7 | Natural Gas Internal Combustion Engine | 1.3 | Electric Utility
1328 | Wamego | 8 | Natural Gas Internal Combustion Engine | 1.3 | Electric Utility
1328 | Wamego | 9 | Natural Gas Internal Combustion Engine | 1.3 | Electric Utility
54721 | Warm Springs Power Enterprises | 0001 | Conventional Hydroelectric | 19.6 | IPP Non-CHP
59660 | Washington City Electric Generation | 3 | Natural Gas Internal Combustion Engine | 2 | Electric Utility
59660 | Washington City Electric Generation | 4 | Natural Gas Internal Combustion Engine | 2 | Electric Utility
59660 | Washington City Electric Generation | 9 | Natural Gas Internal Combustion Engine | 2 | Electric Utility
1329 | Washington | 1 | Petroleum Liquids | 1.2 | Electric Utility
1329 | Washington | 2 | Petroleum Liquids | 1 | Electric Utility
1329 | Washington | 3 | Petroleum Liquids | 0.9 | Electric Utility
1329 | Washington | 5 | Petroleum Liquids | 0.6 | Electric Utility
1329 | Washington | 6 | Petroleum Liquids | 1.5 | Electric Utility
1329 | Washington | 7 | Petroleum Liquids | 1.1 | Electric Utility
1329 | Washington | IC4 | Petroleum Liquids | 2.6 | Electric Utility
50123 | Normanskill Hydro Project | GEN1 | Conventional Hydroelectric | 1.2 | IPP Non-CHP
7051 | Wrightsville Hydro Plant | 1 | Conventional Hydroelectric | 0.1 | Electric Utility
7051 | Wrightsville Hydro Plant | 2 | Conventional Hydroelectric | 0.3 | Electric Utility
7051 | Wrightsville Hydro Plant | 3 | Conventional Hydroelectric | 0.6 | Electric Utility
4148 | Washington Island | 2 | Petroleum Liquids | 0.1 | Electric Utility
4148 | Washington Island | 3 | Petroleum Liquids | 0.1 | Electric Utility
4148 | Washington Island | 4 | Petroleum Liquids | 0.2 | Electric Utility
4148 | Washington Island | 5 | Petroleum Liquids | 0.5 | Electric Utility
4148 | Washington Island | 6 | Petroleum Liquids | 0.9 | Electric Utility
4148 | Washington Island | 7 | Petroleum Liquids | 1.6 | Electric Utility
4148 | Washington Island | 8 | Petroleum Liquids | 1.6 | Electric Utility
371 | Columbia Generating Station | 2 | Nuclear | 1200 | Electric Utility
3929 | Packwood | 1 | Conventional Hydroelectric | 27.5 | Electric Utility
7936 | Nine Canyon | 1 | Onshore Wind Turbine | 95.9 | Electric Utility
550 | Kettle Falls Generating Station | 1 | Wood/Wood Waste Biomass | 50.7 | Electric Utility
550 | Kettle Falls Generating Station | 2 | Natural Gas Fired Combustion Turbine | 7.2 | Electric Utility
833 | Cabinet Gorge | 1 | Conventional Hydroelectric | 59.4 | Electric Utility
833 | Cabinet Gorge | 2 | Conventional Hydroelectric | 73.2 | Electric Utility
833 | Cabinet Gorge | 3 | Conventional Hydroelectric | 73.2 | Electric Utility
833 | Cabinet Gorge | 4 | Conventional Hydroelectric | 59.4 | Electric Utility
835 | Post Falls | 1 | Conventional Hydroelectric | 2.2 | Electric Utility
835 | Post Falls | 2 | Conventional Hydroelectric | 2.2 | Electric Utility
835 | Post Falls | 3 | Conventional Hydroelectric | 2.2 | Electric Utility
835 | Post Falls | 4 | Conventional Hydroelectric | 2.2 | Electric Utility
835 | Post Falls | 5 | Conventional Hydroelectric | 2.2 | Electric Utility
835 | Post Falls | 6 | Conventional Hydroelectric | 3.5 | Electric Utility
2199 | Noxon Rapids | 1 | Conventional Hydroelectric | 113.9 | Electric Utility
2199 | Noxon Rapids | 2 | Conventional Hydroelectric | 76.8 | Electric Utility
2199 | Noxon Rapids | 3 | Conventional Hydroelectric | 113.9 | Electric Utility
2199 | Noxon Rapids | 4 | Conventional Hydroelectric | 113.8 | Electric Utility
2199 | Noxon Rapids | 5 | Conventional Hydroelectric | 114 | Electric Utility
3866 | Little Falls (WA) | 1 | Conventional Hydroelectric | 8 | Electric Utility
3866 | Little Falls (WA) | 2 | Conventional Hydroelectric | 8 | Electric Utility
3866 | Little Falls (WA) | 3 | Conventional Hydroelectric | 8 | Electric Utility
3866 | Little Falls (WA) | 4 | Conventional Hydroelectric | 8 | Electric Utility
3867 | Long Lake | 1 | Conventional Hydroelectric | 17.5 | Electric Utility
3867 | Long Lake | 2 | Conventional Hydroelectric | 17.5 | Electric Utility
3867 | Long Lake | 3 | Conventional Hydroelectric | 17.5 | Electric Utility
3867 | Long Lake | 4 | Conventional Hydroelectric | 17.5 | Electric Utility
3869 | Nine Mile | 3N | Conventional Hydroelectric | 10 | Electric Utility
3869 | Nine Mile | 4N | Conventional Hydroelectric | 10 | Electric Utility
6210 | Northeast (WA) | 1 | Natural Gas Fired Combustion Turbine | 61.8 | Electric Utility
7456 | Rathdrum | 1 | Natural Gas Fired Combustion Turbine | 83.2 | Electric Utility
7456 | Rathdrum | 2 | Natural Gas Fired Combustion Turbine | 83.2 | Electric Utility
7931 | Coyote Springs II | 1 | Natural Gas Fired Combined Cycle | 170 | Electric Utility
7931 | Coyote Springs II | 2 | Natural Gas Fired Combined Cycle | 117 | Electric Utility
8022 | Boulder Park | 1 | Natural Gas Internal Combustion Engine | 4.1 | Electric Utility
8022 | Boulder Park | 2 | Natural Gas Internal Combustion Engine | 4.1 | Electric Utility
8022 | Boulder Park | 3 | Natural Gas Internal Combustion Engine | 4.1 | Electric Utility
8022 | Boulder Park | 4 | Natural Gas Internal Combustion Engine | 4.1 | Electric Utility
8022 | Boulder Park | 5 | Natural Gas Internal Combustion Engine | 4.1 | Electric Utility
8022 | Boulder Park | 6 | Natural Gas Internal Combustion Engine | 4.1 | Electric Utility
9095 | Monroe Street | 6 | Conventional Hydroelectric | 14.8 | Electric Utility
9096 | Upper Falls | 1 | Conventional Hydroelectric | 10 | Electric Utility
971 | Waterloo | 1 | Petroleum Liquids | 3.1 | Electric Utility
971 | Waterloo | 10 | Petroleum Liquids | 1.8 | Electric Utility
971 | Waterloo | 11 | Petroleum Liquids | 1.8 | Electric Utility
971 | Waterloo | 12 | Natural Gas Fired Combustion Turbine | 6.6 | Electric Utility
971 | Waterloo | 13 | Natural Gas Fired Combustion Turbine | 7 | Electric Utility
971 | Waterloo | 2 | Petroleum Liquids | 0.2 | Electric Utility
971 | Waterloo | 3 | Petroleum Liquids | 0.2 | Electric Utility
971 | Waterloo | 4 | Petroleum Liquids | 2 | Electric Utility
971 | Waterloo | 5 | Petroleum Liquids | 0.5 | Electric Utility
971 | Waterloo | 6 | Petroleum Liquids | 0.5 | Electric Utility
971 | Waterloo | 7 | Petroleum Liquids | 1.7 | Electric Utility
971 | Waterloo | 8 | Petroleum Liquids | 3 | Electric Utility
971 | Waterloo | 9 | Petroleum Liquids | 1.8 | Electric Utility
55765 | Green Knight Energy Center | TG1 | Landfill Gas | 3.3 | IPP Non-CHP
55765 | Green Knight Energy Center | TG2 | Landfill Gas | 3.3 | IPP Non-CHP
55765 | Green Knight Energy Center | TG3 | Landfill Gas | 3.3 | IPP Non-CHP
2700 | Watertown | 1 | Conventional Hydroelectric | 2.7 | Electric Utility
2700 | Watertown | 2 | Conventional Hydroelectric | 2.7 | Electric Utility
2700 | Watertown | 3 | Conventional Hydroelectric | 2.7 | Electric Utility
56001 | Waymart Wind | GE15 | Onshore Wind Turbine | 64.5 | IPP Non-CHP
6554 | Waverly Municipal Electric North Plant | 10 | Petroleum Liquids | 7 | Electric Utility
6554 | Waverly Municipal Electric North Plant | 7 | Natural Gas Internal Combustion Engine | 3.5 | Electric Utility
6554 | Waverly Municipal Electric North Plant | 8 | Natural Gas Internal Combustion Engine | 3.7 | Electric Utility
6554 | Waverly Municipal Electric North Plant | 9 | Natural Gas Internal Combustion Engine | 3.7 | Electric Utility
7758 | South Plant | 1 | Petroleum Liquids | 2 | Electric Utility
7758 | South Plant | 2 | Petroleum Liquids | 2 | Electric Utility
7758 | South Plant | 3 | Petroleum Liquids | 2 | Electric Utility
7758 | South Plant | 4 | Petroleum Liquids | 2 | Electric Utility
7758 | South Plant | 5 | Petroleum Liquids | 2 | Electric Utility
7758 | South Plant | 6 | Petroleum Liquids | 2 | Electric Utility
57214 | Waverly Community Wind Project | CAN1 | Onshore Wind Turbine | 0.9 | Electric Utility
57214 | Waverly Community Wind Project | CAN2 | Onshore Wind Turbine | 0.9 | Electric Utility
57214 | Waverly Community Wind Project | SK4 | Onshore Wind Turbine | 0.9 | Electric Utility
2312 | Wayne IC | 1 | Petroleum Liquids | 1.3 | Electric Utility
2312 | Wayne IC | 2 | Petroleum Liquids | 1 | Electric Utility
2312 | Wayne IC | 3 | Petroleum Liquids | 1.9 | Electric Utility
2312 | Wayne IC | 4 | Petroleum Liquids | 2 | Electric Utility
2312 | Wayne IC | 5 | Petroleum Liquids | 3.5 | Electric Utility
2312 | Wayne IC | 6 | Petroleum Liquids | 5.1 | Electric Utility
2312 | Wayne IC | 7 | Petroleum Liquids | 3.5 | Electric Utility
2312 | Wayne IC | 8 | Petroleum Liquids | 3.5 | Electric Utility
3624 | Weatherford | 1 | Petroleum Liquids | 0.3 | Electric Utility
3624 | Weatherford | 2 | Petroleum Liquids | 0.3 | Electric Utility
3624 | Weatherford | 3 | Petroleum Liquids | 0.3 | Electric Utility
3624 | Weatherford | 4 | Petroleum Liquids | 0.8 | Electric Utility
3624 | Weatherford | 6 | Petroleum Liquids | 1.4 | Electric Utility
3624 | Weatherford | 7 | Petroleum Liquids | 1.3 | Electric Utility
3624 | Weatherford | 8 | Petroleum Liquids | 1.3 | Electric Utility
55619 | Watchtower Educational Center | GEN1 | Natural Gas Internal Combustion Engine | 0.7 | Commercial Non-CHP
55619 | Watchtower Educational Center | GEN2 | Petroleum Liquids | 0.7 | Commercial Non-CHP
55619 | Watchtower Educational Center | GEN3 | Natural Gas Internal Combustion Engine | 0.7 | Commercial Non-CHP
3697 | Gateway | 1 | Conventional Hydroelectric | 2 | Electric Utility
3697 | Gateway | 2 | Conventional Hydroelectric | 2 | Electric Utility
3698 | Wanship | 1 | Conventional Hydroelectric | 1.9 | Electric Utility
7548 | Causey | 1 | Conventional Hydroelectric | 1.5 | Electric Utility
7548 | Causey | 2 | Conventional Hydroelectric | 0.6 | Electric Utility
1198 | Webster City | 6 | Petroleum Liquids | 21.3 | Electric Utility
1330 | Wellington 1 | 4 | Natural Gas Steam Turbine | 20 | Electric Utility
1330 | Wellington 1 | 7 | Petroleum Liquids | 2 | Electric Utility
1330 | Wellington 1 | 8 | Petroleum Liquids | 2 | Electric Utility
7339 | Wellington 2 | 6 | Natural Gas Fired Combustion Turbine | 20 | Electric Utility
10156 | Fresno Cogen Partners | GEN2 | Natural Gas Fired Combined Cycle | 10 | IPP CHP
10156 | Fresno Cogen Partners | GEN3 | Natural Gas Fired Combined Cycle | 22.3 | IPP CHP
10156 | Fresno Cogen Partners | GEN4 | Natural Gas Fired Combined Cycle | 50.3 | IPP CHP
52186 | Yuba City Cogen Partners | GEN1 | Natural Gas Fired Combustion Turbine | 49 | IPP CHP
55538 | Escondido Energy Center | CTG1 | Natural Gas Fired Combustion Turbine | 49.9 | IPP Non-CHP
55540 | Chula Vista Energy Center | GEN1 | Natural Gas Fired Combustion Turbine | 44 | IPP Non-CHP
55600 | Binghamton Cogen | 1 | Natural Gas Fired Combustion Turbine | 47.7 | IPP CHP
55874 | Panoche Peaker | 8 | Natural Gas Fired Combustion Turbine | 49.9 | IPP Non-CHP
58122 | Delano Energy Center | GEN1 | Natural Gas Fired Combustion Turbine | 48.5 | IPP Non-CHP
54540 | Charter Dura-Bar | 1A | Natural Gas Internal Combustion Engine | 1 | Industrial Non-CHP
54540 | Charter Dura-Bar | 1B | Natural Gas Internal Combustion Engine | 1 | Industrial Non-CHP
54540 | Charter Dura-Bar | 2A | Natural Gas Internal Combustion Engine | 1 | Industrial Non-CHP
54540 | Charter Dura-Bar | 2B | Natural Gas Internal Combustion Engine | 1 | Industrial Non-CHP
54540 | Charter Dura-Bar | 3A | Natural Gas Internal Combustion Engine | 1 | Industrial Non-CHP
54540 | Charter Dura-Bar | 3B | Natural Gas Internal Combustion Engine | 1 | Industrial Non-CHP
54937 | Wellesley College Central Utility Plant | 1118 | Natural Gas Internal Combustion Engine | 1.3 | Commercial CHP
54937 | Wellesley College Central Utility Plant | 1119 | Natural Gas Internal Combustion Engine | 1.3 | Commercial CHP
54937 | Wellesley College Central Utility Plant | 1120 | Natural Gas Internal Combustion Engine | 1.3 | Commercial CHP
54937 | Wellesley College Central Utility Plant | 1121 | Natural Gas Internal Combustion Engine | 1.3 | Commercial CHP
54937 | Wellesley College Central Utility Plant | 8187 | Natural Gas Internal Combustion Engine | 1.9 | Commercial CHP
1199 | West Bend | 1 | Petroleum Liquids | 1.1 | Electric Utility
1199 | West Bend | 3 | Petroleum Liquids | 0.9 | Electric Utility
1199 | West Bend | 4 | Petroleum Liquids | 2.2 | Electric Utility
1199 | West Bend | 5 | Petroleum Liquids | 2.5 | Electric Utility
1200 | West Liberty | 2 | Petroleum Liquids | 2.5 | Electric Utility
1200 | West Liberty | 3 | Petroleum Liquids | 3 | Electric Utility
1200 | West Liberty | 5 | Petroleum Liquids | 5.5 | Electric Utility
1200 | West Liberty | 6 | Petroleum Liquids | 5.5 | Electric Utility
59664 | City of West Plains Power Station | UNIT1 | Natural Gas Fired Combustion Turbine | 25.6 | Electric Utility
59664 | City of West Plains Power Station | UNIT2 | Natural Gas Fired Combustion Turbine | 21.8 | Electric Utility
2313 | West Point Municipal | 2 | Natural Gas Internal Combustion Engine | 0.9 | Electric Utility
2313 | West Point Municipal | 3 | Natural Gas Internal Combustion Engine | 1.2 | Electric Utility
2313 | West Point Municipal | 4 | Natural Gas Internal Combustion Engine | 2.3 | Electric Utility
2313 | West Point Municipal | 5 | Natural Gas Internal Combustion Engine | 4.1 | Electric Utility
56013 | Exira | U1 | Natural Gas Fired Combustion Turbine | 60.5 | Electric Utility
56013 | Exira | U2 | Natural Gas Fired Combustion Turbine | 60.5 | Electric Utility
56013 | Exira | U3 | Natural Gas Fired Combustion Turbine | 60.5 | Electric Utility
55367 | West Texas Wind Energy LLC | 01 | Onshore Wind Turbine | 75 | IPP Non-CHP
2021 | Westbrook | 5 | Petroleum Liquids | 2.3 | Electric Utility
3006 | Anadarko Plant | 1 | Natural Gas Steam Turbine | 17.3 | Electric Utility
3006 | Anadarko Plant | 10 | Natural Gas Fired Combustion Turbine | 45 | Electric Utility
3006 | Anadarko Plant | 11 | Natural Gas Fired Combustion Turbine | 45 | Electric Utility
3006 | Anadarko Plant | 2 | Natural Gas Steam Turbine | 17.3 | Electric Utility
3006 | Anadarko Plant | 3 | Natural Gas Steam Turbine | 50 | Electric Utility
3006 | Anadarko Plant | 4 | Natural Gas Fired Combined Cycle | 105.1 | Electric Utility
3006 | Anadarko Plant | 5 | Natural Gas Fired Combined Cycle | 105.1 | Electric Utility
3006 | Anadarko Plant | 6 | Natural Gas Fired Combined Cycle | 105.1 | Electric Utility
3006 | Anadarko Plant | 9 | Natural Gas Fired Combustion Turbine | 45 | Electric Utility
3008 | Mooreland | 1 | Natural Gas Steam Turbine | 45 | Electric Utility
3008 | Mooreland | 2 | Natural Gas Steam Turbine | 125 | Electric Utility
3008 | Mooreland | 3 | Natural Gas Steam Turbine | 135 | Electric Utility
6772 | Hugo | 1 | Conventional Steam Coal | 446 | Electric Utility
55655 | WFEC GenCo LLC | GEN1 | Natural Gas Fired Combustion Turbine | 45 | Electric Utility
55655 | WFEC GenCo LLC | GEN2 | Natural Gas Fired Combustion Turbine | 45 | Electric Utility
57872 | LCEC Generation LLVC | UNIT1 | Natural Gas Internal Combustion Engine | 9.3 | Electric Utility
57872 | LCEC Generation LLVC | UNIT2 | Natural Gas Internal Combustion Engine | 9.3 | Electric Utility
57872 | LCEC Generation LLVC | UNIT3 | Natural Gas Internal Combustion Engine | 9.3 | Electric Utility
57872 | LCEC Generation LLVC | UNIT4 | Natural Gas Internal Combustion Engine | 9.3 | Electric Utility
57872 | LCEC Generation LLVC | UNIT5 | Natural Gas Internal Combustion Engine | 9.3 | Electric Utility
50184 | Weyerhaeuser Columbus MS | TG1 | Wood/Wood Waste Biomass | 64 | Industrial CHP
50184 | Weyerhaeuser Columbus MS | TG2 | Wood/Wood Waste Biomass | 46 | Industrial CHP
50184 | Weyerhaeuser Columbus MS | TG3 | Wood/Wood Waste Biomass | 14.6 | Industrial CHP
50184 | Weyerhaeuser Columbus MS | TG4 | Wood/Wood Waste Biomass | 4 | Industrial CHP
50804 | Port Wentworth Mill | GEN4 | Wood/Wood Waste Biomass | 47.3 | Industrial CHP
50804 | Port Wentworth Mill | GEN5 | Wood/Wood Waste Biomass | 25 | Industrial CHP
50900 | Covington Facility | GEN3 | Conventional Steam Coal | 10.5 | Industrial CHP
50900 | Covington Facility | GEN4 | Wood/Wood Waste Biomass | 34 | Industrial CHP
50900 | Covington Facility | GEN5 | Conventional Steam Coal | 34 | Industrial CHP
50900 | Covington Facility | GEN7 | Wood/Wood Waste Biomass | 82.4 | Industrial CHP
50188 | Weyerhaeuser New Bern NC | TG2 | Wood/Wood Waste Biomass | 38.1 | Industrial CHP
54305 | Westward Seafoods | 2 | Petroleum Liquids | 2.2 | Industrial CHP
54305 | Westward Seafoods | 3 | Petroleum Liquids | 2.2 | Industrial CHP
54305 | Westward Seafoods | 4 | Petroleum Liquids | 2.2 | Industrial CHP
10503 | Wheelabrator Hudson Falls | GEN1 | Municipal Solid Waste | 14.4 | IPP Non-CHP
10629 | Wheelabrator Baltimore Refuse | GEN1 | Municipal Solid Waste | 60.2 | IPP CHP
10629 | Wheelabrator Baltimore Refuse | GEN2 | Municipal Solid Waste | 4.3 | IPP CHP
50872 | Wheelabrator Claremont Facility | GEN1 | Municipal Solid Waste | 4.5 | IPP Non-CHP
50873 | Wheelabrator Concord Facility | GEN1 | Municipal Solid Waste | 14 | IPP Non-CHP
50875 | McKay Bay Facility | GEN1 | Municipal Solid Waste | 22.1 | IPP Non-CHP
50876 | Wheelabrator Norwalk Energy | GEN1 | Natural Gas Fired Combined Cycle | 23 | IPP CHP
50876 | Wheelabrator Norwalk Energy | GEN2 | Natural Gas Fired Combined Cycle | 7.7 | IPP CHP
50877 | Wheelabrator North Andover | GEN1 | Municipal Solid Waste | 40.3 | IPP Non-CHP
50878 | Wheelabrator Millbury Facility | GEN1 | Municipal Solid Waste | 47.6 | IPP Non-CHP
50879 | Wheelabrator Frackville Energy | GEN1 | Conventional Steam Coal | 48 | IPP CHP
50880 | Wheelabrator Saugus | GEN1 | Municipal Solid Waste | 53.7 | IPP Non-CHP
50881 | Wheelabrator Shasta | GEN1 | Wood/Wood Waste Biomass | 18.3 | IPP Non-CHP
50881 | Wheelabrator Shasta | GEN2 | Wood/Wood Waste Biomass | 18.3 | IPP Non-CHP
50881 | Wheelabrator Shasta | GEN3 | Wood/Wood Waste Biomass | 18.3 | IPP Non-CHP
50882 | Wheelabrator Westchester | GEN1 | Municipal Solid Waste | 59.7 | IPP Non-CHP
50883 | Wheelabrator Bridgeport | GEN1 | Municipal Solid Waste | 67 | IPP Non-CHP
50885 | Wheelabrator Gloucester LP | GEN1 | Municipal Solid Waste | 14 | IPP Non-CHP
50887 | Wheelabrator South Broward | GEN1 | Municipal Solid Waste | 66 | IPP Non-CHP
54529 | Wheelabrator Ridge Energy | 0001 | Wood/Wood Waste Biomass | 45.5 | IPP Non-CHP
54746 | Wheelabrator Falls | WFI1 | Municipal Solid Waste | 53.3 | IPP Non-CHP
54758 | Wheelabrator Lisbon | GEN1 | Municipal Solid Waste | 14.6 | IPP Non-CHP
54998 | Wheelabrator Portsmouth | 1410 | Municipal Solid Waste | 20 | Commercial CHP
54998 | Wheelabrator Portsmouth | 1420 | Municipal Solid Waste | 20 | Commercial CHP
54998 | Wheelabrator Portsmouth | 1430 | Municipal Solid Waste | 20 | Commercial CHP
50465 | Flint River Operations | GEN1 | Wood/Wood Waste Biomass | 42 | Industrial CHP
50185 | Cosmo Specialty Fibers Plant | TG1 | Wood/Wood Waste Biomass | 7.5 | Industrial CHP
50185 | Cosmo Specialty Fibers Plant | TG2 | Wood/Wood Waste Biomass | 7.5 | Industrial CHP
50187 | Weyerhaeuser Longview WA | TG1 | Wood/Wood Waste Biomass | 5 | Industrial CHP
50187 | Weyerhaeuser Longview WA | TG2 | Wood/Wood Waste Biomass | 5 | Industrial CHP
50187 | Weyerhaeuser Longview WA | TG4 | Wood/Wood Waste Biomass | 18 | Industrial CHP
50187 | Weyerhaeuser Longview WA | TG5 | Wood/Wood Waste Biomass | 31.4 | Industrial CHP
50474 | Swift Creek Chemical Complex | SCC | All Other | 21 | Industrial CHP
1201 | Whittemore | 4 | Petroleum Liquids | 1.1 | Electric Utility
2315 | Wilber | 4 | Petroleum Liquids | 1.1 | Electric Utility
2315 | Wilber | 5 | Petroleum Liquids | 0.9 | Electric Utility
2315 | Wilber | 6 | Petroleum Liquids | 1.6 | Electric Utility
50937 | William Beaumont Hospital | GENA | Petroleum Liquids | 1.9 | Commercial Non-CHP
50937 | William Beaumont Hospital | GENB | Petroleum Liquids | 1.9 | Commercial Non-CHP
50276 | Wintec Energy Ltd | EXIS | Onshore Wind Turbine | 5.9 | IPP Non-CHP
10215 | Snowbird Power Plant | 1367 | Natural Gas Internal Combustion Engine | 0.6 | Commercial CHP
10215 | Snowbird Power Plant | 1391 | Natural Gas Internal Combustion Engine | 0.6 | Commercial CHP
10215 | Snowbird Power Plant | 1392 | Natural Gas Internal Combustion Engine | 0.6 | Commercial CHP
2022 | Willmar | 3 | Conventional Steam Coal | 18 | Electric Utility
2022 | Willmar | ST2 | Natural Gas Steam Turbine | 8 | Electric Utility
2022 | Willmar | WTG3 | Onshore Wind Turbine | 2 | Electric Utility
2022 | Willmar | WTG4 | Onshore Wind Turbine | 2 | Electric Utility
57034 | Willmar Municipal East Substation | E04 | Petroleum Liquids | 2 | Electric Utility
57034 | Willmar Municipal East Substation | E05 | Petroleum Liquids | 2 | Electric Utility
57034 | Willmar Municipal East Substation | E06 | Petroleum Liquids | 2 | Electric Utility
57035 | Willmar Municipal SW Substation | SW01 | Petroleum Liquids | 2 | Electric Utility
57035 | Willmar Municipal SW Substation | SW02 | Petroleum Liquids | 2 | Electric Utility
57035 | Willmar Municipal SW Substation | SW03 | Petroleum Liquids | 2 | Electric Utility
1202 | Wilton | 5 | Petroleum Liquids | 1.6 | Electric Utility
1202 | Wilton | 6 | Petroleum Liquids | 1.6 | Electric Utility
1202 | Wilton | 7 | Petroleum Liquids | 1.6 | Electric Utility
1202 | Wilton | 8 | Petroleum Liquids | 2.2 | Electric Utility
1202 | Wilton | 9 | Petroleum Liquids | 2.2 | Electric Utility
50386 | Windland | WING | Onshore Wind Turbine | 16 | IPP Non-CHP
2023 | Windom | CAT2 | Petroleum Liquids | 1.8 | Electric Utility
2023 | Windom | CAT3 | Petroleum Liquids | 1.8 | Electric Utility
2023 | Windom | CAT4 | Petroleum Liquids | 1.8 | Electric Utility
2023 | Windom | GT1 | Petroleum Liquids | 3 | Electric Utility
1332 | West 14th Street | GT1 | Natural Gas Fired Combustion Turbine | 11 | Electric Utility
7013 | East 12th Street | 4 | Natural Gas Steam Turbine | 26.5 | Electric Utility
7013 | East 12th Street | 5 | Petroleum Liquids | 1.6 | Electric Utility
56022 | Waste Water Plant Generator | 1 | Petroleum Liquids | 1.6 | Electric Utility
972 | Winnetka | 4 | Natural Gas Steam Turbine | 9.4 | Electric Utility
972 | Winnetka | 6 | Natural Gas Steam Turbine | 6.3 | Electric Utility
972 | Winnetka | 7 | Natural Gas Steam Turbine | 12.5 | Electric Utility
972 | Winnetka | 8 | Petroleum Liquids | 2.6 | Electric Utility
972 | Winnetka | 9 | Petroleum Liquids | 2.6 | Electric Utility
1203 | Winterset | 2 | Petroleum Liquids | 1.5 | Electric Utility
1203 | Winterset | 3 | Petroleum Liquids | 1.7 | Electric Utility
1203 | Winterset | 4 | Petroleum Liquids | 4.4 | Electric Utility
1203 | Winterset | 5 | Petroleum Liquids | 2 | Electric Utility
1203 | Winterset | 6 | Petroleum Liquids | 2 | Electric Utility
1203 | Winterset | 7 | Petroleum Liquids | 2 | Electric Utility
54606 | University of Texas at San Antonio | GEN1 | Natural Gas Internal Combustion Engine | 3.4 | Commercial CHP
1769 | Presque Isle | 5 | Conventional Steam Coal | 90 | Electric Utility
1769 | Presque Isle | 6 | Conventional Steam Coal | 90 | Electric Utility
1769 | Presque Isle | 7 | Conventional Steam Coal | 90 | Electric Utility
1769 | Presque Isle | 8 | Conventional Steam Coal | 90 | Electric Utility
1769 | Presque Isle | 9 | Conventional Steam Coal | 90 | Electric Utility
1775 | Brule | 1 | Conventional Hydroelectric | 1.3 | Electric Utility
1775 | Brule | 2 | Conventional Hydroelectric | 2 | Electric Utility
1775 | Brule | 3 | Conventional Hydroelectric | 2 | Electric Utility
1776 | Chalk Hill | 1 | Conventional Hydroelectric | 2.6 | Electric Utility
1776 | Chalk Hill | 2 | Conventional Hydroelectric | 2.6 | Electric Utility
1776 | Chalk Hill | 3 | Conventional Hydroelectric | 2.6 | Electric Utility
1777 | Hemlock Falls | 1 | Conventional Hydroelectric | 2.8 | Electric Utility
1778 | Kingsford | 1 | Conventional Hydroelectric | 2.4 | Electric Utility
1778 | Kingsford | 2 | Conventional Hydroelectric | 2.4 | Electric Utility
1778 | Kingsford | 3 | Conventional Hydroelectric | 2.4 | Electric Utility
1780 | Michigamme Falls | 1 | Conventional Hydroelectric | 4.8 | Electric Utility
1780 | Michigamme Falls | 2 | Conventional Hydroelectric | 4.8 | Electric Utility
1781 | Peavy Falls | 1 | Conventional Hydroelectric | 6 | Electric Utility
1781 | Peavy Falls | 2 | Conventional Hydroelectric | 6 | Electric Utility
1784 | Twin Falls (MI) | 1 | Conventional Hydroelectric | 1.3 | Electric Utility
1784 | Twin Falls (MI) | 2 | Conventional Hydroelectric | 1.3 | Electric Utility
1784 | Twin Falls (MI) | 3 | Conventional Hydroelectric | 1.3 | Electric Utility
1784 | Twin Falls (MI) | 4 | Conventional Hydroelectric | 1.2 | Electric Utility
1784 | Twin Falls (MI) | 5 | Conventional Hydroelectric | 1.2 | Electric Utility
1785 | Way Dam | 1 | Conventional Hydroelectric | 1.8 | Electric Utility
1786 | White Rapids | 1 | Conventional Hydroelectric | 2.6 | Electric Utility
1786 | White Rapids | 2 | Conventional Hydroelectric | 2 | Electric Utility
1786 | White Rapids | 3 | Conventional Hydroelectric | 2.6 | Electric Utility
4040 | Port Washington Generating Station | 1CT1 | Natural Gas Fired Combined Cycle | 167.9 | Electric Utility
4040 | Port Washington Generating Station | 1CT2 | Natural Gas Fired Combined Cycle | 167.9 | Electric Utility
4040 | Port Washington Generating Station | 2CT1 | Natural Gas Fired Combined Cycle | 167.9 | Electric Utility
4040 | Port Washington Generating Station | 2CT2 | Natural Gas Fired Combined Cycle | 167.9 | Electric Utility
4040 | Port Washington Generating Station | ST1 | Natural Gas Fired Combined Cycle | 268.6 | Electric Utility
4040 | Port Washington Generating Station | ST2 | Natural Gas Fired Combined Cycle | 268.6 | Electric Utility
4041 | South Oak Creek | 5 | Conventional Steam Coal | 299.2 | Electric Utility
4041 | South Oak Creek | 6 | Conventional Steam Coal | 299.2 | Electric Utility
4041 | South Oak Creek | 7 | Conventional Steam Coal | 317.6 | Electric Utility
4041 | South Oak Creek | 8 | Conventional Steam Coal | 324 | Electric Utility
4042 | Valley (WI) | 1 | Conventional Steam Coal | 136 | Electric Utility
4042 | Valley (WI) | 2 | Conventional Steam Coal | 136 | Electric Utility
4042 | Valley (WI) | 3 | Petroleum Liquids | 2.7 | Electric Utility
4043 | Appleton | 4 | Conventional Hydroelectric | 1.2 | Electric Utility
4043 | Appleton | 5 | Conventional Hydroelectric | 0.5 | Electric Utility
4043 | Appleton | 6 | Conventional Hydroelectric | 0.5 | Electric Utility
4045 | Pine | 1 | Conventional Hydroelectric | 1.8 | Electric Utility
4045 | Pine | 2 | Conventional Hydroelectric | 1.8 | Electric Utility
6170 | Pleasant Prairie | 1 | Conventional Steam Coal | 616.6 | Electric Utility
6170 | Pleasant Prairie | 2 | Conventional Steam Coal | 616.6 | Electric Utility
6170 | Pleasant Prairie | 3 | Petroleum Liquids | 2 | Electric Utility
6253 | Germantown | 1 | Petroleum Liquids | 61.2 | Electric Utility
6253 | Germantown | 2 | Petroleum Liquids | 61.2 | Electric Utility
6253 | Germantown | 3 | Petroleum Liquids | 61.2 | Electric Utility
6253 | Germantown | 4 | Petroleum Liquids | 61.2 | Electric Utility
6253 | Germantown | 5 | Natural Gas Fired Combustion Turbine | 90.9 | Electric Utility
7159 | Concord | 1 | Natural Gas Fired Combustion Turbine | 95.4 | Electric Utility
7159 | Concord | 2 | Natural Gas Fired Combustion Turbine | 95.4 | Electric Utility
7159 | Concord | 3 | Natural Gas Fired Combustion Turbine | 95.4 | Electric Utility
7159 | Concord | 4 | Natural Gas Fired Combustion Turbine | 95.4 | Electric Utility
7270 | Paris (WI) | 1 | Natural Gas Fired Combustion Turbine | 95.4 | Electric Utility
7270 | Paris (WI) | 2 | Natural Gas Fired Combustion Turbine | 95.4 | Electric Utility
7270 | Paris (WI) | 3 | Natural Gas Fired Combustion Turbine | 95.4 | Electric Utility
7270 | Paris (WI) | 4 | Natural Gas Fired Combustion Turbine | 95.4 | Electric Utility
7549 | Milwaukee County | 1 | Conventional Steam Coal | 11 | Electric Utility
7820 | Big Quinnesec 92 | 1 | Conventional Hydroelectric | 8 | Electric Utility
7820 | Big Quinnesec 92 | 2 | Conventional Hydroelectric | 8 | Electric Utility
7821 | Big Quinnesec 61 | 4 | Conventional Hydroelectric | 2.2 | Electric Utility
7821 | Big Quinnesec 61 | 5 | Conventional Hydroelectric | 2.2 | Electric Utility
7901 | Byron | 1 | Onshore Wind Turbine | 0.7 | Electric Utility
7901 | Byron | 2 | Onshore Wind Turbine | 0.7 | Electric Utility
55742 | Montfort Wind Energy Center | ER15 | Onshore Wind Turbine | 30 | Electric Utility
56068 | Elm Road Generating Station | 1 | Conventional Steam Coal | 701.3 | Electric Utility
56068 | Elm Road Generating Station | 2 | Conventional Steam Coal | 701.3 | Electric Utility
56391 | Blue Sky Green Field Wind Project | 1 | Onshore Wind Turbine | 145.2 | Electric Utility
57199 | Glacier Hills | 1 | Onshore Wind Turbine | 162 | Electric Utility
58124 | Rothschild Biomass Cogen Facility | 1 | Wood/Wood Waste Biomass | 57.5 | Electric Utility
7481 | City Light & Water | 1 | Petroleum Liquids | 0.9 | Electric Utility
7481 | City Light & Water | 2 | Petroleum Liquids | 0.4 | Electric Utility
50936 | Winnebago County Landfill Gas | EG1 | Landfill Gas | 0.9 | IPP CHP
50936 | Winnebago County Landfill Gas | EG2 | Landfill Gas | 0.9 | IPP CHP
50936 | Winnebago County Landfill Gas | EG3 | Landfill Gas | 0.9 | IPP CHP
50936 | Winnebago County Landfill Gas | EG4 | Landfill Gas | 1 | IPP CHP
50936 | Winnebago County Landfill Gas | EG5 | Landfill Gas | 1.4 | IPP CHP
4050 | Edgewater | 3 | Conventional Steam Coal | 69 | Electric Utility
4050 | Edgewater | 4 | Conventional Steam Coal | 351 | Electric Utility
4050 | Edgewater | 5 | Conventional Steam Coal | 413.7 | Electric Utility
4053 | Kilbourn | 2 | Conventional Hydroelectric | 2.5 | Electric Utility
4053 | Kilbourn | HC1 | Conventional Hydroelectric | 2.2 | Electric Utility
4053 | Kilbourn | HC5 | Conventional Hydroelectric | 2.5 | Electric Utility
4053 | Kilbourn | HC6 | Conventional Hydroelectric | 2.5 | Electric Utility
4054 | Nelson Dewey Generating Station | 1 | Conventional Steam Coal | 113.6 | Electric Utility
4054 | Nelson Dewey Generating Station | 2 | Conventional Steam Coal | 113.6 | Electric Utility
4056 | Prairie Du Sac | 1 | Conventional Hydroelectric | 3.5 | Electric Utility
4056 | Prairie Du Sac | 2 | Conventional Hydroelectric | 4.3 | Electric Utility
4056 | Prairie Du Sac | 3 | Conventional Hydroelectric | 4.8 | Electric Utility
4056 | Prairie Du Sac | 4 | Conventional Hydroelectric | 4.8 | Electric Utility
4056 | Prairie Du Sac | 5 | Conventional Hydroelectric | 3.5 | Electric Utility
4056 | Prairie Du Sac | 6 | Conventional Hydroelectric | 3.5 | Electric Utility
4056 | Prairie Du Sac | 7 | Conventional Hydroelectric | 3.5 | Electric Utility
4056 | Prairie Du Sac | 8 | Conventional Hydroelectric | 3.5 | Electric Utility
4057 | Rock River | 3 | Natural Gas Fired Combustion Turbine | 37.5 | Electric Utility
4057 | Rock River | 4 | Natural Gas Fired Combustion Turbine | 18 | Electric Utility
4057 | Rock River | 5 | Natural Gas Fired Combustion Turbine | 56.7 | Electric Utility
4057 | Rock River | 6 | Natural Gas Fired Combustion Turbine | 56.7 | Electric Utility
4059 | Sheepskin | 1 | Natural Gas Fired Combustion Turbine | 41.7 | Electric Utility
7203 | South Fond Du Lac | CT1 | Natural Gas Fired Combustion Turbine | 95.4 | Electric Utility
7203 | South Fond Du Lac | CT2 | Natural Gas Fired Combustion Turbine | 95.4 | Electric Utility
7203 | South Fond Du Lac | CT3 | Natural Gas Fired Combustion Turbine | 95.4 | Electric Utility
7203 | South Fond Du Lac | CT4 | Natural Gas Fired Combustion Turbine | 95.4 | Electric Utility
8023 | Columbia (WI) | 1 | Conventional Steam Coal | 556 | Electric Utility
8023 | Columbia (WI) | 2 | Conventional Steam Coal | 556 | Electric Utility
55135 | Alliant Energy Neenah | CT01 | Natural Gas Fired Combustion Turbine | 185.5 | Electric Utility
55135 | Alliant Energy Neenah | CT02 | Natural Gas Fired Combustion Turbine | 185.5 | Electric Utility
55641 | Riverside Energy Center | CTG1 | Natural Gas Fired Combined Cycle | 198.9 | Electric Utility
55641 | Riverside Energy Center | CTG2 | Natural Gas Fired Combined Cycle | 198.9 | Electric Utility
55641 | Riverside Energy Center | STG1 | Natural Gas Fired Combined Cycle | 277.1 | Electric Utility
56166 | Sheboygan Falls | 1 | Natural Gas Fired Combustion Turbine | 173.4 | Electric Utility
56166 | Sheboygan Falls | 2 | Natural Gas Fired Combustion Turbine | 173.4 | Electric Utility
56347 | Cedar Ridge | 1 | Onshore Wind Turbine | 67.7 | Electric Utility
57198 | Bent Tree Wind Farm Phase 1 | 1 | Onshore Wind Turbine | 201.3 | Electric Utility
55836 | Island Street Peaking Plant | FT81 | Natural Gas Fired Combustion Turbine | 60.5 | Electric Utility
56266 | WPPI Hartford DG | 1 | Petroleum Liquids | 1.1 | Electric Utility
1787 | Grand Rapids | 1 | Conventional Hydroelectric | 1.1 | Electric Utility
1787 | Grand Rapids | 2 | Conventional Hydroelectric | 1.1 | Electric Utility
1787 | Grand Rapids | 3 | Conventional Hydroelectric | 1.5 | Electric Utility
1787 | Grand Rapids | 4 | Conventional Hydroelectric | 1.9 | Electric Utility
1787 | Grand Rapids | 5 | Conventional Hydroelectric | 1.9 | Electric Utility
4060 | Alexander | 1 | Conventional Hydroelectric | 1.4 | Electric Utility
4060 | Alexander | 2 | Conventional Hydroelectric | 1.4 | Electric Utility
4060 | Alexander | 3 | Conventional Hydroelectric | 1.4 | Electric Utility
4061 | Caldron Falls | 1 | Conventional Hydroelectric | 3.2 | Electric Utility
4061 | Caldron Falls | 2 | Conventional Hydroelectric | 3.2 | Electric Utility
4063 | Grandfather Falls | 1 | Conventional Hydroelectric | 11 | Electric Utility
4063 | Grandfather Falls | 2 | Conventional Hydroelectric | 6.2 | Electric Utility
4064 | Hat Rapids | 1 | Conventional Hydroelectric | 0.8 | Electric Utility
4064 | Hat Rapids | 2A | Conventional Hydroelectric | 0.5 | Electric Utility
4064 | Hat Rapids | 3A | Conventional Hydroelectric | 0.4 | Electric Utility
4065 | High Falls (WI) | 1 | Conventional Hydroelectric | 1.4 | Electric Utility
4065 | High Falls (WI) | 2 | Conventional Hydroelectric | 1.4 | Electric Utility
4065 | High Falls (WI) | 3 | Conventional Hydroelectric | 1.4 | Electric Utility
4065 | High Falls (WI) | 4 | Conventional Hydroelectric | 1.4 | Electric Utility
4065 | High Falls (WI) | 5 | Conventional Hydroelectric | 1.4 | Electric Utility
4067 | Johnson Falls | 1 | Conventional Hydroelectric | 1.7 | Electric Utility
4067 | Johnson Falls | 2 | Conventional Hydroelectric | 1.7 | Electric Utility
4068 | Merrill | 1 | Conventional Hydroelectric | 0.4 | Electric Utility
4068 | Merrill | 2 | Conventional Hydroelectric | 0.4 | Electric Utility
4068 | Merrill | 3 | Conventional Hydroelectric | 1.5 | Electric Utility
4071 | Potato Rapids | 1 | Conventional Hydroelectric | 0.5 | Electric Utility
4071 | Potato Rapids | 2 | Conventional Hydroelectric | 0.4 | Electric Utility
4071 | Potato Rapids | 3 | Conventional Hydroelectric | 0.4 | Electric Utility
4072 | Pulliam | 31 | Natural Gas Fired Combustion Turbine | 91 | Electric Utility
4072 | Pulliam | 5 | Conventional Steam Coal | 50 | Electric Utility
4072 | Pulliam | 6 | Conventional Steam Coal | 69 | Electric Utility
4072 | Pulliam | 7 | Conventional Steam Coal | 81.6 | Electric Utility
4072 | Pulliam | 8 | Conventional Steam Coal | 149.6 | Electric Utility
4074 | Sandstone Rapids | 1 | Conventional Hydroelectric | 1.9 | Electric Utility
4074 | Sandstone Rapids | 2 | Conventional Hydroelectric | 1.9 | Electric Utility
4075 | Tomahawk | 1 | Conventional Hydroelectric | 1.3 | Electric Utility
4075 | Tomahawk | 2 | Conventional Hydroelectric | 1.3 | Electric Utility
4076 | West Marinette | 31 | Natural Gas Fired Combustion Turbine | 41.8 | Electric Utility
4076 | West Marinette | 32 | Natural Gas Fired Combustion Turbine | 41.8 | Electric Utility
4076 | West Marinette | 33 | Natural Gas Fired Combustion Turbine | 103.5 | Electric Utility
4077 | Wausau | 1 | Conventional Hydroelectric | 1.8 | Electric Utility
4077 | Wausau | 2 | Conventional Hydroelectric | 1.8 | Electric Utility
4077 | Wausau | 3 | Conventional Hydroelectric | 1.8 | Electric Utility
4078 | Weston | 1 | Conventional Steam Coal | 60 | Electric Utility
4078 | Weston | 2 | Conventional Steam Coal | 81.6 | Electric Utility
4078 | Weston | 3 | Conventional Steam Coal | 350.5 | Electric Utility
4078 | Weston | 31 | Natural Gas Fired Combustion Turbine | 19.6 | Electric Utility
4078 | Weston | 32 | Natural Gas Fired Combustion Turbine | 56.7 | Electric Utility
4078 | Weston | 4 | Conventional Steam Coal | 595 | Electric Utility
7366 | Lincoln Turbines | 1 | Onshore Wind Turbine | 9.2 | Electric Utility
55029 | De Pere Energy Center | CT01 | Natural Gas Fired Combustion Turbine | 192.3 | Electric Utility
56031 | Fox Energy Center | CTG1 | Natural Gas Fired Combined Cycle | 198.9 | Electric Utility
56031 | Fox Energy Center | CTG2 | Natural Gas Fired Combined Cycle | 198.9 | Electric Utility
56031 | Fox Energy Center | STG | Natural Gas Fired Combined Cycle | 221 | Electric Utility
56831 | Crane Creek Wind Energy Center | 1 | Onshore Wind Turbine | 99 | Electric Utility
4079 | Castle Rock | 1 | Conventional Hydroelectric | 3 | Electric Utility
4079 | Castle Rock | 2 | Conventional Hydroelectric | 3 | Electric Utility
4079 | Castle Rock | 3 | Conventional Hydroelectric | 3 | Electric Utility
4079 | Castle Rock | 4 | Conventional Hydroelectric | 3 | Electric Utility
4079 | Castle Rock | 5 | Conventional Hydroelectric | 3 | Electric Utility
4080 | Petenwell | 1 | Conventional Hydroelectric | 5 | Electric Utility
4080 | Petenwell | 2 | Conventional Hydroelectric | 5 | Electric Utility
4080 | Petenwell | 3 | Conventional Hydroelectric | 5 | Electric Utility
4080 | Petenwell | 4 | Conventional Hydroelectric | 5 | Electric Utility
8050 | Juneau | 31 | Petroleum Liquids | 16 | Electric Utility
2316 | Wisner | 3 | Petroleum Liquids | 0.8 | Electric Utility
2316 | Wisner | 4 | Petroleum Liquids | 1.5 | Electric Utility
2316 | Wisner | 5 | Petroleum Liquids | 1.5 | Electric Utility
210 | Wolf Creek Generating Station | 1 | Nuclear | 1267.7 | Electric Utility
1873 | Tower | GT4 | Petroleum Liquids | 21.3 | Electric Utility
1877 | George Johnson | 10 | Natural Gas Fired Combustion Turbine | 25 | Electric Utility
1877 | George Johnson | 11 | Petroleum Liquids | 1 | Electric Utility
1877 | George Johnson | 9 | Natural Gas Fired Combustion Turbine | 25 | Electric Utility
1880 | Claude Vandyke | 6 | Natural Gas Fired Combined Cycle | 23 | Electric Utility
1880 | Claude Vandyke | 8 | Natural Gas Fired Combustion Turbine | 24.8 | Electric Utility
1881 | Vestaburg | 6 | Petroleum Liquids | 3 | Electric Utility
1881 | Vestaburg | 7 | Petroleum Liquids | 3 | Electric Utility
1881 | Vestaburg | 8 | Natural Gas Fired Combustion Turbine | 23.7 | Electric Utility
7932 | Gaylord - Wolverine | 1 | Natural Gas Fired Combustion Turbine | 23.4 | Electric Utility
7932 | Gaylord - Wolverine | 2 | Natural Gas Fired Combustion Turbine | 23.4 | Electric Utility
7932 | Gaylord - Wolverine | 3 | Natural Gas Fired Combustion Turbine | 23.4 | Electric Utility
7972 | Sumpter | 1 | Natural Gas Fired Combustion Turbine | 85 | Electric Utility
7972 | Sumpter | 2 | Natural Gas Fired Combustion Turbine | 85 | Electric Utility
7972 | Sumpter | 3 | Natural Gas Fired Combustion Turbine | 85 | Electric Utility
7972 | Sumpter | 4 | Natural Gas Fired Combustion Turbine | 85 | Electric Utility
50157 | Sanford Dam | 1 | Conventional Hydroelectric | 1.2 | IPP Non-CHP
50157 | Sanford Dam | 2 | Conventional Hydroelectric | 1.2 | IPP Non-CHP
50157 | Sanford Dam | 3 | Conventional Hydroelectric | 1.2 | IPP Non-CHP
50158 | Edenville | 1 | Conventional Hydroelectric | 2.4 | IPP Non-CHP
50158 | Edenville | 2 | Conventional Hydroelectric | 2.4 | IPP Non-CHP
50159 | Secord | 1 | Conventional Hydroelectric | 1.2 | IPP Non-CHP
50160 | Smallwood | 1 | Conventional Hydroelectric | 1.2 | IPP Non-CHP
2945 | Anadarko | 10 | Petroleum Liquids | 1.2 | Electric Utility
2945 | Anadarko | 11 | Petroleum Liquids | 1.2 | Electric Utility
2945 | Anadarko | 6 | Petroleum Liquids | 0.6 | Electric Utility
2945 | Anadarko | 7 | Petroleum Liquids | 1.2 | Electric Utility
2945 | Anadarko | 8 | Petroleum Liquids | 1.5 | Electric Utility
2945 | Anadarko | 9 | Petroleum Liquids | 2.1 | Electric Utility
2024 | Worthington | 1 | Petroleum Liquids | 2 | Electric Utility
2024 | Worthington | 10 | Onshore Wind Turbine | 0.9 | Electric Utility
2024 | Worthington | 11 | Onshore Wind Turbine | 0.9 | Electric Utility
2024 | Worthington | 12 | Onshore Wind Turbine | 1 | Electric Utility
2024 | Worthington | 13 | Onshore Wind Turbine | 1 | Electric Utility
2024 | Worthington | 2 | Petroleum Liquids | 2 | Electric Utility
2024 | Worthington | 3 | Petroleum Liquids | 2 | Electric Utility
2024 | Worthington | 4 | Petroleum Liquids | 2 | Electric Utility
2024 | Worthington | 5 | Petroleum Liquids | 2 | Electric Utility
2024 | Worthington | 6 | Petroleum Liquids | 2 | Electric Utility
2024 | Worthington | 7 | Petroleum Liquids | 2 | Electric Utility
2024 | Worthington | 8 | Onshore Wind Turbine | 0.9 | Electric Utility
2024 | Worthington | 9 | Onshore Wind Turbine | 0.9 | Electric Utility
95 | Wrangell | 11 | Petroleum Liquids | 2 | Electric Utility
95 | Wrangell | 12 | Petroleum Liquids | 2 | Electric Utility
95 | Wrangell | 13 | Petroleum Liquids | 2 | Electric Utility
95 | Wrangell | 9 | Petroleum Liquids | 2.5 | Electric Utility
55558 | Combined Locks Energy Center | GEN1 | Natural Gas Fired Combined Cycle | 48 | Industrial CHP
55558 | Combined Locks Energy Center | GEN2 | Natural Gas Fired Combined Cycle | 5 | Industrial CHP
1866 | Wyandotte | 4 | Conventional Steam Coal | 11.5 | Electric Utility
1866 | Wyandotte | 5 | Natural Gas Steam Turbine | 22 | Electric Utility
1866 | Wyandotte | 6 | Natural Gas Steam Turbine | 7.5 | Electric Utility
1866 | Wyandotte | 7 | Natural Gas Steam Turbine | 32 | Electric Utility
1866 | Wyandotte | DG1 | Petroleum Liquids | 1.8 | Electric Utility
1866 | Wyandotte | DG2 | Petroleum Liquids | 1.8 | Electric Utility
1866 | Wyandotte | DG3 | Petroleum Liquids | 1.8 | Electric Utility
50421 | Orchard Avenue 1 | 201 | Conventional Hydroelectric | 0.8 | IPP Non-CHP
50421 | Orchard Avenue 1 | 301 | Conventional Hydroelectric | 0.8 | IPP Non-CHP
50423 | Cowiche | 983 | Conventional Hydroelectric | 1.7 | IPP Non-CHP
2067 | Yazoo | 2 | Natural Gas Fired Combined Cycle | 5 | Electric Utility
2067 | Yazoo | 3 | Natural Gas Fired Combined Cycle | 12.6 | Electric Utility
2067 | Yazoo | GT1 | Natural Gas Fired Combined Cycle | 16.5 | Electric Utility
54566 | YKK USA Chestney | BWP1 | Petroleum Liquids | 0.5 | Industrial Non-CHP
54566 | YKK USA Chestney | SLD1 | Petroleum Liquids | 0.5 | Industrial Non-CHP
50215 | York County Resource Recovery | GEN1 | Municipal Solid Waste | 36.5 | IPP Non-CHP
454 | Colgate | 1 | Conventional Hydroelectric | 157.5 | Electric Utility
454 | Colgate | 2 | Conventional Hydroelectric | 157.5 | Electric Utility
455 | Narrows 2 | 1 | Conventional Hydroelectric | 46.7 | Electric Utility
7507 | Deadwood Creek | 1 | Conventional Hydroelectric | 2 | Electric Utility
55824 | MNDOT Standby Generation | UNT1 | Petroleum Liquids | 2 | Commercial Non-CHP
50348 | Oceanside Energy | OS3 | Landfill Gas | 0.7 | IPP Non-CHP
54781 | Suffolk Energy Partners LP | SU1 | Landfill Gas | 0.8 | IPP Non-CHP
54781 | Suffolk Energy Partners LP | SU2 | Landfill Gas | 0.8 | IPP Non-CHP
54781 | Suffolk Energy Partners LP | SU3 | Landfill Gas | 0.8 | IPP Non-CHP
54781 | Suffolk Energy Partners LP | SU4 | Landfill Gas | 0.8 | IPP Non-CHP
55776 | Barre | BA1 | Landfill Gas | 0.5 | IPP Non-CHP
55776 | Barre | BA2 | Landfill Gas | 0.5 | IPP Non-CHP
1867 | Zeeland | 1 | Natural Gas Internal Combustion Engine | 1.4 | Electric Utility
1867 | Zeeland | 10 | Natural Gas Internal Combustion Engine | 5.6 | Electric Utility
1867 | Zeeland | 11 | Natural Gas Internal Combustion Engine | 6 | Electric Utility
1867 | Zeeland | 2 | Natural Gas Internal Combustion Engine | 1.1 | Electric Utility
1867 | Zeeland | 7 | Natural Gas Internal Combustion Engine | 2 | Electric Utility
1867 | Zeeland | 8 | Natural Gas Internal Combustion Engine | 1.7 | Electric Utility
1867 | Zeeland | 9 | Natural Gas Internal Combustion Engine | 4.5 | Electric Utility
56503 | Riley Generating Station | 1 | Natural Gas Internal Combustion Engine | 2 | Electric Utility
56503 | Riley Generating Station | 2 | Natural Gas Internal Combustion Engine | 2 | Electric Utility
56503 | Riley Generating Station | 3 | Natural Gas Internal Combustion Engine | 2 | Electric Utility
56503 | Riley Generating Station | 4 | Natural Gas Internal Combustion Engine | 2 | Electric Utility
56503 | Riley Generating Station | 5 | Natural Gas Internal Combustion Engine | 2 | Electric Utility
56504 | Municipal Power Plant | 1 | Natural Gas Internal Combustion Engine | 1 | Electric Utility
56504 | Municipal Power Plant | 2 | Natural Gas Internal Combustion Engine | 1 | Electric Utility
55392 | Zion Energy Center | CTG1 | Natural Gas Fired Combustion Turbine | 198.9 | IPP Non-CHP
55392 | Zion Energy Center | CTG2 | Natural Gas Fired Combustion Turbine | 198.9 | IPP Non-CHP
55392 | Zion Energy Center | CTG3 | Natural Gas Fired Combustion Turbine | 198.9 | IPP Non-CHP
50088 | University of Northern Iowa | GEN1 | Conventional Steam Coal | 7.5 | Commercial CHP
54818 | 191 Peachtree Tower | GEN1 | Petroleum Liquids | 1.2 | Commercial Non-CHP
54818 | 191 Peachtree Tower | GEN2 | Petroleum Liquids | 1.2 | Commercial Non-CHP
1865 | Saint Marys Falls | 1 | Conventional Hydroelectric | 6.2 | Electric Utility
1865 | Saint Marys Falls | 10 | Conventional Hydroelectric | 2.6 | Electric Utility
1865 | Saint Marys Falls | 2 | Conventional Hydroelectric | 6.2 | Electric Utility
1865 | Saint Marys Falls | 3 | Conventional Hydroelectric | 6.2 | Electric Utility
1865 | Saint Marys Falls | 3A | Conventional Hydroelectric | 2.5 | Electric Utility
56106 | MEAN Wind Project | 1 | Onshore Wind Turbine | 10.5 | Electric Utility
55402 | Renaissance Power LLC | CT1 | Natural Gas Fired Combustion Turbine | 170 | IPP Non-CHP
55402 | Renaissance Power LLC | CT2 | Natural Gas Fired Combustion Turbine | 170 | IPP Non-CHP
55402 | Renaissance Power LLC | CT3 | Natural Gas Fired Combustion Turbine | 170 | IPP Non-CHP
55402 | Renaissance Power LLC | CT4 | Natural Gas Fired Combustion Turbine | 170 | IPP Non-CHP
1597 | Oak Bluffs Diesel Generating Facility | UN1 | Petroleum Liquids | 2.7 | IPP Non-CHP
1597 | Oak Bluffs Diesel Generating Facility | UN2 | Petroleum Liquids | 2.7 | IPP Non-CHP
1597 | Oak Bluffs Diesel Generating Facility | UN3 | Petroleum Liquids | 2.7 | IPP Non-CHP
1599 | Canal | 1 | Petroleum Liquids | 585 | IPP Non-CHP
1599 | Canal | 2 | Petroleum Liquids | 580 | IPP Non-CHP
6049 | West Tisbury Generating Facility | UN1 | Petroleum Liquids | 2.7 | IPP Non-CHP
6049 | West Tisbury Generating Facility | UN2 | Petroleum Liquids | 2.7 | IPP Non-CHP
55036 | University of Tennessee Steam Plant | GEN1 | Natural Gas Fired Combustion Turbine | 5 | Commercial CHP
50368 | Cornell University Central Heat | CT1 | Natural Gas Fired Combined Cycle | 15 | Commercial CHP
50368 | Cornell University Central Heat | CT2 | Natural Gas Fired Combined Cycle | 15 | Commercial CHP
50368 | Cornell University Central Heat | TG1 | Natural Gas Fired Combined Cycle | 1.8 | Commercial CHP
50368 | Cornell University Central Heat | TG2 | Natural Gas Fired Combined Cycle | 5.7 | Commercial CHP
1307 | Minneapolis City of | 3 | Natural Gas Internal Combustion Engine | 1.3 | Electric Utility
1307 | Minneapolis City of | 4 | Natural Gas Internal Combustion Engine | 0.7 | Electric Utility
1307 | Minneapolis City of | 5 | Natural Gas Internal Combustion Engine | 2.1 | Electric Utility
1307 | Minneapolis City of | 6 | Natural Gas Internal Combustion Engine | 3 | Electric Utility
1307 | Minneapolis City of | 7 | Petroleum Liquids | 2 | Electric Utility
6251 | South Texas Project | 1 | Nuclear | 1354.3 | IPP Non-CHP
6251 | South Texas Project | 2 | Nuclear | 1354.3 | IPP Non-CHP
136 | Seminole (FL) | 1 | Conventional Steam Coal | 735.9 | Electric Utility
136 | Seminole (FL) | 2 | Conventional Steam Coal | 735.9 | Electric Utility
7380 | Midulla Generating Station | CT1 | Natural Gas Fired Combined Cycle | 199 | Electric Utility
7380 | Midulla Generating Station | CT2 | Natural Gas Fired Combined Cycle | 199 | Electric Utility
7380 | Midulla Generating Station | GT4 | Natural Gas Fired Combustion Turbine | 62 | Electric Utility
7380 | Midulla Generating Station | GT5 | Natural Gas Fired Combustion Turbine | 62 | Electric Utility
7380 | Midulla Generating Station | GT6 | Natural Gas Fired Combustion Turbine | 62 | Electric Utility
7380 | Midulla Generating Station | GT7 | Natural Gas Fired Combustion Turbine | 62 | Electric Utility
7380 | Midulla Generating Station | GT8 | Natural Gas Fired Combustion Turbine | 62 | Electric Utility
7380 | Midulla Generating Station | ST3 | Natural Gas Fired Combined Cycle | 189 | Electric Utility
55297 | New Covert Generating Facility | 1 | Natural Gas Fired Combined Cycle | 245 | IPP Non-CHP
55297 | New Covert Generating Facility | 1A | Natural Gas Fired Combined Cycle | 147 | IPP Non-CHP
55297 | New Covert Generating Facility | 2 | Natural Gas Fired Combined Cycle | 245 | IPP Non-CHP
55297 | New Covert Generating Facility | 2A | Natural Gas Fired Combined Cycle | 147 | IPP Non-CHP
55297 | New Covert Generating Facility | 3 | Natural Gas Fired Combined Cycle | 245 | IPP Non-CHP
55297 | New Covert Generating Facility | 3A | Natural Gas Fired Combined Cycle | 147 | IPP Non-CHP
903 | Rockton | 1 | Conventional Hydroelectric | 0.6 | IPP Non-CHP
903 | Rockton | 2 | Conventional Hydroelectric | 0.5 | IPP Non-CHP
10520 | Dayton Hydro | 1 | Conventional Hydroelectric | 1.6 | IPP Non-CHP
10520 | Dayton Hydro | 2 | Conventional Hydroelectric | 1 | IPP Non-CHP
10520 | Dayton Hydro | 3 | Conventional Hydroelectric | 1 | IPP Non-CHP
54605 | Pratt & Whitney | FT-8 | Natural Gas Fired Combustion Turbine | 25.8 | Industrial CHP
54607 | University of Texas at Dallas | GEN1 | Natural Gas Internal Combustion Engine | 3.5 | Commercial CHP
55320 | Wise County Power LLC | GT1 | Natural Gas Fired Combined Cycle | 242 | IPP Non-CHP
55320 | Wise County Power LLC | GT2 | Natural Gas Fired Combined Cycle | 242 | IPP Non-CHP
55320 | Wise County Power LLC | ST1 | Natural Gas Fired Combined Cycle | 262 | IPP Non-CHP
50337 | Mooseheart Power House | GEN1 | Natural Gas Internal Combustion Engine | 0.5 | Commercial CHP
50337 | Mooseheart Power House | GEN2 | Natural Gas Internal Combustion Engine | 0.5 | Commercial CHP
50337 | Mooseheart Power House | GEN3 | Natural Gas Internal Combustion Engine | 0.3 | Commercial CHP
50337 | Mooseheart Power House | GEN4 | Natural Gas Internal Combustion Engine | 0.5 | Commercial CHP
50951 | Sunnyside Cogen Associates | GEN1 | Conventional Steam Coal | 58.1 | IPP Non-CHP
50278 | Worumbo Hydro Station | GEN1 | Conventional Hydroelectric | 9.7 | IPP Non-CHP
50278 | Worumbo Hydro Station | GEN2 | Conventional Hydroelectric | 9.7 | IPP Non-CHP
50931 | Yellowstone Energy LP | GEN1 | Petroleum Coke | 68 | IPP CHP
54261 | Warm Springs Hydro Project | 3385 | Conventional Hydroelectric | 2.7 | IPP Non-CHP
50906 | Ford Utilities Center | 3 | Natural Gas Fired Combustion Turbine | 7 | Commercial CHP
50906 | Ford Utilities Center | 4 | Natural Gas Steam Turbine | 1.1 | Commercial CHP
50906 | Ford Utilities Center | 5 | Natural Gas Fired Combustion Turbine | 6.7 | Commercial CHP
54975 | New Mexico State University | 01 | Natural Gas Fired Combustion Turbine | 4.7 | Commercial CHP
10307 | Bellingham Cogeneration Facility | CT1 | Natural Gas Fired Combined Cycle | 128.7 | IPP Non-CHP
10307 | Bellingham Cogeneration Facility | CT2 | Natural Gas Fired Combined Cycle | 128.7 | IPP Non-CHP
10307 | Bellingham Cogeneration Facility | ST1 | Natural Gas Fired Combined Cycle | 128.7 | IPP Non-CHP
50413 | Olmsted Waste Energy | DGCAT | Petroleum Liquids | 1.7 | Commercial CHP
50413 | Olmsted Waste Energy | TG2 | Municipal Solid Waste | 2.2 | Commercial CHP
50413 | Olmsted Waste Energy | TG3 | Municipal Solid Waste | 5.5 | Commercial CHP
50413 | Olmsted Waste Energy | TGI | Municipal Solid Waste | 1.9 | Commercial CHP
3152 | Sunbury Generation LP | CTG1 | Petroleum Liquids | 23.6 | IPP Non-CHP
3152 | Sunbury Generation LP | CTG2 | Petroleum Liquids | 23.6 | IPP Non-CHP
3152 | Sunbury Generation LP | DI2 | Petroleum Liquids | 5.5 | IPP Non-CHP
54858 | Southwestern Bell Telephone | E/G1 | Petroleum Liquids | 2 | Commercial CHP
54858 | Southwestern Bell Telephone | E/G2 | Petroleum Liquids | 2 | Commercial CHP
54858 | Southwestern Bell Telephone | E/G3 | Petroleum Liquids | 2 | Commercial CHP
54858 | Southwestern Bell Telephone | E/G4 | Petroleum Liquids | 2.8 | Commercial CHP
54858 | Southwestern Bell Telephone | E/G5 | Petroleum Liquids | 2.8 | Commercial CHP
54858 | Southwestern Bell Telephone | E/G6 | Petroleum Liquids | 2.8 | Commercial CHP
54858 | Southwestern Bell Telephone | E/G7 | Petroleum Liquids | 2.8 | Commercial CHP
56016 | Grimes Way | 1 | Natural Gas Internal Combustion Engine | 1.1 | Commercial Non-CHP
56016 | Grimes Way | 2 | Natural Gas Internal Combustion Engine | 1.1 | Commercial Non-CHP
56016 | Grimes Way | 3 | Petroleum Liquids | 1.8 | Commercial Non-CHP
56932 | Biotech LS 0836 | BLS1 | Petroleum Liquids | 1 | Commercial Non-CHP
50224 | Oxnard Wastewater Treatment Plant | 7610 | Other Waste Biomass | 0.5 | Commercial CHP
50224 | Oxnard Wastewater Treatment Plant | 7710 | Other Waste Biomass | 0.5 | Commercial CHP
50224 | Oxnard Wastewater Treatment Plant | 7810 | Other Waste Biomass | 0.5 | Commercial CHP
1353 | Big Sandy | 1 | Conventional Steam Coal | 280.5 | Electric Utility
1353 | Big Sandy | 2 | Conventional Steam Coal | 816.3 | Electric Utility
3948 | Mitchell (WV) | 1 | Conventional Steam Coal | 816.3 | Electric Utility
3948 | Mitchell (WV) | 2 | Conventional Steam Coal | 816.3 | Electric Utility
50128 | Clear Lake Hydro Project | 3381 | Conventional Hydroelectric | 2.5 | IPP Non-CHP
50129 | Indian Valley Dam Hydro Project | 1641 | Conventional Hydroelectric | 1.4 | IPP Non-CHP
50129 | Indian Valley Dam Hydro Project | 1642 | Conventional Hydroelectric | 1.4 | IPP Non-CHP
50129 | Indian Valley Dam Hydro Project | 8332 | Conventional Hydroelectric | 0.1 | IPP Non-CHP
10427 | New-Indy Ontario Mill | GEN1 | Natural Gas Fired Combustion Turbine | 34 | Industrial CHP
2535 | Cayuga Operating Company | 1 | Conventional Steam Coal | 155.3 | IPP Non-CHP
2535 | Cayuga Operating Company | 2 | Conventional Steam Coal | 167.2 | IPP Non-CHP
6082 | Somerset Operating Co LLC | 1 | Conventional Steam Coal | 655.1 | IPP Non-CHP
55239 | Red Oak Power LLC | 0001 | Natural Gas Fired Combined Cycle | 180.2 | IPP Non-CHP
55239 | Red Oak Power LLC | 0002 | Natural Gas Fired Combined Cycle | 180.2 | IPP Non-CHP
55239 | Red Oak Power LLC | 0003 | Natural Gas Fired Combined Cycle | 180.2 | IPP Non-CHP
55239 | Red Oak Power LLC | 0004 | Natural Gas Fired Combined Cycle | 280.5 | IPP Non-CHP
315 | AES Alamitos LLC | 1 | Natural Gas Steam Turbine | 156 | IPP Non-CHP
315 | AES Alamitos LLC | 2 | Natural Gas Steam Turbine | 156 | IPP Non-CHP
315 | AES Alamitos LLC | 3 | Natural Gas Steam Turbine | 310 | IPP Non-CHP
315 | AES Alamitos LLC | 4 | Natural Gas Steam Turbine | 310 | IPP Non-CHP
315 | AES Alamitos LLC | 5 | Natural Gas Steam Turbine | 495 | IPP Non-CHP
315 | AES Alamitos LLC | 6 | Natural Gas Steam Turbine | 495 | IPP Non-CHP
50279 | Archbald Power Station | GEN1 | Landfill Gas | 23.2 | IPP Non-CHP
50279 | Archbald Power Station | GEN5 | Landfill Gas | 4.6 | IPP Non-CHP
50279 | Archbald Power Station | GEN6 | Landfill Gas | 4.6 | IPP Non-CHP
50279 | Archbald Power Station | Gen2 | Natural Gas Fired Combustion Turbine | 60.5 | IPP Non-CHP
50509 | PCS Phosphate | GEN1 | All Other | 52.9 | Industrial CHP
50392 | Eielson AFB Central Heat & Power Plant | DG01 | Petroleum Liquids | 1.5 | Commercial CHP
50392 | Eielson AFB Central Heat & Power Plant | DG02 | Petroleum Liquids | 1.5 | Commercial CHP
50392 | Eielson AFB Central Heat & Power Plant | DG03 | Petroleum Liquids | 1.5 | Commercial CHP
50392 | Eielson AFB Central Heat & Power Plant | DG04 | Petroleum Liquids | 1.5 | Commercial CHP
50392 | Eielson AFB Central Heat & Power Plant | DG1 | Petroleum Liquids | 2.5 | Commercial CHP
50392 | Eielson AFB Central Heat & Power Plant | TG1 | Conventional Steam Coal | 2.5 | Commercial CHP
50392 | Eielson AFB Central Heat & Power Plant | TG2 | Conventional Steam Coal | 2.5 | Commercial CHP
50392 | Eielson AFB Central Heat & Power Plant | TG3 | Conventional Steam Coal | 5 | Commercial CHP
50392 | Eielson AFB Central Heat & Power Plant | TG4 | Conventional Steam Coal | 5 | Commercial CHP
50392 | Eielson AFB Central Heat & Power Plant | TG5 | Conventional Steam Coal | 10 | Commercial CHP
54372 | University of Colorado | GT1 | Natural Gas Fired Combined Cycle | 16 | Commercial CHP
54372 | University of Colorado | GT2 | Natural Gas Fired Combined Cycle | 16 | Commercial CHP
54372 | University of Colorado | ST1 | Natural Gas Fired Combined Cycle | 1 | Commercial CHP
55015 | Sweeny Cogen Facility | GEN1 | Natural Gas Fired Combustion Turbine | 143 | IPP CHP
55015 | Sweeny Cogen Facility | GEN2 | Natural Gas Fired Combustion Turbine | 143 | IPP CHP
55015 | Sweeny Cogen Facility | GEN3 | Natural Gas Fired Combustion Turbine | 143 | IPP CHP
55015 | Sweeny Cogen Facility | GEN4 | Natural Gas Fired Combustion Turbine | 143 | IPP CHP
52072 | Radford Army Ammunition Plant | GEN1 | Conventional Steam Coal | 6 | Industrial CHP
52072 | Radford Army Ammunition Plant | GEN2 | Conventional Steam Coal | 6 | Industrial CHP
52072 | Radford Army Ammunition Plant | GEN3 | Conventional Steam Coal | 6 | Industrial CHP
52072 | Radford Army Ammunition Plant | GEN4 | Conventional Steam Coal | 6 | Industrial CHP
50035 | MMWAC Resource Recovery Facility | ST1 | Municipal Solid Waste | 5 | Commercial Non-CHP
54749 | Goal Line LP | CTG | Natural Gas Fired Combined Cycle | 41.2 | IPP CHP
54749 | Goal Line LP | STG | Natural Gas Fired Combined Cycle | 10.2 | IPP CHP
10308 | Sayreville Cogeneration Facility | CT1 | Natural Gas Fired Combined Cycle | 143.4 | IPP Non-CHP
10308 | Sayreville Cogeneration Facility | CT2 | Natural Gas Fired Combined Cycle | 143.4 | IPP Non-CHP
10308 | Sayreville Cogeneration Facility | ST1 | Natural Gas Fired Combined Cycle | 143.4 | IPP Non-CHP
54984 | Salem Energy Systems LLC | UNT1 | Landfill Gas | 4.5 | IPP Non-CHP
52069 | Point Comfort Operations | GEN1 | Natural Gas Steam Turbine | 16 | Industrial CHP
52069 | Point Comfort Operations | GEN2 | Natural Gas Steam Turbine | 16 | Industrial CHP
52069 | Point Comfort Operations | GEN3 | Natural Gas Steam Turbine | 16 | Industrial CHP
52069 | Point Comfort Operations | GEN4 | Natural Gas Steam Turbine | 15.1 | Industrial CHP
544 | Devon Station | 10 | Petroleum Liquids | 18.6 | IPP Non-CHP
544 | Devon Station | 11 | Petroleum Liquids | 51 | IPP Non-CHP
544 | Devon Station | 12 | Petroleum Liquids | 51 | IPP Non-CHP
544 | Devon Station | 13 | Petroleum Liquids | 51 | IPP Non-CHP
544 | Devon Station | 14 | Petroleum Liquids | 51 | IPP Non-CHP
50242 | VC Porterdale Hydroelectric | TB-1 | Conventional Hydroelectric | 1.5 | IPP Non-CHP
50242 | VC Porterdale Hydroelectric | TB-2 | Conventional Hydroelectric | 1.5 | IPP Non-CHP
540 | Branford | UN10 | Petroleum Liquids | 21.8 | IPP Non-CHP
542 | Cos Cob | UN10 | Petroleum Liquids | 25 | IPP Non-CHP
542 | Cos Cob | UN11 | Petroleum Liquids | 25 | IPP Non-CHP
542 | Cos Cob | UN12 | Petroleum Liquids | 25 | IPP Non-CHP
542 | Cos Cob | UN13 | Petroleum Liquids | 20 | IPP Non-CHP
542 | Cos Cob | un14 | Petroleum Liquids | 20 | IPP Non-CHP
561 | Franklin Drive | UN19 | Petroleum Liquids | 21.8 | IPP Non-CHP
565 | Torrington Terminal | UN10 | Petroleum Liquids | 21.8 | IPP Non-CHP
546 | Montville Station | 10 | Petroleum Liquids | 2.7 | IPP Non-CHP
546 | Montville Station | 11 | Petroleum Liquids | 2.7 | IPP Non-CHP
546 | Montville Station | 5 | Petroleum Liquids | 75 | IPP Non-CHP
546 | Montville Station | 6 | Petroleum Liquids | 414.9 | IPP Non-CHP
356 | AES Redondo Beach LLC | 5 | Natural Gas Steam Turbine | 163.2 | IPP Non-CHP
356 | AES Redondo Beach LLC | 6 | Natural Gas Steam Turbine | 163.2 | IPP Non-CHP
356 | AES Redondo Beach LLC | 7 | Natural Gas Steam Turbine | 495 | IPP Non-CHP
356 | AES Redondo Beach LLC | 8 | Natural Gas Steam Turbine | 495 | IPP Non-CHP
1248 | Hutchinson Energy Center | GT1 | Natural Gas Fired Combustion Turbine | 71 | Electric Utility
1248 | Hutchinson Energy Center | GT2 | Natural Gas Fired Combustion Turbine | 71 | Electric Utility
1248 | Hutchinson Energy Center | GT3 | Natural Gas Fired Combustion Turbine | 71 | Electric Utility
1248 | Hutchinson Energy Center | GT4 | Petroleum Liquids | 86 | Electric Utility
1248 | Hutchinson Energy Center | H1DG | Petroleum Liquids | 2.7 | Electric Utility
1248 | Hutchinson Energy Center | ST4 | Natural Gas Steam Turbine | 172 | Electric Utility
1250 | Lawrence Energy Center | 3 | Conventional Steam Coal | 49 | Electric Utility
1250 | Lawrence Energy Center | 4 | Conventional Steam Coal | 114 | Electric Utility
1250 | Lawrence Energy Center | 5 | Conventional Steam Coal | 403 | Electric Utility
1252 | Tecumseh Energy Center | 7 | Conventional Steam Coal | 82 | Electric Utility
1252 | Tecumseh Energy Center | 8 | Conventional Steam Coal | 150 | Electric Utility
6068 | Jeffrey Energy Center | 1 | Conventional Steam Coal | 720 | Electric Utility
6068 | Jeffrey Energy Center | 2 | Conventional Steam Coal | 720 | Electric Utility
6068 | Jeffrey Energy Center | 3 | Conventional Steam Coal | 720 | Electric Utility
55651 | Spring Creek Energy Center | CT01 | Natural Gas Fired Combustion Turbine | 84.5 | Electric Utility
55651 | Spring Creek Energy Center | CT02 | Natural Gas Fired Combustion Turbine | 84.5 | Electric Utility
55651 | Spring Creek Energy Center | CT03 | Natural Gas Fired Combustion Turbine | 84.5 | Electric Utility
55651 | Spring Creek Energy Center | CT04 | Natural Gas Fired Combustion Turbine | 84.5 | Electric Utility
56502 | Emporia Energy Center | 1 | Natural Gas Fired Combustion Turbine | 54 | Electric Utility
56502 | Emporia Energy Center | 2 | Natural Gas Fired Combustion Turbine | 54 | Electric Utility
56502 | Emporia Energy Center | 3 | Natural Gas Fired Combustion Turbine | 54 | Electric Utility
56502 | Emporia Energy Center | 4 | Natural Gas Fired Combustion Turbine | 54 | Electric Utility
56502 | Emporia Energy Center | 5 | Natural Gas Fired Combustion Turbine | 171.4 | Electric Utility
56502 | Emporia Energy Center | 6 | Natural Gas Fired Combustion Turbine | 171.4 | Electric Utility
56502 | Emporia Energy Center | 7 | Natural Gas Fired Combustion Turbine | 171.4 | Electric Utility
56818 | Central Plains Wind Farm | 1 | Onshore Wind Turbine | 99 | Electric Utility
56819 | Flat Ridge Wind Farm | 1 | Onshore Wind Turbine | 50 | Electric Utility
50228 | Rocky Brook Hydroelectric | GEN1 | Conventional Hydroelectric | 1.6 | IPP Non-CHP
50233 | San Dimas Wash Generating Station | 4011 | Conventional Hydroelectric | 1 | IPP Non-CHP
55112 | Sutter Energy Center | CT01 | Natural Gas Fired Combined Cycle | 212 | IPP Non-CHP
55112 | Sutter Energy Center | CT02 | Natural Gas Fired Combined Cycle | 212 | IPP Non-CHP
55112 | Sutter Energy Center | ST01 | Natural Gas Fired Combined Cycle | 212 | IPP Non-CHP
52088 | Texas City Power Plant | GEN1 | Natural Gas Fired Combined Cycle | 141 | IPP CHP
52088 | Texas City Power Plant | GEN2 | Natural Gas Fired Combined Cycle | 103 | IPP CHP
52088 | Texas City Power Plant | GEN3 | Natural Gas Fired Combined Cycle | 103 | IPP CHP
52088 | Texas City Power Plant | GEN4 | Natural Gas Fired Combined Cycle | 103 | IPP CHP
50115 | US Borax | GEN1 | Natural Gas Fired Combustion Turbine | 48.2 | Industrial CHP
50718 | Notch Butte Hydro | HYD1 | Conventional Hydroelectric | 1 | IPP Non-CHP
7646 | Monticello Dam | 1 | Conventional Hydroelectric | 5 | Electric Utility
7646 | Monticello Dam | 2 | Conventional Hydroelectric | 5 | Electric Utility
7646 | Monticello Dam | 3 | Conventional Hydroelectric | 1.5 | Electric Utility
50231 | SDS Lumber Gorge Energy Division | TG2 | Wood/Wood Waste Biomass | 5 | Industrial CHP
50231 | SDS Lumber Gorge Energy Division | TG3 | Wood/Wood Waste Biomass | 5 | Industrial CHP
55375 | Astoria Energy | CT1 | Natural Gas Fired Combined Cycle | 170 | IPP Non-CHP
55375 | Astoria Energy | CT2 | Natural Gas Fired Combined Cycle | 170 | IPP Non-CHP
55375 | Astoria Energy | ST1 | Natural Gas Fired Combined Cycle | 252 | IPP Non-CHP
50750 | Coalinga Cogeneration Facility | GEN1 | Natural Gas Fired Combustion Turbine | 3.4 | Industrial CHP
50750 | Coalinga Cogeneration Facility | GEN2 | Natural Gas Fired Combustion Turbine | 3.4 | Industrial CHP
50888 | Northampton Generating Company LP | GEN1 | Conventional Steam Coal | 134.1 | IPP CHP
10570 | Errol Hydroelectric Project | 1 | Conventional Hydroelectric | 3 | IPP Non-CHP
55312 | Phelps Dodge Cobre Mining | 1 | Petroleum Liquids | 0.8 | Industrial Non-CHP
55312 | Phelps Dodge Cobre Mining | 2 | Petroleum Liquids | 0.8 | Industrial Non-CHP
55312 | Phelps Dodge Cobre Mining | 3 | Petroleum Liquids | 0.8 | Industrial Non-CHP
3789 | FirstEnergy Luray | 1 | Conventional Hydroelectric | 0.6 | IPP Non-CHP
3789 | FirstEnergy Luray | 2 | Conventional Hydroelectric | 0.4 | IPP Non-CHP
3789 | FirstEnergy Luray | 3 | Conventional Hydroelectric | 0.6 | IPP Non-CHP
3790 | FirstEnergy Newport | 1 | Conventional Hydroelectric | 0.4 | IPP Non-CHP
3790 | FirstEnergy Newport | 2 | Conventional Hydroelectric | 0.4 | IPP Non-CHP
3790 | FirstEnergy Newport | 3 | Conventional Hydroelectric | 0.6 | IPP Non-CHP
3944 | FirstEnergy Harrison Power Station | 1 | Conventional Steam Coal | 684 | Electric Utility
3944 | FirstEnergy Harrison Power Station | 2 | Conventional Steam Coal | 684 | Electric Utility
3944 | FirstEnergy Harrison Power Station | 3 | Conventional Steam Coal | 684 | Electric Utility
6004 | FirstEnergy Pleasants Power Station | 1 | Conventional Steam Coal | 684 | IPP Non-CHP
6004 | FirstEnergy Pleasants Power Station | 2 | Conventional Steam Coal | 684 | IPP Non-CHP
6543 | FirstEnergy Dam 4 | 1 | Conventional Hydroelectric | 0.5 | IPP Non-CHP
6543 | FirstEnergy Dam 4 | 2 | Conventional Hydroelectric | 0.5 | IPP Non-CHP
6543 | FirstEnergy Dam 4 | 3 | Conventional Hydroelectric | 0.9 | IPP Non-CHP
6544 | FirstEnergy Dam 5 | 1 | Conventional Hydroelectric | 0.5 | IPP Non-CHP
6544 | FirstEnergy Dam 5 | 2 | Conventional Hydroelectric | 0.5 | IPP Non-CHP
6546 | FirstEnergy Millville | 1 | Conventional Hydroelectric | 0.8 | IPP Non-CHP
6546 | FirstEnergy Millville | 2 | Conventional Hydroelectric | 1 | IPP Non-CHP
6546 | FirstEnergy Millville | 3 | Conventional Hydroelectric | 1 | IPP Non-CHP
6636 | FirstEnergy Lake Lynn Power Station | 1 | Conventional Hydroelectric | 12.8 | IPP Non-CHP
6636 | FirstEnergy Lake Lynn Power Station | 2 | Conventional Hydroelectric | 12.8 | IPP Non-CHP
6636 | FirstEnergy Lake Lynn Power Station | 3 | Conventional Hydroelectric | 12.8 | IPP Non-CHP
6636 | FirstEnergy Lake Lynn Power Station | 4 | Conventional Hydroelectric | 12.8 | IPP Non-CHP
50893 | FirstEnergy Allegheny Hydro Partners Ltd | GEN1 | Conventional Hydroelectric | 4.6 | IPP Non-CHP
50893 | FirstEnergy Allegheny Hydro Partners Ltd | GEN2 | Conventional Hydroelectric | 4.6 | IPP Non-CHP
50894 | Allegheny No 6 Hydro Partners | GEN1 | Conventional Hydroelectric | 4.6 | IPP Non-CHP
50894 | Allegheny No 6 Hydro Partners | GEN2 | Conventional Hydroelectric | 4.6 | IPP Non-CHP
55196 | FirstEnergy Allegheny Energy Units 1 & 2 | UNT1 | Natural Gas Fired Combustion Turbine | 43.8 | IPP Non-CHP
55196 | FirstEnergy Allegheny Energy Units 1 & 2 | UNT2 | Natural Gas Fired Combustion Turbine | 43.8 | IPP Non-CHP
55377 | FirstEnergy Allegheny Energy Units 8 & 9 | UNT8 | Natural Gas Fired Combustion Turbine | 43.8 | IPP Non-CHP
55377 | FirstEnergy Allegheny Energy Units 8 & 9 | UNT9 | Natural Gas Fired Combustion Turbine | 43.8 | IPP Non-CHP
55654 | Allegheny Energy Units 12 & 13 | UN12 | Natural Gas Fired Combustion Turbine | 43.8 | IPP Non-CHP
55654 | Allegheny Energy Units 12 & 13 | UN13 | Natural Gas Fired Combustion Turbine | 43.8 | IPP Non-CHP
55710 | FirstEnergy Allegheny Energy Units 3 4 & 5 | UNT3 | Natural Gas Fired Combined Cycle | 184 | IPP Non-CHP
55710 | FirstEnergy Allegheny Energy Units 3 4 & 5 | UNT4 | Natural Gas Fired Combined Cycle | 184 | IPP Non-CHP
55710 | FirstEnergy Allegheny Energy Units 3 4 & 5 | UNT5 | Natural Gas Fired Combined Cycle | 188 | IPP Non-CHP
55738 | Buchanan Generation LLC | 1 | Natural Gas Fired Combustion Turbine | 44 | IPP Non-CHP
55738 | Buchanan Generation LLC | 2 | Natural Gas Fired Combustion Turbine | 44 | IPP Non-CHP
56397 | Hunlock Unit 4 | 4 | Natural Gas Fired Combustion Turbine | 44 | IPP Non-CHP
10250 | Bay County Waste to Energy | GEN1 | Municipal Solid Waste | 13.6 | IPP Non-CHP
50545 | Lawrence Hydroelectric Associates | GEN1 | Conventional Hydroelectric | 7.4 | IPP Non-CHP
50545 | Lawrence Hydroelectric Associates | GEN2 | Conventional Hydroelectric | 7.4 | IPP Non-CHP
10426 | Inland Paperboard Packaging Rome | GEN2 | Wood/Wood Waste Biomass | 5 | Industrial CHP
10426 | Inland Paperboard Packaging Rome | GEN3 | Wood/Wood Waste Biomass | 5 | Industrial CHP
10426 | Inland Paperboard Packaging Rome | GEN4 | Wood/Wood Waste Biomass | 22 | Industrial CHP
10426 | Inland Paperboard Packaging Rome | GEN5 | Wood/Wood Waste Biomass | 38.4 | Industrial CHP
335 | AES Huntington Beach LLC | 1 | Natural Gas Steam Turbine | 218 | IPP Non-CHP
335 | AES Huntington Beach LLC | 2 | Natural Gas Steam Turbine | 218 | IPP Non-CHP
55164 | Bluegrass Generation LLC | CT1 | Natural Gas Fired Combustion Turbine | 208 | IPP Non-CHP
55164 | Bluegrass Generation LLC | CT2 | Natural Gas Fired Combustion Turbine | 208 | IPP Non-CHP
55164 | Bluegrass Generation LLC | CT3 | Natural Gas Fired Combustion Turbine | 208 | IPP Non-CHP
50244 | Canton North Carolina | GEN8 | Conventional Steam Coal | 7.5 | Industrial CHP
50244 | Canton North Carolina | GEN9 | Conventional Steam Coal | 7.5 | Industrial CHP
50244 | Canton North Carolina | GN10 | Conventional Steam Coal | 7.5 | Industrial CHP
50244 | Canton North Carolina | GN11 | Conventional Steam Coal | 7.5 | Industrial CHP
50244 | Canton North Carolina | GN12 | Conventional Steam Coal | 10 | Industrial CHP
50244 | Canton North Carolina | GN13 | Conventional Steam Coal | 12.5 | Industrial CHP
55064 | Black Hawk Station | UNT1 | Natural Gas Fired Combustion Turbine | 126.9 | IPP CHP
55064 | Black Hawk Station | UNT2B | Natural Gas Fired Combustion Turbine | 117 | IPP CHP
50956 | Bowater Newsprint Calhoun Operation | GEN1 | Wood/Wood Waste Biomass | 19 | Industrial CHP
50956 | Bowater Newsprint Calhoun Operation | GEN2 | Wood/Wood Waste Biomass | 19.2 | Industrial CHP
50956 | Bowater Newsprint Calhoun Operation | GEN3 | Wood/Wood Waste Biomass | 25 | Industrial CHP
50087 | Univ of Massachusetts Medical Center | GEN1 | Natural Gas Steam Turbine | 2.5 | Commercial CHP
50087 | Univ of Massachusetts Medical Center | GEN2 | Natural Gas Steam Turbine | 2.5 | Commercial CHP
50087 | Univ of Massachusetts Medical Center | GEN3 | Natural Gas Steam Turbine | 5 | Commercial CHP
50087 | Univ of Massachusetts Medical Center | GEN4 | Natural Gas Fired Combustion Turbine | 7.5 | Commercial CHP
54950 | Univ of Oregon Central Power Station | CTG1 | Natural Gas Fired Combined Cycle | 7.5 | Commercial CHP
54950 | Univ of Oregon Central Power Station | STG1 | Natural Gas Fired Combined Cycle | 3.5 | Commercial CHP
50089 | Univ of San Francisco Cogen | S-17 | Natural Gas Internal Combustion Engine | 1.5 | Commercial CHP
55391 | RockGen Energy Center | 01 | Natural Gas Fired Combustion Turbine | 187 | IPP Non-CHP
55391 | RockGen Energy Center | 02 | Natural Gas Fired Combustion Turbine | 187 | IPP Non-CHP
55391 | RockGen Energy Center | 03 | Natural Gas Fired Combustion Turbine | 187 | IPP Non-CHP
50978 | Carr Street Generating Station | GEN1 | Natural Gas Fired Combined Cycle | 48.8 | IPP Non-CHP
50978 | Carr Street Generating Station | GEN2 | Natural Gas Fired Combined Cycle | 48.8 | IPP Non-CHP
50978 | Carr Street Generating Station | GEN3 | Natural Gas Fired Combined Cycle | 25 | IPP Non-CHP
54374 | Sinclair Oil Refinery | 2004 | Natural Gas Internal Combustion Engine | 1.3 | Industrial CHP
54374 | Sinclair Oil Refinery | 2006 | Natural Gas Internal Combustion Engine | 1.3 | Industrial CHP
54374 | Sinclair Oil Refinery | 2008 | Natural Gas Internal Combustion Engine | 1.3 | Industrial CHP
54374 | Sinclair Oil Refinery | NO2 | Natural Gas Steam Turbine | 0.4 | Industrial CHP
54374 | Sinclair Oil Refinery | NO3 | Natural Gas Steam Turbine | 1.3 | Industrial CHP
54374 | Sinclair Oil Refinery | NO5 | Petroleum Liquids | 1.1 | Industrial CHP
54690 | Amalgamated Sugar LLC Nampa | 2250 | Conventional Steam Coal | 2.2 | Industrial CHP
54690 | Amalgamated Sugar LLC Nampa | 500 | Conventional Steam Coal | 0.5 | Industrial CHP
54690 | Amalgamated Sugar LLC Nampa | 6500 | Conventional Steam Coal | 6 | Industrial CHP
52168 | Riverbay | GEN2 | Natural Gas Steam Turbine | 16 | Commercial CHP
52168 | Riverbay | GEN3 | Natural Gas Fired Combustion Turbine | 12.9 | Commercial CHP
52168 | Riverbay | GEN4 | Natural Gas Fired Combustion Turbine | 12.9 | Commercial CHP
52168 | Riverbay | U0007 | Petroleum Liquids | 1.7 | Commercial CHP
124 | Demoss Petrie | GT2 | Natural Gas Fired Combustion Turbine | 85 | Electric Utility
126 | H Wilson Sundt Generating Station | 4 | Conventional Steam Coal | 173.3 | Electric Utility
126 | H Wilson Sundt Generating Station | GT1 | Natural Gas Fired Combustion Turbine | 27 | Electric Utility
126 | H Wilson Sundt Generating Station | GT2 | Natural Gas Fired Combustion Turbine | 27 | Electric Utility
126 | H Wilson Sundt Generating Station | ST1 | Natural Gas Steam Turbine | 108.8 | Electric Utility
126 | H Wilson Sundt Generating Station | ST2 | Natural Gas Steam Turbine | 108.8 | Electric Utility
126 | H Wilson Sundt Generating Station | ST3 | Natural Gas Steam Turbine | 113.6 | Electric Utility
6088 | North Loop | 1 | Natural Gas Fired Combustion Turbine | 27 | Electric Utility
6088 | North Loop | 2 | Natural Gas Fired Combustion Turbine | 27 | Electric Utility
6088 | North Loop | 3 | Natural Gas Fired Combustion Turbine | 27 | Electric Utility
6088 | North Loop | 4 | Natural Gas Fired Combustion Turbine | 26.8 | Electric Utility
8223 | Springerville | 1 | Conventional Steam Coal | 424.8 | Electric Utility
8223 | Springerville | 2 | Conventional Steam Coal | 424.8 | Electric Utility
8223 | Springerville | 3 | Conventional Steam Coal | 458.1 | Electric Utility
8223 | Springerville | 4 | Conventional Steam Coal | 458.1 | Electric Utility
8223 | Springerville | SGSS | Solar Photovoltaic | 3.7 | Electric Utility
8223 | Springerville | SGSS1 | Solar Photovoltaic | 1.4 | Electric Utility
8223 | Springerville | WMS | Solar Photovoltaic | 8.3 | Electric Utility
57392 | UASTP I | UATP1 | Solar Photovoltaic | 1.2 | Electric Utility
57717 | UASTP II | UATP2 | Solar Photovoltaic | 4 | Electric Utility
58171 | Prairie Fire | GEN1 | Solar Photovoltaic | 4.5 | Electric Utility
58972 | Fort Huachuca Solar PV Project | FHUAC | Solar Photovoltaic | 13.6 | Electric Utility
59784 | Gila River Power Block 3 | CTG5 | Natural Gas Fired Combined Cycle | 174 | Electric Utility
59784 | Gila River Power Block 3 | CTG6 | Natural Gas Fired Combined Cycle | 174 | Electric Utility
59784 | Gila River Power Block 3 | ST11 | Natural Gas Fired Combined Cycle | 271 | Electric Utility
50292 | Bethpage Power Plant | GEN1 | Natural Gas Fired Combined Cycle | 33.7 | IPP Non-CHP
50292 | Bethpage Power Plant | GEN2 | Natural Gas Fired Combined Cycle | 33.7 | IPP Non-CHP
50292 | Bethpage Power Plant | GEN3 | Natural Gas Fired Combined Cycle | 16.2 | IPP Non-CHP
50292 | Bethpage Power Plant | GEN4 | Petroleum Liquids | 0.4 | IPP Non-CHP
50292 | Bethpage Power Plant | GEN5 | Natural Gas Fired Combustion Turbine | 60 | IPP Non-CHP
50292 | Bethpage Power Plant | GEN6 | Natural Gas Fired Combined Cycle | 60 | IPP Non-CHP
50292 | Bethpage Power Plant | GEN7 | Natural Gas Fired Combined Cycle | 36 | IPP Non-CHP
55184 | Aera San Ardo Cogen Facility | UN-A | Natural Gas Fired Combustion Turbine | 3 | Industrial CHP
55184 | Aera San Ardo Cogen Facility | UN-B | Natural Gas Fired Combustion Turbine | 3.2 | Industrial CHP
50351 | Rolfe Canal Hydro | 1 | Conventional Hydroelectric | 4.3 | IPP Non-CHP
50353 | Penacook Lower Falls | 1 | Conventional Hydroelectric | 4.6 | IPP Non-CHP
50414 | Penacook Upper Falls Hydro | 1 | Conventional Hydroelectric | 3.4 | IPP Non-CHP
50371 | The Mosaic Company, Plant City Facility | MI34 | All Other | 40.5 | Industrial CHP
54580 | Curtis Palmer Hydroelectric | C1 | Conventional Hydroelectric | 2.6 | IPP Non-CHP
54580 | Curtis Palmer Hydroelectric | C2 | Conventional Hydroelectric | 2.6 | IPP Non-CHP
54580 | Curtis Palmer Hydroelectric | C3 | Conventional Hydroelectric | 2.6 | IPP Non-CHP
54580 | Curtis Palmer Hydroelectric | C4 | Conventional Hydroelectric | 1 | IPP Non-CHP
54580 | Curtis Palmer Hydroelectric | C5 | Conventional Hydroelectric | 1 | IPP Non-CHP
54580 | Curtis Palmer Hydroelectric | P1 | Conventional Hydroelectric | 24.6 | IPP Non-CHP
54580 | Curtis Palmer Hydroelectric | P2 | Conventional Hydroelectric | 24.6 | IPP Non-CHP
50315 | Chasm Hydro Partnership | 1100 | Conventional Hydroelectric | 1 | IPP Non-CHP
50315 | Chasm Hydro Partnership | 2600 | Conventional Hydroelectric | 0.6 | IPP Non-CHP
55588 | GRS Sunset Farms | 1 | Landfill Gas | 1 | IPP Non-CHP
55588 | GRS Sunset Farms | 2 | Landfill Gas | 1 | IPP Non-CHP
55588 | GRS Sunset Farms | 3 | Landfill Gas | 1 | IPP Non-CHP
55588 | GRS Sunset Farms | 4 | Landfill Gas | 1 | IPP Non-CHP
55589 | GRS Fall River | 3 | Landfill Gas | 5.3 | IPP Non-CHP
55596 | GRS Arbor Hills | 0001 | Landfill Gas | 5 | IPP Non-CHP
55596 | GRS Arbor Hills | 0002 | Landfill Gas | 5 | IPP Non-CHP
55596 | GRS Arbor Hills | 0003 | Landfill Gas | 5 | IPP Non-CHP
55596 | GRS Arbor Hills | 0004 | Landfill Gas | 10 | IPP Non-CHP
55596 | GRS Arbor Hills | 0005 | Landfill Gas | 5.3 | IPP Non-CHP
55597 | GRS C&C | 1 | Landfill Gas | 1 | IPP Non-CHP
55597 | GRS C&C | 2 | Landfill Gas | 1 | IPP Non-CHP
55597 | GRS C&C | 3 | Landfill Gas | 1 | IPP Non-CHP
55597 | GRS C&C | 4 | Landfill Gas | 2.7 | IPP Non-CHP
55599 | GRS CMS | 1 | Landfill Gas | 5.3 | IPP Non-CHP
7872 | Robert P Mone Plant | 1 | Natural Gas Fired Combustion Turbine | 198 | Electric Utility
7872 | Robert P Mone Plant | 2 | Natural Gas Fired Combustion Turbine | 198 | Electric Utility
7872 | Robert P Mone Plant | 3 | Natural Gas Fired Combustion Turbine | 198 | Electric Utility
50393 | Friant Hydro Facility | FR1 | Conventional Hydroelectric | 18.4 | IPP Non-CHP
50393 | Friant Hydro Facility | M1 | Conventional Hydroelectric | 9.8 | IPP Non-CHP
50393 | Friant Hydro Facility | RO1 | Conventional Hydroelectric | 2.4 | IPP Non-CHP
2124 | Stockton Hydro | 1 | Conventional Hydroelectric | 52 | Electric Utility
6141 | Harry Truman | 1 | Hydroelectric Pumped Storage | 26.9 | Electric Utility
6141 | Harry Truman | 2 | Hydroelectric Pumped Storage | 26.9 | Electric Utility
6141 | Harry Truman | 3 | Hydroelectric Pumped Storage | 26.9 | Electric Utility
6141 | Harry Truman | 4 | Hydroelectric Pumped Storage | 26.9 | Electric Utility
6141 | Harry Truman | 5 | Hydroelectric Pumped Storage | 26.9 | Electric Utility
6141 | Harry Truman | 6 | Hydroelectric Pumped Storage | 26.9 | Electric Utility
55860 | Quinebaug Lower Project | 5-M | Conventional Hydroelectric | 0.3 | IPP Non-CHP
55860 | Quinebaug Lower Project | MF | Conventional Hydroelectric | 0.1 | IPP Non-CHP
55860 | Quinebaug Lower Project | U2 | Conventional Hydroelectric | 0.8 | IPP Non-CHP
55860 | Quinebaug Lower Project | UI | Conventional Hydroelectric | 1.3 | IPP Non-CHP
50105 | Ground Water Pumping Station | GPS1 | Conventional Hydroelectric | 0.9 | IPP Non-CHP
50105 | Ground Water Pumping Station | GPS2 | Conventional Hydroelectric | 0.9 | IPP Non-CHP
50105 | Ground Water Pumping Station | GPS3 | Conventional Hydroelectric | 0.9 | IPP Non-CHP
50105 | Ground Water Pumping Station | GPS4 | Conventional Hydroelectric | 0.9 | IPP Non-CHP
50105 | Ground Water Pumping Station | GPS5 | Conventional Hydroelectric | 0.9 | IPP Non-CHP
50105 | Ground Water Pumping Station | GPS6 | Conventional Hydroelectric | 0.9 | IPP Non-CHP
238 | El Dorado | 1 | Conventional Hydroelectric | 10 | Electric Utility
238 | El Dorado | 2 | Conventional Hydroelectric | 10 | Electric Utility
54525 | Kankakee Hydro Facility | 1 | Conventional Hydroelectric | 0.4 | Commercial Non-CHP
54525 | Kankakee Hydro Facility | 2 | Conventional Hydroelectric | 0.4 | Commercial Non-CHP
54525 | Kankakee Hydro Facility | 3 | Conventional Hydroelectric | 0.4 | Commercial Non-CHP
1449 | Morgan City | 3 | Natural Gas Steam Turbine | 20.8 | Electric Utility
1449 | Morgan City | 4 | Natural Gas Steam Turbine | 37.5 | Electric Utility
1453 | New Roads | 1 | Natural Gas Internal Combustion Engine | 2.3 | Electric Utility
1453 | New Roads | 2 | Natural Gas Internal Combustion Engine | 0.6 | Electric Utility
1453 | New Roads | 3 | Natural Gas Internal Combustion Engine | 1.1 | Electric Utility
1453 | New Roads | 4 | Natural Gas Internal Combustion Engine | 1.7 | Electric Utility
1453 | New Roads | 5 | Natural Gas Internal Combustion Engine | 1.7 | Electric Utility
1453 | New Roads | 6 | Natural Gas Internal Combustion Engine | 2 | Electric Utility
1455 | Plaquemine | 1 | Natural Gas Steam Turbine | 20 | Electric Utility
1455 | Plaquemine | 2 | Natural Gas Steam Turbine | 24 | Electric Utility
1456 | Rayne | 8 | Petroleum Liquids | 4.1 | Electric Utility
1456 | Rayne | 9 | Petroleum Liquids | 4.1 | Electric Utility
50322 | Site 980 65 | GEN1 | Conventional Hydroelectric | 2.1 | IPP Non-CHP
55313 | Ingleside Cogeneration | CTG1 | Natural Gas Fired Combined Cycle | 170.1 | Industrial CHP
55313 | Ingleside Cogeneration | CTG2 | Natural Gas Fired Combined Cycle | 170.1 | Industrial CHP
55313 | Ingleside Cogeneration | STG | Natural Gas Fired Combined Cycle | 176.8 | Industrial CHP
7482 | NSB Atqasuk Utility | NA1 | Petroleum Liquids | 0.9 | Electric Utility
7482 | NSB Atqasuk Utility | NA2 | Petroleum Liquids | 0.9 | Electric Utility
7482 | NSB Atqasuk Utility | NA3 | Petroleum Liquids | 0.4 | Electric Utility
7482 | NSB Atqasuk Utility | PG2 | Petroleum Liquids | 0.4 | Electric Utility
7482 | NSB Atqasuk Utility | PG3 | Petroleum Liquids | 0.6 | Electric Utility
7483 | NSB Kaktovik Utility | PG1A | Petroleum Liquids | 0.9 | Electric Utility
7483 | NSB Kaktovik Utility | PG2A | Petroleum Liquids | 0.9 | Electric Utility
7483 | NSB Kaktovik Utility | PG3A | Petroleum Liquids | 0.4 | Electric Utility
7483 | NSB Kaktovik Utility | PG4A | Petroleum Liquids | 0.4 | Electric Utility
7484 | NSB Nuiqsut Utility | PG1A | Petroleum Liquids | 0.9 | Electric Utility
7484 | NSB Nuiqsut Utility | PG2A | Petroleum Liquids | 0.9 | Electric Utility
7484 | NSB Nuiqsut Utility | PG3A | Petroleum Liquids | 0.4 | Electric Utility
7484 | NSB Nuiqsut Utility | PG3B | Natural Gas Internal Combustion Engine | 0.6 | Electric Utility
7484 | NSB Nuiqsut Utility | PG5A | Natural Gas Internal Combustion Engine | 0.8 | Electric Utility
7484 | NSB Nuiqsut Utility | PG6A | Natural Gas Internal Combustion Engine | 0.8 | Electric Utility
7485 | NSB Point Hope Utility | PG1A | Petroleum Liquids | 1 | Electric Utility
7485 | NSB Point Hope Utility | PG6 | Petroleum Liquids | 0.6 | Electric Utility
7485 | NSB Point Hope Utility | PG7 | Petroleum Liquids | 0.6 | Electric Utility
7485 | NSB Point Hope Utility | PG8 | Petroleum Liquids | 0.9 | Electric Utility
7486 | NSB Point Lay Utility | PG10 | Petroleum Liquids | 0.6 | Electric Utility
7486 | NSB Point Lay Utility | PG7 | Petroleum Liquids | 0.6 | Electric Utility
7486 | NSB Point Lay Utility | PG8 | Petroleum Liquids | 0.6 | Electric Utility
7486 | NSB Point Lay Utility | PG9 | Petroleum Liquids | 0.6 | Electric Utility
7487 | NSB Anaktuvuk Pass | 1 | Petroleum Liquids | 0.3 | Electric Utility
7487 | NSB Anaktuvuk Pass | 2 | Petroleum Liquids | 0.3 | Electric Utility
7487 | NSB Anaktuvuk Pass | 3 | Petroleum Liquids | 0.3 | Electric Utility
7487 | NSB Anaktuvuk Pass | 6 | Petroleum Liquids | 0.9 | Electric Utility
7487 | NSB Anaktuvuk Pass | 7 | Petroleum Liquids | 0.9 | Electric Utility
7488 | NSB Wainwright Utility | PG1 | Petroleum Liquids | 0.4 | Electric Utility
7488 | NSB Wainwright Utility | PG2 | Petroleum Liquids | 0.4 | Electric Utility
7488 | NSB Wainwright Utility | PG3 | Petroleum Liquids | 0.4 | Electric Utility
7488 | NSB Wainwright Utility | PG4A | Petroleum Liquids | 0.9 | Electric Utility
7488 | NSB Wainwright Utility | PG5 | Petroleum Liquids | 0.9 | Electric Utility
6140 | Clarence Cannon | 1 | Conventional Hydroelectric | 27 | Electric Utility
6140 | Clarence Cannon | 2 | Hydroelectric Pumped Storage | 31 | Electric Utility
50544 | Port Townsend Paper | GEN4 | Wood/Wood Waste Biomass | 3 | Industrial CHP
50544 | Port Townsend Paper | GEN6 | Wood/Wood Waste Biomass | 7.5 | Industrial CHP
50544 | Port Townsend Paper | HDRO | Conventional Hydroelectric | 0.4 | Industrial CHP
55151 | La Paloma Generating LLC | GEN1 | Natural Gas Fired Combined Cycle | 300 | IPP Non-CHP
55151 | La Paloma Generating LLC | GEN2 | Natural Gas Fired Combined Cycle | 300 | IPP Non-CHP
55151 | La Paloma Generating LLC | GEN3 | Natural Gas Fired Combined Cycle | 300 | IPP Non-CHP
55151 | La Paloma Generating LLC | GEN4 | Natural Gas Fired Combined Cycle | 300 | IPP Non-CHP
55265 | Lake Benton II | EXIS | Onshore Wind Turbine | 103.5 | IPP Non-CHP
55231 | Liberty Electric Power Plant | GTG1 | Natural Gas Fired Combined Cycle | 186 | IPP Non-CHP
55231 | Liberty Electric Power Plant | GTG2 | Natural Gas Fired Combined Cycle | 186 | IPP Non-CHP
55231 | Liberty Electric Power Plant | STG | Natural Gas Fired Combined Cycle | 242 | IPP Non-CHP
56615 | Rancho Penasquitos | G100 | Conventional Hydroelectric | 4.6 | IPP Non-CHP
57729 | Lake Hodges Hydroelectric Facility | 1 | Hydroelectric Pumped Storage | 21 | Electric Utility
57729 | Lake Hodges Hydroelectric Facility | 2 | Hydroelectric Pumped Storage | 21 | Electric Utility
50146 | Imperial Savannah LP | GENA | Conventional Steam Coal | 2.7 | Industrial CHP
50146 | Imperial Savannah LP | GENB | Conventional Steam Coal | 3 | Industrial CHP
50146 | Imperial Savannah LP | GENC | Conventional Steam Coal | 1 | Industrial CHP
50146 | Imperial Savannah LP | GEND | Conventional Steam Coal | 5 | Industrial CHP
50141 | Snider Industries | WGN1 | Wood/Wood Waste Biomass | 5 | Industrial CHP
50241 | Providence Memorial Hospital | 9541 | Natural Gas Internal Combustion Engine | 2.1 | Commercial CHP
50241 | Providence Memorial Hospital | 9542 | Natural Gas Internal Combustion Engine | 2.1 | Commercial CHP
2984 | Keystone Dam | 1 | Conventional Hydroelectric | 35 | Electric Utility
2984 | Keystone Dam | 2 | Conventional Hydroelectric | 35 | Electric Utility
2985 | Robert S Kerr | 1 | Conventional Hydroelectric | 27.5 | Electric Utility
2985 | Robert S Kerr | 2 | Conventional Hydroelectric | 27.5 | Electric Utility
2985 | Robert S Kerr | 3 | Conventional Hydroelectric | 27.5 | Electric Utility
2985 | Robert S Kerr | 4 | Conventional Hydroelectric | 27.5 | Electric Utility
2987 | Webbers Falls | 1 | Conventional Hydroelectric | 20 | Electric Utility
2987 | Webbers Falls | 2 | Conventional Hydroelectric | 20 | Electric Utility
2987 | Webbers Falls | 3 | Conventional Hydroelectric | 20 | Electric Utility
3003 | Fort Gibson | 1 | Conventional Hydroelectric | 11.2 | Electric Utility
3003 | Fort Gibson | 2 | Conventional Hydroelectric | 11.2 | Electric Utility
3003 | Fort Gibson | 3 | Conventional Hydroelectric | 11.2 | Electric Utility
3003 | Fort Gibson | 4 | Conventional Hydroelectric | 11.2 | Electric Utility
3004 | Tenkiller Ferry | 1 | Conventional Hydroelectric | 19.5 | Electric Utility
3004 | Tenkiller Ferry | 2 | Conventional Hydroelectric | 19.5 | Electric Utility
6415 | Broken Bow Dam | 1 | Conventional Hydroelectric | 50 | Electric Utility
6415 | Broken Bow Dam | 2 | Conventional Hydroelectric | 50 | Electric Utility
6416 | Denison | 1 | Conventional Hydroelectric | 35 | Electric Utility
6416 | Denison | 2 | Conventional Hydroelectric | 35 | Electric Utility
6419 | Eufaula Dam | 1 | Conventional Hydroelectric | 30 | Electric Utility
6419 | Eufaula Dam | 2 | Conventional Hydroelectric | 30 | Electric Utility
6419 | Eufaula Dam | 3 | Conventional Hydroelectric | 30 | Electric Utility
50803 | Seminole Mill | GEN3 | Natural Gas Steam Turbine | 30 | Industrial CHP
50206 | Vallecito Hydroelectric | GEN1 | Conventional Hydroelectric | 0.8 | IPP Non-CHP
50206 | Vallecito Hydroelectric | GEN2 | Conventional Hydroelectric | 2.5 | IPP Non-CHP
50206 | Vallecito Hydroelectric | GEN3 | Conventional Hydroelectric | 2.5 | IPP Non-CHP
51030 | Ocean State Power | GEN1 | Natural Gas Fired Combined Cycle | 82.8 | IPP Non-CHP
51030 | Ocean State Power | GEN2 | Natural Gas Fired Combined Cycle | 82.8 | IPP Non-CHP
51030 | Ocean State Power | GEN3 | Natural Gas Fired Combined Cycle | 88.6 | IPP Non-CHP
54324 | Ocean State Power II | GEN1 | Natural Gas Fired Combined Cycle | 82.8 | IPP Non-CHP
54324 | Ocean State Power II | GEN2 | Natural Gas Fired Combined Cycle | 82.8 | IPP Non-CHP
54324 | Ocean State Power II | GEN3 | Natural Gas Fired Combined Cycle | 88.6 | IPP Non-CHP
38 | Millers Ferry | 1 | Conventional Hydroelectric | 33.7 | Electric Utility
38 | Millers Ferry | 2 | Conventional Hydroelectric | 33.7 | Electric Utility
38 | Millers Ferry | 3 | Conventional Hydroelectric | 33.7 | Electric Utility
690 | J Woodruff | 1A | Conventional Hydroelectric | 14.5 | Electric Utility
690 | J Woodruff | 2A | Conventional Hydroelectric | 14.5 | Electric Utility
690 | J Woodruff | 3A | Conventional Hydroelectric | 14.5 | Electric Utility
759 | Buford | 1A | Conventional Hydroelectric | 62 | Electric Utility
759 | Buford | 2A | Conventional Hydroelectric | 62 | Electric Utility
759 | Buford | 3A | Conventional Hydroelectric | 7.2 | Electric Utility
760 | Allatoona | 1 | Conventional Hydroelectric | 42.3 | Electric Utility
760 | Allatoona | 2 | Conventional Hydroelectric | 42.3 | Electric Utility
760 | Allatoona | A | Conventional Hydroelectric | 2 | Electric Utility
761 | Walter F George | 1 | Conventional Hydroelectric | 32.5 | Electric Utility
761 | Walter F George | 2 | Conventional Hydroelectric | 32.5 | Electric Utility
761 | Walter F George | 3 | Conventional Hydroelectric | 32.5 | Electric Utility
761 | Walter F George | 4 | Conventional Hydroelectric | 32.5 | Electric Utility
6130 | Carters | 1 | Conventional Hydroelectric | 125 | Electric Utility
6130 | Carters | 2 | Conventional Hydroelectric | 125 | Electric Utility
6130 | Carters | 3 | Hydroelectric Pumped Storage | 125 | Electric Utility
6130 | Carters | 4 | Hydroelectric Pumped Storage | 125 | Electric Utility
6131 | Jones Bluff | 1 | Conventional Hydroelectric | 20.5 | Electric Utility
6131 | Jones Bluff | 2 | Conventional Hydroelectric | 20.5 | Electric Utility
6131 | Jones Bluff | 3 | Conventional Hydroelectric | 20.5 | Electric Utility
6131 | Jones Bluff | 4 | Conventional Hydroelectric | 20.5 | Electric Utility
6133 | West Point (GA) | 1 | Conventional Hydroelectric | 3.3 | Electric Utility
6133 | West Point (GA) | 2 | Conventional Hydroelectric | 35 | Electric Utility
6133 | West Point (GA) | 3 | Conventional Hydroelectric | 35 | Electric Utility
50205 | Williams Ignacio Natural Gas Plant | 7101 | All Other | 6.1 | Industrial Non-CHP
54814 | Milagro Cogeneration Plant | GENA | Natural Gas Fired Combustion Turbine | 30.4 | IPP CHP
54814 | Milagro Cogeneration Plant | GENB | Natural Gas Fired Combustion Turbine | 30.4 | IPP CHP
54814 | Milagro Cogeneration Plant | GO1A | Natural Gas Fired Combustion Turbine | 30.4 | IPP CHP
54814 | Milagro Cogeneration Plant | GO1B | Natural Gas Fired Combustion Turbine | 30.4 | IPP CHP
56223 | Alden Bailey Power Plant | LOKI | Natural Gas Fired Combustion Turbine | 10.9 | Electric Utility
55075 | Pine Bluff Energy Center | CT01 | Natural Gas Fired Combined Cycle | 180 | IPP CHP
55075 | Pine Bluff Energy Center | ST01 | Natural Gas Fired Combined Cycle | 56 | IPP CHP
56041 | Malburg | M1 | Natural Gas Fired Combined Cycle | 50 | IPP Non-CHP
56041 | Malburg | M2 | Natural Gas Fired Combined Cycle | 50 | IPP Non-CHP
56041 | Malburg | M3 | Natural Gas Fired Combined Cycle | 58.8 | IPP Non-CHP
55293 | Morgan Energy Center | CTG1 | Natural Gas Fired Combined Cycle | 210 | IPP CHP
55293 | Morgan Energy Center | CTG2 | Natural Gas Fired Combined Cycle | 210 | IPP CHP
55293 | Morgan Energy Center | CTG3 | Natural Gas Fired Combined Cycle | 210 | IPP CHP
55293 | Morgan Energy Center | STG1 | Natural Gas Fired Combined Cycle | 270 | IPP CHP
2020 | Wells IC | 1 | Petroleum Liquids | 1.3 | Electric Utility
2020 | Wells IC | 2 | Petroleum Liquids | 1.3 | Electric Utility
2020 | Wells IC | 3 | Petroleum Liquids | 1.1 | Electric Utility
2020 | Wells IC | 4 | Petroleum Liquids | 2.3 | Electric Utility
2020 | Wells IC | 5 | Petroleum Liquids | 2.3 | Electric Utility
6702 | Pelican | IC6 | Petroleum Liquids | 0.4 | Electric Utility
6702 | Pelican | IC7 | Petroleum Liquids | 0.4 | Electric Utility
6702 | Pelican | IC8 | Petroleum Liquids | 0.2 | Electric Utility
30 | Madelia | 1 | Natural Gas Internal Combustion Engine | 3.1 | Electric Utility
30 | Madelia | 2 | Natural Gas Internal Combustion Engine | 2 | Electric Utility
30 | Madelia | 3 | Natural Gas Internal Combustion Engine | 1.1 | Electric Utility
30 | Madelia | 4 | Natural Gas Internal Combustion Engine | 4.3 | Electric Utility
30 | Madelia | 5 | Natural Gas Internal Combustion Engine | 1.3 | Electric Utility
55035 | Davenport Water Pollution Control Plant | GEN1 | Other Waste Biomass | 0.8 | Commercial CHP
55035 | Davenport Water Pollution Control Plant | GEN2 | Other Waste Biomass | 0.8 | Commercial CHP
52021 | ITT Cogen Facility | GEN1 | Natural Gas Fired Combustion Turbine | 3.7 | Commercial CHP
52021 | ITT Cogen Facility | GEN2 | Natural Gas Fired Combustion Turbine | 3.7 | Commercial CHP
55302 | Wasatch Energy Systems Energy Recovery | 1 | Municipal Solid Waste | 1.6 | IPP CHP
10261 | Enterprise Products Operating | GEN1 | Natural Gas Fired Combustion Turbine | 2.5 | Industrial CHP
10261 | Enterprise Products Operating | GEN2 | Natural Gas Fired Combustion Turbine | 2.5 | Industrial CHP
10261 | Enterprise Products Operating | GEN3 | Natural Gas Fired Combustion Turbine | 3.4 | Industrial CHP
10261 | Enterprise Products Operating | GEN4 | Natural Gas Fired Combustion Turbine | 3.4 | Industrial CHP
10261 | Enterprise Products Operating | GEN5 | Natural Gas Fired Combustion Turbine | 3.4 | Industrial CHP
10261 | Enterprise Products Operating | GEN6 | Natural Gas Fired Combustion Turbine | 3.5 | Industrial CHP
10261 | Enterprise Products Operating | GEN7 | Natural Gas Fired Combustion Turbine | 3.5 | Industrial CHP
10261 | Enterprise Products Operating | GEN8 | Natural Gas Fired Combustion Turbine | 3.5 | Industrial CHP
54705 | Toca Plant | EG-1 | Natural Gas Internal Combustion Engine | 0.8 | Industrial Non-CHP
54705 | Toca Plant | EG-3 | Natural Gas Internal Combustion Engine | 0.8 | Industrial Non-CHP
54705 | Toca Plant | EG-4 | Natural Gas Internal Combustion Engine | 0.7 | Industrial Non-CHP
54705 | Toca Plant | EG2A | Natural Gas Internal Combustion Engine | 0.5 | Industrial Non-CHP
56139 | Neptune Gas Processing Plant | NPCG | All Other | 4.5 | Industrial Non-CHP
1590 | Pilgrim Nuclear Power Station | 1 | Nuclear | 670 | IPP Non-CHP
50398 | International Paper Savanna Mill | GE10 | Wood/Wood Waste Biomass | 82.8 | Industrial CHP
50398 | International Paper Savanna Mill | GEN9 | Conventional Steam Coal | 71.2 | Industrial CHP
54513 | Rock-Tenn | E-1 | Natural Gas Internal Combustion Engine | 0.7 | Industrial Non-CHP
54513 | Rock-Tenn | E2-A | Natural Gas Internal Combustion Engine | 0.7 | Industrial Non-CHP
54513 | Rock-Tenn | E2-B | Natural Gas Internal Combustion Engine | 0.7 | Industrial Non-CHP
54513 | Rock-Tenn | E3 | Natural Gas Internal Combustion Engine | 0.8 | Industrial Non-CHP
54637 | JCO Oxides Olefins Plant | GCG1 | Natural Gas Fired Combustion Turbine | 38.6 | Industrial CHP
54637 | JCO Oxides Olefins Plant | GCG2 | Natural Gas Fired Combustion Turbine | 38.6 | Industrial CHP
54286 | Rolls Royce | N8OT | Landfill Gas | 5 | Industrial CHP
50375 | East Portal Generator | GEN1 | Conventional Hydroelectric | 1.2 | IPP Non-CHP
56125 | Springville Hydroelectric | 4152 | Conventional Hydroelectric | 1 | IPP Non-CHP
6637 | Yakutat | 2B | Petroleum Liquids | 0.8 | Electric Utility
6637 | Yakutat | 3A | Petroleum Liquids | 0.6 | Electric Utility
6637 | Yakutat | 6 | Petroleum Liquids | 1.2 | Electric Utility
6637 | Yakutat | 7 | Petroleum Liquids | 1.2 | Electric Utility
87 | Escalante | 1 | Conventional Steam Coal | 257 | Electric Utility
527 | Nucla | 1 | Conventional Steam Coal | 11.5 | Electric Utility
527 | Nucla | 2 | Conventional Steam Coal | 11.5 | Electric Utility
527 | Nucla | 3 | Conventional Steam Coal | 11.5 | Electric Utility
527 | Nucla | ST4 | Conventional Steam Coal | 79.3 | Electric Utility
6021 | Craig (CO) | 1 | Conventional Steam Coal | 446.4 | Electric Utility
6021 | Craig (CO) | 2 | Conventional Steam Coal | 446.4 | Electric Utility
6021 | Craig (CO) | 3 | Conventional Steam Coal | 534.8 | Electric Utility
6619 | Burlington (CO) | 1 | Petroleum Liquids | 64.7 | Electric Utility
6619 | Burlington (CO) | 2 | Petroleum Liquids | 64.7 | Electric Utility
7975 | Pyramid | 1 | Natural Gas Fired Combustion Turbine | 46.5 | Electric Utility
7975 | Pyramid | 2 | Natural Gas Fired Combustion Turbine | 46.5 | Electric Utility
7975 | Pyramid | 3 | Natural Gas Fired Combustion Turbine | 46.5 | Electric Utility
7975 | Pyramid | 4 | Natural Gas Fired Combustion Turbine | 46.5 | Electric Utility
10755 | Rifle Generating Station | GT2 | Natural Gas Fired Combined Cycle | 15 | Electric Utility
10755 | Rifle Generating Station | GT3 | Natural Gas Fired Combined Cycle | 15 | Electric Utility
10755 | Rifle Generating Station | GT4 | Natural Gas Fired Combined Cycle | 15 | Electric Utility
10755 | Rifle Generating Station | ST1 | Natural Gas Fired Combined Cycle | 39 | Electric Utility
50707 | JM Shafer Generating Station | LMA | Natural Gas Fired Combined Cycle | 58.5 | Electric Utility
50707 | JM Shafer Generating Station | LMB | Natural Gas Fired Combined Cycle | 58.5 | Electric Utility
50707 | JM Shafer Generating Station | LMC | Natural Gas Fired Combined Cycle | 58.5 | Electric Utility
50707 | JM Shafer Generating Station | LMD | Natural Gas Fired Combined Cycle | 58.5 | Electric Utility
50707 | JM Shafer Generating Station | LME | Natural Gas Fired Combined Cycle | 58.5 | Electric Utility
50707 | JM Shafer Generating Station | STA | Natural Gas Fired Combined Cycle | 52.2 | Electric Utility
50707 | JM Shafer Generating Station | STB | Natural Gas Fired Combined Cycle | 52.2 | Electric Utility
55504 | Limon Generating Station | L1 | Natural Gas Fired Combustion Turbine | 77.1 | Electric Utility
55504 | Limon Generating Station | L2 | Natural Gas Fired Combustion Turbine | 77.1 | Electric Utility
55505 | Frank Knutson | BR1 | Natural Gas Fired Combustion Turbine | 77.1 | Electric Utility
55505 | Frank Knutson | BR2 | Natural Gas Fired Combustion Turbine | 77.1 | Electric Utility
57476 | TSGT Mobile Generator #15 | M15G | Petroleum Liquids | 2 | Electric Utility
50037 | Rio Bravo Hydro Project | UNT1 | Conventional Hydroelectric | 7 | IPP Non-CHP
50037 | Rio Bravo Hydro Project | UNT2 | Conventional Hydroelectric | 7 | IPP Non-CHP
54471 | Mascoma Hydro | 01 | Conventional Hydroelectric | 0.5 | IPP Non-CHP
54471 | Mascoma Hydro | 02 | Conventional Hydroelectric | 0.5 | IPP Non-CHP
54471 | Mascoma Hydro | 03 | Conventional Hydroelectric | 0.5 | IPP Non-CHP
55271 | Tenaska Lindsay Hill Generating Station | GTG1 | Natural Gas Fired Combined Cycle | 183.1 | IPP Non-CHP
55271 | Tenaska Lindsay Hill Generating Station | GTG2 | Natural Gas Fired Combined Cycle | 183.1 | IPP Non-CHP
55271 | Tenaska Lindsay Hill Generating Station | GTG3 | Natural Gas Fired Combined Cycle | 183.1 | IPP Non-CHP
55271 | Tenaska Lindsay Hill Generating Station | STG1 | Natural Gas Fired Combined Cycle | 390.1 | IPP Non-CHP
55007 | K W Company | LS1 | Conventional Hydroelectric | 0.1 | IPP Non-CHP
55007 | K W Company | LS2 | Conventional Hydroelectric | 0.1 | IPP Non-CHP
55007 | K W Company | LS3 | Conventional Hydroelectric | 0.1 | IPP Non-CHP
55007 | K W Company | LS4 | Conventional Hydroelectric | 0.1 | IPP Non-CHP
55007 | K W Company | LS5 | Conventional Hydroelectric | 0.1 | IPP Non-CHP
55007 | K W Company | UE5 | Conventional Hydroelectric | 0.1 | IPP Non-CHP
55007 | K W Company | UW1 | Conventional Hydroelectric | 0.2 | IPP Non-CHP
55007 | K W Company | UW2 | Conventional Hydroelectric | 0.2 | IPP Non-CHP
55007 | K W Company | UW3 | Conventional Hydroelectric | 0.2 | IPP Non-CHP
55007 | K W Company | UW4 | Conventional Hydroelectric | 0.2 | IPP Non-CHP
54283 | Lee Creek Water Treatment Facility | 0209 | Conventional Hydroelectric | 1.3 | IPP Non-CHP
52039 | Quail Creek Hydro Plant #1 | 1 | Conventional Hydroelectric | 2.3 | IPP Non-CHP
1507 | William F Wyman | 1 | Petroleum Liquids | 50 | IPP Non-CHP
1507 | William F Wyman | 2 | Petroleum Liquids | 50 | IPP Non-CHP
1507 | William F Wyman | 3 | Petroleum Liquids | 113.6 | IPP Non-CHP
1507 | William F Wyman | 4 | Petroleum Liquids | 632.4 | IPP Non-CHP
54878 | Cellu Tissue Natural Dam | 01 | Conventional Hydroelectric | 0.4 | Industrial Non-CHP
54878 | Cellu Tissue Natural Dam | 02 | Conventional Hydroelectric | 0.3 | Industrial Non-CHP
54878 | Cellu Tissue Natural Dam | 03 | Conventional Hydroelectric | 0.3 | Industrial Non-CHP
55405 | Athens Generating Plant | CT1 | Natural Gas Fired Combined Cycle | 300 | IPP Non-CHP
55405 | Athens Generating Plant | CT2 | Natural Gas Fired Combined Cycle | 300 | IPP Non-CHP
55405 | Athens Generating Plant | CT3 | Natural Gas Fired Combined Cycle | 300 | IPP Non-CHP
55405 | Athens Generating Plant | ST1 | Natural Gas Fired Combined Cycle | 141 | IPP Non-CHP
55405 | Athens Generating Plant | ST2 | Natural Gas Fired Combined Cycle | 141 | IPP Non-CHP
55405 | Athens Generating Plant | ST3 | Natural Gas Fired Combined Cycle | 141 | IPP Non-CHP
55037 | Opryland USA | GTO1 | Natural Gas Fired Combustion Turbine | 4.5 | Commercial CHP
56248 | Shell Chemical | 101G | Natural Gas Fired Combustion Turbine | 40 | Industrial CHP
56248 | Shell Chemical | 201G | Natural Gas Fired Combustion Turbine | 40 | Industrial CHP
55372 | Harquahala Generating Project | CTG1 | Natural Gas Fired Combined Cycle | 281.7 | IPP Non-CHP
55372 | Harquahala Generating Project | CTG2 | Natural Gas Fired Combined Cycle | 281.7 | IPP Non-CHP
55372 | Harquahala Generating Project | CTG3 | Natural Gas Fired Combined Cycle | 281.7 | IPP Non-CHP
55372 | Harquahala Generating Project | STG1 | Natural Gas Fired Combined Cycle | 160 | IPP Non-CHP
55372 | Harquahala Generating Project | STG2 | Natural Gas Fired Combined Cycle | 160 | IPP Non-CHP
55372 | Harquahala Generating Project | STG3 | Natural Gas Fired Combined Cycle | 160 | IPP Non-CHP
50074 | Marcus Hook Refinery Cogen | GEN1 | Natural Gas Fired Combustion Turbine | 50.5 | IPP CHP
58569 | Paradise Solar Energy Center | 1 | Solar Photovoltaic | 5 | IPP Non-CHP
55409 | Calhoun Energy Center | CAL1 | Natural Gas Fired Combustion Turbine | 187 | IPP Non-CHP
55409 | Calhoun Energy Center | CAL2 | Natural Gas Fired Combustion Turbine | 187 | IPP Non-CHP
55409 | Calhoun Energy Center | CAL3 | Natural Gas Fired Combustion Turbine | 187 | IPP Non-CHP
55409 | Calhoun Energy Center | CAL4 | Natural Gas Fired Combustion Turbine | 187 | IPP Non-CHP
55400 | Elk Hills Power LLC | CTG1 | Natural Gas Fired Combined Cycle | 199 | IPP CHP
55400 | Elk Hills Power LLC | CTG2 | Natural Gas Fired Combined Cycle | 199 | IPP CHP
55400 | Elk Hills Power LLC | STG | All Other | 225 | IPP CHP
50969 | MU Combined Heat and Power Plant | DGT1 | Petroleum Liquids | 2 | Commercial CHP
50969 | MU Combined Heat and Power Plant | GEN1 | Conventional Steam Coal | 6.2 | Commercial CHP
50969 | MU Combined Heat and Power Plant | GEN2 | Conventional Steam Coal | 12.5 | Commercial CHP
50969 | MU Combined Heat and Power Plant | GEN3 | Conventional Steam Coal | 19.8 | Commercial CHP
50969 | MU Combined Heat and Power Plant | GEN4 | Conventional Steam Coal | 14.5 | Commercial CHP
50969 | MU Combined Heat and Power Plant | GEN6 | Petroleum Liquids | 0.5 | Commercial CHP
50969 | MU Combined Heat and Power Plant | GEN7 | Petroleum Liquids | 1 | Commercial CHP
50969 | MU Combined Heat and Power Plant | NTG1 | Natural Gas Fired Combustion Turbine | 17.3 | Commercial CHP
50969 | MU Combined Heat and Power Plant | NTG2 | Natural Gas Fired Combustion Turbine | 17.3 | Commercial CHP
56214 | Aeroturbine | WT120 | Onshore Wind Turbine | 4.7 | IPP Non-CHP
54793 | Storm Lake 1 | 2 | Onshore Wind Turbine | 0.7 | IPP Non-CHP
54793 | Storm Lake 1 | 3 | Onshore Wind Turbine | 0.7 | IPP Non-CHP
54793 | Storm Lake 1 | EXIS | Onshore Wind Turbine | 112.5 | IPP Non-CHP
56199 | TG Windfarm LLC | 1 | Onshore Wind Turbine | 2 | IPP Non-CHP
56200 | CG Windfarm LLC | I | Onshore Wind Turbine | 2 | IPP Non-CHP
56201 | Bisson Windfarm LLC | I | Onshore Wind Turbine | 2 | IPP Non-CHP
56203 | Westridge Windfarm LLC | 1 | Onshore Wind Turbine | 2 | IPP Non-CHP
56206 | K-Brink Windfarm LLC | 1 | Onshore Wind Turbine | 2 | IPP Non-CHP
56209 | Boeve Windfarm LLC | 1 | Onshore Wind Turbine | 2 | IPP Non-CHP
56304 | San Juan Mesa | 1 | Onshore Wind Turbine | 120 | IPP Non-CHP
56432 | Wildorado Wind Ranch | 1 | Onshore Wind Turbine | 161 | IPP Non-CHP
56543 | Eastridge Wind Project | 1 | Onshore Wind Turbine | 10.4 | IPP Non-CHP
56544 | Windom Wind Project | 1 | Onshore Wind Turbine | 15.6 | IPP Non-CHP
56621 | Sleeping Bear LLC | 1 | Onshore Wind Turbine | 94.5 | IPP Non-CHP
56699 | Forward Windpower LLC | 1 | Onshore Wind Turbine | 29.4 | IPP Non-CHP
56700 | Lookout Windpower LLC | 1 | Onshore Wind Turbine | 37.8 | IPP Non-CHP
56750 | Jeffers Wind 20 LLC | 1 | Onshore Wind Turbine | 50 | IPP Non-CHP
56751 | Spanish Fork Wind Park 2 LLC | 1 | Onshore Wind Turbine | 18.9 | IPP Non-CHP
56752 | Mountain Wind Power LLC | 1 | Onshore Wind Turbine | 61 | IPP Non-CHP
56753 | Mountain Wind Power II LLC | 1 | Onshore Wind Turbine | 80 | IPP Non-CHP
56754 | Goat Wind LP | 1 | Onshore Wind Turbine | 80 | IPP Non-CHP
56754 | Goat Wind LP | 2 | Onshore Wind Turbine | 69.6 | IPP Non-CHP
56755 | Odin Wind Farm | 1 | Onshore Wind Turbine | 20 | IPP Non-CHP
56859 | Crosswind Energy Project | 1 | Onshore Wind Turbine | 21 | IPP Non-CHP
56860 | Hardin Hilltop Wind LLC | 1 | Onshore Wind Turbine | 14.7 | IPP Non-CHP
56945 | High Lonesome Mesa LLC | 1 | Onshore Wind Turbine | 100 | IPP Non-CHP
56946 | Buffalo Bear LLC | 1 | Onshore Wind Turbine | 18.9 | IPP Non-CHP
56947 | Elkhorn Ridge Wind LLC | 1 | Onshore Wind Turbine | 81 | IPP Non-CHP
57260 | Cedro Hill Wind LLC | 1 | Onshore Wind Turbine | 150 | IPP Non-CHP
57261 | Taloga Wind LLC | 1 | Onshore Wind Turbine | 130 | IPP Non-CHP
57262 | Laredo Ridge Wind LLC | 1 | Onshore Wind Turbine | 79.9 | IPP Non-CHP
57278 | Crofton Bluffs Wind LLC | CWET1 | Onshore Wind Turbine | 40 | IPP Non-CHP
57385 | Community Wind North LLC | 34505 | Onshore Wind Turbine | 30 | IPP Non-CHP
57515 | Walnut Creek Energy Park | GT1 | Natural Gas Fired Combustion Turbine | 100 | IPP Non-CHP
57515 | Walnut Creek Energy Park | GT2 | Natural Gas Fired Combustion Turbine | 100 | IPP Non-CHP
57515 | Walnut Creek Energy Park | GT3 | Natural Gas Fired Combustion Turbine | 100 | IPP Non-CHP
57515 | Walnut Creek Energy Park | GT4 | Natural Gas Fired Combustion Turbine | 100 | IPP Non-CHP
57515 | Walnut Creek Energy Park | GT5 | Natural Gas Fired Combustion Turbine | 100 | IPP Non-CHP
57593 | Broken Bow Wind LLC | 1 | Onshore Wind Turbine | 79.9 | IPP Non-CHP
57595 | Pinnacle Wind Force LLC | 1 | Onshore Wind Turbine | 55.2 | IPP Non-CHP
10494 | Sheldon Springs Hydroelectric | IG-1 | Conventional Hydroelectric | 1.8 | IPP Non-CHP
10494 | Sheldon Springs Hydroelectric | IG-2 | Conventional Hydroelectric | 1.8 | IPP Non-CHP
10494 | Sheldon Springs Hydroelectric | IG-3 | Conventional Hydroelectric | 0.2 | IPP Non-CHP
10494 | Sheldon Springs Hydroelectric | SG-1 | Conventional Hydroelectric | 10.2 | IPP Non-CHP
10494 | Sheldon Springs Hydroelectric | SG-2 | Conventional Hydroelectric | 10.2 | IPP Non-CHP
10494 | Sheldon Springs Hydroelectric | SG-3 | Conventional Hydroelectric | 1 | IPP Non-CHP
50407 | Mobile Energy Services LLC | GEN5 | Wood/Wood Waste Biomass | 61 | IPP CHP
50407 | Mobile Energy Services LLC | GEN6 | Wood/Wood Waste Biomass | 35.7 | IPP CHP
10538 | Dexter Plant | GEN1 | Conventional Hydroelectric | 0.5 | IPP Non-CHP
10538 | Dexter Plant | GEN2 | Conventional Hydroelectric | 0.5 | IPP Non-CHP
10538 | Dexter Plant | GEN3 | Conventional Hydroelectric | 0.2 | IPP Non-CHP
10538 | Dexter Plant | GEN4 | Conventional Hydroelectric | 0.2 | IPP Non-CHP
10538 | Dexter Plant | GEN5 | Conventional Hydroelectric | 0.2 | IPP Non-CHP
10538 | Dexter Plant | GEN6 | Conventional Hydroelectric | 1.3 | IPP Non-CHP
10538 | Dexter Plant | GEN7 | Conventional Hydroelectric | 1.3 | IPP Non-CHP
10539 | Theresa Plant | GEN1 | Conventional Hydroelectric | 1 | IPP Non-CHP
10539 | Theresa Plant | GEN2 | Conventional Hydroelectric | 0.3 | IPP Non-CHP
10540 | Diamond Island Plant | GEN1 | Conventional Hydroelectric | 0.4 | IPP Non-CHP
10540 | Diamond Island Plant | GEN2 | Conventional Hydroelectric | 0.4 | IPP Non-CHP
10540 | Diamond Island Plant | GEN3 | Conventional Hydroelectric | 0.4 | IPP Non-CHP
10544 | Hailesboro 4 Plant | GEN1 | Conventional Hydroelectric | 0.8 | IPP Non-CHP
10544 | Hailesboro 4 Plant | GEN2 | Conventional Hydroelectric | 0.6 | IPP Non-CHP
10545 | Copenhagen Plant | GEN1 | Conventional Hydroelectric | 1.5 | IPP Non-CHP
10545 | Copenhagen Plant | GEN2 | Conventional Hydroelectric | 1.5 | IPP Non-CHP
10545 | Copenhagen Plant | GEN3 | Conventional Hydroelectric | 0.3 | IPP Non-CHP
10546 | Beaver Valley Patterson Dam | GEN1 | Conventional Hydroelectric | 0.4 | IPP Non-CHP
10546 | Beaver Valley Patterson Dam | GEN2 | Conventional Hydroelectric | 0.4 | IPP Non-CHP
10546 | Beaver Valley Patterson Dam | GEN3 | Conventional Hydroelectric | 0.4 | IPP Non-CHP
10547 | Pyrites Plant | GEN1 | Conventional Hydroelectric | 1.2 | IPP Non-CHP
10547 | Pyrites Plant | GEN2 | Conventional Hydroelectric | 3.5 | IPP Non-CHP
10547 | Pyrites Plant | GEN3 | Conventional Hydroelectric | 3.5 | IPP Non-CHP
10687 | Black River Hydro Associates | DE1 | Conventional Hydroelectric | 1.6 | IPP Non-CHP
10687 | Black River Hydro Associates | PL1 | Conventional Hydroelectric | 2.2 | IPP Non-CHP
10687 | Black River Hydro Associates | RI1 | Conventional Hydroelectric | 1.9 | IPP Non-CHP
50079 | Goodyear Lake Plant | GEN1 | Conventional Hydroelectric | 0.8 | IPP Non-CHP
50079 | Goodyear Lake Plant | GEN2 | Conventional Hydroelectric | 0.6 | IPP Non-CHP
55368 | Wethersfield Wind Farm | V47 | Onshore Wind Turbine | 6.6 | IPP Non-CHP
55790 | Fenner Wind | 1 | Onshore Wind Turbine | 30 | IPP Non-CHP
50093 | Chateaugay High Falls Hydro | WT | Conventional Hydroelectric | 1.7 | IPP Non-CHP
10018 | Desert Peak Power Plant | GEN2 | Geothermal | 15 | IPP Non-CHP
10018 | Desert Peak Power Plant | OEC2 | Geothermal | 11 | IPP Non-CHP
10479 | Ples I | T101 | Geothermal | 5 | IPP Non-CHP
10479 | Ples I | T102 | Geothermal | 5 | IPP Non-CHP
10479 | Ples I | T103 | Geothermal | 5 | IPP Non-CHP
10480 | Mammoth Pacific I | GEN1 | Geothermal | 5 | IPP Non-CHP
10480 | Mammoth Pacific I | GEN2 | Geothermal | 5 | IPP Non-CHP
10481 | Mammoth Pacific II | 1 | Geothermal | 5 | IPP Non-CHP
10481 | Mammoth Pacific II | 2 | Geothermal | 5 | IPP Non-CHP
10481 | Mammoth Pacific II | 3 | Geothermal | 5 | IPP Non-CHP
10481 | Mammoth Pacific II | T101 | Geothermal | 5 | IPP Non-CHP
10481 | Mammoth Pacific II | T102 | Geothermal | 5 | IPP Non-CHP
10481 | Mammoth Pacific II | T103 | Geothermal | 5 | IPP Non-CHP
10763 | Geo East Mesa III | GBU | Geothermal | 8 | IPP Non-CHP
10763 | Geo East Mesa III | GEN1 | Geothermal | 21.6 | IPP Non-CHP
50654 | Steamboat Hills LP | GEN1 | Geothermal | 14.6 | IPP Non-CHP
50654 | Steamboat Hills LP | OEC41 | Geothermal | 5.5 | IPP Non-CHP
50762 | Ormesa IH | OE11 | Geothermal | 1.2 | IPP Non-CHP
50762 | Ormesa IH | OE12 | Geothermal | 1.2 | IPP Non-CHP
50762 | Ormesa IH | OE14 | Geothermal | 1.2 | IPP Non-CHP
50762 | Ormesa IH | OE15 | Geothermal | 1.2 | IPP Non-CHP
50762 | Ormesa IH | OE21 | Geothermal | 1.2 | IPP Non-CHP
50762 | Ormesa IH | OE22 | Geothermal | 1.2 | IPP Non-CHP
50762 | Ormesa IH | OE24 | Geothermal | 1.2 | IPP Non-CHP
50762 | Ormesa IH | OE25 | Geothermal | 1.2 | IPP Non-CHP
50763 | Steamboat 1 | OE11 | Geothermal | 1.2 | IPP Non-CHP
50763 | Steamboat 1 | OE12 | Geothermal | 1.2 | IPP Non-CHP
50763 | Steamboat 1 | OE13 | Geothermal | 1.2 | IPP Non-CHP
50763 | Steamboat 1 | OE14 | Geothermal | 1.2 | IPP Non-CHP
50763 | Steamboat 1 | OE21 | Geothermal | 1.2 | IPP Non-CHP
50763 | Steamboat 1 | OE22 | Geothermal | 1.2 | IPP Non-CHP
50763 | Steamboat 1 | OE23 | Geothermal | 1.2 | IPP Non-CHP
50766 | Ormesa I | ITLU1 | Geothermal | 12 | IPP CHP
50766 | Ormesa I | ITLU2 | Geothermal | 12 | IPP CHP
50766 | Ormesa I | OE31 | Geothermal | 1.2 | IPP CHP
50766 | Ormesa I | OE32 | Geothermal | 1.2 | IPP CHP
52138 | Steamboat 1A Power Plant | DE31 | Geothermal | 1.2 | IPP Non-CHP
52138 | Steamboat 1A Power Plant | DE32 | Geothermal | 1.2 | IPP Non-CHP
54038 | Geo East Mesa II | GEN1 | Geothermal | 21.6 | IPP Non-CHP
54724 | Ormesa II | OEC21 | Geothermal | 12 | IPP CHP
54724 | Ormesa II | OEC22 | Geothermal | 12 | IPP CHP
55991 | Brady | OEC | Geothermal | 6.5 | IPP Non-CHP
55991 | Brady | TG-1 | Geothermal | 9.2 | IPP Non-CHP
55991 | Brady | TG-2 | Geothermal | 9.2 | IPP Non-CHP
55991 | Brady | TG-3 | Geothermal | 8 | IPP Non-CHP
56321 | Richard Burdette Geothermal | 1 | Geothermal | 15 | IPP Non-CHP
56321 | Richard Burdette Geothermal | OEC2 | Geothermal | 15 | IPP Non-CHP
56540 | Galena 2 Geothermal Power Plant | GEN1 | Geothermal | 13.5 | IPP Non-CHP
56541 | Galena 3 Geothermal Power Plant | GEN1 | Geothermal | 15 | IPP Non-CHP
56541 | Galena 3 Geothermal Power Plant | GEN2 | Geothermal | 15 | IPP Non-CHP
56832 | North Brawley Geothermal Plant | GE1 | Geothermal | 16 | IPP Non-CHP
56832 | North Brawley Geothermal Plant | GE2 | Geothermal | 16 | IPP Non-CHP
56832 | North Brawley Geothermal Plant | GE3 | Geothermal | 16 | IPP Non-CHP
56832 | North Brawley Geothermal Plant | GE4 | Geothermal | 16 | IPP Non-CHP
56833 | OREG 1 Inc | CS10 | All Other | 7.5 | IPP Non-CHP
56833 | OREG 1 Inc | CS11 | All Other | 7.5 | IPP Non-CHP
56833 | OREG 1 Inc | CS7 | All Other | 7.5 | IPP Non-CHP
56833 | OREG 1 Inc | CS9 | All Other | 7.5 | IPP Non-CHP
56880 | OREG 2 Inc | CS12 | All Other | 7.5 | IPP Non-CHP
56880 | OREG 2 Inc | CS3 | All Other | 7.5 | IPP Non-CHP
56880 | OREG 2 Inc | CS5 | All Other | 7.5 | IPP Non-CHP
56880 | OREG 2 Inc | CS8 | All Other | 7.5 | IPP Non-CHP
57134 | OREG 4 Peetz | 1 | All Other | 4.5 | IPP Non-CHP
57281 | OREG 3 Inc | CS13 | All Other | 5 | IPP Non-CHP
57376 | Jersey Valley Geothermal Power Plant | OEC 1 | Geothermal | 16 | IPP Non-CHP
57376 | Jersey Valley Geothermal Power Plant | OEC 2 | Geothermal | 7.5 | IPP Non-CHP
57446 | McGinness Hills | 1 | Geothermal | 20 | IPP Non-CHP
57446 | McGinness Hills | 2 | Geothermal | 20 | IPP Non-CHP
57446 | McGinness Hills | 3 | Geothermal | 12 | IPP Non-CHP
57451 | Tuscarora Geothermal Power Plant | G9200 | Geothermal | 12 | IPP Non-CHP
57451 | Tuscarora Geothermal Power Plant | G9250 | Geothermal | 12 | IPP Non-CHP
58533 | Wild Rose Geothermal Power Plant | 1 | Geothermal | 20 | IPP Non-CHP
56097 | New Mexico Wind Energy Center | GE15 | Onshore Wind Turbine | 204 | IPP Non-CHP
56094 | Oklahoma Wind Energy Center | GE15 | Onshore Wind Turbine | 51 | IPP Non-CHP
56094 | Oklahoma Wind Energy Center | GSOO | Onshore Wind Turbine | 51 | IPP Non-CHP
56092 | South Dakota Wind Energy Cente | GE15 | Onshore Wind Turbine | 40.5 | IPP Non-CHP
56099 | FPL Energy North Dakota Wind I/II | GE15 | Onshore Wind Turbine | 61.5 | IPP Non-CHP
54290 | Inforum | BUG1 | Petroleum Liquids | 1.3 | Commercial Non-CHP
50324 | Newfound Hydroelectric | 1 | Conventional Hydroelectric | 0.7 | IPP Non-CHP
50324 | Newfound Hydroelectric | 2 | Conventional Hydroelectric | 0.7 | IPP Non-CHP
50126 | Ottauquechee Hydro | 1 | Conventional Hydroelectric | 1.2 | IPP Non-CHP
50126 | Ottauquechee Hydro | 2 | Conventional Hydroelectric | 0.6 | IPP Non-CHP
55319 | Athens Regional Medical Center | CT1 | Petroleum Liquids | 0.7 | Commercial Non-CHP
55319 | Athens Regional Medical Center | CT3 | Petroleum Liquids | 0.7 | Commercial Non-CHP
55319 | Athens Regional Medical Center | STEG3 | Petroleum Liquids | 0.8 | Commercial Non-CHP
55319 | Athens Regional Medical Center | STEG4 | Petroleum Liquids | 0.8 | Commercial Non-CHP
55319 | Athens Regional Medical Center | STEG5 | Petroleum Liquids | 0.8 | Commercial Non-CHP
55319 | Athens Regional Medical Center | STEG6 | Petroleum Liquids | 0.8 | Commercial Non-CHP
7831 | Beaver Island | 1 | Petroleum Liquids | 1.2 | Electric Utility
7831 | Beaver Island | 2 | Petroleum Liquids | 1.2 | Electric Utility
7831 | Beaver Island | 3 | Petroleum Liquids | 0.9 | Electric Utility
54451 | Los Angeles Refinery Wilmington | G1 | Other Natural Gas | 10 | Industrial CHP
54451 | Los Angeles Refinery Wilmington | G2 | Other Gases | 58.5 | Industrial CHP
805 | Charles E Monty | M-1 | Conventional Hydroelectric | 14.2 | IPP Non-CHP
805 | Charles E Monty | M2 | Conventional Hydroelectric | 14.2 | IPP Non-CHP
1480 | Androscoggin 3 | 328 | Conventional Hydroelectric | 3.6 | IPP Non-CHP
1481 | Bar Mills | 1 | Conventional Hydroelectric | 2 | IPP Non-CHP
1481 | Bar Mills | 2 | Conventional Hydroelectric | 2 | IPP Non-CHP
1482 | Bonny Eagle | 1 | Conventional Hydroelectric | 1.2 | IPP Non-CHP
1482 | Bonny Eagle | 2 | Conventional Hydroelectric | 1.2 | IPP Non-CHP
1482 | Bonny Eagle | 3 | Conventional Hydroelectric | 1.2 | IPP Non-CHP
1482 | Bonny Eagle | 4 | Conventional Hydroelectric | 1.2 | IPP Non-CHP
1482 | Bonny Eagle | 5 | Conventional Hydroelectric | 1.2 | IPP Non-CHP
1482 | Bonny Eagle | 6 | Conventional Hydroelectric | 1.2 | IPP Non-CHP
1483 | Brunswick Hydro | B1 | Conventional Hydroelectric | 12.6 | IPP Non-CHP
1483 | Brunswick Hydro | B2 | Conventional Hydroelectric | 3.5 | IPP Non-CHP
1483 | Brunswick Hydro | B3 | Conventional Hydroelectric | 3.5 | IPP Non-CHP
1486 | Cataract Hydro | 1 | Conventional Hydroelectric | 6.6 | IPP Non-CHP
1487 | Continental Mills | CM1 | Conventional Hydroelectric | 0.4 | IPP Non-CHP
1487 | Continental Mills | CM2 | Conventional Hydroelectric | 0.4 | IPP Non-CHP
1487 | Continental Mills | CM3 | Conventional Hydroelectric | 0.4 | IPP Non-CHP
1487 | Continental Mills | CM5 | Conventional Hydroelectric | 0.1 | IPP Non-CHP
1487 | Continental Mills | CM6 | Conventional Hydroelectric | 0.1 | IPP Non-CHP
1488 | Deer Rips | DR1 | Conventional Hydroelectric | 0.6 | IPP Non-CHP
1488 | Deer Rips | DR2 | Conventional Hydroelectric | 0.6 | IPP Non-CHP
1488 | Deer Rips | DR3 | Conventional Hydroelectric | 0.9 | IPP Non-CHP
1488 | Deer Rips | DR4 | Conventional Hydroelectric | 0.8 | IPP Non-CHP
1488 | Deer Rips | DR5 | Conventional Hydroelectric | 0.8 | IPP Non-CHP
1488 | Deer Rips | DR6 | Conventional Hydroelectric | 1.8 | IPP Non-CHP
1488 | Deer Rips | DR7 | Conventional Hydroelectric | 1 | IPP Non-CHP
1491 | Gulf Island | GI1 | Conventional Hydroelectric | 6.4 | IPP Non-CHP
1491 | Gulf Island | GI2 | Conventional Hydroelectric | 6.4 | IPP Non-CHP
1491 | Gulf Island | GI3 | Conventional Hydroelectric | 6.4 | IPP Non-CHP
1492 | Harris Hydro | HA1 | Conventional Hydroelectric | 15 | IPP Non-CHP
1492 | Harris Hydro | HA2 | Conventional Hydroelectric | 30 | IPP Non-CHP
1492 | Harris Hydro | HA3 | Conventional Hydroelectric | 30 | IPP Non-CHP
1492 | Harris Hydro | HA4 | Conventional Hydroelectric | 1.4 | IPP Non-CHP
1493 | Hiram | 1 | Conventional Hydroelectric | 2.4 | IPP Non-CHP
1493 | Hiram | 2 | Conventional Hydroelectric | 8.1 | IPP Non-CHP
1501 | North Gorham | 1 | Conventional Hydroelectric | 1.1 | IPP Non-CHP
1501 | North Gorham | 2 | Conventional Hydroelectric | 1.1 | IPP Non-CHP
1504 | Shawmut | SH1 | Conventional Hydroelectric | 0.7 | IPP Non-CHP
1504 | Shawmut | SH2 | Conventional Hydroelectric | 0.7 | IPP Non-CHP
1504 | Shawmut | SH3 | Conventional Hydroelectric | 0.7 | IPP Non-CHP
1504 | Shawmut | SH4 | Conventional Hydroelectric | 0.7 | IPP Non-CHP
1504 | Shawmut | SH5 | Conventional Hydroelectric | 0.7 | IPP Non-CHP
1504 | Shawmut | SH6 | Conventional Hydroelectric | 0.9 | IPP Non-CHP
1504 | Shawmut | SH7 | Conventional Hydroelectric | 2.2 | IPP Non-CHP
1504 | Shawmut | SH8 | Conventional Hydroelectric | 2.2 | IPP Non-CHP
1505 | Skelton | 1 | Conventional Hydroelectric | 8.4 | IPP Non-CHP
1505 | Skelton | 2 | Conventional Hydroelectric | 8.4 | IPP Non-CHP
1508 | West Buxton | WB1 | Conventional Hydroelectric | 0.6 | IPP Non-CHP
1508 | West Buxton | WB2 | Conventional Hydroelectric | 0.6 | IPP Non-CHP
1508 | West Buxton | WB3 | Conventional Hydroelectric | 1.1 | IPP Non-CHP
1508 | West Buxton | WB4 | Conventional Hydroelectric | 0.7 | IPP Non-CHP
1508 | West Buxton | WB5 | Conventional Hydroelectric | 0.7 | IPP Non-CHP
1508 | West Buxton | WB6 | Conventional Hydroelectric | 4 | IPP Non-CHP
1509 | Weston Hydro | WE1 | Conventional Hydroelectric | 3 | IPP Non-CHP
1509 | Weston Hydro | WE2 | Conventional Hydroelectric | 3 | IPP Non-CHP
1509 | Weston Hydro | WE3 | Conventional Hydroelectric | 3 | IPP Non-CHP
1509 | Weston Hydro | WE4 | Conventional Hydroelectric | 3 | IPP Non-CHP
1510 | Williams Hydro | WI1 | Conventional Hydroelectric | 7 | IPP Non-CHP
1510 | Williams Hydro | WI2 | Conventional Hydroelectric | 6 | IPP Non-CHP
1511 | Wyman Hydro | WY1 | Conventional Hydroelectric | 24 | IPP Non-CHP
1511 | Wyman Hydro | WY2 | Conventional Hydroelectric | 24 | IPP Non-CHP
1511 | Wyman Hydro | WY3 | Conventional Hydroelectric | 24 | IPP Non-CHP
7044 | Bates Mill Upper | BU1 | Conventional Hydroelectric | 1.2 | IPP Non-CHP
7044 | Bates Mill Upper | BU2 | Conventional Hydroelectric | 1.5 | IPP Non-CHP
7044 | Bates Mill Upper | BU3 | Conventional Hydroelectric | 1.2 | IPP Non-CHP
7048 | Hill Mill | HM1 | Conventional Hydroelectric | 0.3 | IPP Non-CHP
7048 | Hill Mill | HM2 | Conventional Hydroelectric | 0.3 | IPP Non-CHP
7048 | Hill Mill | HM3 | Conventional Hydroelectric | 0.3 | IPP Non-CHP
7048 | Hill Mill | HM4 | Conventional Hydroelectric | 0.3 | IPP Non-CHP
7048 | Hill Mill | HM5 | Conventional Hydroelectric | 0.3 | IPP Non-CHP
7048 | Hill Mill | HM6 | Conventional Hydroelectric | 0.3 | IPP Non-CHP
50999 | Aziscohos Hydroelectric Project | GEN1 | Conventional Hydroelectric | 6.7 | IPP Non-CHP
50153 | Texas City Plant Union Carbide | STG | All Other | 56 | Industrial CHP
55415 | Vandolah Power Station | G101 | Natural Gas Fired Combustion Turbine | 182 | IPP Non-CHP
55415 | Vandolah Power Station | G201 | Natural Gas Fired Combustion Turbine | 182 | IPP Non-CHP
55415 | Vandolah Power Station | G301 | Natural Gas Fired Combustion Turbine | 182 | IPP Non-CHP
55415 | Vandolah Power Station | G401 | Natural Gas Fired Combustion Turbine | 182 | IPP Non-CHP
50610 | Saint Johns Health Center | 01 | Natural Gas Fired Combustion Turbine | 1.2 | Commercial CHP
55664 | Harrison County Power Project | GT-1 | Natural Gas Fired Combined Cycle | 170 | Electric Utility
55664 | Harrison County Power Project | GT-2 | Natural Gas Fired Combined Cycle | 170 | Electric Utility
55664 | Harrison County Power Project | ST-1 | Natural Gas Fired Combined Cycle | 230 | Electric Utility
56603 | San Jacinto County Peaking Facility | SJC1 | Natural Gas Fired Combustion Turbine | 85 | Electric Utility
56603 | San Jacinto County Peaking Facility | SJC2 | Natural Gas Fired Combustion Turbine | 85 | Electric Utility
56603 | San Jacinto County Peaking Facility | SJCD1 | Petroleum Liquids | 0.5 | Electric Utility
56604 | Hardin County Peaking Facility | HC1 | Natural Gas Fired Combustion Turbine | 86.5 | Electric Utility
56604 | Hardin County Peaking Facility | HC2 | Natural Gas Fired Combustion Turbine | 86.5 | Electric Utility
58944 | Woodville Renewable Power Project | G1 | Wood/Wood Waste Biomass | 49.9 | Electric Utility
10417 | Indian Orchard Plant 1 | TG | Conventional Steam Coal | 5.7 | Industrial CHP
10803 | Ogdensburg Power | GEN3 | Natural Gas Steam Turbine | 26.9 | IPP CHP
55414 | Shady Hills Generating Station | G101 | Natural Gas Fired Combustion Turbine | 180.4 | IPP Non-CHP
55414 | Shady Hills Generating Station | G201 | Natural Gas Fired Combustion Turbine | 180.4 | IPP Non-CHP
55414 | Shady Hills Generating Station | G301 | Natural Gas Fired Combustion Turbine | 180.4 | IPP Non-CHP
54925 | Twin Bridges LFGTE | I-1 | Landfill Gas | 0.8 | Electric Utility
54925 | Twin Bridges LFGTE | I-2 | Landfill Gas | 0.8 | Electric Utility
54925 | Twin Bridges LFGTE | I-3 | Landfill Gas | 0.8 | Electric Utility
54925 | Twin Bridges LFGTE | I-4 | Landfill Gas | 0.8 | Electric Utility
54925 | Twin Bridges LFGTE | II-1 | Landfill Gas | 0.8 | Electric Utility
54925 | Twin Bridges LFGTE | II-2 | Landfill Gas | 0.8 | Electric Utility
54925 | Twin Bridges LFGTE | II-3 | Landfill Gas | 0.8 | Electric Utility
54925 | Twin Bridges LFGTE | II-4 | Landfill Gas | 0.8 | Electric Utility
54925 | Twin Bridges LFGTE | III-1 | Landfill Gas | 0.8 | Electric Utility
54925 | Twin Bridges LFGTE | III-2 | Landfill Gas | 0.8 | Electric Utility
54925 | Twin Bridges LFGTE | III-3 | Landfill Gas | 0.8 | Electric Utility
54925 | Twin Bridges LFGTE | III-4 | Landfill Gas | 0.8 | Electric Utility
54925 | Twin Bridges LFGTE | IV-1 | Landfill Gas | 1.6 | Electric Utility
54925 | Twin Bridges LFGTE | IV-2 | Landfill Gas | 1.6 | Electric Utility
54926 | Prairie View I & II LFGTE | I-1 | Landfill Gas | 0.8 | Electric Utility
54926 | Prairie View I & II LFGTE | I-2 | Landfill Gas | 0.8 | Electric Utility
54926 | Prairie View I & II LFGTE | I-3 | Landfill Gas | 0.8 | Electric Utility
54926 | Prairie View I & II LFGTE | I-4 | Landfill Gas | 0.8 | Electric Utility
54926 | Prairie View I & II LFGTE | II-1 | Landfill Gas | 0.8 | Electric Utility
54926 | Prairie View I & II LFGTE | II-2 | Landfill Gas | 0.8 | Electric Utility
54926 | Prairie View I & II LFGTE | II-3 | Landfill Gas | 0.8 | Electric Utility
54926 | Prairie View I & II LFGTE | II-4 | Landfill Gas | 0.8 | Electric Utility
54956 | Deercroft I & II LFGTE | I-1 | Landfill Gas | 0.8 | Electric Utility
54956 | Deercroft I & II LFGTE | I-2 | Landfill Gas | 0.8 | Electric Utility
54956 | Deercroft I & II LFGTE | I-3 | Landfill Gas | 0.8 | Electric Utility
54956 | Deercroft I & II LFGTE | I-4 | Landfill Gas | 0.8 | Electric Utility
54956 | Deercroft I & II LFGTE | II-1 | Landfill Gas | 0.8 | Electric Utility
54956 | Deercroft I & II LFGTE | II-2 | Landfill Gas | 0.8 | Electric Utility
54956 | Deercroft I & II LFGTE | II-3 | Landfill Gas | 0.8 | Electric Utility
54956 | Deercroft I & II LFGTE | II-4 | Landfill Gas | 0.8 | Electric Utility
56463 | Oak Ridge LFGTE | 1 | Landfill Gas | 0.8 | Electric Utility
56463 | Oak Ridge LFGTE | 2 | Landfill Gas | 0.8 | Electric Utility
56463 | Oak Ridge LFGTE | 3 | Landfill Gas | 0.8 | Electric Utility
56463 | Oak Ridge LFGTE | 4 | Landfill Gas | 0.8 | Electric Utility
56464 | Jay County LFGTE | 1 | Landfill Gas | 0.8 | Electric Utility
56464 | Jay County LFGTE | 2 | Landfill Gas | 0.8 | Electric Utility
56464 | Jay County LFGTE | 3 | Landfill Gas | 0.8 | Electric Utility
56464 | Jay County LFGTE | 4 | Landfill Gas | 0.8 | Electric Utility
56465 | Liberty I & II LFGTE | 1 | Landfill Gas | 0.8 | Electric Utility
56465 | Liberty I & II LFGTE | 1-II | Landfill Gas | 0.8 | Electric Utility
56465 | Liberty I & II LFGTE | 2 | Landfill Gas | 0.8 | Electric Utility
56465 | Liberty I & II LFGTE | 2-II | Landfill Gas | 0.8 | Electric Utility
56465 | Liberty I & II LFGTE | 3 | Landfill Gas | 0.8 | Electric Utility
56465 | Liberty I & II LFGTE | 3-II | Landfill Gas | 0.8 | Electric Utility
56465 | Liberty I & II LFGTE | 4 | Landfill Gas | 0.8 | Electric Utility
56465 | Liberty I & II LFGTE | 4-II | Landfill Gas | 0.8 | Electric Utility
57250 | Earthmovers LFGTE | 1 | Landfill Gas | 0.8 | Electric Utility
57250 | Earthmovers LFGTE | 2 | Landfill Gas | 0.8 | Electric Utility
57250 | Earthmovers LFGTE | 3 | Landfill Gas | 0.8 | Electric Utility
57250 | Earthmovers LFGTE | 4 | Landfill Gas | 0.8 | Electric Utility
57250 | Earthmovers LFGTE | 5 | Landfill Gas | 0.8 | Electric Utility
57250 | Earthmovers LFGTE | 6 | Landfill Gas | 0.8 | Electric Utility
57842 | Wabash Valley Power IGCC | 1 | Petroleum Coke | 112.5 | Electric Utility
57842 | Wabash Valley Power IGCC | 1A | Petroleum Coke | 192 | Electric Utility
59635 | Clinton LFGTE | 1 | Landfill Gas | 1.6 | Electric Utility
59635 | Clinton LFGTE | 2 | Landfill Gas | 1.6 | Electric Utility
789 | Orca | 3 | Petroleum Liquids | 2.5 | Electric Utility
789 | Orca | 4 | Petroleum Liquids | 2.4 | Electric Utility
789 | Orca | 5 | Petroleum Liquids | 1.1 | Electric Utility
789 | Orca | 6 | Petroleum Liquids | 1.1 | Electric Utility
789 | Orca | 7 | Petroleum Liquids | 3.6 | Electric Utility
7042 | Humpback Creek | 1 | Conventional Hydroelectric | 0.5 | Electric Utility
7042 | Humpback Creek | 2 | Conventional Hydroelectric | 0.5 | Electric Utility
7042 | Humpback Creek | 3 | Conventional Hydroelectric | 0.2 | Electric Utility
7862 | Power Creek | 4 | Conventional Hydroelectric | 3 | Electric Utility
7862 | Power Creek | 5 | Conventional Hydroelectric | 3 | Electric Utility
7836 | Marsh Run Generation Facility | 1 | Natural Gas Fired Combustion Turbine | 171.1 | Electric Utility
7836 | Marsh Run Generation Facility | 2 | Natural Gas Fired Combustion Turbine | 171.1 | Electric Utility
7836 | Marsh Run Generation Facility | 3 | Natural Gas Fired Combustion Turbine | 171.1 | Electric Utility
7837 | Louisa Generation Facility | 1 | Natural Gas Fired Combustion Turbine | 84.5 | Electric Utility
7837 | Louisa Generation Facility | 2 | Natural Gas Fired Combustion Turbine | 84.5 | Electric Utility
7837 | Louisa Generation Facility | 3 | Natural Gas Fired Combustion Turbine | 84.5 | Electric Utility
7837 | Louisa Generation Facility | 4 | Natural Gas Fired Combustion Turbine | 84.5 | Electric Utility
7837 | Louisa Generation Facility | 5 | Natural Gas Fired Combustion Turbine | 171.1 | Electric Utility
7939 | Diesel Group 1 | 1 | Petroleum Liquids | 12 | Electric Utility
7940 | Diesel Group 2 | 1 | Petroleum Liquids | 4 | Electric Utility
7941 | Diesel Group 3 | 1 | Petroleum Liquids | 4 | Electric Utility
7790 | Bonanza | 1 | Conventional Steam Coal | 499.5 | Electric Utility
7725 | Coffin Butte | 1 | Landfill Gas | 0.8 | Electric Utility
7725 | Coffin Butte | 2 | Landfill Gas | 0.8 | Electric Utility
7725 | Coffin Butte | 3 | Landfill Gas | 0.8 | Electric Utility
7725 | Coffin Butte | 4 | Landfill Gas | 1.6 | Electric Utility
7725 | Coffin Butte | 5 | Landfill Gas | 1.6 | Electric Utility
6238 | Pearl Station | GT1 | Petroleum Liquids | 24 | Electric Utility
7818 | Alsey | 1 | Natural Gas Fired Combustion Turbine | 30 | Electric Utility
7818 | Alsey | 2 | Natural Gas Fired Combustion Turbine | 30 | Electric Utility
7818 | Alsey | 3 | Natural Gas Fired Combustion Turbine | 20 | Electric Utility
7818 | Alsey | 4 | Natural Gas Fired Combustion Turbine | 20 | Electric Utility
7818 | Alsey | 5 | Natural Gas Fired Combustion Turbine | 25 | Electric Utility
50305 | LaFarge Alpena | GE10 | Petroleum Coke | 3.2 | Industrial CHP
50305 | LaFarge Alpena | GEN6 | Petroleum Coke | 12 | Industrial CHP
50305 | LaFarge Alpena | GEN7 | Petroleum Coke | 10 | Industrial CHP
50305 | LaFarge Alpena | GEN8 | Petroleum Coke | 11 | Industrial CHP
50305 | LaFarge Alpena | GEN9 | Petroleum Coke | 11 | Industrial CHP
7413 | Short Mountain | 1 | Landfill Gas | 0.8 | Electric Utility
7413 | Short Mountain | 2 | Landfill Gas | 0.8 | Electric Utility
7413 | Short Mountain | 3 | Landfill Gas | 0.8 | Electric Utility
7413 | Short Mountain | 4 | Landfill Gas | 0.8 | Electric Utility
6521 | Lahontan | 1 | Conventional Hydroelectric | 0.6 | Electric Utility
6521 | Lahontan | 2 | Conventional Hydroelectric | 0.6 | Electric Utility
6521 | Lahontan | 3 | Conventional Hydroelectric | 0.6 | Electric Utility
50261 | New Lahontan | GEN1 | Conventional Hydroelectric | 4 | IPP Non-CHP
6299 | Unalakleet | 5 | Petroleum Liquids | 0.5 | Electric Utility
6299 | Unalakleet | 6 | Petroleum Liquids | 0.5 | Electric Utility
6299 | Unalakleet | 7 | Petroleum Liquids | 0.5 | Electric Utility
6299 | Unalakleet | 8 | Petroleum Liquids | 0.5 | Electric Utility
56177 | Nebo Power Station | GT1 | Natural Gas Fired Combined Cycle | 65 | IPP Non-CHP
56177 | Nebo Power Station | ST1 | Natural Gas Fired Combined Cycle | 75 | IPP Non-CHP
7575 | Bowling Green | 1 | Petroleum Liquids | 1.6 | Electric Utility
7575 | Bowling Green | 2 | Petroleum Liquids | 7.2 | Electric Utility
7576 | Engle | 16 | Petroleum Liquids | 9 | Electric Utility
7577 | Jackson (OH) | 12 | Petroleum Liquids | 3.6 | Electric Utility
7578 | Napoleon | 1 | Petroleum Liquids | 1.8 | Electric Utility
7578 | Napoleon | 2 | Petroleum Liquids | 1.8 | Electric Utility
7578 | Napoleon | 3 | Petroleum Liquids | 1.8 | Electric Utility
7579 | Niles | 13 | Petroleum Liquids | 5.4 | Electric Utility
7580 | Wadsworth | 13 | Petroleum Liquids | 5.4 | Electric Utility
7594 | Belleville Dam | 1 | Conventional Hydroelectric | 21 | Electric Utility
7594 | Belleville Dam | 2 | Conventional Hydroelectric | 21 | Electric Utility
7603 | Prospect Municipal | 1 | Petroleum Liquids | 1.8 | Electric Utility
7774 | Cleveland Peaking | 1 | Petroleum Liquids | 1.8 | Electric Utility
7774 | Cleveland Peaking | 2 | Petroleum Liquids | 1.8 | Electric Utility
7774 | Cleveland Peaking | 3 | Petroleum Liquids | 1.8 | Electric Utility
7774 | Cleveland Peaking | 4 | Petroleum Liquids | 1.8 | Electric Utility
7774 | Cleveland Peaking | 5 | Petroleum Liquids | 1.8 | Electric Utility
7774 | Cleveland Peaking | 6 | Petroleum Liquids | 1.8 | Electric Utility
7775 | Versailles Peaking | 1 | Petroleum Liquids | 1.8 | Electric Utility
7775 | Versailles Peaking | 2 | Petroleum Liquids | 1.8 | Electric Utility
7775 | Versailles Peaking | 3 | Petroleum Liquids | 1.8 | Electric Utility
7776 | Napoleon Peaking | 4 | Petroleum Liquids | 1.8 | Electric Utility
7776 | Napoleon Peaking | 5 | Petroleum Liquids | 1.8 | Electric Utility
7776 | Napoleon Peaking | 6 | Petroleum Liquids | 1.8 | Electric Utility
7777 | Dover Peaking | 1 | Petroleum Liquids | 1.8 | Electric Utility
7777 | Dover Peaking | 2 | Petroleum Liquids | 1.8 | Electric Utility
7777 | Dover Peaking | 3 | Petroleum Liquids | 1.8 | Electric Utility
7777 | Dover Peaking | 4 | Petroleum Liquids | 1.8 | Electric Utility
7777 | Dover Peaking | 5 | Petroleum Liquids | 1.8 | Electric Utility
7777 | Dover Peaking | 6 | Petroleum Liquids | 1.8 | Electric Utility
7778 | Orrville Peaking | 1 | Petroleum Liquids | 1.8 | Electric Utility
7778 | Orrville Peaking | 2 | Petroleum Liquids | 1.8 | Electric Utility
7778 | Orrville Peaking | 3 | Petroleum Liquids | 1.8 | Electric Utility
7779 | Bryan Peaking | 1 | Petroleum Liquids | 1.8 | Electric Utility
7779 | Bryan Peaking | 2 | Petroleum Liquids | 1.8 | Electric Utility
7779 | Bryan Peaking | 3 | Petroleum Liquids | 1.8 | Electric Utility
7779 | Bryan Peaking | 4 | Petroleum Liquids | 1.8 | Electric Utility
7779 | Bryan Peaking | 5 | Petroleum Liquids | 1.8 | Electric Utility
7779 | Bryan Peaking | 6 | Petroleum Liquids | 1.8 | Electric Utility
7780 | Jackson Cntr Peaking | 1 | Petroleum Liquids | 1.8 | Electric Utility
7781 | Arcanum Peaking | 1 | Petroleum Liquids | 1.8 | Electric Utility
7782 | Hamilton Peaking | 1 | Natural Gas Fired Combustion Turbine | 32 | Electric Utility
7783 | Bowling Green Peaking | 1 | Natural Gas Fired Combustion Turbine | 32 | Electric Utility
7791 | Montpelier | 1 | Petroleum Liquids | 1.8 | Electric Utility
7791 | Montpelier | 2 | Petroleum Liquids | 1.8 | Electric Utility
7791 | Montpelier | 3 | Petroleum Liquids | 1.8 | Electric Utility
7791 | Montpelier | 4 | Petroleum Liquids | 1.8 | Electric Utility
7791 | Montpelier | 5 | Petroleum Liquids | 1.8 | Electric Utility
7791 | Montpelier | 6 | Petroleum Liquids | 1.8 | Electric Utility
7827 | Shelby North | 1 | Petroleum Liquids | 1.8 | Electric Utility
7874 | Edgerton | 1 | Petroleum Liquids | 1.8 | Electric Utility
7874 | Edgerton | 2 | Petroleum Liquids | 1.8 | Electric Utility
7878 | Wellington | 1 | Petroleum Liquids | 1 | Electric Utility
7918 | Galion | 1 | Petroleum Liquids | 1.8 | Electric Utility
7918 | Galion | 2 | Petroleum Liquids | 1.8 | Electric Utility
7918 | Galion | 3 | Petroleum Liquids | 1.8 | Electric Utility
7919 | Seville | 1 | Petroleum Liquids | 1.8 | Electric Utility
7919 | Seville | 2 | Petroleum Liquids | 1.8 | Electric Utility
7919 | Seville | 3 | Petroleum Liquids | 1.8 | Electric Utility
55262 | Bowling Green Generating Station | CT1 | Natural Gas Fired Combustion Turbine | 33 | Electric Utility
55262 | Bowling Green Generating Station | CT2 | Natural Gas Fired Combustion Turbine | 16.5 | Electric Utility
55263 | Galion Generating Station | CT1 | Natural Gas Fired Combustion Turbine | 33 | Electric Utility
55263 | Galion Generating Station | CT2 | Natural Gas Fired Combustion Turbine | 16.5 | Electric Utility
55264 | Napoleon Peaking Station | CT1 | Natural Gas Fired Combustion Turbine | 33 | Electric Utility
55264 | Napoleon Peaking Station | CT2 | Natural Gas Fired Combustion Turbine | 16.5 | Electric Utility
55701 | Fremont Energy Center | CA01 | Natural Gas Fired Combined Cycle | 358.7 | Electric Utility
55701 | Fremont Energy Center | CT01 | Natural Gas Fired Combined Cycle | 190.4 | Electric Utility
55701 | Fremont Energy Center | CT02 | Natural Gas Fired Combined Cycle | 190.4 | Electric Utility
56226 | Bowling Green Wind | 1 | Onshore Wind Turbine | 1.8 | Electric Utility
56226 | Bowling Green Wind | 2 | Onshore Wind Turbine | 1.8 | Electric Utility
56226 | Bowling Green Wind | 3 | Onshore Wind Turbine | 1.8 | Electric Utility
56226 | Bowling Green Wind | 4 | Onshore Wind Turbine | 1.8 | Electric Utility
58082 | AMP Napoleon Solar Facility | NSF1 | Solar Photovoltaic | 3.5 | Electric Utility
1973 | Fairmont (MN) | 10 | Natural Gas Internal Combustion Engine | 6.5 | Electric Utility
1973 | Fairmont (MN) | 11 | Natural Gas Internal Combustion Engine | 6.5 | Electric Utility
1973 | Fairmont (MN) | 12 | Natural Gas Internal Combustion Engine | 6.5 | Electric Utility
1973 | Fairmont (MN) | 6 | Petroleum Liquids | 6.5 | Electric Utility
1973 | Fairmont (MN) | 7 | Petroleum Liquids | 6.5 | Electric Utility
1973 | Fairmont (MN) | 9 | Natural Gas Internal Combustion Engine | 6.5 | Electric Utility
56414 | Redwood Falls Wind | WND1 | Onshore Wind Turbine | 1.7 | Electric Utility
56414 | Redwood Falls Wind | WND2 | Onshore Wind Turbine | 1.7 | Electric Utility
56415 | Fairmont Wind | WND1 | Onshore Wind Turbine | 1 | Electric Utility
56415 | Fairmont Wind | WND2 | Onshore Wind Turbine | 1 | Electric Utility
56415 | Fairmont Wind | WND3 | Onshore Wind Turbine | 1.7 | Electric Utility
56415 | Fairmont Wind | WND4 | Onshore Wind Turbine | 1.7 | Electric Utility
57903 | SMMPA Methane Energy Facility | UNIT1 | Landfill Gas | 1.6 | Electric Utility
7984 | Kalkaska CT #1 | 001 | Natural Gas Fired Combustion Turbine | 60.5 | Electric Utility
59 | Platte | 1 | Conventional Steam Coal | 109.8 | Electric Utility
2241 | C W Burdick | 1 | Natural Gas Steam Turbine | 18.7 | Electric Utility
2241 | C W Burdick | 2 | Natural Gas Steam Turbine | 24.9 | Electric Utility
2241 | C W Burdick | 3 | Natural Gas Steam Turbine | 54.4 | Electric Utility
2241 | C W Burdick | GT1 | Natural Gas Fired Combustion Turbine | 16 | Electric Utility
2241 | C W Burdick | GT2 | Natural Gas Fired Combustion Turbine | 63.4 | Electric Utility
2241 | C W Burdick | GT3 | Natural Gas Fired Combustion Turbine | 63.4 | Electric Utility
7368 | Geothermal 1 | 1 | Geothermal | 55 | Electric Utility
7368 | Geothermal 1 | 2 | Geothermal | 55 | Electric Utility
7369 | Geothermal 2 | 3 | Geothermal | 55 | Electric Utility
7369 | Geothermal 2 | 4 | Geothermal | 55 | Electric Utility
7449 | Combustion Turbine Project No 2 | NA1 | Natural Gas Fired Combustion Turbine | 50 | Electric Utility
7450 | Alameda | 1 | Natural Gas Fired Combustion Turbine | 27.4 | Electric Utility
7450 | Alameda | 2 | Natural Gas Fired Combustion Turbine | 27.4 | Electric Utility
7451 | Lodi | 1 | Natural Gas Fired Combustion Turbine | 27.4 | Electric Utility
54554 | Spicer Meadow Project | GEN1 | Conventional Hydroelectric | 2.7 | Electric Utility
54554 | Spicer Meadow Project | GEN2 | Conventional Hydroelectric | 2.7 | Electric Utility
54554 | Spicer Meadow Project | GEN3 | Conventional Hydroelectric | 0.5 | Electric Utility
54555 | Collierville Powerhouse | GEN1 | Conventional Hydroelectric | 126.5 | Electric Utility
54555 | Collierville Powerhouse | GEN2 | Conventional Hydroelectric | 126.5 | Electric Utility
57978 | Lodi Energy Center | CT1 | Natural Gas Fired Combined Cycle | 185 | Electric Utility
57978 | Lodi Energy Center | ST1 | All Other | 103.9 | Electric Utility
56018 | AMEA Peaking | 1 | Natural Gas Fired Combustion Turbine | 49.3 | Electric Utility
56018 | AMEA Peaking | 2 | Natural Gas Fired Combustion Turbine | 49.3 | Electric Utility
52173 | Conemaugh Hydro Plant | GEN1 | Conventional Hydroelectric | 7.5 | IPP Non-CHP
52173 | Conemaugh Hydro Plant | GEN2 | Conventional Hydroelectric | 7.5 | IPP Non-CHP
4044 | Oconto Falls Upper | 1 | Conventional Hydroelectric | 0.4 | IPP Non-CHP
4044 | Oconto Falls Upper | 2 | Conventional Hydroelectric | 0.4 | IPP Non-CHP
4044 | Oconto Falls Upper | 3 | Conventional Hydroelectric | 0.3 | IPP Non-CHP
50408 | Park Mill | 1 | Conventional Hydroelectric | 0.4 | Industrial Non-CHP
50408 | Park Mill | 10 | Conventional Hydroelectric | 0.3 | Industrial Non-CHP
50408 | Park Mill | 2 | Conventional Hydroelectric | 0.2 | Industrial Non-CHP
50408 | Park Mill | 3 | Conventional Hydroelectric | 0.4 | Industrial Non-CHP
50408 | Park Mill | 6 | Conventional Hydroelectric | 0.4 | Industrial Non-CHP
50408 | Park Mill | 7 | Conventional Hydroelectric | 0.4 | Industrial Non-CHP
50409 | Menominee Mill Marinette | 4 | Conventional Hydroelectric | 0.4 | Industrial Non-CHP
50409 | Menominee Mill Marinette | 5 | Conventional Hydroelectric | 0.4 | Industrial Non-CHP
50409 | Menominee Mill Marinette | 8 | Conventional Hydroelectric | 0.5 | Industrial Non-CHP
50409 | Menominee Mill Marinette | 9 | Conventional Hydroelectric | 0.5 | Industrial Non-CHP
50439 | Oconto Falls Lower | GEN1 | Conventional Hydroelectric | 0.3 | Industrial Non-CHP
50439 | Oconto Falls Lower | GEN2 | Conventional Hydroelectric | 1.7 | Industrial Non-CHP
54251 | Opal Springs Hydro | 1 | Conventional Hydroelectric | 4.3 | IPP Non-CHP
10807 | Dietrich Drop | GEN1 | Conventional Hydroelectric | 4.8 | IPP Non-CHP
10808 | Low Line Rapids | GEN1 | Conventional Hydroelectric | 2.8 | IPP Non-CHP
10809 | Rock Creek II | GEN1 | Conventional Hydroelectric | 1.9 | IPP Non-CHP
54688 | Thundermist Hydro | HYD1 | Conventional Hydroelectric | 1.2 | IPP Non-CHP
50380 | Upriver Dam Hydro Plant | GEN1 | Conventional Hydroelectric | 2 | IPP Non-CHP
50380 | Upriver Dam Hydro Plant | GEN2 | Conventional Hydroelectric | 2 | IPP Non-CHP
50380 | Upriver Dam Hydro Plant | GEN3 | Conventional Hydroelectric | 2 | IPP Non-CHP
50380 | Upriver Dam Hydro Plant | GEN4 | Conventional Hydroelectric | 5.8 | IPP Non-CHP
50380 | Upriver Dam Hydro Plant | GEN5 | Conventional Hydroelectric | 5.8 | IPP Non-CHP
50886 | Wheelabrator Spokane | GEN1 | Municipal Solid Waste | 26 | IPP Non-CHP
52130 | Whiting Refinery | 31TG | Other Gases | 12.5 | Industrial CHP
52130 | Whiting Refinery | 32TG | Other Gases | 12.5 | Industrial CHP
52130 | Whiting Refinery | 33TG | Other Gases | 18.8 | Industrial CHP
52130 | Whiting Refinery | 34TG | Other Gases | 10 | Industrial CHP
52130 | Whiting Refinery | 35TG | Other Gases | 30 | Industrial CHP
52109 | Richmond Cogen | GEN1 | Natural Gas Fired Combined Cycle | 62.6 | Industrial CHP
52109 | Richmond Cogen | GEN2 | Natural Gas Fired Combined Cycle | 62.6 | Industrial CHP
52109 | Richmond Cogen | GEN5 | Other Gases | 30.4 | Industrial CHP
50024 | HGST San Jose Standby Generator | 50MW | Petroleum Liquids | 55.3 | Industrial Non-CHP
54111 | Second Imperial Geothermal | GE10 | Geothermal | 4.5 | IPP Non-CHP
54111 | Second Imperial Geothermal | GE11 | Geothermal | 4.5 | IPP Non-CHP
54111 | Second Imperial Geothermal | GE12 | Geothermal | 4.5 | IPP Non-CHP
54111 | Second Imperial Geothermal | GE13 | Geothermal | 16 | IPP Non-CHP
54111 | Second Imperial Geothermal | GEN1 | Geothermal | 3.5 | IPP Non-CHP
54111 | Second Imperial Geothermal | GEN14 | Geothermal | 16 | IPP Non-CHP
54111 | Second Imperial Geothermal | GEN2 | Geothermal | 3.5 | IPP Non-CHP
54111 | Second Imperial Geothermal | GEN3 | Geothermal | 3.5 | IPP Non-CHP
54111 | Second Imperial Geothermal | GEN4 | Geothermal | 3.5 | IPP Non-CHP
54111 | Second Imperial Geothermal | GEN5 | Geothermal | 3.5 | IPP Non-CHP
54111 | Second Imperial Geothermal | GEN6 | Geothermal | 3.5 | IPP Non-CHP
54111 | Second Imperial Geothermal | GEN7 | Geothermal | 4.5 | IPP Non-CHP
54111 | Second Imperial Geothermal | GEN8 | Geothermal | 4.5 | IPP Non-CHP
54111 | Second Imperial Geothermal | GEN9 | Geothermal | 4.5 | IPP Non-CHP
54689 | Heber Geothermal | 1 | Geothermal | 52 | IPP Non-CHP
54689 | Heber Geothermal | 2 | Geothermal | 7 | IPP Non-CHP
54689 | Heber Geothermal | 3 | Geothermal | 3.5 | IPP Non-CHP
55396 | Green Power I | WGNS | Onshore Wind Turbine | 16.5 | IPP Non-CHP
50552 | Cabazon Wind Farm | WGNS | Onshore Wind Turbine | 39.7 | IPP Non-CHP
10051 | Lockville Hydropower | GEN1 | Conventional Hydroelectric | 0.6 | IPP Non-CHP
10051 | Lockville Hydropower | GEN2 | Conventional Hydroelectric | 0.6 | IPP Non-CHP
856 | E D Edwards | 1 | Conventional Steam Coal | 136 | Electric Utility
856 | E D Edwards | 2 | Conventional Steam Coal | 280.5 | Electric Utility
856 | E D Edwards | 3 | Conventional Steam Coal | 363.8 | Electric Utility
6016 | Duck Creek | 1 | Conventional Steam Coal | 441 | Electric Utility
50657 | Montgomery County Resource Recovery | GEN1 | Municipal Solid Waste | 67.8 | IPP Non-CHP
55168 | Bastrop Energy Center | 0001 | Natural Gas Fired Combined Cycle | 188.2 | IPP Non-CHP
55168 | Bastrop Energy Center | 0002 | Natural Gas Fired Combined Cycle | 188.2 | IPP Non-CHP
55168 | Bastrop Energy Center | 0003 | Natural Gas Fired Combined Cycle | 242.3 | IPP Non-CHP
54935 | Harford Waste to Energy Facility | 001 | Municipal Solid Waste | 1.2 | Commercial CHP
55025 | Yates Gas Plant | GEN1 | Natural Gas Fired Combustion Turbine | 2.8 | Industrial CHP
55025 | Yates Gas Plant | GEN2 | Natural Gas Fired Combustion Turbine | 2.8 | Industrial CHP
56119 | Middlesex Generating Facility | 100 | Landfill Gas | 6 | IPP CHP
56119 | Middlesex Generating Facility | 200 | Landfill Gas | 6 | IPP CHP
56119 | Middlesex Generating Facility | 300 | Landfill Gas | 10.5 | IPP CHP
56124 | SPFT - Newberg Cogen | TG1 | Wood/Wood Waste Biomass | 12.5 | Industrial CHP
56124 | SPFT - Newberg Cogen | TG2 | Wood/Wood Waste Biomass | 42.8 | Industrial CHP
54933 | Mondelez Global LLC | GEN1 | Natural Gas Fired Combustion Turbine | 4.7 | Industrial CHP
56141 | Jamaica Bay Peaking | 2 | Petroleum Liquids | 60.5 | IPP Non-CHP
55176 | Eastman Cogeneration Facility | GEN1 | Natural Gas Fired Combined Cycle | 170 | IPP CHP
55176 | Eastman Cogeneration Facility | GEN2 | Natural Gas Fired Combined Cycle | 170 | IPP CHP
55176 | Eastman Cogeneration Facility | GEN3 | Natural Gas Fired Combined Cycle | 127.7 | IPP CHP
55992 | Desert Sky | 1 | Onshore Wind Turbine | 160.5 | IPP Non-CHP
50933 | Rhinelander Mill | GEN5 | Natural Gas Steam Turbine | 10 | Industrial CHP
50933 | Rhinelander Mill | GEN6 | Conventional Steam Coal | 9.3 | Industrial CHP
50933 | Rhinelander Mill | HYD1 | Conventional Hydroelectric | 0.5 | Industrial CHP
50933 | Rhinelander Mill | HYD2 | Conventional Hydroelectric | 0.5 | Industrial CHP
50933 | Rhinelander Mill | HYD3 | Conventional Hydroelectric | 1 | Industrial CHP
56163 | Kennecott Power Plant | 1 | Conventional Steam Coal | 50 | Industrial CHP
56163 | Kennecott Power Plant | 2 | Conventional Steam Coal | 25 | Industrial CHP
56163 | Kennecott Power Plant | 3 | Conventional Steam Coal | 25 | Industrial CHP
56163 | Kennecott Power Plant | 4 | Conventional Steam Coal | 82 | Industrial CHP
56163 | Kennecott Power Plant | RCHP | Natural Gas Fired Combustion Turbine | 6.4 | Industrial CHP
56163 | Kennecott Power Plant | SM58 | All Other | 31.8 | Industrial CHP
56169 | NEO Freehold Gen LLC | UNT1 | Natural Gas Internal Combustion Engine | 1.1 | IPP CHP
56169 | NEO Freehold Gen LLC | UNT2 | Natural Gas Internal Combustion Engine | 1.1 | IPP CHP
56182 | Columbia Flooring Melbourne | Kato | Wood/Wood Waste Biomass | 2 | Industrial CHP
56188 | Pinelawn Power LLC | CTG | Natural Gas Fired Combined Cycle | 50 | IPP Non-CHP
56188 | Pinelawn Power LLC | STG | Natural Gas Fired Combined Cycle | 32 | IPP Non-CHP
56189 | Waterside Power, LLC | 1 | Petroleum Liquids | 23.2 | IPP Non-CHP
56189 | Waterside Power, LLC | 2 | Petroleum Liquids | 23.2 | IPP Non-CHP
56189 | Waterside Power, LLC | 4 | Petroleum Liquids | 23.2 | IPP Non-CHP
56189 | Waterside Power, LLC | 5 | Petroleum Liquids | 23.2 | IPP Non-CHP
56189 | Waterside Power, LLC | 7 | Petroleum Liquids | 23.2 | IPP Non-CHP
56192 | Georgia-Pacific Wauna Mill | 1 | Wood/Wood Waste Biomass | 36 | Industrial CHP
56195 | Combine Hills I | 001 | Onshore Wind Turbine | 41 | IPP Non-CHP
56032 | Equus Freeport Power | 0001 | Natural Gas Fired Combustion Turbine | 60 | IPP Non-CHP
56032 | Equus Freeport Power | 001 | Natural Gas Fired Combustion Turbine | 60 | IPP Non-CHP
10334 | H Power | GEN1 | Municipal Solid Waste | 63.7 | Commercial Non-CHP
10334 | H Power | GEN2 | Municipal Solid Waste | 33.6 | Commercial Non-CHP
3731 | Newport | 1 | Conventional Hydroelectric | 1.7 | IPP Non-CHP
3731 | Newport | 2 | Conventional Hydroelectric | 1.7 | IPP Non-CHP
3731 | Newport | 3 | Conventional Hydroelectric | 0.6 | IPP Non-CHP
56202 | Tofteland Windfarm LLC | I | Onshore Wind Turbine | 2 | IPP Non-CHP
56204 | Fey Windfarm LLC | 1 | Onshore Wind Turbine | 2 | IPP Non-CHP
56205 | Windcurrent Farms LLC | 1 | Onshore Wind Turbine | 2 | IPP Non-CHP
55769 | Madison Windpower LLC | MADW | Onshore Wind Turbine | 11.5 | IPP Non-CHP
10343 | Foster Wheeler Mt Carmel Cogen | TG1 | Conventional Steam Coal | 47.3 | IPP CHP
7999 | Grays Harbor Energy Facility | CT1 | Natural Gas Fired Combined Cycle | 175 | Electric Utility
7999 | Grays Harbor Energy Facility | CT2 | Natural Gas Fired Combined Cycle | 175 | Electric Utility
7999 | Grays Harbor Energy Facility | ST1 | Natural Gas Fired Combined Cycle | 300 | Electric Utility
50949 | Hardee Power Station | GEN1 | Natural Gas Fired Combined Cycle | 86 | IPP Non-CHP
50949 | Hardee Power Station | GEN2 | Natural Gas Fired Combined Cycle | 86 | IPP Non-CHP
50949 | Hardee Power Station | GEN3 | Natural Gas Fired Combined Cycle | 86 | IPP Non-CHP
50949 | Hardee Power Station | GEN4 | Natural Gas Fired Combustion Turbine | 84 | IPP Non-CHP
50949 | Hardee Power Station | GEN5 | Natural Gas Fired Combustion Turbine | 90 | IPP Non-CHP
56241 | Cannon Falls Energy Center | UNT1 | Natural Gas Fired Combustion Turbine | 204 | IPP Non-CHP
56241 | Cannon Falls Energy Center | UNT2 | Natural Gas Fired Combustion Turbine | 204 | IPP Non-CHP
56301 | Wolverine Creek | 1 | Onshore Wind Turbine | 64.5 | IPP Non-CHP
56320 | Spring Canyon | 1 | Onshore Wind Turbine | 60 | IPP Non-CHP
56377 | Judith Gap Wind Energy Center | 1 | Onshore Wind Turbine | 135 | IPP Non-CHP
56445 | Spindle Hill Energy Center | GEN1 | Natural Gas Fired Combustion Turbine | 197 | IPP Non-CHP
56445 | Spindle Hill Energy Center | GEN2 | Natural Gas Fired Combustion Turbine | 197 | IPP Non-CHP
56493 | Buffalo Mountain Energy Center | 4 | Onshore Wind Turbine | 27 | IPP Non-CHP
56506 | Scurry County Wind LP | SCW | Onshore Wind Turbine | 130.5 | IPP Non-CHP
56644 | Stanton Wind Energy LLC | 1 | Onshore Wind Turbine | 120 | IPP Non-CHP
56773 | McAdoo Wind Energy LLC | 1 | Onshore Wind Turbine | 150 | IPP Non-CHP
56774 | Turkey Track Wind Energy LLC | 1 | Onshore Wind Turbine | 169.5 | IPP Non-CHP
56775 | Scurry County Wind II | 1 | Onshore Wind Turbine | 120 | IPP Non-CHP
56941 | Grand Ridge Wind Energy Center | 1 | Onshore Wind Turbine | 99 | IPP Non-CHP
56941 | Grand Ridge Wind Energy Center | 2 | Onshore Wind Turbine | 51 | IPP Non-CHP
56941 | Grand Ridge Wind Energy Center | 3 | Onshore Wind Turbine | 49.5 | IPP Non-CHP
56941 | Grand Ridge Wind Energy Center | 4 | Onshore Wind Turbine | 10.5 | IPP Non-CHP
56942 | Forward Wind Energy Center | 1 | Onshore Wind Turbine | 99 | IPP Non-CHP
56942 | Forward Wind Energy Center | 2 | Onshore Wind Turbine | 30 | IPP Non-CHP
56952 | Willow Creek Energy Center | 1 | Onshore Wind Turbine | 72 | IPP Non-CHP
56953 | High Sheldon Wind Farm | 1 | Onshore Wind Turbine | 112 | IPP Non-CHP
57151 | Beech Ridge Energy LLC | GEN1 | Onshore Wind Turbine | 100.5 | IPP Non-CHP
57188 | Vantage Wind Energy LLC | 1 | Onshore Wind Turbine | 90 | IPP Non-CHP
57463 | Bishop Hill Energy LLC | 1 | Onshore Wind Turbine | 200 | IPP Non-CHP
57912 | Grand Ridge Solar Farm | 1 | Solar Photovoltaic | 20 | IPP Non-CHP
57959 | Desert Green Solar Farm LLC | 1 | Solar Photovoltaic | 6.3 | IPP Non-CHP
58008 | California Ridge Wind Energy LLC | CR | Onshore Wind Turbine | 217 | IPP Non-CHP
58321 | Goldthwaite Wind Energy Facility | 1 | Onshore Wind Turbine | 150 | IPP Non-CHP
58322 | Prairie Breeze | 1 | Onshore Wind Turbine | 206.5 | IPP Non-CHP
58572 | Lakeland Solar Energy LLC | 1 | Solar Photovoltaic | 0.9 | IPP Non-CHP
58572 | Lakeland Solar Energy LLC | 2 | Solar Photovoltaic | 0.9 | IPP Non-CHP
58677 | Gratiot County Wind LLC | 1 | Onshore Wind Turbine | 110.4 | IPP Non-CHP
58765 | Miami Wind Energy Center | 1 | Onshore Wind Turbine | 288.6 | IPP Non-CHP
58768 | Marsh Hill Wind Farm | 1 | Onshore Wind Turbine | 16.2 | IPP Non-CHP
58769 | Spring Canyon Expansion Wind Energy Ctr | 1 | Onshore Wind Turbine | 34 | IPP Non-CHP
58769 | Spring Canyon Expansion Wind Energy Ctr | SCIII | Onshore Wind Turbine | 28.6 | IPP Non-CHP
59957 | Grand Ridge Battery Projects | GIVB | Batteries | 1.5 | IPP Non-CHP
56224 | TS Power Plant | 001 | Conventional Steam Coal | 242 | IPP Non-CHP
10631 | CE Leathers | GEN1 | Geothermal | 35.8 | IPP Non-CHP
10632 | Del Ranch Company | GEN1 | Geothermal | 35.8 | IPP Non-CHP
10634 | Elmore Company | GEN1 | Geothermal | 35.8 | IPP Non-CHP
10759 | Salton Sea Power Gen Co - Unit 3 | GEN1 | Geothermal | 53.9 | IPP Non-CHP
10878 | Salton Sea Power Gen Co Unit 1 | EE11 | Geothermal | 10 | IPP Non-CHP
10879 | Salton Sea Power Gen Co - Unit 2 | GEN1 | Geothermal | 11.5 | IPP Non-CHP
10879 | Salton Sea Power Gen Co - Unit 2 | GEN2 | Geothermal | 5 | IPP Non-CHP
10879 | Salton Sea Power Gen Co - Unit 2 | GEN3 | Geothermal | 3.5 | IPP Non-CHP
50210 | Vulcan-BN Geothermal Power Company | GEN1 | Geothermal | 30.1 | IPP Non-CHP
50210 | Vulcan-BN Geothermal Power Company | GEN2 | Geothermal | 9.5 | IPP Non-CHP
54996 | Salton Sea Power Gen Co - Unit 4 | 4100 | Geothermal | 47.5 | IPP Non-CHP
55983 | Salton Sea Power LLC - Unit 5 | TG51 | Geothermal | 58.3 | IPP Non-CHP
55984 | CE Turbo LLC | TG21 | Geothermal | 11.5 | IPP Non-CHP
54365 | Orange Cogeneration Facility | APC1 | Natural Gas Fired Combined Cycle | 54 | IPP CHP
54365 | Orange Cogeneration Facility | APC2 | Natural Gas Fired Combined Cycle | 54 | IPP CHP
54365 | Orange Cogeneration Facility | APC3 | Natural Gas Fired Combined Cycle | 28.6 | IPP CHP
54426 | Mulberry Cogeneration Facility | GT1 | Natural Gas Fired Combined Cycle | 82 | IPP CHP
54426 | Mulberry Cogeneration Facility | ST1 | Natural Gas Fired Combined Cycle | 43.3 | IPP CHP
56225 | Aeolus Wind Facility | V90 | Onshore Wind Turbine | 3 | IPP Non-CHP
50849 | PE Berkeley | GEN1 | Natural Gas Fired Combined Cycle | 23 | Commercial CHP
50849 | PE Berkeley | GEN2 | Natural Gas Fired Combined Cycle | 5.5 | Commercial CHP
10694 | Pepperell Hydro Power Plant | 2121 | Conventional Hydroelectric | 0.8 | Industrial Non-CHP
10694 | Pepperell Hydro Power Plant | 8281 | Conventional Hydroelectric | 0.8 | Industrial Non-CHP
10694 | Pepperell Hydro Power Plant | G3 | Conventional Hydroelectric | 0.6 | Industrial Non-CHP
50166 | International Paper Woronoco Mill | GEN2 | Conventional Hydroelectric | 1.8 | Industrial Non-CHP
56229 | Cogeneration 1 | CT1 | Natural Gas Fired Combined Cycle | 9 | Commercial CHP
59233 | Cogeneration 2 | CT2 | Natural Gas Fired Combined Cycle | 6.5 | Commercial CHP
54694 | Yuma Cogeneration Associates | GEN1 | Natural Gas Fired Combined Cycle | 44.1 | IPP CHP
54694 | Yuma Cogeneration Associates | GEN2 | Natural Gas Fired Combined Cycle | 18.5 | IPP CHP
50284 | American Eagle Paper Mills | TG3 | Conventional Steam Coal | 2.5 | Industrial CHP
50284 | American Eagle Paper Mills | TG4 | Conventional Steam Coal | 4.5 | Industrial CHP
50284 | American Eagle Paper Mills | TG5 | Conventional Steam Coal | 3 | Industrial CHP
50284 | American Eagle Paper Mills | TG6 | Conventional Steam Coal | 7.5 | Industrial CHP
50561 | Eagle Point Power Generation | GTG1 | Natural Gas Fired Combined Cycle | 90 | IPP Non-CHP
50561 | Eagle Point Power Generation | GTG2 | Natural Gas Fired Combined Cycle | 90 | IPP Non-CHP
50561 | Eagle Point Power Generation | STG1 | Natural Gas Fired Combined Cycle | 45 | IPP Non-CHP
56233 | EG178 Facility | CT02 | Natural Gas Fired Combined Cycle | 60.5 | Industrial Non-CHP
56233 | EG178 Facility | CTG1 | Natural Gas Fired Combined Cycle | 60.5 | Industrial Non-CHP
56233 | EG178 Facility | STG | Natural Gas Fired Combined Cycle | 32.9 | Industrial Non-CHP
56234 | Caithness Long Island Energy Center | CT01 | Natural Gas Fired Combined Cycle | 196.2 | IPP Non-CHP
56234 | Caithness Long Island Energy Center | ST01 | Natural Gas Fired Combined Cycle | 152.7 | IPP Non-CHP
54454 | San Gorgonio Windplant WPP1993 | GEN11 | Onshore Wind Turbine | 49.5 | IPP Non-CHP
54794 | Buffalo Ridge Windplant WPP 1993 | EXIS | Onshore Wind Turbine | 21.9 | IPP Non-CHP
1588 | Mystic Generating Station | 7 | Natural Gas Steam Turbine | 617 | IPP Non-CHP
1588 | Mystic Generating Station | GT1 | Petroleum Liquids | 14.2 | IPP Non-CHP
1588 | Mystic Generating Station | GT81 | Natural Gas Fired Combined Cycle | 278.6 | IPP Non-CHP
1588 | Mystic Generating Station | GT82 | Natural Gas Fired Combined Cycle | 278.6 | IPP Non-CHP
1588 | Mystic Generating Station | GT93 | Natural Gas Fired Combined Cycle | 278.6 | IPP Non-CHP
1588 | Mystic Generating Station | GT94 | Natural Gas Fired Combined Cycle | 278.6 | IPP Non-CHP
1588 | Mystic Generating Station | ST85 | Natural Gas Fired Combined Cycle | 315 | IPP Non-CHP
1588 | Mystic Generating Station | ST96 | Natural Gas Fired Combined Cycle | 315 | IPP Non-CHP
10435 | Camden Resource Recovery Facility | TGA | Municipal Solid Waste | 17.5 | IPP Non-CHP
10435 | Camden Resource Recovery Facility | TGB | Municipal Solid Waste | 17.5 | IPP Non-CHP
10149 | Decorative Panels Intl | GEN1 | Conventional Steam Coal | 7.5 | Industrial CHP
10684 | Argus Cogen Plant | TG5 | Conventional Steam Coal | 7.5 | Industrial CHP
10684 | Argus Cogen Plant | TG8 | Conventional Steam Coal | 27.5 | Industrial CHP
10684 | Argus Cogen Plant | TG9 | Conventional Steam Coal | 27.5 | Industrial CHP
10685 | Westend Facility | PINA | Natural Gas Fired Combustion Turbine | 20 | Industrial CHP
54587 | Lincoln Paper & Tissue | TG-3 | Wood/Wood Waste Biomass | 13.5 | Industrial Non-CHP
55627 | Goose Haven Energy Center | CT1 | Natural Gas Fired Combustion Turbine | 47 | IPP Non-CHP
55625 | Creed Energy Center | CT1 | Natural Gas Fired Combustion Turbine | 47 | IPP Non-CHP
55626 | Lambie Energy Center | CT1 | Natural Gas Fired Combustion Turbine | 47 | IPP Non-CHP
55855 | Wolfskill Energy Center | CTG1 | Natural Gas Fired Combustion Turbine | 47 | IPP Non-CHP
55334 | Holland Energy Facility | CTG1 | Natural Gas Fired Combined Cycle | 178.5 | Electric Utility
55334 | Holland Energy Facility | CTG2 | Natural Gas Fired Combined Cycle | 178.5 | Electric Utility
55334 | Holland Energy Facility | STG1 | Natural Gas Fired Combined Cycle | 345.1 | Electric Utility
54915 | Michigan Power LP | G001 | Natural Gas Fired Combined Cycle | 58 | IPP CHP
54915 | Michigan Power LP | G101 | Natural Gas Fired Combined Cycle | 80.1 | IPP CHP
3439 | Laredo | 4 | Natural Gas Fired Combustion Turbine | 131.8 | IPP Non-CHP
3439 | Laredo | 5 | Natural Gas Fired Combustion Turbine | 131.8 | IPP Non-CHP
3441 | Nueces Bay | 7 | Natural Gas Fired Combined Cycle | 351 | IPP Non-CHP
3441 | Nueces Bay | 8 | Natural Gas Fired Combined Cycle | 189.6 | IPP Non-CHP
3441 | Nueces Bay | 9 | Natural Gas Fired Combined Cycle | 189.6 | IPP Non-CHP
4939 | Barney M Davis | 1 | Natural Gas Steam Turbine | 352 | IPP Non-CHP
4939 | Barney M Davis | 2 | Natural Gas Fired Combined Cycle | 351 | IPP Non-CHP
4939 | Barney M Davis | 3 | Natural Gas Fired Combined Cycle | 189.6 | IPP Non-CHP
4939 | Barney M Davis | 4 | Natural Gas Fired Combined Cycle | 189.6 | IPP Non-CHP
55541 | Indigo Energy Facility | CTG1 | Natural Gas Fired Combustion Turbine | 49.9 | IPP Non-CHP
55541 | Indigo Energy Facility | CTG2 | Natural Gas Fired Combustion Turbine | 49.9 | IPP Non-CHP
55541 | Indigo Energy Facility | CTG3 | Natural Gas Fired Combustion Turbine | 49.9 | IPP Non-CHP
55542 | Larkspur Energy Facility | CTG1 | Natural Gas Fired Combustion Turbine | 49.9 | IPP Non-CHP
55542 | Larkspur Energy Facility | CTG2 | Natural Gas Fired Combustion Turbine | 49.9 | IPP Non-CHP
57483 | Mariposa Energy Project | CTG1 | Natural Gas Fired Combustion Turbine | 49.9 | IPP Non-CHP
57483 | Mariposa Energy Project | CTG2 | Natural Gas Fired Combustion Turbine | 49.9 | IPP Non-CHP
57483 | Mariposa Energy Project | CTG3 | Natural Gas Fired Combustion Turbine | 49.9 | IPP Non-CHP
57483 | Mariposa Energy Project | CTG4 | Natural Gas Fired Combustion Turbine | 49.9 | IPP Non-CHP
56274 | Valley Queen Cheese | 1 | Petroleum Liquids | 1.5 | IPP Non-CHP
56274 | Valley Queen Cheese | 2 | Petroleum Liquids | 1.5 | IPP Non-CHP
56274 | Valley Queen Cheese | 3 | Petroleum Liquids | 1.5 | IPP Non-CHP
56244 | State Auto Insurance | 1 | Petroleum Liquids | 1.7 | Commercial Non-CHP
56242 | Kindred School | 1 | Petroleum Liquids | 2 | Commercial Non-CHP
56245 | Stevens Community Medical Center | 1 | Petroleum Liquids | 1 | Commercial Non-CHP
10848 | Walden | GEN1 | Conventional Hydroelectric | 1.2 | IPP Non-CHP
10848 | Walden | GEN2 | Conventional Hydroelectric | 0.8 | IPP Non-CHP
10848 | Walden | GEN3 | Conventional Hydroelectric | 0.4 | IPP Non-CHP
10902 | Victory Mills | GEN1 | Conventional Hydroelectric | 1.7 | IPP Non-CHP
10605 | Brunswick Cellulose | GEN3 | Wood/Wood Waste Biomass | 9.2 | Industrial CHP
10605 | Brunswick Cellulose | GEN4 | Wood/Wood Waste Biomass | 50 | Industrial CHP
10605 | Brunswick Cellulose | GEN5 | Wood/Wood Waste Biomass | 13 | Industrial CHP
10790 | Victoria Texas Plant | GEN1 | Natural Gas Fired Combustion Turbine | 102.4 | Industrial CHP
10795 | Camden South Carolina | GEN1 | Conventional Steam Coal | 5.5 | Industrial CHP
10795 | Camden South Carolina | GEN2 | Conventional Steam Coal | 5.5 | Industrial CHP
10795 | Camden South Carolina | GEN3 | Conventional Steam Coal | 19 | Industrial CHP
56270 | Callahan Divide Wind Energy Center | 1 | Onshore Wind Turbine | 114 | IPP Non-CHP
56271 | Diablo Wind LLC | VEST | Onshore Wind Turbine | 18 | IPP Non-CHP
56273 | Weatherford Wind Energy Center | 1 | Onshore Wind Turbine | 106.5 | IPP Non-CHP
56273 | Weatherford Wind Energy Center | 2 | Onshore Wind Turbine | 40.5 | IPP Non-CHP
3236 | Manchester Street | G10A | Natural Gas Fired Combined Cycle | 125 | IPP Non-CHP
3236 | Manchester Street | G11A | Natural Gas Fired Combined Cycle | 125 | IPP Non-CHP
3236 | Manchester Street | GE10 | Natural Gas Fired Combined Cycle | 48 | IPP Non-CHP
3236 | Manchester Street | GE11 | Natural Gas Fired Combined Cycle | 46 | IPP Non-CHP
3236 | Manchester Street | GE9A | Natural Gas Fired Combined Cycle | 125 | IPP Non-CHP
3236 | Manchester Street | GEN9 | Natural Gas Fired Combined Cycle | 46 | IPP Non-CHP
54867 | Neenah Paper Munising Mill | M387 | Conventional Steam Coal | 6.2 | Industrial CHP
54578 | Glenns Ferry Cogen Facility | 1001 | Natural Gas Fired Combined Cycle | 10.4 | IPP CHP
54579 | Rupert Cogen Project | 1002 | Natural Gas Fired Combined Cycle | 10.4 | IPP CHP
50491 | PPG Natrium Plant | GEN3 | Conventional Steam Coal | 7.5 | Industrial CHP
50491 | PPG Natrium Plant | GEN4 | Conventional Steam Coal | 7.5 | Industrial CHP
50491 | PPG Natrium Plant | GEN6 | Conventional Steam Coal | 26 | Industrial CHP
50491 | PPG Natrium Plant | GEN7 | Conventional Steam Coal | 82 | Industrial CHP
54360 | PPG Industries Works 14 | PORT | Petroleum Liquids | 0.7 | Industrial Non-CHP
54360 | PPG Industries Works 14 | TK1 | Petroleum Liquids | 2 | Industrial Non-CHP
54360 | PPG Industries Works 14 | TK2 | Petroleum Liquids | 2 | Industrial Non-CHP
54363 | PPG Industries Shelby NC Works | GEN2 | Petroleum Liquids | 0.9 | Industrial Non-CHP
54363 | PPG Industries Shelby NC Works | GEN3 | Petroleum Liquids | 0.9 | Industrial Non-CHP
54363 | PPG Industries Shelby NC Works | GEN4 | Petroleum Liquids | 1.2 | Industrial Non-CHP
54363 | PPG Industries Shelby NC Works | GEN5 | Petroleum Liquids | 1.2 | Industrial Non-CHP
54364 | PPG Industries Works 4 | L1G | Petroleum Liquids | 2 | Industrial Non-CHP
54364 | PPG Industries Works 4 | L1PG | Petroleum Liquids | 0.9 | Industrial Non-CHP
54364 | PPG Industries Works 4 | L2G | Petroleum Liquids | 2 | Industrial Non-CHP
54364 | PPG Industries Works 4 | L2PG | Petroleum Liquids | 1.1 | Industrial Non-CHP
56284 | Santa Maria EPG | EPG | Other Gases | 5.5 | Industrial Non-CHP
1620 | Deerfield 5 | GEN1 | Conventional Hydroelectric | 17.5 | IPP Non-CHP
2349 | Comerford | GEN1 | Conventional Hydroelectric | 35.1 | IPP Non-CHP
2349 | Comerford | GEN2 | Conventional Hydroelectric | 35.1 | IPP Non-CHP
2349 | Comerford | GEN3 | Conventional Hydroelectric | 35.1 | IPP Non-CHP
2349 | Comerford | GEN4 | Conventional Hydroelectric | 35.1 | IPP Non-CHP
2351 | S C Moore | GEN1 | Conventional Hydroelectric | 35.1 | IPP Non-CHP
2351 | S C Moore | GEN2 | Conventional Hydroelectric | 35.1 | IPP Non-CHP
2351 | S C Moore | GEN3 | Conventional Hydroelectric | 35.1 | IPP Non-CHP
2351 | S C Moore | GEN4 | Conventional Hydroelectric | 35.1 | IPP Non-CHP
2352 | Vernon Dam | 1 | Conventional Hydroelectric | 2 | IPP Non-CHP
2352 | Vernon Dam | 10 | Conventional Hydroelectric | 4.2 | IPP Non-CHP
2352 | Vernon Dam | 2 | Conventional Hydroelectric | 2 | IPP Non-CHP
2352 | Vernon Dam | 3 | Conventional Hydroelectric | 2 | IPP Non-CHP
2352 | Vernon Dam | 4 | Conventional Hydroelectric | 2.5 | IPP Non-CHP
2352 | Vernon Dam | 5 | Conventional Hydroelectric | 4.5 | IPP Non-CHP
2352 | Vernon Dam | 6 | Conventional Hydroelectric | 4.5 | IPP Non-CHP
2352 | Vernon Dam | 7 | Conventional Hydroelectric | 4.5 | IPP Non-CHP
2352 | Vernon Dam | 8 | Conventional Hydroelectric | 4.5 | IPP Non-CHP
2352 | Vernon Dam | 9 | Conventional Hydroelectric | 4.2 | IPP Non-CHP
2353 | Wilder | GEN1 | Conventional Hydroelectric | 16.2 | IPP Non-CHP
2353 | Wilder | GEN2 | Conventional Hydroelectric | 16.2 | IPP Non-CHP
2353 | Wilder | GEN3 | Conventional Hydroelectric | 3.2 | IPP Non-CHP
3745 | Bellows Falls | GEN1 | Conventional Hydroelectric | 13.6 | IPP Non-CHP
3745 | Bellows Falls | GEN2 | Conventional Hydroelectric | 13.6 | IPP Non-CHP
3745 | Bellows Falls | GEN3 | Conventional Hydroelectric | 13.6 | IPP Non-CHP
3746 | Harriman | GEN1 | Conventional Hydroelectric | 11.2 | IPP Non-CHP
3746 | Harriman | GEN2 | Conventional Hydroelectric | 11.2 | IPP Non-CHP
3746 | Harriman | GEN3 | Conventional Hydroelectric | 11.2 | IPP Non-CHP
6012 | Sherman | GEN1 | Conventional Hydroelectric | 7.2 | IPP Non-CHP
6047 | Deerfield 2 | GEN1 | Conventional Hydroelectric | 1.6 | IPP Non-CHP
6047 | Deerfield 2 | GEN2 | Conventional Hydroelectric | 1.6 | IPP Non-CHP
6047 | Deerfield 2 | GEN3 | Conventional Hydroelectric | 1.6 | IPP Non-CHP
6083 | Deerfield 3 | GEN1 | Conventional Hydroelectric | 1.6 | IPP Non-CHP
6083 | Deerfield 3 | GEN2 | Conventional Hydroelectric | 1.6 | IPP Non-CHP
6083 | Deerfield 3 | GEN3 | Conventional Hydroelectric | 1.6 | IPP Non-CHP
6119 | Deerfield 4 | GEN1 | Conventional Hydroelectric | 1.6 | IPP Non-CHP
6119 | Deerfield 4 | GEN2 | Conventional Hydroelectric | 1.6 | IPP Non-CHP
6119 | Deerfield 4 | GEN3 | Conventional Hydroelectric | 1.6 | IPP Non-CHP
6483 | Mcindoes | GEN1 | Conventional Hydroelectric | 2.6 | IPP Non-CHP
6483 | Mcindoes | GEN2 | Conventional Hydroelectric | 2.6 | IPP Non-CHP
6483 | Mcindoes | GEN3 | Conventional Hydroelectric | 2.6 | IPP Non-CHP
6483 | Mcindoes | GEN4 | Conventional Hydroelectric | 2.6 | IPP Non-CHP
6529 | Searsburg | GEN1 | Conventional Hydroelectric | 4.1 | IPP Non-CHP
56291 | Horse Hollow Wind Energy Center | 1 | Onshore Wind Turbine | 213 | IPP Non-CHP
56291 | Horse Hollow Wind Energy Center | 2 | Onshore Wind Turbine | 223.5 | IPP Non-CHP
56291 | Horse Hollow Wind Energy Center | 3 | Onshore Wind Turbine | 299 | IPP Non-CHP
6584 | Stock Island | EP2 | Petroleum Liquids | 2.5 | Electric Utility
6584 | Stock Island | GT1 | Petroleum Liquids | 23.4 | Electric Utility
6584 | Stock Island | GT2 | Petroleum Liquids | 19.7 | Electric Utility
6584 | Stock Island | GT3 | Petroleum Liquids | 19.7 | Electric Utility
6584 | Stock Island | GT4 | Petroleum Liquids | 42 | Electric Utility
6584 | Stock Island | MSD1 | Petroleum Liquids | 9.6 | Electric Utility
6584 | Stock Island | MSD2 | Petroleum Liquids | 9.6 | Electric Utility
55611 | Mingo Junction Energy Center | GEN1 | Other Gases | 32 | IPP CHP
56193 | Medford Operation | 1 | Wood/Wood Waste Biomass | 3.5 | Industrial CHP
56193 | Medford Operation | 2 | Wood/Wood Waste Biomass | 5 | Industrial CHP
10493 | Rumford Falls Hydro Facility | GEN1 | Conventional Hydroelectric | 8.1 | IPP Non-CHP
10493 | Rumford Falls Hydro Facility | GEN2 | Conventional Hydroelectric | 8.1 | IPP Non-CHP
10493 | Rumford Falls Hydro Facility | GEN3 | Conventional Hydroelectric | 8.8 | IPP Non-CHP
10493 | Rumford Falls Hydro Facility | GEN4 | Conventional Hydroelectric | 4.3 | IPP Non-CHP
10493 | Rumford Falls Hydro Facility | GEN5 | Conventional Hydroelectric | 7.6 | IPP Non-CHP
10493 | Rumford Falls Hydro Facility | GEN6 | Conventional Hydroelectric | 7.6 | IPP Non-CHP
10062 | Miami Dade County Resource Recovery Fac | GEN1 | Municipal Solid Waste | 38.5 | IPP Non-CHP
10062 | Miami Dade County Resource Recovery Fac | GEN2 | Municipal Solid Waste | 38.5 | IPP Non-CHP
55222 | Lincoln Generating Facility | CTG1 | Natural Gas Fired Combustion Turbine | 86.5 | IPP Non-CHP
55222 | Lincoln Generating Facility | CTG2 | Natural Gas Fired Combustion Turbine | 86.5 | IPP Non-CHP
55222 | Lincoln Generating Facility | CTG3 | Natural Gas Fired Combustion Turbine | 86.5 | IPP Non-CHP
55222 | Lincoln Generating Facility | CTG4 | Natural Gas Fired Combustion Turbine | 86.5 | IPP Non-CHP
55222 | Lincoln Generating Facility | CTG5 | Natural Gas Fired Combustion Turbine | 86.5 | IPP Non-CHP
55222 | Lincoln Generating Facility | CTG6 | Natural Gas Fired Combustion Turbine | 86.5 | IPP Non-CHP
55222 | Lincoln Generating Facility | CTG7 | Natural Gas Fired Combustion Turbine | 86.5 | IPP Non-CHP
55222 | Lincoln Generating Facility | CTG8 | Natural Gas Fired Combustion Turbine | 86.5 | IPP Non-CHP
56294 | Bayway Refinery | FGX | All Other | 11.2 | Industrial Non-CHP
55192 | Osceola (FL) | CTG1 | Natural Gas Fired Combustion Turbine | 200 | IPP Non-CHP
55192 | Osceola (FL) | CTG2 | Natural Gas Fired Combustion Turbine | 200 | IPP Non-CHP
55192 | Osceola (FL) | CTG3 | Natural Gas Fired Combustion Turbine | 200 | IPP Non-CHP
50282 | Luke Mill | GEN1 | Conventional Steam Coal | 35 | Industrial CHP
50282 | Luke Mill | GEN2 | Conventional Steam Coal | 30 | Industrial CHP
6122 | R E Ginna Nuclear Power Plant | 1 | Nuclear | 614 | IPP Non-CHP
54763 | Rock-Tenn Mill | 2TG | Wood/Wood Waste Biomass | 12.5 | Industrial CHP
54763 | Rock-Tenn Mill | 4TG | Wood/Wood Waste Biomass | 42.5 | Industrial CHP
54830 | Dekalb Medical Center | 03 | Petroleum Liquids | 1.5 | Commercial Non-CHP
54830 | Dekalb Medical Center | 90 | Petroleum Liquids | 1.2 | Commercial Non-CHP
54830 | Dekalb Medical Center | 93 | Petroleum Liquids | 1.2 | Commercial Non-CHP
56231 | DeKalb Medical Center-Hillandale | 01 | Petroleum Liquids | 0.8 | Commercial Non-CHP
56231 | DeKalb Medical Center-Hillandale | 02 | Petroleum Liquids | 0.8 | Commercial Non-CHP
1443 | Louis Doc Bonin | 1 | Natural Gas Steam Turbine | 53.9 | Electric Utility
1443 | Louis Doc Bonin | 2 | Natural Gas Steam Turbine | 100 | Electric Utility
1443 | Louis Doc Bonin | 3 | Natural Gas Steam Turbine | 187 | Electric Utility
56108 | T J Labbe Electric Generating | U-1 | Natural Gas Fired Combustion Turbine | 50.4 | Electric Utility
56108 | T J Labbe Electric Generating | U-2 | Natural Gas Fired Combustion Turbine | 50.4 | Electric Utility
56283 | Hargis-Hebert Electric Generating | U-1 | Natural Gas Fired Combustion Turbine | 50.4 | Electric Utility
56283 | Hargis-Hebert Electric Generating | U-2 | Natural Gas Fired Combustion Turbine | 50.4 | Electric Utility
55052 | Jameson Gas Processing Plant | 620 | Natural Gas Internal Combustion Engine | 0.4 | Industrial Non-CHP
55052 | Jameson Gas Processing Plant | 621 | Natural Gas Internal Combustion Engine | 0.4 | Industrial Non-CHP
55052 | Jameson Gas Processing Plant | 622 | Natural Gas Internal Combustion Engine | 0.5 | Industrial Non-CHP
6789 | St Stephen | 1 | Conventional Hydroelectric | 28 | Electric Utility
6789 | St Stephen | 2 | Conventional Hydroelectric | 28 | Electric Utility
6789 | St Stephen | 3 | Conventional Hydroelectric | 28 | Electric Utility
10195 | CF Industries Yazoo City Complex | EXIS | Natural Gas Fired Combustion Turbine | 25 | Industrial CHP
56160 | Mendota Hills, LLC | GEN1 | Onshore Wind Turbine | 50.4 | IPP Non-CHP
56211 | Sweetwater Wind 1 LLC | SW1 | Onshore Wind Turbine | 37.5 | IPP Non-CHP
56212 | Sweetwater Wind 2 LLC | SW2 | Onshore Wind Turbine | 91.5 | IPP Non-CHP
56293 | Caprock Wind Farm | 1 | Onshore Wind Turbine | 60 | IPP Non-CHP
56293 | Caprock Wind Farm | 2 | Onshore Wind Turbine | 20 | IPP Non-CHP
56295 | Kumeyaay Wind | 1 | Onshore Wind Turbine | 50 | IPP Non-CHP
56297 | Crescent Ridge | 1 | Onshore Wind Turbine | 53 | IPP Non-CHP
56299 | Wind Park Bear Creek | 1 | Onshore Wind Turbine | 24 | IPP Non-CHP
56300 | Jersey-Atlantic Wind Farm | 1 | Onshore Wind Turbine | 7.5 | IPP Non-CHP
56311 | Sweetwater Wind 3 LLC | SW3 | Onshore Wind Turbine | 135 | IPP Non-CHP
56336 | Aragonne Wind LLC | 1 | Onshore Wind Turbine | 90 | IPP Non-CHP
56337 | Sweetwater Wind 4 LLC | SW4 | Onshore Wind Turbine | 241 | IPP Non-CHP
56371 | Cedar Creek Wind | 1 | Onshore Wind Turbine | 300.5 | IPP Non-CHP
56372 | Sweetwater Wind 5 | SW5 | Onshore Wind Turbine | 80.5 | IPP Non-CHP
56446 | Buena Vista Energy LLC | 1 | Onshore Wind Turbine | 38 | IPP Non-CHP
56450 | GSG LLC | 1 | Onshore Wind Turbine | 80 | IPP Non-CHP
56451 | Allegheny Ridge Wind Farm | 1 | Onshore Wind Turbine | 80 | IPP Non-CHP
10611 | Georgia-Pacific Palatka Operations | GEN2 | Natural Gas Steam Turbine | 9.7 | Industrial CHP
10611 | Georgia-Pacific Palatka Operations | GEN4 | Wood/Wood Waste Biomass | 47.8 | Industrial CHP
10611 | Georgia-Pacific Palatka Operations | GEN8 | Wood/Wood Waste Biomass | 32 | Industrial CHP
10612 | Georgia-Pacific Port Hudson | GEN1 | Wood/Wood Waste Biomass | 67.7 | Industrial CHP
10612 | Georgia-Pacific Port Hudson | GEN2 | Petroleum Coke | 60 | Industrial CHP
56309 | Trigen St. Louis | CT-1 | Natural Gas Fired Combined Cycle | 7.8 | IPP CHP
56309 | Trigen St. Louis | CT-2 | Natural Gas Fired Combined Cycle | 7.8 | IPP CHP
56309 | Trigen St. Louis | IC-1 | Petroleum Liquids | 1.2 | IPP CHP
56309 | Trigen St. Louis | ST-3 | Natural Gas Fired Combined Cycle | 18.2 | IPP CHP
56309 | Trigen St. Louis | ST-4 | Natural Gas Steam Turbine | 1.5 | IPP CHP
56309 | Trigen St. Louis | ST-5 | Natural Gas Steam Turbine | 1.5 | IPP CHP
50765 | Stillwater Facility | 1 | Solar Photovoltaic | 22 | IPP Non-CHP
50765 | Stillwater Facility | 1-1 | Geothermal | 11.8 | IPP Non-CHP
50765 | Stillwater Facility | 1-2 | Geothermal | 11.8 | IPP Non-CHP
50765 | Stillwater Facility | 2-1 | Geothermal | 11.8 | IPP Non-CHP
50765 | Stillwater Facility | 2-2 | Geothermal | 11.8 | IPP Non-CHP
10233 | Leaf River Cellulose LLC | GEN1 | Wood/Wood Waste Biomass | 25.2 | Industrial CHP
10233 | Leaf River Cellulose LLC | GEN2 | Wood/Wood Waste Biomass | 25.2 | Industrial CHP
56313 | Coleman Falls | CGH2 | Conventional Hydroelectric | 0.5 | Industrial Non-CHP
56313 | Coleman Falls | CGH3 | Conventional Hydroelectric | 0.5 | Industrial Non-CHP
56313 | Coleman Falls | CHG1 | Conventional Hydroelectric | 0.5 | Industrial Non-CHP
56314 | Holcomb Rock | HG1 | Conventional Hydroelectric | 0.6 | Industrial Non-CHP
56314 | Holcomb Rock | HG2 | Conventional Hydroelectric | 0.6 | Industrial Non-CHP
56314 | Holcomb Rock | HG3 | Conventional Hydroelectric | 0.6 | Industrial Non-CHP
54131 | Fortistar North Tonawanda | GEN1 | Natural Gas Fired Combined Cycle | 38.3 | IPP CHP
54131 | Fortistar North Tonawanda | GEN2 | Natural Gas Fired Combined Cycle | 17 | IPP CHP
56317 | Raft River Geothermal Power Plant | 1 | Geothermal | 18 | IPP Non-CHP
58022 | Neal Hot Springs Geothermal Project | NHS1 | Geothermal | 11 | IPP Non-CHP
58022 | Neal Hot Springs Geothermal Project | NHS2 | Geothermal | 11 | IPP Non-CHP
58022 | Neal Hot Springs Geothermal Project | NHS3 | Geothermal | 11 | IPP Non-CHP
56318 | Fauquier Landfill Gas | 1 | Landfill Gas | 1 | IPP Non-CHP
56318 | Fauquier Landfill Gas | 2 | Landfill Gas | 1 | IPP Non-CHP
55177 | South Point Energy Center | A | Natural Gas Fired Combined Cycle | 236 | IPP Non-CHP
55177 | South Point Energy Center | B | Natural Gas Fired Combined Cycle | 236 | IPP Non-CHP
55177 | South Point Energy Center | ST1 | Natural Gas Fired Combined Cycle | 236 | IPP Non-CHP
56323 | Modern Innovative Energy LLC | GEN1 | Landfill Gas | 1.6 | IPP Non-CHP
56323 | Modern Innovative Energy LLC | GEN2 | Landfill Gas | 1.6 | IPP Non-CHP
56323 | Modern Innovative Energy LLC | GEN3 | Landfill Gas | 1.6 | IPP Non-CHP
56323 | Modern Innovative Energy LLC | GEN4 | Landfill Gas | 1.6 | IPP Non-CHP
56324 | Colonie LFGTE Facility | GEN1 | Landfill Gas | 1.6 | IPP Non-CHP
56324 | Colonie LFGTE Facility | GEN2 | Landfill Gas | 1.6 | IPP Non-CHP
56324 | Colonie LFGTE Facility | GEN3 | Landfill Gas | 1.6 | IPP Non-CHP
56958 | DANC LFGTE Facility | GEN1 | Landfill Gas | 1.6 | IPP Non-CHP
56958 | DANC LFGTE Facility | GEN2 | Landfill Gas | 1.6 | IPP Non-CHP
56958 | DANC LFGTE Facility | GEN3 | Landfill Gas | 1.6 | IPP Non-CHP
56958 | DANC LFGTE Facility | GEN4 | Landfill Gas | 1.6 | IPP Non-CHP
56986 | Clinton LFGTE Facility | GEN1 | Landfill Gas | 1.6 | IPP Non-CHP
56986 | Clinton LFGTE Facility | GEN2 | Landfill Gas | 1.6 | IPP Non-CHP
56986 | Clinton LFGTE Facility | GEN3 | Landfill Gas | 1.6 | IPP Non-CHP
56986 | Clinton LFGTE Facility | GEN4 | Landfill Gas | 1.6 | IPP Non-CHP
56987 | Hyland LFGTE Facility | GEN1 | Landfill Gas | 1.6 | IPP Non-CHP
56987 | Hyland LFGTE Facility | GEN2 | Landfill Gas | 1.6 | IPP Non-CHP
56987 | Hyland LFGTE Facility | GEN3 | Landfill Gas | 1.6 | IPP Non-CHP
57003 | Fulton LFGTE Facility | GEN1 | Landfill Gas | 1.6 | IPP Non-CHP
57003 | Fulton LFGTE Facility | GEN2 | Landfill Gas | 1.6 | IPP Non-CHP
57186 | Chautauqua LFGTE Facility | GEN1 | Landfill Gas | 1.6 | IPP Non-CHP
57186 | Chautauqua LFGTE Facility | GEN2 | Landfill Gas | 1.6 | IPP Non-CHP
57186 | Chautauqua LFGTE Facility | GEN3 | Landfill Gas | 1.6 | IPP Non-CHP
57186 | Chautauqua LFGTE Facility | GEN4 | Landfill Gas | 1.6 | IPP Non-CHP
57186 | Chautauqua LFGTE Facility | GEN5 | Landfill Gas | 1.6 | IPP Non-CHP
57186 | Chautauqua LFGTE Facility | GEN6 | Landfill Gas | 1.6 | IPP Non-CHP
58295 | SREC Bath LFGTE | GEN1 | Landfill Gas | 1.6 | IPP Non-CHP
58295 | SREC Bath LFGTE | GEN2 | Landfill Gas | 1.6 | IPP Non-CHP
10099 | Pedricktown Cogeneration Company LP | GEN1 | Natural Gas Fired Combined Cycle | 92.1 | IPP Non-CHP
10099 | Pedricktown Cogeneration Company LP | GEN2 | Natural Gas Fired Combined Cycle | 42.4 | IPP Non-CHP
6020 | Perry | 1 | Nuclear | 1311.6 | IPP Non-CHP
6040 | Beaver Valley | 1 | Nuclear | 923.4 | IPP Non-CHP
6040 | Beaver Valley | 2 | Nuclear | 923.4 | IPP Non-CHP
6149 | Davis Besse | 1 | Nuclear | 925.2 | IPP Non-CHP
55253 | Crete Energy Venture LLC | GT1 | Natural Gas Fired Combustion Turbine | 89 | IPP Non-CHP
55253 | Crete Energy Venture LLC | GT2 | Natural Gas Fired Combustion Turbine | 89 | IPP Non-CHP
55253 | Crete Energy Venture LLC | GT3 | Natural Gas Fired Combustion Turbine | 89 | IPP Non-CHP
55253 | Crete Energy Venture LLC | GT4 | Natural Gas Fired Combustion Turbine | 89 | IPP Non-CHP
7138 | Forked River | 1 | Natural Gas Fired Combustion Turbine | 38.4 | IPP Non-CHP
7138 | Forked River | 2 | Natural Gas Fired Combustion Turbine | 38.4 | IPP Non-CHP
50498 | Capital District Energy Center | GTG | Natural Gas Fired Combined Cycle | 44.1 | IPP CHP
50498 | Capital District Energy Center | STG | Natural Gas Fired Combined Cycle | 34.1 | IPP CHP
1567 | Deep Creek | 1 | Conventional Hydroelectric | 10 | IPP Non-CHP
1567 | Deep Creek | 2 | Conventional Hydroelectric | 10 | IPP Non-CHP
3124 | Piney | 1 | Conventional Hydroelectric | 10 | IPP Non-CHP
3124 | Piney | 2 | Conventional Hydroelectric | 10 | IPP Non-CHP
3124 | Piney | 3 | Conventional Hydroelectric | 10 | IPP Non-CHP
50062 | San Joaquin Cogen | GEN1 | Natural Gas Fired Combustion Turbine | 46 | IPP Non-CHP
3437 | Eagle Pass | 1 | Conventional Hydroelectric | 3.2 | IPP Non-CHP
3437 | Eagle Pass | 2 | Conventional Hydroelectric | 3.2 | IPP Non-CHP
3437 | Eagle Pass | 3 | Conventional Hydroelectric | 3.2 | IPP Non-CHP
56290 | Maple Ridge Wind Farm | 1 | Onshore Wind Turbine | 137 | IPP Non-CHP
56290 | Maple Ridge Wind Farm | 1A | Onshore Wind Turbine | 61 | IPP Non-CHP
56290 | Maple Ridge Wind Farm | 2 | Onshore Wind Turbine | 33 | IPP Non-CHP
56290 | Maple Ridge Wind Farm | 3 | Onshore Wind Turbine | 91 | IPP Non-CHP
56333 | Gauley River Power Partners | GEN1 | Conventional Hydroelectric | 40 | IPP Non-CHP
56333 | Gauley River Power Partners | GEN2 | Conventional Hydroelectric | 40 | IPP Non-CHP
56358 | Western Renewable Energy | 1 | Wood/Wood Waste Biomass | 3 | IPP Non-CHP
55242 | Santa Rosa Energy Center | CT01 | Natural Gas Fired Combined Cycle | 200 | IPP CHP
55242 | Santa Rosa Energy Center | ST01 | Natural Gas Fired Combined Cycle | 74.5 | IPP CHP
55412 | Osprey Energy Center Power Plant | OEC1 | Natural Gas Fired Combined Cycle | 192.1 | IPP Non-CHP
55412 | Osprey Energy Center Power Plant | OEC2 | Natural Gas Fired Combined Cycle | 192.1 | IPP Non-CHP
55412 | Osprey Energy Center Power Plant | OECS | Natural Gas Fired Combined Cycle | 260 | IPP Non-CHP
10049 | Little Mac Project | 1 | Conventional Hydroelectric | 0.3 | IPP Non-CHP
10049 | Little Mac Project | 2 | Conventional Hydroelectric | 0.4 | IPP Non-CHP
10049 | Little Mac Project | 3 | Conventional Hydroelectric | 0.4 | IPP Non-CHP
10049 | Little Mac Project | 4 | Conventional Hydroelectric | 0.4 | IPP Non-CHP
50109 | Paris Energy Center | GEN1 | Natural Gas Fired Combined Cycle | 80 | IPP Non-CHP
50109 | Paris Energy Center | GEN2 | Natural Gas Fired Combined Cycle | 80 | IPP Non-CHP
50109 | Paris Energy Center | GEN3 | Natural Gas Fired Combined Cycle | 90 | IPP Non-CHP
55067 | MPEA Energy Center | GEN1 | Natural Gas Fired Combustion Turbine | 1.1 | IPP CHP
55067 | MPEA Energy Center | GEN2 | Natural Gas Fired Combustion Turbine | 1.1 | IPP CHP
55067 | MPEA Energy Center | GEN3 | Natural Gas Fired Combustion Turbine | 1.1 | IPP CHP
55067 | MPEA Energy Center | GEN4 | Petroleum Liquids | 2 | IPP CHP
55067 | MPEA Energy Center | GEN5 | Petroleum Liquids | 2 | IPP CHP
55067 | MPEA Energy Center | GEN6 | Petroleum Liquids | 2 | IPP CHP
10167 | Seadrift Coke LP | GEN1 | Petroleum Coke | 7.6 | Industrial CHP
56335 | Blue Canyon Windpower II | EW2 | Onshore Wind Turbine | 151 | IPP Non-CHP
56338 | High Trail Wind Farm LLC | 1 | Onshore Wind Turbine | 198 | IPP Non-CHP
56346 | Bear Valley Power Plant | ICE1 | Natural Gas Internal Combustion Engine | 1.2 | Electric Utility
56346 | Bear Valley Power Plant | ICE2 | Natural Gas Internal Combustion Engine | 1.2 | Electric Utility
56346 | Bear Valley Power Plant | ICE3 | Natural Gas Internal Combustion Engine | 1.2 | Electric Utility
56346 | Bear Valley Power Plant | ICE4 | Natural Gas Internal Combustion Engine | 1.2 | Electric Utility
56346 | Bear Valley Power Plant | ICE5 | Natural Gas Internal Combustion Engine | 1.2 | Electric Utility
56346 | Bear Valley Power Plant | ICE6 | Natural Gas Internal Combustion Engine | 1.2 | Electric Utility
56346 | Bear Valley Power Plant | ICE7 | Natural Gas Internal Combustion Engine | 1.2 | Electric Utility
50751 | Southeast Kern River Cogen | GTG1 | Natural Gas Fired Combustion Turbine | 24 | Industrial CHP
50751 | Southeast Kern River Cogen | GTG2 | Natural Gas Fired Combustion Turbine | 3.4 | Industrial CHP
50751 | Southeast Kern River Cogen | GTG3 | Natural Gas Fired Combustion Turbine | 3.4 | Industrial CHP
52076 | McKittrick Cogen | UNIT1 | Natural Gas Fired Combustion Turbine | 6 | Industrial CHP
52076 | McKittrick Cogen | UNIT2 | Natural Gas Fired Combustion Turbine | 6 | Industrial CHP
52078 | North Midway Cogen | GEN7 | Natural Gas Fired Combustion Turbine | 3.5 | Industrial CHP
52078 | North Midway Cogen | GEN8 | Natural Gas Fired Combustion Turbine | 3.5 | Industrial CHP
52078 | North Midway Cogen | GEN9 | Natural Gas Fired Combustion Turbine | 3.5 | Industrial CHP
52081 | Cymric 31X Cogen | TG1 | Natural Gas Fired Combustion Turbine | 3.4 | Industrial CHP
52081 | Cymric 31X Cogen | TG2 | Natural Gas Fired Combustion Turbine | 3.4 | Industrial CHP
52082 | Cymric 6Z Cogen | TG1 | Natural Gas Fired Combustion Turbine | 3.4 | Industrial CHP
52082 | Cymric 6Z Cogen | TG2 | Natural Gas Fired Combustion Turbine | 3.4 | Industrial CHP
52083 | Coalinga 6C Cogen | TG1 | Natural Gas Fired Combustion Turbine | 3.4 | Industrial CHP
52083 | Coalinga 6C Cogen | TG2 | Natural Gas Fired Combustion Turbine | 3.4 | Industrial CHP
52085 | Taft 26C Cogen | TG1 | Natural Gas Fired Combustion Turbine | 3.1 | Industrial CHP
52085 | Taft 26C Cogen | TG2 | Natural Gas Fired Combustion Turbine | 3.1 | Industrial CHP
52085 | Taft 26C Cogen | TG3 | Natural Gas Fired Combustion Turbine | 3.1 | Industrial CHP
52085 | Taft 26C Cogen | TG4 | Natural Gas Fired Combustion Turbine | 3.1 | Industrial CHP
52086 | Coalinga 25D Cogen | TG1 | Natural Gas Fired Combustion Turbine | 3.4 | Industrial CHP
52086 | Coalinga 25D Cogen | TG2 | Natural Gas Fired Combustion Turbine | 3.4 | Industrial CHP
52086 | Coalinga 25D Cogen | TG3 | Natural Gas Fired Combustion Turbine | 3.4 | Industrial CHP
52086 | Coalinga 25D Cogen | TG4 | Natural Gas Fired Combustion Turbine | 3.4 | Industrial CHP
52104 | Cymric 36W Cogen | GEN1 | Natural Gas Fired Combustion Turbine | 3.1 | Industrial CHP
52104 | Cymric 36W Cogen | GEN2 | Natural Gas Fired Combustion Turbine | 3.1 | Industrial CHP
52104 | Cymric 36W Cogen | GEN3 | Natural Gas Fired Combustion Turbine | 3.1 | Industrial CHP
52104 | Cymric 36W Cogen | GEN4 | Natural Gas Fired Combustion Turbine | 3.1 | Industrial CHP
52107 | Kern River Eastridge Cogen | 101A | Natural Gas Fired Combustion Turbine | 24.4 | Industrial CHP
52107 | Kern River Eastridge Cogen | 101B | Natural Gas Fired Combustion Turbine | 24.4 | Industrial CHP
56357 | FPL Energy Burleigh County Wind | GE | Onshore Wind Turbine | 18 | IPP Non-CHP
56357 | FPL Energy Burleigh County Wind | GE15 | Onshore Wind Turbine | 31.5 | IPP Non-CHP
54308 | Three Forks Water Power Project | 1 | Conventional Hydroelectric | 1.3 | IPP Non-CHP
55561 | Tsar Nicholas LLC | TN30 | Onshore Wind Turbine | 1.9 | IPP Non-CHP
55562 | Sun River LLC | SU30 | Onshore Wind Turbine | 1.9 | IPP Non-CHP
55563 | Julia Hills LLC | JH30 | Onshore Wind Turbine | 1.9 | IPP Non-CHP
55564 | Jessica Mills LLC | JM30 | Onshore Wind Turbine | 1.9 | IPP Non-CHP
55565 | Jack River LLC | JR30 | Onshore Wind Turbine | 1.9 | IPP Non-CHP
55566 | Autumn Hills LLC | AH30 | Onshore Wind Turbine | 1.9 | IPP Non-CHP
55567 | Winters Spawn LLC | WS30 | Onshore Wind Turbine | 1.9 | IPP Non-CHP
55568 | Twin Lake Hills LLC | TL30 | Onshore Wind Turbine | 1.9 | IPP Non-CHP
55569 | Spartan Hills LLC | SH30 | Onshore Wind Turbine | 1.9 | IPP Non-CHP
55570 | Soliloquoy Ridge LLC | SR30 | Onshore Wind Turbine | 1.9 | IPP Non-CHP
55571 | Ruthton Ridge LLC | RR30 | Onshore Wind Turbine | 1.9 | IPP Non-CHP
55572 | Hope Creek LLC | HC30 | Onshore Wind Turbine | 1.9 | IPP Non-CHP
55573 | Hadley Ridge LLC | HR30 | Onshore Wind Turbine | 1.9 | IPP Non-CHP
55574 | Florence Hills LLC | FH30 | Onshore Wind Turbine | 1.9 | IPP Non-CHP
55576 | Agassiz Beach LLC | AB30 | Onshore Wind Turbine | 1.9 | IPP Non-CHP
50299 | Ripon Mill | GEN1 | Natural Gas Fired Combustion Turbine | 49.5 | IPP CHP
50300 | San Gabriel Facility | GEN1 | Natural Gas Fired Combustion Turbine | 46 | IPP CHP
54098 | Kaukauna Paper Mill | GEN1 | Wood/Wood Waste Biomass | 6 | Industrial CHP
54098 | Kaukauna Paper Mill | GEN2 | Wood/Wood Waste Biomass | 11 | Industrial CHP
54098 | Kaukauna Paper Mill | GEN3 | Wood/Wood Waste Biomass | 15.6 | Industrial CHP
54098 | Kaukauna Paper Mill | GEN4 | Conventional Steam Coal | 12 | Industrial CHP
10425 | International Paper - Orange | TG | Wood/Wood Waste Biomass | 48 | Industrial CHP
55216 | Morris Cogeneration LLC | STG1 | Natural Gas Fired Combined Cycle | 62 | IPP CHP
55216 | Morris Cogeneration LLC | UNT1 | Natural Gas Fired Combined Cycle | 39 | IPP CHP
55216 | Morris Cogeneration LLC | UNT2 | Natural Gas Fired Combined Cycle | 39 | IPP CHP
55216 | Morris Cogeneration LLC | UNT3 | Natural Gas Fired Combined Cycle | 39 | IPP CHP
56395 | Mesquite Wind Power LLC | 1 | Onshore Wind Turbine | 200 | IPP Non-CHP
56483 | Post Oak Wind LLC | 1 | Onshore Wind Turbine | 200 | IPP Non-CHP
8004 | Fife Brook | GEN1 | Conventional Hydroelectric | 11.2 | IPP Non-CHP
8005 | Bear Swamp | GEN1 | Hydroelectric Pumped Storage | 300 | IPP Non-CHP
8005 | Bear Swamp | GEN2 | Hydroelectric Pumped Storage | 300 | IPP Non-CHP
10154 | Chocolate Bayou Works | GEN1 | Natural Gas Fired Combustion Turbine | 41 | Industrial CHP
1359 | Mother Ann Lee | 1 | Conventional Hydroelectric | 0.7 | IPP Non-CHP
1359 | Mother Ann Lee | 2 | Conventional Hydroelectric | 0.7 | IPP Non-CHP
1359 | Mother Ann Lee | 3 | Conventional Hydroelectric | 0.7 | IPP Non-CHP
50127 | CCI Signal Hill LLC | GTA | Natural Gas Fired Combined Cycle | 20 | IPP Non-CHP
50127 | CCI Signal Hill LLC | GTB | Natural Gas Fired Combined Cycle | 20 | IPP Non-CHP
50127 | CCI Signal Hill LLC | GTC | Natural Gas Fired Combined Cycle | 20 | IPP Non-CHP
50127 | CCI Signal Hill LLC | STD | Natural Gas Fired Combined Cycle | 20 | IPP Non-CHP
10491 | Mead Rumford Cogen | 3STG | Petroleum Liquids | 12.5 | Industrial CHP
10495 | Rumford Cogeneration | GEN1 | Conventional Steam Coal | 102.6 | IPP CHP
10052 | Fairhaven Power | GEN1 | Wood/Wood Waste Biomass | 18.8 | IPP Non-CHP
56408 | Agriwind LLC | AWND1 | Onshore Wind Turbine | 8.4 | IPP Non-CHP
56409 | Stahl Wind Energy | 1 | Onshore Wind Turbine | 1.7 | IPP Non-CHP
56410 | Carstensen Wind | 1 | Onshore Wind Turbine | 1.7 | IPP Non-CHP
56411 | Northern Lights Wind LLC | 1 | Onshore Wind Turbine | 1.7 | IPP Non-CHP
56412 | Lucky Wind | 1 | Onshore Wind Turbine | 1.7 | IPP Non-CHP
56413 | Greenback Energy | 1 | Onshore Wind Turbine | 1.7 | IPP Non-CHP
55380 | Union Power Partners LP | CTG1 | Natural Gas Fired Combined Cycle | 176 | IPP Non-CHP
55380 | Union Power Partners LP | CTG2 | Natural Gas Fired Combined Cycle | 176 | IPP Non-CHP
55380 | Union Power Partners LP | CTG3 | Natural Gas Fired Combined Cycle | 176 | IPP Non-CHP
55380 | Union Power Partners LP | CTG4 | Natural Gas Fired Combined Cycle | 176 | IPP Non-CHP
55380 | Union Power Partners LP | CTG5 | Natural Gas Fired Combined Cycle | 176 | IPP Non-CHP
55380 | Union Power Partners LP | CTG6 | Natural Gas Fired Combined Cycle | 176 | IPP Non-CHP
55380 | Union Power Partners LP | CTG7 | Natural Gas Fired Combined Cycle | 176 | IPP Non-CHP
55380 | Union Power Partners LP | CTG8 | Natural Gas Fired Combined Cycle | 176 | IPP Non-CHP
55380 | Union Power Partners LP | STG1 | Natural Gas Fired Combined Cycle | 255 | IPP Non-CHP
55380 | Union Power Partners LP | STG2 | Natural Gas Fired Combined Cycle | 255 | IPP Non-CHP
55380 | Union Power Partners LP | STG3 | Natural Gas Fired Combined Cycle | 255 | IPP Non-CHP
55380 | Union Power Partners LP | STG4 | Natural Gas Fired Combined Cycle | 255 | IPP Non-CHP
56573 | FPL Energy Oliver Wind II LLC | 2 | Onshore Wind Turbine | 48 | IPP Non-CHP
56416 | Michigan Wind 1 LLC | 1 | Onshore Wind Turbine | 69 | IPP Non-CHP
260 | Dynegy Moss Landing Power Plant | 6 | Natural Gas Steam Turbine | 702 | IPP Non-CHP
260 | Dynegy Moss Landing Power Plant | 7 | Natural Gas Steam Turbine | 702 | IPP Non-CHP
260 | Dynegy Moss Landing Power Plant | CT1A | Natural Gas Fired Combined Cycle | 233 | IPP Non-CHP
260 | Dynegy Moss Landing Power Plant | CT1B | Natural Gas Fired Combined Cycle | 233 | IPP Non-CHP
260 | Dynegy Moss Landing Power Plant | CT2A | Natural Gas Fired Combined Cycle | 233 | IPP Non-CHP
260 | Dynegy Moss Landing Power Plant | CT2B | Natural Gas Fired Combined Cycle | 233 | IPP Non-CHP
260 | Dynegy Moss Landing Power Plant | ST1 | Natural Gas Fired Combined Cycle | 233 | IPP Non-CHP
260 | Dynegy Moss Landing Power Plant | ST2 | Natural Gas Fired Combined Cycle | 233 | IPP Non-CHP
6211 | Dynegy Oakland Power Plant | GEN1 | Petroleum Liquids | 74.5 | IPP Non-CHP
6211 | Dynegy Oakland Power Plant | GEN2 | Petroleum Liquids | 74.5 | IPP Non-CHP
6211 | Dynegy Oakland Power Plant | GEN3 | Petroleum Liquids | 74.5 | IPP Non-CHP
10836 | Woodland Biomass Power Ltd | GEN1 | Wood/Wood Waste Biomass | 28 | IPP Non-CHP
56417 | Westchester Gas Recovery | W1 | Landfill Gas | 1.8 | IPP Non-CHP
56417 | Westchester Gas Recovery | W2 | Landfill Gas | 1.8 | IPP Non-CHP
56418 | Des Plaines Gas Recovery | DP1 | Landfill Gas | 1.8 | IPP Non-CHP
56418 | Des Plaines Gas Recovery | DP2 | Landfill Gas | 1.8 | IPP Non-CHP
56419 | Beecher Gas Recovery | B1 | Landfill Gas | 1.1 | IPP Non-CHP
56419 | Beecher Gas Recovery | B2 | Landfill Gas | 1.1 | IPP Non-CHP
56419 | Beecher Gas Recovery | B3 | Landfill Gas | 1.1 | IPP Non-CHP
54827 | Wailuku River Hydroelectric | 8101 | Conventional Hydroelectric | 5.2 | IPP Non-CHP
54827 | Wailuku River Hydroelectric | 8102 | Conventional Hydroelectric | 5.2 | IPP Non-CHP
55166 | Broad River Energy Center | CT01 | Natural Gas Fired Combustion Turbine | 197 | IPP Non-CHP
55166 | Broad River Energy Center | CT02 | Natural Gas Fired Combustion Turbine | 197 | IPP Non-CHP
55166 | Broad River Energy Center | CT03 | Natural Gas Fired Combustion Turbine | 197 | IPP Non-CHP
55166 | Broad River Energy Center | CT04 | Natural Gas Fired Combustion Turbine | 197 | IPP Non-CHP
55166 | Broad River Energy Center | CT05 | Natural Gas Fired Combustion Turbine | 197 | IPP Non-CHP
56426 | Ameresco Chicopee Energy | UNIT4 | Landfill Gas | 2.1 | IPP Non-CHP
56426 | Ameresco Chicopee Energy | Unit1 | Landfill Gas | 1.9 | IPP Non-CHP
56426 | Ameresco Chicopee Energy | Unit2 | Landfill Gas | 1.9 | IPP Non-CHP
56426 | Ameresco Chicopee Energy | Unit3 | Landfill Gas | 1.9 | IPP Non-CHP
56427 | Ameresco Janesville | Unit1 | Landfill Gas | 1 | IPP Non-CHP
56427 | Ameresco Janesville | Unit2 | Landfill Gas | 1 | IPP Non-CHP
56427 | Ameresco Janesville | Unit3 | Landfill Gas | 1 | IPP Non-CHP
56428 | Ameresco Santa Cruz Energy | Unit1 | Landfill Gas | 1 | IPP Non-CHP
56428 | Ameresco Santa Cruz Energy | Unit2 | Landfill Gas | 1 | IPP Non-CHP
56428 | Ameresco Santa Cruz Energy | Unit3 | Landfill Gas | 1 | IPP Non-CHP
56429 | Ameresco Delaware South | 1 | Landfill Gas | 1 | IPP Non-CHP
56429 | Ameresco Delaware South | 2 | Landfill Gas | 1 | IPP Non-CHP
56429 | Ameresco Delaware South | 3 | Landfill Gas | 1 | IPP Non-CHP
56429 | Ameresco Delaware South | 4 | Landfill Gas | 1 | IPP Non-CHP
56429 | Ameresco Delaware South | 5 | Landfill Gas | 1 | IPP Non-CHP
56430 | Ameresco Delaware Central | 1C | Landfill Gas | 1 | IPP Non-CHP
56430 | Ameresco Delaware Central | 2C | Landfill Gas | 1 | IPP Non-CHP
56430 | Ameresco Delaware Central | 3C | Landfill Gas | 1 | IPP Non-CHP
56430 | Ameresco Delaware Central | 4C | Landfill Gas | 1 | IPP Non-CHP
56430 | Ameresco Delaware Central | 5C | Landfill Gas | 1 | IPP Non-CHP
55298 | Fairless Energy Center | CT1A | Natural Gas Fired Combined Cycle | 198.9 | IPP Non-CHP
55298 | Fairless Energy Center | CT1B | Natural Gas Fired Combined Cycle | 198.9 | IPP Non-CHP
55298 | Fairless Energy Center | CT2A | Natural Gas Fired Combined Cycle | 198.9 | IPP Non-CHP
55298 | Fairless Energy Center | CT2B | Natural Gas Fired Combined Cycle | 198.9 | IPP Non-CHP
55298 | Fairless Energy Center | ST1 | Natural Gas Fired Combined Cycle | 271.2 | IPP Non-CHP
55298 | Fairless Energy Center | ST2 | Natural Gas Fired Combined Cycle | 271.2 | IPP Non-CHP
56424 | Mower County Wind Energy Center | 1 | Onshore Wind Turbine | 98.9 | IPP Non-CHP
55100 | Rumford Power, Inc | UNT1 | Natural Gas Fired Combined Cycle | 179.4 | IPP Non-CHP
55100 | Rumford Power, Inc | UNT2 | Natural Gas Fired Combined Cycle | 95.1 | IPP Non-CHP
51026 | Ryegate Power Station | GEN1 | Wood/Wood Waste Biomass | 21.5 | IPP Non-CHP
50774 | Telogia Power | GEN1 | Wood/Wood Waste Biomass | 14 | IPP Non-CHP
50404 | BP Chemicals Green Lake Plant | TG2 | All Other | 15 | Industrial CHP
50404 | BP Chemicals Green Lake Plant | TG3 | All Other | 23.8 | Industrial CHP
54573 | Wappinger Falls Hydroelectric | 1 | Conventional Hydroelectric | 1 | IPP Non-CHP
54573 | Wappinger Falls Hydroelectric | 2 | Conventional Hydroelectric | 1 | IPP Non-CHP
54630 | American Gypsum Cogeneration | D-1 | Petroleum Liquids | 1.6 | Industrial CHP
54630 | American Gypsum Cogeneration | D-2 | Petroleum Liquids | 1.6 | Industrial CHP
54630 | American Gypsum Cogeneration | T-1 | Natural Gas Fired Combustion Turbine | 2.8 | Industrial CHP
54630 | American Gypsum Cogeneration | T-2 | Natural Gas Fired Combustion Turbine | 3.6 | Industrial CHP
50564 | New Milford Gas Recovery | GEN2 | Landfill Gas | 0.8 | IPP Non-CHP
50564 | New Milford Gas Recovery | GEN3 | Landfill Gas | 0.8 | IPP Non-CHP
50564 | New Milford Gas Recovery | GEN4 | Landfill Gas | 0.8 | IPP Non-CHP
50565 | Monroe Livingston Gas Recovery | GEN1 | Landfill Gas | 0.8 | IPP Non-CHP
50565 | Monroe Livingston Gas Recovery | GEN2 | Landfill Gas | 0.8 | IPP Non-CHP
50568 | High Acres Gas Recovery | GEN1 | Landfill Gas | 0.8 | IPP Non-CHP
50568 | High Acres Gas Recovery | GEN2 | Landfill Gas | 0.8 | IPP Non-CHP
50568 | High Acres Gas Recovery | GEN3 | Landfill Gas | 0.8 | IPP Non-CHP
50568 | High Acres Gas Recovery | GEN4 | Landfill Gas | 0.8 | IPP Non-CHP
50568 | High Acres Gas Recovery | GEN5 | Landfill Gas | 1.6 | IPP Non-CHP
50568 | High Acres Gas Recovery | GEN6 | Landfill Gas | 1.6 | IPP Non-CHP
50568 | High Acres Gas Recovery | GEN7 | Landfill Gas | 1.6 | IPP Non-CHP
50568 | High Acres Gas Recovery | GEN8 | Landfill Gas | 1.6 | IPP Non-CHP
50569 | DFW Gas Recovery | GEN1 | Landfill Gas | 3 | IPP Non-CHP
50569 | DFW Gas Recovery | GEN2 | Landfill Gas | 3 | IPP Non-CHP
50569 | DFW Gas Recovery | GEN3 | Landfill Gas | 1.6 | IPP Non-CHP
50569 | DFW Gas Recovery | GEN4 | Landfill Gas | 1.6 | IPP Non-CHP
50569 | DFW Gas Recovery | GEN5 | Landfill Gas | 1.6 | IPP Non-CHP
50569 | DFW Gas Recovery | GEN6 | Landfill Gas | 1.6 | IPP Non-CHP
50570 | Chestnut Ridge Gas Recovery | GEN1 | Landfill Gas | 0.8 | IPP Non-CHP
50570 | Chestnut Ridge Gas Recovery | GEN2 | Landfill Gas | 0.8 | IPP Non-CHP
50570 | Chestnut Ridge Gas Recovery | GEN3 | Landfill Gas | 0.8 | IPP Non-CHP
50570 | Chestnut Ridge Gas Recovery | GEN4 | Landfill Gas | 0.8 | IPP Non-CHP
50570 | Chestnut Ridge Gas Recovery | GEN5 | Landfill Gas | 1.6 | IPP Non-CHP
50571 | Altamont Gas Recovery | GEN1 | Landfill Gas | 3 | IPP Non-CHP
50571 | Altamont Gas Recovery | GEN2 | Landfill Gas | 3 | IPP Non-CHP
50571 | Altamont Gas Recovery | GEN3 | Landfill Gas | 1.3 | IPP Non-CHP
50571 | Altamont Gas Recovery | GEN4 | Landfill Gas | 1.3 | IPP Non-CHP
50572 | CSL Gas Recovery | GEN1 | Landfill Gas | 3 | IPP Non-CHP
50572 | CSL Gas Recovery | GEN2 | Landfill Gas | 3 | IPP Non-CHP
50572 | CSL Gas Recovery | GEN3 | Landfill Gas | 3 | IPP Non-CHP
50572 | CSL Gas Recovery | GEN4 | Landfill Gas | 2.2 | IPP Non-CHP
50576 | Metro Gas Recovery | GEN1 | Landfill Gas | 3 | IPP Non-CHP
50576 | Metro Gas Recovery | GEN2 | Landfill Gas | 3 | IPP Non-CHP
50576 | Metro Gas Recovery | GEN3 | Landfill Gas | 0.8 | IPP Non-CHP
50576 | Metro Gas Recovery | GEN4 | Landfill Gas | 0.8 | IPP Non-CHP
50576 | Metro Gas Recovery | GEN5 | Landfill Gas | 0.8 | IPP Non-CHP
50576 | Metro Gas Recovery | GEN6 | Landfill Gas | 0.8 | IPP Non-CHP
50577 | Omega Hills Gas Recovery | GEN1 | Landfill Gas | 3 | IPP Non-CHP
50577 | Omega Hills Gas Recovery | GEN2 | Landfill Gas | 3 | IPP Non-CHP
50577 | Omega Hills Gas Recovery | GEN3 | Landfill Gas | 3.3 | IPP Non-CHP
50577 | Omega Hills Gas Recovery | GEN5 | Landfill Gas | 3.3 | IPP Non-CHP
50578 | Stowe Power Production Plant | GEN2 | Landfill Gas | 3 | IPP Non-CHP
54033 | Wheelabrator North Broward | GEN1 | Municipal Solid Waste | 67.6 | IPP Non-CHP
54392 | BJ Gas Recovery | GEN1 | Landfill Gas | 0.8 | IPP Non-CHP
54392 | BJ Gas Recovery | GEN3 | Landfill Gas | 0.8 | IPP Non-CHP
54539 | Venice Resources Gas Recovery | GEN1 | Landfill Gas | 0.8 | IPP Non-CHP
54539 | Venice Resources Gas Recovery | GEN2 | Landfill Gas | 0.8 | IPP Non-CHP
54661 | Pheasant Run Landfill Gas Recovery | GE10 | Landfill Gas | 0.8 | IPP Non-CHP
54661 | Pheasant Run Landfill Gas Recovery | GE11 | Landfill Gas | 0.8 | IPP Non-CHP
54661 | Pheasant Run Landfill Gas Recovery | GEN1 | Landfill Gas | 0.8 | IPP Non-CHP
54661 | Pheasant Run Landfill Gas Recovery | GEN2 | Landfill Gas | 0.8 | IPP Non-CHP
54661 | Pheasant Run Landfill Gas Recovery | GEN3 | Landfill Gas | 0.8 | IPP Non-CHP
54661 | Pheasant Run Landfill Gas Recovery | GEN4 | Landfill Gas | 0.8 | IPP Non-CHP
54661 | Pheasant Run Landfill Gas Recovery | GEN5 | Landfill Gas | 0.8 | IPP Non-CHP
54661 | Pheasant Run Landfill Gas Recovery | GEN6 | Landfill Gas | 0.8 | IPP Non-CHP
54661 | Pheasant Run Landfill Gas Recovery | GEN7 | Landfill Gas | 0.8 | IPP Non-CHP
54661 | Pheasant Run Landfill Gas Recovery | GEN8 | Landfill Gas | 0.8 | IPP Non-CHP
54661 | Pheasant Run Landfill Gas Recovery | GEN9 | Landfill Gas | 0.8 | IPP Non-CHP
54663 | Turnkey Landfill Gas Recovery | GEN1 | Landfill Gas | 0.8 | IPP Non-CHP
54663 | Turnkey Landfill Gas Recovery | GEN2 | Landfill Gas | 0.8 | IPP Non-CHP
54663 | Turnkey Landfill Gas Recovery | GEN3 | Landfill Gas | 0.8 | IPP Non-CHP
54663 | Turnkey Landfill Gas Recovery | GEN4 | Landfill Gas | 0.8 | IPP Non-CHP
54663 | Turnkey Landfill Gas Recovery | GEN5 | Landfill Gas | 3 | IPP Non-CHP
54663 | Turnkey Landfill Gas Recovery | GEN6 | Landfill Gas | 3 | IPP Non-CHP
54700 | Metro Methane Recovery Facility | GEN1 | Landfill Gas | 0.8 | IPP Non-CHP
54700 | Metro Methane Recovery Facility | GEN10 | Landfill Gas | 1.6 | IPP Non-CHP
54700 | Metro Methane Recovery Facility | GEN11 | Landfill Gas | 1.6 | IPP Non-CHP
54700 | Metro Methane Recovery Facility | GEN12 | Landfill Gas | 1.6 | IPP Non-CHP
54700 | Metro Methane Recovery Facility | GEN2 | Landfill Gas | 0.8 | IPP Non-CHP
54700 | Metro Methane Recovery Facility | GEN3 | Landfill Gas | 0.8 | IPP Non-CHP
54700 | Metro Methane Recovery Facility | GEN4 | Landfill Gas | 0.8 | IPP Non-CHP
54700 | Metro Methane Recovery Facility | GEN5 | Landfill Gas | 0.8 | IPP Non-CHP
54700 | Metro Methane Recovery Facility | GEN6 | Landfill Gas | 0.8 | IPP Non-CHP
54700 | Metro Methane Recovery Facility | GEN7 | Landfill Gas | 0.8 | IPP Non-CHP
54700 | Metro Methane Recovery Facility | GEN8 | Landfill Gas | 0.8 | IPP Non-CHP
54939 | EKS Landfill | UNT1 | Landfill Gas | 1.6 | IPP Non-CHP
54939 | EKS Landfill | UNT2 | Landfill Gas | 1.6 | IPP Non-CHP
54939 | EKS Landfill | UNT4 | Landfill Gas | 1.6 | IPP Non-CHP
55074 | Lakeview Gas Recovery | GEN1 | Landfill Gas | 3 | IPP Non-CHP
55074 | Lakeview Gas Recovery | GEN2 | Landfill Gas | 3 | IPP Non-CHP
55925 | Ridgeview | GEN1 | Landfill Gas | 0.8 | IPP Non-CHP
55925 | Ridgeview | GEN2 | Landfill Gas | 0.8 | IPP Non-CHP
55925 | Ridgeview | GEN3 | Landfill Gas | 0.8 | IPP Non-CHP
55925 | Ridgeview | GEN4 | Landfill Gas | 0.8 | IPP Non-CHP
55925 | Ridgeview | GEN5 | Landfill Gas | 0.8 | IPP Non-CHP
55925 | Ridgeview | GEN6 | Landfill Gas | 0.8 | IPP Non-CHP
55925 | Ridgeview | GEN7 | Landfill Gas | 0.8 | IPP Non-CHP
55925 | Ridgeview | GEN8 | Landfill Gas | 0.8 | IPP Non-CHP
56069 | Berlin Landfill Gas | 1 | Landfill Gas | 0.8 | IPP Non-CHP
56069 | Berlin Landfill Gas | 2 | Landfill Gas | 0.8 | IPP Non-CHP
56069 | Berlin Landfill Gas | 3 | Landfill Gas | 0.8 | IPP Non-CHP
56520 | Deertrack Park Gas Recovery | GEN1 | Landfill Gas | 0.8 | IPP Non-CHP
56520 | Deertrack Park Gas Recovery | GEN2 | Landfill Gas | 0.8 | IPP Non-CHP
56520 | Deertrack Park Gas Recovery | GEN3 | Landfill Gas | 0.8 | IPP Non-CHP
56520 | Deertrack Park Gas Recovery | GEN4 | Landfill Gas | 0.8 | IPP Non-CHP
56520 | Deertrack Park Gas Recovery | GEN5 | Landfill Gas | 0.8 | IPP Non-CHP
56520 | Deertrack Park Gas Recovery | GEN6 | Landfill Gas | 0.8 | IPP Non-CHP
56520 | Deertrack Park Gas Recovery | GEN7 | Landfill Gas | 0.8 | IPP Non-CHP
56520 | Deertrack Park Gas Recovery | GEN8 | Landfill Gas | 0.8 | IPP Non-CHP
56521 | Lake Mills Gas Recovery | GEN1 | Landfill Gas | 0.8 | IPP Non-CHP
56521 | Lake Mills Gas Recovery | GEN2 | Landfill Gas | 0.8 | IPP Non-CHP
56521 | Lake Mills Gas Recovery | GEN3 | Landfill Gas | 0.8 | IPP Non-CHP
56521 | Lake Mills Gas Recovery | GEN4 | Landfill Gas | 0.8 | IPP Non-CHP
56521 | Lake Mills Gas Recovery | GEN5 | Landfill Gas | 0.8 | IPP Non-CHP
56521 | Lake Mills Gas Recovery | GEN6 | Landfill Gas | 0.8 | IPP Non-CHP
56522 | Springhill Gas Recovery Plant | GEN1 | Landfill Gas | 0.8 | IPP Non-CHP
56522 | Springhill Gas Recovery Plant | GEN2 | Landfill Gas | 0.8 | IPP Non-CHP
56522 | Springhill Gas Recovery Plant | GEN3 | Landfill Gas | 0.8 | IPP Non-CHP
56522 | Springhill Gas Recovery Plant | GEN4 | Landfill Gas | 0.8 | IPP Non-CHP
56522 | Springhill Gas Recovery Plant | GEN5 | Landfill Gas | 0.8 | IPP Non-CHP
56522 | Springhill Gas Recovery Plant | GEN6 | Landfill Gas | 0.8 | IPP Non-CHP
56523 | Two Pine Landfill Gas Recovery | GEN1 | Landfill Gas | 0.8 | IPP Non-CHP
56523 | Two Pine Landfill Gas Recovery | GEN2 | Landfill Gas | 0.8 | IPP Non-CHP
56523 | Two Pine Landfill Gas Recovery | GEN3 | Landfill Gas | 0.8 | IPP Non-CHP
56523 | Two Pine Landfill Gas Recovery | GEN4 | Landfill Gas | 0.8 | IPP Non-CHP
56523 | Two Pine Landfill Gas Recovery | GEN5 | Landfill Gas | 0.8 | IPP Non-CHP
56523 | Two Pine Landfill Gas Recovery | GEN6 | Landfill Gas | 0.8 | IPP Non-CHP
56524 | Austin Gas Recovery | GEN1 | Landfill Gas | 1.6 | IPP Non-CHP
56524 | Austin Gas Recovery | GEN2 | Landfill Gas | 1.6 | IPP Non-CHP
56524 | Austin Gas Recovery | GEN3 | Landfill Gas | 1.6 | IPP Non-CHP
56524 | Austin Gas Recovery | GEN4 | Landfill Gas | 1.6 | IPP Non-CHP
56525 | Timberline Trail Gas Recovery | GEN1 | Landfill Gas | 0.8 | IPP Non-CHP
56525 | Timberline Trail Gas Recovery | GEN2 | Landfill Gas | 0.8 | IPP Non-CHP
56525 | Timberline Trail Gas Recovery | GEN3 | Landfill Gas | 0.8 | IPP Non-CHP
56525 | Timberline Trail Gas Recovery | GEN4 | Landfill Gas | 0.8 | IPP Non-CHP
56525 | Timberline Trail Gas Recovery | GEN5 | Landfill Gas | 0.8 | IPP Non-CHP
56526 | Chaffee Gas Recovery | GEN1 | Landfill Gas | 0.8 | IPP Non-CHP
56526 | Chaffee Gas Recovery | GEN2 | Landfill Gas | 0.8 | IPP Non-CHP
56526 | Chaffee Gas Recovery | GEN3 | Landfill Gas | 0.8 | IPP Non-CHP
56526 | Chaffee Gas Recovery | GEN4 | Landfill Gas | 0.8 | IPP Non-CHP
56526 | Chaffee Gas Recovery | GEN5 | Landfill Gas | 0.8 | IPP Non-CHP
56526 | Chaffee Gas Recovery | GEN6 | Landfill Gas | 0.8 | IPP Non-CHP
56526 | Chaffee Gas Recovery | GEN7 | Landfill Gas | 0.8 | IPP Non-CHP
56526 | Chaffee Gas Recovery | GEN8 | Landfill Gas | 0.8 | IPP Non-CHP
56527 | Fitchburg Gas Recovery | GEN1 | Landfill Gas | 1.6 | IPP Non-CHP
56527 | Fitchburg Gas Recovery | GEN2 | Landfill Gas | 1.6 | IPP Non-CHP
56527 | Fitchburg Gas Recovery | GEN3 | Landfill Gas | 1.6 | IPP Non-CHP
56528 | Skyline Gas Recovery | GEN1 | Landfill Gas | 1.6 | IPP Non-CHP
56528 | Skyline Gas Recovery | GEN2 | Landfill Gas | 1.6 | IPP Non-CHP
56528 | Skyline Gas Recovery | GEN3 | Landfill Gas | 1.6 | IPP Non-CHP
56528 | Skyline Gas Recovery | GEN4 | Landfill Gas | 1.6 | IPP Non-CHP
56529 | Five Oaks Gas Recovery | GEN1 | Landfill Gas | 0.8 | IPP Non-CHP
56529 | Five Oaks Gas Recovery | GEN2 | Landfill Gas | 0.8 | IPP Non-CHP
56529 | Five Oaks Gas Recovery | GEN3 | Landfill Gas | 0.8 | IPP Non-CHP
56529 | Five Oaks Gas Recovery | GEN4 | Landfill Gas | 0.8 | IPP Non-CHP
56530 | DADS Gas Recovery | GEN1 | Landfill Gas | 0.8 | IPP Non-CHP
56530 | DADS Gas Recovery | GEN2 | Landfill Gas | 0.8 | IPP Non-CHP
56530 | DADS Gas Recovery | GEN3 | Landfill Gas | 0.8 | IPP Non-CHP
56530 | DADS Gas Recovery | GEN4 | Landfill Gas | 0.8 | IPP Non-CHP
56531 | Waste Management Bethel LFGTE | GEN1 | Landfill Gas | 0.8 | IPP Non-CHP
56531 | Waste Management Bethel LFGTE | GEN2 | Landfill Gas | 0.8 | IPP Non-CHP
56531 | Waste Management Bethel LFGTE | GEN3 | Landfill Gas | 0.8 | IPP Non-CHP
56531 | Waste Management Bethel LFGTE | GEN4 | Landfill Gas | 0.8 | IPP Non-CHP
56531 | Waste Management Bethel LFGTE | GEN5 | Landfill Gas | 0.8 | IPP Non-CHP
56531 | Waste Management Bethel LFGTE | GEN6 | Landfill Gas | 0.8 | IPP Non-CHP
57014 | Waste Management Arden LFGTE | GEN1 | Landfill Gas | 0.8 | IPP Non-CHP
57014 | Waste Management Arden LFGTE | GEN2 | Landfill Gas | 0.8 | IPP Non-CHP
57014 | Waste Management Arden LFGTE | GEN3 | Landfill Gas | 0.8 | IPP Non-CHP
57014 | Waste Management Arden LFGTE | GEN4 | Landfill Gas | 0.8 | IPP Non-CHP
57014 | Waste Management Arden LFGTE | GEN5 | Landfill Gas | 0.8 | IPP Non-CHP
57014 | Waste Management Arden LFGTE | GEN6 | Landfill Gas | 0.8 | IPP Non-CHP
57015 | Waste Management Columbia Ridge LFGTE | GEN1 | Landfill Gas | 0.8 | IPP Non-CHP
57015 | Waste Management Columbia Ridge LFGTE | GEN10 | Landfill Gas | 1.6 | IPP Non-CHP
57015 | Waste Management Columbia Ridge LFGTE | GEN11 | Landfill Gas | 1.6 | IPP Non-CHP
57015 | Waste Management Columbia Ridge LFGTE | GEN12 | Landfill Gas | 1.6 | IPP Non-CHP
57015 | Waste Management Columbia Ridge LFGTE | GEN2 | Landfill Gas | 0.8 | IPP Non-CHP
57015 | Waste Management Columbia Ridge LFGTE | GEN3 | Landfill Gas | 0.8 | IPP Non-CHP
57015 | Waste Management Columbia Ridge LFGTE | GEN4 | Landfill Gas | 0.8 | IPP Non-CHP
57015 | Waste Management Columbia Ridge LFGTE | GEN5 | Landfill Gas | 0.8 | IPP Non-CHP
57015 | Waste Management Columbia Ridge LFGTE | GEN6 | Landfill Gas | 0.8 | IPP Non-CHP
57015 | Waste Management Columbia Ridge LFGTE | GEN7 | Landfill Gas | 0.8 | IPP Non-CHP
57015 | Waste Management Columbia Ridge LFGTE | GEN8 | Landfill Gas | 0.8 | IPP Non-CHP
57015 | Waste Management Columbia Ridge LFGTE | GEN9 | Landfill Gas | 1.6 | IPP Non-CHP
57016 | Waste Management Crossroads LFGTE | GEN1 | Landfill Gas | 1.6 | IPP Non-CHP
57016 | Waste Management Crossroads LFGTE | GEN2 | Landfill Gas | 1.6 | IPP Non-CHP
57017 | Spruce Ridge Gas Recovery | GEN1 | Landfill Gas | 0.8 | IPP Non-CHP
57017 | Spruce Ridge Gas Recovery | GEN2 | Landfill Gas | 0.8 | IPP Non-CHP
57017 | Spruce Ridge Gas Recovery | GEN3 | Landfill Gas | 0.8 | IPP Non-CHP
57017 | Spruce Ridge Gas Recovery | GEN4 | Landfill Gas | 0.8 | IPP Non-CHP
57018 | Waste Management Middle Peninsula LFGTE | GEN1 | Landfill Gas | 0.8 | IPP Non-CHP
57018 | Waste Management Middle Peninsula LFGTE | GEN2 | Landfill Gas | 0.8 | IPP Non-CHP
57018 | Waste Management Middle Peninsula LFGTE | GEN3 | Landfill Gas | 0.8 | IPP Non-CHP
57018 | Waste Management Middle Peninsula LFGTE | GEN4 | Landfill Gas | 0.8 | IPP Non-CHP
57018 | Waste Management Middle Peninsula LFGTE | GEN5 | Landfill Gas | 0.8 | IPP Non-CHP
57018 | Waste Management Middle Peninsula LFGTE | GEN6 | Landfill Gas | 0.8 | IPP Non-CHP
57018 | Waste Management Middle Peninsula LFGTE | GEN7 | Landfill Gas | 0.8 | IPP Non-CHP
57018 | Waste Management Middle Peninsula LFGTE | GEN8 | Landfill Gas | 0.8 | IPP Non-CHP
57019 | Riverbend Landfill | GEN1 | Landfill Gas | 0.8 | IPP Non-CHP
57019 | Riverbend Landfill | GEN2 | Landfill Gas | 0.8 | IPP Non-CHP
57019 | Riverbend Landfill | GEN3 | Landfill Gas | 0.8 | IPP Non-CHP
57019 | Riverbend Landfill | GEN4 | Landfill Gas | 0.8 | IPP Non-CHP
57019 | Riverbend Landfill | GEN5 | Landfill Gas | 0.8 | IPP Non-CHP
57019 | Riverbend Landfill | GEN6 | Landfill Gas | 0.8 | IPP Non-CHP
57020 | Westside Landfill Gas Recovery | GEN1 | Landfill Gas | 1.6 | IPP Non-CHP
57020 | Westside Landfill Gas Recovery | GEN2 | Landfill Gas | 1.6 | IPP Non-CHP
57020 | Westside Landfill Gas Recovery | GEN3 | Landfill Gas | 1.6 | IPP Non-CHP
57021 | Waste Management Madison County LFGTE | GEN1 | Landfill Gas | 1.6 | IPP Non-CHP
57022 | Waste Management King George LFGTE | GEN1 | Landfill Gas | 3.3 | IPP Non-CHP
57022 | Waste Management King George LFGTE | GEN2 | Landfill Gas | 3.3 | IPP Non-CHP
57022 | Waste Management King George LFGTE | GEN3 | Landfill Gas | 3.3 | IPP Non-CHP
57022 | Waste Management King George LFGTE | GEN4 | Landfill Gas | 3.3 | IPP Non-CHP
57023 | Waste Management Rolling Meadows LFGTE | GEN1 | Landfill Gas | 0.8 | IPP Non-CHP
57023 | Waste Management Rolling Meadows LFGTE | GEN2 | Landfill Gas | 0.8 | IPP Non-CHP
57023 | Waste Management Rolling Meadows LFGTE | GEN3 | Landfill Gas | 0.8 | IPP Non-CHP
57023 | Waste Management Rolling Meadows LFGTE | GEN4 | Landfill Gas | 0.8 | IPP Non-CHP
57023 | Waste Management Rolling Meadows LFGTE | GEN5 | Landfill Gas | 0.8 | IPP Non-CHP
57023 | Waste Management Rolling Meadows LFGTE | GEN6 | Landfill Gas | 0.8 | IPP Non-CHP
57023 | Waste Management Rolling Meadows LFGTE | GEN7 | Landfill Gas | 0.8 | IPP Non-CHP
57024 | Waste Management Northern Oaks LFGTE | GEN1 | Landfill Gas | 1.6 | IPP Non-CHP
57025 | Waste Management Eco Vista LFGTE | GEN1 | Landfill Gas | 0.8 | IPP Non-CHP
57025 | Waste Management Eco Vista LFGTE | GEN2 | Landfill Gas | 0.8 | IPP Non-CHP
57025 | Waste Management Eco Vista LFGTE | GEN3 | Landfill Gas | 0.8 | IPP Non-CHP
57025 | Waste Management Eco Vista LFGTE | GEN4 | Landfill Gas | 0.8 | IPP Non-CHP
57025 | Waste Management Eco Vista LFGTE | GEN5 | Landfill Gas | 0.8 | IPP Non-CHP
57026 | Superior Landfill Gas Recovery | GEN 5 | Landfill Gas | 0.8 | IPP Non-CHP
57026 | Superior Landfill Gas Recovery | GEN1 | Landfill Gas | 0.8 | IPP Non-CHP
57026 | Superior Landfill Gas Recovery | GEN2 | Landfill Gas | 0.8 | IPP Non-CHP
57026 | Superior Landfill Gas Recovery | GEN3 | Landfill Gas | 0.8 | IPP Non-CHP
57026 | Superior Landfill Gas Recovery | GEN4 | Landfill Gas | 0.8 | IPP Non-CHP
57026 | Superior Landfill Gas Recovery | GEN6 | Landfill Gas | 0.8 | IPP Non-CHP
57026 | Superior Landfill Gas Recovery | GEN7 | Landfill Gas | 0.8 | IPP Non-CHP
57026 | Superior Landfill Gas Recovery | GEN8 | Landfill Gas | 0.8 | IPP Non-CHP
57165 | Farmers Branch Renewable Energy Facility | GEN1 | Landfill Gas | 1.6 | IPP Non-CHP
57165 | Farmers Branch Renewable Energy Facility | GEN2 | Landfill Gas | 1.6 | IPP Non-CHP
57166 | Waste Management Lockwood LFGTE | GEN1 | Landfill Gas | 1.6 | IPP Non-CHP
57166 | Waste Management Lockwood LFGTE | GEN2 | Landfill Gas | 1.6 | IPP Non-CHP
57167 | Mesquite Creek LFGTE Project | GEN1 | Landfill Gas | 1.6 | IPP Non-CHP
57167 | Mesquite Creek LFGTE Project | GEN2 | Landfill Gas | 1.6 | IPP Non-CHP
57168 | Waste Management Naples LFGTE Project | GEN1 | Landfill Gas | 0.8 | IPP Non-CHP
57168 | Waste Management Naples LFGTE Project | GEN2 | Landfill Gas | 0.8 | IPP Non-CHP
57168 | Waste Management Naples LFGTE Project | GEN3 | Landfill Gas | 0.8 | IPP Non-CHP
57168 | Waste Management Naples LFGTE Project | GEN4 | Landfill Gas | 0.8 | IPP Non-CHP
57168 | Waste Management Naples LFGTE Project | GEN5 | Landfill Gas | 0.8 | IPP Non-CHP
57169 | Waste Management Piedmont LFGTE Project | GEN1 | Landfill Gas | 0.8 | IPP Non-CHP
57169 | Waste Management Piedmont LFGTE Project | GEN2 | Landfill Gas | 0.8 | IPP Non-CHP
57169 | Waste Management Piedmont LFGTE Project | GEN3 | Landfill Gas | 0.8 | IPP Non-CHP
57170 | Suburban Landfill Gas Recovery | GEN1 | Landfill Gas | 0.8 | IPP Non-CHP
57170 | Suburban Landfill Gas Recovery | GEN2 | Landfill Gas | 0.8 | IPP Non-CHP
57170 | Suburban Landfill Gas Recovery | GEN3 | Landfill Gas | 0.8 | IPP Non-CHP
57170 | Suburban Landfill Gas Recovery | GEN4 | Landfill Gas | 0.8 | IPP Non-CHP
57170 | Suburban Landfill Gas Recovery | GEN5 | Landfill Gas | 0.8 | IPP Non-CHP
57170 | Suburban Landfill Gas Recovery | GEN6 | Landfill Gas | 0.8 | IPP Non-CHP
57170 | Suburban Landfill Gas Recovery | GEN7 | Landfill Gas | 0.8 | IPP Non-CHP
57403 | Northwest Regional | GEN1 | Landfill Gas | 1.6 | IPP Non-CHP
57403 | Northwest Regional | GEN2 | Landfill Gas | 1.6 | IPP Non-CHP
57404 | Oneida Herkimer | GEN1 | Landfill Gas | 1.6 | IPP Non-CHP
57404 | Oneida Herkimer | GEN2 | Landfill Gas | 1.6 | IPP Non-CHP
57405 | Eagle Valley (MI) | GEN1 | Landfill Gas | 1.6 | IPP Non-CHP
57405 | Eagle Valley (MI) | GEN2 | Landfill Gas | 1.6 | IPP Non-CHP
57406 | Prairie View IL | GEN1 | Landfill Gas | 1.6 | IPP Non-CHP
57406 | Prairie View IL | GEN2 | Landfill Gas | 1.6 | IPP Non-CHP
57406 | Prairie View IL | GEN3 | Landfill Gas | 1.6 | IPP Non-CHP
57408 | Prairie Bluff | GEN1 | Landfill Gas | 1.6 | IPP Non-CHP
57409 | West Camden | GEN1 | Landfill Gas | 1.6 | IPP Non-CHP
57409 | West Camden | GEN2 | Landfill Gas | 1.6 | IPP Non-CHP
57409 | West Camden | GEN3 | Landfill Gas | 1.6 | IPP Non-CHP
57410 | Geneva | GEN1 | Landfill Gas | 0.8 | IPP Non-CHP
57410 | Geneva | GEN2 | Landfill Gas | 0.8 | IPP Non-CHP
57410 | Geneva | GEN3 | Landfill Gas | 0.8 | IPP Non-CHP
57410 | Geneva | GEN4 | Landfill Gas | 0.8 | IPP Non-CHP
57410 | Geneva | GEN5 | Landfill Gas | 0.8 | IPP Non-CHP
57411 | Mahoning | GEN1 | Landfill Gas | 0.8 | IPP Non-CHP
57411 | Mahoning | GEN2 | Landfill Gas | 0.8 | IPP Non-CHP
57411 | Mahoning | GEN3 | Landfill Gas | 0.8 | IPP Non-CHP
57411 | Mahoning | GEN4 | Landfill Gas | 0.8 | IPP Non-CHP
57411 | Mahoning | GEN5 | Landfill Gas | 0.8 | IPP Non-CHP
57443 | Pine Tree Acres WM LFGTE | GEN1 | Landfill Gas | 1.6 | IPP Non-CHP
57443 | Pine Tree Acres WM LFGTE | GEN2 | Landfill Gas | 1.6 | IPP Non-CHP
57443 | Pine Tree Acres WM LFGTE | GEN3 | Landfill Gas | 1.6 | IPP Non-CHP
57443 | Pine Tree Acres WM LFGTE | GEN4 | Landfill Gas | 1.6 | IPP Non-CHP
57443 | Pine Tree Acres WM LFGTE | GEN5 | Landfill Gas | 1.6 | IPP Non-CHP
57443 | Pine Tree Acres WM LFGTE | GEN6 | Landfill Gas | 1.6 | IPP Non-CHP
57443 | Pine Tree Acres WM LFGTE | GEN7 | Landfill Gas | 1.6 | IPP Non-CHP
57443 | Pine Tree Acres WM LFGTE | GEN8 | Landfill Gas | 1.6 | IPP Non-CHP
58250 | Tullytown | GEN1 | Landfill Gas | 1.6 | IPP Non-CHP
50563 | Settlers Hill Gas Recovery | GEN1 | Landfill Gas | 3 | IPP Non-CHP
50563 | Settlers Hill Gas Recovery | GEN2 | Landfill Gas | 3 | IPP Non-CHP
50566 | Milam Gas Recovery | GEN1 | Landfill Gas | 0.8 | IPP Non-CHP
50566 | Milam Gas Recovery | GEN2 | Landfill Gas | 0.8 | IPP Non-CHP
50566 | Milam Gas Recovery | GEN3 | Landfill Gas | 0.8 | IPP Non-CHP
50573 | CID Gas Recovery | GEN2 | Landfill Gas | 3 | IPP Non-CHP
50575 | Lake Gas Recovery | GEN2 | Landfill Gas | 3 | IPP Non-CHP
50575 | Lake Gas Recovery | GEN3 | Landfill Gas | 3 | IPP Non-CHP
50721 | Tazewell Gas Recovery | GEN1 | Landfill Gas | 0.8 | IPP Non-CHP
50721 | Tazewell Gas Recovery | GEN2 | Landfill Gas | 0.8 | IPP Non-CHP
50721 | Tazewell Gas Recovery | GEN3 | Landfill Gas | 0.8 | IPP Non-CHP
54659 | Kankakee Gas Recovery | GEN1 | Landfill Gas | 0.8 | IPP Non-CHP
54659 | Kankakee Gas Recovery | GEN2 | Landfill Gas | 0.8 | IPP Non-CHP
54662 | Woodland Landfill Gas Recovery | GEN1 | Landfill Gas | 0.8 | IPP Non-CHP
54662 | Woodland Landfill Gas Recovery | GEN2 | Landfill Gas | 0.8 | IPP Non-CHP
54662 | Woodland Landfill Gas Recovery | GEN3 | Landfill Gas | 1.6 | IPP Non-CHP
54662 | Woodland Landfill Gas Recovery | GEN4 | Landfill Gas | 1.6 | IPP Non-CHP
55014 | Greene Valley Gas Recovery | GEN1 | Landfill Gas | 3.3 | IPP Non-CHP
55014 | Greene Valley Gas Recovery | GEN2 | Landfill Gas | 3.3 | IPP Non-CHP
56308 | Fossil Gulch | 1 | Onshore Wind Turbine | 10.5 | IPP Non-CHP
2494 | Gowanus Gas Turbines Generating | GT11 | Petroleum Liquids | 20 | IPP Non-CHP
2494 | Gowanus Gas Turbines Generating | GT12 | Petroleum Liquids | 20 | IPP Non-CHP
2494 | Gowanus Gas Turbines Generating | GT13 | Petroleum Liquids | 20 | IPP Non-CHP
2494 | Gowanus Gas Turbines Generating | GT14 | Petroleum Liquids | 20 | IPP Non-CHP
2494 | Gowanus Gas Turbines Generating | GT15 | Petroleum Liquids | 20 | IPP Non-CHP
2494 | Gowanus Gas Turbines Generating | GT16 | Petroleum Liquids | 20 | IPP Non-CHP
2494 | Gowanus Gas Turbines Generating | GT17 | Petroleum Liquids | 20 | IPP Non-CHP
2494 | Gowanus Gas Turbines Generating | GT18 | Petroleum Liquids | 20 | IPP Non-CHP
2494 | Gowanus Gas Turbines Generating | GT21 | Natural Gas Fired Combustion Turbine | 20 | IPP Non-CHP
2494 | Gowanus Gas Turbines Generating | GT22 | Natural Gas Fired Combustion Turbine | 20 | IPP Non-CHP
2494 | Gowanus Gas Turbines Generating | GT23 | Natural Gas Fired Combustion Turbine | 20 | IPP Non-CHP
2494 | Gowanus Gas Turbines Generating | GT24 | Natural Gas Fired Combustion Turbine | 20 | IPP Non-CHP
2494 | Gowanus Gas Turbines Generating | GT25 | Natural Gas Fired Combustion Turbine | 20 | IPP Non-CHP
2494 | Gowanus Gas Turbines Generating | GT26 | Natural Gas Fired Combustion Turbine | 20 | IPP Non-CHP
2494 | Gowanus Gas Turbines Generating | GT27 | Natural Gas Fired Combustion Turbine | 20 | IPP Non-CHP
2494 | Gowanus Gas Turbines Generating | GT28 | Natural Gas Fired Combustion Turbine | 20 | IPP Non-CHP
2494 | Gowanus Gas Turbines Generating | GT31 | Natural Gas Fired Combustion Turbine | 20 | IPP Non-CHP
2494 | Gowanus Gas Turbines Generating | GT32 | Natural Gas Fired Combustion Turbine | 20 | IPP Non-CHP
2494 | Gowanus Gas Turbines Generating | GT33 | Natural Gas Fired Combustion Turbine | 20 | IPP Non-CHP
2494 | Gowanus Gas Turbines Generating | GT34 | Natural Gas Fired Combustion Turbine | 20 | IPP Non-CHP
2494 | Gowanus Gas Turbines Generating | GT35 | Natural Gas Fired Combustion Turbine | 20 | IPP Non-CHP
2494 | Gowanus Gas Turbines Generating | GT36 | Natural Gas Fired Combustion Turbine | 20 | IPP Non-CHP
2494 | Gowanus Gas Turbines Generating | GT37 | Natural Gas Fired Combustion Turbine | 20 | IPP Non-CHP
2494 | Gowanus Gas Turbines Generating | GT38 | Natural Gas Fired Combustion Turbine | 20 | IPP Non-CHP
2494 | Gowanus Gas Turbines Generating | GT41 | Petroleum Liquids | 20 | IPP Non-CHP
2494 | Gowanus Gas Turbines Generating | GT42 | Petroleum Liquids | 20 | IPP Non-CHP
2494 | Gowanus Gas Turbines Generating | GT43 | Petroleum Liquids | 20 | IPP Non-CHP
2494 | Gowanus Gas Turbines Generating | GT44 | Petroleum Liquids | 20 | IPP Non-CHP
2494 | Gowanus Gas Turbines Generating | GT45 | Petroleum Liquids | 20 | IPP Non-CHP
2494 | Gowanus Gas Turbines Generating | GT46 | Petroleum Liquids | 20 | IPP Non-CHP
2494 | Gowanus Gas Turbines Generating | GT47 | Petroleum Liquids | 20 | IPP Non-CHP
2494 | Gowanus Gas Turbines Generating | GT48 | Petroleum Liquids | 20 | IPP Non-CHP
2499 | Narrows Gas Turbines Generating | NT11 | Natural Gas Fired Combustion Turbine | 22 | IPP Non-CHP
2499 | Narrows Gas Turbines Generating | NT12 | Natural Gas Fired Combustion Turbine | 22 | IPP Non-CHP
2499 | Narrows Gas Turbines Generating | NT13 | Natural Gas Fired Combustion Turbine | 22 | IPP Non-CHP
2499 | Narrows Gas Turbines Generating | NT14 | Natural Gas Fired Combustion Turbine | 22 | IPP Non-CHP
2499 | Narrows Gas Turbines Generating | NT15 | Natural Gas Fired Combustion Turbine | 22 | IPP Non-CHP
2499 | Narrows Gas Turbines Generating | NT16 | Natural Gas Fired Combustion Turbine | 22 | IPP Non-CHP
2499 | Narrows Gas Turbines Generating | NT17 | Natural Gas Fired Combustion Turbine | 22 | IPP Non-CHP
2499 | Narrows Gas Turbines Generating | NT18 | Natural Gas Fired Combustion Turbine | 22 | IPP Non-CHP
2499 | Narrows Gas Turbines Generating | NT21 | Natural Gas Fired Combustion Turbine | 22 | IPP Non-CHP
2499 | Narrows Gas Turbines Generating | NT22 | Natural Gas Fired Combustion Turbine | 22 | IPP Non-CHP
2499 | Narrows Gas Turbines Generating | NT23 | Natural Gas Fired Combustion Turbine | 22 | IPP Non-CHP
2499 | Narrows Gas Turbines Generating | NT24 | Natural Gas Fired Combustion Turbine | 22 | IPP Non-CHP
2499 | Narrows Gas Turbines Generating | NT25 | Natural Gas Fired Combustion Turbine | 22 | IPP Non-CHP
2499 | Narrows Gas Turbines Generating | NT26 | Natural Gas Fired Combustion Turbine | 22 | IPP Non-CHP
2499 | Narrows Gas Turbines Generating | NT27 | Natural Gas Fired Combustion Turbine | 22 | IPP Non-CHP
2499 | Narrows Gas Turbines Generating | NT28 | Natural Gas Fired Combustion Turbine | 22 | IPP Non-CHP
8906 | Astoria Generating Station | 1 | Natural Gas Fired Combustion Turbine | 15 | IPP Non-CHP
8906 | Astoria Generating Station | 2 | Natural Gas Steam Turbine | 180 | IPP Non-CHP
8906 | Astoria Generating Station | 3 | Natural Gas Steam Turbine | 376 | IPP Non-CHP
8906 | Astoria Generating Station | 4 | Natural Gas Steam Turbine | 387 | IPP Non-CHP
8906 | Astoria Generating Station | ST5 | Natural Gas Steam Turbine | 387 | IPP Non-CHP
56457 | Post Wind Farm LP | 1 | Onshore Wind Turbine | 84 | IPP Non-CHP
50620 | Flambeau River Papers | GEN1 | Wood/Wood Waste Biomass | 5.7 | Industrial CHP
56461 | Dry Creek LFG to Energy Project | DC1 | Landfill Gas | 1.6 | Commercial Non-CHP
56461 | Dry Creek LFG to Energy Project | DC2 | Landfill Gas | 1.6 | Commercial Non-CHP
10244 | P H Glatfelter Co -Chillicothe Facility | T-10 | Wood/Wood Waste Biomass | 10.6 | Industrial CHP
10244 | P H Glatfelter Co -Chillicothe Facility | T-11 | Wood/Wood Waste Biomass | 24 | Industrial CHP
10244 | P H Glatfelter Co -Chillicothe Facility | T-12 | Wood/Wood Waste Biomass | 31 | Industrial CHP
10244 | P H Glatfelter Co -Chillicothe Facility | T-13 | Conventional Steam Coal | 27.2 | Industrial CHP
3130 | Seward (PA) | FB1 | Conventional Steam Coal | 585 | IPP Non-CHP
55237 | Energy Shelby County | CTG1 | Natural Gas Fired Combustion Turbine | 60.5 | IPP Non-CHP
55237 | Energy Shelby County | CTG2 | Natural Gas Fired Combustion Turbine | 60.5 | IPP Non-CHP
55237 | Energy Shelby County | CTG3 | Natural Gas Fired Combustion Turbine | 60.5 | IPP Non-CHP
55237 | Energy Shelby County | CTG4 | Natural Gas Fired Combustion Turbine | 60.5 | IPP Non-CHP
55237 | Energy Shelby County | CTG5 | Natural Gas Fired Combustion Turbine | 60.5 | IPP Non-CHP
55237 | Energy Shelby County | CTG6 | Natural Gas Fired Combustion Turbine | 60.5 | IPP Non-CHP
55237 | Energy Shelby County | CTG7 | Natural Gas Fired Combustion Turbine | 60 | IPP Non-CHP
55237 | Energy Shelby County | CTG8 | Natural Gas Fired Combustion Turbine | 60 | IPP Non-CHP
55279 | Aurora | CTG1 | Natural Gas Fired Combustion Turbine | 213 | IPP Non-CHP
55279 | Aurora | CTG10 | Natural Gas Fired Combustion Turbine | 71 | IPP Non-CHP
55279 | Aurora | CTG2 | Natural Gas Fired Combustion Turbine | 213 | IPP Non-CHP
55279 | Aurora | CTG3 | Natural Gas Fired Combustion Turbine | 210 | IPP Non-CHP
55279 | Aurora | CTG4 | Natural Gas Fired Combustion Turbine | 213 | IPP Non-CHP
55279 | Aurora | CTG5 | Natural Gas Fired Combustion Turbine | 71 | IPP Non-CHP
55279 | Aurora | CTG6 | Natural Gas Fired Combustion Turbine | 71 | IPP Non-CHP
55279 | Aurora | CTG7 | Natural Gas Fired Combustion Turbine | 71 | IPP Non-CHP
55279 | Aurora | CTG8 | Natural Gas Fired Combustion Turbine | 71 | IPP Non-CHP
55279 | Aurora | CTG9 | Natural Gas Fired Combustion Turbine | 71 | IPP Non-CHP
55706 | Choctaw County | CTG1 | Natural Gas Fired Combined Cycle | 179 | IPP Non-CHP
55706 | Choctaw County | CTG2 | Natural Gas Fired Combined Cycle | 179 | IPP Non-CHP
55706 | Choctaw County | CTG3 | Natural Gas Fired Combined Cycle | 179 | IPP Non-CHP
55706 | Choctaw County | STG1 | Natural Gas Fired Combined Cycle | 362 | IPP Non-CHP
55976 | Hunterstown Power Plant | 101 | Natural Gas Fired Combined Cycle | 179 | IPP Non-CHP
55976 | Hunterstown Power Plant | 201 | Natural Gas Fired Combined Cycle | 179 | IPP Non-CHP
55976 | Hunterstown Power Plant | 301 | Natural Gas Fired Combined Cycle | 179 | IPP Non-CHP
55976 | Hunterstown Power Plant | 401 | Natural Gas Fired Combined Cycle | 361 | IPP Non-CHP
298 | Limestone | 1 | Conventional Steam Coal | 893 | IPP Non-CHP
298 | Limestone | 2 | Conventional Steam Coal | 956.8 | IPP Non-CHP
3460 | Cedar Bayou | 1 | Natural Gas Steam Turbine | 765 | IPP Non-CHP
3460 | Cedar Bayou | 2 | Natural Gas Steam Turbine | 765 | IPP Non-CHP
3464 | Greens Bayou | 5 | Natural Gas Steam Turbine | 446.4 | IPP Non-CHP
3464 | Greens Bayou | 73 | Natural Gas Fired Combustion Turbine | 72 | IPP Non-CHP
3464 | Greens Bayou | 74 | Natural Gas Fired Combustion Turbine | 72 | IPP Non-CHP
3464 | Greens Bayou | 81 | Natural Gas Fired Combustion Turbine | 72 | IPP Non-CHP
3464 | Greens Bayou | 82 | Natural Gas Fired Combustion Turbine | 72 | IPP Non-CHP
3464 | Greens Bayou | 83 | Natural Gas Fired Combustion Turbine | 72 | IPP Non-CHP
3464 | Greens Bayou | 84 | Natural Gas Fired Combustion Turbine | 72 | IPP Non-CHP
3468 | Sam Bertron | 3 | Natural Gas Steam Turbine | 225.3 | IPP Non-CHP
3468 | Sam Bertron | 4 | Natural Gas Steam Turbine | 225.3 | IPP Non-CHP
3468 | Sam Bertron | GT2 | Natural Gas Fired Combustion Turbine | 16.3 | IPP Non-CHP
3468 | Sam Bertron | ST1 | Natural Gas Steam Turbine | 187.8 | IPP Non-CHP
3468 | Sam Bertron | ST2 | Natural Gas Steam Turbine | 187.8 | IPP Non-CHP
3469 | T H Wharton | 3 | Natural Gas Fired Combined Cycle | 113.1 | IPP Non-CHP
3469 | T H Wharton | 31 | Natural Gas Fired Combined Cycle | 54 | IPP Non-CHP
3469 | T H Wharton | 32 | Natural Gas Fired Combined Cycle | 54 | IPP Non-CHP
3469 | T H Wharton | 33 | Natural Gas Fired Combined Cycle | 54 | IPP Non-CHP
3469 | T H Wharton | 34 | Natural Gas Fired Combined Cycle | 54 | IPP Non-CHP
3469 | T H Wharton | 4 | Natural Gas Fired Combined Cycle | 113.1 | IPP Non-CHP
3469 | T H Wharton | 41 | Natural Gas Fired Combined Cycle | 54 | IPP Non-CHP
3469 | T H Wharton | 42 | Natural Gas Fired Combined Cycle | 54 | IPP Non-CHP
3469 | T H Wharton | 43 | Natural Gas Fired Combined Cycle | 56.7 | IPP Non-CHP
3469 | T H Wharton | 44 | Natural Gas Fired Combined Cycle | 56.7 | IPP Non-CHP
3469 | T H Wharton | 51 | Natural Gas Fired Combustion Turbine | 85 | IPP Non-CHP
3469 | T H Wharton | 52 | Natural Gas Fired Combustion Turbine | 85 | IPP Non-CHP
3469 | T H Wharton | 53 | Natural Gas Fired Combustion Turbine | 85 | IPP Non-CHP
3469 | T H Wharton | 54 | Natural Gas Fired Combustion Turbine | 85 | IPP Non-CHP
3469 | T H Wharton | 55 | Natural Gas Fired Combustion Turbine | 85 | IPP Non-CHP
3469 | T H Wharton | 56 | Natural Gas Fired Combustion Turbine | 85 | IPP Non-CHP
3469 | T H Wharton | GT1 | Natural Gas Fired Combustion Turbine | 16.3 | IPP Non-CHP
3470 | W A Parish | 1 | Natural Gas Steam Turbine | 187.8 | IPP Non-CHP
3470 | W A Parish | 2 | Natural Gas Steam Turbine | 187.8 | IPP Non-CHP
3470 | W A Parish | 3 | Natural Gas Steam Turbine | 299.2 | IPP Non-CHP
3470 | W A Parish | 4 | Natural Gas Steam Turbine | 580.5 | IPP Non-CHP
3470 | W A Parish | 5 | Conventional Steam Coal | 734.1 | IPP Non-CHP
3470 | W A Parish | 6 | Conventional Steam Coal | 734.1 | IPP Non-CHP
3470 | W A Parish | 7 | Conventional Steam Coal | 614.6 | IPP Non-CHP
3470 | W A Parish | 8 | Conventional Steam Coal | 654 | IPP Non-CHP
3470 | W A Parish | GT1 | Natural Gas Fired Combustion Turbine | 16.3 | IPP Non-CHP
7325 | San Jacinto Steam Electric Station | 1 | Natural Gas Fired Combustion Turbine | 88.2 | IPP Non-CHP
7325 | San Jacinto Steam Electric Station | 2 | Natural Gas Fired Combustion Turbine | 88.2 | IPP Non-CHP
10381 | Coastal Carolina Clean Power | GEN1 | Wood/Wood Waste Biomass | 44.1 | IPP CHP
56467 | Russell City Energy Center | CTG1 | Natural Gas Fired Combined Cycle | 200 | IPP Non-CHP
56467 | Russell City Energy Center | CTG2 | Natural Gas Fired Combined Cycle | 200 | IPP Non-CHP
56467 | Russell City Energy Center | STG1 | Natural Gas Fired Combined Cycle | 255 | IPP Non-CHP
56469 | Roseburg Forest Products Biomass | 1 | Wood/Wood Waste Biomass | 13.4 | Industrial CHP
539 | Rocky River (CT) | 1 | Hydroelectric Pumped Storage | 3.5 | IPP Non-CHP
539 | Rocky River (CT) | 2 | Hydroelectric Pumped Storage | 3.5 | IPP Non-CHP
539 | Rocky River (CT) | 3 | Hydroelectric Pumped Storage | 24 | IPP Non-CHP
541 | Bulls Bridge | 1 | Conventional Hydroelectric | 1.2 | IPP Non-CHP
541 | Bulls Bridge | 2 | Conventional Hydroelectric | 1.2 | IPP Non-CHP
541 | Bulls Bridge | 3 | Conventional Hydroelectric | 1.2 | IPP Non-CHP
541 | Bulls Bridge | 4 | Conventional Hydroelectric | 1.2 | IPP Non-CHP
541 | Bulls Bridge | 5 | Conventional Hydroelectric | 1.2 | IPP Non-CHP
541 | Bulls Bridge | 6 | Conventional Hydroelectric | 1.2 | IPP Non-CHP
551 | Scotland Dam | 1 | Conventional Hydroelectric | 2 | IPP Non-CHP
552 | Shepaug | 1 | Conventional Hydroelectric | 37.2 | IPP Non-CHP
553 | Stevenson | 1 | Conventional Hydroelectric | 7.5 | IPP Non-CHP
553 | Stevenson | 2 | Conventional Hydroelectric | 7.5 | IPP Non-CHP
553 | Stevenson | 3 | Conventional Hydroelectric | 7.5 | IPP Non-CHP
553 | Stevenson | 4 | Conventional Hydroelectric | 8 | IPP Non-CHP
554 | Taftville | 1 | Conventional Hydroelectric | 0.4 | IPP Non-CHP
554 | Taftville | 2 | Conventional Hydroelectric | 0.3 | IPP Non-CHP
554 | Taftville | 3 | Conventional Hydroelectric | 0.3 | IPP Non-CHP
554 | Taftville | 4 | Conventional Hydroelectric | 0.3 | IPP Non-CHP
554 | Taftville | 5 | Conventional Hydroelectric | 0.3 | IPP Non-CHP
557 | Tunnel | 1 | Conventional Hydroelectric | 1 | IPP Non-CHP
557 | Tunnel | 10 | Petroleum Liquids | 18.5 | IPP Non-CHP
557 | Tunnel | 2 | Conventional Hydroelectric | 1 | IPP Non-CHP
560 | Falls Village | 1 | Conventional Hydroelectric | 3 | IPP Non-CHP
560 | Falls Village | 2 | Conventional Hydroelectric | 3 | IPP Non-CHP
560 | Falls Village | 3 | Conventional Hydroelectric | 3 | IPP Non-CHP
56629 | Waterbury Generation | 10 | Natural Gas Fired Combustion Turbine | 96 | IPP Non-CHP
599 | McKee Run | 1 | Natural Gas Steam Turbine | 18.8 | IPP Non-CHP
599 | McKee Run | 2 | Natural Gas Steam Turbine | 18.8 | IPP Non-CHP
599 | McKee Run | 3 | Natural Gas Steam Turbine | 113.6 | IPP Non-CHP
7318 | Van Sant Station | 1 | Natural Gas Fired Combustion Turbine | 45.1 | IPP Non-CHP
55090 | Plummer Cogen | GEN1 | Wood/Wood Waste Biomass | 6.2 | IPP CHP
56481 | SunE Alamosa | 1 | Solar Photovoltaic | 1 | IPP Non-CHP
56481 | SunE Alamosa | 2 | Solar Photovoltaic | 7.2 | IPP Non-CHP
56494 | Prairie Star Wind Farm | HP2 | Onshore Wind Turbine | 100.6 | IPP Non-CHP
3443 | Victoria | 5 | Natural Gas Fired Combined Cycle | 180 | IPP Non-CHP
3443 | Victoria | 7 | Natural Gas Fired Combined Cycle | 196.9 | IPP Non-CHP
56509 | Tesoro SLC Cogeneration Plant | 1 | Natural Gas Fired Combustion Turbine | 12.5 | Industrial CHP
56509 | Tesoro SLC Cogeneration Plant | 2 | Natural Gas Fired Combustion Turbine | 12.5 | Industrial CHP
55178 | Dogwood Energy Facility | CT-1 | Natural Gas Fired Combined Cycle | 180 | IPP Non-CHP
55178 | Dogwood Energy Facility | CT-2 | Natural Gas Fired Combined Cycle | 180 | IPP Non-CHP
55178 | Dogwood Energy Facility | ST-1 | Natural Gas Fired Combined Cycle | 270 | IPP Non-CHP
56496 | Phillips 66 Billings Refinery | 3701 | Other Gases | 1.6 | Industrial Non-CHP
1060 | Duane Arnold Energy Center | 1 | Nuclear | 679.5 | IPP Non-CHP
10682 | Brush Generation Facility | GT1 | Natural Gas Fired Combined Cycle | 23.8 | IPP Non-CHP
10682 | Brush Generation Facility | GT2 | Natural Gas Fired Combustion Turbine | 23.8 | IPP Non-CHP
10682 | Brush Generation Facility | GT3 | Natural Gas Fired Combined Cycle | 37 | IPP Non-CHP
10682 | Brush Generation Facility | GT4 | Natural Gas Fired Combined Cycle | 23.8 | IPP Non-CHP
10682 | Brush Generation Facility | GT5 | Natural Gas Fired Combined Cycle | 23.8 | IPP Non-CHP
10682 | Brush Generation Facility | ST1 | Natural Gas Fired Combined Cycle | 38 | IPP Non-CHP
10682 | Brush Generation Facility | ST2 | Natural Gas Fired Combined Cycle | 37 | IPP Non-CHP
10682 | Brush Generation Facility | ST4 | Natural Gas Fired Combined Cycle | 90 | IPP Non-CHP
56649 | South Trent Wind Farm | 1 | Onshore Wind Turbine | 101.2 | IPP Non-CHP
55048 | Tiverton Power Plant | UNT1 | Natural Gas Fired Combined Cycle | 179.3 | IPP Non-CHP
55048 | Tiverton Power Plant | UNT2 | Natural Gas Fired Combined Cycle | 93.2 | IPP Non-CHP
54415 | Cadillac Renewable Energy | GEN1 | Wood/Wood Waste Biomass | 44 | IPP Non-CHP
55193 | Ontelaunee Energy Center | CTG1 | Natural Gas Fired Combined Cycle | 250 | IPP Non-CHP
55193 | Ontelaunee Energy Center | CTG2 | Natural Gas Fired Combined Cycle | 250 | IPP Non-CHP
55193 | Ontelaunee Energy Center | STG | Natural Gas Fired Combined Cycle | 228 | IPP Non-CHP
56392 | FPL Energy Oliver Wind I LLC | 1 | Onshore Wind Turbine | 50.6 | IPP Non-CHP
50010 | Glen Ferris Hydro | GEN1 | Conventional Hydroelectric | 0.4 | Industrial Non-CHP
50010 | Glen Ferris Hydro | GEN2 | Conventional Hydroelectric | 0.4 | Industrial Non-CHP
50010 | Glen Ferris Hydro | GEN3 | Conventional Hydroelectric | 0.4 | Industrial Non-CHP
50010 | Glen Ferris Hydro | GEN4 | Conventional Hydroelectric | 0.4 | Industrial Non-CHP
50010 | Glen Ferris Hydro | GEN5 | Conventional Hydroelectric | 0.4 | Industrial Non-CHP
50010 | Glen Ferris Hydro | GEN6 | Conventional Hydroelectric | 0.4 | Industrial Non-CHP
50010 | Glen Ferris Hydro | GEN7 | Conventional Hydroelectric | 1.9 | Industrial Non-CHP
50010 | Glen Ferris Hydro | GEN8 | Conventional Hydroelectric | 1.9 | Industrial Non-CHP
50011 | Hawks Nest Hydro | GEN1 | Conventional Hydroelectric | 25.5 | Industrial Non-CHP
50011 | Hawks Nest Hydro | GEN2 | Conventional Hydroelectric | 25.5 | Industrial Non-CHP
50011 | Hawks Nest Hydro | GEN3 | Conventional Hydroelectric | 25.5 | Industrial Non-CHP
50011 | Hawks Nest Hydro | GEN4 | Conventional Hydroelectric | 25.5 | Industrial Non-CHP
55799 | Otsego Mill Power Plant | NRTH | Natural Gas Fired Combustion Turbine | 10.6 | Industrial CHP
55799 | Otsego Mill Power Plant | SOTH | Natural Gas Fired Combustion Turbine | 10.6 | Industrial CHP
56499 | Tiber Dam Hydroelectric Plant | HY1 | Conventional Hydroelectric | 7.5 | IPP Non-CHP
56500 | Western 102 Power Plant | A101 | Natural Gas Internal Combustion Engine | 8.4 | Industrial Non-CHP
56500 | Western 102 Power Plant | B102 | Natural Gas Internal Combustion Engine | 8.4 | Industrial Non-CHP
56500 | Western 102 Power Plant | B202 | Natural Gas Internal Combustion Engine | 8.4 | Industrial Non-CHP
56500 | Western 102 Power Plant | C102 | Natural Gas Internal Combustion Engine | 8.4 | Industrial Non-CHP
56500 | Western 102 Power Plant | C202 | Natural Gas Internal Combustion Engine | 8.4 | Industrial Non-CHP
56500 | Western 102 Power Plant | D101 | Natural Gas Internal Combustion Engine | 8.4 | Industrial Non-CHP
56500 | Western 102 Power Plant | E102 | Natural Gas Internal Combustion Engine | 8.4 | Industrial Non-CHP
56500 | Western 102 Power Plant | E202 | Natural Gas Internal Combustion Engine | 8.4 | Industrial Non-CHP
56500 | Western 102 Power Plant | F102 | Natural Gas Internal Combustion Engine | 8.4 | Industrial Non-CHP
56500 | Western 102 Power Plant | F202 | Natural Gas Internal Combustion Engine | 8.4 | Industrial Non-CHP
56500 | Western 102 Power Plant | G102 | Natural Gas Internal Combustion Engine | 8.4 | Industrial Non-CHP
56500 | Western 102 Power Plant | G202 | Natural Gas Internal Combustion Engine | 8.4 | Industrial Non-CHP
56500 | Western 102 Power Plant | H102 | Natural Gas Internal Combustion Engine | 8.4 | Industrial Non-CHP
56500 | Western 102 Power Plant | H202 | Natural Gas Internal Combustion Engine | 8.4 | Industrial Non-CHP
56500 | Western 102 Power Plant | PV1 | Solar Photovoltaic | 1 | Industrial Non-CHP
10439 | SEGS III | GEN1 | Solar Thermal without Energy Storage | 34.2 | IPP Non-CHP
10440 | SEGS IV | GEN1 | Solar Thermal without Energy Storage | 34.2 | IPP Non-CHP
10441 | SEGS V | GEN1 | Solar Thermal without Energy Storage | 34.2 | IPP Non-CHP
10442 | SEGS VI | GEN1 | Solar Thermal without Energy Storage | 35 | IPP Non-CHP
10443 | SEGS VII | GEN1 | Solar Thermal without Energy Storage | 35 | IPP Non-CHP
10444 | SEGS VIII | GEN1 | Solar Thermal without Energy Storage | 92 | IPP Non-CHP
10446 | SEGS IX | GEN1 | Solar Thermal without Energy Storage | 92 | IPP Non-CHP
55080 | New Albany Energy Facility | 1 | Natural Gas Fired Combustion Turbine | 71.2 | IPP Non-CHP
55080 | New Albany Energy Facility | 2 | Natural Gas Fired Combustion Turbine | 71.2 | IPP Non-CHP
55080 | New Albany Energy Facility | 3 | Natural Gas Fired Combustion Turbine | 71.2 | IPP Non-CHP
55080 | New Albany Energy Facility | 4 | Natural Gas Fired Combustion Turbine | 71.2 | IPP Non-CHP
55080 | New Albany Energy Facility | 5 | Natural Gas Fired Combustion Turbine | 71.2 | IPP Non-CHP
55080 | New Albany Energy Facility | 6 | Natural Gas Fired Combustion Turbine | 71.2 | IPP Non-CHP
56510 | Frey Farm Landfill | GEN1 | Landfill Gas | 1.6 | IPP CHP
56510 | Frey Farm Landfill | GEN2 | Landfill Gas | 1.6 | IPP CHP
56511 | Pennsauken Landfill | GEN1 | Landfill Gas | 0.9 | IPP Non-CHP
56511 | Pennsauken Landfill | GEN2 | Landfill Gas | 0.9 | IPP Non-CHP
56512 | GLRA Landfill | GEN1 | Landfill Gas | 1.6 | IPP Non-CHP
56512 | GLRA Landfill | GEN2 | Landfill Gas | 1.6 | IPP Non-CHP
56513 | Whitemarsh Central Utility Plant | CGE | Natural Gas Internal Combustion Engine | 1.6 | IPP CHP
56701 | Haworth Water Treatment Plant | GEN1 | Natural Gas Internal Combustion Engine | 2 | IPP Non-CHP
56701 | Haworth Water Treatment Plant | GEN2 | Natural Gas Internal Combustion Engine | 2 | IPP Non-CHP
56701 | Haworth Water Treatment Plant | GEN3 | Natural Gas Internal Combustion Engine | 2 | IPP Non-CHP
56701 | Haworth Water Treatment Plant | GEN4 | Natural Gas Internal Combustion Engine | 2 | IPP Non-CHP
56883 | Pennsauken Solar | GEN 1 | Solar Photovoltaic | 0.2 | IPP Non-CHP
56883 | Pennsauken Solar | GEN 2 | Solar Photovoltaic | 0.2 | IPP Non-CHP
56883 | Pennsauken Solar | GEN 3 | Solar Photovoltaic | 0.1 | IPP Non-CHP
56883 | Pennsauken Solar | GEN 4 | Solar Photovoltaic | 0.2 | IPP Non-CHP
56883 | Pennsauken Solar | GEN 5 | Solar Photovoltaic | 0.1 | IPP Non-CHP
56883 | Pennsauken Solar | GEN 6 | Solar Photovoltaic | 0.2 | IPP Non-CHP
56883 | Pennsauken Solar | GEN 7 | Solar Photovoltaic | 0.2 | IPP Non-CHP
56883 | Pennsauken Solar | GEN 8 | Solar Photovoltaic | 0.2 | IPP Non-CHP
56883 | Pennsauken Solar | GEN 9 | Solar Photovoltaic | 0.1 | IPP Non-CHP
56884 | Cumberland County Solid Waste Complex | GEN 2 | Landfill Gas | 1.6 | IPP Non-CHP
56884 | Cumberland County Solid Waste Complex | GEN 3 | Landfill Gas | 1.6 | IPP Non-CHP
56884 | Cumberland County Solid Waste Complex | GEN1 | Landfill Gas | 1.6 | IPP Non-CHP
56887 | Cumberland County PA LFG Recovery | GEN 1 | Landfill Gas | 1.6 | IPP Non-CHP
56887 | Cumberland County PA LFG Recovery | GEN 2 | Landfill Gas | 1.6 | IPP Non-CHP
56887 | Cumberland County PA LFG Recovery | GEN 3 | Landfill Gas | 1.6 | IPP Non-CHP
56887 | Cumberland County PA LFG Recovery | GEN 4 | Landfill Gas | 1.6 | IPP Non-CHP
56888 | Warren County Solar | GEN 1 | Solar Photovoltaic | 0.5 | IPP Non-CHP
56888 | Warren County Solar | GEN 2 | Solar Photovoltaic | 0.5 | IPP Non-CHP
56888 | Warren County Solar | GEN 3 | Solar Photovoltaic | 0.5 | IPP Non-CHP
56888 | Warren County Solar | GEN 4 | Solar Photovoltaic | 0.5 | IPP Non-CHP
56889 | PPL Renewable Energy Merck Solar | GEN 1 | Solar Photovoltaic | 1.7 | IPP Non-CHP
56890 | Norther Tier Landfill | GEN 1 | Landfill Gas | 1.6 | IPP Non-CHP
56891 | Moretown | GEN 1 | Landfill Gas | 1.6 | IPP Non-CHP
56891 | Moretown | GEN 2 | Landfill Gas | 1.6 | IPP Non-CHP
57182 | PPL Frey Farm Landfill Wind | 1 | Onshore Wind Turbine | 3.2 | IPP Non-CHP
57183 | PPL Glendon LFGTE Plant | 1 | Landfill Gas | 1.6 | IPP Non-CHP
57183 | PPL Glendon LFGTE Plant | 2 | Landfill Gas | 1.6 | IPP Non-CHP
57466 | Blue Ridge Landfill | GEN1 | Landfill Gas | 1.6 | IPP Non-CHP
57466 | Blue Ridge Landfill | GEN2 | Landfill Gas | 1.6 | IPP Non-CHP
57466 | Blue Ridge Landfill | GEN3 | Landfill Gas | 1.6 | IPP Non-CHP
57466 | Blue Ridge Landfill | GEN4 | Landfill Gas | 1.6 | IPP Non-CHP
57581 | Allenwood | 1 | Landfill Gas | 1.6 | IPP Non-CHP
57581 | Allenwood | 2 | Landfill Gas | 1.6 | IPP Non-CHP
57582 | Lycoming County | 1 | Landfill Gas | 1.6 | IPP Non-CHP
57582 | Lycoming County | 2 | Landfill Gas | 1.6 | IPP Non-CHP
10072 | Engineered Carbons Borger Cogen | GEN1 | Other Gases | 20 | Industrial Non-CHP
10187 | Engineered Carbons Echo Cogeneration | GEN1 | Other Gases | 10 | Industrial Non-CHP
55782 | Wilmont Hills LLC | WH01 | Onshore Wind Turbine | 1.5 | IPP Non-CHP
6018 | East Bend | 2 | Conventional Steam Coal | 669.3 | Electric Utility
7158 | Woodsdale | GT1 | Natural Gas Fired Combustion Turbine | 81.6 | Electric Utility
7158 | Woodsdale | GT2 | Natural Gas Fired Combustion Turbine | 81.6 | Electric Utility
7158 | Woodsdale | GT3 | Natural Gas Fired Combustion Turbine | 81.6 | Electric Utility
7158 | Woodsdale | GT4 | Natural Gas Fired Combustion Turbine | 81.6 | Electric Utility
7158 | Woodsdale | GT5 | Natural Gas Fired Combustion Turbine | 81.6 | Electric Utility
7158 | Woodsdale | GT6 | Natural Gas Fired Combustion Turbine | 81.6 | Electric Utility
56534 | El Sobrante Gas Recovery | GEN1 | Landfill Gas | 1.3 | IPP Non-CHP
56534 | El Sobrante Gas Recovery | GEN2 | Landfill Gas | 1.3 | IPP Non-CHP
56534 | El Sobrante Gas Recovery | GEN3 | Landfill Gas | 1.3 | IPP Non-CHP
56535 | Waste Management Simi Valley LFGTE | GEN1 | Landfill Gas | 1.3 | IPP Non-CHP
56535 | Waste Management Simi Valley LFGTE | GEN2 | Landfill Gas | 1.3 | IPP Non-CHP
56536 | Cow Branch Wind Power LLC | 1 | Onshore Wind Turbine | 50.4 | IPP Non-CHP
56537 | CR Clearing LLC | 1 | Onshore Wind Turbine | 50.4 | IPP Non-CHP
56538 | Loess Hills Wind Farm LLC | 1 | Onshore Wind Turbine | 5 | IPP Non-CHP
56555 | Wind Capital Holdings LLC | 1 | Onshore Wind Turbine | 56.7 | IPP Non-CHP
50047 | International Paper Jay Hydro | GEN1 | Conventional Hydroelectric | 0.5 | Industrial Non-CHP
50047 | International Paper Jay Hydro | GEN2 | Conventional Hydroelectric | 0.5 | Industrial Non-CHP
50047 | International Paper Jay Hydro | GEN3 | Conventional Hydroelectric | 0.5 | Industrial Non-CHP
50047 | International Paper Jay Hydro | GEN4 | Conventional Hydroelectric | 0.5 | Industrial Non-CHP
50047 | International Paper Jay Hydro | GEN5 | Conventional Hydroelectric | 0.5 | Industrial Non-CHP
50047 | International Paper Jay Hydro | GEN6 | Conventional Hydroelectric | 0.6 | Industrial Non-CHP
50080 | Otis Hydro | GEN1 | Conventional Hydroelectric | 5.1 | Industrial Non-CHP
50080 | Otis Hydro | GEN2 | Conventional Hydroelectric | 5.1 | Industrial Non-CHP
50081 | International Paper Riley Hydro | GEN1 | Conventional Hydroelectric | 1.1 | Industrial Non-CHP
50081 | International Paper Riley Hydro | GEN2 | Conventional Hydroelectric | 1.1 | Industrial Non-CHP
50081 | International Paper Riley Hydro | GEN3 | Conventional Hydroelectric | 1.1 | Industrial Non-CHP
50081 | International Paper Riley Hydro | GEN4 | Conventional Hydroelectric | 1.1 | Industrial Non-CHP
50081 | International Paper Riley Hydro | GEN5 | Conventional Hydroelectric | 1.1 | Industrial Non-CHP
50081 | International Paper Riley Hydro | GEN6 | Conventional Hydroelectric | 1.1 | Industrial Non-CHP
50082 | International Paper Livermore Hydro | GEN1 | Conventional Hydroelectric | 1.1 | Industrial Non-CHP
50082 | International Paper Livermore Hydro | GEN2 | Conventional Hydroelectric | 1.1 | Industrial Non-CHP
50082 | International Paper Livermore Hydro | GEN3 | Conventional Hydroelectric | 1.1 | Industrial Non-CHP
50082 | International Paper Livermore Hydro | GEN4 | Conventional Hydroelectric | 1.2 | Industrial Non-CHP
50082 | International Paper Livermore Hydro | GEN5 | Conventional Hydroelectric | 1.1 | Industrial Non-CHP
50082 | International Paper Livermore Hydro | GEN6 | Conventional Hydroelectric | 0.7 | Industrial Non-CHP
50082 | International Paper Livermore Hydro | GEN7 | Conventional Hydroelectric | 0.9 | Industrial Non-CHP
50082 | International Paper Livermore Hydro | GEN8 | Conventional Hydroelectric | 1 | Industrial Non-CHP
50082 | International Paper Livermore Hydro | GEN9 | Conventional Hydroelectric | 1 | Industrial Non-CHP
54085 | Androscoggin Mill | GEN1 | Wood/Wood Waste Biomass | 25 | Industrial CHP
54085 | Androscoggin Mill | GEN2 | Wood/Wood Waste Biomass | 25 | Industrial CHP
54085 | Androscoggin Mill | GEN3 | Wood/Wood Waste Biomass | 30 | Industrial CHP
55031 | Androscoggin Energy Center | CT01 | Natural Gas Fired Combustion Turbine | 54.5 | Industrial CHP
55031 | Androscoggin Energy Center | CT02 | Natural Gas Fired Combustion Turbine | 54.5 | Industrial CHP
55031 | Androscoggin Energy Center | CT03 | Natural Gas Fired Combustion Turbine | 54.5 | Industrial CHP
10384 | Edgecombe Genco LLC | GEN1 | Conventional Steam Coal | 57.4 | IPP CHP
10384 | Edgecombe Genco LLC | GEN2 | Conventional Steam Coal | 57.4 | IPP CHP
54081 | Spruance Genco LLC | GEN1 | Conventional Steam Coal | 57.4 | IPP CHP
54081 | Spruance Genco LLC | GEN2 | Conventional Steam Coal | 57.4 | IPP CHP
54081 | Spruance Genco LLC | GEN3 | Conventional Steam Coal | 57.4 | IPP CHP
54081 | Spruance Genco LLC | GEN4 | Conventional Steam Coal | 57.4 | IPP CHP
56405 | Nevada Solar One | ONE | Solar Thermal without Energy Storage | 75.7 | IPP Non-CHP
55349 | Pleasants Energy LLC | 1 | Natural Gas Fired Combustion Turbine | 172 | IPP Non-CHP
55349 | Pleasants Energy LLC | 2 | Natural Gas Fired Combustion Turbine | 172 | IPP Non-CHP
10523 | Benton Falls Associates | GEN1 | Conventional Hydroelectric | 3.5 | IPP Non-CHP
10523 | Benton Falls Associates | GEN2 | Conventional Hydroelectric | 0.7 | IPP Non-CHP
10218 | Warrensburg Hydroelectric | HY1 | Conventional Hydroelectric | 2.9 | IPP Non-CHP
10219 | Middle Falls Hydro | HY1 | Conventional Hydroelectric | 1.1 | IPP Non-CHP
10219 | Middle Falls Hydro | HY2 | Conventional Hydroelectric | 1.1 | IPP Non-CHP
10220 | Sissonville Hydro | HY1 | Conventional Hydroelectric | 3 | IPP Non-CHP
10221 | New York State Dam Hydro | GEN1 | Conventional Hydroelectric | 5.7 | IPP Non-CHP
10221 | New York State Dam Hydro | GEN2 | Conventional Hydroelectric | 5.7 | IPP Non-CHP
10467 | Fourth Branch Hydroelectric Facility | 1 | Conventional Hydroelectric | 3.3 | IPP Non-CHP
54772 | South Glens Falls Hydroelectric | GEN1 | Conventional Hydroelectric | 6.9 | IPP Non-CHP
54772 | South Glens Falls Hydroelectric | GEN2 | Conventional Hydroelectric | 6.9 | IPP Non-CHP
54953 | Hudson Falls Hydroelectric Project | GEN1 | Conventional Hydroelectric | 22 | IPP Non-CHP
54953 | Hudson Falls Hydroelectric Project | GEN2 | Conventional Hydroelectric | 22 | IPP Non-CHP
50533 | Painted Hills | WGNS | Onshore Wind Turbine | 19 | IPP Non-CHP
2378 | B L England | 2 | Conventional Steam Coal | 163.2 | IPP Non-CHP
2378 | B L England | 3 | Petroleum Liquids | 176.4 | IPP Non-CHP
2378 | B L England | IC1 | Petroleum Liquids | 2 | IPP Non-CHP
2378 | B L England | IC2 | Petroleum Liquids | 2 | IPP Non-CHP
2378 | B L England | IC3 | Petroleum Liquids | 2 | IPP Non-CHP
2378 | B L England | IC4 | Petroleum Liquids | 2 | IPP Non-CHP
50254 | KapStone Kraft Paper Corp | GEN1 | Wood/Wood Waste Biomass | 28.3 | Industrial CHP
56556 | PPS Power Plant No 1 | 1 | Natural Gas Fired Combustion Turbine | 60 | Electric Utility
56556 | PPS Power Plant No 1 | 2 | Natural Gas Fired Combustion Turbine | 60 | Electric Utility
55026 | Dighton Power Plant | UNT1 | Natural Gas Fired Combined Cycle | 200 | IPP Non-CHP
56184 | Red Bluff | IC1 | Natural Gas Internal Combustion Engine | 2.9 | IPP Non-CHP
56184 | Red Bluff | IC10 | Natural Gas Internal Combustion Engine | 2.9 | IPP Non-CHP
56184 | Red Bluff | IC11 | Natural Gas Internal Combustion Engine | 2.9 | IPP Non-CHP
56184 | Red Bluff | IC12 | Natural Gas Internal Combustion Engine | 2.9 | IPP Non-CHP
56184 | Red Bluff | IC13 | Natural Gas Internal Combustion Engine | 2.9 | IPP Non-CHP
56184 | Red Bluff | IC14 | Natural Gas Internal Combustion Engine | 2.9 | IPP Non-CHP
56184 | Red Bluff | IC15 | Natural Gas Internal Combustion Engine | 2.9 | IPP Non-CHP
56184 | Red Bluff | IC16 | Natural Gas Internal Combustion Engine | 2.9 | IPP Non-CHP
56184 | Red Bluff | IC2 | Natural Gas Internal Combustion Engine | 2.9 | IPP Non-CHP
56184 | Red Bluff | IC3 | Natural Gas Internal Combustion Engine | 2.9 | IPP Non-CHP
56184 | Red Bluff | IC4 | Natural Gas Internal Combustion Engine | 2.9 | IPP Non-CHP
56184 | Red Bluff | IC5 | Natural Gas Internal Combustion Engine | 2.9 | IPP Non-CHP
56184 | Red Bluff | IC6 | Natural Gas Internal Combustion Engine | 2.9 | IPP Non-CHP
56184 | Red Bluff | IC7 | Natural Gas Internal Combustion Engine | 2.9 | IPP Non-CHP
56184 | Red Bluff | IC8 | Natural Gas Internal Combustion Engine | 2.9 | IPP Non-CHP
56184 | Red Bluff | IC9 | Natural Gas Internal Combustion Engine | 2.9 | IPP Non-CHP
56185 | Chowchilla II | IC1 | Natural Gas Internal Combustion Engine | 3.1 | IPP Non-CHP
56185 | Chowchilla II | IC10 | Natural Gas Internal Combustion Engine | 3.1 | IPP Non-CHP
56185 | Chowchilla II | IC11 | Natural Gas Internal Combustion Engine | 3.1 | IPP Non-CHP
56185 | Chowchilla II | IC12 | Natural Gas Internal Combustion Engine | 3.1 | IPP Non-CHP
56185 | Chowchilla II | IC13 | Natural Gas Internal Combustion Engine | 3.1 | IPP Non-CHP
56185 | Chowchilla II | IC14 | Natural Gas Internal Combustion Engine | 3.1 | IPP Non-CHP
56185 | Chowchilla II | IC15 | Natural Gas Internal Combustion Engine | 3.1 | IPP Non-CHP
56185 | Chowchilla II | IC16 | Natural Gas Internal Combustion Engine | 3.1 | IPP Non-CHP
56185 | Chowchilla II | IC2 | Natural Gas Internal Combustion Engine | 3.1 | IPP Non-CHP
56185 | Chowchilla II | IC3 | Natural Gas Internal Combustion Engine | 3.1 | IPP Non-CHP
56185 | Chowchilla II | IC4 | Natural Gas Internal Combustion Engine | 3.1 | IPP Non-CHP
56185 | Chowchilla II | IC5 | Natural Gas Internal Combustion Engine | 3.1 | IPP Non-CHP
56185 | Chowchilla II | IC6 | Natural Gas Internal Combustion Engine | 3.1 | IPP Non-CHP
56185 | Chowchilla II | IC7 | Natural Gas Internal Combustion Engine | 3.1 | IPP Non-CHP
56185 | Chowchilla II | IC8 | Natural Gas Internal Combustion Engine | 3.1 | IPP Non-CHP
56185 | Chowchilla II | IC9 | Natural Gas Internal Combustion Engine | 3.1 | IPP Non-CHP
56563 | Peetz Table Wind Energy | GE | Onshore Wind Turbine | 199.5 | IPP Non-CHP
56572 | Bethlehem Renewable Energy LLC | 1 | Landfill Gas | 5.5 | IPP Non-CHP
56571 | Eastern Landfill Gas LLC | 1 | Landfill Gas | 1 | IPP Non-CHP
56571 | Eastern Landfill Gas LLC | 2 | Landfill Gas | 1 | IPP Non-CHP
56571 | Eastern Landfill Gas LLC | 3 | Landfill Gas | 1 | IPP Non-CHP
56605 | Langdon Wind LLC | GE15 | Onshore Wind Turbine | 159 | IPP Non-CHP
56912 | Langdon Wind II LLC | GE15 | Onshore Wind Turbine | 40.5 | IPP Non-CHP
50202 | WPS Power Niagara | GEN1 | Wood/Wood Waste Biomass | 56 | IPP Non-CHP
54035 | Roanoke Valley Energy Facililty I | GEN1 | Conventional Steam Coal | 182.3 | IPP CHP
54755 | Roanoke Valley Energy Facility II | GEN2 | Conventional Steam Coal | 57.8 | IPP CHP
54322 | Sibley Mill | 2 | Conventional Hydroelectric | 0.6 | Industrial Non-CHP
54322 | Sibley Mill | 3 | Conventional Hydroelectric | 0.7 | Industrial Non-CHP
54322 | Sibley Mill | 4 | Conventional Hydroelectric | 0.8 | Industrial Non-CHP
54462 | Graniteville Enterprise Division | 1 | Conventional Hydroelectric | 0.6 | Industrial Non-CHP
54462 | Graniteville Enterprise Division | 2 | Conventional Hydroelectric | 0.6 | Industrial Non-CHP
56577 | Shane's Wind Machine | 1 | Onshore Wind Turbine | 1.3 | IPP Non-CHP
56562 | EXC Wind 6 LLC | JDW6 | Onshore Wind Turbine | 10 | IPP Non-CHP
56561 | EXC Wind 5 LLC | JDW5 | Onshore Wind Turbine | 10 | IPP Non-CHP
56560 | EXC Wind 4 LLC | JDW4 | Onshore Wind Turbine | 79.8 | IPP Non-CHP
56559 | EXC Wind 3 LLC | JDW3 | Onshore Wind Turbine | 10 | IPP Non-CHP
56558 | EXC Wind 2 LLC | JDW2 | Onshore Wind Turbine | 10 | IPP Non-CHP
56557 | EXC Wind 1 LLC | 1 | Onshore Wind Turbine | 10 | IPP Non-CHP
55429 | Kentucky Mills | 01 | Wood/Wood Waste Biomass | 88 | Industrial CHP
10839 | DG Whitefield LLC | GEN1 | Wood/Wood Waste Biomass | 19.9 | IPP Non-CHP
50385 | Newark Bay Cogeneration Partnership LP | GEN1 | Natural Gas Fired Combined Cycle | 42 | IPP Non-CHP
50385 | Newark Bay Cogeneration Partnership LP | GEN2 | Natural Gas Fired Combined Cycle | 42 | IPP Non-CHP
50385 | Newark Bay Cogeneration Partnership LP | GEN3 | Natural Gas Fired Combined Cycle | 55 | IPP Non-CHP
56602 | Snyder Wind Farm | SNY1 | Onshore Wind Turbine | 63 | IPP Non-CHP
10252 | Domtar Kingsport Mill | NO.1 | Wood/Wood Waste Biomass | 50 | Industrial CHP
10502 | Thermal Energy Development Part LP | GEN1 | Wood/Wood Waste Biomass | 23 | IPP Non-CHP
50945 | R & R Lumber | ST1 | Wood/Wood Waste Biomass | 1.5 | Industrial CHP
56113 | Tessman Road | 1 | Landfill Gas | 1.4 | IPP Non-CHP
56113 | Tessman Road | 2 | Landfill Gas | 1.4 | IPP Non-CHP
56113 | Tessman Road | 3 | Landfill Gas | 1.4 | IPP Non-CHP
56113 | Tessman Road | 4 | Landfill Gas | 1.4 | IPP Non-CHP
56113 | Tessman Road | 5 | Landfill Gas | 1.4 | IPP Non-CHP
56113 | Tessman Road | 6 | Landfill Gas | 1.4 | IPP Non-CHP
56863 | Model Gas Power Station | 1 | Landfill Gas | 1.4 | IPP Non-CHP
56863 | Model Gas Power Station | 2 | Landfill Gas | 1.4 | IPP Non-CHP
56864 | Covel Gardens Gas Recovery | 1 | Landfill Gas | 1.6 | IPP Non-CHP
56864 | Covel Gardens Gas Recovery | 2 | Landfill Gas | 1.6 | IPP Non-CHP
56864 | Covel Gardens Gas Recovery | 3 | Landfill Gas | 1.6 | IPP Non-CHP
56864 | Covel Gardens Gas Recovery | 4 | Landfill Gas | 1.6 | IPP Non-CHP
56864 | Covel Gardens Gas Recovery | 5 | Landfill Gas | 1.6 | IPP Non-CHP
56864 | Covel Gardens Gas Recovery | 6 | Landfill Gas | 1.6 | IPP Non-CHP
56865 | Ottawa County Project | 1 | Landfill Gas | 1.4 | IPP Non-CHP
56865 | Ottawa County Project | 2 | Landfill Gas | 1.4 | IPP Non-CHP
56865 | Ottawa County Project | 3 | Landfill Gas | 1.4 | IPP Non-CHP
56868 | Carbon Limestone | 1 | Landfill Gas | 1.4 | IPP Non-CHP
56868 | Carbon Limestone | 10 | Landfill Gas | 1.4 | IPP Non-CHP
56868 | Carbon Limestone | 11 | Landfill Gas | 1.4 | IPP Non-CHP
56868 | Carbon Limestone | 12 | Landfill Gas | 1.4 | IPP Non-CHP
56868 | Carbon Limestone | 13 | Landfill Gas | 1.4 | IPP Non-CHP
56868 | Carbon Limestone | 14 | Landfill Gas | 1.4 | IPP Non-CHP
56868 | Carbon Limestone | 15 | Landfill Gas | 1.4 | IPP Non-CHP
56868 | Carbon Limestone | 16 | Landfill Gas | 1.4 | IPP Non-CHP
56868 | Carbon Limestone | 17 | Landfill Gas | 1.6 | IPP Non-CHP
56868 | Carbon Limestone | 18 | Landfill Gas | 1.6 | IPP Non-CHP
56868 | Carbon Limestone | 2 | Landfill Gas | 1.4 | IPP Non-CHP
56868 | Carbon Limestone | 3 | Landfill Gas | 1.4 | IPP Non-CHP
56868 | Carbon Limestone | 4 | Landfill Gas | 1.4 | IPP Non-CHP
56868 | Carbon Limestone | 5 | Landfill Gas | 1.4 | IPP Non-CHP
56868 | Carbon Limestone | 6 | Landfill Gas | 1.4 | IPP Non-CHP
56868 | Carbon Limestone | 7 | Landfill Gas | 1.4 | IPP Non-CHP
56868 | Carbon Limestone | 8 | Landfill Gas | 1.4 | IPP Non-CHP
56868 | Carbon Limestone | 9 | Landfill Gas | 1.4 | IPP Non-CHP
56869 | Loraine County Project | 1 | Landfill Gas | 1.4 | IPP Non-CHP
56869 | Loraine County Project | 10 | Landfill Gas | 1.6 | IPP Non-CHP
56869 | Loraine County Project | 11 | Landfill Gas | 1.6 | IPP Non-CHP
56869 | Loraine County Project | 12 | Landfill Gas | 1.6 | IPP Non-CHP
56869 | Loraine County Project | 13 | Landfill Gas | 1.6 | IPP Non-CHP
56869 | Loraine County Project | 14 | Landfill Gas | 1.6 | IPP Non-CHP
56869 | Loraine County Project | 15 | Landfill Gas | 1.6 | IPP Non-CHP
56869 | Loraine County Project | 16 | Landfill Gas | 1.6 | IPP Non-CHP
56869 | Loraine County Project | 17 | Landfill Gas | 1.6 | IPP Non-CHP
56869 | Loraine County Project | 18 | Landfill Gas | 1.6 | IPP Non-CHP
56869 | Loraine County Project | 2 | Landfill Gas | 1.4 | IPP Non-CHP
56869 | Loraine County Project | 3 | Landfill Gas | 1.4 | IPP Non-CHP
56869 | Loraine County Project | 4 | Landfill Gas | 1.4 | IPP Non-CHP
56869 | Loraine County Project | 5 | Landfill Gas | 1.4 | IPP Non-CHP
56869 | Loraine County Project | 6 | Landfill Gas | 1.4 | IPP Non-CHP
56869 | Loraine County Project | 7 | Landfill Gas | 1.4 | IPP Non-CHP
56869 | Loraine County Project | 8 | Landfill Gas | 1.4 | IPP Non-CHP
56869 | Loraine County Project | 9 | Landfill Gas | 1.6 | IPP Non-CHP
56870 | Taylor | 1 | Landfill Gas | 1 | IPP Non-CHP
56870 | Taylor | 2 | Landfill Gas | 1 | IPP Non-CHP
56870 | Taylor | 3 | Landfill Gas | 1 | IPP Non-CHP
56870 | Taylor | 4 | Landfill Gas | 1 | IPP Non-CHP
56870 | Taylor | 5 | Landfill Gas | 1 | IPP Non-CHP
56870 | Taylor | 6 | Landfill Gas | 1 | IPP Non-CHP
56870 | Taylor | 7 | Landfill Gas | 1 | IPP Non-CHP
56870 | Taylor | 8 | Landfill Gas | 1 | IPP Non-CHP
56871 | Zion Landfill Gas to Energy Facility | 1 | Landfill Gas | 1.4 | IPP Non-CHP
56871 | Zion Landfill Gas to Energy Facility | 2 | Landfill Gas | 1.4 | IPP Non-CHP
56871 | Zion Landfill Gas to Energy Facility | 3 | Landfill Gas | 1.4 | IPP Non-CHP
56871 | Zion Landfill Gas to Energy Facility | 4 | Landfill Gas | 1.4 | IPP Non-CHP
56871 | Zion Landfill Gas to Energy Facility | 5 | Landfill Gas | 1.4 | IPP Non-CHP
59710 | Sand Valley Power Station | GMA | Landfill Gas | 1.6 | IPP Non-CHP
59710 | Sand Valley Power Station | GMB | Landfill Gas | 1.6 | IPP Non-CHP
59710 | Sand Valley Power Station | GMC | Landfill Gas | 1.6 | IPP Non-CHP
56611 | Sandy Creek Energy Station | S01 | Conventional Steam Coal | 1008 | IPP Non-CHP
56613 | Logan Wind Energy | 1 | Onshore Wind Turbine | 201 | IPP Non-CHP
10627 | Pine Bluff Mill | 1TG1 | Wood/Wood Waste Biomass | 40 | Industrial CHP
10627 | Pine Bluff Mill | 2TG1 | Wood/Wood Waste Biomass | 20 | Industrial CHP
10627 | Pine Bluff Mill | 3TG1 | Wood/Wood Waste Biomass | 25 | Industrial CHP
56614 | Old Trail Wind Farm | 2 | Onshore Wind Turbine | 198 | IPP Non-CHP
10208 | Escanaba Mill | NO.7 | Natural Gas Steam Turbine | 38.6 | Industrial CHP
10208 | Escanaba Mill | NO.8 | Natural Gas Steam Turbine | 29.8 | Industrial CHP
10208 | Escanaba Mill | NO9 | Natural Gas Steam Turbine | 54 | Industrial CHP
56618 | Noble Clinton Windpark LLC | 1 | Onshore Wind Turbine | 100.5 | IPP Non-CHP
56619 | Noble Ellenburg Windpark LLC | 1 | Onshore Wind Turbine | 81 | IPP Non-CHP
56620 | Noble Bliss Windpark LLC | 1 | Onshore Wind Turbine | 100.5 | IPP Non-CHP
56901 | Noble Altona Windpark LLC | 1 | Onshore Wind Turbine | 97.5 | IPP Non-CHP
56902 | Noble Wethersfield Windpark LLC | 1 | Onshore Wind Turbine | 126 | IPP Non-CHP
56904 | Noble Chateaugay Windpark LLC | 1 | Onshore Wind Turbine | 106.5 | IPP Non-CHP
56905 | Noble Great Plains Windpark LLC | 1 | Onshore Wind Turbine | 114 | IPP Non-CHP
50884 | Pinellas County Resource Recovery | GEN1 | Municipal Solid Waste | 50.5 | IPP Non-CHP
50884 | Pinellas County Resource Recovery | GEN2 | Municipal Solid Waste | 26 | IPP Non-CHP
56635 | Harvest Windfarm LLC | 1 | Onshore Wind Turbine | 52.8 | IPP Non-CHP
50468 | Rocky Mount Mill | 1 | Conventional Hydroelectric | 0.6 | Industrial Non-CHP
50468 | Rocky Mount Mill | 2 | Conventional Hydroelectric | 0.5 | Industrial Non-CHP
50468 | Rocky Mount Mill | 3 | Conventional Hydroelectric | 0.5 | Industrial Non-CHP
50815 | Optim Energy Altura Cogen LLC | GEN1 | Natural Gas Fired Combined Cycle | 84.9 | IPP CHP
50815 | Optim Energy Altura Cogen LLC | GEN2 | Natural Gas Fired Combined Cycle | 84.9 | IPP CHP
50815 | Optim Energy Altura Cogen LLC | GEN3 | Natural Gas Fired Combined Cycle | 84.9 | IPP CHP
50815 | Optim Energy Altura Cogen LLC | GEN4 | Natural Gas Fired Combined Cycle | 84.9 | IPP CHP
50815 | Optim Energy Altura Cogen LLC | GEN5 | Natural Gas Fired Combined Cycle | 84.9 | IPP CHP
50815 | Optim Energy Altura Cogen LLC | GEN6 | Natural Gas Fired Combined Cycle | 129.2 | IPP CHP
50815 | Optim Energy Altura Cogen LLC | GEN7 | Natural Gas Fired Combined Cycle | 89.9 | IPP CHP
56623 | Elkhorn Valley Wind Farm | EH1 | Onshore Wind Turbine | 100.7 | IPP Non-CHP
56488 | Smoky Hills Wind Project Phase I | 1 | Onshore Wind Turbine | 100.8 | IPP Non-CHP
56637 | Bennett Creek Windfarm LLC | 1 | Onshore Wind Turbine | 21 | IPP Non-CHP
56636 | Hot Springs Windfarm LLC | 1 | Onshore Wind Turbine | 21 | IPP Non-CHP
56643 | St Paul Cogeneration | 1 | Wood/Wood Waste Biomass | 37 | IPP CHP
55172 | Bosque County Peaking | GT-1 | Natural Gas Fired Combined Cycle | 154 | IPP Non-CHP
55172 | Bosque County Peaking | GT-2 | Natural Gas Fired Combined Cycle | 154 | IPP Non-CHP
55172 | Bosque County Peaking | GT-3 | Natural Gas Fired Combined Cycle | 154 | IPP Non-CHP
55172 | Bosque County Peaking | ST-4 | Natural Gas Fired Combined Cycle | 95 | IPP Non-CHP
55172 | Bosque County Peaking | ST-5 | Natural Gas Fired Combined Cycle | 250 | IPP Non-CHP
56645 | Osceola Windpower LLC | CL25 | Onshore Wind Turbine | 100 | IPP Non-CHP
50189 | Domtar Paper Co LLC Plymouth NC | TG10 | Wood/Wood Waste Biomass | 72 | Industrial CHP
50189 | Domtar Paper Co LLC Plymouth NC | TG7 | Wood/Wood Waste Biomass | 7.5 | Industrial CHP
50189 | Domtar Paper Co LLC Plymouth NC | TG8 | Wood/Wood Waste Biomass | 25 | Industrial CHP
50189 | Domtar Paper Co LLC Plymouth NC | TG9 | Wood/Wood Waste Biomass | 42 | Industrial CHP
4046 | Point Beach Nuclear Plant | 1 | Nuclear | 643 | IPP Non-CHP
4046 | Point Beach Nuclear Plant | 2 | Nuclear | 643 | IPP Non-CHP
4046 | Point Beach Nuclear Plant | 5 | Petroleum Liquids | 25 | IPP Non-CHP
56487 | White Creek Wind Farm | 1 | Onshore Wind Turbine | 204 | IPP Non-CHP
56667 | Lanai Solar-Electric Plant | 0001 | Solar Photovoltaic | 0.1 | IPP Non-CHP
56667 | Lanai Solar-Electric Plant | 0002 | Solar Photovoltaic | 0.1 | IPP Non-CHP
56667 | Lanai Solar-Electric Plant | 0003 | Solar Photovoltaic | 0.1 | IPP Non-CHP
56667 | Lanai Solar-Electric Plant | 0004 | Solar Photovoltaic | 0.1 | IPP Non-CHP
56667 | Lanai Solar-Electric Plant | 0005 | Solar Photovoltaic | 0.1 | IPP Non-CHP
56667 | Lanai Solar-Electric Plant | 0006 | Solar Photovoltaic | 0.1 | IPP Non-CHP
56667 | Lanai Solar-Electric Plant | 0007 | Solar Photovoltaic | 0.1 | IPP Non-CHP
56667 | Lanai Solar-Electric Plant | 0008 | Solar Photovoltaic | 0.1 | IPP Non-CHP
56667 | Lanai Solar-Electric Plant | 0009 | Solar Photovoltaic | 0.1 | IPP Non-CHP
56667 | Lanai Solar-Electric Plant | 0010 | Solar Photovoltaic | 0.1 | IPP Non-CHP
56667 | Lanai Solar-Electric Plant | 0011 | Solar Photovoltaic | 0.1 | IPP Non-CHP
56667 | Lanai Solar-Electric Plant | 0012 | Solar Photovoltaic | 0.1 | IPP Non-CHP
55011 | LSP-Whitewater LP | CTG1 | Natural Gas Fired Combined Cycle | 177.3 | IPP CHP
55011 | LSP-Whitewater LP | STG1 | Natural Gas Fired Combined Cycle | 106.2 | IPP CHP
55010 | LSP-Cottage Grove LP | CTG1 | Natural Gas Fired Combined Cycle | 177.3 | IPP CHP
55010 | LSP-Cottage Grove LP | STG1 | Natural Gas Fired Combined Cycle | 106.2 | IPP CHP
50799 | Parlin Power Plant | GEN1 | Natural Gas Fired Combined Cycle | 45.9 | IPP CHP
50799 | Parlin Power Plant | GEN2 | Natural Gas Fired Combined Cycle | 45.9 | IPP CHP
50799 | Parlin Power Plant | GEN3 | Natural Gas Fired Combined Cycle | 21.6 | IPP CHP
50799 | Parlin Power Plant | GEN4 | Natural Gas Fired Combined Cycle | 21.6 | IPP CHP
56665 | Dempsey Ridge Wind Farm | DR | Onshore Wind Turbine | 132 | IPP Non-CHP
56669 | Tatanka Wind Power LLC | TW1 | Onshore Wind Turbine | 180 | IPP Non-CHP
56670 | Velva Windfarm LLC | VW1 | Onshore Wind Turbine | 11.9 | IPP Non-CHP
56804 | Red Hills Wind Project LLC | RH | Onshore Wind Turbine | 123 | IPP Non-CHP
56805 | EcoGrove Wind LLC | 1 | Onshore Wind Turbine | 100.5 | IPP Non-CHP
10360 | Green Bay West Mill | GEN6 | Conventional Steam Coal | 18.7 | Industrial CHP
10360 | Green Bay West Mill | GEN7 | Conventional Steam Coal | 28.9 | Industrial CHP
10360 | Green Bay West Mill | GEN9 | Conventional Steam Coal | 43.2 | Industrial CHP
57249 | Renewable Energy Services of Ohio | GEN1 | Landfill Gas | 1.6 | IPP Non-CHP
57249 | Renewable Energy Services of Ohio | GEN2 | Landfill Gas | 0.8 | IPP Non-CHP
56673 | Whirlwind Energy Center | WEC | Onshore Wind Turbine | 59.8 | IPP Non-CHP
56671 | Longview Power LLC | MKA01 | Conventional Steam Coal | 807.5 | IPP Non-CHP
56616 | Novo BioPower Plant | G3 | Wood/Wood Waste Biomass | 27.2 | IPP Non-CHP
54750 | Coram Tehachapi | VW1 | Onshore Wind Turbine | 6.9 | IPP Non-CHP
56640 | Camp Grove Wind Farm | 1 | Onshore Wind Turbine | 150 | IPP Non-CHP
56679 | Benton County Wind Farm | 1 | Onshore Wind Turbine | 130.5 | IPP Non-CHP
54789 | Georgia-Pacific Brewton Mill | 1TG | Wood/Wood Waste Biomass | 12.5 | Industrial CHP
54789 | Georgia-Pacific Brewton Mill | 2TG | Wood/Wood Waste Biomass | 12.5 | Industrial CHP
54789 | Georgia-Pacific Brewton Mill | 3TG | Wood/Wood Waste Biomass | 15.9 | Industrial CHP
56134 | Regional Wastewater Control Facility | 0101 | Natural Gas Internal Combustion Engine | 1 | Commercial CHP
56134 | Regional Wastewater Control Facility | 0301 | Natural Gas Internal Combustion Engine | 1 | Commercial CHP
56134 | Regional Wastewater Control Facility | 0401 | Natural Gas Internal Combustion Engine | 1 | Commercial CHP
56134 | Regional Wastewater Control Facility | 0501 | Petroleum Liquids | 1.8 | Commercial CHP
1391 | Louisiana 1 | 1A | Natural Gas Steam Turbine | 23 | Industrial CHP
1391 | Louisiana 1 | 2A | Natural Gas Steam Turbine | 62.5 | Industrial CHP
1391 | Louisiana 1 | 3A | Natural Gas Steam Turbine | 63 | Industrial CHP
1391 | Louisiana 1 | 4A | Natural Gas Fired Combustion Turbine | 101 | Industrial CHP
1391 | Louisiana 1 | 5A | Natural Gas Fired Combustion Turbine | 156.8 | Industrial CHP
1392 | Louisiana 2 | 10 | Natural Gas Steam Turbine | 50 | Electric Utility
1392 | Louisiana 2 | 11 | Natural Gas Steam Turbine | 50 | Electric Utility
1392 | Louisiana 2 | 12 | Natural Gas Steam Turbine | 75 | Electric Utility
1393 | R S Nelson | 1 | Petroleum Coke | 113.6 | Electric Utility
1393 | R S Nelson | 2 | Petroleum Coke | 113.6 | Electric Utility
1393 | R S Nelson | 3 | Natural Gas Steam Turbine | 163.2 | Electric Utility
1393 | R S Nelson | 4 | Natural Gas Steam Turbine | 591.8 | Electric Utility
1393 | R S Nelson | 6 | Conventional Steam Coal | 614.6 | Electric Utility
1394 | Willow Glen | 1 | Natural Gas Steam Turbine | 163.2 | Electric Utility
1394 | Willow Glen | 2 | Natural Gas Steam Turbine | 239.4 | Electric Utility
1394 | Willow Glen | 3 | Natural Gas Steam Turbine | 591.8 | Electric Utility
1394 | Willow Glen | 4 | Natural Gas Steam Turbine | 591.8 | Electric Utility
1394 | Willow Glen | 5 | Natural Gas Steam Turbine | 591.8 | Electric Utility
6462 | River Bend | 1 | Nuclear | 1035.9 | Electric Utility
55165 | Calcasieu | G101 | Natural Gas Fired Combustion Turbine | 174.3 | Electric Utility
55165 | Calcasieu | G102 | Natural Gas Fired Combustion Turbine | 184.5 | Electric Utility
3457 | Lewis Creek | 1 | Natural Gas Steam Turbine | 271.4 | Electric Utility
3457 | Lewis Creek | 2 | Natural Gas Steam Turbine | 271.4 | Electric Utility
3459 | Sabine | 1 | Natural Gas Steam Turbine | 239.4 | Electric Utility
3459 | Sabine | 2 | Natural Gas Steam Turbine | 239.4 | Electric Utility
3459 | Sabine | 3 | Natural Gas Steam Turbine | 473.4 | Electric Utility
3459 | Sabine | 4 | Natural Gas Steam Turbine | 591.6 | Electric Utility
3459 | Sabine | 5 | Natural Gas Steam Turbine | 507.4 | Electric Utility
6595 | Toledo Bend | 1 | Conventional Hydroelectric | 40.5 | Electric Utility
6595 | Toledo Bend | 2 | Conventional Hydroelectric | 40.5 | Electric Utility
56680 | Wicomico | 1 | Landfill Gas | 0.3 | IPP Non-CHP
56680 | Wicomico | 10 | Landfill Gas | 0.3 | IPP Non-CHP
56680 | Wicomico | 11 | Landfill Gas | 0.3 | IPP Non-CHP
56680 | Wicomico | 12 | Landfill Gas | 0.3 | IPP Non-CHP
56680 | Wicomico | 13 | Landfill Gas | 0.3 | IPP Non-CHP
56680 | Wicomico | 14 | Landfill Gas | 0.3 | IPP Non-CHP
56680 | Wicomico | 15 | Landfill Gas | 0.3 | IPP Non-CHP
56680 | Wicomico | 16 | Landfill Gas | 0.3 | IPP Non-CHP
56680 | Wicomico | 17 | Landfill Gas | 0.3 | IPP Non-CHP
56680 | Wicomico | 18 | Landfill Gas | 0.3 | IPP Non-CHP
56680 | Wicomico | 2 | Landfill Gas | 0.3 | IPP Non-CHP
56680 | Wicomico | 3 | Landfill Gas | 0.3 | IPP Non-CHP
56680 | Wicomico | 4 | Landfill Gas | 0.3 | IPP Non-CHP
56680 | Wicomico | 5 | Landfill Gas | 0.3 | IPP Non-CHP
56680 | Wicomico | 6 | Landfill Gas | 0.3 | IPP Non-CHP
56680 | Wicomico | 7 | Landfill Gas | 0.3 | IPP Non-CHP
56680 | Wicomico | 8 | Landfill Gas | 0.3 | IPP Non-CHP
56680 | Wicomico | 9 | Landfill Gas | 0.3 | IPP Non-CHP
56681 | Amelia | 1 | Landfill Gas | 0.3 | IPP Non-CHP
56681 | Amelia | 10 | Landfill Gas | 0.3 | IPP Non-CHP
56681 | Amelia | 11 | Landfill Gas | 0.3 | IPP Non-CHP
56681 | Amelia | 12 | Landfill Gas | 0.3 | IPP Non-CHP
56681 | Amelia | 13 | Landfill Gas | 0.3 | IPP Non-CHP
56681 | Amelia | 14 | Landfill Gas | 0.3 | IPP Non-CHP
56681 | Amelia | 15 | Landfill Gas | 0.3 | IPP Non-CHP
56681 | Amelia | 16 | Landfill Gas | 0.3 | IPP Non-CHP
56681 | Amelia | 17 | Landfill Gas | 0.3 | IPP Non-CHP
56681 | Amelia | 18 | Landfill Gas | 0.3 | IPP Non-CHP
56681 | Amelia | 19 | Landfill Gas | 0.3 | IPP Non-CHP
56681 | Amelia | 2 | Landfill Gas | 0.3 | IPP Non-CHP
56681 | Amelia | 20 | Landfill Gas | 0.3 | IPP Non-CHP
56681 | Amelia | 21 | Landfill Gas | 0.3 | IPP Non-CHP
56681 | Amelia | 22 | Landfill Gas | 0.3 | IPP Non-CHP
56681 | Amelia | 23 | Landfill Gas | 0.3 | IPP Non-CHP
56681 | Amelia | 24 | Landfill Gas | 0.3 | IPP Non-CHP
56681 | Amelia | 25 | Landfill Gas | 0.3 | IPP Non-CHP
56681 | Amelia | 26 | Landfill Gas | 0.3 | IPP Non-CHP
56681 | Amelia | 27 | Landfill Gas | 0.3 | IPP Non-CHP
56681 | Amelia | 28 | Landfill Gas | 0.3 | IPP Non-CHP
56681 | Amelia | 29 | Landfill Gas | 0.3 | IPP Non-CHP
56681 | Amelia | 3 | Landfill Gas | 0.3 | IPP Non-CHP
56681 | Amelia | 30 | Landfill Gas | 0.3 | IPP Non-CHP
56681 | Amelia | 31 | Landfill Gas | 0.3 | IPP Non-CHP
56681 | Amelia | 32 | Landfill Gas | 0.3 | IPP Non-CHP
56681 | Amelia | 33 | Landfill Gas | 0.3 | IPP Non-CHP
56681 | Amelia | 34 | Landfill Gas | 0.3 | IPP Non-CHP
56681 | Amelia | 35 | Landfill Gas | 0.3 | IPP Non-CHP
56681 | Amelia | 36 | Landfill Gas | 0.3 | IPP Non-CHP
56681 | Amelia | 37 | Landfill Gas | 0.3 | IPP Non-CHP
56681 | Amelia | 38 | Landfill Gas | 0.3 | IPP Non-CHP
56681 | Amelia | 39 | Landfill Gas | 0.3 | IPP Non-CHP
56681 | Amelia | 4 | Landfill Gas | 0.3 | IPP Non-CHP
56681 | Amelia | 40 | Landfill Gas | 0.3 | IPP Non-CHP
56681 | Amelia | 41 | Landfill Gas | 0.3 | IPP Non-CHP
56681 | Amelia | 42 | Landfill Gas | 0.3 | IPP Non-CHP
56681 | Amelia | 43 | Landfill Gas | 0.3 | IPP Non-CHP
56681 | Amelia | 44 | Landfill Gas | 0.3 | IPP Non-CHP
56681 | Amelia | 45 | Landfill Gas | 0.3 | IPP Non-CHP
56681 | Amelia | 46 | Landfill Gas | 0.3 | IPP Non-CHP
56681 | Amelia | 47 | Landfill Gas | 0.3 | IPP Non-CHP
56681 | Amelia | 48 | Landfill Gas | 0.3 | IPP Non-CHP
56681 | Amelia | 5 | Landfill Gas | 0.3 | IPP Non-CHP
56681 | Amelia | 6 | Landfill Gas | 0.3 | IPP Non-CHP
56681 | Amelia | 7 | Landfill Gas | 0.3 | IPP Non-CHP
56681 | Amelia | 8 | Landfill Gas | 0.3 | IPP Non-CHP
56681 | Amelia | 9 | Landfill Gas | 0.3 | IPP Non-CHP
56682 | Brunswick Landfill Gas | 10 | Landfill Gas | 0.3 | IPP Non-CHP
56682 | Brunswick Landfill Gas | 11 | Landfill Gas | 0.3 | IPP Non-CHP
56682 | Brunswick Landfill Gas | 12 | Landfill Gas | 0.3 | IPP Non-CHP
56682 | Brunswick Landfill Gas | 13 | Landfill Gas | 0.3 | IPP Non-CHP
56682 | Brunswick Landfill Gas | 14 | Landfill Gas | 0.3 | IPP Non-CHP
56682 | Brunswick Landfill Gas | 15 | Landfill Gas | 0.3 | IPP Non-CHP
56682 | Brunswick Landfill Gas | 16 | Landfill Gas | 0.3 | IPP Non-CHP
56682 | Brunswick Landfill Gas | 17 | Landfill Gas | 0.3 | IPP Non-CHP
56682 | Brunswick Landfill Gas | 18 | Landfill Gas | 0.3 | IPP Non-CHP
56682 | Brunswick Landfill Gas | 19 | Landfill Gas | 0.3 | IPP Non-CHP
56682 | Brunswick Landfill Gas | 2 | Landfill Gas | 0.3 | IPP Non-CHP
56682 | Brunswick Landfill Gas | 20 | Landfill Gas | 0.3 | IPP Non-CHP
56682 | Brunswick Landfill Gas | 21 | Landfill Gas | 0.3 | IPP Non-CHP
56682 | Brunswick Landfill Gas | 22 | Landfill Gas | 0.3 | IPP Non-CHP
56682 | Brunswick Landfill Gas | 23 | Landfill Gas | 0.3 | IPP Non-CHP
56682 | Brunswick Landfill Gas | 24 | Landfill Gas | 0.3 | IPP Non-CHP
56682 | Brunswick Landfill Gas | 25 | Landfill Gas | 0.3 | IPP Non-CHP
56682 | Brunswick Landfill Gas | 26 | Landfill Gas | 0.3 | IPP Non-CHP
56682 | Brunswick Landfill Gas | 27 | Landfill Gas | 0.3 | IPP Non-CHP
56682 | Brunswick Landfill Gas | 28 | Landfill Gas | 0.3 | IPP Non-CHP
56682 | Brunswick Landfill Gas | 29 | Landfill Gas | 0.3 | IPP Non-CHP
56682 | Brunswick Landfill Gas | 3 | Landfill Gas | 0.3 | IPP Non-CHP
56682 | Brunswick Landfill Gas | 30 | Landfill Gas | 0.3 | IPP Non-CHP
56682 | Brunswick Landfill Gas | 31 | Landfill Gas | 0.3 | IPP Non-CHP
56682 | Brunswick Landfill Gas | 32 | Landfill Gas | 0.3 | IPP Non-CHP
56682 | Brunswick Landfill Gas | 33 | Landfill Gas | 0.3 | IPP Non-CHP
56682 | Brunswick Landfill Gas | 34 | Landfill Gas | 0.3 | IPP Non-CHP
56682 | Brunswick Landfill Gas | 35 | Landfill Gas | 0.3 | IPP Non-CHP
56682 | Brunswick Landfill Gas | 36 | Landfill Gas | 0.3 | IPP Non-CHP
56682 | Brunswick Landfill Gas | 4 | Landfill Gas | 0.3 | IPP Non-CHP
56682 | Brunswick Landfill Gas | 5 | Landfill Gas | 0.3 | IPP Non-CHP
56682 | Brunswick Landfill Gas | 6 | Landfill Gas | 0.3 | IPP Non-CHP
56682 | Brunswick Landfill Gas | 7 | Landfill Gas | 0.3 | IPP Non-CHP
56682 | Brunswick Landfill Gas | 8 | Landfill Gas | 0.3 | IPP Non-CHP
56682 | Brunswick Landfill Gas | 9 | Landfill Gas | 0.3 | IPP Non-CHP
56683 | Charles City | 1 | Landfill Gas | 0.3 | IPP Non-CHP
56683 | Charles City | 10 | Landfill Gas | 0.3 | IPP Non-CHP
56683 | Charles City | 11 | Landfill Gas | 0.3 | IPP Non-CHP
56683 | Charles City | 12 | Landfill Gas | 0.3 | IPP Non-CHP
56683 | Charles City | 13 | Landfill Gas | 0.3 | IPP Non-CHP
56683 | Charles City | 14 | Landfill Gas | 0.3 | IPP Non-CHP
56683 | Charles City | 15 | Landfill Gas | 0.3 | IPP Non-CHP
56683 | Charles City | 16 | Landfill Gas | 0.3 | IPP Non-CHP
56683 | Charles City | 17 | Landfill Gas | 0.3 | IPP Non-CHP
56683 | Charles City | 18 | Landfill Gas | 0.3 | IPP Non-CHP
56683 | Charles City | 19 | Landfill Gas | 0.3 | IPP Non-CHP
56683 | Charles City | 2 | Landfill Gas | 0.3 | IPP Non-CHP
56683 | Charles City | 20 | Landfill Gas | 0.3 | IPP Non-CHP
56683 | Charles City | 21 | Landfill Gas | 0.3 | IPP Non-CHP
56683 | Charles City | 22 | Landfill Gas | 0.3 | IPP Non-CHP
56683 | Charles City | 23 | Landfill Gas | 0.3 | IPP Non-CHP
56683 | Charles City | 24 | Landfill Gas | 0.3 | IPP Non-CHP
56683 | Charles City | 25 | Landfill Gas | 0.3 | IPP Non-CHP
56683 | Charles City | 26 | Landfill Gas | 0.3 | IPP Non-CHP
56683 | Charles City | 27 | Landfill Gas | 0.3 | IPP Non-CHP
56683 | Charles City | 28 | Landfill Gas | 0.3 | IPP Non-CHP
56683 | Charles City | 29 | Landfill Gas | 0.3 | IPP Non-CHP
56683 | Charles City | 3 | Landfill Gas | 0.3 | IPP Non-CHP
56683 | Charles City | 30 | Landfill Gas | 0.3 | IPP Non-CHP
56683 | Charles City | 31 | Landfill Gas | 0.3 | IPP Non-CHP
56683 | Charles City | 32 | Landfill Gas | 0.3 | IPP Non-CHP
56683 | Charles City | 33 | Landfill Gas | 0.3 | IPP Non-CHP
56683 | Charles City | 34 | Landfill Gas | 0.3 | IPP Non-CHP
56683 | Charles City | 35 | Landfill Gas | 0.3 | IPP Non-CHP
56683 | Charles City | 36 | Landfill Gas | 0.3 | IPP Non-CHP
56683 | Charles City | 37 | Landfill Gas | 0.3 | IPP Non-CHP
56683 | Charles City | 38 | Landfill Gas | 0.3 | IPP Non-CHP
56683 | Charles City | 39 | Landfill Gas | 0.3 | IPP Non-CHP
56683 | Charles City | 4 | Landfill Gas | 0.3 | IPP Non-CHP
56683 | Charles City | 40 | Landfill Gas | 0.3 | IPP Non-CHP
56683 | Charles City | 41 | Landfill Gas | 0.3 | IPP Non-CHP
56683 | Charles City | 42 | Landfill Gas | 0.3 | IPP Non-CHP
56683 | Charles City | 43 | Landfill Gas | 0.3 | IPP Non-CHP
56683 | Charles City | 44 | Landfill Gas | 0.3 | IPP Non-CHP
56683 | Charles City | 45 | Landfill Gas | 0.3 | IPP Non-CHP
56683 | Charles City | 46 | Landfill Gas | 0.3 | IPP Non-CHP
56683 | Charles City | 47 | Landfill Gas | 0.3 | IPP Non-CHP
56683 | Charles City | 48 | Landfill Gas | 0.3 | IPP Non-CHP
56683 | Charles City | 5 | Landfill Gas | 0.3 | IPP Non-CHP
56683 | Charles City | 6 | Landfill Gas | 0.3 | IPP Non-CHP
56683 | Charles City | 7 | Landfill Gas | 0.3 | IPP Non-CHP
56683 | Charles City | 8 | Landfill Gas | 0.3 | IPP Non-CHP
56683 | Charles City | 9 | Landfill Gas | 0.3 | IPP Non-CHP
56684 | Chesterfield Landfill Gas | 1 | Landfill Gas | 0.3 | IPP Non-CHP
56684 | Chesterfield Landfill Gas | 10 | Landfill Gas | 0.3 | IPP Non-CHP
56684 | Chesterfield Landfill Gas | 11 | Landfill Gas | 0.3 | IPP Non-CHP
56684 | Chesterfield Landfill Gas | 12 | Landfill Gas | 0.3 | IPP Non-CHP
56684 | Chesterfield Landfill Gas | 13 | Landfill Gas | 0.3 | IPP Non-CHP
56684 | Chesterfield Landfill Gas | 14 | Landfill Gas | 0.3 | IPP Non-CHP
56684 | Chesterfield Landfill Gas | 15 | Landfill Gas | 0.3 | IPP Non-CHP
56684 | Chesterfield Landfill Gas | 16 | Landfill Gas | 0.3 | IPP Non-CHP
56684 | Chesterfield Landfill Gas | 17 | Landfill Gas | 0.3 | IPP Non-CHP
56684 | Chesterfield Landfill Gas | 18 | Landfill Gas | 0.3 | IPP Non-CHP
56684 | Chesterfield Landfill Gas | 19 | Landfill Gas | 0.3 | IPP Non-CHP
56684 | Chesterfield Landfill Gas | 2 | Landfill Gas | 0.3 | IPP Non-CHP
56684 | Chesterfield Landfill Gas | 20 | Landfill Gas | 0.3 | IPP Non-CHP
56684 | Chesterfield Landfill Gas | 21 | Landfill Gas | 0.3 | IPP Non-CHP
56684 | Chesterfield Landfill Gas | 22 | Landfill Gas | 0.3 | IPP Non-CHP
56684 | Chesterfield Landfill Gas | 23 | Landfill Gas | 0.3 | IPP Non-CHP
56684 | Chesterfield Landfill Gas | 24 | Landfill Gas | 0.3 | IPP Non-CHP
56684 | Chesterfield Landfill Gas | 25 | Landfill Gas | 0.3 | IPP Non-CHP
56684 | Chesterfield Landfill Gas | 26 | Landfill Gas | 0.3 | IPP Non-CHP
56684 | Chesterfield Landfill Gas | 27 | Landfill Gas | 0.3 | IPP Non-CHP
56684 | Chesterfield Landfill Gas | 28 | Landfill Gas | 0.3 | IPP Non-CHP
56684 | Chesterfield Landfill Gas | 29 | Landfill Gas | 0.3 | IPP Non-CHP
56684 | Chesterfield Landfill Gas | 3 | Landfill Gas | 0.3 | IPP Non-CHP
56684 | Chesterfield Landfill Gas | 30 | Landfill Gas | 0.3 | IPP Non-CHP
56684 | Chesterfield Landfill Gas | 31 | Landfill Gas | 0.3 | IPP Non-CHP
56684 | Chesterfield Landfill Gas | 32 | Landfill Gas | 0.3 | IPP Non-CHP
56684 | Chesterfield Landfill Gas | 33 | Landfill Gas | 0.3 | IPP Non-CHP
56684 | Chesterfield Landfill Gas | 34 | Landfill Gas | 0.3 | IPP Non-CHP
56684 | Chesterfield Landfill Gas | 35 | Landfill Gas | 0.3 | IPP Non-CHP
56684 | Chesterfield Landfill Gas | 36 | Landfill Gas | 0.3 | IPP Non-CHP
56684 | Chesterfield Landfill Gas | 37 | Landfill Gas | 0.3 | IPP Non-CHP
56684 | Chesterfield Landfill Gas | 38 | Landfill Gas | 0.3 | IPP Non-CHP
56684 | Chesterfield Landfill Gas | 39 | Landfill Gas | 0.3 | IPP Non-CHP
56684 | Chesterfield Landfill Gas | 4 | Landfill Gas | 0.3 | IPP Non-CHP
56684 | Chesterfield Landfill Gas | 40 | Landfill Gas | 0.3 | IPP Non-CHP
56684 | Chesterfield Landfill Gas | 41 | Landfill Gas | 0.3 | IPP Non-CHP
56684 | Chesterfield Landfill Gas | 42 | Landfill Gas | 0.3 | IPP Non-CHP
56684 | Chesterfield Landfill Gas | 43 | Landfill Gas | 0.3 | IPP Non-CHP
56684 | Chesterfield Landfill Gas | 44 | Landfill Gas | 0.3 | IPP Non-CHP
56684 | Chesterfield Landfill Gas | 45 | Landfill Gas | 0.3 | IPP Non-CHP
56684 | Chesterfield Landfill Gas | 46 | Landfill Gas | 0.3 | IPP Non-CHP
56684 | Chesterfield Landfill Gas | 47 | Landfill Gas | 0.3 | IPP Non-CHP
56684 | Chesterfield Landfill Gas | 48 | Landfill Gas | 0.3 | IPP Non-CHP
56684 | Chesterfield Landfill Gas | 5 | Landfill Gas | 0.3 | IPP Non-CHP
56684 | Chesterfield Landfill Gas | 6 | Landfill Gas | 0.3 | IPP Non-CHP
56684 | Chesterfield Landfill Gas | 7 | Landfill Gas | 0.3 | IPP Non-CHP
56684 | Chesterfield Landfill Gas | 8 | Landfill Gas | 0.3 | IPP Non-CHP
56684 | Chesterfield Landfill Gas | 9 | Landfill Gas | 0.3 | IPP Non-CHP
56686 | King & Queen | 1 | Landfill Gas | 0.3 | IPP Non-CHP
56686 | King & Queen | 10 | Landfill Gas | 0.3 | IPP Non-CHP
56686 | King & Queen | 11 | Landfill Gas | 0.3 | IPP Non-CHP
56686 | King & Queen | 12 | Landfill Gas | 0.3 | IPP Non-CHP
56686 | King & Queen | 13 | Landfill Gas | 0.3 | IPP Non-CHP
56686 | King & Queen | 14 | Landfill Gas | 0.3 | IPP Non-CHP
56686 | King & Queen | 15 | Landfill Gas | 0.3 | IPP Non-CHP
56686 | King & Queen | 16 | Landfill Gas | 0.3 | IPP Non-CHP
56686 | King & Queen | 17 | Landfill Gas | 0.3 | IPP Non-CHP
56686 | King & Queen | 18 | Landfill Gas | 0.3 | IPP Non-CHP
56686 | King & Queen | 19 | Landfill Gas | 0.3 | IPP Non-CHP
56686 | King & Queen | 2 | Landfill Gas | 0.3 | IPP Non-CHP
56686 | King & Queen | 20 | Landfill Gas | 0.3 | IPP Non-CHP
56686 | King & Queen | 21 | Landfill Gas | 0.3 | IPP Non-CHP
56686 | King & Queen | 22 | Landfill Gas | 0.3 | IPP Non-CHP
56686 | King & Queen | 23 | Landfill Gas | 0.3 | IPP Non-CHP
56686 | King & Queen | 24 | Landfill Gas | 0.3 | IPP Non-CHP
56686 | King & Queen | 25 | Landfill Gas | 0.3 | IPP Non-CHP
56686 | King & Queen | 26 | Landfill Gas | 0.3 | IPP Non-CHP
56686 | King & Queen | 27 | Landfill Gas | 0.3 | IPP Non-CHP
56686 | King & Queen | 28 | Landfill Gas | 0.3 | IPP Non-CHP
56686 | King & Queen | 29 | Landfill Gas | 0.3 | IPP Non-CHP
56686 | King & Queen | 3 | Landfill Gas | 0.3 | IPP Non-CHP
56686 | King & Queen | 30 | Landfill Gas | 0.3 | IPP Non-CHP
56686 | King & Queen | 31 | Landfill Gas | 0.3 | IPP Non-CHP
56686 | King & Queen | 32 | Landfill Gas | 0.3 | IPP Non-CHP
56686 | King & Queen | 33 | Landfill Gas | 0.3 | IPP Non-CHP
56686 | King & Queen | 34 | Landfill Gas | 0.3 | IPP Non-CHP
56686 | King & Queen | 35 | Landfill Gas | 0.3 | IPP Non-CHP
56686 | King & Queen | 36 | Landfill Gas | 0.3 | IPP Non-CHP
56686 | King & Queen | 4 | Landfill Gas | 0.3 | IPP Non-CHP
56686 | King & Queen | 5 | Landfill Gas | 0.3 | IPP Non-CHP
56686 | King & Queen | 6 | Landfill Gas | 0.3 | IPP Non-CHP
56686 | King & Queen | 7 | Landfill Gas | 0.3 | IPP Non-CHP
56686 | King & Queen | 8 | Landfill Gas | 0.3 | IPP Non-CHP
56686 | King & Queen | 9 | Landfill Gas | 0.3 | IPP Non-CHP
56687 | Mountain View | 1 | Landfill Gas | 0.3 | IPP Non-CHP
56687 | Mountain View | 10 | Landfill Gas | 0.3 | IPP Non-CHP
56687 | Mountain View | 11 | Landfill Gas | 0.3 | IPP Non-CHP
56687 | Mountain View | 12 | Landfill Gas | 0.3 | IPP Non-CHP
56687 | Mountain View | 13 | Landfill Gas | 0.3 | IPP Non-CHP
56687 | Mountain View | 14 | Landfill Gas | 0.3 | IPP Non-CHP
56687 | Mountain View | 15 | Landfill Gas | 0.3 | IPP Non-CHP
56687 | Mountain View | 16 | Landfill Gas | 0.3 | IPP Non-CHP
56687 | Mountain View | 17 | Landfill Gas | 0.3 | IPP Non-CHP
56687 | Mountain View | 18 | Landfill Gas | 0.3 | IPP Non-CHP
56687 | Mountain View | 19 | Landfill Gas | 0.3 | IPP Non-CHP
56687 | Mountain View | 2 | Landfill Gas | 0.3 | IPP Non-CHP
56687 | Mountain View | 20 | Landfill Gas | 0.3 | IPP Non-CHP
56687 | Mountain View | 21 | Landfill Gas | 0.3 | IPP Non-CHP
56687 | Mountain View | 22 | Landfill Gas | 0.3 | IPP Non-CHP
56687 | Mountain View | 23 | Landfill Gas | 0.3 | IPP Non-CHP
56687 | Mountain View | 24 | Landfill Gas | 0.3 | IPP Non-CHP
56687 | Mountain View | 25 | Landfill Gas | 0.3 | IPP Non-CHP
56687 | Mountain View | 26 | Landfill Gas | 0.3 | IPP Non-CHP
56687 | Mountain View | 27 | Landfill Gas | 0.3 | IPP Non-CHP
56687 | Mountain View | 28 | Landfill Gas | 0.3 | IPP Non-CHP
56687 | Mountain View | 29 | Landfill Gas | 0.3 | IPP Non-CHP
56687 | Mountain View | 3 | Landfill Gas | 0.3 | IPP Non-CHP
56687 | Mountain View | 30 | Landfill Gas | 0.3 | IPP Non-CHP
56687 | Mountain View | 31 | Landfill Gas | 0.3 | IPP Non-CHP
56687 | Mountain View | 32 | Landfill Gas | 0.3 | IPP Non-CHP
56687 | Mountain View | 33 | Landfill Gas | 0.3 | IPP Non-CHP
56687 | Mountain View | 34 | Landfill Gas | 0.3 | IPP Non-CHP
56687 | Mountain View | 35 | Landfill Gas | 0.3 | IPP Non-CHP
56687 | Mountain View | 36 | Landfill Gas | 0.3 | IPP Non-CHP
56687 | Mountain View | 37 | Landfill Gas | 0.3 | IPP Non-CHP
56687 | Mountain View | 38 | Landfill Gas | 0.3 | IPP Non-CHP
56687 | Mountain View | 39 | Landfill Gas | 0.3 | IPP Non-CHP
56687 | Mountain View | 4 | Landfill Gas | 0.3 | IPP Non-CHP
56687 | Mountain View | 40 | Landfill Gas | 0.3 | IPP Non-CHP
56687 | Mountain View | 41 | Landfill Gas | 0.3 | IPP Non-CHP
56687 | Mountain View | 42 | Landfill Gas | 0.3 | IPP Non-CHP
56687 | Mountain View | 43 | Landfill Gas | 0.3 | IPP Non-CHP
56687 | Mountain View | 44 | Landfill Gas | 0.3 | IPP Non-CHP
56687 | Mountain View | 45 | Landfill Gas | 0.3 | IPP Non-CHP
56687 | Mountain View | 46 | Landfill Gas | 0.3 | IPP Non-CHP
56687 | Mountain View | 47 | Landfill Gas | 0.3 | IPP Non-CHP
56687 | Mountain View | 48 | Landfill Gas | 0.3 | IPP Non-CHP
56687 | Mountain View | 5 | Landfill Gas | 0.3 | IPP Non-CHP
56687 | Mountain View | 6 | Landfill Gas | 0.3 | IPP Non-CHP
56687 | Mountain View | 7 | Landfill Gas | 0.3 | IPP Non-CHP
56687 | Mountain View | 8 | Landfill Gas | 0.3 | IPP Non-CHP
56687 | Mountain View | 9 | Landfill Gas | 0.3 | IPP Non-CHP
56688 | New Bern | 1 | Landfill Gas | 0.3 | IPP Non-CHP
56688 | New Bern | 10 | Landfill Gas | 0.3 | IPP Non-CHP
56688 | New Bern | 11 | Landfill Gas | 0.3 | IPP Non-CHP
56688 | New Bern | 12 | Landfill Gas | 0.3 | IPP Non-CHP
56688 | New Bern | 13 | Landfill Gas | 0.3 | IPP Non-CHP
56688 | New Bern | 14 | Landfill Gas | 0.3 | IPP Non-CHP
56688 | New Bern | 15 | Landfill Gas | 0.3 | IPP Non-CHP
56688 | New Bern | 16 | Landfill Gas | 0.3 | IPP Non-CHP
56688 | New Bern | 17 | Landfill Gas | 0.3 | IPP Non-CHP
56688 | New Bern | 18 | Landfill Gas | 0.3 | IPP Non-CHP
56688 | New Bern | 2 | Landfill Gas | 0.3 | IPP Non-CHP
56688 | New Bern | 3 | Landfill Gas | 0.3 | IPP Non-CHP
56688 | New Bern | 4 | Landfill Gas | 0.3 | IPP Non-CHP
56688 | New Bern | 5 | Landfill Gas | 0.3 | IPP Non-CHP
56688 | New Bern | 6 | Landfill Gas | 0.3 | IPP Non-CHP
56688 | New Bern | 7 | Landfill Gas | 0.3 | IPP Non-CHP
56688 | New Bern | 8 | Landfill Gas | 0.3 | IPP Non-CHP
56688 | New Bern | 9 | Landfill Gas | 0.3 | IPP Non-CHP
56690 | Pine Grove | 1 | Landfill Gas | 0.3 | IPP Non-CHP
56690 | Pine Grove | 10 | Landfill Gas | 0.3 | IPP Non-CHP
56690 | Pine Grove | 11 | Landfill Gas | 0.3 | IPP Non-CHP
56690 | Pine Grove | 12 | Landfill Gas | 0.3 | IPP Non-CHP
56690 | Pine Grove | 13 | Landfill Gas | 0.3 | IPP Non-CHP
56690 | Pine Grove | 14 | Landfill Gas | 0.3 | IPP Non-CHP
56690 | Pine Grove | 15 | Landfill Gas | 0.3 | IPP Non-CHP
56690 | Pine Grove | 16 | Landfill Gas | 0.3 | IPP Non-CHP
56690 | Pine Grove | 17 | Landfill Gas | 0.3 | IPP Non-CHP
56690 | Pine Grove | 18 | Landfill Gas | 0.3 | IPP Non-CHP
56690 | Pine Grove | 2 | Landfill Gas | 0.3 | IPP Non-CHP
56690 | Pine Grove | 3 | Landfill Gas | 0.3 | IPP Non-CHP
56690 | Pine Grove | 4 | Landfill Gas | 0.3 | IPP Non-CHP
56690 | Pine Grove | 5 | Landfill Gas | 0.3 | IPP Non-CHP
56690 | Pine Grove | 6 | Landfill Gas | 0.3 | IPP Non-CHP
56690 | Pine Grove | 7 | Landfill Gas | 0.3 | IPP Non-CHP
56690 | Pine Grove | 8 | Landfill Gas | 0.3 | IPP Non-CHP
56690 | Pine Grove | 9 | Landfill Gas | 0.3 | IPP Non-CHP
56692 | Rockville 1 & 2 | 1A | Petroleum Liquids | 0.3 | IPP Non-CHP
56692 | Rockville 1 & 2 | 1B | Petroleum Liquids | 0.3 | IPP Non-CHP
56692 | Rockville 1 & 2 | 1C | Petroleum Liquids | 0.3 | IPP Non-CHP
56692 | Rockville 1 & 2 | 1D | Petroleum Liquids | 0.3 | IPP Non-CHP
56692 | Rockville 1 & 2 | 1E | Petroleum Liquids | 0.3 | IPP Non-CHP
56692 | Rockville 1 & 2 | 1F | Petroleum Liquids | 0.3 | IPP Non-CHP
56692 | Rockville 1 & 2 | 1G | Petroleum Liquids | 0.3 | IPP Non-CHP
56692 | Rockville 1 & 2 | 1H | Petroleum Liquids | 0.3 | IPP Non-CHP
56692 | Rockville 1 & 2 | 1I | Petroleum Liquids | 0.3 | IPP Non-CHP
56692 | Rockville 1 & 2 | 1J | Petroleum Liquids | 0.3 | IPP Non-CHP
56692 | Rockville 1 & 2 | 1K | Petroleum Liquids | 0.3 | IPP Non-CHP
56692 | Rockville 1 & 2 | 1L | Petroleum Liquids | 0.3 | IPP Non-CHP
56692 | Rockville 1 & 2 | 1M | Petroleum Liquids | 0.3 | IPP Non-CHP
56692 | Rockville 1 & 2 | 1N | Petroleum Liquids | 0.3 | IPP Non-CHP
56692 | Rockville 1 & 2 | 1O | Petroleum Liquids | 0.3 | IPP Non-CHP
56692 | Rockville 1 & 2 | 2A | Petroleum Liquids | 0.3 | IPP Non-CHP
56692 | Rockville 1 & 2 | 2B | Petroleum Liquids | 0.3 | IPP Non-CHP
56692 | Rockville 1 & 2 | 2C | Petroleum Liquids | 0.3 | IPP Non-CHP
56692 | Rockville 1 & 2 | 2D | Petroleum Liquids | 0.3 | IPP Non-CHP
56692 | Rockville 1 & 2 | 2E | Petroleum Liquids | 0.3 | IPP Non-CHP
56692 | Rockville 1 & 2 | 2F | Petroleum Liquids | 0.3 | IPP Non-CHP
56692 | Rockville 1 & 2 | 2G | Petroleum Liquids | 0.3 | IPP Non-CHP
56692 | Rockville 1 & 2 | 2H | Petroleum Liquids | 0.3 | IPP Non-CHP
56692 | Rockville 1 & 2 | 2I | Petroleum Liquids | 0.3 | IPP Non-CHP
56692 | Rockville 1 & 2 | 2J | Petroleum Liquids | 0.3 | IPP Non-CHP
56692 | Rockville 1 & 2 | 2K | Petroleum Liquids | 0.3 | IPP Non-CHP
56692 | Rockville 1 & 2 | 2L | Petroleum Liquids | 0.3 | IPP Non-CHP
56692 | Rockville 1 & 2 | 2M | Petroleum Liquids | 0.3 | IPP Non-CHP
56692 | Rockville 1 & 2 | 2N | Petroleum Liquids | 0.3 | IPP Non-CHP
56692 | Rockville 1 & 2 | 2O | Petroleum Liquids | 0.3 | IPP Non-CHP
56692 | Rockville 1 & 2 | 2P | Petroleum Liquids | 0.3 | IPP Non-CHP
56692 | Rockville 1 & 2 | 2Q | Petroleum Liquids | 0.3 | IPP Non-CHP
56692 | Rockville 1 & 2 | 2R | Petroleum Liquids | 0.3 | IPP Non-CHP
56692 | Rockville 1 & 2 | 2S | Petroleum Liquids | 0.3 | IPP Non-CHP
56692 | Rockville 1 & 2 | 2T | Petroleum Liquids | 0.3 | IPP Non-CHP
56692 | Rockville 1 & 2 | 2U | Petroleum Liquids | 0.3 | IPP Non-CHP
56693 | Virginia Beach | 1 | Landfill Gas | 0.3 | IPP Non-CHP
56693 | Virginia Beach | 10 | Landfill Gas | 0.3 | IPP Non-CHP
56693 | Virginia Beach | 11 | Landfill Gas | 0.3 | IPP Non-CHP
56693 | Virginia Beach | 12 | Landfill Gas | 0.3 | IPP Non-CHP
56693 | Virginia Beach | 13 | Landfill Gas | 0.3 | IPP Non-CHP
56693 | Virginia Beach | 14 | Landfill Gas | 0.3 | IPP Non-CHP
56693 | Virginia Beach | 15 | Landfill Gas | 0.3 | IPP Non-CHP
56693 | Virginia Beach | 16 | Landfill Gas | 0.3 | IPP Non-CHP
56693 | Virginia Beach | 17 | Landfill Gas | 0.3 | IPP Non-CHP
56693 | Virginia Beach | 18 | Landfill Gas | 0.3 | IPP Non-CHP
56693 | Virginia Beach | 19 | Landfill Gas | 0.3 | IPP Non-CHP
56693 | Virginia Beach | 2 | Landfill Gas | 0.3 | IPP Non-CHP
56693 | Virginia Beach | 20 | Landfill Gas | 0.3 | IPP Non-CHP
56693 | Virginia Beach | 21 | Landfill Gas | 0.3 | IPP Non-CHP
56693 | Virginia Beach | 22 | Landfill Gas | 0.3 | IPP Non-CHP
56693 | Virginia Beach | 23 | Landfill Gas | 0.3 | IPP Non-CHP
56693 | Virginia Beach | 24 | Landfill Gas | 0.3 | IPP Non-CHP
56693 | Virginia Beach | 25 | Landfill Gas | 0.3 | IPP Non-CHP
56693 | Virginia Beach | 26 | Landfill Gas | 0.3 | IPP Non-CHP
56693 | Virginia Beach | 27 | Landfill Gas | 0.3 | IPP Non-CHP
56693 | Virginia Beach | 28 | Landfill Gas | 0.3 | IPP Non-CHP
56693 | Virginia Beach | 29 | Landfill Gas | 0.3 | IPP Non-CHP
56693 | Virginia Beach | 3 | Landfill Gas | 0.3 | IPP Non-CHP
56693 | Virginia Beach | 30 | Landfill Gas | 0.3 | IPP Non-CHP
56693 | Virginia Beach | 31 | Landfill Gas | 0.3 | IPP Non-CHP
56693 | Virginia Beach | 32 | Landfill Gas | 0.3 | IPP Non-CHP
56693 | Virginia Beach | 33 | Landfill Gas | 0.3 | IPP Non-CHP
56693 | Virginia Beach | 34 | Landfill Gas | 0.3 | IPP Non-CHP
56693 | Virginia Beach | 35 | Landfill Gas | 0.3 | IPP Non-CHP
56693 | Virginia Beach | 36 | Landfill Gas | 0.3 | IPP Non-CHP
56693 | Virginia Beach | 4 | Landfill Gas | 0.3 | IPP Non-CHP
56693 | Virginia Beach | 5 | Landfill Gas | 0.3 | IPP Non-CHP
56693 | Virginia Beach | 6 | Landfill Gas | 0.3 | IPP Non-CHP
56693 | Virginia Beach | 7 | Landfill Gas | 0.3 | IPP Non-CHP
56693 | Virginia Beach | 8 | Landfill Gas | 0.3 | IPP Non-CHP
56693 | Virginia Beach | 9 | Landfill Gas | 0.3 | IPP Non-CHP
57298 | Cedar Hills | 1 | Landfill Gas | 0.3 | IPP Non-CHP
57298 | Cedar Hills | 10 | Landfill Gas | 0.3 | IPP Non-CHP
57298 | Cedar Hills | 11 | Landfill Gas | 0.3 | IPP Non-CHP
57298 | Cedar Hills | 12 | Landfill Gas | 0.3 | IPP Non-CHP
57298 | Cedar Hills | 13 | Landfill Gas | 0.3 | IPP Non-CHP
57298 | Cedar Hills | 14 | Landfill Gas | 0.3 | IPP Non-CHP
57298 | Cedar Hills | 15 | Landfill Gas | 0.3 | IPP Non-CHP
57298 | Cedar Hills | 16 | Landfill Gas | 0.3 | IPP Non-CHP
57298 | Cedar Hills | 17 | Landfill Gas | 0.3 | IPP Non-CHP
57298 | Cedar Hills | 18 | Landfill Gas | 0.3 | IPP Non-CHP
57298 | Cedar Hills | 2 | Landfill Gas | 0.3 | IPP Non-CHP
57298 | Cedar Hills | 3 | Landfill Gas | 0.3 | IPP Non-CHP
57298 | Cedar Hills | 4 | Landfill Gas | 0.3 | IPP Non-CHP
57298 | Cedar Hills | 5 | Landfill Gas | 0.3 | IPP Non-CHP
57298 | Cedar Hills | 6 | Landfill Gas | 0.3 | IPP Non-CHP
57298 | Cedar Hills | 7 | Landfill Gas | 0.3 | IPP Non-CHP
57298 | Cedar Hills | 8 | Landfill Gas | 0.3 | IPP Non-CHP
57298 | Cedar Hills | 9 | Landfill Gas | 0.3 | IPP Non-CHP
57356 | Henrico | 1 | Landfill Gas | 0.3 | IPP Non-CHP
57356 | Henrico | 10 | Landfill Gas | 0.3 | IPP Non-CHP
57356 | Henrico | 11 | Landfill Gas | 0.3 | IPP Non-CHP
57356 | Henrico | 12 | Landfill Gas | 0.3 | IPP Non-CHP
57356 | Henrico | 2 | Landfill Gas | 0.3 | IPP Non-CHP
57356 | Henrico | 3 | Landfill Gas | 0.3 | IPP Non-CHP
57356 | Henrico | 4 | Landfill Gas | 0.3 | IPP Non-CHP
57356 | Henrico | 5 | Landfill Gas | 0.3 | IPP Non-CHP
57356 | Henrico | 6 | Landfill Gas | 0.3 | IPP Non-CHP
57356 | Henrico | 7 | Landfill Gas | 0.3 | IPP Non-CHP
57356 | Henrico | 8 | Landfill Gas | 0.3 | IPP Non-CHP
57356 | Henrico | 9 | Landfill Gas | 0.3 | IPP Non-CHP
56694 | Russell D Smith | 1 | Conventional Hydroelectric | 6.1 | Electric Utility
56695 | Summer Falls Power Plant | 1 | Conventional Hydroelectric | 46 | Electric Utility
56695 | Summer Falls Power Plant | 2 | Conventional Hydroelectric | 46 | Electric Utility
56696 | Eltopia Branch Canal 4.6 | 1 | Conventional Hydroelectric | 2.2 | Electric Utility
56697 | Potholes East Canal 66.0 | 1 | Conventional Hydroelectric | 2.3 | Electric Utility
56698 | Main Canal Headworks | 1 | Conventional Hydroelectric | 26.8 | Electric Utility
56703 | Lyons Falls Hydroelectric | 1 | Conventional Hydroelectric | 1 | IPP Non-CHP
56703 | Lyons Falls Hydroelectric | 6 | Conventional Hydroelectric | 1.2 | IPP Non-CHP
56703 | Lyons Falls Hydroelectric | 7 | Conventional Hydroelectric | 1.2 | IPP Non-CHP
56703 | Lyons Falls Hydroelectric | 8 | Conventional Hydroelectric | 1.2 | IPP Non-CHP
56703 | Lyons Falls Hydroelectric | 9 | Conventional Hydroelectric | 0.9 | IPP Non-CHP
56704 | Gouldtown | 3 | Conventional Hydroelectric | 2 | IPP Non-CHP
56705 | Kosterville | 4 | Conventional Hydroelectric | 0.5 | IPP Non-CHP
56705 | Kosterville | 5 | Conventional Hydroelectric | 0.5 | IPP Non-CHP
204 | Clinton Power Station | 1 | Nuclear | 1138.3 | IPP Non-CHP
869 | Dresden Generating Station | 2 | Nuclear | 1009.3 | IPP Non-CHP
869 | Dresden Generating Station | 3 | Nuclear | 1009.3 | IPP Non-CHP
880 | Quad Cities Generating Station | 1 | Nuclear | 1009.3 | IPP Non-CHP
880 | Quad Cities Generating Station | 2 | Nuclear | 1009.3 | IPP Non-CHP
2388 | Oyster Creek | 1 | Nuclear | 550 | IPP Non-CHP
3166 | Peach Bottom | 2 | Nuclear | 1244.8 | IPP Non-CHP
3166 | Peach Bottom | 3 | Nuclear | 1377 | IPP Non-CHP
6022 | Braidwood Generation Station | 1 | Nuclear | 1224.9 | IPP Non-CHP
6022 | Braidwood Generation Station | 2 | Nuclear | 1224.9 | IPP Non-CHP
6023 | Byron Generating Station | 1 | Nuclear | 1224.9 | IPP Non-CHP
6023 | Byron Generating Station | 2 | Nuclear | 1224.9 | IPP Non-CHP
6026 | LaSalle Generating Station | 1 | Nuclear | 1170 | IPP Non-CHP
6026 | LaSalle Generating Station | 2 | Nuclear | 1170 | IPP Non-CHP
6105 | Limerick | 1 | Nuclear | 1138.5 | IPP Non-CHP
6105 | Limerick | 2 | Nuclear | 1138.5 | IPP Non-CHP
8011 | Three Mile Island | 1 | Nuclear | 980.8 | IPP Non-CHP
56707 | El Nido Facility | AMPC | Wood/Wood Waste Biomass | 12.5 | IPP Non-CHP
56706 | Ampersand Chowchilla Biomass LLC | AMPC | Wood/Wood Waste Biomass | 12.5 | IPP Non-CHP
56763 | Capricorn Ridge Wind LLC | 1 | Onshore Wind Turbine | 149.5 | IPP Non-CHP
56763 | Capricorn Ridge Wind LLC | 2 | Onshore Wind Turbine | 214.5 | IPP Non-CHP
56763 | Capricorn Ridge Wind LLC | 3 | Onshore Wind Turbine | 186 | IPP Non-CHP
56763 | Capricorn Ridge Wind LLC | 4 | Onshore Wind Turbine | 112.5 | IPP Non-CHP
50363 | Mesquite Lake Energy Park Plant 2 | L313 | Wood/Wood Waste Biomass | 21 | IPP Non-CHP
56768 | CalRenew-1 | CR1 | Solar Photovoltaic | 5 | IPP Non-CHP
50553 | Edom Hills Project 1 LLC | 1 | Onshore Wind Turbine | 20 | IPP Non-CHP
56771 | Silver Star I Wind Power Project | 1 | Onshore Wind Turbine | 60 | IPP Non-CHP
56777 | Fowler Ridge Wind Farm LLC | FIA | Onshore Wind Turbine | 201.3 | IPP Non-CHP
56777 | Fowler Ridge Wind Farm LLC | FIB | Onshore Wind Turbine | 100 | IPP Non-CHP
56777 | Fowler Ridge Wind Farm LLC | FII | Onshore Wind Turbine | 200 | IPP Non-CHP
56777 | Fowler Ridge Wind Farm LLC | FIII | Onshore Wind Turbine | 99 | IPP Non-CHP
56779 | Sherbino I Wind Farm | 1 | Onshore Wind Turbine | 150 | IPP Non-CHP
56879 | Flat Ridge Wind Energy LLC | 1 | Onshore Wind Turbine | 50 | IPP Non-CHP
57045 | Rolling Thunder Wind Farm | 1 | Onshore Wind Turbine | 25 | IPP Non-CHP
57210 | Cedar Creek II | 1 | Onshore Wind Turbine | 250.8 | IPP Non-CHP
57211 | Goshen Phase II | 1 | Onshore Wind Turbine | 124.5 | IPP Non-CHP
57415 | Sherbino II | 1 | Onshore Wind Turbine | 147.5 | IPP Non-CHP
57520 | Trinity Hills | 1 | Onshore Wind Turbine | 225 | IPP Non-CHP
57769 | Mehoopany Wind Energy LLC | 1 | Onshore Wind Turbine | 141 | IPP Non-CHP
57787 | Flat Ridge 2 Wind Energy LLC | 1 | Onshore Wind Turbine | 470.2 | IPP Non-CHP
10234 | Biron Mill | GEN1 | Conventional Steam Coal | 17 | Industrial CHP
10234 | Biron Mill | GEN3 | Conventional Steam Coal | 7.5 | Industrial CHP
10234 | Biron Mill | GEN4 | Conventional Steam Coal | 15.6 | Industrial CHP
10234 | Biron Mill | GEN5 | Conventional Steam Coal | 21.5 | Industrial CHP
10466 | Wisconsin Rapids Paper Mill | GEN1 | All Other | 7.5 | Industrial CHP
10466 | Wisconsin Rapids Paper Mill | GEN2 | All Other | 8.3 | Industrial CHP
10466 | Wisconsin Rapids Paper Mill | GEN3 | All Other | 5 | Industrial CHP
10477 | Wisconsin Rapids Pulp Mill | GEN1 | Wood/Wood Waste Biomass | 32 | Industrial CHP
10477 | Wisconsin Rapids Pulp Mill | GEN2 | Wood/Wood Waste Biomass | 40.3 | Industrial CHP
50424 | Duluth Paper Mill | GEN1 | All Other | 10.6 | Industrial CHP
55861 | Stevens Point Mill | SP | Natural Gas Steam Turbine | 7.6 | Industrial CHP
56781 | Evergreen BioPower LLC | 1 | Wood/Wood Waste Biomass | 21 | Industrial CHP
50318 | Par Sterile Products | 38-1 | Natural Gas Fired Combustion Turbine | 2.8 | Industrial CHP
55802 | Valencia Energy Facility | CTG1 | Natural Gas Fired Combustion Turbine | 159.5 | IPP Non-CHP
56783 | Elbow Creek Wind Project LLC | 1 | Onshore Wind Turbine | 121.9 | IPP Non-CHP
3452 | Lake Hubbard | 1 | Natural Gas Steam Turbine | 396.5 | IPP Non-CHP
3452 | Lake Hubbard | 2 | Natural Gas Steam Turbine | 531 | IPP Non-CHP
3490 | Graham | 1 | Natural Gas Steam Turbine | 247.7 | IPP Non-CHP
3490 | Graham | 2 | Natural Gas Steam Turbine | 387 | IPP Non-CHP
3492 | Morgan Creek | CT1 | Natural Gas Fired Combustion Turbine | 89.4 | IPP Non-CHP
3492 | Morgan Creek | CT2 | Natural Gas Fired Combustion Turbine | 89.4 | IPP Non-CHP
3492 | Morgan Creek | CT3 | Natural Gas Fired Combustion Turbine | 89.4 | IPP Non-CHP
3492 | Morgan Creek | CT4 | Natural Gas Fired Combustion Turbine | 89.4 | IPP Non-CHP
3492 | Morgan Creek | CT5 | Natural Gas Fired Combustion Turbine | 89.4 | IPP Non-CHP
3492 | Morgan Creek | CT6 | Natural Gas Fired Combustion Turbine | 89.4 | IPP Non-CHP
3494 | Permian Basin | 5 | Natural Gas Steam Turbine | 114.9 | IPP Non-CHP
3494 | Permian Basin | 6 | Natural Gas Steam Turbine | 535.5 | IPP Non-CHP
3494 | Permian Basin | CT1 | Natural Gas Fired Combustion Turbine | 89.4 | IPP Non-CHP
3494 | Permian Basin | CT2 | Natural Gas Fired Combustion Turbine | 89.4 | IPP Non-CHP
3494 | Permian Basin | CT3 | Natural Gas Fired Combustion Turbine | 89.4 | IPP Non-CHP
3494 | Permian Basin | CT4 | Natural Gas Fired Combustion Turbine | 89.4 | IPP Non-CHP
3494 | Permian Basin | CT5 | Natural Gas Fired Combustion Turbine | 89.4 | IPP Non-CHP
3504 | Stryker Creek | D1 | Petroleum Liquids | 2 | IPP Non-CHP
3504 | Stryker Creek | D2 | Petroleum Liquids | 2 | IPP Non-CHP
3504 | Stryker Creek | D3 | Petroleum Liquids | 2 | IPP Non-CHP
3504 | Stryker Creek | D4 | Petroleum Liquids | 2 | IPP Non-CHP
3504 | Stryker Creek | D5 | Petroleum Liquids | 2 | IPP Non-CHP
3504 | Stryker Creek | ST1 | Natural Gas Steam Turbine | 176.8 | IPP Non-CHP
3504 | Stryker Creek | ST2 | Natural Gas Steam Turbine | 526.6 | IPP Non-CHP
3507 | Trinidad (TX) | 6 | Natural Gas Steam Turbine | 239.3 | IPP Non-CHP
3507 | Trinidad (TX) | D1 | Petroleum Liquids | 2 | IPP Non-CHP
3507 | Trinidad (TX) | D2 | Petroleum Liquids | 2 | IPP Non-CHP
6145 | Comanche Peak | 1 | Nuclear | 1215 | IPP Non-CHP
6145 | Comanche Peak | 2 | Nuclear | 1215 | IPP Non-CHP
6146 | Martin Lake | 1 | Conventional Steam Coal | 793.2 | IPP Non-CHP
6146 | Martin Lake | 2 | Conventional Steam Coal | 793.2 | IPP Non-CHP
6146 | Martin Lake | 3 | Conventional Steam Coal | 793.2 | IPP Non-CHP
6147 | Monticello | 1 | Conventional Steam Coal | 593.4 | IPP Non-CHP
6147 | Monticello | 2 | Conventional Steam Coal | 593.4 | IPP Non-CHP
6147 | Monticello | 3 | Conventional Steam Coal | 793.2 | IPP Non-CHP
6648 | Sandow No 4 | 4 | Conventional Steam Coal | 590.6 | IPP Non-CHP
8063 | DeCordova Steam Electric Station | CT1 | Natural Gas Fired Combustion Turbine | 89.4 | IPP Non-CHP
8063 | DeCordova Steam Electric Station | CT2 | Natural Gas Fired Combustion Turbine | 89.4 | IPP Non-CHP
8063 | DeCordova Steam Electric Station | CT3 | Natural Gas Fired Combustion Turbine | 89.4 | IPP Non-CHP
8063 | DeCordova Steam Electric Station | CT4 | Natural Gas Fired Combustion Turbine | 89.4 | IPP Non-CHP
50530 | Equilon Los Angeles Refining | GEN1 | Other Gases | 30 | Industrial CHP
50530 | Equilon Los Angeles Refining | GEN2 | Other Gases | 30 | Industrial CHP
50530 | Equilon Los Angeles Refining | GEN3 | Other Gases | 23 | Industrial CHP
55411 | Hillabee Energy Center | HEC1 | Natural Gas Fired Combined Cycle | 258.4 | IPP Non-CHP
55411 | Hillabee Energy Center | HEC2 | Natural Gas Fired Combined Cycle | 258.4 | IPP Non-CHP
55411 | Hillabee Energy Center | HECS | Natural Gas Fired Combined Cycle | 306 | IPP Non-CHP
56785 | Virginia Tech Power Plant | WG01 | Conventional Steam Coal | 6.3 | Commercial CHP
10837 | Covanta Mendota | GEN1 | Wood/Wood Waste Biomass | 28 | IPP Non-CHP
56784 | Cloud County Wind Farm | 1 | Onshore Wind Turbine | 105 | IPP Non-CHP
56784 | Cloud County Wind Farm | 2 | Onshore Wind Turbine | 96 | IPP Non-CHP
56797 | Pioneer Prairie Wind Farm | 1 | Onshore Wind Turbine | 300 | IPP Non-CHP
56798 | Kleen Energy Systems Project | ST | Natural Gas Fired Combined Cycle | 295 | IPP Non-CHP
56798 | Kleen Energy Systems Project | U1 | Natural Gas Fired Combined Cycle | 199 | IPP Non-CHP
56798 | Kleen Energy Systems Project | U2 | Natural Gas Fired Combined Cycle | 199 | IPP Non-CHP
54594 | University of Arizona - Biosphere 2 | G-1 | Petroleum Liquids | 1.5 | Commercial Non-CHP
54594 | University of Arizona - Biosphere 2 | G-4 | Natural Gas Internal Combustion Engine | 1.6 | Commercial Non-CHP
50190 | Domtar Paper Company Rothschild | HG1 | Conventional Hydroelectric | 0.6 | Industrial Non-CHP
50190 | Domtar Paper Company Rothschild | HG2 | Conventional Hydroelectric | 0.5 | Industrial Non-CHP
50190 | Domtar Paper Company Rothschild | HG3 | Conventional Hydroelectric | 0.6 | Industrial Non-CHP
50190 | Domtar Paper Company Rothschild | HG4 | Conventional Hydroelectric | 0.5 | Industrial Non-CHP
50190 | Domtar Paper Company Rothschild | HG5 | Conventional Hydroelectric | 1 | Industrial Non-CHP
50190 | Domtar Paper Company Rothschild | HG6 | Conventional Hydroelectric | 0.7 | Industrial Non-CHP
50190 | Domtar Paper Company Rothschild | HG7 | Conventional Hydroelectric | 0.5 | Industrial Non-CHP
56803 | Panoche Energy Center | 1 | Natural Gas Fired Combustion Turbine | 108 | IPP Non-CHP
56803 | Panoche Energy Center | 2 | Natural Gas Fired Combustion Turbine | 108 | IPP Non-CHP
56803 | Panoche Energy Center | 3 | Natural Gas Fired Combustion Turbine | 108 | IPP Non-CHP
56803 | Panoche Energy Center | 4 | Natural Gas Fired Combustion Turbine | 108 | IPP Non-CHP
56806 | Cedar Bayou 4 | 4 | Natural Gas Fired Combined Cycle | 178.5 | IPP Non-CHP
56806 | Cedar Bayou 4 | 41 | Natural Gas Fired Combined Cycle | 178.5 | IPP Non-CHP
56806 | Cedar Bayou 4 | 42 | Natural Gas Fired Combined Cycle | 178.5 | IPP Non-CHP
56812 | Solana Generating Station | GEN 1 | Solar Thermal with Energy Storage | 140 | IPP Non-CHP
56812 | Solana Generating Station | GEN2 | Solar Thermal with Energy Storage | 140 | IPP Non-CHP
54880 | Kamin LLC Wrens Plant | SDT1 | Natural Gas Fired Combustion Turbine | 2 | Industrial CHP
54880 | Kamin LLC Wrens Plant | SDT2 | Natural Gas Fired Combustion Turbine | 2 | Industrial CHP
54880 | Kamin LLC Wrens Plant | SDT3 | Natural Gas Fired Combustion Turbine | 2 | Industrial CHP
56815 | Denver Int Airport | 1 | Solar Photovoltaic | 1.9 | IPP Non-CHP
56814 | ELACC Photovoltaic Power Facility | PV1 | Solar Photovoltaic | 0.5 | IPP Non-CHP
56814 | ELACC Photovoltaic Power Facility | PV2 | Solar Photovoltaic | 0.5 | IPP Non-CHP
56813 | CSU Fresno Solar Project | 1 | Solar Photovoltaic | 0.5 | IPP Non-CHP
56813 | CSU Fresno Solar Project | 2 | Solar Photovoltaic | 0.5 | IPP Non-CHP
56829 | Kibby Wind Power Project | 1 | Onshore Wind Turbine | 66 | IPP Non-CHP
56829 | Kibby Wind Power Project | 2 | Onshore Wind Turbine | 66 | IPP Non-CHP
56823 | Hackberry Wind Farm | HWFG1 | Onshore Wind Turbine | 165.6 | IPP Non-CHP
56839 | EXC Wind 7 LLC | 1 | Onshore Wind Turbine | 10 | IPP Non-CHP
56838 | EXC Wind 8 LLC | 1 | Onshore Wind Turbine | 10 | IPP Non-CHP
56837 | EXC Wind 9 LLC | 1 | Onshore Wind Turbine | 10 | IPP Non-CHP
56836 | EXC Wind 10 LLC | 1 | Onshore Wind Turbine | 10 | IPP Non-CHP
56835 | EXC Wind 11 LLC | 1 | Onshore Wind Turbine | 10 | IPP Non-CHP
56834 | High Plains Wind Power LLC | 1 | Onshore Wind Turbine | 10 | IPP Non-CHP
3117 | York Haven | 1 | Conventional Hydroelectric | 19.6 | IPP Non-CHP
56847 | Plainfield Renewable Energy LLC | STG | Wood/Wood Waste Biomass | 43 | IPP Non-CHP
56848 | Haverhill North Cogeneration Facility | SCKG1 | Other Gases | 67 | IPP CHP
57822 | Middletown Coke Company, LLC | YNKE | Other Gases | 67 | IPP Non-CHP
56858 | Sagebrush Power Partners | GEN1 | Onshore Wind Turbine | 100.7 | IPP Non-CHP
56857 | Marble River Wind Farm | GEN1 | Onshore Wind Turbine | 215 | IPP Non-CHP
56854 | Wheat Field Wind Power Project | GEN1 | Onshore Wind Turbine | 97 | IPP Non-CHP
56855 | Arlington Wind Power Project | GEN1 | Onshore Wind Turbine | 103 | IPP Non-CHP
56856 | Rail Splitter Wind Farm | GEN1 | Onshore Wind Turbine | 100.5 | IPP Non-CHP
7556 | State Farm | 1 | Petroleum Liquids | 1.7 | Commercial Non-CHP
7556 | State Farm | 2 | Petroleum Liquids | 1.7 | Commercial Non-CHP
7556 | State Farm | 3 | Petroleum Liquids | 1.7 | Commercial Non-CHP
52127 | Elk Basin Gasoline Plant | GEN1 | Other Gases | 1 | Industrial CHP
52127 | Elk Basin Gasoline Plant | GEN2 | Other Gases | 1 | Industrial CHP
56873 | SECCRA Community Landfill | 1 | Landfill Gas | 0.9 | Commercial Non-CHP
56873 | SECCRA Community Landfill | 3 | Landfill Gas | 1.6 | Commercial Non-CHP
10838 | Springfield Power LLC | GEN1 | Wood/Wood Waste Biomass | 20 | IPP Non-CHP
55124 | Griffith Energy LLC | CTG1 | Natural Gas Fired Combined Cycle | 176 | IPP Non-CHP
55124 | Griffith Energy LLC | CTG2 | Natural Gas Fired Combined Cycle | 176.6 | IPP Non-CHP
55124 | Griffith Energy LLC | STG | Natural Gas Fired Combined Cycle | 301.8 | IPP Non-CHP
50846 | Noranda Alumina LLC | GT1 | Natural Gas Fired Combustion Turbine | 16 | Industrial CHP
50846 | Noranda Alumina LLC | GT2 | Natural Gas Fired Combustion Turbine | 16 | Industrial CHP
50846 | Noranda Alumina LLC | GT3 | Natural Gas Fired Combustion Turbine | 16 | Industrial CHP
50846 | Noranda Alumina LLC | GT4 | Natural Gas Fired Combustion Turbine | 24.7 | Industrial CHP
50846 | Noranda Alumina LLC | ST1 | Natural Gas Steam Turbine | 18.7 | Industrial CHP
50846 | Noranda Alumina LLC | ST2 | Natural Gas Steam Turbine | 18.7 | Industrial CHP
50846 | Noranda Alumina LLC | ST3 | Natural Gas Steam Turbine | 7.2 | Industrial CHP
10840 | Covanta Delano Energy | GEN1 | Wood/Wood Waste Biomass | 31.8 | IPP Non-CHP
10840 | Covanta Delano Energy | GEN2 | Wood/Wood Waste Biomass | 25.2 | IPP Non-CHP
56894 | Ameresco Stafford | 1 | Landfill Gas | 1.1 | IPP Non-CHP
56894 | Ameresco Stafford | 2 | Landfill Gas | 1.1 | IPP Non-CHP
56895 | Ameresco Ox Mountain | 1 | Landfill Gas | 1.9 | IPP Non-CHP
56895 | Ameresco Ox Mountain | 2 | Landfill Gas | 1.9 | IPP Non-CHP
56895 | Ameresco Ox Mountain | 3 | Landfill Gas | 1.9 | IPP Non-CHP
56895 | Ameresco Ox Mountain | 4 | Landfill Gas | 1.9 | IPP Non-CHP
56895 | Ameresco Ox Mountain | 5 | Landfill Gas | 1.9 | IPP Non-CHP
56895 | Ameresco Ox Mountain | 6 | Landfill Gas | 1.9 | IPP Non-CHP
56896 | Ameresco Jefferson City | 1 | Landfill Gas | 1 | IPP Non-CHP
56896 | Ameresco Jefferson City | 2 | Landfill Gas | 1 | IPP Non-CHP
56896 | Ameresco Jefferson City | 3 | Landfill Gas | 1 | IPP Non-CHP
56897 | Ameresco Keller Canyon | 1 | Landfill Gas | 1.9 | IPP Non-CHP
56897 | Ameresco Keller Canyon | 2 | Landfill Gas | 1.9 | IPP Non-CHP
56898 | Ameresco Chiquita Canyon | 1 | Landfill Gas | 4.6 | IPP Non-CHP
56898 | Ameresco Chiquita Canyon | 2 | Landfill Gas | 4.6 | IPP Non-CHP
56862 | Bolthouse S&P and Rowen Farms Solar | 1 | Solar Photovoltaic | 0.3 | IPP Non-CHP
56862 | Bolthouse S&P and Rowen Farms Solar | 2 | Solar Photovoltaic | 0.3 | IPP Non-CHP
56862 | Bolthouse S&P and Rowen Farms Solar | 3 | Solar Photovoltaic | 0.3 | IPP Non-CHP
56862 | Bolthouse S&P and Rowen Farms Solar | 4 | Solar Photovoltaic | 0.3 | IPP Non-CHP
54816 | Riverwood 100 Building | 11KT | Petroleum Liquids | 1.1 | Commercial Non-CHP
54458 | Benedum Plant | BG3A | Natural Gas Internal Combustion Engine | 1 | Industrial Non-CHP
54458 | Benedum Plant | BG6 | Natural Gas Internal Combustion Engine | 1 | Industrial Non-CHP
56909 | Gap Pacific Distribution Center | 1 | Solar Photovoltaic | 0.3 | Commercial Non-CHP
56909 | Gap Pacific Distribution Center | 2 | Solar Photovoltaic | 0.3 | Commercial Non-CHP
56909 | Gap Pacific Distribution Center | 3 | Solar Photovoltaic | 0.3 | Commercial Non-CHP
56909 | Gap Pacific Distribution Center | 4 | Solar Photovoltaic | 0.3 | Commercial Non-CHP
56924 | FPL Energy Story Wind LLC | GE15 | Onshore Wind Turbine | 150 | IPP Non-CHP
10764 | Blue Lake Power LLC | GEN1 | Wood/Wood Waste Biomass | 13.8 | IPP Non-CHP
56913 | Osceola Windpower II | CL25 | Onshore Wind Turbine | 50 | IPP Non-CHP
56919 | FPL Energy Ashtabula Wind LLC | GE15 | Onshore Wind Turbine | 148.5 | IPP Non-CHP
56923 | FPL Energy Crystal Lake Wind LLC | GE15 | Onshore Wind Turbine | 150 | IPP Non-CHP
56925 | FPL Energy Crystal Lake Wind II LLC | CL25 | Onshore Wind Turbine | 200 | IPP Non-CHP
50273 | Pioneer Valley Resource Recovery | DLV1 | Municipal Solid Waste | 9.4 | IPP Non-CHP
56914 | Orange Grove Peaking Facility | CTG1 | Natural Gas Fired Combustion Turbine | 59 | IPP Non-CHP
56914 | Orange Grove Peaking Facility | CTG2 | Natural Gas Fired Combustion Turbine | 59 | IPP Non-CHP
56915 | SAS Solar Farm | 1 | Solar Photovoltaic | 0.5 | IPP Non-CHP
56915 | SAS Solar Farm | 2 | Solar Photovoltaic | 0.5 | IPP Non-CHP
56915 | SAS Solar Farm | 3 | Solar Photovoltaic | 0.5 | IPP Non-CHP
56915 | SAS Solar Farm | 4 | Solar Photovoltaic | 0.5 | IPP Non-CHP
1772 | John H Warden | 1 | Wood/Wood Waste Biomass | 18.7 | IPP Non-CHP
54638 | Johnsonburg Mill | PT1 | Wood/Wood Waste Biomass | 54 | Industrial CHP
2628 | Hillburn | GEN1 | Natural Gas Fired Combustion Turbine | 46.5 | IPP Non-CHP
2632 | Shoemaker | SHOE | Natural Gas Fired Combustion Turbine | 41.9 | IPP Non-CHP
56928 | Fairfield University CHP Plant | CHP1 | Natural Gas Fired Combustion Turbine | 4.5 | Commercial CHP
460 | Pueblo | IC1 | Petroleum Liquids | 2 | Electric Utility
460 | Pueblo | IC2 | Petroleum Liquids | 2 | Electric Utility
460 | Pueblo | IC3 | Petroleum Liquids | 2 | Electric Utility
460 | Pueblo | IC4 | Petroleum Liquids | 2 | Electric Utility
460 | Pueblo | IC5 | Petroleum Liquids | 2 | Electric Utility
6516 | Rocky Ford | IC1 | Petroleum Liquids | 2 | Electric Utility
6516 | Rocky Ford | IC2 | Petroleum Liquids | 2 | Electric Utility
6516 | Rocky Ford | IC3 | Petroleum Liquids | 2 | Electric Utility
6516 | Rocky Ford | IC4 | Petroleum Liquids | 2 | Electric Utility
6516 | Rocky Ford | IC5 | Petroleum Liquids | 2 | Electric Utility
7995 | Airport Industrial | IC1 | Petroleum Liquids | 2.5 | Electric Utility
7995 | Airport Industrial | IC2 | Petroleum Liquids | 2.5 | Electric Utility
7995 | Airport Industrial | IC3 | Petroleum Liquids | 2.5 | Electric Utility
7995 | Airport Industrial | IC4 | Petroleum Liquids | 2.5 | Electric Utility
57980 | Busch Ranch Wind Energy Farm | WTG | Onshore Wind Turbine | 29 | Electric Utility
10245 | ArcelorMittal Burns Harbor | GEN5 | Other Gases | 62 | Industrial CHP
10245 | ArcelorMittal Burns Harbor | GEN6 | Other Gases | 51 | Industrial CHP
10245 | ArcelorMittal Burns Harbor | GEN7 | Other Gases | 63.2 | Industrial CHP
56931 | Aspen Biomass Power Plant | GEN7 | Wood/Wood Waste Biomass | 44 | IPP Non-CHP
10475 | Expander Turbine | 16TG | Other Gases | 20 | Industrial Non-CHP
7954 | Field Street | 1 | Petroleum Liquids | 24 | Electric Utility
7954 | Field Street | 2 | Petroleum Liquids | 24 | Electric Utility
1831 | Eckert Station | 1 | Conventional Steam Coal | 44 | Electric Utility
1831 | Eckert Station | 3 | Conventional Steam Coal | 47 | Electric Utility
1831 | Eckert Station | 4 | Conventional Steam Coal | 80 | Electric Utility
1831 | Eckert Station | 5 | Conventional Steam Coal | 80 | Electric Utility
1831 | Eckert Station | 6 | Conventional Steam Coal | 80 | Electric Utility
1832 | Erickson Station | 1 | Conventional Steam Coal | 154.7 | Electric Utility
58427 | Lansing BWL REO Town Plant | CTG1 | Natural Gas Fired Combined Cycle | 42 | Electric Utility
58427 | Lansing BWL REO Town Plant | CTG2 | Natural Gas Fired Combined Cycle | 42 | Electric Utility
58427 | Lansing BWL REO Town Plant | ST | Natural Gas Fired Combined Cycle | 14 | Electric Utility
56935 | Cassia Gulch Wind Park LLC | 1 | Onshore Wind Turbine | 18.9 | IPP Non-CHP
56934 | Cassia Wind Farm LLC | 1 | Onshore Wind Turbine | 10.5 | IPP Non-CHP
56933 | Threemile Canyon Wind I LLC | 1 | Onshore Wind Turbine | 9.9 | IPP Non-CHP
54640 | NAEA Lakewood LLC | GEN1 | Natural Gas Fired Combined Cycle | 81 | IPP Non-CHP
54640 | NAEA Lakewood LLC | GEN2 | Natural Gas Fired Combined Cycle | 81 | IPP Non-CHP
54640 | NAEA Lakewood LLC | GEN3 | Natural Gas Fired Combined Cycle | 81 | IPP Non-CHP
55938 | NAEA Ocean Peaking Power LLC | OPP3 | Natural Gas Fired Combustion Turbine | 191.5 | IPP Non-CHP
55938 | NAEA Ocean Peaking Power LLC | OPP4 | Natural Gas Fired Combustion Turbine | 191.5 | IPP Non-CHP
50192 | International Paper Valliant OK | TG1 | Wood/Wood Waste Biomass | 68 | Industrial CHP
10397 | ArcelorMittal Indiana Harbor West | GEN5 | Other Gases | 12.5 | Industrial CHP
10397 | ArcelorMittal Indiana Harbor West | GEN6 | Other Gases | 12.5 | Industrial CHP
10397 | ArcelorMittal Indiana Harbor West | GEN7 | Other Gases | 32 | Industrial CHP
10397 | ArcelorMittal Indiana Harbor West | GEN8 | Other Gases | 40 | Industrial CHP
10397 | ArcelorMittal Indiana Harbor West | GEN9 | Other Gases | 55 | Industrial CHP
56917 | Imperial Valley Solar, LLC | 1 | Solar Photovoltaic | 101 | IPP Non-CHP
56917 | Imperial Valley Solar, LLC | 1A | Solar Photovoltaic | 64.6 | IPP Non-CHP
56917 | Imperial Valley Solar, LLC | 1B | Solar Photovoltaic | 34.3 | IPP Non-CHP
10511 | Finch Paper | GEN6 | Wood/Wood Waste Biomass | 29 | Industrial CHP
56937 | Fairbanks Morse Engine | IPE | Petroleum Liquids | 1.5 | Industrial Non-CHP
56938 | SunEdison LV Sutton Plant Site | NCP1 | Solar Photovoltaic | 1.2 | IPP Non-CHP
50251 | Verso Paper Quinnesec Mich Mill | GEN1 | Wood/Wood Waste Biomass | 28 | Industrial CHP
50251 | Verso Paper Quinnesec Mich Mill | GEN2 | Wood/Wood Waste Biomass | 28 | Industrial CHP
54719 | Alliant SBD 9203 Profol | 6916 | Petroleum Liquids | 1.8 | IPP Non-CHP
54719 | Alliant SBD 9203 Profol | 6917 | Petroleum Liquids | 1.8 | IPP Non-CHP
54719 | Alliant SBD 9203 Profol | 6918 | Petroleum Liquids | 2 | IPP Non-CHP
1715 | Palisades | 1 | Nuclear | 811.8 | IPP Non-CHP
55259 | Whiting Clean Energy | CT1 | Natural Gas Fired Combined Cycle | 181.9 | IPP CHP
55259 | Whiting Clean Energy | CT2 | Natural Gas Fired Combined Cycle | 181.9 | IPP CHP
55259 | Whiting Clean Energy | ST1 | Natural Gas Fired Combined Cycle | 213 | IPP CHP
50137 | Newgulf Cogen | GEN1 | Natural Gas Fired Combustion Turbine | 101.9 | IPP Non-CHP
56568 | Nellis Air Force Base Solar Array | NS1 | Solar Photovoltaic | 4.9 | Commercial Non-CHP
56568 | Nellis Air Force Base Solar Array | NS2 | Solar Photovoltaic | 5.2 | Commercial Non-CHP
56568 | Nellis Air Force Base Solar Array | NS3 | Solar Photovoltaic | 3.9 | Commercial Non-CHP
58326 | PWD Northeast WPCP Biogas Cogen Plant | NBG1 | Other Waste Biomass | 1.4 | Commercial Non-CHP
58326 | PWD Northeast WPCP Biogas Cogen Plant | NBG2 | Other Waste Biomass | 1.4 | Commercial Non-CHP
58326 | PWD Northeast WPCP Biogas Cogen Plant | NBG3 | Other Waste Biomass | 1.4 | Commercial Non-CHP
58326 | PWD Northeast WPCP Biogas Cogen Plant | NBG4 | Other Waste Biomass | 1.4 | Commercial Non-CHP
2090 | Nevada | 1 | Petroleum Liquids | 22 | Electric Utility
2092 | Ralph Green | 3 | Natural Gas Fired Combustion Turbine | 74 | Electric Utility
2094 | Sibley | 1 | Conventional Steam Coal | 55 | Electric Utility
2094 | Sibley | 2 | Conventional Steam Coal | 50 | Electric Utility
2094 | Sibley | 3 | Conventional Steam Coal | 419 | Electric Utility
2098 | Lake Road (MO) | 1 | Natural Gas Steam Turbine | 23 | Electric Utility
2098 | Lake Road (MO) | 2 | Natural Gas Steam Turbine | 25 | Electric Utility
2098 | Lake Road (MO) | 3 | Natural Gas Steam Turbine | 12.5 | Electric Utility
2098 | Lake Road (MO) | 4 | Conventional Steam Coal | 90 | Electric Utility
2098 | Lake Road (MO) | 5 | Natural Gas Fired Combustion Turbine | 85 | Electric Utility
2098 | Lake Road (MO) | 6 | Petroleum Liquids | 18.9 | Electric Utility
2098 | Lake Road (MO) | 7 | Petroleum Liquids | 18.9 | Electric Utility
6074 | Greenwood (MO) | 1 | Natural Gas Fired Combustion Turbine | 61 | Electric Utility
6074 | Greenwood (MO) | 2 | Natural Gas Fired Combustion Turbine | 61 | Electric Utility
6074 | Greenwood (MO) | 3 | Natural Gas Fired Combustion Turbine | 61 | Electric Utility
6074 | Greenwood (MO) | 4 | Natural Gas Fired Combustion Turbine | 61 | Electric Utility
6144 | Kansas City International | 1 | Natural Gas Fired Combustion Turbine | 18 | Electric Utility
6144 | Kansas City International | 2 | Natural Gas Fired Combustion Turbine | 18 | Electric Utility
56151 | South Harper | GT1 | Natural Gas Fired Combustion Turbine | 117 | Electric Utility
56151 | South Harper | GT2 | Natural Gas Fired Combustion Turbine | 117 | Electric Utility
56151 | South Harper | GT3 | Natural Gas Fired Combustion Turbine | 117 | Electric Utility
58024 | St Joseph Landfill Generating Station | UNIT1 | Landfill Gas | 1.6 | Electric Utility
55296 | Calumet Energy Team LLC | CT11 | Natural Gas Fired Combustion Turbine | 156.4 | IPP Non-CHP
55296 | Calumet Energy Team LLC | CT12 | Natural Gas Fired Combustion Turbine | 156.4 | IPP Non-CHP
10870 | Hazelton | GEN1 | Natural Gas Fired Combustion Turbine | 72.5 | IPP Non-CHP
10870 | Hazelton | GEN2 | Natural Gas Fired Combustion Turbine | 33 | IPP Non-CHP
10870 | Hazelton | GEN3 | Natural Gas Fired Combustion Turbine | 33 | IPP Non-CHP
10870 | Hazelton | GEN4 | Natural Gas Fired Combustion Turbine | 33 | IPP Non-CHP
56394 | Forest Creek Wind Farm LLC | 1 | Onshore Wind Turbine | 124.2 | IPP Non-CHP
56479 | Sand Bluff Wind Farm | 2 | Onshore Wind Turbine | 90 | IPP Non-CHP
56592 | Champion Wind Farm LLC | CH1 | Onshore Wind Turbine | 126.5 | IPP Non-CHP
56593 | Roscoe Wind Farm LLC | RO1 | Onshore Wind Turbine | 209 | IPP Non-CHP
56594 | Munnsville Wind Farm LLC | MU1 | Onshore Wind Turbine | 34.5 | IPP Non-CHP
56920 | EC&R Panther Creek Wind Farm I | 1 | Onshore Wind Turbine | 142.5 | IPP Non-CHP
56921 | EC&R Panther Creek Wind Farm II | 1 | Onshore Wind Turbine | 115.5 | IPP Non-CHP
56979 | EC&R Panther Creek Wind Farm III | 1 | Onshore Wind Turbine | 199.5 | IPP Non-CHP
56980 | Stony Creek Wind Farm LLC | 1 | Onshore Wind Turbine | 52.5 | IPP Non-CHP
56981 | Pyron Wind Farm LLC | 1 | Onshore Wind Turbine | 249 | IPP Non-CHP
56983 | EC&R Papalote Creek I LLC | 1 | Onshore Wind Turbine | 180 | IPP Non-CHP
56984 | Inadale Wind Farm LLC | 1 | Onshore Wind Turbine | 197 | IPP Non-CHP
57212 | EC&R Papalote Creek II LLC | 1 | Onshore Wind Turbine | 200.1 | IPP Non-CHP
57493 | Settlers Trail Wind Farm LLC | STWF | Onshore Wind Turbine | 150.4 | IPP Non-CHP
57675 | Pioneer Trail Wind Farm, LLC | PTWF | Onshore Wind Turbine | 150.4 | IPP Non-CHP
57802 | Magic Valley Wind Farm I LLC | MV1 | Onshore Wind Turbine | 203 | IPP Non-CHP
57862 | Wildcat Wind Farm I, LLC | 1 | Onshore Wind Turbine | 200 | IPP Non-CHP
58000 | Anacacho Wind Farm, LLC | ANA | Onshore Wind Turbine | 99.8 | IPP Non-CHP
58596 | Grandview Wind Farm, LLC | GRVWI | Onshore Wind Turbine | 200.6 | IPP Non-CHP
50201 | Rabun Gap Cogen Facility | ST2 | Wood/Wood Waste Biomass | 20 | IPP Non-CHP
10071 | Portsmouth Genco LLC | GEN1 | Conventional Steam Coal | 57.4 | IPP Non-CHP
10071 | Portsmouth Genco LLC | GEN2 | Conventional Steam Coal | 57.4 | IPP Non-CHP
56948 | Coolidge Generation Station | 1 | Natural Gas Fired Combustion Turbine | 60.5 | IPP Non-CHP
56948 | Coolidge Generation Station | 10 | Natural Gas Fired Combustion Turbine | 60.5 | IPP Non-CHP
56948 | Coolidge Generation Station | 11 | Natural Gas Fired Combustion Turbine | 60.5 | IPP Non-CHP
56948 | Coolidge Generation Station | 12 | Natural Gas Fired Combustion Turbine | 60.5 | IPP Non-CHP
56948 | Coolidge Generation Station | 2 | Natural Gas Fired Combustion Turbine | 60.5 | IPP Non-CHP
56948 | Coolidge Generation Station | 3 | Natural Gas Fired Combustion Turbine | 60.5 | IPP Non-CHP
56948 | Coolidge Generation Station | 4 | Natural Gas Fired Combustion Turbine | 60.5 | IPP Non-CHP
56948 | Coolidge Generation Station | 5 | Natural Gas Fired Combustion Turbine | 60.5 | IPP Non-CHP
56948 | Coolidge Generation Station | 6 | Natural Gas Fired Combustion Turbine | 60.5 | IPP Non-CHP
56948 | Coolidge Generation Station | 7 | Natural Gas Fired Combustion Turbine | 60.5 | IPP Non-CHP
56948 | Coolidge Generation Station | 8 | Natural Gas Fired Combustion Turbine | 60.5 | IPP Non-CHP
56948 | Coolidge Generation Station | 9 | Natural Gas Fired Combustion Turbine | 60.5 | IPP Non-CHP
55999 | NECCO Co-Generation | GEN1 | Natural Gas Internal Combustion Engine | 2.9 | IPP CHP
55999 | NECCO Co-Generation | GEN2 | Natural Gas Internal Combustion Engine | 2.9 | IPP CHP
56956 | Bull Creek Wind | 001 | Onshore Wind Turbine | 180 | IPP Non-CHP
50637 | Clearwater Paper IPP Lewiston | GEN1 | Natural Gas Steam Turbine | 10 | Industrial CHP
50637 | Clearwater Paper IPP Lewiston | GEN2 | Natural Gas Steam Turbine | 10 | Industrial CHP
50637 | Clearwater Paper IPP Lewiston | GEN3 | Wood/Wood Waste Biomass | 28.8 | Industrial CHP
50637 | Clearwater Paper IPP Lewiston | GEN4 | Wood/Wood Waste Biomass | 65 | Industrial CHP
50638 | Clearwater Paper APP CB | GEN1 | Natural Gas Steam Turbine | 20 | Industrial CHP
56963 | West Deptford Energy Station | E101 | Natural Gas Fired Combined Cycle | 225 | IPP Non-CHP
56963 | West Deptford Energy Station | E102 | Natural Gas Fired Combined Cycle | 225 | IPP Non-CHP
56963 | West Deptford Energy Station | STG1 | Natural Gas Fired Combined Cycle | 304 | IPP Non-CHP
56966 | QVC Inc | 1 | Solar Photovoltaic | 1 | IPP Non-CHP
57118 | Greensburg Wind Farm LLC | GEN 1 | Onshore Wind Turbine | 12.5 | IPP Non-CHP
56982 | NGP Blue Mountain I LLC | BM1 | Geothermal | 21.3 | IPP Non-CHP
56982 | NGP Blue Mountain I LLC | BM2 | Geothermal | 21.3 | IPP Non-CHP
56982 | NGP Blue Mountain I LLC | BM3 | Geothermal | 21.3 | IPP Non-CHP
56962 | Iredell County LFG Facility | 1 | Landfill Gas | 1.6 | IPP Non-CHP
56962 | Iredell County LFG Facility | 2 | Landfill Gas | 1.6 | IPP Non-CHP
56957 | Green Gas - Pioneer Crossing Energy, LLC | LFG1 | Landfill Gas | 1.6 | IPP Non-CHP
56957 | Green Gas - Pioneer Crossing Energy, LLC | LFG2 | Landfill Gas | 1.6 | IPP Non-CHP
56957 | Green Gas - Pioneer Crossing Energy, LLC | LFG3 | Landfill Gas | 1.6 | IPP Non-CHP
56957 | Green Gas - Pioneer Crossing Energy, LLC | LFG4 | Landfill Gas | 1.6 | IPP Non-CHP
56957 | Green Gas - Pioneer Crossing Energy, LLC | LFG5 | Landfill Gas | 1.6 | IPP Non-CHP
59240 | Green Gas-Port Charlotte LLC | G1 | Landfill Gas | 1.5 | IPP Non-CHP
59240 | Green Gas-Port Charlotte LLC | G2 | Landfill Gas | 1.5 | IPP Non-CHP
56964 | Bayonne Energy Center | GT1 | Natural Gas Fired Combustion Turbine | 64 | IPP Non-CHP
56964 | Bayonne Energy Center | GT2 | Natural Gas Fired Combustion Turbine | 64 | IPP Non-CHP
56964 | Bayonne Energy Center | GT3 | Natural Gas Fired Combustion Turbine | 64 | IPP Non-CHP
56964 | Bayonne Energy Center | GT4 | Natural Gas Fired Combustion Turbine | 64 | IPP Non-CHP
56964 | Bayonne Energy Center | GT5 | Natural Gas Fired Combustion Turbine | 64 | IPP Non-CHP
56964 | Bayonne Energy Center | GT6 | Natural Gas Fired Combustion Turbine | 64 | IPP Non-CHP
56964 | Bayonne Energy Center | GT7 | Natural Gas Fired Combustion Turbine | 64 | IPP Non-CHP
56964 | Bayonne Energy Center | GT8 | Natural Gas Fired Combustion Turbine | 64 | IPP Non-CHP
56978 | Sears Hydroelectric Plant | 1 | Conventional Hydroelectric | 0.4 | IPP Non-CHP
56978 | Sears Hydroelectric Plant | 2 | Conventional Hydroelectric | 0.4 | IPP Non-CHP
56978 | Sears Hydroelectric Plant | 3 | Conventional Hydroelectric | 0.3 | IPP Non-CHP
56978 | Sears Hydroelectric Plant | 4 | Conventional Hydroelectric | 0.3 | IPP Non-CHP
56960 | Happy Jack Windpower Project | HJW01 | Onshore Wind Turbine | 29.4 | IPP Non-CHP
56961 | Notrees Windpower | BATT | Batteries | 36 | IPP Non-CHP
56961 | Notrees Windpower | GE | Onshore Wind Turbine | 60 | IPP Non-CHP
56961 | Notrees Windpower | VESTA | Onshore Wind Turbine | 92.5 | IPP Non-CHP
56959 | Ocotillo Windpower | OWF | Onshore Wind Turbine | 58.8 | IPP Non-CHP
57001 | El Cajon Energy Center | GEN1 | Natural Gas Fired Combustion Turbine | 49.9 | IPP Non-CHP
56993 | MF Mesa Lane LLC | MESA | Solar Photovoltaic | 3 | IPP Non-CHP
56985 | Smoky Hills Wind Project Phase II | SMKII | Onshore Wind Turbine | 148.5 | IPP Non-CHP
50191 | IP Springfield Oregon | TG1 | Wood/Wood Waste Biomass | 7.5 | Industrial CHP
50191 | IP Springfield Oregon | TG2 | Wood/Wood Waste Biomass | 5 | Industrial CHP
50191 | IP Springfield Oregon | TG3 | Wood/Wood Waste Biomass | 12.5 | Industrial CHP
50191 | IP Springfield Oregon | TG4 | Wood/Wood Waste Biomass | 40 | Industrial CHP
54752 | Weyerhaeuser Pine Hill Operations | NO1 | Wood/Wood Waste Biomass | 40 | Industrial CHP
54752 | Weyerhaeuser Pine Hill Operations | NO2 | Wood/Wood Waste Biomass | 37.4 | Industrial CHP
4146 | E J Stoneman Station | 1 | Wood/Wood Waste Biomass | 18 | IPP Non-CHP
4146 | E J Stoneman Station | 2 | Wood/Wood Waste Biomass | 35 | IPP Non-CHP
57004 | SunEdison Walgreens Moreno Valley | 1 | Solar Photovoltaic | 1 | IPP Non-CHP
57006 | Walgreens Woodland Distribution Center | 1 | Solar Photovoltaic | 1 | IPP Non-CHP
57007 | SunEdison Ironwood State Prison | 1 | Solar Photovoltaic | 1 | IPP Non-CHP
57009 | Kohls San Bernardino Solar Facility | 1 | Solar Photovoltaic | 1 | IPP Non-CHP
57011 | Chuckawalla Valley State Prison | 1 | Solar Photovoltaic | 1 | IPP Non-CHP
55309 | Air Products Port Arthur | GEN 5 | Natural Gas Fired Combustion Turbine | 32.8 | Industrial CHP
55309 | Air Products Port Arthur | GEN1 | Natural Gas Fired Combustion Turbine | 37.6 | Industrial CHP
55309 | Air Products Port Arthur | GEN3 | Natural Gas Fired Combined Cycle | 20.5 | Industrial CHP
55309 | Air Products Port Arthur | GEN4 | Natural Gas Fired Combined Cycle | 78.2 | Industrial CHP
50049 | Eel River Power | GEN1 | Wood/Wood Waste Biomass | 12.5 | Industrial CHP
50049 | Eel River Power | GEN2 | Wood/Wood Waste Biomass | 12.5 | Industrial CHP
50049 | Eel River Power | GEN3 | Wood/Wood Waste Biomass | 7.5 | Industrial CHP
57013 | DeKalb County Green Energy Facility | 1 | Landfill Gas | 1.6 | Commercial Non-CHP
57013 | DeKalb County Green Energy Facility | 2 | Landfill Gas | 1.6 | Commercial Non-CHP
55044 | Boise Cascade Pulp & Paper Mill | STG1 | Natural Gas Steam Turbine | 18 | Industrial CHP
50660 | Covanta WBH LLC | GEN1 | Municipal Solid Waste | 16.8 | Industrial CHP
55885 | Montgomery County Oaks LFGE Plant | CAT35 | Landfill Gas | 1.6 | IPP Non-CHP
55885 | Montgomery County Oaks LFGE Plant | GEJGC | Landfill Gas | 0.8 | IPP Non-CHP
57044 | Armenia Mountain Wind Farm | 1 | Onshore Wind Turbine | 100.5 | IPP Non-CHP
57071 | Denton Power LLC | 1 | Landfill Gas | 1.6 | IPP Non-CHP
57070 | GenConn Devon LLC | 15 | Petroleum Liquids | 60.5 | IPP Non-CHP
57070 | GenConn Devon LLC | 16 | Petroleum Liquids | 60.5 | IPP Non-CHP
57070 | GenConn Devon LLC | 17 | Petroleum Liquids | 60.5 | IPP Non-CHP
57070 | GenConn Devon LLC | 18 | Petroleum Liquids | 60.5 | IPP Non-CHP
57069 | Twin Cities Hydro LLC | 1 | Conventional Hydroelectric | 4.5 | IPP Non-CHP
57069 | Twin Cities Hydro LLC | 2 | Conventional Hydroelectric | 4.5 | IPP Non-CHP
57069 | Twin Cities Hydro LLC | 3 | Conventional Hydroelectric | 4.5 | IPP Non-CHP
57069 | Twin Cities Hydro LLC | 4 | Conventional Hydroelectric | 4.5 | IPP Non-CHP
57068 | GenConn Middletown LLC | 12 | Petroleum Liquids | 60.5 | IPP Non-CHP
57068 | GenConn Middletown LLC | 13 | Petroleum Liquids | 60.5 | IPP Non-CHP
57068 | GenConn Middletown LLC | 14 | Petroleum Liquids | 60.5 | IPP Non-CHP
57068 | GenConn Middletown LLC | 15 | Petroleum Liquids | 60.5 | IPP Non-CHP
52051 | I 95 Municipal Landfill Phase I | UNT1 | Landfill Gas | 0.8 | IPP Non-CHP
52051 | I 95 Municipal Landfill Phase I | UNT2 | Landfill Gas | 0.8 | IPP Non-CHP
52051 | I 95 Municipal Landfill Phase I | UNT3 | Landfill Gas | 0.8 | IPP Non-CHP
52051 | I 95 Municipal Landfill Phase I | UNT4 | Landfill Gas | 0.8 | IPP Non-CHP
54536 | Sumpter Energy Associates | 0201 | Landfill Gas | 0.8 | IPP Non-CHP
54536 | Sumpter Energy Associates | 0202 | Landfill Gas | 0.8 | IPP Non-CHP
54536 | Sumpter Energy Associates | 0203 | Landfill Gas | 0.8 | IPP Non-CHP
54536 | Sumpter Energy Associates | 0204 | Landfill Gas | 0.8 | IPP Non-CHP
54536 | Sumpter Energy Associates | 0205 | Landfill Gas | 0.8 | IPP Non-CHP
54536 | Sumpter Energy Associates | 0386 | Landfill Gas | 0.8 | IPP Non-CHP
54536 | Sumpter Energy Associates | 0388 | Landfill Gas | 0.8 | IPP Non-CHP
54536 | Sumpter Energy Associates | 0389 | Landfill Gas | 0.8 | IPP Non-CHP
54536 | Sumpter Energy Associates | 0392 | Landfill Gas | 0.8 | IPP Non-CHP
54536 | Sumpter Energy Associates | 0435 | Landfill Gas | 0.8 | IPP Non-CHP
54536 | Sumpter Energy Associates | 0437 | Landfill Gas | 0.8 | IPP Non-CHP
54536 | Sumpter Energy Associates | 0440 | Landfill Gas | 0.8 | IPP Non-CHP
54536 | Sumpter Energy Associates | 0447 | Landfill Gas | 0.8 | IPP Non-CHP
54536 | Sumpter Energy Associates | 0464 | Landfill Gas | 0.8 | IPP Non-CHP
54536 | Sumpter Energy Associates | 0467 | Landfill Gas | 0.8 | IPP Non-CHP
54723 | I 95 Landfill Phase II | UNT1 | Landfill Gas | 0.8 | IPP Non-CHP
54723 | I 95 Landfill Phase II | UNT2 | Landfill Gas | 0.8 | IPP Non-CHP
54723 | I 95 Landfill Phase II | UNT3 | Landfill Gas | 0.8 | IPP Non-CHP
54723 | I 95 Landfill Phase II | UNT4 | Landfill Gas | 0.8 | IPP Non-CHP
54903 | Adrian Energy Associates LLC | UNT1 | Landfill Gas | 0.8 | IPP Non-CHP
54903 | Adrian Energy Associates LLC | UNT2 | Landfill Gas | 0.8 | IPP Non-CHP
54903 | Adrian Energy Associates LLC | UNT3 | Landfill Gas | 0.8 | IPP Non-CHP
54980 | Ocean County Landfill | UNT1 | Landfill Gas | 0.8 | IPP Non-CHP
54980 | Ocean County Landfill | UNT10 | Landfill Gas | 1.6 | IPP Non-CHP
54980 | Ocean County Landfill | UNT11 | Landfill Gas | 1.6 | IPP Non-CHP
54980 | Ocean County Landfill | UNT12 | Landfill Gas | 1.6 | IPP Non-CHP
54980 | Ocean County Landfill | UNT2 | Landfill Gas | 0.8 | IPP Non-CHP
54980 | Ocean County Landfill | UNT3 | Landfill Gas | 0.8 | IPP Non-CHP
54980 | Ocean County Landfill | UNT4 | Landfill Gas | 0.8 | IPP Non-CHP
54980 | Ocean County Landfill | UNT5 | Landfill Gas | 0.8 | IPP Non-CHP
54980 | Ocean County Landfill | UNT6 | Landfill Gas | 0.8 | IPP Non-CHP
54980 | Ocean County Landfill | UNT7 | Landfill Gas | 1.6 | IPP Non-CHP
54980 | Ocean County Landfill | UNT8 | Landfill Gas | 1.6 | IPP Non-CHP
54980 | Ocean County Landfill | UNT9 | Landfill Gas | 1.6 | IPP Non-CHP
54989 | Pine Tree Acres | GEN1 | Landfill Gas | 0.8 | IPP Non-CHP
54989 | Pine Tree Acres | GEN2 | Landfill Gas | 0.8 | IPP Non-CHP
54989 | Pine Tree Acres | GEN3 | Landfill Gas | 0.8 | IPP Non-CHP
54989 | Pine Tree Acres | GEN4 | Landfill Gas | 0.8 | IPP Non-CHP
54989 | Pine Tree Acres | GEN5 | Landfill Gas | 0.8 | IPP Non-CHP
54989 | Pine Tree Acres | GEN6 | Landfill Gas | 0.8 | IPP Non-CHP
54989 | Pine Tree Acres | GEN7 | Landfill Gas | 0.8 | IPP Non-CHP
54989 | Pine Tree Acres | GEN8 | Landfill Gas | 1.6 | IPP Non-CHP
54989 | Pine Tree Acres | GEN9 | Landfill Gas | 1.6 | IPP Non-CHP
56554 | Salt Lake Energy Systems | Unit1 | Landfill Gas | 0.8 | IPP Non-CHP
56554 | Salt Lake Energy Systems | Unit2 | Landfill Gas | 0.8 | IPP Non-CHP
56554 | Salt Lake Energy Systems | Unit3 | Landfill Gas | 1.6 | IPP Non-CHP
57123 | Trail Ridge Landfill Gas Recovery | 1 | Landfill Gas | 1.6 | IPP Non-CHP
57123 | Trail Ridge Landfill Gas Recovery | 2 | Landfill Gas | 1.6 | IPP Non-CHP
57123 | Trail Ridge Landfill Gas Recovery | 3 | Landfill Gas | 1.6 | IPP Non-CHP
57123 | Trail Ridge Landfill Gas Recovery | 4 | Landfill Gas | 1.6 | IPP Non-CHP
57123 | Trail Ridge Landfill Gas Recovery | 5 | Landfill Gas | 1.6 | IPP Non-CHP
57123 | Trail Ridge Landfill Gas Recovery | 6 | Landfill Gas | 1.6 | IPP Non-CHP
56458 | Hobbs Generating Station | GT1 | Natural Gas Fired Combined Cycle | 196.9 | IPP Non-CHP
56458 | Hobbs Generating Station | GT2 | Natural Gas Fired Combined Cycle | 196.9 | IPP Non-CHP
56458 | Hobbs Generating Station | ST3 | Natural Gas Fired Combined Cycle | 264.6 | IPP Non-CHP
57072 | Granite City Works | G-1 | Other Gases | 78 | Industrial CHP
57049 | NaturEner Glacier Wind Energy 1 | NGW1 | Onshore Wind Turbine | 106.5 | IPP Non-CHP
57050 | NaturEner Glacier Wind Energy 2 | NGW2 | Onshore Wind Turbine | 103.5 | IPP Non-CHP
57076 | South Columbus Water Resource Facility | GEN1 | Other Waste Biomass | 1.8 | Commercial CHP
57076 | South Columbus Water Resource Facility | GEN2 | Other Waste Biomass | 1.8 | Commercial CHP
6513 | Fleish | 1 | Conventional Hydroelectric | 2 | IPP Non-CHP
6531 | Verdi | 1 | Conventional Hydroelectric | 2.4 | IPP Non-CHP
6532 | Washoe | 1 | Conventional Hydroelectric | 1.3 | IPP Non-CHP
6532 | Washoe | 2 | Conventional Hydroelectric | 1.3 | IPP Non-CHP
54395 | Stillwater Hydro Electric Project | 1 | Conventional Hydroelectric | 1.7 | IPP Non-CHP
54395 | Stillwater Hydro Electric Project | 2 | Conventional Hydroelectric | 1.7 | IPP Non-CHP
54561 | Jefferson Smurfit Santa Clara Mill | GT-G | Natural Gas Fired Combined Cycle | 24 | IPP CHP
54561 | Jefferson Smurfit Santa Clara Mill | ST-G | Natural Gas Fired Combined Cycle | 3 | IPP CHP
57091 | Silver Sage Windpower | SSW01 | Onshore Wind Turbine | 42 | IPP Non-CHP
57090 | Campbell Hill Windpower | CHWF | Onshore Wind Turbine | 99 | IPP Non-CHP
55187 | Channelview Cogeneration Plant | GT1 | Natural Gas Fired Combined Cycle | 192.1 | IPP CHP
55187 | Channelview Cogeneration Plant | GT2 | Natural Gas Fired Combined Cycle | 192.1 | IPP CHP
55187 | Channelview Cogeneration Plant | GT3 | Natural Gas Fired Combined Cycle | 192.1 | IPP CHP
55187 | Channelview Cogeneration Plant | GT4 | Natural Gas Fired Combined Cycle | 192.1 | IPP CHP
55187 | Channelview Cogeneration Plant | ST1 | Natural Gas Fired Combined Cycle | 149.9 | IPP CHP
58570 | Enel Cove Fort | 1-G1A | Geothermal | 12.5 | IPP Non-CHP
58570 | Enel Cove Fort | 2-GIA | Geothermal | 12.5 | IPP Non-CHP
55034 | Geneva Wood Fuels Inc | 0001 | Wood/Wood Waste Biomass | 1.3 | Industrial CHP
55034 | Geneva Wood Fuels Inc | 0002 | Wood/Wood Waste Biomass | 0.7 | Industrial CHP
56651 | North Allegheny Windpower Project | 1 | Onshore Wind Turbine | 70 | IPP Non-CHP
7835 | NAEA Rock Springs LLC | 1 | Natural Gas Fired Combustion Turbine | 198.9 | IPP Non-CHP
7835 | NAEA Rock Springs LLC | 2 | Natural Gas Fired Combustion Turbine | 175.9 | IPP Non-CHP
7835 | NAEA Rock Springs LLC | 3 | Natural Gas Fired Combustion Turbine | 198.9 | IPP Non-CHP
7835 | NAEA Rock Springs LLC | 4 | Natural Gas Fired Combustion Turbine | 198.9 | IPP Non-CHP
50308 | Utility Plants Section | GEN1 | Conventional Steam Coal | 5 | Electric Utility
50308 | Utility Plants Section | GEN3 | Conventional Steam Coal | 5 | Electric Utility
50308 | Utility Plants Section | GEN4 | Conventional Steam Coal | 5 | Electric Utility
50308 | Utility Plants Section | GEN5 | Conventional Steam Coal | 5 | Electric Utility
50626 | Chalmette Refining LLC | GEN1 | All Other | 5.7 | Industrial Non-CHP
57093 | Casper Wind Farm | CWGT | Onshore Wind Turbine | 17 | IPP Non-CHP
57102 | Whittier LFG Power Plant #1 | EN01 | Landfill Gas | 1.1 | IPP CHP
57102 | Whittier LFG Power Plant #1 | EN02 | Landfill Gas | 1.1 | IPP CHP
57100 | Santa Maria LFG Power Plant | EN01 | Landfill Gas | 1.1 | IPP CHP
57101 | J&A-Santa Maria II LLC | 1 | Landfill Gas | 1.4 | IPP CHP
1631 | Doreen | DORE | Petroleum Liquids | 21.1 | IPP Non-CHP
1634 | Gardners Falls | GF2 | Conventional Hydroelectric | 0.4 | IPP Non-CHP
1634 | Gardners Falls | GF3 | Conventional Hydroelectric | 0.9 | IPP Non-CHP
1634 | Gardners Falls | GF4 | Conventional Hydroelectric | 0.9 | IPP Non-CHP
1634 | Gardners Falls | GF5 | Conventional Hydroelectric | 1.3 | IPP Non-CHP
1637 | Putts Bridge | PB2 | Conventional Hydroelectric | 1.6 | IPP Non-CHP
1637 | Putts Bridge | PB3 | Conventional Hydroelectric | 1.6 | IPP Non-CHP
1638 | Redbridge | RB3 | Conventional Hydroelectric | 1.8 | IPP Non-CHP
1638 | Redbridge | RB4 | Conventional Hydroelectric | 1.8 | IPP Non-CHP
1642 | NAEA Energy Massachusetts LLC | 3 | Natural Gas Steam Turbine | 113.6 | IPP Non-CHP
1642 | NAEA Energy Massachusetts LLC | GT-1 | Natural Gas Fired Combustion Turbine | 60 | IPP Non-CHP
1642 | NAEA Energy Massachusetts LLC | GT-2 | Natural Gas Fired Combustion Turbine | 60 | IPP Non-CHP
1642 | NAEA Energy Massachusetts LLC | WS10 | Petroleum Liquids | 17 | IPP Non-CHP
1643 | Woodland Road | WOOD | Petroleum Liquids | 20.4 | IPP Non-CHP
6378 | Dwight | DW2 | Conventional Hydroelectric | 0.4 | IPP Non-CHP
6378 | Dwight | DW3 | Conventional Hydroelectric | 0.4 | IPP Non-CHP
6378 | Dwight | DW4 | Conventional Hydroelectric | 0.4 | IPP Non-CHP
6379 | Indian Orchard | IO3 | Conventional Hydroelectric | 1.5 | IPP Non-CHP
6379 | Indian Orchard | IO4 | Conventional Hydroelectric | 2.2 | IPP Non-CHP
10765 | Indeck Jonesboro Energy Center | GEN1 | Wood/Wood Waste Biomass | 27.5 | IPP Non-CHP
10766 | Indeck West Enfield Energy Center | GEN1 | Wood/Wood Waste Biomass | 27.5 | IPP Non-CHP
57103 | Newark America Mill | 1 | Natural Gas Steam Turbine | 6.3 | Industrial CHP
57107 | Milford Wind Corridor Stage II LLC | 1 | Onshore Wind Turbine | 102 | IPP Non-CHP
57106 | Mesalands Comm College Wind Turbine | 1 | Onshore Wind Turbine | 1.5 | Commercial Non-CHP
55347 | Armstrong | 1 | Natural Gas Fired Combustion Turbine | 172 | IPP Non-CHP
55347 | Armstrong | 2 | Natural Gas Fired Combustion Turbine | 172 | IPP Non-CHP
55347 | Armstrong | 3 | Natural Gas Fired Combustion Turbine | 172 | IPP Non-CHP
55347 | Armstrong | 4 | Natural Gas Fired Combustion Turbine | 172 | IPP Non-CHP
57119 | Koda Biomass Plant | 2222 | Other Waste Biomass | 23.4 | IPP CHP
57121 | Ashtabula Wind II LLC | 1 | Onshore Wind Turbine | 120 | IPP Non-CHP
57120 | Wilton Wind II LLC | 1 | Onshore Wind Turbine | 49.5 | IPP Non-CHP
57108 | Blue Canyon Windpower V LLC | GEN 1 | Onshore Wind Turbine | 99 | IPP Non-CHP
57109 | Meadow Lake Wind Farm LLC | GEN 1 | Onshore Wind Turbine | 199.7 | IPP Non-CHP
57110 | Blackstone Wind Farm LLC | GEN 1 | Onshore Wind Turbine | 102 | IPP Non-CHP
57111 | Lost Lakes Wind Farm LLC | GEN 1 | Onshore Wind Turbine | 100 | IPP Non-CHP
57112 | Meadow Lake Wind Farm II LLC | GEN1 | Onshore Wind Turbine | 99 | IPP Non-CHP
57113 | Blackstone Wind Farm II LLC | GEN 1 | Onshore Wind Turbine | 200 | IPP Non-CHP
57115 | Meadow Lake Wind Farm III LLC | GEN 1 | Onshore Wind Turbine | 103.5 | IPP Non-CHP
57122 | UCI Facilities Management Central Plant | CTG1 | Natural Gas Fired Combined Cycle | 13.5 | Commercial CHP
57122 | UCI Facilities Management Central Plant | STG1 | Natural Gas Fired Combined Cycle | 5.5 | Commercial CHP
56922 | WWRF Solar Plant | EAST | Solar Photovoltaic | 0.5 | IPP Non-CHP
56922 | WWRF Solar Plant | WEST | Solar Photovoltaic | 1.2 | IPP Non-CHP
57005 | Mariani Packing Vacaville Solar | 1 | Solar Photovoltaic | 1 | IPP Non-CHP
57008 | SunEdison Procter & Gamble Oxnard | 1 | Solar Photovoltaic | 1 | IPP Non-CHP
57010 | SunEdison Anheuser Busch Fairfield | 1 | Solar Photovoltaic | 1 | IPP Non-CHP
57012 | SunEdison Walmart Apple Valley DC | 1 | Solar Photovoltaic | 1 | IPP Non-CHP
57131 | Stoney Corners Wind Farm | SCWF1 | Onshore Wind Turbine | 60 | IPP Non-CHP
57130 | Beaver Ridge Wind | BR1 | Onshore Wind Turbine | 4.5 | IPP Non-CHP
57128 | G2 Energy Marion LLC | 357 | Landfill Gas | 1.6 | IPP Non-CHP
57128 | G2 Energy Marion LLC | 358 | Landfill Gas | 1.6 | IPP Non-CHP
57128 | G2 Energy Marion LLC | 360 | Landfill Gas | 0.8 | IPP Non-CHP
57133 | G2 Energy Ostrom Road LLC | 359 | Landfill Gas | 1.6 | IPP Non-CHP
57133 | G2 Energy Ostrom Road LLC | 361 | Landfill Gas | 1.6 | IPP Non-CHP
58320 | G2 Energy Hay Rd | 362 | Landfill Gas | 1.6 | IPP Non-CHP
10700 | Red Shield Envir Old Town Facility | TG4 | Wood/Wood Waste Biomass | 12.5 | Industrial CHP
10700 | Red Shield Envir Old Town Facility | TG6 | Wood/Wood Waste Biomass | 16 | Industrial CHP
10635 | Corona Cogen | GEN1 | Natural Gas Fired Combustion Turbine | 47 | IPP CHP
10649 | Bear Mountain Cogen | GEN1 | Natural Gas Fired Combustion Turbine | 46 | IPP CHP
10650 | Badger Creek Cogen | GEN1 | Natural Gas Fired Combustion Turbine | 46 | IPP CHP
50003 | Chalk Cliff Cogen | GEN1 | Natural Gas Fired Combustion Turbine | 46 | IPP CHP
50493 | Double C | DC1 | Natural Gas Fired Combustion Turbine | 24.9 | IPP Non-CHP
50493 | Double C | DC2 | Natural Gas Fired Combustion Turbine | 24.9 | IPP Non-CHP
50494 | Kern Front | KF1 | Natural Gas Fired Combustion Turbine | 24.9 | IPP Non-CHP
50494 | Kern Front | KF2 | Natural Gas Fired Combustion Turbine | 24.9 | IPP Non-CHP
50495 | High Sierra | HS1 | Natural Gas Fired Combustion Turbine | 24.9 | IPP CHP
50495 | High Sierra | HS2 | Natural Gas Fired Combustion Turbine | 24.9 | IPP CHP
50612 | McKittrick Cogen Facility | GEN1 | Natural Gas Fired Combustion Turbine | 46 | IPP CHP
54768 | Live Oak Cogen | GEN1 | Natural Gas Fired Combustion Turbine | 46 | IPP CHP
10608 | Gilman Mill | GEN1 | Conventional Hydroelectric | 2.2 | IPP Non-CHP
10608 | Gilman Mill | GEN2 | Conventional Hydroelectric | 1 | IPP Non-CHP
10608 | Gilman Mill | GEN3 | Conventional Hydroelectric | 0.8 | IPP Non-CHP
10608 | Gilman Mill | GEN4 | Conventional Hydroelectric | 0.8 | IPP Non-CHP
57132 | Nine Mile Gas Processing Plant | 1 | Natural Gas Internal Combustion Engine | 2.8 | Industrial Non-CHP
57132 | Nine Mile Gas Processing Plant | 2 | Natural Gas Internal Combustion Engine | 2.8 | Industrial Non-CHP
57132 | Nine Mile Gas Processing Plant | 3 | Natural Gas Internal Combustion Engine | 2.8 | Industrial Non-CHP
57136 | Tuana Springs | 1 | Onshore Wind Turbine | 16.8 | IPP Non-CHP
57138 | Savannah River Site Biomass Cogen | 1 | Wood/Wood Waste Biomass | 20.8 | IPP CHP
7191 | Tallassee Hydro Project | 1 | Conventional Hydroelectric | 2.2 | IPP Non-CHP
7191 | Tallassee Hydro Project | 2 | Conventional Hydroelectric | 0.1 | IPP Non-CHP
54604 | Warner Lambert | 016E | Petroleum Liquids | 1 | Commercial CHP
54604 | Warner Lambert | 0550 | Petroleum Liquids | 1.5 | Commercial CHP
54604 | Warner Lambert | 085-1 | Petroleum Liquids | 2.3 | Commercial CHP
54604 | Warner Lambert | 085-2 | Petroleum Liquids | 2.3 | Commercial CHP
54604 | Warner Lambert | 5164 | Natural Gas Fired Combustion Turbine | 3 | Commercial CHP
54604 | Warner Lambert | 800-1 | Petroleum Liquids | 2.3 | Commercial CHP
10190 | Castleton Energy Center | GEN1 | Natural Gas Fired Combined Cycle | 47 | IPP Non-CHP
10190 | Castleton Energy Center | GEN2 | Natural Gas Fired Combined Cycle | 25 | IPP Non-CHP
56259 | Empire Generating Co LLC | CT11 | Natural Gas Fired Combined Cycle | 179 | IPP CHP
56259 | Empire Generating Co LLC | CT12 | Natural Gas Fired Combined Cycle | 179 | IPP CHP
56259 | Empire Generating Co LLC | ST13 | Natural Gas Fired Combined Cycle | 295.7 | IPP CHP
692 | Medicine Bow | 10 | Onshore Wind Turbine | 0.7 | Electric Utility
692 | Medicine Bow | 11 | Onshore Wind Turbine | 0.7 | Electric Utility
692 | Medicine Bow | 1A | Onshore Wind Turbine | 0.6 | Electric Utility
692 | Medicine Bow | 2A | Onshore Wind Turbine | 0.6 | Electric Utility
692 | Medicine Bow | 5 | Onshore Wind Turbine | 0.7 | Electric Utility
692 | Medicine Bow | 6 | Onshore Wind Turbine | 0.7 | Electric Utility
692 | Medicine Bow | 7 | Onshore Wind Turbine | 0.7 | Electric Utility
692 | Medicine Bow | 8 | Onshore Wind Turbine | 0.7 | Electric Utility
692 | Medicine Bow | 9 | Onshore Wind Turbine | 0.7 | Electric Utility
57976 | Pocahontas Prairie Wind Farm | 1 | Onshore Wind Turbine | 80 | IPP Non-CHP
57137 | Eurus Combine Hills Turbine Ranch 2 | 1 | Onshore Wind Turbine | 63 | IPP Non-CHP
56647 | Butler Ridge | 1 | Onshore Wind Turbine | 54 | IPP Non-CHP
10418 | Ascend Performance Materials Texas Inc. | GEN1 | Other Gases | 6 | Industrial CHP
10418 | Ascend Performance Materials Texas Inc. | GEN4 | Other Gases | 46.1 | Industrial CHP
55422 | DeSoto County Plant | DES1 | Natural Gas Fired Combustion Turbine | 199.4 | IPP Non-CHP
55422 | DeSoto County Plant | DES2 | Natural Gas Fired Combustion Turbine | 199.4 | IPP Non-CHP
7760 | Tilton | 1 | Natural Gas Fired Combustion Turbine | 47 | IPP Non-CHP
7760 | Tilton | 2 | Natural Gas Fired Combustion Turbine | 47 | IPP Non-CHP
7760 | Tilton | 3 | Natural Gas Fired Combustion Turbine | 47 | IPP Non-CHP
7760 | Tilton | 4 | Natural Gas Fired Combustion Turbine | 47 | IPP Non-CHP
57141 | RV CSU Power LLC | CSU1 | Solar Photovoltaic | 1.9 | Commercial Non-CHP
10288 | Big Valley Power LLC | IS27 | Wood/Wood Waste Biomass | 9.3 | Industrial Non-CHP
57173 | Bridgewater Dairy Anaerobic Digester | 1 | Other Waste Biomass | 0.6 | Industrial Non-CHP
57173 | Bridgewater Dairy Anaerobic Digester | 2 | Other Waste Biomass | 0.6 | Industrial Non-CHP
57152 | Harvest Wind Project | HWP1 | Onshore Wind Turbine | 98.9 | IPP Non-CHP
10697 | St Francisville Mill | GEN2 | Wood/Wood Waste Biomass | 12.5 | Industrial CHP
2511 | E F Barrett | 10 | Natural Gas Fired Combustion Turbine | 41.8 | Electric Utility
2511 | E F Barrett | 11 | Natural Gas Fired Combustion Turbine | 41.8 | Electric Utility
2511 | E F Barrett | 12 | Natural Gas Fired Combustion Turbine | 41.8 | Electric Utility
2511 | E F Barrett | 3 | Natural Gas Fired Combustion Turbine | 18 | Electric Utility
2511 | E F Barrett | 4 | Natural Gas Fired Combustion Turbine | 18 | Electric Utility
2511 | E F Barrett | 5 | Natural Gas Fired Combustion Turbine | 18 | Electric Utility
2511 | E F Barrett | 6 | Natural Gas Fired Combustion Turbine | 18 | Electric Utility
2511 | E F Barrett | 8 | Natural Gas Fired Combustion Turbine | 18 | Electric Utility
2511 | E F Barrett | 9 | Natural Gas Fired Combustion Turbine | 41.8 | Electric Utility
2511 | E F Barrett | GT1 | Natural Gas Fired Combustion Turbine | 18 | Electric Utility
2511 | E F Barrett | GT2 | Natural Gas Fired Combustion Turbine | 18 | Electric Utility
2511 | E F Barrett | ST1 | Natural Gas Steam Turbine | 188 | Electric Utility
2511 | E F Barrett | ST2 | Natural Gas Steam Turbine | 188 | Electric Utility
2512 | East Hampton | 1 | Petroleum Liquids | 21.3 | Electric Utility
2512 | East Hampton | 2 | Petroleum Liquids | 2 | Electric Utility
2512 | East Hampton | 3 | Petroleum Liquids | 2 | Electric Utility
2512 | East Hampton | 4 | Petroleum Liquids | 2 | Electric Utility
2514 | Glenwood | GT2 | Petroleum Liquids | 55 | Electric Utility
2514 | Glenwood | GT3 | Petroleum Liquids | 55 | Electric Utility
2516 | Northport | 2 | Natural Gas Steam Turbine | 387 | Electric Utility
2516 | Northport | 3 | Natural Gas Steam Turbine | 387 | Electric Utility
2516 | Northport | 4 | Natural Gas Steam Turbine | 387 | Electric Utility
2516 | Northport | GT1 | Petroleum Liquids | 16 | Electric Utility
2516 | Northport | ST1 | Natural Gas Steam Turbine | 387 | Electric Utility
2517 | Port Jefferson | 3 | Natural Gas Steam Turbine | 188 | Electric Utility
2517 | Port Jefferson | 4 | Natural Gas Steam Turbine | 188 | Electric Utility
2517 | Port Jefferson | GT1 | Petroleum Liquids | 16 | Electric Utility
2517 | Port Jefferson | GT2 | Natural Gas Fired Combustion Turbine | 53 | Electric Utility
2517 | Port Jefferson | GT3 | Natural Gas Fired Combustion Turbine | 53 | Electric Utility
2518 | Shoreham | GT1 | Petroleum Liquids | 52.9 | Electric Utility
2518 | Shoreham | GT2 | Petroleum Liquids | 18.6 | Electric Utility
2519 | South Hampton | 1 | Petroleum Liquids | 11.5 | Electric Utility
2520 | Southold | 1 | Petroleum Liquids | 14 | Electric Utility
2521 | West Babylon | 4 | Petroleum Liquids | 52.4 | Electric Utility
7146 | Wading River | 02 | Petroleum Liquids | 79.5 | Electric Utility
7146 | Wading River | 03 | Petroleum Liquids | 79.5 | Electric Utility
7146 | Wading River | 1 | Petroleum Liquids | 79.5 | Electric Utility
7869 | Glenwood Landing | GT1 | Petroleum Liquids | 16 | Electric Utility
7869 | Glenwood Landing | GT4 | Natural Gas Fired Combustion Turbine | 53 | Electric Utility
7869 | Glenwood Landing | GT5 | Natural Gas Fired Combustion Turbine | 53 | Electric Utility
8007 | Holtsville | 1 | Petroleum Liquids | 56.7 | Electric Utility
8007 | Holtsville | 10 | Petroleum Liquids | 56.7 | Electric Utility
8007 | Holtsville | 2 | Petroleum Liquids | 56.7 | Electric Utility
8007 | Holtsville | 3 | Petroleum Liquids | 56.7 | Electric Utility
8007 | Holtsville | 4 | Petroleum Liquids | 56.7 | Electric Utility
8007 | Holtsville | 5 | Petroleum Liquids | 56.7 | Electric Utility
8007 | Holtsville | 6 | Petroleum Liquids | 56.7 | Electric Utility
8007 | Holtsville | 7 | Petroleum Liquids | 56.7 | Electric Utility
8007 | Holtsville | 8 | Petroleum Liquids | 56.7 | Electric Utility
8007 | Holtsville | 9 | Petroleum Liquids | 56.7 | Electric Utility
57153 | Langford Wind Power | 1 | Onshore Wind Turbine | 150 | IPP Non-CHP
57159 | Windy Flats Wind Project | GEN1 | Onshore Wind Turbine | 262.2 | IPP Non-CHP
57160 | White River Lock and Dam 1 | LD#1 | Conventional Hydroelectric | 4.3 | IPP Non-CHP
57161 | White River Lock and Dam 2 | LD#2 | Conventional Hydroelectric | 3.5 | IPP Non-CHP
57162 | White River Lock and Dam 3 | LD#3 | Conventional Hydroelectric | 4.3 | IPP Non-CHP
10751 | Camden Plant Holding LLC | GEN1 | Natural Gas Fired Combined Cycle | 95.2 | IPP Non-CHP
10751 | Camden Plant Holding LLC | GEN2 | Natural Gas Fired Combined Cycle | 61.8 | IPP Non-CHP
50497 | Bayonne Plant Holding LLC | GTG1 | Natural Gas Fired Combined Cycle | 43.4 | IPP CHP
50497 | Bayonne Plant Holding LLC | GTG2 | Natural Gas Fired Combined Cycle | 43.4 | IPP CHP
50497 | Bayonne Plant Holding LLC | GTG3 | Natural Gas Fired Combined Cycle | 43.4 | IPP CHP
50497 | Bayonne Plant Holding LLC | STG1 | Natural Gas Fired Combined Cycle | 61.4 | IPP CHP
50852 | Elmwood Energy Holdings LLC | GEN1 | Natural Gas Fired Combined Cycle | 59 | IPP Non-CHP
50852 | Elmwood Energy Holdings LLC | GEN2 | Natural Gas Fired Combined Cycle | 24 | IPP Non-CHP
52026 | Dartmouth Power Associates LP | GEN1 | Natural Gas Fired Combined Cycle | 45 | IPP Non-CHP
52026 | Dartmouth Power Associates LP | GEN2 | Natural Gas Fired Combined Cycle | 32 | IPP Non-CHP
52026 | Dartmouth Power Associates LP | GEN3 | Natural Gas Fired Combustion Turbine | 24.7 | IPP Non-CHP
54693 | York Generation Company LLC | GT#1 | Natural Gas Fired Combined Cycle | 8.3 | IPP Non-CHP
54693 | York Generation Company LLC | GT#2 | Natural Gas Fired Combined Cycle | 8.3 | IPP Non-CHP
54693 | York Generation Company LLC | GT#5 | Natural Gas Fired Combined Cycle | 8.3 | IPP Non-CHP
54693 | York Generation Company LLC | GT#6 | Natural Gas Fired Combined Cycle | 8.3 | IPP Non-CHP
54693 | York Generation Company LLC | ST#1 | Natural Gas Fired Combined Cycle | 9.5 | IPP Non-CHP
54693 | York Generation Company LLC | ST#2 | Natural Gas Fired Combined Cycle | 9.5 | IPP Non-CHP
57176 | University of Delaware Wind Turbine | FSMW | Onshore Wind Turbine | 2 | Commercial Non-CHP
57177 | Meadow Lake Wind Farm IV | GEN 1 | Onshore Wind Turbine | 98.7 | IPP Non-CHP
57174 | Colorado Highlands Wind | CHW1 | Onshore Wind Turbine | 67.2 | IPP Non-CHP
57174 | Colorado Highlands Wind | CHW2 | Onshore Wind Turbine | 23.8 | IPP Non-CHP
10253 | Haypress | LGEN | Conventional Hydroelectric | 5 | IPP Non-CHP
10253 | Haypress | UGEN | Conventional Hydroelectric | 5 | IPP Non-CHP
55348 | Troy Energy LLC | 1 | Natural Gas Fired Combustion Turbine | 172 | IPP Non-CHP
55348 | Troy Energy LLC | 2 | Natural Gas Fired Combustion Turbine | 172 | IPP Non-CHP
55348 | Troy Energy LLC | 3 | Natural Gas Fired Combustion Turbine | 172 | IPP Non-CHP
55348 | Troy Energy LLC | 4 | Natural Gas Fired Combustion Turbine | 172 | IPP Non-CHP
54835 | Evonik Industries AG | T121 | Petroleum Liquids | 1.2 | Industrial Non-CHP
57190 | Little Quinnesec Falls Hydro Project | UNIT1 | Conventional Hydroelectric | 1.9 | IPP Non-CHP
57190 | Little Quinnesec Falls Hydro Project | UNIT2 | Conventional Hydroelectric | 0.8 | IPP Non-CHP
57190 | Little Quinnesec Falls Hydro Project | UNIT3 | Conventional Hydroelectric | 1.9 | IPP Non-CHP
57190 | Little Quinnesec Falls Hydro Project | UNIT4 | Conventional Hydroelectric | 1 | IPP Non-CHP
57190 | Little Quinnesec Falls Hydro Project | UNIT5 | Conventional Hydroelectric | 1 | IPP Non-CHP
57190 | Little Quinnesec Falls Hydro Project | UNIT6 | Conventional Hydroelectric | 2.4 | IPP Non-CHP
56654 | Hatchet Ridge Wind Project | 1 | Onshore Wind Turbine | 101.2 | IPP Non-CHP
56661 | Pattern Gulf Wind | 1 | Onshore Wind Turbine | 283.2 | IPP Non-CHP
57192 | Spring Valley Wind Project | WTG | Onshore Wind Turbine | 150 | IPP Non-CHP
57514 | Ocotillo Express LLC | WTG | Onshore Wind Turbine | 265.4 | IPP Non-CHP
58242 | Pattern Panhandle Wind LLC | 1 | Onshore Wind Turbine | 218 | IPP Non-CHP
58720 | Pattern Panhandle Wind 2 LLC | 1 | Onshore Wind Turbine | 181.7 | IPP Non-CHP
57189 | Lost Creek Wind Energy Facility | LCW | Onshore Wind Turbine | 150 | IPP Non-CHP
57201 | FPL Energy Montezuma Winds LLC | S2.3 | Onshore Wind Turbine | 36.8 | IPP Non-CHP
55401 | Rolling Hills Generating | CT1 | Natural Gas Fired Combustion Turbine | 195.5 | IPP Non-CHP
55401 | Rolling Hills Generating | CT2 | Natural Gas Fired Combustion Turbine | 195.5 | IPP Non-CHP
55401 | Rolling Hills Generating | CT3 | Natural Gas Fired Combustion Turbine | 195.5 | IPP Non-CHP
55401 | Rolling Hills Generating | CT4 | Natural Gas Fired Combustion Turbine | 195.5 | IPP Non-CHP
55401 | Rolling Hills Generating | CT5 | Natural Gas Fired Combustion Turbine | 195.5 | IPP Non-CHP
55518 | High Desert Power Plant | CTG1 | Natural Gas Fired Combined Cycle | 173 | IPP Non-CHP
55518 | High Desert Power Plant | CTG2 | Natural Gas Fired Combined Cycle | 173 | IPP Non-CHP
55518 | High Desert Power Plant | CTG3 | Natural Gas Fired Combined Cycle | 173 | IPP Non-CHP
55518 | High Desert Power Plant | STG1 | Natural Gas Fired Combined Cycle | 333 | IPP Non-CHP
57194 | Day County Wind LLC | GE15 | Onshore Wind Turbine | 99 | IPP Non-CHP
57200 | Shelby Solar Energy Generation Facility | 1 | Solar Photovoltaic | 1 | IPP Non-CHP
57197 | Blue Wing Solar Energy Generation | 1 | Solar Photovoltaic | 13.9 | IPP Non-CHP
56591 | Horseshoe Bend Wind Park | HBWP | Onshore Wind Turbine | 9 | IPP Non-CHP
6178 | Coleto Creek | 1 | Conventional Steam Coal | 622.4 | IPP Non-CHP
10437 | SEGS I | GEN1 | Solar Thermal without Energy Storage | 13.8 | IPP Non-CHP
10438 | SEGS II | GEN1 | Solar Thermal without Energy Storage | 30 | IPP Non-CHP
57202 | Jacksonville Solar | 1 | Solar Photovoltaic | 15 | IPP Non-CHP
57203 | Wyandot Solar Farm | 1 | Solar Photovoltaic | 10 | IPP Non-CHP
57204 | PSEG Hackettstown | 1 | Solar Photovoltaic | 2.2 | IPP Non-CHP
902 | Bottle Rock Power | 1 | Geothermal | 55 | IPP Non-CHP
10036 | Hillsborough Hosiery | GEN1 | Conventional Hydroelectric | 0.6 | IPP Non-CHP
10036 | Hillsborough Hosiery | GEN2 | Conventional Hydroelectric | 0.6 | IPP Non-CHP
10872 | Kings Falls Hydroelectric | 1 | Conventional Hydroelectric | 1.6 | IPP Non-CHP
56434 | Burley Butte Windpark | BBWP | Onshore Wind Turbine | 13.5 | IPP Non-CHP
56435 | Golden Valley Wind Park LLC | GVWP | Onshore Wind Turbine | 12 | IPP Non-CHP
56437 | Milner Dam Wind Park LLC | MDWP | Onshore Wind Turbine | 19.5 | IPP Non-CHP
56439 | Oregon Trail Wind Park | OTWP | Onshore Wind Turbine | 13.5 | IPP Non-CHP
56440 | Pilgrim Stage Wind Park | PSWP | Onshore Wind Turbine | 10.5 | IPP Non-CHP
56441 | Salmon Falls Wind Park | SFWP | Onshore Wind Turbine | 21 | IPP Non-CHP
56442 | Thousand Springs Wind Park | TSWP | Onshore Wind Turbine | 12 | IPP Non-CHP
56443 | Tuana Gulch Wind Park | TGWP | Onshore Wind Turbine | 10.5 | IPP Non-CHP
57124 | Payne's Ferry | PFWP | Onshore Wind Turbine | 21 | IPP Non-CHP
57125 | Camp Reed | CRWP | Onshore Wind Turbine | 22.5 | IPP Non-CHP
57126 | Yahoo Creek | YCWP | Onshore Wind Turbine | 21 | IPP Non-CHP
10600 | Union Tribune Publishing | GEN1 | Natural Gas Fired Combustion Turbine | 3.1 | Industrial CHP
54148 | Hydro Kennebec Project | GEN1 | Conventional Hydroelectric | 7.7 | IPP Non-CHP
54148 | Hydro Kennebec Project | GEN2 | Conventional Hydroelectric | 7.7 | IPP Non-CHP
7030 | Twin Oaks Power One | 1 | Conventional Steam Coal | 174.6 | IPP Non-CHP
7030 | Twin Oaks Power One | 2 | Conventional Steam Coal | 174.6 | IPP Non-CHP
56216 | L J Trust | LJT2 | Onshore Wind Turbine | 2 | IPP Non-CHP
56217 | NAE Shaokatan Power | SPP2 | Onshore Wind Turbine | 0.8 | IPP Non-CHP
56217 | NAE Shaokatan Power | SPP3 | Onshore Wind Turbine | 0.8 | IPP Non-CHP
56218 | Zachary Ridge LLC | ZR2 | Onshore Wind Turbine | 2 | IPP Non-CHP
10416 | Pensacola Florida Plant | GEN1 | Natural Gas Steam Turbine | 5 | Industrial CHP
10416 | Pensacola Florida Plant | GEN2 | Natural Gas Steam Turbine | 5 | Industrial CHP
10416 | Pensacola Florida Plant | GEN3 | Natural Gas Steam Turbine | 6 | Industrial CHP
10416 | Pensacola Florida Plant | GEN4 | Natural Gas Fired Combustion Turbine | 86 | Industrial CHP
51038 | MacArthur Waste to Energy Facility | GEN1 | Municipal Solid Waste | 12.5 | Commercial Non-CHP
57239 | Roth Rock Wind Farm LLC | SRRW1 | Onshore Wind Turbine | 40 | IPP Non-CHP
57240 | Roth Rock North Wind Farm, LLC | SRRNW | Onshore Wind Turbine | 10 | IPP Non-CHP
52193 | Delaware City Plant | CT1 | Natural Gas Fired Combustion Turbine | 92 | Industrial CHP
52193 | Delaware City Plant | CT2 | Natural Gas Fired Combustion Turbine | 92 | Industrial CHP
52193 | Delaware City Plant | G1 | Other Gases | 27.5 | Industrial CHP
52193 | Delaware City Plant | G2 | Other Gases | 27.5 | Industrial CHP
52193 | Delaware City Plant | G3 | Other Gases | 75 | Industrial CHP
52193 | Delaware City Plant | G4 | Other Gases | 10 | Industrial CHP
2379 | Carlls Corner | CA1 | Natural Gas Fired Combustion Turbine | 41.9 | IPP Non-CHP
2379 | Carlls Corner | CA2 | Natural Gas Fired Combustion Turbine | 41.9 | IPP Non-CHP
2380 | Cedar Station | CED1 | Petroleum Liquids | 46 | IPP Non-CHP
2380 | Cedar Station | CED2 | Petroleum Liquids | 21.2 | IPP Non-CHP
2382 | Middle Station | MID1 | Petroleum Liquids | 21.2 | IPP Non-CHP
2382 | Middle Station | MID2 | Petroleum Liquids | 21.2 | IPP Non-CHP
2382 | Middle Station | MID3 | Petroleum Liquids | 37.2 | IPP Non-CHP
2383 | Missouri Avenue | MISB | Petroleum Liquids | 18.6 | IPP Non-CHP
2383 | Missouri Avenue | MISC | Petroleum Liquids | 18.6 | IPP Non-CHP
2383 | Missouri Avenue | MISD | Petroleum Liquids | 18.6 | IPP Non-CHP
5083 | Cumberland (NJ) | CUMB | Natural Gas Fired Combustion Turbine | 99.4 | IPP Non-CHP
5083 | Cumberland (NJ) | CUMB2 | Natural Gas Fired Combustion Turbine | 131.8 | IPP Non-CHP
7288 | Sherman Avenue | SEHR | Natural Gas Fired Combustion Turbine | 112.8 | IPP Non-CHP
8008 | Mickleton Station | MICK | Natural Gas Fired Combustion Turbine | 71.2 | IPP Non-CHP
55690 | Bethlehem Power Plant | CTG1 | Natural Gas Fired Combined Cycle | 140 | IPP Non-CHP
55690 | Bethlehem Power Plant | CTG2 | Natural Gas Fired Combined Cycle | 140 | IPP Non-CHP
55690 | Bethlehem Power Plant | CTG3 | Natural Gas Fired Combined Cycle | 140 | IPP Non-CHP
55690 | Bethlehem Power Plant | CTG5 | Natural Gas Fired Combined Cycle | 140 | IPP Non-CHP
55690 | Bethlehem Power Plant | CTG6 | Natural Gas Fired Combined Cycle | 140 | IPP Non-CHP
55690 | Bethlehem Power Plant | CTG7 | Natural Gas Fired Combined Cycle | 140 | IPP Non-CHP
55690 | Bethlehem Power Plant | STG4 | Natural Gas Fired Combined Cycle | 230 | IPP Non-CHP
55690 | Bethlehem Power Plant | STG8 | Natural Gas Fired Combined Cycle | 230 | IPP Non-CHP
55524 | York Energy Center | CTG1 | Natural Gas Fired Combined Cycle | 120 | IPP Non-CHP
55524 | York Energy Center | CTG2 | Natural Gas Fired Combined Cycle | 120 | IPP Non-CHP
55524 | York Energy Center | CTG3 | Natural Gas Fired Combined Cycle | 120 | IPP Non-CHP
55524 | York Energy Center | STG1 | Natural Gas Fired Combined Cycle | 200 | IPP Non-CHP
591 | Christiana | CH11 | Petroleum Liquids | 26 | IPP Non-CHP
591 | Christiana | CH14 | Petroleum Liquids | 26 | IPP Non-CHP
592 | Delaware City 10 | DC10 | Petroleum Liquids | 18.5 | IPP Non-CHP
593 | Edge Moor | 10 | Petroleum Liquids | 12.5 | IPP Non-CHP
593 | Edge Moor | 3 | Natural Gas Steam Turbine | 75 | IPP Non-CHP
593 | Edge Moor | 4 | Natural Gas Steam Turbine | 176.8 | IPP Non-CHP
593 | Edge Moor | 5 | Natural Gas Steam Turbine | 446 | IPP Non-CHP
597 | West Station (DE) | WEST | Petroleum Liquids | 20 | IPP Non-CHP
1563 | Crisfield | CRIS | Petroleum Liquids | 2.9 | IPP Non-CHP
1563 | Crisfield | CRS2 | Petroleum Liquids | 2.9 | IPP Non-CHP
1563 | Crisfield | CRS3 | Petroleum Liquids | 2.9 | IPP Non-CHP
1563 | Crisfield | CRS4 | Petroleum Liquids | 2.9 | IPP Non-CHP
3782 | Bayview | BAYV | Petroleum Liquids | 2 | IPP Non-CHP
3782 | Bayview | BYV2 | Petroleum Liquids | 2 | IPP Non-CHP
3782 | Bayview | BYV3 | Petroleum Liquids | 2 | IPP Non-CHP
3782 | Bayview | BYV4 | Petroleum Liquids | 2 | IPP Non-CHP
3782 | Bayview | BYV5 | Petroleum Liquids | 2 | IPP Non-CHP
3782 | Bayview | BYV6 | Petroleum Liquids | 2 | IPP Non-CHP
3785 | Tasley | TAS | Petroleum Liquids | 27 | IPP Non-CHP
7153 | Hay Road | HR1 | Natural Gas Fired Combined Cycle | 122 | IPP Non-CHP
7153 | Hay Road | HR2 | Natural Gas Fired Combined Cycle | 122 | IPP Non-CHP
7153 | Hay Road | HR3 | Natural Gas Fired Combined Cycle | 122 | IPP Non-CHP
7153 | Hay Road | HR4 | Natural Gas Fired Combined Cycle | 200 | IPP Non-CHP
7153 | Hay Road | HR5 | Natural Gas Fired Combined Cycle | 144 | IPP Non-CHP
7153 | Hay Road | HR6 | Natural Gas Fired Combined Cycle | 144 | IPP Non-CHP
7153 | Hay Road | HR7 | Natural Gas Fired Combined Cycle | 144 | IPP Non-CHP
7153 | Hay Road | HR8 | Natural Gas Fired Combined Cycle | 195 | IPP Non-CHP
57081 | Calpine Vineland Solar LLC | CVS1 | Solar Photovoltaic | 2.3 | IPP Non-CHP
57081 | Calpine Vineland Solar LLC | CVS2 | Solar Photovoltaic | 1.8 | IPP Non-CHP
57241 | Gainesville Renewable Energy Center | 1 | Wood/Wood Waste Biomass | 116.1 | IPP Non-CHP
57244 | Kit Carson Windpower | KCW | Onshore Wind Turbine | 51 | IPP Non-CHP
55818 | Frederickson Power LP | FICT | Natural Gas Fired Combined Cycle | 192 | IPP Non-CHP
55818 | Frederickson Power LP | FIST | Natural Gas Fired Combined Cycle | 126.3 | IPP Non-CHP
57442 | Silver State Solar Power North | 56188 | Solar Photovoltaic | 52 | IPP Non-CHP
57567 | Albuquerque Solar Energy Center | ASEC1 | Solar Photovoltaic | 2 | Electric Utility
57571 | Los Lunas Solar Energy Center | LLSEC | Solar Photovoltaic | 5 | Electric Utility
57571 | Los Lunas Solar Energy Center | LMS2 | Solar Photovoltaic | 2 | Electric Utility
57575 | Deming Solar Energy Center | DSEC | Solar Photovoltaic | 5 | Electric Utility
57575 | Deming Solar Energy Center | HON2 | Solar Photovoltaic | 4 | Electric Utility
57576 | Las Vegas Solar Energy Center | LVSEC | Solar Photovoltaic | 5 | Electric Utility
57577 | Alamogordo Solar Energy Center | AGSEC | Solar Photovoltaic | 5 | Electric Utility
57695 | Topaz Solar Farm | TPZ1 | Solar Photovoltaic | 129.8 | IPP Non-CHP
57695 | Topaz Solar Farm | TPZ2 | Solar Photovoltaic | 151.2 | IPP Non-CHP
57695 | Topaz Solar Farm | TPZ3 | Solar Photovoltaic | 102.1 | IPP Non-CHP
57695 | Topaz Solar Farm | TPZ4 | Solar Photovoltaic | 90.3 | IPP Non-CHP
57695 | Topaz Solar Farm | TPZ5 | Solar Photovoltaic | 112.5 | IPP Non-CHP
58520 | Otero Solar | OTE1 | Solar Photovoltaic | 7.5 | Electric Utility
58521 | Manzano Solar | MAN1 | Solar Photovoltaic | 8 | Electric Utility
54207 | ArcelorMittal Warren | GEN1 | Other Gases | 3 | Industrial CHP
54207 | ArcelorMittal Warren | GEN2 | Other Gases | 7.5 | Industrial CHP
54207 | ArcelorMittal Warren | GEN3 | Other Gases | 10 | Industrial CHP
57257 | Iowa Lakes Community College Wind Farm | VMN82 | Onshore Wind Turbine | 1 | Commercial Non-CHP
57254 | Victor Valley CC CPV Solar | 1PV | Solar Photovoltaic | 1 | Commercial Non-CHP
57253 | MA Military Reservation Wind Project | 1 | Onshore Wind Turbine | 1.5 | IPP Non-CHP
57253 | MA Military Reservation Wind Project | 2 | Onshore Wind Turbine | 1.5 | IPP Non-CHP
57253 | MA Military Reservation Wind Project | 3 | Onshore Wind Turbine | 1.5 | IPP Non-CHP
6507 | Drop 2 (WA) | 1 | Conventional Hydroelectric | 2.5 | Electric Utility
6508 | Drop 3 (WA) | 1 | Conventional Hydroelectric | 0.8 | Electric Utility
6508 | Drop 3 (WA) | 2 | Conventional Hydroelectric | 0.8 | Electric Utility
59284 | Mammoth Plains | GE1.7 | Onshore Wind Turbine | 199 | IPP Non-CHP
57283 | Flat Water Wind Farm LLC | WTG1 | Onshore Wind Turbine | 60 | IPP Non-CHP
57263 | Little Pringle I Wind Farm | LP1 | Onshore Wind Turbine | 10 | IPP Non-CHP
57264 | Little Pringle II Wind Farm | LP2 | Onshore Wind Turbine | 10 | IPP Non-CHP
57516 | KODE Novus I | NOVUS | Onshore Wind Turbine | 80 | IPP Non-CHP
57517 | DeWind Frisco | FRISC | Onshore Wind Turbine | 20 | IPP Non-CHP
57889 | KODE Novus II | NOVII | Onshore Wind Turbine | 40 | IPP Non-CHP
57259 | Lubbock Wind Ranch | 1 | Onshore Wind Turbine | 7.5 | IPP Non-CHP
57258 | Texico Wind Ranch LP | 1 | Onshore Wind Turbine | 1.9 | IPP Non-CHP
57267 | Marsh Landing Generating Station | 1 | Natural Gas Fired Combustion Turbine | 207 | IPP Non-CHP
57267 | Marsh Landing Generating Station | 2 | Natural Gas Fired Combustion Turbine | 207 | IPP Non-CHP
57267 | Marsh Landing Generating Station | 3 | Natural Gas Fired Combustion Turbine | 207 | IPP Non-CHP
57267 | Marsh Landing Generating Station | 4 | Natural Gas Fired Combustion Turbine | 207 | IPP Non-CHP
57274 | Grant County Wind LLC | 1 | Onshore Wind Turbine | 20 | IPP Non-CHP
57280 | Aqua Ingrams Mill | 1 | Solar Photovoltaic | 1 | IPP Non-CHP
58535 | Pickering Solar | 1 | Solar Photovoltaic | 1.5 | IPP Non-CHP
54625 | Covanta Plymouth Renewable Energy | TGI | Municipal Solid Waste | 32.1 | Commercial Non-CHP
54238 | Stockton Biomass | STG | Wood/Wood Waste Biomass | 54 | IPP CHP
57290 | Northern Colorado Wind LLC | GE | Onshore Wind Turbine | 22.5 | IPP Non-CHP
57290 | Northern Colorado Wind LLC | SIEM | Onshore Wind Turbine | 151.8 | IPP Non-CHP
57296 | Carleton College | GEN1 | Petroleum Liquids | 2.3 | Commercial Non-CHP
57296 | Carleton College | GEN2 | Petroleum Liquids | 2.3 | Commercial Non-CHP
57296 | Carleton College | WIND1 | Onshore Wind Turbine | 1.6 | Commercial Non-CHP
57296 | Carleton College | WIND2 | Onshore Wind Turbine | 1.6 | Commercial Non-CHP
57213 | ENEL Salt Wells LLC | 101 | Geothermal | 11.8 | IPP Non-CHP
57213 | ENEL Salt Wells LLC | 201 | Geothermal | 11.8 | IPP Non-CHP
57331 | Mojave Solar Project | MSP1 | Solar Thermal without Energy Storage | 140 | IPP Non-CHP
57331 | Mojave Solar Project | MSP2 | Solar Thermal without Energy Storage | 140 | IPP Non-CHP
57300 | Criterion Wind Project | 1 | Onshore Wind Turbine | 70 | IPP Non-CHP
57315 | Cedar Point Wind | 1-139 | Onshore Wind Turbine | 252 | IPP Non-CHP
57321 | Mayberry Solar LLC | 1PV | Solar Photovoltaic | 1.2 | IPP Non-CHP
57302 | Garnet Wind Energy Center | 1 | Onshore Wind Turbine | 6.5 | IPP Non-CHP
57301 | Dutch Wind Energy | DEC | Onshore Wind Turbine | 8 | IPP Non-CHP
57303 | Loraine Windpark Project LLC | LWG1 | Onshore Wind Turbine | 75 | IPP Non-CHP
57303 | Loraine Windpark Project LLC | LWG2 | Onshore Wind Turbine | 75 | IPP Non-CHP
57322 | Mont Belvieu Cogeneration Unit | GT01 | Natural Gas Fired Combustion Turbine | 15 | Industrial CHP
57337 | Dover Sun Park | 1 | Solar Photovoltaic | 10 | IPP Non-CHP
52174 | Soda Lake Geothermal No I II | OE11 | Geothermal | 1.2 | IPP Non-CHP
52174 | Soda Lake Geothermal No I II | OE12 | Geothermal | 1.2 | IPP Non-CHP
52174 | Soda Lake Geothermal No I II | OE13 | Geothermal | 1.2 | IPP Non-CHP
52174 | Soda Lake Geothermal No I II | OE21 | Geothermal | 1.5 | IPP Non-CHP
52174 | Soda Lake Geothermal No I II | OEC1 | Geothermal | 3.5 | IPP Non-CHP
52174 | Soda Lake Geothermal No I II | OEC2 | Geothermal | 3.5 | IPP Non-CHP
52174 | Soda Lake Geothermal No I II | OEC3 | Geothermal | 3.5 | IPP Non-CHP
52174 | Soda Lake Geothermal No I II | OEC4 | Geothermal | 3.5 | IPP Non-CHP
52174 | Soda Lake Geothermal No I II | OEC5 | Geothermal | 3.5 | IPP Non-CHP
52174 | Soda Lake Geothermal No I II | OEC6 | Geothermal | 3.5 | IPP Non-CHP
57325 | FPL Energy Illinois Wind LLC | GE1.5 | Onshore Wind Turbine | 217.5 | IPP Non-CHP
57323 | Sierra SunTower Solar Gen Station | UNIT1 | Solar Thermal without Energy Storage | 7.5 | IPP Non-CHP
57326 | Sunray Wind I | WND1 | Onshore Wind Turbine | 49.5 | IPP Non-CHP
57330 | Kent County Wastewater Treatment Solar | 1 | Solar Photovoltaic | 1.2 | IPP Non-CHP
57327 | Top of the World Windpower Project | TOTW1 | Onshore Wind Turbine | 200 | IPP Non-CHP
57346 | Elk City LLC | 1 | Onshore Wind Turbine | 98.9 | IPP Non-CHP
57346 | Elk City LLC | 2 | Onshore Wind Turbine | 99.2 | IPP Non-CHP
57342 | White Oak Energy LLC | 1 | Onshore Wind Turbine | 150 | IPP Non-CHP
57343 | Cargill B6 Biofactory | 1 | Other Waste Biomass | 1.1 | IPP CHP
57343 | Cargill B6 Biofactory | 2 | Other Waste Biomass | 1.1 | IPP CHP
57345 | Cargill Kettle Butte Biofactory | 1 | Other Waste Biomass | 0.9 | IPP CHP
57345 | Cargill Kettle Butte Biofactory | 2 | Other Waste Biomass | 0.9 | IPP CHP
57348 | CityCenter Central Plant Cogen Units | UNITA | Natural Gas Fired Combustion Turbine | 4.3 | Commercial CHP
57348 | CityCenter Central Plant Cogen Units | UNITB | Natural Gas Fired Combustion Turbine | 4.3 | Commercial CHP
57347 | Baldwin Wind LLC | GE1 | Onshore Wind Turbine | 102.4 | IPP Non-CHP
57351 | Uilk Wind LLC | FA01 | Onshore Wind Turbine | 1.5 | Commercial Non-CHP
57351 | Uilk Wind LLC | FA02 | Onshore Wind Turbine | 1.5 | Commercial Non-CHP
57351 | Uilk Wind LLC | FA03 | Onshore Wind Turbine | 1.5 | Commercial Non-CHP
57350 | Portsmouth Wind Turbine | WTG-1 | Onshore Wind Turbine | 1.5 | IPP Non-CHP
57354 | Fox Island Wind LLC | 1 | Onshore Wind Turbine | 4.5 | IPP Non-CHP
57353 | Thermo No 1 | 2 | Geothermal | 14 | IPP Non-CHP
57368 | Cogentrix of Alamosa | 1 | Solar Photovoltaic | 30 | IPP Non-CHP
57357 | Red Mesa Wind LLC | EXIS | Onshore Wind Turbine | 102.4 | IPP Non-CHP
57358 | Keenan II Renewable Energy Co LLC | 1 | Onshore Wind Turbine | 151.8 | IPP Non-CHP
57359 | Avenal Park | 1 | Solar Photovoltaic | 6 | IPP Non-CHP
57360 | Sun City Project LLC | 1 | Solar Photovoltaic | 20 | IPP Non-CHP
57361 | Sand Drag LLC | 1 | Solar Photovoltaic | 19 | IPP Non-CHP
57362 | Morgantown Solar Park | 1 | Solar Photovoltaic | 2 | IPP Non-CHP
57363 | 510 REPP One | 1 | Solar Photovoltaic | 1.3 | IPP Non-CHP
57365 | MP Durham LLC | 1A | Landfill Gas | 1.1 | IPP Non-CHP
57365 | MP Durham LLC | 1B | Landfill Gas | 1.1 | IPP Non-CHP
57365 | MP Durham LLC | 1C | Landfill Gas | 1.1 | IPP Non-CHP
57366 | MP Wayne LLC | 1A | Landfill Gas | 1.1 | IPP Non-CHP
57366 | MP Wayne LLC | 1B | Landfill Gas | 1.1 | IPP Non-CHP
57366 | MP Wayne LLC | 1C | Landfill Gas | 1.1 | IPP Non-CHP
57367 | Pocono Solar Project | POCON | Solar Photovoltaic | 3 | Commercial Non-CHP
57369 | Questa Solar Facility | QST | Solar Photovoltaic | 1 | IPP Non-CHP
57364 | Siphon Drop Power Plant | 1 | Conventional Hydroelectric | 2.2 | IPP Non-CHP
57364 | Siphon Drop Power Plant | 2 | Conventional Hydroelectric | 2.2 | IPP Non-CHP
57375 | Adams Wind Generations LLC | AWG | Onshore Wind Turbine | 20 | IPP Non-CHP
57386 | Ridgewind | WTG1 | Onshore Wind Turbine | 25.3 | IPP Non-CHP
57393 | Big Sky Dairy Digester | GEN1 | Other Waste Biomass | 0.8 | IPP Non-CHP
57393 | Big Sky Dairy Digester | GEN2 | Other Waste Biomass | 0.8 | IPP Non-CHP
57377 | Greater Sandhill I | GS-P1 | Solar Photovoltaic | 10 | IPP Non-CHP
57377 | Greater Sandhill I | GS-P2 | Solar Photovoltaic | 9 | IPP Non-CHP
57396 | Danielson Wind Farms LLC | DWF | Onshore Wind Turbine | 20 | IPP Non-CHP
57378 | AV Solar Ranch One | AVSR | Solar Photovoltaic | 253 | IPP Non-CHP
57394 | Genesis Solar Energy Project | GEN01 | Solar Thermal without Energy Storage | 125 | IPP Non-CHP
57394 | Genesis Solar Energy Project | GEN02 | Solar Thermal without Energy Storage | 125 | IPP Non-CHP
57387 | Ashtabula Wind III LLC | GE16 | Onshore Wind Turbine | 62.4 | IPP Non-CHP
57397 | Dow Jones South Brunswick Solar | PV01 | Solar Photovoltaic | 2.5 | IPP Non-CHP
57397 | Dow Jones South Brunswick Solar | PV02 | Solar Photovoltaic | 1.6 | IPP Non-CHP
10672 | Cedar Bay Generating Company LP | GEN1 | Conventional Steam Coal | 291.6 | IPP CHP
57390 | GSK York RDC Solar Facility | 1 | Solar Photovoltaic | 2.6 | IPP Non-CHP
57412 | Knouse Solar Project 1 | 1 | Solar Photovoltaic | 3 | Industrial Non-CHP
57414 | Notus Wind 1 | 1 | Onshore Wind Turbine | 1.7 | IPP Non-CHP
57417 | Elk Wind Farm | NORD | Onshore Wind Turbine | 40.8 | IPP Non-CHP
57419 | RPI Fuel Cell LLC | 0001 | Other Waste Biomass | 3 | IPP CHP
57420 | UTS SJ1 LLC | 0001 | Other Waste Biomass | 1.5 | IPP CHP
57422 | Yolo County Solar Project | 1 | Solar Photovoltaic | 1 | Commercial Non-CHP
58204 | Grassland 3&4 Solar Project | INV3 | Solar Photovoltaic | 2.5 | IPP Non-CHP
58217 | Grassland 1&2 Solar Project | INV4 | Solar Photovoltaic | 2.5 | IPP Non-CHP
57425 | Double A Digester | 1 | Other Waste Biomass | 1.5 | IPP CHP
57425 | Double A Digester | 2 | Other Waste Biomass | 1.5 | IPP CHP
57425 | Double A Digester | 3 | Other Waste Biomass | 1.5 | IPP CHP
57433 | Bellefontaine Gas Producers LLC | 1 | Landfill Gas | 1.6 | IPP Non-CHP
57433 | Bellefontaine Gas Producers LLC | 2 | Landfill Gas | 1.6 | IPP Non-CHP
57433 | Bellefontaine Gas Producers LLC | 3 | Landfill Gas | 1.6 | IPP Non-CHP
57434 | Valley View Transmission LLC | VVT | Onshore Wind Turbine | 10 | IPP Non-CHP
57435 | Solar Star North Carolina II LLC | 1 | Solar Photovoltaic | 1.3 | IPP Non-CHP
57435 | Solar Star North Carolina II LLC | 2 | Solar Photovoltaic | 1.3 | IPP Non-CHP
57435 | Solar Star North Carolina II LLC | 3 | Solar Photovoltaic | 1.3 | IPP Non-CHP
57435 | Solar Star North Carolina II LLC | 4 | Solar Photovoltaic | 1.3 | IPP Non-CHP
57435 | Solar Star North Carolina II LLC | 5 | Solar Photovoltaic | 1.3 | IPP Non-CHP
57436 | Davidson Gas Producers LLC | 1 | Landfill Gas | 1.6 | IPP Non-CHP
57438 | 6th St Solar Park of Gainesville FL | 1 | Solar Photovoltaic | 1.6 | IPP Non-CHP
57439 | California Valley Solar Ranch | HPR2 | Solar Photovoltaic | 32.3 | IPP Non-CHP
57439 | California Valley Solar Ranch | HPR2A | Solar Photovoltaic | 21 | IPP Non-CHP
57439 | California Valley Solar Ranch | HPR2B | Solar Photovoltaic | 86.5 | IPP Non-CHP
57439 | California Valley Solar Ranch | HPR2C | Solar Photovoltaic | 70 | IPP Non-CHP
57439 | California Valley Solar Ranch | HPR2D | Solar Photovoltaic | 40 | IPP Non-CHP
57456 | San Emidio | SE-U1 | Geothermal | 11.8 | IPP Non-CHP
56350 | Colorado Bend Energy Center | CT1A | Natural Gas Fired Combined Cycle | 90 | IPP Non-CHP
56350 | Colorado Bend Energy Center | CT1B | Natural Gas Fired Combined Cycle | 90 | IPP Non-CHP
56350 | Colorado Bend Energy Center | CT2A | Natural Gas Fired Combined Cycle | 90 | IPP Non-CHP
56350 | Colorado Bend Energy Center | CT2B | Natural Gas Fired Combined Cycle | 90 | IPP Non-CHP
56350 | Colorado Bend Energy Center | ST1 | Natural Gas Fired Combined Cycle | 105.1 | IPP Non-CHP
56350 | Colorado Bend Energy Center | ST2 | Natural Gas Fired Combined Cycle | 115 | IPP Non-CHP
56349 | Quail Run Energy Center | CT1A | Natural Gas Fired Combined Cycle | 75 | IPP Non-CHP
56349 | Quail Run Energy Center | CT1B | Natural Gas Fired Combined Cycle | 75 | IPP Non-CHP
56349 | Quail Run Energy Center | CT2A | Natural Gas Fired Combined Cycle | 86.5 | IPP Non-CHP
56349 | Quail Run Energy Center | CT2B | Natural Gas Fired Combined Cycle | 86.5 | IPP Non-CHP
56349 | Quail Run Energy Center | ST1 | Natural Gas Fired Combined Cycle | 125 | IPP Non-CHP
56349 | Quail Run Energy Center | ST2 | Natural Gas Fired Combined Cycle | 125 | IPP Non-CHP
57256 | PA Solar Park | 1 | Solar Photovoltaic | 10.1 | IPP Non-CHP
57448 | Pilesgrove | PILE | Solar Photovoltaic | 18 | IPP Non-CHP
57471 | Murray Hill Solar | MHNJ | Solar Photovoltaic | 1 | IPP Non-CHP
57473 | Dartmouth Solar | DSMA | Solar Photovoltaic | 1.6 | IPP Non-CHP
57485 | Flemington Solar | FSNJ | Solar Photovoltaic | 8 | IPP Non-CHP
57486 | Frenchtown I Solar | F1NJ | Solar Photovoltaic | 3 | IPP Non-CHP
57487 | Frenchtown II Solar | F2NJ | Solar Photovoltaic | 3 | IPP Non-CHP
57488 | Lebanon Solar | LSNJ | Solar Photovoltaic | 2 | IPP Non-CHP
57838 | Dartmouth II Solar | D2MA | Solar Photovoltaic | 2 | IPP Non-CHP
57934 | Douglas Solar | DOMA | Solar Photovoltaic | 2 | IPP Non-CHP
57989 | Groveland Solar | GSMA | Solar Photovoltaic | 3.2 | IPP Non-CHP
57990 | Shrewsbury Solar | SSMA | Solar Photovoltaic | 2.5 | IPP Non-CHP
58002 | Alpaugh North | SPS | Solar Photovoltaic | 20 | IPP Non-CHP
58003 | Alpaugh 50 | SPS50 | Solar Photovoltaic | 50 | IPP Non-CHP
58214 | West Greenwich Solar | WGRI | Solar Photovoltaic | 1.9 | IPP Non-CHP
58373 | White River Solar | WRCA | Solar Photovoltaic | 20 | IPP Non-CHP
58374 | Corcoran Solar | CSCA | Solar Photovoltaic | 20 | IPP Non-CHP
58385 | Northbridge Solar | NSMA | Solar Photovoltaic | 1.9 | IPP Non-CHP
58561 | Merrimac Solar | MSMA | Solar Photovoltaic | 1.5 | IPP Non-CHP
58564 | Frenchtown III Solar | F3NJ | Solar Photovoltaic | 7.9 | IPP Non-CHP
58717 | OCI Alamo 4, LLC | 1 | Solar Photovoltaic | 39.6 | IPP Non-CHP
58973 | White River Solar 2 | W2CA | Solar Photovoltaic | 19.8 | IPP Non-CHP
59435 | Oak Tree Energy | OTE14 | Onshore Wind Turbine | 19.5 | IPP Non-CHP
56998 | Pueblo Airport Generating Station | 4 | Natural Gas Fired Combined Cycle | 40 | IPP Non-CHP
56998 | Pueblo Airport Generating Station | 43 | Natural Gas Fired Combined Cycle | 20 | IPP Non-CHP
56998 | Pueblo Airport Generating Station | 5 | Natural Gas Fired Combined Cycle | 40 | IPP Non-CHP
56998 | Pueblo Airport Generating Station | 53 | Natural Gas Fired Combined Cycle | 20 | IPP Non-CHP
56998 | Pueblo Airport Generating Station | 6 | Natural Gas Fired Combined Cycle | 40 | IPP Non-CHP
56998 | Pueblo Airport Generating Station | 7 | Natural Gas Fired Combined Cycle | 40 | IPP Non-CHP
56998 | Pueblo Airport Generating Station | GT1 | Natural Gas Fired Combustion Turbine | 100 | IPP Non-CHP
56998 | Pueblo Airport Generating Station | GT2 | Natural Gas Fired Combustion Turbine | 100 | IPP Non-CHP
57703 | Cheyenne Prairie Generating Station | 01A | Natural Gas Fired Combined Cycle | 40 | IPP Non-CHP
57703 | Cheyenne Prairie Generating Station | 01B | Natural Gas Fired Combined Cycle | 40 | IPP Non-CHP
57703 | Cheyenne Prairie Generating Station | 01C | Natural Gas Fired Combined Cycle | 20 | IPP Non-CHP
57703 | Cheyenne Prairie Generating Station | 02A | Natural Gas Fired Combustion Turbine | 40 | IPP Non-CHP
55526 | Atascosita | GEN1 | Landfill Gas | 1.7 | IPP Non-CHP
55526 | Atascosita | GEN2 | Landfill Gas | 1.7 | IPP Non-CHP
55526 | Atascosita | GEN3 | Landfill Gas | 1.7 | IPP Non-CHP
55526 | Atascosita | GEN4 | Landfill Gas | 1.7 | IPP Non-CHP
55526 | Atascosita | GEN5 | Landfill Gas | 1.7 | IPP Non-CHP
55526 | Atascosita | GEN6 | Landfill Gas | 1.7 | IPP Non-CHP
55551 | Baytown | UNT1 | Landfill Gas | 1 | IPP Non-CHP
55551 | Baytown | UNT2 | Landfill Gas | 1 | IPP Non-CHP
55551 | Baytown | UNT3 | Landfill Gas | 1 | IPP Non-CHP
55551 | Baytown | UNT4 | Landfill Gas | 1 | IPP Non-CHP
55552 | Bluebonnet | UNT1 | Landfill Gas | 1 | IPP Non-CHP
55552 | Bluebonnet | UNT2 | Landfill Gas | 1 | IPP Non-CHP
55552 | Bluebonnet | UNT3 | Landfill Gas | 1 | IPP Non-CHP
55552 | Bluebonnet | UNT4 | Landfill Gas | 1 | IPP Non-CHP
55554 | Coastal Plains | UNT1 | Landfill Gas | 1.7 | IPP Non-CHP
55554 | Coastal Plains | UNT2 | Landfill Gas | 1.7 | IPP Non-CHP
55554 | Coastal Plains | UNT3 | Landfill Gas | 1.7 | IPP Non-CHP
55554 | Coastal Plains | UNT4 | Landfill Gas | 1.7 | IPP Non-CHP
55556 | Security | UNT2 | Landfill Gas | 1.7 | IPP Non-CHP
55556 | Security | UNT3 | Landfill Gas | 1.7 | IPP Non-CHP
54327 | Toyon Power Station | TOY4 | Landfill Gas | 1.8 | IPP Non-CHP
54327 | Toyon Power Station | TOY5 | Landfill Gas | 1.8 | IPP Non-CHP
57480 | Highwood Generating Station | GTG1 | Natural Gas Fired Combustion Turbine | 42.6 | Electric Utility
57457 | Seneca Sustainable Energy LLC | 1 | Wood/Wood Waste Biomass | 19.8 | Industrial Non-CHP
57458 | 145 Talmadge Solar | 1 | Solar Photovoltaic | 3.8 | IPP Non-CHP
57460 | Caltech Central | CL00 | Other Waste Biomass | 0.1 | IPP Non-CHP
57460 | Caltech Central | CL01 | Other Waste Biomass | 0.1 | IPP Non-CHP
57460 | Caltech Central | CL02 | Other Waste Biomass | 0.1 | IPP Non-CHP
57460 | Caltech Central | CL03 | Other Waste Biomass | 0.1 | IPP Non-CHP
57460 | Caltech Central | CL04 | Other Waste Biomass | 0.1 | IPP Non-CHP
57460 | Caltech Central | CL05 | Other Waste Biomass | 0.1 | IPP Non-CHP
57460 | Caltech Central | CL06 | Other Waste Biomass | 0.1 | IPP Non-CHP
57460 | Caltech Central | CL07 | Other Waste Biomass | 0.1 | IPP Non-CHP
57460 | Caltech Central | CL08 | Other Waste Biomass | 0.1 | IPP Non-CHP
57460 | Caltech Central | CL09 | Other Waste Biomass | 0.1 | IPP Non-CHP
57460 | Caltech Central | CL10 | Other Waste Biomass | 0.1 | IPP Non-CHP
57807 | Coca Cola American Canyon | COK01 | Other Natural Gas | 1.1 | IPP Non-CHP
58128 | Kaiser Downey | KRSO1 | Landfill Gas | 0.2 | IPP Non-CHP
58128 | Kaiser Downey | KRSO2 | Landfill Gas | 0.2 | IPP Non-CHP
58128 | Kaiser Downey | KRSO3 | Landfill Gas | 0.2 | IPP Non-CHP
58128 | Kaiser Downey | KRSO4 | Landfill Gas | 0.2 | IPP Non-CHP
58128 | Kaiser Downey | KRSO5 | Landfill Gas | 0.2 | IPP Non-CHP
58132 | Kaiser Ontario | KSRO1 | Other Waste Biomass | 0.2 | IPP Non-CHP
58132 | Kaiser Ontario | KSRO2 | Other Waste Biomass | 0.2 | IPP Non-CHP
58132 | Kaiser Ontario | KSRO3 | Other Waste Biomass | 0.2 | IPP Non-CHP
58132 | Kaiser Ontario | KSRO4 | Other Waste Biomass | 0.2 | IPP Non-CHP
58132 | Kaiser Ontario | KSRO5 | Other Waste Biomass | 0.2 | IPP Non-CHP
57461 | Martins Creek Solar NC, LLC | 1 | Solar Photovoltaic | 1 | IPP Non-CHP
57462 | Napoleon Solar I | 1 | Solar Photovoltaic | 8 | IPP Non-CHP
57465 | Romark PA Solar | 1 | Solar Photovoltaic | 1.8 | IPP Non-CHP
57467 | Westervelt Moundville Cogen | TG1 | Wood/Wood Waste Biomass | 8.8 | Industrial CHP
57468 | Crystal Lake 3 LLC | GE1.5 | Onshore Wind Turbine | 66 | IPP Non-CHP
57469 | Garden Wind LLC | GE1.5 | Onshore Wind Turbine | 150 | IPP Non-CHP
57470 | Marlboro Mill | MG1 | Wood/Wood Waste Biomass | 51.4 | Industrial CHP
57474 | Ralls Wind Farm | 1 | Onshore Wind Turbine | 10 | IPP Non-CHP
57475 | John L. Featherstone Plant | HRP1 | Geothermal | 55 | IPP Non-CHP
57481 | Chittenden County Solar Partners | 01 | Solar Photovoltaic | 2.2 | IPP Non-CHP
57402 | Taylorsville Solar LLC | TAY1 | Solar Photovoltaic | 1.2 | IPP Non-CHP
56207 | DL Windy Acres LLC | 1 | Onshore Wind Turbine | 2 | IPP Non-CHP
56208 | S&P Windfarm LLC | 1 | Onshore Wind Turbine | 2 | IPP Non-CHP
56210 | B&K Energy Systems LLC | 1 | Onshore Wind Turbine | 2 | IPP Non-CHP
56709 | Christoffer Wind Energy I LLC | 1 | Onshore Wind Turbine | 2.1 | IPP Non-CHP
56710 | Christoffer Wind Energy II LLC | 1 | Onshore Wind Turbine | 2.1 | IPP Non-CHP
56711 | Christoffer Wind Energy III LLC | 1 | Onshore Wind Turbine | 2.1 | IPP Non-CHP
56712 | Christoffer Wind Energy IV LLC | 1 | Onshore Wind Turbine | 2.1 | IPP Non-CHP
56971 | Oregon Trail Windfarm LLC | 1 | Onshore Wind Turbine | 9.9 | IPP Non-CHP
56972 | Pacific Canyon Windfarm LLC | 1 | Onshore Wind Turbine | 8.3 | IPP Non-CHP
56973 | Sand Ranch Windfarm LLC | 1 | Onshore Wind Turbine | 9.9 | IPP Non-CHP
56975 | Ward Butte Windfarm LLC | 1 | Onshore Wind Turbine | 6.6 | IPP Non-CHP
56969 | Four Corners Windfarm LLC | 1 | Onshore Wind Turbine | 10 | IPP Non-CHP
56970 | Four Mile Canyon Windfarm LLC | 1 | Onshore Wind Turbine | 10 | IPP Non-CHP
56967 | Butter Creek Power LLC | 1 | Onshore Wind Turbine | 5 | IPP Non-CHP
56968 | Big Top LLC | 1 | Onshore Wind Turbine | 1.7 | IPP Non-CHP
56974 | Wagon Trail LLC | 1 | Onshore Wind Turbine | 3.3 | IPP Non-CHP
56628 | Prairie Wind Power LLC | 1 | Onshore Wind Turbine | 4 | IPP Non-CHP
56824 | Marshall Wind 2 LLC | 1 | Onshore Wind Turbine | 4.2 | IPP Non-CHP
56825 | Marshall Wind 3 LLC | 1 | Onshore Wind Turbine | 4.2 | IPP Non-CHP
56826 | Marshall Wind 4 LLC | 1 | Onshore Wind Turbine | 4.2 | IPP Non-CHP
56827 | Marshall Wind 5 LLC | 1 | Onshore Wind Turbine | 2.1 | IPP Non-CHP
56828 | Marshall Wind 6 LLC | 1 | Onshore Wind Turbine | 2.1 | IPP Non-CHP
56840 | Marshall Wind 1 LLC | 1 | Onshore Wind Turbine | 2.1 | IPP Non-CHP
56580 | Blue Breezes LLC | 1 | Onshore Wind Turbine | 1.3 | IPP Non-CHP
56581 | Blue Breezes II LLC | 1 | Onshore Wind Turbine | 1.3 | IPP Non-CHP
56578 | Roadrunner I LLC | 1 | Onshore Wind Turbine | 1.3 | IPP Non-CHP
56579 | Windy Dog I LLC | 1 | Onshore Wind Turbine | 1.3 | IPP Non-CHP
56582 | Breezy Bucks II LLC | 1 | Onshore Wind Turbine | 1.3 | IPP Non-CHP
56583 | Salty Dog I LLC | 1 | Onshore Wind Turbine | 1.3 | IPP Non-CHP
56584 | Salty Dog II LLC | 1 | Onshore Wind Turbine | 1.3 | IPP Non-CHP
56585 | Wallys Wind Farm LLC | 1 | Onshore Wind Turbine | 1.3 | IPP Non-CHP
56595 | Breezy Bucks I LLC | 1 | Onshore Wind Turbine | 1.3 | IPP Non-CHP
55282 | Arlington Valley Energy Facility | CTG1 | Natural Gas Fired Combined Cycle | 198 | IPP Non-CHP
55282 | Arlington Valley Energy Facility | CTG2 | Natural Gas Fired Combined Cycle | 198 | IPP Non-CHP
55282 | Arlington Valley Energy Facility | STG1 | Natural Gas Fired Combined Cycle | 317 | IPP Non-CHP
50897 | Allegheny Hydro No 8 | GEN1 | Conventional Hydroelectric | 6.8 | IPP Non-CHP
50897 | Allegheny Hydro No 8 | GEN2 | Conventional Hydroelectric | 6.8 | IPP Non-CHP
50898 | Allegheny Hydro No 9 | GEN1 | Conventional Hydroelectric | 8.9 | IPP Non-CHP
50898 | Allegheny Hydro No 9 | GEN2 | Conventional Hydroelectric | 8.9 | IPP Non-CHP
57492 | Sampson County Landfill | GEN1 | Landfill Gas | 1.6 | IPP Non-CHP
57492 | Sampson County Landfill | GEN2 | Landfill Gas | 1.6 | IPP Non-CHP
57492 | Sampson County Landfill | GEN3 | Landfill Gas | 1.6 | IPP Non-CHP
57492 | Sampson County Landfill | GEN4 | Landfill Gas | 1.6 | IPP Non-CHP
57492 | Sampson County Landfill | GEN5 | Landfill Gas | 1.6 | IPP Non-CHP
57492 | Sampson County Landfill | GEN6 | Landfill Gas | 1.6 | IPP Non-CHP
56908 | Dave Gates Generating Station | 1 | Natural Gas Fired Combustion Turbine | 67.7 | Electric Utility
56908 | Dave Gates Generating Station | 2 | Natural Gas Fired Combustion Turbine | 67.7 | Electric Utility
56908 | Dave Gates Generating Station | 3 | Natural Gas Fired Combustion Turbine | 67.7 | Electric Utility
57494 | Masser Farms Realty Solar | MFRS | Solar Photovoltaic | 1 | IPP Non-CHP
54842 | Outagamie County Co-Generation Facility | G1 | Landfill Gas | 1.6 | IPP CHP
54842 | Outagamie County Co-Generation Facility | G2 | Landfill Gas | 1.6 | IPP CHP
54842 | Outagamie County Co-Generation Facility | G3 | Landfill Gas | 1.6 | IPP CHP
57490 | Imperial Solar Energy Center South | 56819 | Solar Photovoltaic | 128.9 | IPP Non-CHP
57504 | TECO CHP-1 | CHP1 | Natural Gas Fired Combustion Turbine | 48 | Commercial CHP
57506 | FRV SI Transport Solar LP | SEIM | Solar Photovoltaic | 1 | IPP Non-CHP
57507 | RV CSU Power II LLC | CSUII | Solar Photovoltaic | 3 | Commercial Non-CHP
57508 | McKinney LFG | GEN1 | Landfill Gas | 1.6 | IPP Non-CHP
57508 | McKinney LFG | GEN2 | Landfill Gas | 1.6 | IPP Non-CHP
57509 | Carson Solar I | 1 | Solar Photovoltaic | 2 | IPP Non-CHP
50851 | OLS Energy Camarillo | GEN1 | Natural Gas Fired Combined Cycle | 23.5 | IPP CHP
50851 | OLS Energy Camarillo | GEN2 | Natural Gas Fired Combined Cycle | 7.6 | IPP CHP
50699 | Pumpkin Hill | GEN1 | Conventional Hydroelectric | 1 | IPP Non-CHP
54124 | Pittsfield Hydro | GEN1 | Conventional Hydroelectric | 0.4 | IPP Non-CHP
54124 | Pittsfield Hydro | GEN2 | Conventional Hydroelectric | 0.3 | IPP Non-CHP
54124 | Pittsfield Hydro | GEN3 | Conventional Hydroelectric | 0.4 | IPP Non-CHP
10728 | Barker Lower | GEN1 | Conventional Hydroelectric | 1.5 | IPP Non-CHP
50688 | Gardiner | GEN1 | Conventional Hydroelectric | 1 | IPP Non-CHP
52171 | Upper Barker | GEN1 | Conventional Hydroelectric | 1 | IPP Non-CHP
54123 | Mechanic Falls | GEN1 | Conventional Hydroelectric | 1 | IPP Non-CHP
54123 | Mechanic Falls | GEN2 | Conventional Hydroelectric | 0.4 | IPP Non-CHP
50175 | Emporia | GEN1 | Conventional Hydroelectric | 2 | IPP Non-CHP
50175 | Emporia | GEN2 | Conventional Hydroelectric | 0.5 | IPP Non-CHP
50176 | Union Falls | GEN1 | Conventional Hydroelectric | 1.3 | IPP Non-CHP
50176 | Union Falls | GEN2 | Conventional Hydroelectric | 1.3 | IPP Non-CHP
50178 | Halifax | GEN1 | Conventional Hydroelectric | 0.8 | IPP Non-CHP
50178 | Halifax | GEN2 | Conventional Hydroelectric | 0.4 | IPP Non-CHP
50178 | Halifax | GEN3 | Conventional Hydroelectric | 0.4 | IPP Non-CHP
50177 | Blackstone/Tupperware | GEN1 | Conventional Hydroelectric | 0.4 | IPP Non-CHP
50177 | Blackstone/Tupperware | GEN2 | Conventional Hydroelectric | 0.4 | IPP Non-CHP
50177 | Blackstone/Tupperware | GEN3 | Conventional Hydroelectric | 0.4 | IPP Non-CHP
50177 | Blackstone/Tupperware | GEN4 | Conventional Hydroelectric | 0.4 | IPP Non-CHP
55786 | Edgewood Energy LLC | CT01 | Natural Gas Fired Combustion Turbine | 50 | IPP Non-CHP
55786 | Edgewood Energy LLC | CT02 | Natural Gas Fired Combustion Turbine | 50 | IPP Non-CHP
55787 | Shoreham Energy LLC | CT01 | Petroleum Liquids | 50 | IPP Non-CHP
55787 | Shoreham Energy LLC | CT02 | Petroleum Liquids | 50 | IPP Non-CHP
1497 | Messalonskee 2 (Oakland) | 1 | Conventional Hydroelectric | 2.8 | IPP Non-CHP
1498 | Messalonskee 3 | 1 | Conventional Hydroelectric | 1.6 | IPP Non-CHP
1500 | Messalonskee 5 | 1 | Conventional Hydroelectric | 1.8 | IPP Non-CHP
57637 | Union City Wind Turbine | 1 | Onshore Wind Turbine | 1 | IPP Non-CHP
57638 | Randolph Eastern School Wind Turbine | 1 | Onshore Wind Turbine | 1 | Commercial Non-CHP
57519 | Trexlertown Solar Array North and South | GEN1 | Solar Photovoltaic | 1.9 | Industrial Non-CHP
57524 | Roger Road WWTP | 1 | Solar Photovoltaic | 1.1 | IPP Non-CHP
57525 | Kapaa Photovoltaic Project | KSPV | Solar Photovoltaic | 1 | IPP Non-CHP
57526 | North Hurlburt Wind LLC | NORTH | Onshore Wind Turbine | 265 | IPP Non-CHP
57549 | South Hurlburt Wind LLC | SOUTH | Onshore Wind Turbine | 290 | IPP Non-CHP
57550 | Horseshoe Bend Wind LLC | HORSE | Onshore Wind Turbine | 290 | IPP Non-CHP
10777 | HL Power | GEN1 | Wood/Wood Waste Biomass | 36.2 | IPP Non-CHP
57529 | Kawailoa Wind | 1 | Onshore Wind Turbine | 69 | IPP Non-CHP
57547 | Winona County Wind LLC | WCW | Onshore Wind Turbine | 1.5 | IPP Non-CHP
57551 | Garland Canal Power Plant | MAIN | Conventional Hydroelectric | 2.9 | IPP Non-CHP
3508 | Valley (TX) | 1 | Natural Gas Steam Turbine | 198.9 | IPP Non-CHP
3508 | Valley (TX) | 2 | Natural Gas Steam Turbine | 580.5 | IPP Non-CHP
3508 | Valley (TX) | 3 | Natural Gas Steam Turbine | 396 | IPP Non-CHP
3497 | Big Brown | 1 | Conventional Steam Coal | 593.4 | IPP Non-CHP
3497 | Big Brown | 2 | Conventional Steam Coal | 593.4 | IPP Non-CHP
55284 | Big Sandy Peaker Plant | BSG1 | Natural Gas Fired Combustion Turbine | 57 | IPP Non-CHP
55284 | Big Sandy Peaker Plant | BSG2 | Natural Gas Fired Combustion Turbine | 57 | IPP Non-CHP
55284 | Big Sandy Peaker Plant | BSG3 | Natural Gas Fired Combustion Turbine | 57 | IPP Non-CHP
55284 | Big Sandy Peaker Plant | BSG4 | Natural Gas Fired Combustion Turbine | 57 | IPP Non-CHP
55284 | Big Sandy Peaker Plant | BSG5 | Natural Gas Fired Combustion Turbine | 57 | IPP Non-CHP
55284 | Big Sandy Peaker Plant | BSG6 | Natural Gas Fired Combustion Turbine | 57 | IPP Non-CHP
57482 | CPV Sentinel Energy Project | CTG1 | Natural Gas Fired Combustion Turbine | 100 | IPP Non-CHP
57482 | CPV Sentinel Energy Project | CTG2 | Natural Gas Fired Combustion Turbine | 100 | IPP Non-CHP
57482 | CPV Sentinel Energy Project | CTG3 | Natural Gas Fired Combustion Turbine | 100 | IPP Non-CHP
57482 | CPV Sentinel Energy Project | CTG4 | Natural Gas Fired Combustion Turbine | 100 | IPP Non-CHP
57482 | CPV Sentinel Energy Project | CTG5 | Natural Gas Fired Combustion Turbine | 100 | IPP Non-CHP
57482 | CPV Sentinel Energy Project | CTG6 | Natural Gas Fired Combustion Turbine | 100 | IPP Non-CHP
57482 | CPV Sentinel Energy Project | CTG7 | Natural Gas Fired Combustion Turbine | 100 | IPP Non-CHP
57482 | CPV Sentinel Energy Project | CTG8 | Natural Gas Fired Combustion Turbine | 100 | IPP Non-CHP
10648 | Olinda Landfill Gas Recovery Plant | GEN1 | Landfill Gas | 1.8 | IPP Non-CHP
10648 | Olinda Landfill Gas Recovery Plant | GEN2 | Landfill Gas | 1.8 | IPP Non-CHP
10648 | Olinda Landfill Gas Recovery Plant | GEN3 | Landfill Gas | 1.8 | IPP Non-CHP
50365 | Ridgewood Providence Power | PH21 | Landfill Gas | 1.6 | IPP Non-CHP
50365 | Ridgewood Providence Power | PH22 | Landfill Gas | 1.6 | IPP Non-CHP
50365 | Ridgewood Providence Power | PH23 | Landfill Gas | 1.6 | IPP Non-CHP
50365 | Ridgewood Providence Power | PH24 | Landfill Gas | 1.6 | IPP Non-CHP
59254 | Johnston LFG Turbine Plant | GENS1 | Landfill Gas | 10 | IPP Non-CHP
59254 | Johnston LFG Turbine Plant | GENT1 | Landfill Gas | 6 | IPP Non-CHP
59254 | Johnston LFG Turbine Plant | GENT2 | Landfill Gas | 6 | IPP Non-CHP
59254 | Johnston LFG Turbine Plant | GENT3 | Landfill Gas | 6 | IPP Non-CHP
59254 | Johnston LFG Turbine Plant | GENT4 | Landfill Gas | 6 | IPP Non-CHP
57553 | Shirley Wind | 1 | Onshore Wind Turbine | 20 | IPP Non-CHP
57554 | AFA Solar Farm | AFA1 | Solar Photovoltaic | 5.5 | IPP Non-CHP
55342 | Woodstock Windfarm | WIND | Onshore Wind Turbine | 10.2 | IPP Non-CHP
57557 | Sunnyvale City of WPCP | S-14 | Landfill Gas | 0.8 | Electric Utility
57557 | Sunnyvale City of WPCP | S-15 | Landfill Gas | 0.8 | Electric Utility
50532 | Victory Garden (Tehachapi) | 15SLE | Onshore Wind Turbine | 1.5 | IPP Non-CHP
50532 | Victory Garden (Tehachapi) | WGNS | Onshore Wind Turbine | 21.2 | IPP Non-CHP
56275 | Helzel & Schwarzhoff 86 | WGNS | Onshore Wind Turbine | 2.4 | IPP Non-CHP
57559 | Sunset Reservoir North Basin | 1 | Solar Photovoltaic | 4.5 | IPP Non-CHP
57565 | RP-Orlando, LLC | 1 | Solar Photovoltaic | 5.1 | IPP Non-CHP
57564 | Algonquin Power Sanger LLC | CTG | Natural Gas Fired Combined Cycle | 49 | IPP CHP
57564 | Algonquin Power Sanger LLC | STG2 | All Other | 12.5 | IPP CHP
57568 | Record Hill Wind | RHW | Onshore Wind Turbine | 50.6 | IPP Non-CHP
57570 | Cooper Farms VW Project | WTG | Onshore Wind Turbine | 4.5 | Industrial Non-CHP
57573 | CCCSD Wastewater Treatment Plnt | S188 | Natural Gas Fired Combustion Turbine | 3.5 | Commercial CHP
57574 | ETS Ewing Solar Facility | ETS1 | Solar Photovoltaic | 1.3 | IPP Non-CHP
57578 | PaTu Wind Farm LLC | PATU | Onshore Wind Turbine | 9 | IPP Non-CHP
57580 | DST Cogen | CG1 | Natural Gas Internal Combustion Engine | 2.1 | IPP CHP
57580 | DST Cogen | CG2 | Natural Gas Internal Combustion Engine | 2.1 | IPP CHP
57584 | University of California San Diego | NT2 | Natural Gas Fired Combined Cycle | 15 | Commercial CHP
57584 | University of California San Diego | ST1 | Natural Gas Fired Combined Cycle | 15 | Commercial CHP
57584 | University of California San Diego | STG | Natural Gas Fired Combined Cycle | 3 | Commercial CHP
57856 | Univ of California San Diego Solar | SGU1 | Solar Photovoltaic | 1.2 | Commercial Non-CHP
57587 | The Charleston Clean Energy Facility | 1 | Landfill Gas | 1.1 | IPP Non-CHP
57587 | The Charleston Clean Energy Facility | 2 | Landfill Gas | 1.1 | IPP Non-CHP
57589 | Long Island Solar Farm LLC | 9WUBN | Solar Photovoltaic | 31.5 | IPP Non-CHP
57590 | Minco Wind I, LLC | 1 | Onshore Wind Turbine | 99.2 | IPP Non-CHP
57956 | Minco Wind II, LLC | 1 | Onshore Wind Turbine | 100.8 | IPP Non-CHP
58203 | Minco Wind III, LLC | 1 | Onshore Wind Turbine | 100.8 | IPP Non-CHP
57591 | Hatch Solar Energy Center I, LLC | 1 | Solar Photovoltaic | 5 | IPP Non-CHP
55517 | Wallingford Energy | CTG1 | Natural Gas Fired Combustion Turbine | 50 | IPP Non-CHP
55517 | Wallingford Energy | CTG2 | Natural Gas Fired Combustion Turbine | 50 | IPP Non-CHP
55517 | Wallingford Energy | CTG3 | Natural Gas Fired Combustion Turbine | 50 | IPP Non-CHP
55517 | Wallingford Energy | CTG4 | Natural Gas Fired Combustion Turbine | 50 | IPP Non-CHP
55517 | Wallingford Energy | CTG5 | Natural Gas Fired Combustion Turbine | 50 | IPP Non-CHP
55640 | University Park North | 1 | Natural Gas Fired Combustion Turbine | 45 | IPP Non-CHP
55640 | University Park North | 10 | Natural Gas Fired Combustion Turbine | 45 | IPP Non-CHP
55640 | University Park North | 11 | Natural Gas Fired Combustion Turbine | 45 | IPP Non-CHP
55640 | University Park North | 12 | Natural Gas Fired Combustion Turbine | 45 | IPP Non-CHP
55640 | University Park North | 2 | Natural Gas Fired Combustion Turbine | 45 | IPP Non-CHP
55640 | University Park North | 3 | Natural Gas Fired Combustion Turbine | 45 | IPP Non-CHP
55640 | University Park North | 4 | Natural Gas Fired Combustion Turbine | 45 | IPP Non-CHP
55640 | University Park North | 5 | Natural Gas Fired Combustion Turbine | 45 | IPP Non-CHP
55640 | University Park North | 6 | Natural Gas Fired Combustion Turbine | 45 | IPP Non-CHP
55640 | University Park North | 7 | Natural Gas Fired Combustion Turbine | 45 | IPP Non-CHP
55640 | University Park North | 8 | Natural Gas Fired Combustion Turbine | 45 | IPP Non-CHP
55640 | University Park North | 9 | Natural Gas Fired Combustion Turbine | 45 | IPP Non-CHP
57594 | Teichert Materials-Teichert Vernalis | WTG1 | Onshore Wind Turbine | 1.5 | IPP Non-CHP
57626 | Foundation ST | WTG1 | Onshore Wind Turbine | 2 | IPP Non-CHP
57791 | Foundation AB | WTG1 | Onshore Wind Turbine | 1.5 | IPP Non-CHP
57792 | Foundation IE | WTG1 | Onshore Wind Turbine | 1 | IPP Non-CHP
57606 | Eastside WWTP | 1 | Petroleum Liquids | 1.8 | Electric Utility
57606 | Eastside WWTP | 2 | Petroleum Liquids | 1.8 | Electric Utility
57606 | Eastside WWTP | 3 | Petroleum Liquids | 1.8 | Electric Utility
57607 | Ward WTP | 1 | Petroleum Liquids | 1 | Electric Utility
57607 | Ward WTP | 2 | Petroleum Liquids | 1 | Electric Utility
57608 | Westside WWTP | 1 | Petroleum Liquids | 1.8 | Electric Utility
57620 | Paulding Wind Farm II | GEN1 | Onshore Wind Turbine | 99 | IPP Non-CHP
57616 | Blue Canyon Windpower VI LLC | GEN1 | Onshore Wind Turbine | 100 | IPP Non-CHP
56659 | Michigan Wind 2 | 1 | Onshore Wind Turbine | 90 | IPP Non-CHP
57613 | LE Wind Turbine 1 | WTG1 | Onshore Wind Turbine | 2.5 | Industrial Non-CHP
57625 | Bos Dairy, LLC | BOS1 | Other Waste Biomass | 0.4 | Industrial Non-CHP
57625 | Bos Dairy, LLC | BOS2 | Other Waste Biomass | 0.7 | Industrial Non-CHP
57625 | Bos Dairy, LLC | BOS3 | Other Waste Biomass | 0.4 | Industrial Non-CHP
57629 | Gaston Memorial Hospital | GMH1 | Petroleum Liquids | 1.8 | Commercial Non-CHP
57630 | Long Creek Waste Water Plant | ES1 | Petroleum Liquids | 1.7 | Electric Utility
57630 | Long Creek Waste Water Plant | ES2 | Petroleum Liquids | 1.7 | Electric Utility
57630 | Long Creek Waste Water Plant | ES3 | Petroleum Liquids | 1.7 | Electric Utility
57632 | Bulldog | 1 | Onshore Wind Turbine | 1.5 | IPP Non-CHP
57631 | Wolverine | 1 | Onshore Wind Turbine | 1.5 | IPP Non-CHP
59338 | Sundevil Power Holdings - Gila River | CTG1 | Natural Gas Fired Combined Cycle | 174 | IPP Non-CHP
59338 | Sundevil Power Holdings - Gila River | CTG2 | Natural Gas Fired Combined Cycle | 174 | IPP Non-CHP
59338 | Sundevil Power Holdings - Gila River | CTG3 | Natural Gas Fired Combined Cycle | 174 | IPP Non-CHP
59338 | Sundevil Power Holdings - Gila River | CTG4 | Natural Gas Fired Combined Cycle | 174 | IPP Non-CHP
59338 | Sundevil Power Holdings - Gila River | ST10 | Natural Gas Fired Combined Cycle | 271 | IPP Non-CHP
59338 | Sundevil Power Holdings - Gila River | ST9 | Natural Gas Fired Combined Cycle | 271 | IPP Non-CHP
57636 | Auburn LFG Energy Facility | 1 | Landfill Gas | 1.1 | IPP Non-CHP
57636 | Auburn LFG Energy Facility | 3 | Landfill Gas | 1.1 | IPP Non-CHP
57639 | Ironwood Wind | 1 | Onshore Wind Turbine | 167.9 | IPP Non-CHP
57653 | Oregon State University Energy Center | CTG | Natural Gas Fired Combined Cycle | 5.5 | Commercial CHP
57653 | Oregon State University Energy Center | STG | Natural Gas Fired Combined Cycle | 1 | Commercial CHP
57640 | 500 Virginia Solar | 1 | Solar Photovoltaic | 1 | IPP Non-CHP
57643 | Vestas Towers America, Inc. | V100 | Onshore Wind Turbine | 1.8 | Industrial Non-CHP
57645 | City & County of Denver at Denver Int'l | PV1 | Solar Photovoltaic | 3.4 | IPP Non-CHP
57646 | McCormick & Co. Inc. at Belcamp | PV1 | Solar Photovoltaic | 1.4 | IPP Non-CHP
59841 | General Motors Corp at White Marsh MD | PV1 | Solar Photovoltaic | 1 | IPP Non-CHP
57647 | Toys R Us- DE, Inc. at Mt. Olive, NJ | PV1 | Solar Photovoltaic | 4.1 | IPP Non-CHP
57723 | Johnson Matthey, Inc. Solar | PV1 | Solar Photovoltaic | 4 | IPP Non-CHP
57648 | Zotos International WPGF | WT1 | Onshore Wind Turbine | 1.7 | Industrial Non-CHP
57648 | Zotos International WPGF | WT2 | Onshore Wind Turbine | 1.7 | Industrial Non-CHP
57650 | Regulus Solar Project | FRV4 | Solar Photovoltaic | 60 | IPP Non-CHP
57654 | Town of Falmouth WWTP | WIND1 | Onshore Wind Turbine | 1.7 | Commercial Non-CHP
57654 | Town of Falmouth WWTP | WIND2 | Onshore Wind Turbine | 1.7 | Commercial Non-CHP
57655 | Bakersfield College Solar 01 | BC01 | Solar Photovoltaic | 1.1 | Commercial Non-CHP
57656 | Temescal Canyon RV, LLC | 1 | Solar Photovoltaic | 1.5 | IPP Non-CHP
57663 | Cimarron Windpower II | 1 | Onshore Wind Turbine | 131 | IPP Non-CHP
57665 | SAF Hydroelectric LLC | 1 | Conventional Hydroelectric | 0.6 | IPP Non-CHP
57665 | SAF Hydroelectric LLC | 10 | Conventional Hydroelectric | 0.6 | IPP Non-CHP
57665 | SAF Hydroelectric LLC | 11 | Conventional Hydroelectric | 0.6 | IPP Non-CHP
57665 | SAF Hydroelectric LLC | 12 | Conventional Hydroelectric | 0.6 | IPP Non-CHP
57665 | SAF Hydroelectric LLC | 13 | Conventional Hydroelectric | 0.6 | IPP Non-CHP
57665 | SAF Hydroelectric LLC | 14 | Conventional Hydroelectric | 0.6 | IPP Non-CHP
57665 | SAF Hydroelectric LLC | 15 | Conventional Hydroelectric | 0.6 | IPP Non-CHP
57665 | SAF Hydroelectric LLC | 16 | Conventional Hydroelectric | 0.6 | IPP Non-CHP
57665 | SAF Hydroelectric LLC | 2 | Conventional Hydroelectric | 0.6 | IPP Non-CHP
57665 | SAF Hydroelectric LLC | 3 | Conventional Hydroelectric | 0.6 | IPP Non-CHP
57665 | SAF Hydroelectric LLC | 4 | Conventional Hydroelectric | 0.6 | IPP Non-CHP
57665 | SAF Hydroelectric LLC | 5 | Conventional Hydroelectric | 0.6 | IPP Non-CHP
57665 | SAF Hydroelectric LLC | 6 | Conventional Hydroelectric | 0.6 | IPP Non-CHP
57665 | SAF Hydroelectric LLC | 7 | Conventional Hydroelectric | 0.6 | IPP Non-CHP
57665 | SAF Hydroelectric LLC | 8 | Conventional Hydroelectric | 0.6 | IPP Non-CHP
57665 | SAF Hydroelectric LLC | 9 | Conventional Hydroelectric | 0.6 | IPP Non-CHP
57660 | Vineland Mays Landing Solar | VNLND | Solar Photovoltaic | 4.3 | IPP Non-CHP
57661 | Manalapan Village Solar | MANVL | Solar Photovoltaic | 3.5 | IPP Non-CHP
57662 | McGraw Hill Solar | MCGRH | Solar Photovoltaic | 12 | IPP Non-CHP
58030 | Reeves Station Rd East | REEVE | Solar Photovoltaic | 5.5 | IPP Non-CHP
58123 | Wakefern Food Corp | 1 | Solar Photovoltaic | 2 | IPP Non-CHP
59003 | Two Dot Wind Farm | 1 | Onshore Wind Turbine | 9.7 | IPP Non-CHP
59185 | Jacobstown | PV1 | Solar Photovoltaic | 5 | IPP Non-CHP
59186 | West Pemberton | PV1 | Solar Photovoltaic | 7 | IPP Non-CHP
59277 | Medford WWTP | MED1 | Solar Photovoltaic | 1.3 | IPP Non-CHP
59278 | Reeves South | REEV1 | Solar Photovoltaic | 1 | IPP Non-CHP
59319 | Rock Solid | ROCK1 | Solar Photovoltaic | 8 | IPP Non-CHP
57664 | Astoria Energy II | CT3 | Natural Gas Fired Combined Cycle | 200 | IPP Non-CHP
57664 | Astoria Energy II | CT4 | Natural Gas Fired Combined Cycle | 200 | IPP Non-CHP
57664 | Astoria Energy II | ST2 | Natural Gas Fired Combined Cycle | 250 | IPP Non-CHP
57666 | Foxwoods CoGen | CT1 | Natural Gas Fired Combustion Turbine | 6.6 | Commercial CHP
57666 | Foxwoods CoGen | CT2 | Natural Gas Fired Combustion Turbine | 6.6 | Commercial CHP
57667 | Seabrook Solar Plant | SBS1 | Solar Photovoltaic | 3.2 | IPP Non-CHP
57668 | CASD Solar | CASDE | Solar Photovoltaic | 0.9 | Commercial Non-CHP
57668 | CASD Solar | CASDW | Solar Photovoltaic | 0.4 | Commercial Non-CHP
57669 | SMUD at Grundman | PV1 | Solar Photovoltaic | 17 | IPP Non-CHP
57670 | SMUD at Van Conett | PV1 | Solar Photovoltaic | 2.9 | IPP Non-CHP
57671 | SMUD at Fleshman | PV1 | Solar Photovoltaic | 2.9 | IPP Non-CHP
57753 | SMUD at Lawrence | PV1 | Solar Photovoltaic | 1 | IPP Non-CHP
57863 | McKee City Solar Phase 2 | UNIT1 | Solar Photovoltaic | 2.6 | Electric Utility
57864 | Stockton Athletic Center | 2LOT7 | Solar Photovoltaic | 0.5 | Commercial Non-CHP
57864 | Stockton Athletic Center | LOT7 | Solar Photovoltaic | 0.2 | Commercial Non-CHP
57864 | Stockton Athletic Center | LOT7B | Solar Photovoltaic | 0.2 | Commercial Non-CHP
57864 | Stockton Athletic Center | SAC | Solar Photovoltaic | 0.3 | Commercial Non-CHP
57868 | L'Oreal Piscataway | UNIT1 | Solar Photovoltaic | 1 | Industrial Non-CHP
57869 | Heller Industrial Parks | UNIT1 | Solar Photovoltaic | 2.7 | IPP Non-CHP
57673 | Macys Goodyear | 1 | Solar Photovoltaic | 3.5 | IPP Non-CHP
57674 | Indian Orchard PV Facility | 1 | Solar Photovoltaic | 2.3 | Electric Utility
57676 | Silver Lake Solar Photovoltaic Facility | 1 | Solar Photovoltaic | 1.8 | Electric Utility
58568 | Cottage Street Solar Facility | PV-3 | Solar Photovoltaic | 3.2 | Electric Utility
57677 | Murphy Farm Power, LLC | 1 | Solar Photovoltaic | 1 | IPP Non-CHP
57678 | Post Rock Wind Power Project, LLC | 1 | Onshore Wind Turbine | 201 | IPP Non-CHP
57680 | Arlington Valley Solar Energy II | AVSE1 | Solar Photovoltaic | 19 | IPP Non-CHP
57680 | Arlington Valley Solar Energy II | AVSE2 | Solar Photovoltaic | 28 | IPP Non-CHP
57680 | Arlington Valley Solar Energy II | AVSE3 | Solar Photovoltaic | 28 | IPP Non-CHP
57680 | Arlington Valley Solar Energy II | AVSE4 | Solar Photovoltaic | 26 | IPP Non-CHP
57680 | Arlington Valley Solar Energy II | AVSE5 | Solar Photovoltaic | 28 | IPP Non-CHP
57681 | City of Boulder WWTP | 1 | Solar Photovoltaic | 1 | IPP Non-CHP
57682 | City of Madera WWTP | 1 | Solar Photovoltaic | 1.2 | IPP Non-CHP
57683 | Staples La Mirada, CA | 1 | Solar Photovoltaic | 1.1 | IPP Non-CHP
57687 | CS Murphy Point, LLC | 1 | Solar Photovoltaic | 1 | IPP Non-CHP
57689 | Norden 1-3 | NORD1 | Petroleum Liquids | 2 | Electric Utility
57689 | Norden 1-3 | NORD2 | Petroleum Liquids | 2 | Electric Utility
57689 | Norden 1-3 | NORD3 | Petroleum Liquids | 2 | Electric Utility
57692 | DOE Golden NWTC Load Side | SEPV | Solar Photovoltaic | 1 | Commercial Non-CHP
57693 | DOE Golden NWTC Turbine Side | ALSTO | Onshore Wind Turbine | 3 | Commercial Non-CHP
57693 | DOE Golden NWTC Turbine Side | GAMES | Onshore Wind Turbine | 2 | Commercial Non-CHP
57693 | DOE Golden NWTC Turbine Side | GEDOE | Onshore Wind Turbine | 1.5 | Commercial Non-CHP
57693 | DOE Golden NWTC Turbine Side | SIEM | Onshore Wind Turbine | 2.3 | Commercial Non-CHP
57694 | DOE Golden NREL Main Campus | MESA | Solar Photovoltaic | 0.7 | Commercial Non-CHP
57694 | DOE Golden NREL Main Campus | PARKG | Solar Photovoltaic | 1.2 | Commercial Non-CHP
57694 | DOE Golden NREL Main Campus | PARKL | Solar Photovoltaic | 0.5 | Commercial Non-CHP
57694 | DOE Golden NREL Main Campus | RSF1 | Solar Photovoltaic | 0.5 | Commercial Non-CHP
57694 | DOE Golden NREL Main Campus | RSF2 | Solar Photovoltaic | 0.4 | Commercial Non-CHP
57694 | DOE Golden NREL Main Campus | STF | Solar Photovoltaic | 0.1 | Commercial Non-CHP
57690 | Turnbull Hydro | 1 | Conventional Hydroelectric | 5.3 | IPP Non-CHP
57690 | Turnbull Hydro | 2 | Conventional Hydroelectric | 7.7 | IPP Non-CHP
57699 | Webberville Solar Project | AES1 | Solar Photovoltaic | 30 | IPP Non-CHP
57697 | Aerojet I | 1 | Solar Photovoltaic | 3 | IPP Non-CHP
57698 | Aerojet II | 1 | Solar Photovoltaic | 2.7 | IPP Non-CHP
57722 | North Palm Springs 4A | 1 | Solar Photovoltaic | 4 | IPP Non-CHP
57743 | North Palm Springs 1A | 1 | Solar Photovoltaic | 2.5 | IPP Non-CHP
57700 | Vasco Winds | 1 | Onshore Wind Turbine | 78.2 | IPP Non-CHP
57701 | Montezuma Wind II | 1 | Onshore Wind Turbine | 78.2 | IPP Non-CHP
57702 | Signal Hill West Unit | 1 | Other Gases | 5.7 | Industrial Non-CHP
57706 | Blue Water Renewables Inc | 1 | Landfill Gas | 1.6 | IPP Non-CHP
57706 | Blue Water Renewables Inc | 2 | Landfill Gas | 1.6 | IPP Non-CHP
57707 | Mesquite Solar 1 | 1 | Solar Photovoltaic | 16 | IPP Non-CHP
57707 | Mesquite Solar 1 | 10 | Solar Photovoltaic | 12 | IPP Non-CHP
57707 | Mesquite Solar 1 | 11 | Solar Photovoltaic | 16 | IPP Non-CHP
57707 | Mesquite Solar 1 | 12 | Solar Photovoltaic | 16 | IPP Non-CHP
57707 | Mesquite Solar 1 | 2 | Solar Photovoltaic | 16 | IPP Non-CHP
57707 | Mesquite Solar 1 | 3 | Solar Photovoltaic | 10 | IPP Non-CHP
57707 | Mesquite Solar 1 | 4 | Solar Photovoltaic | 16 | IPP Non-CHP
57707 | Mesquite Solar 1 | 5 | Solar Photovoltaic | 16 | IPP Non-CHP
57707 | Mesquite Solar 1 | 6 | Solar Photovoltaic | 8 | IPP Non-CHP
57707 | Mesquite Solar 1 | 7 | Solar Photovoltaic | 16 | IPP Non-CHP
57707 | Mesquite Solar 1 | 8 | Solar Photovoltaic | 12 | IPP Non-CHP
57707 | Mesquite Solar 1 | 9 | Solar Photovoltaic | 16 | IPP Non-CHP
57710 | Stephentown Spindle | SRS1 | Flywheels | 20 | IPP Non-CHP
57711 | Beacon Power Flywheel System 1 | TYN1 | Flywheels | 1 | IPP Non-CHP
57712 | Beacon Power Flywheel System 2 | TYN2 | Flywheels | 2 | IPP Non-CHP
57716 | Hazle Spindle | HRS1 | Flywheels | 20 | IPP Non-CHP
57713 | Rohr Inc, a UTC Aerospace Systems Company | 151 | Natural Gas Internal Combustion Engine | 3.2 | Industrial CHP
57713 | Rohr Inc, a UTC Aerospace Systems Company | 152 | Natural Gas Internal Combustion Engine | 3.2 | Industrial CHP
57713 | Rohr Inc, a UTC Aerospace Systems Company | 153 | Natural Gas Internal Combustion Engine | 3.2 | Industrial CHP
57714 | City of Palo Alto | GEN1 | Natural Gas Internal Combustion Engine | 1.1 | Electric Utility
57714 | City of Palo Alto | GEN2 | Natural Gas Internal Combustion Engine | 1.1 | Electric Utility
57714 | City of Palo Alto | GEN3 | Natural Gas Internal Combustion Engine | 1.1 | Electric Utility
57714 | City of Palo Alto | GEN4 | Natural Gas Internal Combustion Engine | 1.1 | Electric Utility
57715 | Watkins Manufacturing Co. | GEN1 | Natural Gas Internal Combustion Engine | 1 | Industrial Non-CHP
57715 | Watkins Manufacturing Co. | GEN2 | Natural Gas Internal Combustion Engine | 1 | Industrial Non-CHP
56944 | CM10 | PV01 | Solar Photovoltaic | 10 | IPP Non-CHP
57205 | CM48 | PV02 | Solar Photovoltaic | 8 | IPP Non-CHP
57205 | CM48 | PV03 | Solar Photovoltaic | 10 | IPP Non-CHP
57205 | CM48 | PV04 | Solar Photovoltaic | 10 | IPP Non-CHP
57205 | CM48 | PV05 | Solar Photovoltaic | 10 | IPP Non-CHP
57205 | CM48 | PV06 | Solar Photovoltaic | 10 | IPP Non-CHP
57749 | Sawtooth Wind Project | ST | Onshore Wind Turbine | 22.4 | IPP Non-CHP
57748 | Gordon Butte Wind LLC | GBW | Onshore Wind Turbine | 9.6 | IPP Non-CHP
55250 | University Park South | UPG1 | Natural Gas Fired Combustion Turbine | 57 | IPP Non-CHP
55250 | University Park South | UPG2 | Natural Gas Fired Combustion Turbine | 57 | IPP Non-CHP
55250 | University Park South | UPG3 | Natural Gas Fired Combustion Turbine | 57 | IPP Non-CHP
55250 | University Park South | UPG4 | Natural Gas Fired Combustion Turbine | 57 | IPP Non-CHP
55250 | University Park South | UPG5 | Natural Gas Fired Combustion Turbine | 57 | IPP Non-CHP
55250 | University Park South | UPG6 | Natural Gas Fired Combustion Turbine | 57 | IPP Non-CHP
57733 | Benjamin Moore & Co. Solar | PV1 | Solar Photovoltaic | 1.4 | Commercial Non-CHP
57745 | The City of Vineland at West Vineland | PV1 | Solar Photovoltaic | 3.7 | IPP Non-CHP
57746 | The City of Vineland at North Vineland | PV1 | Solar Photovoltaic | 2.3 | IPP Non-CHP
55153 | Guadalupe Generating Station | CTG1 | Natural Gas Fired Combined Cycle | 171.1 | IPP Non-CHP
55153 | Guadalupe Generating Station | CTG2 | Natural Gas Fired Combined Cycle | 171.1 | IPP Non-CHP
55153 | Guadalupe Generating Station | CTG3 | Natural Gas Fired Combined Cycle | 171.1 | IPP Non-CHP
55153 | Guadalupe Generating Station | CTG4 | Natural Gas Fired Combined Cycle | 171.1 | IPP Non-CHP
55153 | Guadalupe Generating Station | STG1 | Natural Gas Fired Combined Cycle | 201.9 | IPP Non-CHP
55153 | Guadalupe Generating Station | STG2 | Natural Gas Fired Combined Cycle | 201.9 | IPP Non-CHP
57732 | UMM Wind Turbine | UMM1 | Onshore Wind Turbine | 1.7 | Commercial Non-CHP
57735 | UCSD Fuel Cell Plant | UCSD | Other Waste Biomass | 3 | IPP Non-CHP
57770 | South Bay Fuel Cell Plant | SBFC | Other Waste Biomass | 1.5 | IPP Non-CHP
57734 | Cherry Hill | CH | Solar Photovoltaic | 1.1 | IPP Non-CHP
57742 | Vineland Headquarters | VHQ | Solar Photovoltaic | 1.1 | IPP Non-CHP
57750 | Maple Solar | P1 | Solar Photovoltaic | 1.6 | IPP Non-CHP
57750 | Maple Solar | P2 | Solar Photovoltaic | 0.8 | IPP Non-CHP
57755 | TPW Petersburg | PETE | Onshore Wind Turbine | 40.5 | IPP Non-CHP
57754 | Frederick County LFGTE Facility | 1 | Landfill Gas | 1 | Commercial Non-CHP
57754 | Frederick County LFGTE Facility | 2 | Landfill Gas | 1 | Commercial Non-CHP
57747 | FedEx Field Solar Facility | 1 | Solar Photovoltaic | 2 | IPP Non-CHP
57744 | Laurel Hill Wind | 1 | Onshore Wind Turbine | 69 | IPP Non-CHP
57741 | Suzlon Project VIII LLC | SP95 | Onshore Wind Turbine | 2.1 | IPP Non-CHP
57741 | Suzlon Project VIII LLC | SP97 | Onshore Wind Turbine | 2.1 | IPP Non-CHP
57736 | SPS1 Dollarhide | 1 | Solar Photovoltaic | 10 | IPP Non-CHP
57737 | SPS2 Jal | 1 | Solar Photovoltaic | 10 | IPP Non-CHP
57738 | SPS3 Lea | 1 | Solar Photovoltaic | 10 | IPP Non-CHP
57740 | SPS5 Hopi | 1 | Solar Photovoltaic | 10.1 | IPP Non-CHP
57739 | SPS4 Monument | 1 | Solar Photovoltaic | 10.1 | IPP Non-CHP
57751 | Los Vientos Wind 1A | 1 | Onshore Wind Turbine | 200 | IPP Non-CHP
57752 | Los Vientos Wind 1B | 1 | Onshore Wind Turbine | 201.6 | IPP Non-CHP
57758 | Mount Saint Mary's | PV1 | Solar Photovoltaic | 13.7 | IPP Non-CHP
57756 | Coastal Energy Project | 1 | Onshore Wind Turbine | 6 | IPP Non-CHP
57760 | Power County Wind Park South | PCWPS | Onshore Wind Turbine | 22.5 | IPP Non-CHP
57761 | Power County Wind Park North | PCWPN | Onshore Wind Turbine | 22.5 | IPP Non-CHP
57764 | Naval Air Weapons Station China Lake | 1 | Solar Photovoltaic | 11.1 | Commercial Non-CHP
57766 | Rockland Wind Farm | RLWF | Onshore Wind Turbine | 79.2 | IPP Non-CHP
58106 | Meadow Creek Project Company | MCPC | Onshore Wind Turbine | 119.7 | IPP Non-CHP
57767 | Brown County Wind Turbine | 1 | Onshore Wind Turbine | 1.5 | Electric Utility
57768 | Longwood Gardens | 1 | Solar Photovoltaic | 1.3 | IPP Non-CHP
57771 | Ameresco Butte County | 1 | Landfill Gas | 2.3 | IPP Non-CHP
57772 | Perdue Bridgeville Photovoltaic | BRID | Solar Photovoltaic | 1.3 | IPP Non-CHP
57879 | Perdue Salisbury Photovoltaic | SALI | Solar Photovoltaic | 1 | IPP Non-CHP
58239 | Kent County-Kennedyville | PVKV | Solar Photovoltaic | 1 | IPP Non-CHP
58240 | Kit Carson | PV_KC | Solar Photovoltaic | 1.3 | IPP Non-CHP
58241 | Rock Hall | RCKHL | Solar Photovoltaic | 1 | IPP Non-CHP
58243 | Kent County - Worton Complex | WRTN | Solar Photovoltaic | 1 | IPP Non-CHP
58403 | Bellingham PV | SO032 | Solar Photovoltaic | 3 | IPP Non-CHP
58410 | Marshfield PV | SO032 | Solar Photovoltaic | 3 | IPP Non-CHP
58411 | Orange PV | SO023 | Solar Photovoltaic | 2 | IPP Non-CHP
58412 | Maynard PV | SO026 | Solar Photovoltaic | 1 | IPP Non-CHP
58423 | Southbridge PV | SO022 | Solar Photovoltaic | 3 | IPP Non-CHP
58588 | Sue Cleveland High School | SCHS | Solar Photovoltaic | 1 | IPP Non-CHP
58589 | Rio Rancho High School | RRHS | Solar Photovoltaic | 1 | IPP Non-CHP
59323 | Sacramento (SMUD) | SMUPV | Solar Photovoltaic | 1.5 | IPP Non-CHP
57777 | RE Dillard 1 | DL1 | Solar Photovoltaic | 3 | IPP Non-CHP
57779 | RE Dillard 2 | DIL2 | Solar Photovoltaic | 3 | IPP Non-CHP
57781 | RE Dillard 3 | DIL3 | Solar Photovoltaic | 3 | IPP Non-CHP
57806 | RE Dillard 4 | DIL4 | Solar Photovoltaic | 0.4 | IPP Non-CHP
57778 | RE Kammerer 1 | KAM1 | Solar Photovoltaic | 5 | IPP Non-CHP
57780 | RE Kammerer 2 | KAM2 | Solar Photovoltaic | 5 | IPP Non-CHP
57782 | RE Kammerer 3 | KAM3 | Solar Photovoltaic | 5 | IPP Non-CHP
57783 | RE Bruceville 1 | BRU1 | Solar Photovoltaic | 5 | IPP Non-CHP
57784 | RE Bruceville 2 | BRU2 | Solar Photovoltaic | 5 | IPP Non-CHP
57785 | RE Bruceville 3 | BRU3 | Solar Photovoltaic | 5 | IPP Non-CHP
6180 | Oak Grove (TX) | OG1 | Conventional Steam Coal | 916.8 | IPP Non-CHP
6180 | Oak Grove (TX) | OG2 | Conventional Steam Coal | 878.6 | IPP Non-CHP
52071 | Sandow No 5 | 5 | Conventional Steam Coal | 661.5 | IPP Non-CHP
57786 | FC Landfill Energy | UNIT1 | Landfill Gas | 1.1 | IPP Non-CHP
57786 | FC Landfill Energy | UNIT2 | Landfill Gas | 1.1 | IPP Non-CHP
57788 | US GSA Heating and Transmission | TG1 | Natural Gas Fired Combustion Turbine | 5.4 | Commercial CHP
57788 | US GSA Heating and Transmission | TG2 | Natural Gas Fired Combustion Turbine | 5.4 | Commercial CHP
57796 | Golden Springs Building C-1 | 1 | Solar Photovoltaic | 1.2 | IPP Non-CHP
57797 | Golden Springs Building D | 1 | Solar Photovoltaic | 1.3 | IPP Non-CHP
57789 | Peak Power 1 Cogen | GEN1 | Natural Gas Internal Combustion Engine | 2.1 | Commercial Non-CHP
57789 | Peak Power 1 Cogen | GEN2 | Natural Gas Internal Combustion Engine | 2.1 | Commercial Non-CHP
57789 | Peak Power 1 Cogen | GEN3 | Natural Gas Internal Combustion Engine | 2.1 | Commercial Non-CHP
57790 | RE Bagdad Solar I LLC | 1 | Solar Photovoltaic | 15 | IPP Non-CHP
57793 | Sonoma County Fuel Cell | FC-1 | Other Natural Gas | 1.4 | Commercial CHP
57795 | RE Ajo 1 LLC | 1 | Solar Photovoltaic | 4.5 | IPP Non-CHP
57799 | ISH Solar Central, LLC | 1 | Solar Photovoltaic | 1.4 | IPP Non-CHP
57816 | RE McKenzie 1 | MCK1 | Solar Photovoltaic | 5 | IPP Non-CHP
57817 | RE McKenzie 2 | MCK2 | Solar Photovoltaic | 5 | IPP Non-CHP
57818 | RE McKenzie 3 | MCK3 | Solar Photovoltaic | 5 | IPP Non-CHP
57819 | RE McKenzie 4 | MCK4 | Solar Photovoltaic | 5 | IPP Non-CHP
57820 | RE McKenzie 5 | MCK5 | Solar Photovoltaic | 5 | IPP Non-CHP
57821 | RE McKenzie 6 | MCK6 | Solar Photovoltaic | 5 | IPP Non-CHP
57798 | OBP Cogen | 1OBP | Natural Gas Fired Combustion Turbine | 4.6 | Commercial CHP
57803 | Lime Wind | T1-6 | Onshore Wind Turbine | 3 | IPP Non-CHP
57804 | Middlebury College | 1 | Wood/Wood Waste Biomass | 0.2 | Commercial Non-CHP
57804 | Middlebury College | 2 | Wood/Wood Waste Biomass | 0.6 | Commercial Non-CHP
57804 | Middlebury College | 3 | Wood/Wood Waste Biomass | 0.8 | Commercial Non-CHP
57805 | William Paterson University | WPU1 | Solar Photovoltaic | 1.4 | Commercial Non-CHP
57813 | GL Wind | TURB1 | Onshore Wind Turbine | 2.5 | IPP Non-CHP
57813 | GL Wind | TURB2 | Onshore Wind Turbine | 2.5 | IPP Non-CHP
57808 | Lockheed Martin Sunnyvale | LOK00 | Other Natural Gas | 1.1 | IPP Non-CHP
57809 | Franklin Templeton San Mateo | FRK00 | Other Natural Gas | 1.1 | IPP Non-CHP
57811 | Adobe San Jose | ADB00 | Other Natural Gas | 0.8 | IPP Non-CHP
57811 | Adobe San Jose | ADB01 | Other Natural Gas | 0.4 | IPP Non-CHP
58296 | Roll Delano 2 | ROL6 | Other Natural Gas | 1 | IPP Non-CHP
58297 | Roll Delano | ROL4 | Other Natural Gas | 1.1 | IPP Non-CHP
58298 | Roll Lost Hills | ROL3 | Other Natural Gas | 1.1 | IPP Non-CHP
58299 | Xilinx San Jose | XLX | Other Natural Gas | 1.1 | IPP Non-CHP
58300 | Honda Torrance | HON | Other Natural Gas | 1.1 | IPP Non-CHP
58301 | Juniper Networks Sunnyvale | JPR | Other Natural Gas | 1.1 | IPP Non-CHP
58302 | Life Technologies Carlsbad | LFT | Other Natural Gas | 1.1 | IPP Non-CHP
58303 | Taylor Farms Salinas | TLR | Other Natural Gas | 1.1 | IPP Non-CHP
59261 | Verizon-Torrance | VZ300 | Other Natural Gas | 1 | IPP Non-CHP
59279 | Life Technologies - Pleasanton | LFT01 | Other Natural Gas | 1.1 | IPP Non-CHP
59280 | Kellogg's - San Jose | KLG00 | Other Natural Gas | 1.1 | IPP Non-CHP
59281 | eBay - South Jordan | EBY00 | Other Natural Gas | 6.3 | IPP Non-CHP
59282 | Green Machine | BBX00 | Other Natural Gas | 1.7 | IPP Non-CHP
59800 | Amazon San Bernardino | AMZ00 | Other Natural Gas | 1.1 | IPP Non-CHP
59801 | IBM Southbury | IBM00 | Other Natural Gas | 1.1 | IPP Non-CHP
59802 | Maxim | MXM00 | Other Natural Gas | 1.1 | IPP Non-CHP
59803 | Pixar - Emeryville | PXR00 | Other Natural Gas | 1.1 | IPP Non-CHP
59804 | Starbucks - Evolution Fresh | SBK00 | Other Natural Gas | 1.1 | IPP Non-CHP
59805 | Yahoo! - HQ | YAH00 | Other Natural Gas | 1.1 | IPP Non-CHP
57815 | Titusville Solar | PV1 | Solar Photovoltaic | 4.1 | Commercial Non-CHP
59055 | Rariton OMP | CHP1 | Natural Gas Internal Combustion Engine | 3 | IPP Non-CHP
59055 | Rariton OMP | PV1 | Solar Photovoltaic | 2.4 | IPP Non-CHP
59056 | Spring House | GEN 1 | Natural Gas Internal Combustion Engine | 3.8 | IPP Non-CHP
59057 | Skillman | GEN 1 | Solar Photovoltaic | 2.7 | IPP Non-CHP
59058 | Vacaville | GEN 1 | Solar Photovoltaic | 1 | IPP Non-CHP
59059 | Raritan ITS | GEN 1 | Solar Photovoltaic | 2 | IPP Non-CHP
57823 | WCROC Wind Farm | WTG1 | Onshore Wind Turbine | 1.7 | IPP Non-CHP
54730 | Shell Offshore Yellowhammer | 701 | Natural Gas Fired Combustion Turbine | 3.4 | Industrial Non-CHP
55131 | Kendall County Generation Facility | CTG1 | Natural Gas Fired Combined Cycle | 180 | IPP Non-CHP
55131 | Kendall County Generation Facility | CTG2 | Natural Gas Fired Combined Cycle | 180 | IPP Non-CHP
55131 | Kendall County Generation Facility | CTG3 | Natural Gas Fired Combined Cycle | 180 | IPP Non-CHP
55131 | Kendall County Generation Facility | CTG4 | Natural Gas Fired Combined Cycle | 180 | IPP Non-CHP
55131 | Kendall County Generation Facility | STG1 | Natural Gas Fired Combined Cycle | 134 | IPP Non-CHP
55131 | Kendall County Generation Facility | STG2 | Natural Gas Fired Combined Cycle | 134 | IPP Non-CHP
55131 | Kendall County Generation Facility | STG3 | Natural Gas Fired Combined Cycle | 134 | IPP Non-CHP
55131 | Kendall County Generation Facility | STG4 | Natural Gas Fired Combined Cycle | 134 | IPP Non-CHP
57824 | Onalaska Campus Landfill Biogas | 416LF | Landfill Gas | 1.1 | IPP Non-CHP
50759 | West End Dam Hydroelectric Project | GEN1 | Conventional Hydroelectric | 2.2 | IPP Non-CHP
50759 | West End Dam Hydroelectric Project | GEN2 | Conventional Hydroelectric | 2.2 | IPP Non-CHP
10301 | Louisiana Sugar Refining | GEN2 | Natural Gas Steam Turbine | 2.5 | Industrial CHP
10301 | Louisiana Sugar Refining | GEN3 | Natural Gas Steam Turbine | 1.7 | Industrial CHP
10301 | Louisiana Sugar Refining | GEN4 | Natural Gas Steam Turbine | 2.5 | Industrial CHP
57828 | Tulsa LFG LLC | GEN1 | Landfill Gas | 1.6 | IPP Non-CHP
57828 | Tulsa LFG LLC | GEN2 | Landfill Gas | 1.6 | IPP Non-CHP
57829 | Glendale Energy Power Plant | GLEN1 | Landfill Gas | 1.4 | IPP Non-CHP
57829 | Glendale Energy Power Plant | GLEN2 | Landfill Gas | 1.4 | IPP Non-CHP
57830 | Rippey Wind Farm | NORD | Onshore Wind Turbine | 50 | IPP Non-CHP
57832 | Hawkeye Wind Farm | NORD | Onshore Wind Turbine | 36 | IPP Non-CHP
52089 | Celanese Acetate LLC | GEN1 | Conventional Steam Coal | 6 | Industrial CHP
52089 | Celanese Acetate LLC | GEN2 | Conventional Steam Coal | 6 | Industrial CHP
52089 | Celanese Acetate LLC | GEN3 | Conventional Steam Coal | 6 | Industrial CHP
52089 | Celanese Acetate LLC | GEN4 | Conventional Steam Coal | 9.2 | Industrial CHP
57831 | Heliocentric | 1 | Solar Photovoltaic | 1.5 | IPP Non-CHP
56586 | Sunset Breeze LLC | 1 | Onshore Wind Turbine | 1.3 | IPP Non-CHP
56587 | Minnesota Breeze LLC | 1 | Onshore Wind Turbine | 1.3 | IPP Non-CHP
56588 | G Flow Wind LLC | 1 | Onshore Wind Turbine | 1.3 | IPP Non-CHP
56589 | Wolf Wind Enterprises LLC | 1 | Onshore Wind Turbine | 1.3 | IPP Non-CHP
56590 | Green Acres Breeze LLC | 1 | Onshore Wind Turbine | 1.3 | IPP Non-CHP
56624 | BC Energy LLC | 1 | Onshore Wind Turbine | 4 | IPP Non-CHP
56625 | KC Energy LLC | 1 | Onshore Wind Turbine | 4 | IPP Non-CHP
56626 | K&D Energy LLC | 1 | Onshore Wind Turbine | 4 | IPP Non-CHP
56627 | KSS Turbines LLC | 1 | Onshore Wind Turbine | 4 | IPP Non-CHP
57836 | L-8 Solar Project | TSM | Solar Photovoltaic | 1.5 | IPP Non-CHP
55120 | SRW Cogen LP | GT1A | Natural Gas Fired Combined Cycle | 180 | IPP CHP
55120 | SRW Cogen LP | GT1B | Natural Gas Fired Combined Cycle | 180 | IPP CHP
55120 | SRW Cogen LP | ST1A | Natural Gas Fired Combined Cycle | 145 | IPP CHP
52204 | Otay | OTA1 | Landfill Gas | 1.8 | IPP Non-CHP
52204 | Otay | OTA2 | Landfill Gas | 1.8 | IPP Non-CHP
52204 | Otay | OTA3 | Landfill Gas | 3.3 | IPP Non-CHP
52204 | Otay | OTA5 | Landfill Gas | 1.6 | IPP Non-CHP
52204 | Otay | OTA6 | Landfill Gas | 1.6 | IPP Non-CHP
57840 | ISH Solar Hospital SDMC | 1 | Solar Photovoltaic | 1.1 | IPP Non-CHP
57841 | ISH Solar Hospital Downey | 1 | Solar Photovoltaic | 1.1 | IPP Non-CHP
10815 | Difwind Farms Ltd VII | GEN1 | Onshore Wind Turbine | 24 | IPP Non-CHP
54453 | EDF Renewable Windfarm V Inc | GEN2 | Onshore Wind Turbine | 16.2 | IPP Non-CHP
54686 | Difwind Farms Ltd VI | EXIS | Onshore Wind Turbine | 27.1 | IPP Non-CHP
54687 | Difwind Farms Ltd VIII | EXIS | Onshore Wind Turbine | 15 | IPP Non-CHP
55980 | Champepaden Wind Power | 1 | Onshore Wind Turbine | 2 | IPP Non-CHP
55981 | Moulton Wind Power | 1 | Onshore Wind Turbine | 2 | IPP Non-CHP
56142 | Chanarambie Power Partners, LLC | WND1 | Onshore Wind Turbine | 85.5 | IPP Non-CHP
56153 | Viking Wind Partners | 1 | Onshore Wind Turbine | 12 | IPP Non-CHP
56302 | Oasis Wind | 1 | Onshore Wind Turbine | 60 | IPP Non-CHP
56447 | Hawi Wind Farm | V-47 | Onshore Wind Turbine | 10.6 | IPP Non-CHP
56617 | Fenton Wind Farm | 1 | Onshore Wind Turbine | 205.5 | IPP Non-CHP
56874 | Shiloh Wind Project 2 LLC | TBD | Onshore Wind Turbine | 150 | IPP Non-CHP
56875 | Sacramento Soleil LLC | TBD | Solar Photovoltaic | 1 | IPP Non-CHP
56876 | Wapsipinicon Wind Project | TBD | Onshore Wind Turbine | 100.5 | IPP Non-CHP
56878 | Hoosier Wind Project LLC | TBD | Onshore Wind Turbine | 106 | IPP Non-CHP
57268 | Chestnut Flats Wind Farm | 1 | Onshore Wind Turbine | 38 | IPP Non-CHP
57372 | Bellevue Solar Project | INV-1 | Solar Photovoltaic | 1.6 | IPP Non-CHP
57374 | Lakefield Wind Project LLC | LAKE1 | Onshore Wind Turbine | 205.5 | IPP Non-CHP
57586 | Shiloh III Wind Project LLC | 1 | Onshore Wind Turbine | 102.5 | IPP Non-CHP
57652 | Yamhill Solar LLC | 1 | Solar Photovoltaic | 1 | IPP Non-CHP
57708 | Catalina Solar LLC | INV | Solar Photovoltaic | 110 | IPP Non-CHP
57725 | Shiloh IV Wind Project LLC | 1 | Onshore Wind Turbine | 101.3 | IPP Non-CHP
57757 | Pacific Wind LLC | 1 | Onshore Wind Turbine | 151.7 | IPP Non-CHP
57973 | Spinning Spur Wind LLC | GEN1 | Onshore Wind Turbine | 161 | IPP Non-CHP
57974 | Bobcat Bluff Wind Project LLC | GEN1 | Onshore Wind Turbine | 150 | IPP Non-CHP
57975 | Spearville 3 LLC | GEN1 | Onshore Wind Turbine | 108 | IPP Non-CHP
58706 | Allendale Biomass | GEN1 | Wood/Wood Waste Biomass | 19.8 | IPP Non-CHP
58707 | Dorchester Biomass | GEN1 | Wood/Wood Waste Biomass | 19.8 | IPP Non-CHP
58773 | TX Hereford Wind | GEN1 | Onshore Wind Turbine | 200 | IPP Non-CHP
58774 | Spinning Spur Wind II | GEN1 | Onshore Wind Turbine | 161 | IPP Non-CHP
59085 | Lepomis PV Energy LLC | INV-1 | Solar Photovoltaic | 4.5 | IPP Non-CHP
59140 | EDF Lancaster | INV-1 | Solar Photovoltaic | 4.5 | IPP Non-CHP
57844 | Franklin County Wind Farm | 1 | Onshore Wind Turbine | 99 | IPP Non-CHP
57843 | SC Landfill Energy LLC | GEN1 | Landfill Gas | 1.9 | IPP Non-CHP
57845 | AC Landfill Energy LLC | UNIT1 | Landfill Gas | 1.6 | IPP Non-CHP
57845 | AC Landfill Energy LLC | UNIT2 | Landfill Gas | 1.9 | IPP Non-CHP
57845 | AC Landfill Energy LLC | UNIT3 | Landfill Gas | 1.9 | IPP Non-CHP
57846 | SX Landfill Energy LLC | UNIT1 | Landfill Gas | 1.6 | IPP Non-CHP
57846 | SX Landfill Energy LLC | UNIT2 | Landfill Gas | 1.6 | IPP Non-CHP
57847 | BC Landfill Energy LLC | UNIT1 | Landfill Gas | 1.5 | IPP Non-CHP
57847 | BC Landfill Energy LLC | UNIT2 | Landfill Gas | 1.5 | IPP Non-CHP
57847 | BC Landfill Energy LLC | UNIT3 | Landfill Gas | 1.5 | IPP Non-CHP
57847 | BC Landfill Energy LLC | UNIT4 | Landfill Gas | 1.5 | IPP Non-CHP
57847 | BC Landfill Energy LLC | UNIT5 | Landfill Gas | 1.5 | IPP Non-CHP
57848 | WC Landfill Energy LLC | GEN1 | Landfill Gas | 2 | IPP Non-CHP
57848 | WC Landfill Energy LLC | SOLAR | Solar Photovoltaic | 1.2 | IPP Non-CHP
57849 | Green Acres Solar Facility 1 | GASF1 | Solar Photovoltaic | 3 | IPP Non-CHP
57850 | Green Acres Solar Facility 2 | GASF2 | Solar Photovoltaic | 1 | IPP Non-CHP
50736 | Exeter Energy LP | GEN1 | All Other | 31.3 | IPP Non-CHP
57857 | Shasta Renewable Resources Plant | 1 | Wood/Wood Waste Biomass | 5.5 | IPP CHP
50031 | Mt Ida Hydroelectric | 3983 | Conventional Hydroelectric | 1.5 | IPP Non-CHP
50031 | Mt Ida Hydroelectric | 3986 | Conventional Hydroelectric | 1.5 | IPP Non-CHP
57861 | Hidden Hollow Energy | UNT1 | Landfill Gas | 1.5 | IPP Non-CHP
57861 | Hidden Hollow Energy | UNT2 | Landfill Gas | 1.5 | IPP Non-CHP
57858 | Caney River Wind Project | 1 | Onshore Wind Turbine | 200 | IPP Non-CHP
57860 | Industry MetroLink PV 1 | 1 | Solar Photovoltaic | 1.5 | Electric Utility
57876 | Santa Cruz Energy | UNT1 | Landfill Gas | 1.6 | IPP Non-CHP
56215 | Allendorf | A1 | Onshore Wind Turbine | 1.2 | IPP Non-CHP
55830 | East Millinocket Mill | M2S1 | Wood/Wood Waste Biomass | 15.6 | Industrial CHP
55830 | East Millinocket Mill | M2S2 | Wood/Wood Waste Biomass | 15.6 | Industrial CHP
55830 | East Millinocket Mill | M2S3 | Wood/Wood Waste Biomass | 30.2 | Industrial CHP
57870 | Castle Rock Vineyards | SOLAR | Solar Photovoltaic | 1 | Commercial Non-CHP
57880 | Eolos Wind Energy Research Field Station | 1 | Onshore Wind Turbine | 2.5 | IPP Non-CHP
54586 | L'Energia Energy Center | TRENT | Natural Gas Fired Combined Cycle | 57.9 | IPP Non-CHP
54586 | L'Energia Energy Center | VAX | Natural Gas Fired Combined Cycle | 27.1 | IPP Non-CHP
57883 | Queen Creek Solar Farm | GEN1 | Solar Photovoltaic | 19 | IPP Non-CHP
3283 | Columbia Canal Hydro | 1 | Conventional Hydroelectric | 1.6 | Electric Utility
3283 | Columbia Canal Hydro | 2 | Conventional Hydroelectric | 1.6 | Electric Utility
3283 | Columbia Canal Hydro | 3 | Conventional Hydroelectric | 1.6 | Electric Utility
3283 | Columbia Canal Hydro | 4 | Conventional Hydroelectric | 1.3 | Electric Utility
3283 | Columbia Canal Hydro | 5 | Conventional Hydroelectric | 1.3 | Electric Utility
3283 | Columbia Canal Hydro | 6 | Conventional Hydroelectric | 1.6 | Electric Utility
3283 | Columbia Canal Hydro | 7 | Conventional Hydroelectric | 1.6 | Electric Utility
6518 | Kings Beach | KB1 | Petroleum Liquids | 2.5 | Electric Utility
6518 | Kings Beach | KB2 | Petroleum Liquids | 2.5 | Electric Utility
6518 | Kings Beach | KB3 | Petroleum Liquids | 2.5 | Electric Utility
6518 | Kings Beach | KB4 | Petroleum Liquids | 2.5 | Electric Utility
6518 | Kings Beach | KB5 | Petroleum Liquids | 2.5 | Electric Utility
6518 | Kings Beach | KB6 | Petroleum Liquids | 2.5 | Electric Utility
10387 | Sycamore Energy 1 | 1A | Landfill Gas | 1.2 | IPP Non-CHP
10387 | Sycamore Energy 1 | 2A | Landfill Gas | 1.2 | IPP Non-CHP
10387 | Sycamore Energy 1 | 3 | Landfill Gas | 3 | IPP Non-CHP
54015 | MM West Covina | GEN2 | Landfill Gas | 6.8 | IPP Non-CHP
54015 | MM West Covina | GEN3 | Landfill Gas | 4.9 | IPP Non-CHP
54567 | MM Yolo Power | 1 | Landfill Gas | 0.6 | IPP Non-CHP
54567 | MM Yolo Power | 2 | Landfill Gas | 0.6 | IPP Non-CHP
54567 | MM Yolo Power | 3 | Landfill Gas | 0.6 | IPP Non-CHP
54567 | MM Yolo Power | 4 | Landfill Gas | 0.6 | IPP Non-CHP
54567 | MM Yolo Power | 5 | Landfill Gas | 0.4 | IPP Non-CHP
55093 | MM Taunton Energy | UNT1 | Landfill Gas | 0.9 | IPP Non-CHP
55093 | MM Taunton Energy | UNT2 | Landfill Gas | 0.9 | IPP Non-CHP
55093 | MM Taunton Energy | UNT3 | Landfill Gas | 0.9 | IPP Non-CHP
55093 | MM Taunton Energy | UNT4 | Landfill Gas | 0.9 | IPP Non-CHP
55094 | MM San Diego-Miramar | UNT1 | Landfill Gas | 1.6 | IPP CHP
55094 | MM San Diego-Miramar | UNT2 | Landfill Gas | 1.6 | IPP CHP
55094 | MM San Diego-Miramar | UNT3 | Landfill Gas | 1.6 | IPP CHP
55094 | MM San Diego-Miramar | UNT4 | Landfill Gas | 1.6 | IPP CHP
55155 | MM Albany Energy | UNT1 | Landfill Gas | 0.9 | IPP Non-CHP
55155 | MM Albany Energy | UNT2 | Landfill Gas | 0.9 | IPP Non-CHP
55155 | MM Albany Energy | UNT3 | Landfill Gas | 0.9 | IPP Non-CHP
55155 | MM Albany Energy | UNT4 | Landfill Gas | 1.6 | IPP Non-CHP
55155 | MM Albany Energy | UNT5 | Landfill Gas | 1.6 | IPP Non-CHP
55156 | MM Prince William Energy | UNT1 | Landfill Gas | 0.9 | IPP Non-CHP
55156 | MM Prince William Energy | UNT2 | Landfill Gas | 0.9 | IPP Non-CHP
55161 | MM Lopez Energy | UNT1 | Landfill Gas | 3 | IPP Non-CHP
55161 | MM Lopez Energy | UNT2 | Landfill Gas | 3 | IPP Non-CHP
55162 | MM Tomoka Farms Energy | UNT1 | Landfill Gas | 1.9 | IPP Non-CHP
55162 | MM Tomoka Farms Energy | UNT2 | Landfill Gas | 1.9 | IPP Non-CHP
55602 | MM San Diego-North City | UNT1 | Landfill Gas | 0.9 | IPP Non-CHP
55602 | MM San Diego-North City | UNT2 | Landfill Gas | 0.9 | IPP Non-CHP
55602 | MM San Diego-North City | UNT3 | Landfill Gas | 0.9 | IPP Non-CHP
55602 | MM San Diego-North City | UNT4 | Landfill Gas | 0.9 | IPP Non-CHP
10395 | GRS Coyote Canyon | GEN1 | Landfill Gas | 20 | IPP Non-CHP
55598 | GRS Pine Bend | 1 | Landfill Gas | 5 | IPP Non-CHP
55598 | GRS Pine Bend | 2 | Landfill Gas | 5 | IPP Non-CHP
55598 | GRS Pine Bend | 3 | Landfill Gas | 6.6 | IPP Non-CHP
55006 | Nashua Plant | UNT2 | Landfill Gas | 0.8 | IPP Non-CHP
55601 | Prima Plant | UNT1 | Landfill Gas | 3 | IPP Non-CHP
55601 | Prima Plant | UNT2 | Landfill Gas | 3 | IPP Non-CHP
55603 | Tajiguas Plant | UNT1 | Landfill Gas | 3 | IPP Non-CHP
56170 | Mid Valley Plant | UNT1 | Landfill Gas | 1.3 | IPP Non-CHP
56170 | Mid Valley Plant | UNT2 | Landfill Gas | 1.3 | IPP Non-CHP
56171 | Milliken Plant | UNT1 | Landfill Gas | 1.1 | IPP Non-CHP
56171 | Milliken Plant | UNT2 | Landfill Gas | 1.1 | IPP Non-CHP
57888 | Harvest II Windfarm | 1 | Onshore Wind Turbine | 59.4 | IPP Non-CHP
57887 | Wildcat Wind | 1 | Onshore Wind Turbine | 27.3 | IPP Non-CHP
57896 | Concord Energy | UNT1 | Landfill Gas | 4.8 | IPP Non-CHP
57896 | Concord Energy | UNT2 | Landfill Gas | 4.8 | IPP Non-CHP
57897 | Richmond Energy | UNT1 | Landfill Gas | 1.6 | IPP Non-CHP
57897 | Richmond Energy | UNT2 | Landfill Gas | 1.6 | IPP Non-CHP
57897 | Richmond Energy | UNT3 | Landfill Gas | 1.6 | IPP Non-CHP
57897 | Richmond Energy | UNT4 | Landfill Gas | 1.6 | IPP Non-CHP
57895 | Improvement Dst No. 4 | ID4 | Solar Photovoltaic | 1.1 | Commercial Non-CHP
55285 | Wolf Hills Energy | WHG1 | Natural Gas Fired Combustion Turbine | 57 | IPP Non-CHP
55285 | Wolf Hills Energy | WHG2 | Natural Gas Fired Combustion Turbine | 57 | IPP Non-CHP
55285 | Wolf Hills Energy | WHG3 | Natural Gas Fired Combustion Turbine | 57 | IPP Non-CHP
55285 | Wolf Hills Energy | WHG4 | Natural Gas Fired Combustion Turbine | 57 | IPP Non-CHP
55285 | Wolf Hills Energy | WHG5 | Natural Gas Fired Combustion Turbine | 57 | IPP Non-CHP
57455 | NRG Solar Borrego I | SB1 | Solar Photovoltaic | 26 | IPP Non-CHP
57902 | Fighting Creek LFGTE Plant | G-123 | Landfill Gas | 1.6 | Electric Utility
57902 | Fighting Creek LFGTE Plant | G-162 | Landfill Gas | 1.6 | Electric Utility
57904 | San Antonio West Solar Rooftop | CHNO | Solar Photovoltaic | 1.5 | IPP Non-CHP
57907 | Colton Plant | 1 | Conventional Steam Coal | 15 | Industrial CHP
57907 | Colton Plant | 2 | Conventional Steam Coal | 15 | Industrial CHP
2630 | Mongaup | GEN1 | Conventional Hydroelectric | 4 | IPP Non-CHP
2631 | Rio | RIO | Conventional Hydroelectric | 10 | IPP Non-CHP
2631 | Rio | RIO2 | Conventional Hydroelectric | 0.8 | IPP Non-CHP
2634 | Swinging Bridge 2 | SWI2 | Conventional Hydroelectric | 6.8 | IPP Non-CHP
10109 | Franklin Industrial Complex | 1 | Conventional Hydroelectric | 1.5 | IPP Non-CHP
10109 | Franklin Industrial Complex | 2 | Conventional Hydroelectric | 0.2 | IPP Non-CHP
10183 | Mine Falls Generating Station | GEN1 | Conventional Hydroelectric | 1.5 | IPP Non-CHP
10183 | Mine Falls Generating Station | GEN2 | Conventional Hydroelectric | 1.5 | IPP Non-CHP
10276 | Clement Dam Hydro LLC | 0049 | Conventional Hydroelectric | 2.4 | IPP Non-CHP
10490 | Upper Beaver Falls Project | 1G | Conventional Hydroelectric | 1.5 | IPP Non-CHP
50252 | Sartell Dam | HG10 | Conventional Hydroelectric | 0.9 | Industrial Non-CHP
50252 | Sartell Dam | HG11 | Conventional Hydroelectric | 0.9 | Industrial Non-CHP
50252 | Sartell Dam | HG12 | Conventional Hydroelectric | 0.9 | Industrial Non-CHP
50252 | Sartell Dam | HG2 | Conventional Hydroelectric | 0.9 | Industrial Non-CHP
50252 | Sartell Dam | HG3 | Conventional Hydroelectric | 0.9 | Industrial Non-CHP
50252 | Sartell Dam | HG4 | Conventional Hydroelectric | 0.9 | Industrial Non-CHP
50252 | Sartell Dam | HG5 | Conventional Hydroelectric | 0.9 | Industrial Non-CHP
50252 | Sartell Dam | HG6 | Conventional Hydroelectric | 0.8 | Industrial Non-CHP
50252 | Sartell Dam | HG7 | Conventional Hydroelectric | 0.8 | Industrial Non-CHP
50252 | Sartell Dam | HG8 | Conventional Hydroelectric | 0.7 | Industrial Non-CHP
50252 | Sartell Dam | HG9 | Conventional Hydroelectric | 0.7 | Industrial Non-CHP
50312 | Pembroke Hydro | 1 | Conventional Hydroelectric | 2.7 | IPP Non-CHP
50354 | Newport Hydro | 1 | Conventional Hydroelectric | 0.8 | IPP Non-CHP
50354 | Newport Hydro | 2 | Conventional Hydroelectric | 0.8 | IPP Non-CHP
50354 | Newport Hydro | 3 | Conventional Hydroelectric | 0.1 | IPP Non-CHP
50384 | Gregg Falls | 1 | Conventional Hydroelectric | 2.2 | IPP Non-CHP
50384 | Gregg Falls | 2 | Conventional Hydroelectric | 1.3 | IPP Non-CHP
52068 | Great Falls Hydro Project | GEN1 | Conventional Hydroelectric | 4.1 | IPP Non-CHP
52068 | Great Falls Hydro Project | GEN2 | Conventional Hydroelectric | 4.1 | IPP Non-CHP
52068 | Great Falls Hydro Project | GEN3 | Conventional Hydroelectric | 4.1 | IPP Non-CHP
54572 | Lochmere Hydroelectric Plant | UNT1 | Conventional Hydroelectric | 0.3 | IPP Non-CHP
54572 | Lochmere Hydroelectric Plant | UNT2 | Conventional Hydroelectric | 0.3 | IPP Non-CHP
54572 | Lochmere Hydroelectric Plant | UNT3 | Conventional Hydroelectric | 0.3 | IPP Non-CHP
54572 | Lochmere Hydroelectric Plant | UNT4 | Conventional Hydroelectric | 0.3 | IPP Non-CHP
54691 | Lower Beaver Falls Project | 2G | Conventional Hydroelectric | 0.5 | IPP Non-CHP
54691 | Lower Beaver Falls Project | 3G | Conventional Hydroelectric | 0.5 | IPP Non-CHP
54865 | Phoenix Hydro Project | 1-02 | Conventional Hydroelectric | 1.6 | IPP Non-CHP
54865 | Phoenix Hydro Project | 2-01 | Conventional Hydroelectric | 1.6 | IPP Non-CHP
58712 | Stevens Mills Hydroelectric Project | 1G | Conventional Hydroelectric | 0.2 | IPP Non-CHP
58712 | Stevens Mills Hydroelectric Project | 3G | Conventional Hydroelectric | 1.9 | IPP Non-CHP
57908 | Central Utility Plant Cincinnati | CTG1 | Natural Gas Fired Combined Cycle | 11.9 | Commercial CHP
57908 | Central Utility Plant Cincinnati | CTG2 | Natural Gas Fired Combined Cycle | 11.9 | Commercial CHP
57908 | Central Utility Plant Cincinnati | P005 | Petroleum Liquids | 1.9 | Commercial CHP
57908 | Central Utility Plant Cincinnati | STG | Natural Gas Fired Combined Cycle | 21.5 | Commercial CHP
57929 | East Campus Utility Plant | P007 | Petroleum Liquids | 2 | Commercial Non-CHP
57929 | East Campus Utility Plant | P008 | Petroleum Liquids | 1.5 | Commercial Non-CHP
57929 | East Campus Utility Plant | STG | Natural Gas Steam Turbine | 1.3 | Commercial Non-CHP
57909 | Piedmont Green Power | GEN1 | Wood/Wood Waste Biomass | 60 | IPP Non-CHP
57911 | Roseburg LFG | 1 | Landfill Gas | 1.6 | IPP Non-CHP
55308 | Calvert City | GEN1 | Natural Gas Fired Combustion Turbine | 26.7 | Industrial CHP
57914 | Sidney MT Plant | 1 | Conventional Steam Coal | 2 | Industrial CHP
57914 | Sidney MT Plant | 2 | Conventional Steam Coal | 2 | Industrial CHP
57915 | FMC Westvaco | 1 | Conventional Steam Coal | 3.5 | Industrial CHP
57915 | FMC Westvaco | 2 | Conventional Steam Coal | 3.5 | Industrial CHP
57915 | FMC Westvaco | 3 | Conventional Steam Coal | 4 | Industrial CHP
57915 | FMC Westvaco | 4 | Conventional Steam Coal | 10 | Industrial CHP
57915 | FMC Westvaco | 5 | Conventional Steam Coal | 10 | Industrial CHP
57915 | FMC Westvaco | 6 | Conventional Steam Coal | 10 | Industrial CHP
57916 | Spreckels Sugar Company | 1 | Natural Gas Steam Turbine | 8.9 | Industrial CHP
57917 | Bayer CropScience Institute Plant | 1 | Conventional Steam Coal | 6.3 | Industrial Non-CHP
57917 | Bayer CropScience Institute Plant | 2 | Conventional Steam Coal | 6.3 | Industrial Non-CHP
473 | Grand Valley Project Power Plant | 1 | Conventional Hydroelectric | 1.5 | Electric Utility
473 | Grand Valley Project Power Plant | 2 | Conventional Hydroelectric | 1.5 | Electric Utility
57919 | Sonoco Products Co | 2 | Natural Gas Steam Turbine | 2.5 | Industrial CHP
57919 | Sonoco Products Co | 3 | Wood/Wood Waste Biomass | 10 | Industrial CHP
57919 | Sonoco Products Co | 4 | Conventional Steam Coal | 28 | Industrial CHP
57926 | Heat Plant 770 | HP | Conventional Steam Coal | 1.2 | Commercial CHP
57926 | Heat Plant 770 | LP | Conventional Steam Coal | 0.8 | Commercial CHP
57928 | SIUC | EMER | Petroleum Liquids | 1.6 | Commercial CHP
57928 | SIUC | GEN5 | Conventional Steam Coal | 3.5 | Commercial CHP
57930 | Amonix UASTP Solar Power Station | UAST | Solar Photovoltaic | 1.9 | IPP Non-CHP
57931 | Holyoke Solar Cooperative at Mueller | PV1 | Solar Photovoltaic | 2.7 | IPP Non-CHP
57932 | Wentzville Assembly & Contiguous | GEN1 | Natural Gas Steam Turbine | 3 | Industrial CHP
58029 | Constellation New Energy Inc | PV1 | Solar Photovoltaic | 3.9 | IPP Non-CHP
57939 | Walmart Casa Grande | 1 | Solar Photovoltaic | 1 | IPP Non-CHP
57939 | Walmart Casa Grande | 2 | Solar Photovoltaic | 1 | IPP Non-CHP
58086 | Intel Folsom | 1 | Solar Photovoltaic | 0.5 | IPP Non-CHP
58086 | Intel Folsom | 2 | Solar Photovoltaic | 0.5 | IPP Non-CHP
58586 | Town of East Bridgewater | 1 | Solar Photovoltaic | 2 | IPP Non-CHP
58631 | Queen Anne's County | 1 | Solar Photovoltaic | 2 | IPP Non-CHP
58632 | Actus Lend Lease DMAFB | 1 | Solar Photovoltaic | 3 | IPP Non-CHP
58633 | Monterey Regional Water Pollution Contro | 1 | Solar Photovoltaic | 1 | IPP Non-CHP
58634 | Lancaster Baptist Church | 1 | Solar Photovoltaic | 1 | IPP Non-CHP
58636 | Sacramento Fairbain Water Treatment Plan | 1 | Solar Photovoltaic | 1 | IPP Non-CHP
58954 | Intel Folsom Phase 2 | PV | Solar Photovoltaic | 1 | IPP Non-CHP
58961 | Oregon University System OIT Klamath Fal | PV | Solar Photovoltaic | 2 | IPP Non-CHP
58963 | Las Virgenes Municipal Water District | PV | Solar Photovoltaic | 1 | IPP Non-CHP
59094 | Division 1 | GEN 1 | Solar Photovoltaic | 1.5 | IPP Non-CHP
59095 | Division 2 | GEN 1 | Solar Photovoltaic | 1 | IPP Non-CHP
59096 | Division 3 | GEN1 | Solar Photovoltaic | 1 | IPP Non-CHP
59098 | Kettering Solar 1 | PV1 | Solar Photovoltaic | 1 | IPP Non-CHP
59099 | Kettering Solar 2 | PV1 | Solar Photovoltaic | 1 | IPP Non-CHP
59788 | Advance Stores Company, Inc | PV1 | Solar Photovoltaic | 1 | IPP Non-CHP
59790 | Oregon University System Rabbit Field | PV1 | Solar Photovoltaic | 1.2 | IPP Non-CHP
57938 | ADA Carbon Solutions Red River | GEN1 | All Other | 20.8 | Industrial CHP
57937 | Western Sugar Coop - Scottsbluff | SCBF | Conventional Steam Coal | 5 | Industrial Non-CHP
57967 | Western Sugar Coop - Torrington | GEGEN | Conventional Steam Coal | 2 | Industrial CHP
58081 | Western Sugar Coop- Ft Morgan | ATB-2 | Conventional Steam Coal | 3 | Industrial CHP
57936 | Albany Brewery | GEN1 | Conventional Steam Coal | 6 | Industrial CHP
57940 | Wausau Paper Middletown | G3 | Conventional Steam Coal | 7.5 | Industrial CHP
57941 | Town of Uxbridge MA at Commerce Dr | PV1 | Solar Photovoltaic | 1.8 | IPP Non-CHP
57942 | Town of Norfolk MA at Medway Branch | PV1 | Solar Photovoltaic | 1.2 | IPP Non-CHP
57944 | Goddard Steam Plant | 1 | Conventional Steam Coal | 6.2 | Commercial Non-CHP
57944 | Goddard Steam Plant | 2 | Conventional Steam Coal | 6.2 | Commercial Non-CHP
57949 | MSC Sebewaing | 1 | Conventional Steam Coal | 1.5 | Industrial Non-CHP
57949 | MSC Sebewaing | 2 | Conventional Steam Coal | 1 | Industrial Non-CHP
57950 | MSC Croswell | 1 | Conventional Steam Coal | 1.3 | Industrial Non-CHP
57948 | NJ Oak Solar Plant | OAK | Solar Photovoltaic | 10 | IPP Non-CHP
57951 | Shore Point Solar | 1 | Solar Photovoltaic | 1 | IPP Non-CHP
57953 | Roquette America | GT | Natural Gas Fired Combined Cycle | 40 | Industrial CHP
57953 | Roquette America | HRSG | Natural Gas Fired Combined Cycle | 10 | Industrial CHP
57953 | Roquette America | ST | Petroleum Coke | 34.4 | Industrial CHP
57963 | Musselshell Wind Project | MS01 | Onshore Wind Turbine | 10 | IPP Non-CHP
57427 | Ryegrass Windfarm | 1 | Onshore Wind Turbine | 23 | IPP Non-CHP
57428 | Hammett Hill Windfarm | 1 | Onshore Wind Turbine | 23 | IPP Non-CHP
57429 | Mainline Windfarm | 1 | Onshore Wind Turbine | 23 | IPP Non-CHP
57430 | Desert Meadow Windfarm | 1 | Onshore Wind Turbine | 23 | IPP Non-CHP
57431 | Cold Springs Windfarm | 1 | Onshore Wind Turbine | 23 | IPP Non-CHP
57444 | Two Ponds Windfarm | 1 | Onshore Wind Turbine | 23 | IPP Non-CHP
57965 | Musselshell Wind Project Two LLC | MS02 | Onshore Wind Turbine | 10 | IPP Non-CHP
57968 | Cashton Greens Wind Farm | CGWF | Onshore Wind Turbine | 5 | IPP Non-CHP
57966 | Southeast Steam Plant | SSP | Natural Gas Steam Turbine | 13 | Commercial Non-CHP
57969 | Darrington | GEN1 | Wood/Wood Waste Biomass | 4.5 | Industrial CHP
57970 | Butte College Main Campus Solar | SOL1 | Solar Photovoltaic | 3.5 | Commercial Non-CHP
57977 | High Sierra Cogeneration Plant | ENG1 | Natural Gas Internal Combustion Engine | 3 | Electric Utility
57977 | High Sierra Cogeneration Plant | ENG2 | Natural Gas Internal Combustion Engine | 3 | Electric Utility
57982 | Meridian Vineyards | PV-1 | Solar Photovoltaic | 0.5 | IPP Non-CHP
57982 | Meridian Vineyards | PV-2 | Solar Photovoltaic | 0.6 | IPP Non-CHP
58073 | SEPV 1 | SEPV | Solar Photovoltaic | 2 | IPP Non-CHP
58074 | SEPV 2 | SEPV | Solar Photovoltaic | 2 | IPP Non-CHP
58118 | La Joya Del Sol | JDS1 | Solar Photovoltaic | 1.5 | IPP Non-CHP
58144 | SVEP Solar Project Company | SVEP1 | Solar Photovoltaic | 2 | IPP Non-CHP
58145 | Williamstown Solar | WTS_1 | Solar Photovoltaic | 2 | IPP Non-CHP
57983 | Stephens Ranch Wind Energy LLC | 1 | Onshore Wind Turbine | 211 | IPP Non-CHP
10216 | Alabama River Pulp | GEN1 | Wood/Wood Waste Biomass | 48 | Industrial CHP
54429 | Alabama Pine Pulp | GEN2 | Wood/Wood Waste Biomass | 69 | Industrial CHP
2880 | Richland | 1 | Petroleum Liquids | 15 | IPP Non-CHP
2880 | Richland | 2 | Natural Gas Fired Combustion Turbine | 15 | IPP Non-CHP
2880 | Richland | 3 | Natural Gas Fired Combustion Turbine | 15 | IPP Non-CHP
2880 | Richland | 4 | Natural Gas Fired Combustion Turbine | 135 | IPP Non-CHP
2880 | Richland | 5 | Natural Gas Fired Combustion Turbine | 135 | IPP Non-CHP
2880 | Richland | 6 | Natural Gas Fired Combustion Turbine | 135 | IPP Non-CHP
2881 | Stryker | 1 | Petroleum Liquids | 19 | IPP Non-CHP
57986 | SunE EPE1 LLC | 1 | Solar Photovoltaic | 10 | IPP Non-CHP
57985 | SunE EPE2 LLC | 1 | Solar Photovoltaic | 12 | IPP Non-CHP
57988 | Lincoln Landfill | GEN 5 | Landfill Gas | 0.8 | IPP Non-CHP
57988 | Lincoln Landfill | GEN 6 | Landfill Gas | 0.8 | IPP Non-CHP
57988 | Lincoln Landfill | GEN1 | Landfill Gas | 0.8 | IPP Non-CHP
57988 | Lincoln Landfill | GEN2 | Landfill Gas | 0.8 | IPP Non-CHP
57988 | Lincoln Landfill | GEN3 | Landfill Gas | 0.8 | IPP Non-CHP
57988 | Lincoln Landfill | GEN4 | Landfill Gas | 0.8 | IPP Non-CHP
57987 | Canadian Hills Wind | 1 | Onshore Wind Turbine | 298.5 | IPP Non-CHP
57992 | Boston Scientific Solar | BSMA | Solar Photovoltaic | 1.1 | IPP Non-CHP
58032 | Padelford Solar | PSMA | Solar Photovoltaic | 2.2 | IPP Non-CHP
58174 | Wilson Solar | WSMA | Solar Photovoltaic | 2 | IPP Non-CHP
58362 | Quittacas Pond Solar | QPMA | Solar Photovoltaic | 3.5 | IPP Non-CHP
58514 | Desert Hot Springs Solar | DHCA | Solar Photovoltaic | 2.3 | IPP Non-CHP
58749 | Tihonet Solar | TSMA | Solar Photovoltaic | 1 | IPP Non-CHP
57994 | Apple Data Center PV | PV1 | Solar Photovoltaic | 21 | Commercial Non-CHP
58264 | Apple Data Center - Fuel Cell 1&2 | FC1 | Landfill Gas | 5 | Commercial Non-CHP
58264 | Apple Data Center - Fuel Cell 1&2 | FC2 | Landfill Gas | 5.5 | Commercial Non-CHP
58466 | Mesa Solar Array | MSA1 | Solar Photovoltaic | 4 | IPP Non-CHP
58701 | Apple Data Center - PV2 | PV2 | Solar Photovoltaic | 20 | Commercial Non-CHP
57995 | NaturEner Rim Rock Energy | RR | Onshore Wind Turbine | 189 | IPP Non-CHP
57996 | Auwahi Wind Energy | AWEB | Batteries | 11 | IPP Non-CHP
57996 | Auwahi Wind Energy | AWET | Onshore Wind Turbine | 24 | IPP Non-CHP
58001 | Panda Temple Power Station | CTG-1 | Natural Gas Fired Combined Cycle | 232 | IPP Non-CHP
58001 | Panda Temple Power Station | CTG-2 | Natural Gas Fired Combined Cycle | 232 | IPP Non-CHP
58001 | Panda Temple Power Station | STG-1 | Natural Gas Fired Combined Cycle | 339.2 | IPP Non-CHP
58004 | Granite Reliable Power | 1 | Onshore Wind Turbine | 99 | IPP Non-CHP
58005 | Panda Sherman Power Station | CTG-1 | Natural Gas Fired Combined Cycle | 232 | IPP Non-CHP
58005 | Panda Sherman Power Station | CTG-2 | Natural Gas Fired Combined Cycle | 232 | IPP Non-CHP
58005 | Panda Sherman Power Station | STG-1 | Natural Gas Fired Combined Cycle | 339.2 | IPP Non-CHP
58006 | Salt Palace Solar Gen Plant | 1 | Solar Photovoltaic | 0.8 | IPP Non-CHP
58006 | Salt Palace Solar Gen Plant | 2 | Solar Photovoltaic | 0.5 | IPP Non-CHP
58007 | Brea Expansion Plant | G1 | Landfill Gas | 6.8 | IPP Non-CHP
58007 | Brea Expansion Plant | G2 | Landfill Gas | 6.8 | IPP Non-CHP
58007 | Brea Expansion Plant | G3 | Landfill Gas | 6.8 | IPP Non-CHP
58007 | Brea Expansion Plant | G4 | Landfill Gas | 6.8 | IPP Non-CHP
58007 | Brea Expansion Plant | G5 | Landfill Gas | 10 | IPP Non-CHP
58009 | SunE CPS3 LLC | 1 | Solar Photovoltaic | 5.6 | IPP Non-CHP
58009 | SunE CPS3 LLC | 2 | Solar Photovoltaic | 5 | IPP Non-CHP
58011 | IKEA Savannah 490 | PV | Solar Photovoltaic | 1.2 | Commercial Non-CHP
58012 | IKEA Tampa 042 | PV | Solar Photovoltaic | 1 | Commercial Non-CHP
58013 | IKEA Round Rock 027 | PV | Solar Photovoltaic | 1.4 | Commercial Non-CHP
58014 | IKEA Perryville 460 | PV | Solar Photovoltaic | 2.1 | Commercial Non-CHP
58015 | IKEA College Park 411 | PV | Solar Photovoltaic | 1 | Commercial Non-CHP
58016 | IKEA Westhampton 061 | PV | Solar Photovoltaic | 1.8 | Commercial Non-CHP
58028 | IKEA Tejon 345 | PV | Solar Photovoltaic | 1.5 | Commercial Non-CHP
58010 | WSMR I | WSMR1 | Solar Photovoltaic | 4.2 | IPP Non-CHP
58010 | WSMR I | WSMR2 | Solar Photovoltaic | 0.4 | IPP Non-CHP
58017 | Copper Mountain Solar 2 | PV01 | Solar Photovoltaic | 30 | IPP Non-CHP
58017 | Copper Mountain Solar 2 | PV02 | Solar Photovoltaic | 30 | IPP Non-CHP
58017 | Copper Mountain Solar 2 | PV03 | Solar Photovoltaic | 34 | IPP Non-CHP
2831 | Dicks Creek | 1 | Natural Gas Fired Combustion Turbine | 100 | Electric Utility
2831 | Dicks Creek | 3 | Natural Gas Fired Combustion Turbine | 16.5 | Electric Utility
2831 | Dicks Creek | 4 | Petroleum Liquids | 21.3 | Electric Utility
2831 | Dicks Creek | 5 | Petroleum Liquids | 21.3 | Electric Utility
55236 | Lee Energy Facility | CT1 | Natural Gas Fired Combustion Turbine | 101.8 | IPP Non-CHP
55236 | Lee Energy Facility | CT2 | Natural Gas Fired Combustion Turbine | 101.8 | IPP Non-CHP
55236 | Lee Energy Facility | CT3 | Natural Gas Fired Combustion Turbine | 101.8 | IPP Non-CHP
55236 | Lee Energy Facility | CT4 | Natural Gas Fired Combustion Turbine | 101.8 | IPP Non-CHP
55236 | Lee Energy Facility | CT5 | Natural Gas Fired Combustion Turbine | 101.8 | IPP Non-CHP
55236 | Lee Energy Facility | CT6 | Natural Gas Fired Combustion Turbine | 101.8 | IPP Non-CHP
55236 | Lee Energy Facility | CT7 | Natural Gas Fired Combustion Turbine | 101.8 | IPP Non-CHP
55236 | Lee Energy Facility | CT8 | Natural Gas Fired Combustion Turbine | 101.8 | IPP Non-CHP
55397 | Washington Energy Facility | CT1 | Natural Gas Fired Combined Cycle | 198.9 | IPP Non-CHP
55397 | Washington Energy Facility | CT2 | Natural Gas Fired Combined Cycle | 198.9 | IPP Non-CHP
55397 | Washington Energy Facility | ST1 | Natural Gas Fired Combined Cycle | 317.1 | IPP Non-CHP
55516 | Fayette Energy Facility | CTG1 | Natural Gas Fired Combined Cycle | 163.5 | IPP Non-CHP
55516 | Fayette Energy Facility | CTG2 | Natural Gas Fired Combined Cycle | 163.5 | IPP Non-CHP
55516 | Fayette Energy Facility | STG1 | Natural Gas Fired Combined Cycle | 317.1 | IPP Non-CHP
55736 | Hanging Rock Energy Facility | 1GT1 | Natural Gas Fired Combined Cycle | 163.5 | IPP Non-CHP
55736 | Hanging Rock Energy Facility | 1GT2 | Natural Gas Fired Combined Cycle | 163.5 | IPP Non-CHP
55736 | Hanging Rock Energy Facility | 1ST | Natural Gas Fired Combined Cycle | 317.1 | IPP Non-CHP
55736 | Hanging Rock Energy Facility | 2GT1 | Natural Gas Fired Combined Cycle | 163.5 | IPP Non-CHP
55736 | Hanging Rock Energy Facility | 2GT2 | Natural Gas Fired Combined Cycle | 163.5 | IPP Non-CHP
55736 | Hanging Rock Energy Facility | 2ST | Natural Gas Fired Combined Cycle | 317.1 | IPP Non-CHP
58018 | Shooting Star Wind Project LLC | 1 | Onshore Wind Turbine | 104 | IPP Non-CHP
58019 | High Mesa Energy LLC | 1 | Onshore Wind Turbine | 40 | IPP Non-CHP
58020 | Beebe Renewable Energy LLC | 1 | Onshore Wind Turbine | 81.6 | IPP Non-CHP
58021 | Whitetail Wind Energy LLC | 1 | Onshore Wind Turbine | 92 | IPP Non-CHP
58023 | Evergreen Community Power | ECP | Wood/Wood Waste Biomass | 33 | Industrial CHP
58025 | Mt Wachusett Community College | WTG1 | Onshore Wind Turbine | 1.7 | Commercial Non-CHP
58025 | Mt Wachusett Community College | WTG2 | Onshore Wind Turbine | 1.7 | Commercial Non-CHP
58026 | Spruce Mountain WInd | 1 | Onshore Wind Turbine | 20 | IPP Non-CHP
58027 | SunE CPS2 LLC | 1 | Solar Photovoltaic | 10 | IPP Non-CHP
58034 | Nickel 1 Solar Facility | 1 | Solar Photovoltaic | 1.5 | IPP Non-CHP
58036 | Riverside Renewable Energy LLC | 1 | Solar Photovoltaic | 7.5 | IPP Non-CHP
58037 | Buckeye Union HS District 201 | PV1 | Solar Photovoltaic | 3.3 | IPP Non-CHP
58038 | Buffalo Center Wind LLC | BCW | Onshore Wind Turbine | 1.5 | IPP Non-CHP
58039 | RET Modesto Solar | 1 | Solar Photovoltaic | 25 | IPP Non-CHP
58040 | United Stationers Supply Solar Electric | SEF-A | Solar Photovoltaic | 2 | Commercial Non-CHP
58040 | United Stationers Supply Solar Electric | SEF-B | Solar Photovoltaic | 0.8 | Commercial Non-CHP
58090 | Middlesex Apple Orchard Solar | SEF-1 | Solar Photovoltaic | 1.3 | Commercial Non-CHP
58090 | Middlesex Apple Orchard Solar | SEF-2 | Solar Photovoltaic | 3.4 | Commercial Non-CHP
58356 | The Lawrenceville School Solar Facility | TLS | Solar Photovoltaic | 5.2 | IPP Non-CHP
58357 | White Rose Foods Solar Facility | WR | Solar Photovoltaic | 4.2 | Commercial Non-CHP
58358 | North Jersey Media Group Solar Facility | NJMG | Solar Photovoltaic | 4.1 | Commercial Non-CHP
58359 | Gerresheimer Glass Solar Facility | GG | Solar Photovoltaic | 2.3 | Commercial Non-CHP
58360 | Atlantic Coast Freezers Solar Facility | ACF | Solar Photovoltaic | 2.2 | Commercial Non-CHP
58361 | Williams-Sonoma Solar Facility | WS | Solar Photovoltaic | 3 | Commercial Non-CHP
59630 | CentraState Medical Center PV Facility | CS | Solar Photovoltaic | 6.3 | Commercial Non-CHP
59631 | Imclone Solar Electric Facility | IM | Solar Photovoltaic | 10 | Commercial Non-CHP
58041 | Chisholm View Wind Project | 1 | Onshore Wind Turbine | 235.2 | IPP Non-CHP
58042 | Black Mountain Solar LLC | 1 | Solar Photovoltaic | 9 | IPP Non-CHP
58043 | Lilly Technical Center | 1 | Petroleum Liquids | 1 | Industrial Non-CHP
58043 | Lilly Technical Center | 2 | Petroleum Liquids | 1 | Industrial Non-CHP
58043 | Lilly Technical Center | 3 | Petroleum Liquids | 2 | Industrial Non-CHP
58043 | Lilly Technical Center | 4 | Petroleum Liquids | 2 | Industrial Non-CHP
58044 | Pioneer Grove Wind Farm | GEN1 | Onshore Wind Turbine | 6 | IPP Non-CHP
58045 | Community Wind South | GEN1 | Onshore Wind Turbine | 30 | IPP Non-CHP
58068 | SunE CPS1 LLC | 1 | Solar Photovoltaic | 10 | IPP Non-CHP
58049 | Jordache Enterprises Solar | PV | Solar Photovoltaic | 1 | Commercial Non-CHP
58048 | BayWa r.e Mozart LLC | 1 | Onshore Wind Turbine | 30 | IPP Non-CHP
58233 | Wagner Wind LLC | GEN1 | Onshore Wind Turbine | 6 | IPP Non-CHP
58464 | Broadview Energy Prime LLC | 0001 | Onshore Wind Turbine | 9.9 | IPP Non-CHP
58465 | Broadview Energy Prime 2 LLC | 0002 | Onshore Wind Turbine | 9.9 | IPP Non-CHP
58939 | Anderson Wind I | AND1 | Onshore Wind Turbine | 5 | IPP Non-CHP
58940 | Anderson Wind II | AND2 | Onshore Wind Turbine | 10 | IPP Non-CHP
58046 | Works 53 | 1 | Petroleum Liquids | 1 | Industrial Non-CHP
58046 | Works 53 | 2 | Petroleum Liquids | 1.2 | Industrial Non-CHP
58046 | Works 53 | 3 | Petroleum Liquids | 0.8 | Industrial Non-CHP
58047 | PPG Monroeville Chemicals Center | 2 | Petroleum Liquids | 0.3 | Commercial Non-CHP
58047 | PPG Monroeville Chemicals Center | 3 | Petroleum Liquids | 0.8 | Commercial Non-CHP
58051 | PPG Industries, Inc. Works 6 | L1 | Petroleum Liquids | 2 | Industrial Non-CHP
58051 | PPG Industries, Inc. Works 6 | L2AE | Petroleum Liquids | 1.5 | Industrial Non-CHP
58051 | PPG Industries, Inc. Works 6 | L2BW | Petroleum Liquids | 1.5 | Industrial Non-CHP
58052 | Battle Creek Mill | 1TG | Natural Gas Steam Turbine | 2 | Industrial CHP
58052 | Battle Creek Mill | 2TG | Natural Gas Steam Turbine | 2 | Industrial CHP
58053 | PPG Industries, Inc. Works 15 | IG#2 | Petroleum Liquids | 0.9 | Industrial Non-CHP
58053 | PPG Industries, Inc. Works 15 | OG#1 | Petroleum Liquids | 1.3 | Industrial Non-CHP
58053 | PPG Industries, Inc. Works 15 | OG#3 | Petroleum Liquids | 1.1 | Industrial Non-CHP
58054 | Burgess BioPower | ST01 | Wood/Wood Waste Biomass | 75 | IPP Non-CHP
54526 | ReEnergy Biomass LLC | STG | Wood/Wood Waste Biomass | 21.1 | IPP CHP
10354 | ReEnergy Livermore Falls | GEN1 | Wood/Wood Waste Biomass | 39.6 | IPP Non-CHP
50277 | ReEnergy Chateaugay Power Station | GEN1 | Wood/Wood Waste Biomass | 19.7 | IPP Non-CHP
58055 | Windy Ridge Generating Facility | 1 | Other Waste Biomass | 0.7 | Industrial Non-CHP
58055 | Windy Ridge Generating Facility | 2 | Other Waste Biomass | 0.7 | Industrial Non-CHP
58056 | MillerCoors Irwindale Brewery | JEN1 | Other Waste Biomass | 0.5 | Industrial Non-CHP
58056 | MillerCoors Irwindale Brewery | JEN2 | Other Waste Biomass | 0.5 | Industrial Non-CHP
58056 | MillerCoors Irwindale Brewery | T100 | Natural Gas Fired Combustion Turbine | 5.2 | Industrial Non-CHP
58056 | MillerCoors Irwindale Brewery | T200 | Natural Gas Fired Combustion Turbine | 5.2 | Industrial Non-CHP
58057 | MillerCoors Shenandoah Brewery | WWTP | Other Waste Biomass | 1.4 | Industrial Non-CHP
58058 | Paramount Refinery | 1 | Natural Gas Fired Combustion Turbine | 6.7 | Industrial CHP
58062 | Imperial Valley Solar Company 1 LLC | 0001 | Solar Photovoltaic | 23 | IPP Non-CHP
58063 | SABIC Innovative Plastics Mt. Vernon | 1 | Conventional Steam Coal | 5.5 | Industrial Non-CHP
58064 | Laredo Bus Facility Solar Canopies | LBFS | Solar Photovoltaic | 1 | Commercial Non-CHP
58066 | PCA, Filer City Mill | TG2 | Natural Gas Steam Turbine | 8 | Industrial Non-CHP
58066 | PCA, Filer City Mill | TG3 | Natural Gas Steam Turbine | 11.5 | Industrial Non-CHP
58065 | Charlestown Wind Turbine | CWT1 | Onshore Wind Turbine | 1.5 | IPP Non-CHP
58071 | Windwalkers LLC | 1 | Onshore Wind Turbine | 1.6 | IPP Non-CHP
58089 | Roeder Family Wind Farm LLC | 1 | Onshore Wind Turbine | 1.6 | IPP Non-CHP
58069 | PRSI FCC Generator | 55M1 | Petroleum Coke | 4.7 | Industrial CHP
58070 | Mercer Mall | 1 | Solar Photovoltaic | 1.1 | IPP Non-CHP
58075 | El Dorado Refinery | L3804 | Natural Gas Fired Combustion Turbine | 38.9 | Industrial CHP
58076 | Edwards Air Force Base | 1 | Solar Photovoltaic | 1 | IPP Non-CHP
58076 | Edwards Air Force Base | 2 | Solar Photovoltaic | 1 | IPP Non-CHP
58076 | Edwards Air Force Base | 3 | Solar Photovoltaic | 1 | IPP Non-CHP
58270 | Acushnet AD Makepeace | 1 | Solar Photovoltaic | 4.7 | IPP Non-CHP
58271 | Acushnet Hawes Reed Road | 1 | Solar Photovoltaic | 1 | IPP Non-CHP
58272 | Easthampton Landfill-City of Easthampton | 1 | Solar Photovoltaic | 1.9 | IPP Non-CHP
58522 | Madera Community Hospital | 1 | Solar Photovoltaic | 1 | IPP Non-CHP
59121 | Acushnet-Braley Road 1 | 57449 | Solar Photovoltaic | 1.9 | IPP Non-CHP
59128 | Acushnet- High Hill | 57449 | Solar Photovoltaic | 3.2 | IPP Non-CHP
59129 | CSD 2- Freedom High | 57449 | Solar Photovoltaic | 1.1 | IPP Non-CHP
59130 | CSD 2 - Heritage High | 57449 | Solar Photovoltaic | 1.3 | IPP Non-CHP
59131 | Dartmouth Landfill | 57449 | Solar Photovoltaic | 1.3 | IPP Non-CHP
59132 | EAFB - North Base | 57449 | Solar Photovoltaic | 1.1 | IPP Non-CHP
59133 | EAFB - South Base | 57449 | Solar Photovoltaic | 1.1 | IPP Non-CHP
59134 | Easton Landfill | 57449 | Solar Photovoltaic | 1.9 | IPP Non-CHP
59135 | Ludlow Landfill | 57449 | Solar Photovoltaic | 2.6 | IPP Non-CHP
59136 | Methuen Landfill | 57449 | Solar Photovoltaic | 1.3 | IPP Non-CHP
59137 | Plymouth Site 1 | 57449 | Solar Photovoltaic | 5.6 | IPP Non-CHP
59138 | SDCCD - Miramar | 57449 | Solar Photovoltaic | 1.1 | IPP Non-CHP
59139 | SDCWA - Twin Oaks | 57449 | Solar Photovoltaic | 1.1 | IPP Non-CHP
58077 | Cross Oil Refining & Marketing, Inc | CROSS | Natural Gas Fired Combustion Turbine | 3.5 | Industrial CHP
58078 | Rocky Ridge Wind Project | GE 1. | Onshore Wind Turbine | 148.8 | IPP Non-CHP
58080 | Wolf Ridge Wind | 1 | Onshore Wind Turbine | 112.5 | IPP Non-CHP
58083 | Fullerton Mill CHP | GTG1 | Natural Gas Fired Combined Cycle | 19 | Industrial CHP
58083 | Fullerton Mill CHP | STG1 | Natural Gas Fired Combined Cycle | 2 | Industrial CHP
58084 | Kimberly Clark-Unit 1,2,3 | GT100 | Natural Gas Fired Combined Cycle | 16.1 | Industrial CHP
58084 | Kimberly Clark-Unit 1,2,3 | GT200 | Natural Gas Fired Combustion Turbine | 16.1 | Industrial CHP
58084 | Kimberly Clark-Unit 1,2,3 | GT300 | Natural Gas Fired Combined Cycle | 4.1 | Industrial CHP
58091 | Keystone Solar | KSTN | Solar Photovoltaic | 5 | IPP Non-CHP
58085 | PRC-Desoto Intl/PPG Aerospace | CATR1 | Petroleum Liquids | 0.5 | Industrial Non-CHP
58085 | PRC-Desoto Intl/PPG Aerospace | CATR2 | Petroleum Liquids | 1 | Industrial Non-CHP
58088 | Stony Creek Wind Farm NY | 1 | Onshore Wind Turbine | 94.4 | IPP Non-CHP
58093 | BBB Corporate Headquarters | HQNJ | Solar Photovoltaic | 1 | IPP Non-CHP
58094 | Christmas Tree Shops DC Burlington NJ | FINJ | Solar Photovoltaic | 2.1 | IPP Non-CHP
58095 | Harmon DC Totowa NJ | TONJ | Solar Photovoltaic | 1.5 | IPP Non-CHP
58096 | Bed Bath & Beyond DC Port Reading NJ | PTNJ | Solar Photovoltaic | 1.8 | Commercial Non-CHP
58101 | Foundation Cemex River Plant | WTG1 | Onshore Wind Turbine | 1.6 | IPP Non-CHP
58101 | Foundation Cemex River Plant | WTG2 | Onshore Wind Turbine | 1.6 | IPP Non-CHP
58102 | Foundation Cemex BMQ | WTG1 | Onshore Wind Turbine | 1.5 | IPP Non-CHP
58102 | Foundation Cemex BMQ | WTG2 | Onshore Wind Turbine | 1.5 | IPP Non-CHP
58104 | Foundation Superior Farms | WTG1 | Onshore Wind Turbine | 1 | Industrial Non-CHP
58105 | Foundation Wal-Mart Red Bluff | WTG1 | Onshore Wind Turbine | 1 | Commercial Non-CHP
58100 | Kern Oil & Refining Co | 5900 | Natural Gas Fired Combustion Turbine | 4.5 | Industrial Non-CHP
58103 | Heritage Garden Wind Farm I LLC | 1 | Onshore Wind Turbine | 28 | IPP Non-CHP
58891 | Big Turtle Wind Farm, LLC | BTWF1 | Onshore Wind Turbine | 20 | IPP Non-CHP
58108 | International Paper Red River Mill | 3 T-G | Wood/Wood Waste Biomass | 78.8 | Industrial CHP
58112 | Foundation Cemex Madison | WTG1 | Onshore Wind Turbine | 1 | IPP Non-CHP
58113 | Foundation RRM | WTG1 | Onshore Wind Turbine | 1 | IPP Non-CHP
58113 | Foundation RRM | WTG2 | Onshore Wind Turbine | 1 | IPP Non-CHP
58114 | Foundation NWNA | WTG1 | Onshore Wind Turbine | 1.6 | IPP Non-CHP
58114 | Foundation NWNA | WTG2 | Onshore Wind Turbine | 1.6 | IPP Non-CHP
58110 | Brookside Newark | BRK | Other Natural Gas | 3.1 | IPP Non-CHP
58433 | Red Lion Energy Center | RED1 | Other Natural Gas | 5.8 | IPP Non-CHP
58433 | Red Lion Energy Center | RED2 | Other Natural Gas | 6.4 | IPP Non-CHP
58433 | Red Lion Energy Center | RED3 | Other Natural Gas | 3.7 | IPP Non-CHP
58433 | Red Lion Energy Center | RED4 | Other Natural Gas | 3.7 | IPP Non-CHP
58433 | Red Lion Energy Center | RED5 | Other Natural Gas | 3.7 | IPP Non-CHP
58433 | Red Lion Energy Center | RED6 | Other Natural Gas | 3.7 | IPP Non-CHP
58109 | Georgia-Pacific Toledo Mill | TG1 | Wood/Wood Waste Biomass | 18.5 | Industrial CHP
58109 | Georgia-Pacific Toledo Mill | TG2 | Wood/Wood Waste Biomass | 18.8 | Industrial CHP
57834 | Pinyon Pine I | AW07 | Onshore Wind Turbine | 168 | IPP Non-CHP
57837 | Pinyon Pine II | AW09 | Onshore Wind Turbine | 132 | IPP Non-CHP
58111 | Bishop Hill II Wind Farm | 1 | Onshore Wind Turbine | 81 | IPP Non-CHP
58117 | TNSG South Plant | 1A | Natural Gas Internal Combustion Engine | 1.4 | Electric Utility
58117 | TNSG South Plant | 2 | Natural Gas Internal Combustion Engine | 0.8 | Electric Utility
58117 | TNSG South Plant | 3 | Natural Gas Internal Combustion Engine | 0.8 | Electric Utility
58117 | TNSG South Plant | 4A | Natural Gas Internal Combustion Engine | 1.4 | Electric Utility
58117 | TNSG South Plant | 6 | Natural Gas Internal Combustion Engine | 3.4 | Electric Utility
58278 | TNSG North Plant | 13 | Petroleum Liquids | 0.3 | Electric Utility
58278 | TNSG North Plant | CT1 | Natural Gas Fired Combustion Turbine | 5.2 | Electric Utility
58278 | TNSG North Plant | CT2 | Natural Gas Fired Combustion Turbine | 5.2 | Electric Utility
58278 | TNSG North Plant | CT3 | Natural Gas Fired Combustion Turbine | 7.5 | Electric Utility
58278 | TNSG North Plant | CT4 | Natural Gas Fired Combustion Turbine | 7.5 | Electric Utility
58116 | Cellu Tissue | GEN1 | Natural Gas Internal Combustion Engine | 3 | Industrial Non-CHP
58119 | Depot Park Solar System | DPSS | Solar Photovoltaic | 3 | IPP Non-CHP
57073 | Ivanpah 2 | ST1 | Solar Thermal without Energy Storage | 133.4 | IPP Non-CHP
57074 | Ivanpah 1 | ST1 | Solar Thermal without Energy Storage | 133 | IPP Non-CHP
57075 | Ivanpah 3 | ST1 | Solar Thermal without Energy Storage | 133.4 | IPP Non-CHP
58126 | Limon Wind I | 1 | Onshore Wind Turbine | 200 | IPP Non-CHP
58127 | Limon Wind II | 1 | Onshore Wind Turbine | 200 | IPP Non-CHP
59083 | Limon III Wind LLC | WT1 | Onshore Wind Turbine | 200.6 | IPP Non-CHP
58130 | Blue Mountain Biogas | BMB N | Other Waste Biomass | 1.6 | IPP Non-CHP
58130 | Blue Mountain Biogas | BMB S | Other Waste Biomass | 1.6 | IPP Non-CHP
58129 | Fair Oaks Generating Facility | GEN1 | Other Waste Biomass | 1.1 | Industrial CHP
58131 | Outback Solar At Christmas Valley | PV1 | Solar Photovoltaic | 4.4 | IPP Non-CHP
58134 | Oberlin Spear Point Solar One | OSSO | Solar Photovoltaic | 2 | Commercial Non-CHP
58135 | Washington White Post Solar LLC | 1 | Solar Photovoltaic | 12.4 | IPP Non-CHP
58136 | Adkins Energy LLC | S5MW | Natural Gas Fired Combustion Turbine | 5 | Industrial CHP
58137 | Ensign Wind LLC | 1 | Onshore Wind Turbine | 98.9 | IPP Non-CHP
58138 | Otter Creek Ethanol Poet - Ashton | 1 | Natural Gas Fired Combustion Turbine | 7.5 | Industrial CHP
58140 | Summit Street Power Plant | GT-1 | Natural Gas Fired Combustion Turbine | 5.7 | Commercial CHP
58140 | Summit Street Power Plant | GT-2 | Natural Gas Fired Combustion Turbine | 7.5 | Commercial CHP
58142 | Rock Creek Dairy | CHP1 | Other Waste Biomass | 1.6 | IPP Non-CHP
58142 | Rock Creek Dairy | CHP2 | Other Waste Biomass | 1.6 | IPP Non-CHP
58180 | UNH 7.9 MW Plant | 1 | Landfill Gas | 7.9 | Commercial CHP
58179 | MTSU Power Co-Gen Plant | GT-01 | Natural Gas Fired Combustion Turbine | 5 | Commercial CHP
58179 | MTSU Power Co-Gen Plant | SG-01 | Petroleum Liquids | 2 | Commercial CHP
58179 | MTSU Power Co-Gen Plant | SG-02 | Petroleum Liquids | 2 | Commercial CHP
58179 | MTSU Power Co-Gen Plant | SG-03 | Petroleum Liquids | 2 | Commercial CHP
58179 | MTSU Power Co-Gen Plant | SG-04 | Petroleum Liquids | 2 | Commercial CHP
58179 | MTSU Power Co-Gen Plant | SG-05 | Petroleum Liquids | 2 | Commercial CHP
57933 | Solar Star California II LLC | 1 | Solar Photovoltaic | 2 | IPP Non-CHP
58146 | Twin Rivers Paper Co LLC | GEN5 | All Other | 22 | Industrial CHP
58169 | CSUF Trigeneration | 1 | Natural Gas Fired Combustion Turbine | 4.6 | Commercial CHP
58169 | CSUF Trigeneration | CPAC | Solar Photovoltaic | 0.3 | Commercial CHP
58169 | CSUF Trigeneration | KHS | Solar Photovoltaic | 0.3 | Commercial CHP
58169 | CSUF Trigeneration | PS4 | Solar Photovoltaic | 0.3 | Commercial CHP
58168 | Energy Center | EC01 | Natural Gas Internal Combustion Engine | 1.5 | Commercial CHP
58161 | Western Michigan University Power Plant | EG-1 | Natural Gas Internal Combustion Engine | 0.8 | Commercial CHP
58161 | Western Michigan University Power Plant | GTG-7 | Natural Gas Fired Combined Cycle | 5 | Commercial CHP
58161 | Western Michigan University Power Plant | GTG-8 | Natural Gas Fired Combined Cycle | 5 | Commercial CHP
58161 | Western Michigan University Power Plant | STG-1 | All Other | 0.9 | Commercial CHP
58157 | University of Rochester | HP | Natural Gas Steam Turbine | 18.2 | Commercial CHP
58157 | University of Rochester | LP | Natural Gas Steam Turbine | 7.2 | Commercial CHP
58147 | Prescott Solar Plant | PV1 | Solar Photovoltaic | 10.8 | IPP Non-CHP
58160 | Williams College - Campus CHP | GEN2 | Natural Gas Steam Turbine | 3 | Commercial CHP
58156 | SUNY Old Westbury College | GE | Natural Gas Internal Combustion Engine | 1.8 | Commercial Non-CHP
58148 | RE Kansas South LLC | KS | Solar Photovoltaic | 20 | IPP Non-CHP
58149 | TA-High Desert LLC | TAHD | Solar Photovoltaic | 20 | IPP Non-CHP
58151 | Central Utility Plant - Texas A&M | GTG01 | Natural Gas Fired Combined Cycle | 34.1 | Commercial CHP
58151 | Central Utility Plant - Texas A&M | STG02 | Natural Gas Fired Combined Cycle | 11 | Commercial CHP
58151 | Central Utility Plant - Texas A&M | STG04 | Natural Gas Fired Combined Cycle | 5 | Commercial CHP
55990 | Ashtabula | 1 | Natural Gas Fired Combined Cycle | 4.9 | IPP CHP
55990 | Ashtabula | 2 | Natural Gas Fired Combined Cycle | 4.9 | IPP CHP
55990 | Ashtabula | 3 | Natural Gas Fired Combined Cycle | 4.9 | IPP CHP
55990 | Ashtabula | 4 | Natural Gas Fired Combined Cycle | 4.9 | IPP CHP
55990 | Ashtabula | 5 | Natural Gas Fired Combined Cycle | 4.9 | IPP CHP
55990 | Ashtabula | 6 | Natural Gas Fired Combined Cycle | 0.8 | IPP CHP
55990 | Ashtabula | 7 | Natural Gas Fired Combined Cycle | 0.8 | IPP CHP
58152 | Danbury Hospital Cogen Plant | GEN1 | Natural Gas Fired Combustion Turbine | 4.3 | Commercial CHP
58154 | North Sky River Energy LLC | GEN1 | Onshore Wind Turbine | 162 | IPP Non-CHP
58153 | Eastern Maine Medical Center | COGE | Natural Gas Fired Combustion Turbine | 3.8 | Commercial CHP
58177 | Kishwaukee CHP Plant | 1 | Other Waste Biomass | 1 | IPP CHP
58177 | Kishwaukee CHP Plant | 2 | Other Waste Biomass | 1 | IPP CHP
58177 | Kishwaukee CHP Plant | 3 | Other Waste Biomass | 1 | IPP CHP
58159 | UCONN Cogen Facility | CGT1 | Natural Gas Fired Combined Cycle | 6.9 | Commercial CHP
58159 | UCONN Cogen Facility | CGT2 | Natural Gas Fired Combined Cycle | 6.9 | Commercial CHP
58159 | UCONN Cogen Facility | CGT3 | Natural Gas Fired Combined Cycle | 6.9 | Commercial CHP
58159 | UCONN Cogen Facility | STG1 | All Other | 5 | Commercial CHP
58158 | Wesleyan University Cogen 1 | 1 | Natural Gas Internal Combustion Engine | 2.4 | Commercial CHP
58155 | Perrin Ranch Wind LLC | GEN1 | Onshore Wind Turbine | 99.2 | IPP Non-CHP
58163 | Mercy Medical Center | 1 | Petroleum Liquids | 0.1 | Commercial Non-CHP
58163 | Mercy Medical Center | 2 | Petroleum Liquids | 0.4 | Commercial Non-CHP
58163 | Mercy Medical Center | 3 | Petroleum Liquids | 0.4 | Commercial Non-CHP
58163 | Mercy Medical Center | 4 | Petroleum Liquids | 0.7 | Commercial Non-CHP
58163 | Mercy Medical Center | 5 | Petroleum Liquids | 0.3 | Commercial Non-CHP
58163 | Mercy Medical Center | 6 | Petroleum Liquids | 0.2 | Commercial Non-CHP
58163 | Mercy Medical Center | 7 | Petroleum Liquids | 0.3 | Commercial Non-CHP
58163 | Mercy Medical Center | 8 | Petroleum Liquids | 0.6 | Commercial Non-CHP
58162 | Cirrus Wind 1 LLC | CW | Onshore Wind Turbine | 61.2 | IPP Non-CHP
58164 | Slayton Solar | PV1 | Solar Photovoltaic | 1.7 | IPP Non-CHP
58496 | Lincoln Solar | PV2 | Solar Photovoltaic | 1.5 | IPP Non-CHP
58508 | Bear Creek Solar | PV3 | Solar Photovoltaic | 1.5 | IPP Non-CHP
58509 | Vintner Solar | PV4 | Solar Photovoltaic | 1.5 | IPP Non-CHP
58510 | Kettleman Solar Project | PV5 | Solar Photovoltaic | 1 | IPP Non-CHP
58167 | William Floyd School District | GEN1 | Natural Gas Internal Combustion Engine | 1.3 | Commercial CHP
58167 | William Floyd School District | GEN2 | Natural Gas Internal Combustion Engine | 1.3 | Commercial CHP
58167 | William Floyd School District | GEN3 | Petroleum Liquids | 1.3 | Commercial CHP
58165 | College of New Jersey | COGEN | Natural Gas Internal Combustion Engine | 6.2 | Commercial CHP
58166 | Smith College Central Heating Plant | GT-1 | Natural Gas Fired Combustion Turbine | 5.3 | Commercial CHP
58170 | Crafton Hills College Solar Farm | GEN1 | Solar Photovoltaic | 1.3 | Commercial Non-CHP
57762 | Cimarron Wind Energy LLC | CPV1 | Onshore Wind Turbine | 165.6 | IPP Non-CHP
58173 | BMW Manufacturing Co | GT601 | Landfill Gas | 5.5 | Industrial Non-CHP
58173 | BMW Manufacturing Co | GT602 | Landfill Gas | 5.5 | Industrial Non-CHP
58178 | M. G. Emmett J. Bean Federal Center | 1 | Solar Photovoltaic | 2 | IPP Non-CHP
1067 | Iowa Hydro LLC | 1 | Conventional Hydroelectric | 0.6 | IPP Non-CHP
1067 | Iowa Hydro LLC | 2 | Conventional Hydroelectric | 0.6 | IPP Non-CHP
3995 | Arpin Dam | 1 | Conventional Hydroelectric | 0.6 | IPP Non-CHP
3995 | Arpin Dam | 2 | Conventional Hydroelectric | 0.6 | IPP Non-CHP
3995 | Arpin Dam | 3 | Conventional Hydroelectric | 0.2 | IPP Non-CHP
4018 | Clam River Dam | 1 | Conventional Hydroelectric | 0.4 | IPP Non-CHP
4018 | Clam River Dam | 2 | Conventional Hydroelectric | 0.4 | IPP Non-CHP
4018 | Clam River Dam | 3 | Conventional Hydroelectric | 0.4 | IPP Non-CHP
4019 | Danbury Dam | 1 | Conventional Hydroelectric | 0.1 | IPP Non-CHP
4019 | Danbury Dam | 2 | Conventional Hydroelectric | 0.3 | IPP Non-CHP
4019 | Danbury Dam | HY3 | Conventional Hydroelectric | 0.6 | IPP Non-CHP
7118 | Cataract (MI) | 1 | Conventional Hydroelectric | 2 | IPP Non-CHP
10453 | LAC Courte Oreilles Hydroelect | U1 | Conventional Hydroelectric | 0.2 | IPP Non-CHP
10453 | LAC Courte Oreilles Hydroelect | U2 | Conventional Hydroelectric | 1.6 | IPP Non-CHP
10453 | LAC Courte Oreilles Hydroelect | U3 | Conventional Hydroelectric | 1.6 | IPP Non-CHP
55684 | Flambeau Crowley Rapids Project | GEN1 | Conventional Hydroelectric | 1 | IPP Non-CHP
55684 | Flambeau Crowley Rapids Project | GEN2 | Conventional Hydroelectric | 0.5 | IPP Non-CHP
55685 | Flambeau Lower Project | GEN1 | Conventional Hydroelectric | 0.4 | IPP Non-CHP
55685 | Flambeau Lower Project | GEN2 | Conventional Hydroelectric | 0.4 | IPP Non-CHP
55685 | Flambeau Lower Project | GEN3 | Conventional Hydroelectric | 0.4 | IPP Non-CHP
57289 | Big Blue | BBWP | Onshore Wind Turbine | 36 | IPP Non-CHP
58181 | Loyola University Health Plant | UNIT1 | Natural Gas Fired Combustion Turbine | 5.3 | Commercial Non-CHP
58181 | Loyola University Health Plant | UNIT2 | Natural Gas Fired Combustion Turbine | 5.3 | Commercial Non-CHP
58185 | Amherst College Co Gen | CTG | Natural Gas Fired Combustion Turbine | 1.2 | Commercial CHP
58185 | Amherst College Co Gen | STG | Natural Gas Steam Turbine | 0.5 | Commercial CHP
58191 | US Magnesium | GT1 | Natural Gas Fired Combustion Turbine | 16 | Industrial CHP
58191 | US Magnesium | GT2 | Natural Gas Fired Combustion Turbine | 16 | Industrial CHP
58191 | US Magnesium | GT3 | Natural Gas Fired Combustion Turbine | 16 | Industrial CHP
58186 | HVCC Cogen Plant | CG01 | Natural Gas Internal Combustion Engine | 0.9 | Commercial CHP
58186 | HVCC Cogen Plant | CG02 | Natural Gas Internal Combustion Engine | 0.9 | Commercial CHP
58186 | HVCC Cogen Plant | CG03 | Natural Gas Internal Combustion Engine | 1.4 | Commercial CHP
58186 | HVCC Cogen Plant | CG04 | Natural Gas Internal Combustion Engine | 1.4 | Commercial CHP
58186 | HVCC Cogen Plant | CG05 | Petroleum Liquids | 2.1 | Commercial CHP
58186 | HVCC Cogen Plant | CG06 | Natural Gas Internal Combustion Engine | 1.4 | Commercial CHP
58184 | Rand Whitney CHP Plant | TG-1 | Natural Gas Fired Combustion Turbine | 14.6 | Industrial CHP
58183 | Prairie Horizon Agri Energy | T5741 | Natural Gas Steam Turbine | 1.7 | Industrial CHP
58194 | West Campus Steam Plant | WC 2 | Conventional Steam Coal | 2.5 | Commercial CHP
58194 | West Campus Steam Plant | WC 3 | Conventional Steam Coal | 3.5 | Commercial CHP
58195 | East Campus Steam Plant | CT1 | Natural Gas Fired Combustion Turbine | 7 | Commercial CHP
58197 | Poet Biorefining Lake Crystal | 1 | Petroleum Liquids | 6 | Industrial Non-CHP
58197 | Poet Biorefining Lake Crystal | 2 | Natural Gas Steam Turbine | 1 | Industrial Non-CHP
58187 | 180 Raritan Solar | 1 | Solar Photovoltaic | 1.9 | IPP Non-CHP
58193 | Bonanza BioEnergy LLC | ST96 | Natural Gas Steam Turbine | 2 | Industrial CHP
58192 | Arkalon Ethanol LLC | ST961 | Natural Gas Steam Turbine | 3 | Industrial CHP
58196 | Cargill Salt Hersey | ST1 | Natural Gas Steam Turbine | 2.1 | Industrial CHP
58198 | Parnassus Central Utility Plant | GTG1 | Natural Gas Fired Combined Cycle | 5 | Commercial CHP
58198 | Parnassus Central Utility Plant | GTG2 | Natural Gas Fired Combined Cycle | 5 | Commercial CHP
58198 | Parnassus Central Utility Plant | STG1 | Natural Gas Fired Combined Cycle | 3.5 | Commercial CHP
58199 | Arizona State University CHP | G1 | Natural Gas Fired Combined Cycle | 9.2 | Commercial CHP
58200 | Burnside Alumina Plant | GEN1 | Natural Gas Steam Turbine | 4 | Industrial Non-CHP
58200 | Burnside Alumina Plant | GEN2 | Natural Gas Steam Turbine | 4 | Industrial Non-CHP
58200 | Burnside Alumina Plant | GEN3 | Natural Gas Steam Turbine | 4 | Industrial Non-CHP
58201 | Monroe Community College Plant | 1 | Natural Gas Internal Combustion Engine | 1.6 | Commercial CHP
58201 | Monroe Community College Plant | 2 | Natural Gas Internal Combustion Engine | 1.6 | Commercial CHP
58201 | Monroe Community College Plant | 3 | Natural Gas Internal Combustion Engine | 1.6 | Commercial CHP
58201 | Monroe Community College Plant | 4 | Natural Gas Internal Combustion Engine | 1.6 | Commercial CHP
58202 | RE Victor Phelan Solar One LLC | VPS1 | Solar Photovoltaic | 20 | IPP Non-CHP
58205 | Grand Ave Plant | 1 | Conventional Steam Coal | 5 | IPP CHP
602 | Brandon Shores | 1 | Conventional Steam Coal | 685 | IPP Non-CHP
602 | Brandon Shores | 2 | Conventional Steam Coal | 685 | IPP Non-CHP
1552 | C P Crane | 1 | Conventional Steam Coal | 190.4 | IPP Non-CHP
1552 | C P Crane | 2 | Conventional Steam Coal | 209.4 | IPP Non-CHP
1552 | C P Crane | GT1 | Petroleum Liquids | 16 | IPP Non-CHP
1554 | Herbert A Wagner | 1 | Natural Gas Steam Turbine | 132.8 | IPP Non-CHP
1554 | Herbert A Wagner | 2 | Conventional Steam Coal | 136 | IPP Non-CHP
1554 | Herbert A Wagner | 3 | Conventional Steam Coal | 359 | IPP Non-CHP
1554 | Herbert A Wagner | 4 | Petroleum Liquids | 414.7 | IPP Non-CHP
1554 | Herbert A Wagner | GT1 | Petroleum Liquids | 16 | IPP Non-CHP
58207 | Central Utility Plant at White Oak | G1 | Natural Gas Internal Combustion Engine | 5.7 | Commercial CHP
58207 | Central Utility Plant at White Oak | G10 | Petroleum Liquids | 2.3 | Commercial CHP
58207 | Central Utility Plant at White Oak | G11 | Petroleum Liquids | 2.3 | Commercial CHP
58207 | Central Utility Plant at White Oak | G12 | Natural Gas Fired Combined Cycle | 5 | Commercial CHP
58207 | Central Utility Plant at White Oak | G2 | Petroleum Liquids | 2.3 | Commercial CHP
58207 | Central Utility Plant at White Oak | G3 | Natural Gas Fired Combustion Turbine | 4.3 | Commercial CHP
58207 | Central Utility Plant at White Oak | G4 | Natural Gas Fired Combustion Turbine | 4.3 | Commercial CHP
58207 | Central Utility Plant at White Oak | G5 | Natural Gas Fired Combustion Turbine | 4.3 | Commercial CHP
58207 | Central Utility Plant at White Oak | G6 | Natural Gas Fired Combustion Turbine | 4.3 | Commercial CHP
58207 | Central Utility Plant at White Oak | G7 | Natural Gas Fired Combined Cycle | 7.5 | Commercial CHP
58207 | Central Utility Plant at White Oak | G8 | Natural Gas Fired Combined Cycle | 7.5 | Commercial CHP
58207 | Central Utility Plant at White Oak | G9 | Natural Gas Fired Combustion Turbine | 4.5 | Commercial CHP
58208 | Cinnamon Bay Edgeboro Landfill | 1 | Landfill Gas | 9.6 | IPP Non-CHP
58209 | NextEra-Blackwell Wind, LLC | WT | Onshore Wind Turbine | 59.8 | IPP Non-CHP
58213 | Saddle Mountain Solar I | AZ2 | Solar Photovoltaic | 15 | IPP Non-CHP
58216 | J.R. Simplot Company | 1 | All Other | 4 | Industrial Non-CHP
547 | Northfield Mountain | 1 | Hydroelectric Pumped Storage | 235 | IPP Non-CHP
547 | Northfield Mountain | 2 | Hydroelectric Pumped Storage | 235 | IPP Non-CHP
547 | Northfield Mountain | 3 | Hydroelectric Pumped Storage | 235 | IPP Non-CHP
547 | Northfield Mountain | 4 | Hydroelectric Pumped Storage | 235 | IPP Non-CHP
1629 | Cabot | 1 | Conventional Hydroelectric | 10.3 | IPP Non-CHP
1629 | Cabot | 2 | Conventional Hydroelectric | 10.3 | IPP Non-CHP
1629 | Cabot | 3 | Conventional Hydroelectric | 10.3 | IPP Non-CHP
1629 | Cabot | 4 | Conventional Hydroelectric | 10.3 | IPP Non-CHP
1629 | Cabot | 5 | Conventional Hydroelectric | 10.3 | IPP Non-CHP
1629 | Cabot | 6 | Conventional Hydroelectric | 10.3 | IPP Non-CHP
6388 | Turners Falls | 1 | Conventional Hydroelectric | 1.4 | IPP Non-CHP
6388 | Turners Falls | 2 | Conventional Hydroelectric | 0.4 | IPP Non-CHP
6388 | Turners Falls | 3 | Conventional Hydroelectric | 1.3 | IPP Non-CHP
6388 | Turners Falls | 5 | Conventional Hydroelectric | 1.3 | IPP Non-CHP
6388 | Turners Falls | 7 | Conventional Hydroelectric | 1.3 | IPP Non-CHP
58210 | NFM Solar Power LLC | 1 | Solar Photovoltaic | 1.9 | IPP Non-CHP
58219 | GL Dairy Biogas | 1426 | Other Waste Biomass | 1.4 | IPP Non-CHP
58219 | GL Dairy Biogas | 633 | Other Waste Biomass | 0.6 | IPP Non-CHP
58220 | Haviland Plastic Products | WTGA | Onshore Wind Turbine | 1.5 | Industrial Non-CHP
58220 | Haviland Plastic Products | WTGB | Onshore Wind Turbine | 1.5 | Industrial Non-CHP
58220 | Haviland Plastic Products | WTGC | Onshore Wind Turbine | 1.5 | Industrial Non-CHP
58224 | CCSU Co-Gen-STBY Gen | EC#1 | Natural Gas Internal Combustion Engine | 1.3 | Commercial CHP
58224 | CCSU Co-Gen-STBY Gen | EC#2 | Natural Gas Internal Combustion Engine | 1.3 | Commercial CHP
58224 | CCSU Co-Gen-STBY Gen | GRND | Petroleum Liquids | 0.3 | Commercial CHP
58224 | CCSU Co-Gen-STBY Gen | MEMH | Petroleum Liquids | 0.7 | Commercial CHP
7771 | Springview | 3 | Onshore Wind Turbine | 1.5 | IPP Non-CHP
7771 | Springview | 4 | Onshore Wind Turbine | 1.5 | IPP Non-CHP
58222 | E.B. Eddy Paper Inc | 3TU | Conventional Steam Coal | 5 | Industrial CHP
58223 | Hoag Hospital Cogen Plant | 1 | Natural Gas Internal Combustion Engine | 1.5 | Commercial CHP
58223 | Hoag Hospital Cogen Plant | 2 | Natural Gas Internal Combustion Engine | 1.5 | Commercial CHP
58223 | Hoag Hospital Cogen Plant | 3 | Natural Gas Internal Combustion Engine | 1.5 | Commercial CHP
58226 | Newberry Solar 1 LLC | 1 | Solar Photovoltaic | 1.5 | IPP Non-CHP
58227 | SEPV9 Power Plant | SPV9 | Solar Photovoltaic | 9 | IPP Non-CHP
55337 | PPL Ironwood LLC | CT1 | Natural Gas Fired Combined Cycle | 259.2 | IPP Non-CHP
55337 | PPL Ironwood LLC | CT2 | Natural Gas Fired Combined Cycle | 259.2 | IPP Non-CHP
55337 | PPL Ironwood LLC | ST4 | Natural Gas Fired Combined Cycle | 259.2 | IPP Non-CHP
56243 | Perham Incinerator | 1 | Municipal Solid Waste | 4.5 | Commercial CHP
58228 | Milford Solar Farm | GEN1 | Solar Photovoltaic | 11.8 | IPP Non-CHP
58229 | Lake Marion | GEN1 | Petroleum Liquids | 8.8 | IPP Non-CHP
58230 | Hastings | GEN1 | Petroleum Liquids | 8.8 | IPP Non-CHP
58231 | Lincoln Financial Field | GEN1 | Solar Photovoltaic | 2.9 | IPP Non-CHP
57890 | Horse Butte Wind I, LLC | 1 | Onshore Wind Turbine | 57.6 | Electric Utility
10378 | CPI USA NC Southport | GEN1 | Wood/Wood Waste Biomass | 67.5 | IPP CHP
10378 | CPI USA NC Southport | GEN2 | Wood/Wood Waste Biomass | 67.5 | IPP CHP
10379 | CPI USA NC Roxboro | GEN1 | Wood/Wood Waste Biomass | 67.5 | IPP Non-CHP
58234 | SEPV 8 | SPV8 | Solar Photovoltaic | 12 | IPP Non-CHP
58238 | Georgia Mountain Community Wind Farm | GMCW | Onshore Wind Turbine | 10 | IPP Non-CHP
58237 | CCSU Fuel Cell Project | CCSU | Other Natural Gas | 1.4 | Commercial CHP
58245 | Northeastern Illinois University Cogen | GEN1 | Natural Gas Internal Combustion Engine | 0.8 | Commercial CHP
58245 | Northeastern Illinois University Cogen | GEN2 | Natural Gas Internal Combustion Engine | 0.8 | Commercial CHP
58245 | Northeastern Illinois University Cogen | GEN3 | Natural Gas Internal Combustion Engine | 0.8 | Commercial CHP
58245 | Northeastern Illinois University Cogen | GEN4 | Natural Gas Internal Combustion Engine | 0.8 | Commercial CHP
58246 | Millersville LFG | CAT1 | Landfill Gas | 1.6 | IPP Non-CHP
58246 | Millersville LFG | CAT2 | Landfill Gas | 1.6 | IPP Non-CHP
58251 | C&H Sugar Plant | TG3 | All Other | 4 | Industrial CHP
58251 | C&H Sugar Plant | TG4 | All Other | 4 | Industrial CHP
50611 | Westwood Generation LLC | GEN1 | Conventional Steam Coal | 36 | IPP Non-CHP
58252 | Alpha Ridge LFG | JEN1 | Landfill Gas | 1 | IPP Non-CHP
58259 | Kalaeloa Solar Two | KAS2 | Solar Photovoltaic | 5 | IPP Non-CHP
58261 | FAA NorCal TRACON | 1 | Solar Photovoltaic | 1 | IPP Non-CHP
58262 | Badger 1 | 1 | Solar Photovoltaic | 14.8 | IPP Non-CHP
58263 | Bay View Cogeneration Facility | GTG | Landfill Gas | 5.5 | Electric Utility
58263 | Bay View Cogeneration Facility | STG | Landfill Gas | 6.5 | Electric Utility
58269 | Bay View Backup Power Facility | G1 | Petroleum Liquids | 2 | Electric Utility
58269 | Bay View Backup Power Facility | G2 | Natural Gas Internal Combustion Engine | 2 | Electric Utility
58269 | Bay View Backup Power Facility | G3 | Natural Gas Internal Combustion Engine | 2 | Electric Utility
58269 | Bay View Backup Power Facility | G4 | Natural Gas Internal Combustion Engine | 2 | Electric Utility
58269 | Bay View Backup Power Facility | G5 | Natural Gas Internal Combustion Engine | 2 | Electric Utility
58269 | Bay View Backup Power Facility | G6 | Natural Gas Internal Combustion Engine | 2 | Electric Utility
58319 | Patua Geothermal Project Phase 1A | 1 | Geothermal | 16 | IPP Non-CHP
58319 | Patua Geothermal Project Phase 1A | 3 | Geothermal | 16 | IPP Non-CHP
58319 | Patua Geothermal Project Phase 1A | 5 | Geothermal | 16 | IPP Non-CHP
1771 | Escanaba | 1 | Conventional Steam Coal | 11.5 | Electric Utility
1771 | Escanaba | 2 | Conventional Steam Coal | 11.5 | Electric Utility
1771 | Escanaba | 3 | Petroleum Liquids | 17.9 | Electric Utility
58265 | NCAH Central Utility Plant | C-3 | Petroleum Liquids | 0.2 | Commercial CHP
58265 | NCAH Central Utility Plant | EP-2 | Petroleum Liquids | 0.6 | Commercial CHP
58265 | NCAH Central Utility Plant | EP-6 | Petroleum Liquids | 0.8 | Commercial CHP
58265 | NCAH Central Utility Plant | FRZRF | Petroleum Liquids | 0.2 | Commercial CHP
58265 | NCAH Central Utility Plant | MBGEN | Petroleum Liquids | 0.5 | Commercial CHP
58265 | NCAH Central Utility Plant | S-13 | Petroleum Liquids | 2.1 | Commercial CHP
58265 | NCAH Central Utility Plant | S-14 | Petroleum Liquids | 2.1 | Commercial CHP
58265 | NCAH Central Utility Plant | S-16 | Natural Gas Fired Combustion Turbine | 3 | Commercial CHP
58265 | NCAH Central Utility Plant | S-17 | Petroleum Liquids | 2 | Commercial CHP
58265 | NCAH Central Utility Plant | S-18 | Petroleum Liquids | 2 | Commercial CHP
58265 | NCAH Central Utility Plant | S-19 | Petroleum Liquids | 2 | Commercial CHP
58265 | NCAH Central Utility Plant | S-7A | Natural Gas Fired Combustion Turbine | 1 | Commercial CHP
59361 | Browne Solar LLC | PV1 | Solar Photovoltaic | 1.4 | IPP Non-CHP
59362 | Indian Hill Solar LLC | PV1 | Solar Photovoltaic | 1.4 | IPP Non-CHP
59363 | State Street Solar LLC | PV1 | Solar Photovoltaic | 1.4 | IPP Non-CHP
59364 | Plainfield One Solar LLC | PV1 | Solar Photovoltaic | 1.3 | IPP Non-CHP
59365 | 24 Applegate Solar LLC | PV1 | Solar Photovoltaic | 4.9 | IPP Non-CHP
59366 | G&S Wantage Solar LLC | PV1 | Solar Photovoltaic | 7.5 | IPP Non-CHP
59367 | Engelhard Solar LLC | PV1 | Solar Photovoltaic | 1.1 | IPP Non-CHP
59368 | Westborough Solar LLC | PV1 | Solar Photovoltaic | 2.2 | IPP Non-CHP
59369 | Lakewood Seven Solar LLC | PV1 | Solar Photovoltaic | 1 | IPP Non-CHP
59370 | 4 Applegate Solar LLC | PV1 | Solar Photovoltaic | 1.8 | IPP Non-CHP
59371 | 12 Applegate Solar LLC | PV1 | Solar Photovoltaic | 1.9 | IPP Non-CHP
57585 | Oxnard Paper Mill | 1 | Natural Gas Fired Combustion Turbine | 29 | Industrial CHP
58306 | Exeter Solar | 1 | Solar Photovoltaic | 1 | IPP Non-CHP
58306 | Exeter Solar | 2 | Solar Photovoltaic | 1 | IPP Non-CHP
58306 | Exeter Solar | 3 | Solar Photovoltaic | 1.5 | IPP Non-CHP
58307 | Ivanhoe Solar | 1 | Solar Photovoltaic | 1.5 | IPP Non-CHP
58307 | Ivanhoe Solar | 2 | Solar Photovoltaic | 0.5 | IPP Non-CHP
58307 | Ivanhoe Solar | 3 | Solar Photovoltaic | 1.5 | IPP Non-CHP
58308 | Lindsay Solar | 1 | Solar Photovoltaic | 1.5 | IPP Non-CHP
58308 | Lindsay Solar | 3 | Solar Photovoltaic | 1.5 | IPP Non-CHP
58308 | Lindsay Solar | 4 | Solar Photovoltaic | 1 | IPP Non-CHP
58309 | Porterville Solar | 1 | Solar Photovoltaic | 1 | IPP Non-CHP
58309 | Porterville Solar | 2 | Solar Photovoltaic | 1 | IPP Non-CHP
58309 | Porterville Solar | 5 | Solar Photovoltaic | 1.5 | IPP Non-CHP
58304 | Kingsburg Solar | 1 | Solar Photovoltaic | 1.5 | IPP Non-CHP
58304 | Kingsburg Solar | 2 | Solar Photovoltaic | 1.5 | IPP Non-CHP
58304 | Kingsburg Solar | 3 | Solar Photovoltaic | 0.7 | IPP Non-CHP
57566 | GE 1 6 100 Prototype | 1.7SF | Onshore Wind Turbine | 1.8 | IPP Non-CHP
58311 | Chadbourn Farm | 1 | Solar Photovoltaic | 5 | IPP Non-CHP
58312 | Warrenton Farm | 1 | Solar Photovoltaic | 4 | IPP Non-CHP
58313 | Mocksville Farm | 1 | Solar Photovoltaic | 5 | IPP Non-CHP
58314 | Belwood Farm | 1 | Solar Photovoltaic | 4 | IPP Non-CHP
58315 | Arndt Farm | 1 | Solar Photovoltaic | 5 | IPP Non-CHP
58323 | Shannon Farm | 1 | Solar Photovoltaic | 5 | IPP Non-CHP
58316 | Railroad Farm | 1 | Solar Photovoltaic | 5 | IPP Non-CHP
58317 | Watts Farm | 1 | Solar Photovoltaic | 5 | IPP Non-CHP
58318 | Farrington Farm | 1 | Solar Photovoltaic | 1 | IPP Non-CHP
58310 | Lake Charles Plant | G-1 | All Other | 36.4 | Industrial CHP
57993 | Desert Sunlight 300, LLC | DSL1 | Solar Photovoltaic | 40.3 | IPP Non-CHP
57993 | Desert Sunlight 300, LLC | DSL10 | Solar Photovoltaic | 30.2 | IPP Non-CHP
57993 | Desert Sunlight 300, LLC | DSL11 | Solar Photovoltaic | 20.2 | IPP Non-CHP
57993 | Desert Sunlight 300, LLC | DSL2 | Solar Photovoltaic | 40.3 | IPP Non-CHP
57993 | Desert Sunlight 300, LLC | DSL3 | Solar Photovoltaic | 40.3 | IPP Non-CHP
57993 | Desert Sunlight 300, LLC | DSL4 | Solar Photovoltaic | 30.2 | IPP Non-CHP
57993 | Desert Sunlight 300, LLC | DSL5 | Solar Photovoltaic | 25.2 | IPP Non-CHP
57993 | Desert Sunlight 300, LLC | DSL6 | Solar Photovoltaic | 25.2 | IPP Non-CHP
57993 | Desert Sunlight 300, LLC | DSL7 | Solar Photovoltaic | 20.2 | IPP Non-CHP
57993 | Desert Sunlight 300, LLC | DSL8 | Solar Photovoltaic | 18.9 | IPP Non-CHP
57993 | Desert Sunlight 300, LLC | DSL9 | Solar Photovoltaic | 22.7 | IPP Non-CHP
58542 | Desert Sunlight 250, LLC | DSL12 | Solar Photovoltaic | 39.1 | IPP Non-CHP
58542 | Desert Sunlight 250, LLC | DSL13 | Solar Photovoltaic | 39.1 | IPP Non-CHP
58542 | Desert Sunlight 250, LLC | DSL14 | Solar Photovoltaic | 26.5 | IPP Non-CHP
58542 | Desert Sunlight 250, LLC | DSL15 | Solar Photovoltaic | 13.9 | IPP Non-CHP
58542 | Desert Sunlight 250, LLC | DSL16 | Solar Photovoltaic | 22.7 | IPP Non-CHP
58542 | Desert Sunlight 250, LLC | DSL17 | Solar Photovoltaic | 29 | IPP Non-CHP
58542 | Desert Sunlight 250, LLC | DSL18 | Solar Photovoltaic | 29 | IPP Non-CHP
58542 | Desert Sunlight 250, LLC | DSL19 | Solar Photovoltaic | 25.2 | IPP Non-CHP
58542 | Desert Sunlight 250, LLC | DSL20 | Solar Photovoltaic | 25.2 | IPP Non-CHP
58324 | Vansycle II Wind Energy Center | SIE23 | Onshore Wind Turbine | 98.9 | IPP Non-CHP
58327 | Bradley Energy Center | UNIT1 | Natural Gas Internal Combustion Engine | 1.5 | Commercial CHP
58327 | Bradley Energy Center | UNIT2 | Natural Gas Internal Combustion Engine | 1.2 | Commercial CHP
58327 | Bradley Energy Center | UNIT3 | Natural Gas Internal Combustion Engine | 1.2 | Commercial CHP
58327 | Bradley Energy Center | UNIT4 | Natural Gas Internal Combustion Engine | 1.9 | Commercial CHP
58365 | CJTS Energy Center | UNIT7 | Other Natural Gas | 0.4 | Commercial Non-CHP
58328 | North Chicago Energy Center | GT1 | Natural Gas Fired Combustion Turbine | 5.2 | Commercial CHP
58328 | North Chicago Energy Center | GT2 | Natural Gas Fired Combustion Turbine | 7.2 | Commercial CHP
59794 | Chicago West Side Energy Center | GEN1 | Natural Gas Fired Combustion Turbine | 3.5 | IPP Non-CHP
59808 | Munster Landfill Gas-to-Energy | GEN1 | Landfill Gas | 1.1 | IPP Non-CHP
59809 | Mountain Home Energy Center | GEN1 | Natural Gas Internal Combustion Engine | 3.2 | IPP Non-CHP
59809 | Mountain Home Energy Center | GEN2 | Petroleum Liquids | 1.8 | IPP Non-CHP
59809 | Mountain Home Energy Center | GEN3 | Petroleum Liquids | 1.8 | IPP Non-CHP
59810 | Dairyland WTE Plant | GEN1 | Other Waste Biomass | 0.7 | IPP Non-CHP
59810 | Dairyland WTE Plant | GEN2 | Other Waste Biomass | 0.7 | IPP Non-CHP
58329 | UMMS at Pocomoke | PV1 | Solar Photovoltaic | 2.8 | IPP Non-CHP
58354 | Radiance Solar 4 | 1 | Solar Photovoltaic | 1.5 | IPP Non-CHP
58355 | Radiance Solar 5 | 1 | Solar Photovoltaic | 1.5 | IPP Non-CHP
58330 | The Andersons Albion Ethanol LLC | 9611 | Natural Gas Steam Turbine | 2 | Industrial CHP
57773 | Palo Verde College | 1 | Solar Photovoltaic | 1.2 | Commercial Non-CHP
57776 | FedEx Woodbridge | 1 | Solar Photovoltaic | 2.4 | IPP Non-CHP
58332 | Haynes Farm | 1 | Solar Photovoltaic | 5 | IPP Non-CHP
58333 | Lenoir Farm | 1 | Solar Photovoltaic | 5 | IPP Non-CHP
58334 | Lenoir Farm 2 | 1 | Solar Photovoltaic | 5 | IPP Non-CHP
58335 | Marshville Farm | 1 | Solar Photovoltaic | 5 | IPP Non-CHP
58336 | Mile Farm | 1 | Solar Photovoltaic | 5 | IPP Non-CHP
58337 | Moore Solar Farm | 1 | Solar Photovoltaic | 5 | IPP Non-CHP
58338 | Moorings Farm | 1 | Solar Photovoltaic | 5 | IPP Non-CHP
58339 | New Bern Farm | 1 | Solar Photovoltaic | 5 | IPP Non-CHP
58340 | Roxboro Farm | 1 | Solar Photovoltaic | 5 | IPP Non-CHP
58341 | White Cross Farm | 1 | Solar Photovoltaic | 5 | IPP Non-CHP
58342 | Wilson Farm 1 | 1 | Solar Photovoltaic | 5 | IPP Non-CHP
58343 | Yanceyville Farm | 1 | Solar Photovoltaic | 5 | IPP Non-CHP
58344 | AM Best Farm | 1 | Solar Photovoltaic | 5 | IPP Non-CHP
58345 | Mt Olive Farm 2 | 1 | Solar Photovoltaic | 5 | IPP Non-CHP
58346 | Dibrell Farm | 1 | Solar Photovoltaic | 5 | IPP Non-CHP
58347 | Rock Farm | 1 | Solar Photovoltaic | 5 | IPP Non-CHP
58348 | Two Lines Farm | 1 | Solar Photovoltaic | 5 | IPP Non-CHP
58349 | Bolton Farm | 1 | Solar Photovoltaic | 5 | IPP Non-CHP
58350 | McCallum Farm | 1 | Solar Photovoltaic | 5 | IPP Non-CHP
10621 | CH Resources Syracuse | GEN1 | Natural Gas Fired Combined Cycle | 65.5 | IPP Non-CHP
10621 | CH Resources Syracuse | GEN2 | Natural Gas Fired Combined Cycle | 37.2 | IPP Non-CHP
10617 | CH Resources Beaver Falls | GEN1 | Natural Gas Fired Combined Cycle | 65.5 | IPP CHP
10617 | CH Resources Beaver Falls | GEN2 | Natural Gas Fired Combined Cycle | 42.3 | IPP CHP
58351 | Tuscola Bay Wind | GE16 | Onshore Wind Turbine | 120 | IPP Non-CHP
58352 | NPI USA Cogeneration Plant | G-11 | Wood/Wood Waste Biomass | 20 | Industrial CHP
56648 | Majestic 1 Wind Farm | 1 | Onshore Wind Turbine | 79.5 | IPP Non-CHP
58363 | Majestic II Wind | WND1 | Onshore Wind Turbine | 79.6 | IPP Non-CHP
58366 | Atwell Island | 1 | Solar Photovoltaic | 20.2 | IPP Non-CHP
58370 | Gridley Main | GEN1 | Solar Photovoltaic | 1 | IPP Non-CHP
58371 | Gridley Main Two | GEN1 | Solar Photovoltaic | 2.5 | IPP Non-CHP
58372 | Blue Summit Wind LLC | GEN1 | Onshore Wind Turbine | 135.4 | IPP Non-CHP
58375 | Triton East and West Cogen | 1 | Natural Gas Internal Combustion Engine | 0.8 | Commercial Non-CHP
58375 | Triton East and West Cogen | 2 | Natural Gas Internal Combustion Engine | 0.8 | Commercial Non-CHP
58375 | Triton East and West Cogen | 3 | Natural Gas Internal Combustion Engine | 0.8 | Commercial Non-CHP
58375 | Triton East and West Cogen | 4 | Natural Gas Internal Combustion Engine | 0.8 | Commercial Non-CHP
58376 | Oakley Solar Project | 1 | Solar Photovoltaic | 1.5 | IPP Non-CHP
58378 | W.A. Parish Carbon Capture Plant | GT2 | Natural Gas Fired Combustion Turbine | 102.7 | IPP Non-CHP
58379 | Cold Canyon 1 | W3998 | Landfill Gas | 1.5 | IPP Non-CHP
58380 | JBER Landfill Gas Power Plant | 1 | Landfill Gas | 2.3 | Commercial Non-CHP
58380 | JBER Landfill Gas Power Plant | 2 | Landfill Gas | 2.3 | Commercial Non-CHP
58380 | JBER Landfill Gas Power Plant | 3 | Landfill Gas | 2.3 | Commercial Non-CHP
58380 | JBER Landfill Gas Power Plant | 4 | Landfill Gas | 2.3 | Commercial Non-CHP
58380 | JBER Landfill Gas Power Plant | 5 | Landfill Gas | 2.3 | Commercial Non-CHP
58382 | Threemile Digester | GEN1 | Other Waste Biomass | 1.6 | IPP CHP
58382 | Threemile Digester | GEN2 | Other Waste Biomass | 1.6 | IPP CHP
58382 | Threemile Digester | GEN3 | Other Waste Biomass | 1.6 | IPP CHP
58384 | Fargo Drop | GEN1 | Conventional Hydroelectric | 1.1 | IPP Non-CHP
58386 | CU Solar Plant | CU | Solar Photovoltaic | 1.8 | IPP Non-CHP
58387 | CES Sterling LLC | 1 | Solar Photovoltaic | 2.4 | IPP Non-CHP
58391 | IND Solar Farm 1st Phase | 1 | Solar Photovoltaic | 10 | IPP Non-CHP
58388 | Solar Star 1 | AVS1 | Solar Photovoltaic | 39 | IPP Non-CHP
58388 | Solar Star 1 | SS13 | Solar Photovoltaic | 58.5 | IPP Non-CHP
58388 | Solar Star 1 | SS15 | Solar Photovoltaic | 15 | IPP Non-CHP
58388 | Solar Star 1 | SS16 | Solar Photovoltaic | 64.5 | IPP Non-CHP
58389 | Solar Star 2 | AVS2 | Solar Photovoltaic | 19.5 | IPP Non-CHP
58389 | Solar Star 2 | SS21 | Solar Photovoltaic | 60 | IPP Non-CHP
58389 | Solar Star 2 | SS22 | Solar Photovoltaic | 55.5 | IPP Non-CHP
58389 | Solar Star 2 | SS23 | Solar Photovoltaic | 48 | IPP Non-CHP
58389 | Solar Star 2 | SS25 | Solar Photovoltaic | 52.5 | IPP Non-CHP
58390 | Jordan Hydroelectric Project | EMOD | Conventional Hydroelectric | 2.2 | IPP Non-CHP
58390 | Jordan Hydroelectric Project | WMOD | Conventional Hydroelectric | 2.2 | IPP Non-CHP
58397 | Ameresco Johnson Canyon | ENG1 | Landfill Gas | 1.4 | IPP Non-CHP
58399 | Synergy Biogas | 1 | Other Waste Biomass | 1.4 | Commercial Non-CHP
58921 | Napoleon Biogas | GEN1 | Other Waste Biomass | 1.4 | IPP Non-CHP
58921 | Napoleon Biogas | GEN2 | Other Waste Biomass | 1.4 | IPP Non-CHP
58400 | Central Energy Facility | GT01 | Natural Gas Fired Combustion Turbine | 5.5 | Commercial Non-CHP
58400 | Central Energy Facility | GT02 | Natural Gas Fired Combustion Turbine | 4.5 | Commercial Non-CHP
58401 | Volkswagen Solar System | 1 | Solar Photovoltaic | 9.6 | IPP Non-CHP
58402 | Solar Star New Jersey NJ LLC | 1 | Solar Photovoltaic | 1.5 | IPP Non-CHP
58404 | Pantex | 1 | Onshore Wind Turbine | 11.5 | Commercial Non-CHP
58407 | Luther College Wind Project | WTG01 | Onshore Wind Turbine | 1.6 | IPP Non-CHP
58416 | Headwaters Wind Farm LLC | 1 | Onshore Wind Turbine | 200 | IPP Non-CHP
58417 | Lone Valley Solar Park I LLC | CP1 | Solar Photovoltaic | 10 | IPP Non-CHP
58422 | CSU Northridge Plant | 63 | Other Natural Gas | 0.3 | Commercial CHP
58422 | CSU Northridge Plant | 64 | Other Natural Gas | 0.3 | Commercial CHP
58422 | CSU Northridge Plant | 65 | Other Natural Gas | 0.3 | Commercial CHP
58422 | CSU Northridge Plant | 67 | Other Natural Gas | 0.3 | Commercial CHP
58422 | CSU Northridge Plant | B2PV | Solar Photovoltaic | 0.3 | Commercial CHP
58422 | CSU Northridge Plant | CP1 | Natural Gas Fired Combustion Turbine | 0.2 | Commercial CHP
58422 | CSU Northridge Plant | E6PV | Solar Photovoltaic | 0.2 | Commercial CHP
58421 | Missouri Center for Waste to Energy | 320 | Landfill Gas | 1 | IPP Non-CHP
58421 | Missouri Center for Waste to Energy | 420 | Landfill Gas | 1.4 | IPP Non-CHP
58424 | Harbor Wind LLC | 1 | Onshore Wind Turbine | 9 | IPP Non-CHP
58425 | Fire Island Wind | WT1 | Onshore Wind Turbine | 18 | IPP Non-CHP
58428 | LSU Cogen | 1-02 | Natural Gas Fired Combustion Turbine | 19.6 | Commercial CHP
58429 | Sunshine Gas Producers | 1 | Landfill Gas | 4.6 | IPP Non-CHP
58429 | Sunshine Gas Producers | 2 | Landfill Gas | 4.6 | IPP Non-CHP
58429 | Sunshine Gas Producers | 3 | Landfill Gas | 4.6 | IPP Non-CHP
58429 | Sunshine Gas Producers | 4 | Landfill Gas | 4.6 | IPP Non-CHP
58429 | Sunshine Gas Producers | 5 | Landfill Gas | 4.6 | IPP Non-CHP
58430 | Centinela Solar Energy | CSE1 | Solar Photovoltaic | 34.2 | IPP Non-CHP
58430 | Centinela Solar Energy | CSE2 | Solar Photovoltaic | 26.6 | IPP Non-CHP
58430 | Centinela Solar Energy | CSE3 | Solar Photovoltaic | 34.2 | IPP Non-CHP
58430 | Centinela Solar Energy | CSE4 | Solar Photovoltaic | 34.2 | IPP Non-CHP
58430 | Centinela Solar Energy | CSE5 | Solar Photovoltaic | 19 | IPP Non-CHP
58430 | Centinela Solar Energy | CSE6 | Solar Photovoltaic | 26.6 | IPP Non-CHP
58431 | West Tennessee Solar Farm | SNVA | Solar Photovoltaic | 4.2 | IPP Non-CHP
58432 | Houweling Nurseries | COG1 | Natural Gas Internal Combustion Engine | 4.4 | IPP CHP
58432 | Houweling Nurseries | COG2 | Natural Gas Internal Combustion Engine | 4.4 | IPP CHP
58432 | Houweling Nurseries | COG3 | Natural Gas Internal Combustion Engine | 4.4 | IPP CHP
58441 | Swauk Wind LLC | SW | Onshore Wind Turbine | 4.3 | IPP Non-CHP
58435 | Ameresco Vasco Road | ENG1 | Landfill Gas | 2.2 | IPP Non-CHP
58435 | Ameresco Vasco Road | ENG2 | Landfill Gas | 2.2 | IPP Non-CHP
58436 | Ameresco San Joaquin | ENG1 | Landfill Gas | 2.2 | IPP Non-CHP
58436 | Ameresco San Joaquin | ENG2 | Landfill Gas | 2.2 | IPP Non-CHP
58437 | Ameresco Forward | ENG1 | Landfill Gas | 2.2 | IPP Non-CHP
58437 | Ameresco Forward | ENG2 | Landfill Gas | 2.2 | IPP Non-CHP
58438 | Spearfish Hydro | TURB1 | Conventional Hydroelectric | 2 | Electric Utility
58438 | Spearfish Hydro | TURB2 | Conventional Hydroelectric | 2 | Electric Utility
58439 | Collinwood BioEnergy Facility | CBE01 | Other Waste Biomass | 1 | Industrial Non-CHP
58442 | ACI Energy Partners LLC | GEN1 | Natural Gas Fired Combustion Turbine | 7.8 | IPP CHP
58443 | Martin Limestone Solar Array | GEN1 | Solar Photovoltaic | 1 | IPP Non-CHP
58444 | Junction Hilltop Wind Farm | JHW | Onshore Wind Turbine | 8 | IPP Non-CHP
58445 | Arrache 4006 | 1 | Solar Photovoltaic | 1 | IPP Non-CHP
58445 | Arrache 4006 | 2 | Solar Photovoltaic | 1 | IPP Non-CHP
58446 | Arrache 4013 | 1 | Solar Photovoltaic | 1.5 | IPP Non-CHP
58447 | Arrache 8083 | 1 | Solar Photovoltaic | 1.5 | IPP Non-CHP
58447 | Arrache 8083 | 2 | Solar Photovoltaic | 1.5 | IPP Non-CHP
58447 | Arrache 8083 | 3 | Solar Photovoltaic | 1 | IPP Non-CHP
58448 | Nunn | 1 | Solar Photovoltaic | 1 | IPP Non-CHP
58449 | Rutan | 1 | Solar Photovoltaic | 1.5 | IPP Non-CHP
58449 | Rutan | 2 | Solar Photovoltaic | 1.5 | IPP Non-CHP
58449 | Rutan | 3 | Solar Photovoltaic | 1 | IPP Non-CHP
58450 | Vinam | 1 | Solar Photovoltaic | 1.5 | IPP Non-CHP
58451 | Ma | 1 | Solar Photovoltaic | 1.5 | IPP Non-CHP
58452 | Horn | 1 | Solar Photovoltaic | 1.5 | IPP Non-CHP
58454 | Watts 3115 | 1 | Solar Photovoltaic | 1.5 | IPP Non-CHP
58454 | Watts 3115 | 2 | Solar Photovoltaic | 0.5 | IPP Non-CHP
59178 | Franklin 1 | KRS04 | Solar Photovoltaic | 3 | IPP Non-CHP
59179 | Franklin 2 | KRS05 | Solar Photovoltaic | 4 | IPP Non-CHP
59394 | Grafton Solar | KRS03 | Solar Photovoltaic | 1.5 | IPP Non-CHP
58453 | Dixon Dairy Road Solar | 1 | Solar Photovoltaic | 4 | IPP Non-CHP
58456 | Cumberland Rose | 1 | Onshore Wind Turbine | 1.6 | IPP Non-CHP
58457 | Fontanelle | 1 | Onshore Wind Turbine | 1.6 | IPP Non-CHP
58458 | Greenfield Wind | 1 | Onshore Wind Turbine | 1.6 | Electric Utility
58459 | Meadow Ridge | 1 | Onshore Wind Turbine | 1.6 | IPP Non-CHP
58460 | Sky Volt | 1 | Onshore Wind Turbine | 1.6 | IPP Non-CHP
58461 | Wiota | 1 | Onshore Wind Turbine | 1.6 | IPP Non-CHP
58463 | Herbert Farm Solar | 1 | Solar Photovoltaic | 5.5 | Electric Utility
55295 | Blythe Energy Inc | CT1 | Natural Gas Fired Combined Cycle | 182 | IPP Non-CHP
55295 | Blythe Energy Inc | CT2 | Natural Gas Fired Combined Cycle | 182 | IPP Non-CHP
55295 | Blythe Energy Inc | ST1 | Natural Gas Fired Combined Cycle | 227 | IPP Non-CHP
58470 | C-Drop Hydro | GEN1 | Conventional Hydroelectric | 1.1 | IPP Non-CHP
58472 | Buena Vista Biomass Power | 1 | Wood/Wood Waste Biomass | 22.5 | IPP Non-CHP
58474 | Buffalo Dunes Wind Project | GE1 | Onshore Wind Turbine | 249.8 | IPP Non-CHP
58475 | Battery Utility of Ohio | BOU | Batteries | 4 | IPP Non-CHP
58476 | Dart Container Corp | LFGT1 | Landfill Gas | 5.6 | Industrial CHP
58476 | Dart Container Corp | LFGT2 | Landfill Gas | 5.6 | Industrial CHP
58477 | Las Vegas WPCF Solar Plant | 1 | Solar Photovoltaic | 3.3 | IPP Non-CHP
58097 | Green Meadows | 1 | Solar Photovoltaic | 3.5 | IPP Non-CHP
58479 | SEV NM Phase 2 | NMP2 | Solar Photovoltaic | 2 | IPP Non-CHP
58576 | GSE NM1 | NMP1 | Solar Photovoltaic | 2.3 | IPP Non-CHP
58480 | Plymouth Solar LLC | 1 | Solar Photovoltaic | 5 | IPP Non-CHP
58799 | Pamlico Partners Solar | 1 | Solar Photovoltaic | 5 | IPP Non-CHP
58481 | CSU Pueblo | CSU1 | Solar Photovoltaic | 1 | Commercial Non-CHP
58482 | Azalea Solar, LLC | 1 | Solar Photovoltaic | 7.7 | IPP Non-CHP
58551 | Bridgeport Fuel Cell Park | 1 | Other Natural Gas | 14.9 | IPP Non-CHP
58552 | Indy Solar I, LLC | 1 | Solar Photovoltaic | 10 | IPP Non-CHP
58553 | Indy Solar III, LLC | 1 | Solar Photovoltaic | 8.6 | IPP Non-CHP
58554 | Somers Solar Center, LLC | 1 | Solar Photovoltaic | 5 | IPP Non-CHP
58556 | Indy Solar II, LLC | 1 | Solar Photovoltaic | 10.1 | IPP Non-CHP
58983 | RE Camelot LLC | 1 | Solar Photovoltaic | 45 | IPP Non-CHP
58984 | RE Adams East, LLC | 1 | Solar Photovoltaic | 19 | IPP Non-CHP
58985 | RE Kansas Solar, LLC | 1 | Solar Photovoltaic | 20 | IPP Non-CHP
58986 | RE Old River One, LLC | 1 | Solar Photovoltaic | 20 | IPP Non-CHP
58990 | RE Columbia Two, LLC | 1 | Solar Photovoltaic | 15 | IPP Non-CHP
58991 | RE Kent South, LLC | 1 | Solar Photovoltaic | 20 | IPP Non-CHP
59184 | Mulberry Farm LLC | PV1 | Solar Photovoltaic | 15.8 | IPP Non-CHP
59188 | Selmer Farm LLC | PV1 | Solar Photovoltaic | 15.8 | IPP Non-CHP
59443 | TA-Acacia, LLC | WAS1 | Solar Photovoltaic | 20 | IPP Non-CHP
58483 | Tinton Falls Solar Farm | UNIT1 | Solar Photovoltaic | 16 | IPP Non-CHP
58485 | Upson Rocky Creek Solar Plant | PV1 | Solar Photovoltaic | 1 | IPP Non-CHP
58484 | MAS ASB Cogen Plant | 1 | Landfill Gas | 2.2 | Industrial Non-CHP
58484 | MAS ASB Cogen Plant | 2 | Landfill Gas | 2.2 | Industrial Non-CHP
58484 | MAS ASB Cogen Plant | 3 | Landfill Gas | 2.2 | Industrial Non-CHP
58486 | Picture Rocks Solar, LLC | 1 | Solar Photovoltaic | 20 | IPP Non-CHP
58488 | Bryan Solar, LLC | 1 | Solar Photovoltaic | 10 | IPP Non-CHP
59744 | Lakeland Electric Co. (FL)-Airport 1 | 1 | Solar Photovoltaic | 2.7 | IPP Non-CHP
59749 | UMES (MD) - Princess Anne | 1 | Solar Photovoltaic | 2.2 | IPP Non-CHP
59750 | Bourne (MA) - Holliston I | 1 | Solar Photovoltaic | 2.9 | IPP Non-CHP
59754 | Lakeland Electric Co. (FL) - Aiport II | 1 | Solar Photovoltaic | 3.5 | IPP Non-CHP
58491 | Sandy Cross Solar, LLC | SANDY | Solar Photovoltaic | 1.2 | IPP Non-CHP
58492 | Ararat Rock Solar, LLC | ARARR | Solar Photovoltaic | 3.5 | IPP Non-CHP
58493 | Progress Solar 1, LLC | PRO1 | Solar Photovoltaic | 4 | IPP Non-CHP
58494 | Progress Solar II, LLC | PROG2 | Solar Photovoltaic | 3.5 | IPP Non-CHP
58495 | Progress Solar III, LLC | PROG3 | Solar Photovoltaic | 3.5 | IPP Non-CHP
58668 | Rockwell Solar LLC | ROCKW | Solar Photovoltaic | 3.5 | IPP Non-CHP
58674 | Cirrus Solar LLC | CIRRU | Solar Photovoltaic | 5 | IPP Non-CHP
58675 | Chocowinity Solar LLC | CHOCO | Solar Photovoltaic | 5 | IPP Non-CHP
58498 | Rosamond One | RONE | Solar Photovoltaic | 20 | IPP Non-CHP
58499 | Rosamond Two | RTWO | Solar Photovoltaic | 20 | IPP Non-CHP
58500 | Rio Grande Solar | RIO | Solar Photovoltaic | 5 | IPP Non-CHP
58501 | Gillespie 1 | GILL1 | Solar Photovoltaic | 15 | IPP Non-CHP
58502 | Columbia 3 | COL3 | Solar Photovoltaic | 10 | IPP Non-CHP
58504 | Livingston Solar Farm | LVSF | Solar Photovoltaic | 1.2 | Commercial Non-CHP
58505 | Livingston Solar Canopies | LVSC | Solar Photovoltaic | 6.6 | Commercial Non-CHP
58506 | Chuckawalla Solar | 0937 | Solar Photovoltaic | 4 | IPP Non-CHP
58507 | Montefieor Medical Center Moses Division | ES006 | Natural Gas Fired Combustion Turbine | 3.5 | Commercial CHP
58507 | Montefieor Medical Center Moses Division | S0001 | Natural Gas Internal Combustion Engine | 1.6 | Commercial CHP
58507 | Montefieor Medical Center Moses Division | S0002 | Natural Gas Internal Combustion Engine | 1.6 | Commercial CHP
58507 | Montefieor Medical Center Moses Division | S0003 | Natural Gas Internal Combustion Engine | 1.6 | Commercial CHP
58511 | Delta Wind Farm | EWT1 | Onshore Wind Turbine | 0.9 | IPP Non-CHP
58511 | Delta Wind Farm | EWT2 | Onshore Wind Turbine | 0.9 | IPP Non-CHP
58511 | Delta Wind Farm | NW1 | Onshore Wind Turbine | 0.1 | IPP Non-CHP
58512 | Cornerstone Power Vineland I LLC | PV1 | Solar Photovoltaic | 3.1 | IPP Non-CHP
58536 | Cornerstone Power Holmdel LLC | 1 | Solar Photovoltaic | 3 | IPP Non-CHP
58537 | OCI Alamo Solar I | 1 | Solar Photovoltaic | 40.7 | IPP Non-CHP
58716 | OCI Alamo 2, LLC | 1 | Solar Photovoltaic | 4.4 | IPP Non-CHP
59204 | OCI Alamo 3 LLC | OCIA3 | Solar Photovoltaic | 5.5 | IPP Non-CHP
58513 | Ironwood Solar LLC | 0937 | Solar Photovoltaic | 4 | IPP Non-CHP
58516 | Union HS at Casa Grande | PV1 | Solar Photovoltaic | 1.6 | IPP Non-CHP
58517 | Vista Grande HS at Casa Grande | PV1 | Solar Photovoltaic | 1.8 | IPP Non-CHP
58550 | Owens Corning at Bethlehem | PV1 | Solar Photovoltaic | 2.7 | IPP Non-CHP
58515 | Chattanooga Metropolitan Airport Solar | GEN1 | Solar Photovoltaic | 1 | Commercial Non-CHP
58515 | Chattanooga Metropolitan Airport Solar | GEN2 | Solar Photovoltaic | 1.1 | Commercial Non-CHP
58518 | WSACC Power Generation Facility | 1 | Other Waste Biomass | 1.9 | IPP Non-CHP
58519 | Alethea I | 1 | Solar Photovoltaic | 2.8 | IPP Non-CHP
58523 | Stoltze CoGen1 | STL2 | Wood/Wood Waste Biomass | 3.8 | Industrial Non-CHP
58524 | Neuse River Solar Farm | 1 | Solar Photovoltaic | 1.1 | IPP Non-CHP
58525 | City of Hayward WWTP | 1 | Solar Photovoltaic | 1 | IPP Non-CHP
58527 | Crown Cooling Facility | 1 | Solar Photovoltaic | 1 | Industrial Non-CHP
58526 | Uwharrie Mountain Renewable | 1 | Landfill Gas | 1.6 | IPP Non-CHP
58526 | Uwharrie Mountain Renewable | 2 | Landfill Gas | 1.6 | IPP Non-CHP
58526 | Uwharrie Mountain Renewable | 3 | Landfill Gas | 1.6 | IPP Non-CHP
58526 | Uwharrie Mountain Renewable | 4 | Landfill Gas | 1.6 | IPP Non-CHP
58526 | Uwharrie Mountain Renewable | 5 | Landfill Gas | 1.6 | IPP Non-CHP
58526 | Uwharrie Mountain Renewable | 6 | Landfill Gas | 1.6 | IPP Non-CHP
58528 | Garnet Solar Power Station 1 LLC | WDT44 | Solar Photovoltaic | 4 | IPP Non-CHP
58531 | North Carolina Solar Bethea I | P22A | Solar Photovoltaic | 0.5 | IPP Non-CHP
58531 | North Carolina Solar Bethea I | P22B | Solar Photovoltaic | 0.5 | IPP Non-CHP
58529 | Progress Manis I | P11A | Solar Photovoltaic | 0.5 | IPP Non-CHP
58529 | Progress Manis I | P11B | Solar Photovoltaic | 0.5 | IPP Non-CHP
58534 | Westford Solar Park | 1 | Solar Photovoltaic | 4 | IPP Non-CHP
58539 | Lake Pleasant WTP | 1 | Solar Photovoltaic | 6.5 | Commercial Non-CHP
58538 | PCSP3 Airport | 3 | Solar Photovoltaic | 2.5 | IPP Non-CHP
58540 | Silver City WWTP PV Project | PV-1 | Solar Photovoltaic | 1 | IPP Non-CHP
58541 | SunGen Sharon 1 LLC | 1 | Solar Photovoltaic | 1.8 | IPP Non-CHP
58543 | Gilbert Solar Facility I, LLC | 1 | Solar Photovoltaic | 2.5 | IPP Non-CHP
58544 | Mountain View Solar | 1 | Solar Photovoltaic | 20 | IPP Non-CHP
55200 | Arapahoe Combustion Turbine Project | UN5 | Natural Gas Fired Combined Cycle | 71.1 | IPP Non-CHP
55200 | Arapahoe Combustion Turbine Project | UN6 | Natural Gas Fired Combined Cycle | 71.1 | IPP Non-CHP
55200 | Arapahoe Combustion Turbine Project | UN7 | Natural Gas Fired Combined Cycle | 51.8 | IPP Non-CHP
58545 | Community Solar 1 | 1 | Solar Photovoltaic | 5.7 | IPP Non-CHP
58547 | SMPA Solar 1 | 1 | Solar Photovoltaic | 1 | IPP Non-CHP
58548 | Huerfano River Wind | WTG1 | Onshore Wind Turbine | 2 | IPP Non-CHP
58548 | Huerfano River Wind | WTG2 | Onshore Wind Turbine | 2 | IPP Non-CHP
58548 | Huerfano River Wind | WTG3 | Onshore Wind Turbine | 2 | IPP Non-CHP
58548 | Huerfano River Wind | WTG4 | Onshore Wind Turbine | 2 | IPP Non-CHP
58555 | Oshkosh Foundation Rosedale Biodigester LLC | 95100 | Other Waste Biomass | 1.4 | IPP Non-CHP
56951 | Enoree Phase II Landfill Gas Recovery | 1 | Landfill Gas | 1.6 | IPP Non-CHP
56951 | Enoree Phase II Landfill Gas Recovery | 2 | Landfill Gas | 1.6 | IPP Non-CHP
57489 | Oak Grove Gas Producers | G1 | Landfill Gas | 1.6 | IPP Non-CHP
57489 | Oak Grove Gas Producers | G2 | Landfill Gas | 2 | IPP Non-CHP
58558 | Onslow Power Producers | GEN1 | Landfill Gas | 2 | IPP Non-CHP
58559 | BiCounty Gas Producers LLC | GEN1 | Landfill Gas | 1 | IPP Non-CHP
58559 | BiCounty Gas Producers LLC | GEN2 | Landfill Gas | 2 | IPP Non-CHP
59310 | Black Oak Power Producers, LLC | GEN1 | Landfill Gas | 2 | IPP Non-CHP
59310 | Black Oak Power Producers, LLC | GEN2 | Landfill Gas | 2 | IPP Non-CHP
58560 | Halifax County Biomass | STG1 | Wood/Wood Waste Biomass | 49.9 | IPP Non-CHP
58563 | Hometown Bio Energy LLC | HTBE | Other Waste Biomass | 8 | IPP CHP
58565 | Gettysburg Energy & Nutrient Rec Facility | GENRF | Other Waste Biomass | 3.3 | IPP Non-CHP
56093 | TransAlta Wyoming Wind | GE15 | Onshore Wind Turbine | 144 | IPP Non-CHP
1619 | Brayton Point | 1 | Conventional Steam Coal | 241 | IPP Non-CHP
1619 | Brayton Point | 2 | Conventional Steam Coal | 241 | IPP Non-CHP
1619 | Brayton Point | 3 | Conventional Steam Coal | 642.6 | IPP Non-CHP
1619 | Brayton Point | 4 | Petroleum Liquids | 475.5 | IPP Non-CHP
58574 | Eagle Valley Clean Energy LLC Biomass | 01 | Wood/Wood Waste Biomass | 11.3 | IPP Non-CHP
58575 | Smithfield Farmland Kinston | 1 | Petroleum Liquids | 2.3 | Industrial CHP
58575 | Smithfield Farmland Kinston | 2 | Petroleum Liquids | 2.3 | Industrial CHP
58575 | Smithfield Farmland Kinston | 3 | Petroleum Liquids | 2.3 | Industrial CHP
58575 | Smithfield Farmland Kinston | 4 | Petroleum Liquids | 2.3 | Industrial CHP
58578 | Sonora 1 | SON1 | Solar Photovoltaic | 1.5 | IPP Non-CHP
58580 | Pheasant Run Wind LLC | 1 | Onshore Wind Turbine | 74.8 | IPP Non-CHP
58581 | Oltmans SCE at Champagne | 1 | Solar Photovoltaic | 1 | IPP Non-CHP
58582 | Oltmans SCE at Jurupa | 1 | Solar Photovoltaic | 1.5 | IPP Non-CHP
59283 | California PV Energy at ISD WWTP | W4236 | Solar Photovoltaic | 1 | IPP Non-CHP
58583 | Forbes Street Solar | FSS1 | Solar Photovoltaic | 3 | IPP Non-CHP
58584 | Princeton University Cogeneration | GT1 | Natural Gas Fired Combustion Turbine | 15.5 | Commercial CHP
58584 | Princeton University Cogeneration | PV1 | Solar Photovoltaic | 4.5 | Commercial CHP
58585 | Sierra Nevada Brewing Co | FCE | Other Natural Gas | 1 | Industrial CHP
58585 | Sierra Nevada Brewing Co | SOLR | Solar Photovoltaic | 1.7 | Industrial CHP
58587 | Tuscola Wind II LLC | 1 | Onshore Wind Turbine | 100.3 | IPP Non-CHP
58590 | Cascade Solar | 1 | Solar Photovoltaic | 18.5 | IPP Non-CHP
58591 | POTB Digester | GEN1 | Other Waste Biomass | 1 | Electric Utility
58593 | DGS Central Utility Plant | BS1 | Petroleum Liquids | 0.6 | Commercial CHP
58593 | DGS Central Utility Plant | EM1 | Petroleum Liquids | 0.4 | Commercial CHP
58593 | DGS Central Utility Plant | STG | Natural Gas Steam Turbine | 2.9 | Commercial CHP
58625 | Santa Rita Jail | SRJBA | Batteries | 2 | IPP Non-CHP
58595 | Indeck Energy-Alexandria | GEN1 | Wood/Wood Waste Biomass | 16 | IPP Non-CHP
58594 | Steele Flats Wind Project LLC | 1 | Onshore Wind Turbine | 74.8 | IPP Non-CHP
10093 | Tesoro Hawaii | GEN1 | Petroleum Liquids | 20 | Industrial CHP
58597 | HTW Plant 303 COGEN | CGN1 | Natural Gas Fired Combustion Turbine | 7.4 | Commercial CHP
58607 | One Market Plaza | 1 | Natural Gas Internal Combustion Engine | 0.5 | Commercial CHP
58607 | One Market Plaza | 2 | Natural Gas Internal Combustion Engine | 0.5 | Commercial CHP
58607 | One Market Plaza | 3 | Natural Gas Internal Combustion Engine | 0.5 | Commercial CHP
58613 | ABBK Biomass Plant | STG | Other Waste Biomass | 21.9 | Industrial CHP
58615 | Indianapolis Motor Speedway Solar PV | IMS | Solar Photovoltaic | 9 | IPP Non-CHP
58616 | Westlands Solar PV Farm | WSF1 | Solar Photovoltaic | 18 | IPP Non-CHP
58617 | Water Reclamation Plant | GEN1 | Other Waste Biomass | 1 | Commercial CHP
58617 | Water Reclamation Plant | GEN2 | Other Waste Biomass | 1 | Commercial CHP
58618 | Butler Plaza | 1 | Solar Photovoltaic | 1.2 | IPP Non-CHP
58619 | Transamerica Pyramid | 1 | Natural Gas Internal Combustion Engine | 0.5 | Commercial CHP
58619 | Transamerica Pyramid | 2 | Natural Gas Internal Combustion Engine | 0.5 | Commercial CHP
58621 | Sol Orchard El Centro PV | ECPV | Solar Photovoltaic | 20 | IPP Non-CHP
58622 | Carter Hydro | 1 | Conventional Hydroelectric | 1.3 | Commercial Non-CHP
58622 | Carter Hydro | 2 | Conventional Hydroelectric | 1.3 | Commercial Non-CHP
58624 | Berkshire 1 | BER1 | Solar Photovoltaic | 1.8 | IPP Non-CHP
58626 | Western Antelope Blue Sky Ranch A | WABSA | Solar Photovoltaic | 20 | IPP Non-CHP
58750 | Lancaster Dry Farm Ranch B | LDFRB | Solar Photovoltaic | 5 | IPP Non-CHP
58751 | Rodeo Solar C2 | RSC2 | Solar Photovoltaic | 1.5 | IPP Non-CHP
58752 | Rodeo Solar D2 | RSD2 | Solar Photovoltaic | 1.5 | IPP Non-CHP
58753 | Summer Solar A2 | SSA2 | Solar Photovoltaic | 1.5 | IPP Non-CHP
58754 | Summer Solar B2 | SSB2 | Solar Photovoltaic | 1.5 | IPP Non-CHP
58755 | Summer Solar C2 | SSC2 | Solar Photovoltaic | 1.5 | IPP Non-CHP
58756 | Summer Solar D2 | SSD2 | Solar Photovoltaic | 1 | IPP Non-CHP
58757 | Summer North Solar | UE2 | Solar Photovoltaic | 1.5 | IPP Non-CHP
58757 | Summer North Solar | UF2 | Solar Photovoltaic | 2 | IPP Non-CHP
58757 | Summer North Solar | UG2 | Solar Photovoltaic | 1.5 | IPP Non-CHP
58757 | Summer North Solar | UH2 | Solar Photovoltaic | 1.5 | IPP Non-CHP
58761 | Expressway Solar A | EXSA | Solar Photovoltaic | 2 | IPP Non-CHP
58762 | Expressway Solar B | EXSB | Solar Photovoltaic | 2 | IPP Non-CHP
58763 | Expressway Solar C2 | EXSC2 | Solar Photovoltaic | 1.5 | IPP Non-CHP
58628 | Simon Solar Farm LLC | SRSSF | Solar Photovoltaic | 30 | IPP Non-CHP
58629 | Lightning Dock Geothermal HI-01, LLC | PB01 | Geothermal | 1 | IPP Non-CHP
58629 | Lightning Dock Geothermal HI-01, LLC | PB02 | Geothermal | 1 | IPP Non-CHP
58629 | Lightning Dock Geothermal HI-01, LLC | PB03 | Geothermal | 1 | IPP Non-CHP
58629 | Lightning Dock Geothermal HI-01, LLC | PB04 | Geothermal | 1 | IPP Non-CHP
58630 | RP Wind | RPOH | Onshore Wind Turbine | 3.4 | IPP Non-CHP
58635 | Museum of Science and Industry | COGEN | Natural Gas Internal Combustion Engine | 1.7 | Commercial CHP
58653 | Jersey Gardens Phase 1 | 1 | Solar Photovoltaic | 1.7 | IPP Non-CHP
58654 | Jersey Gardens Phase 2 | 1 | Solar Photovoltaic | 2.3 | IPP Non-CHP
58642 | Tulare 1 and 2 | 1 | Solar Photovoltaic | 1.5 | IPP Non-CHP
58642 | Tulare 1 and 2 | 2 | Solar Photovoltaic | 1.5 | IPP Non-CHP
59203 | Farmersville | PV1 | Solar Photovoltaic | 1.5 | IPP Non-CHP
59203 | Farmersville | PV2 | Solar Photovoltaic | 1.5 | IPP Non-CHP
59203 | Farmersville | PV3 | Solar Photovoltaic | 1.5 | IPP Non-CHP
58643 | Rockford Solar Farm | 1 | Solar Photovoltaic | 2.6 | IPP Non-CHP
58648 | Indian River BioEnergy Center | ST803 | Other Waste Biomass | 6.4 | Industrial Non-CHP
58651 | Kalaeloa Renewable Energy Park | KREP | Solar Photovoltaic | 5 | IPP Non-CHP
58770 | Maywood Photovoltaic Project | 1 | Solar Photovoltaic | 8 | IPP Non-CHP
58650 | North Brookfield | PV1 | Solar Photovoltaic | 3 | IPP Non-CHP
58682 | Dartmouth | PV1 | Solar Photovoltaic | 6.3 | IPP Non-CHP
58661 | Cape Cod Air Force Station - 6 SWS | GE-3 | Onshore Wind Turbine | 1.7 | Commercial Non-CHP
58661 | Cape Cod Air Force Station - 6 SWS | GE-4 | Onshore Wind Turbine | 1.7 | Commercial Non-CHP
58663 | Holsum Elm Dairy | GEN1 | Other Waste Biomass | 0.6 | Industrial CHP
58663 | Holsum Elm Dairy | GEN2 | Other Waste Biomass | 0.6 | Industrial CHP
58664 | Frito Lay Incorporated | COGEN | Natural Gas Fired Combustion Turbine | 4.6 | Industrial Non-CHP
58665 | Celina Solar Project #1, LLC | CSP1 | Solar Photovoltaic | 4 | IPP Non-CHP
58676 | Pearl City Peninsula Solar Park | PCPPV | Solar Photovoltaic | 1 | IPP Non-CHP
58684 | Kapolei Solar Energy Park | KSEPV | Solar Photovoltaic | 1 | IPP Non-CHP
3122 | Homer City Generating Station | 1 | Conventional Steam Coal | 660 | IPP Non-CHP
3122 | Homer City Generating Station | 2 | Conventional Steam Coal | 660 | IPP Non-CHP
3122 | Homer City Generating Station | 3 | Conventional Steam Coal | 692 | IPP Non-CHP
58685 | Mahoning Creek Hydroelectric Project | 8107 | Conventional Hydroelectric | 6 | IPP Non-CHP
58687 | Finley Buttes Landfill Gas | GEN1 | Landfill Gas | 1.6 | IPP Non-CHP
58687 | Finley Buttes Landfill Gas | GEN2 | Landfill Gas | 1.6 | IPP Non-CHP
58687 | Finley Buttes Landfill Gas | GEN3 | Landfill Gas | 1.6 | IPP Non-CHP
58688 | LRI LFGTE Facility | A | Landfill Gas | 1.5 | IPP Non-CHP
58688 | LRI LFGTE Facility | B | Landfill Gas | 1.5 | IPP Non-CHP
58688 | LRI LFGTE Facility | C | Landfill Gas | 1.5 | IPP Non-CHP
2828 | Cardinal | 1 | Conventional Steam Coal | 615.2 | IPP Non-CHP
2828 | Cardinal | 2 | Conventional Steam Coal | 615.2 | IPP Non-CHP
2828 | Cardinal | 3 | Conventional Steam Coal | 650 | IPP Non-CHP
2840 | Conesville | 4 | Conventional Steam Coal | 841.5 | IPP Non-CHP
2840 | Conesville | 5 | Conventional Steam Coal | 443.9 | IPP Non-CHP
2840 | Conesville | 6 | Conventional Steam Coal | 443.9 | IPP Non-CHP
2843 | Picway | 5 | Conventional Steam Coal | 106.2 | IPP Non-CHP
2872 | Muskingum River | 1 | Conventional Steam Coal | 219.6 | IPP Non-CHP
2872 | Muskingum River | 2 | Conventional Steam Coal | 219.6 | IPP Non-CHP
2872 | Muskingum River | 3 | Conventional Steam Coal | 237.5 | IPP Non-CHP
2872 | Muskingum River | 4 | Conventional Steam Coal | 237.5 | IPP Non-CHP
2872 | Muskingum River | 5 | Conventional Steam Coal | 615.2 | IPP Non-CHP
3947 | Kammer | 1 | Conventional Steam Coal | 237.5 | IPP Non-CHP
3947 | Kammer | 2 | Conventional Steam Coal | 237.5 | IPP Non-CHP
3947 | Kammer | 3 | Conventional Steam Coal | 237.5 | IPP Non-CHP
6006 | Racine | 1 | Conventional Hydroelectric | 23.7 | IPP Non-CHP
6006 | Racine | 2 | Conventional Hydroelectric | 23.7 | IPP Non-CHP
8102 | General James M Gavin | 1 | Conventional Steam Coal | 1300 | IPP Non-CHP
8102 | General James M Gavin | 2 | Conventional Steam Coal | 1300 | IPP Non-CHP
55247 | Darby Electric Generating Station | GT1 | Natural Gas Fired Combustion Turbine | 94 | IPP Non-CHP
55247 | Darby Electric Generating Station | GT2 | Natural Gas Fired Combustion Turbine | 94 | IPP Non-CHP
55247 | Darby Electric Generating Station | GT3 | Natural Gas Fired Combustion Turbine | 94 | IPP Non-CHP
55247 | Darby Electric Generating Station | GT4 | Natural Gas Fired Combustion Turbine | 94 | IPP Non-CHP
55247 | Darby Electric Generating Station | GT5 | Natural Gas Fired Combustion Turbine | 94 | IPP Non-CHP
55247 | Darby Electric Generating Station | GT6 | Natural Gas Fired Combustion Turbine | 94 | IPP Non-CHP
55503 | AEP Waterford Facility | CTG1 | Natural Gas Fired Combined Cycle | 174.2 | IPP Non-CHP
55503 | AEP Waterford Facility | CTG2 | Natural Gas Fired Combined Cycle | 174.2 | IPP Non-CHP
55503 | AEP Waterford Facility | CTG3 | Natural Gas Fired Combined Cycle | 174.2 | IPP Non-CHP
55503 | AEP Waterford Facility | ST1 | Natural Gas Fired Combined Cycle | 399 | IPP Non-CHP
58689 | Blue Sky One | 1 | Solar Photovoltaic | 1.3 | IPP Non-CHP
58698 | Mira Loma | D960 | Solar Photovoltaic | 1 | Commercial Non-CHP
58698 | Mira Loma | D9611 | Solar Photovoltaic | 1.5 | Commercial Non-CHP
58698 | Mira Loma | D9612 | Solar Photovoltaic | 0.5 | Commercial Non-CHP
58696 | Nooksack Hydro | GEN1 | Conventional Hydroelectric | 1.5 | IPP Non-CHP
58699 | ABEC Bidart-Old River LLC | GEN 1 | All Other | 1 | IPP CHP
58699 | ABEC Bidart-Old River LLC | GEN 2 | All Other | 1 | IPP CHP
58700 | Colleton Solar Farm | CS300 | Solar Photovoltaic | 2.5 | IPP Non-CHP
58702 | Axio Green LLC | 1 | Solar Photovoltaic | 2 | IPP Non-CHP
58704 | Zeeland Farm Services | CAT-1 | Other Waste Biomass | 1.6 | IPP Non-CHP
58704 | Zeeland Farm Services | CAT-2 | Other Waste Biomass | 1.6 | IPP Non-CHP
58708 | Phoenix Airport East Economy Lot | PAEEL | Solar Photovoltaic | 1.1 | Commercial Non-CHP
58709 | Phoenix Airport Rental Car Center | PARCC | Solar Photovoltaic | 1.6 | Commercial Non-CHP
50560 | Pacific-Ultrapower Chinese Station | GEN1 | Wood/Wood Waste Biomass | 25 | IPP Non-CHP
7784 | Allegany Cogen | 1 | Natural Gas Fired Combined Cycle | 42 | IPP Non-CHP
7784 | Allegany Cogen | 2 | Natural Gas Fired Combined Cycle | 25 | IPP Non-CHP
58718 | Orion Solar I | PV1 | Solar Photovoltaic | 12 | IPP Non-CHP
58721 | Orion Solar II | ORION | Solar Photovoltaic | 8 | IPP Non-CHP
58747 | GreenWhey Energy Inc | GEN1 | Other Waste Biomass | 1.6 | IPP CHP
58747 | GreenWhey Energy Inc | GEN2 | Other Waste Biomass | 1.6 | IPP CHP
57827 | Dinuba Wastewater Treatment Plant | DSPV | Solar Photovoltaic | 1 | Commercial Non-CHP
58232 | Tahquitz High School | TAHQ | Solar Photovoltaic | 1 | Commercial Non-CHP
58244 | West Valley High School Solar | WEST | Solar Photovoltaic | 1 | Commercial Non-CHP
58609 | Industry Solar Power Generation Station 1 LLC | ISP1 | Solar Photovoltaic | 1.5 | IPP Non-CHP
58610 | Navajo Solar Power Generation Station 1 LLC | NSP1 | Solar Photovoltaic | 1.5 | IPP Non-CHP
58611 | Powhatan Solar Power Generation Station 1 LLC | 1 | Solar Photovoltaic | 1.5 | IPP Non-CHP
58612 | Otoe Solar Power Generation Station 1 LL | 1 | Solar Photovoltaic | 1.5 | IPP Non-CHP
58748 | North Bay Solar 1 | NBWT | Solar Photovoltaic | 1 | Commercial Non-CHP
58795 | Hobart Solar, LLC | HS | Solar Photovoltaic | 1 | IPP Non-CHP
58796 | Waterloo Solar, LLC | WS | Solar Photovoltaic | 1 | IPP Non-CHP
58797 | Valparaiso Solar, LLC | VS | Solar Photovoltaic | 1 | IPP Non-CHP
58798 | AC Criminal Courts Complex SPE2, LLC | ACCCC | Solar Photovoltaic | 1.3 | Commercial Non-CHP
58917 | Tioga Solar Morris County 1 LLC | MMIR | Solar Photovoltaic | 1 | Commercial Non-CHP
59262 | Lancaster Little Rock | LLRC | Solar Photovoltaic | 5 | IPP Non-CHP
59269 | Victor Mesa Linda B2 | VMLB2 | Solar Photovoltaic | 1.5 | IPP Non-CHP
59270 | Victor Mesa Linda C2 | VMLC2 | Solar Photovoltaic | 1.5 | IPP Non-CHP
59271 | Victor Mesa Linda D2 | VMLD2 | Solar Photovoltaic | 1.5 | IPP Non-CHP
59272 | Victor Mesa Linda E2 | VMLE2 | Solar Photovoltaic | 1.5 | IPP Non-CHP
55270 | Jackson Power Facility | 7EA | Natural Gas Fired Combined Cycle | 79 | IPP Non-CHP
55270 | Jackson Power Facility | LM1 | Natural Gas Fired Combined Cycle | 60 | IPP Non-CHP
55270 | Jackson Power Facility | LM2 | Natural Gas Fired Combined Cycle | 60 | IPP Non-CHP
55270 | Jackson Power Facility | LM3 | Natural Gas Fired Combined Cycle | 60 | IPP Non-CHP
55270 | Jackson Power Facility | LM4 | Natural Gas Fired Combined Cycle | 60 | IPP Non-CHP
55270 | Jackson Power Facility | LM5 | Natural Gas Fired Combined Cycle | 60 | IPP Non-CHP
55270 | Jackson Power Facility | LM6 | Natural Gas Fired Combined Cycle | 60 | IPP Non-CHP
55270 | Jackson Power Facility | ST1 | Natural Gas Fired Combined Cycle | 105 | IPP Non-CHP
55270 | Jackson Power Facility | ST2 | Natural Gas Fired Combined Cycle | 105 | IPP Non-CHP
57135 | Big Sky Wind LLC | 1 | Onshore Wind Turbine | 240 | IPP Non-CHP
57139 | Highland Wind Project (PA) | 1 | Onshore Wind Turbine | 62.5 | IPP Non-CHP
57833 | Mustang Hills LLC | AW06 | Onshore Wind Turbine | 150 | IPP Non-CHP
57867 | Howard Wind Farm | 1 | Onshore Wind Turbine | 55.4 | IPP Non-CHP
57867 | Howard Wind Farm | 2 | Onshore Wind Turbine | 4.1 | IPP Non-CHP
57991 | Highland North Wind Farm | 1 | Onshore Wind Turbine | 75 | IPP Non-CHP
57998 | Twin Ridges Wind Farm | 1 | Onshore Wind Turbine | 139.4 | IPP Non-CHP
57999 | Patton Wind Farm | 1 | Onshore Wind Turbine | 30 | IPP Non-CHP
58783 | South Canal Hydro-1 | SC-1 | Conventional Hydroelectric | 4 | IPP Non-CHP
58784 | South Canal Hydro-3 | SC-3 | Conventional Hydroelectric | 3.5 | IPP Non-CHP
58785 | Brentwood Solar | BRT1 | Solar Photovoltaic | 1 | IPP Non-CHP
58786 | Deer Park | DRP1 | Solar Photovoltaic | 2.5 | IPP Non-CHP
58787 | Dennison | DNN1 | Solar Photovoltaic | 2 | IPP Non-CHP
58788 | North County | NRT1 | Solar Photovoltaic | 1 | IPP Non-CHP
58789 | Riverhead | RVH1 | Solar Photovoltaic | 1.5 | IPP Non-CHP
58790 | Cohalan | CLN1 | Solar Photovoltaic | 2.5 | IPP Non-CHP
58790 | Cohalan | CLN2 | Solar Photovoltaic | 1.5 | IPP Non-CHP
59390 | True North | TNE1 | Solar Photovoltaic | 4.8 | IPP Non-CHP
58794 | Storrie Lake Solar Project | MSMPV | Solar Photovoltaic | 1.9 | IPP Non-CHP
58793 | JMB Mcguire-Dix-Lakehurst Solar Project | UCIV | Solar Photovoltaic | 11.4 | IPP Non-CHP
59043 | West Davisville Solar | PV1 | Solar Photovoltaic | 2 | IPP Non-CHP
58801 | Arba Solar, LLC | INV1 | Solar Photovoltaic | 0.5 | IPP Non-CHP
58801 | Arba Solar, LLC | INV2 | Solar Photovoltaic | 0.5 | IPP Non-CHP
58801 | Arba Solar, LLC | INV3 | Solar Photovoltaic | 0.5 | IPP Non-CHP
58801 | Arba Solar, LLC | INV4 | Solar Photovoltaic | 0.5 | IPP Non-CHP
58802 | Franklin Solar, LLC | INV1 | Solar Photovoltaic | 0.5 | IPP Non-CHP
58802 | Franklin Solar, LLC | INV2 | Solar Photovoltaic | 0.5 | IPP Non-CHP
58802 | Franklin Solar, LLC | INV3 | Solar Photovoltaic | 0.5 | IPP Non-CHP
58802 | Franklin Solar, LLC | INV4 | Solar Photovoltaic | 0.5 | IPP Non-CHP
58814 | Shasta Solar Farm | GENA | Solar Photovoltaic | 1.5 | IPP Non-CHP
58814 | Shasta Solar Farm | GENB | Solar Photovoltaic | 1.5 | IPP Non-CHP
58815 | Hilton NY Co Gen Plant | 1 | Natural Gas Internal Combustion Engine | 1.8 | IPP CHP
58822 | Millville City Sewer Auth WTP | U1BB | Solar Photovoltaic | 1 | Commercial Non-CHP
58822 | Millville City Sewer Auth WTP | U2DB | Solar Photovoltaic | 0.5 | Commercial Non-CHP
58823 | Port Arthur Steam Energy | STG | All Other | 5 | IPP CHP
58825 | MTHS Co-Gen Buildings | STH1 | Natural Gas Internal Combustion Engine | 0.6 | IPP CHP
58825 | MTHS Co-Gen Buildings | STH2 | Natural Gas Internal Combustion Engine | 0.6 | IPP CHP
58826 | AES ES Tait | TTES | Batteries | 20 | IPP Non-CHP
58832 | Cogenra - TEP | CTEP | Solar Photovoltaic | 1 | IPP Non-CHP
58834 | Richland Center Renewable Energy LLC | UNIT1 | Other Waste Biomass | 0.9 | IPP CHP
58834 | Richland Center Renewable Energy LLC | UNIT2 | Other Waste Biomass | 0.9 | IPP CHP
58836 | Lakeswind Power Partners | LW1 | Onshore Wind Turbine | 51.8 | IPP Non-CHP
58842 | Gato Montes Solar, LLC | 1 | Solar Photovoltaic | 5 | IPP Non-CHP
58843 | Bethel Price Solar, LLC | 1 | Solar Photovoltaic | 5 | IPP Non-CHP
58844 | Dogwood Solar, LLC | 1 | Solar Photovoltaic | 20 | IPP Non-CHP
58845 | Washington Airport Solar LLC | 1 | Solar Photovoltaic | 5 | IPP Non-CHP
58846 | Washington Millfield Solar, LLC | 1 | Solar Photovoltaic | 5 | IPP Non-CHP
58839 | Sudbury Landfill | INV1 | Solar Photovoltaic | 0.5 | IPP Non-CHP
58839 | Sudbury Landfill | INV2 | Solar Photovoltaic | 0.3 | IPP Non-CHP
58839 | Sudbury Landfill | INV3 | Solar Photovoltaic | 0.5 | IPP Non-CHP
58849 | Castalia Solar | 1 | Solar Photovoltaic | 2 | IPP Non-CHP
58851 | Oakboro Farm | 1 | Solar Photovoltaic | 5 | IPP Non-CHP
58853 | McKenzie Farm | 1 | Solar Photovoltaic | 5 | IPP Non-CHP
58854 | Nash 58 Farm | 1 | Solar Photovoltaic | 5 | IPP Non-CHP
58855 | Nash 64 Farm | 1 | Solar Photovoltaic | 5 | IPP Non-CHP
58856 | Pate Farm | 1 | Solar Photovoltaic | 5 | IPP Non-CHP
58863 | Waco Farm | 1 | Solar Photovoltaic | 5 | IPP Non-CHP
58862 | Wagstaff Farm 1 | 1 | Solar Photovoltaic | 5 | IPP Non-CHP
58861 | Sigmon Catawba Farm | 1 | Solar Photovoltaic | 5 | IPP Non-CHP
58859 | Erwin Farm | 1 | Solar Photovoltaic | 5 | IPP Non-CHP
58866 | Garrell Solar Farm | 1 | Solar Photovoltaic | 5 | IPP Non-CHP
58867 | Angier Farm | 1 | Solar Photovoltaic | 5 | IPP Non-CHP
58868 | Bladenboro Farm | 1 | Solar Photovoltaic | 5 | IPP Non-CHP
58865 | Reventure Park | LFG | Landfill Gas | 1.9 | IPP CHP
58871 | Berkley East Solar LLC | 1 | Solar Photovoltaic | 3 | IPP Non-CHP
58881 | County College of Morris | PV01 | Solar Photovoltaic | 2.9 | Commercial Non-CHP
58882 | Mercer County Community College | PV01 | Solar Photovoltaic | 7.5 | Commercial Non-CHP
58873 | Stuyvesant Falls | UNIT1 | Conventional Hydroelectric | 3 | IPP Non-CHP
58873 | Stuyvesant Falls | UNIT2 | Conventional Hydroelectric | 3 | IPP Non-CHP
58889 | ASTI | ASTI | Solar Photovoltaic | 1 | IPP Non-CHP
58890 | Beringer | BERI | Solar Photovoltaic | 1.2 | IPP Non-CHP
58887 | Com Adam 1WF-1 | ADAM | Onshore Wind Turbine | 2.5 | IPP Non-CHP
58887 | Com Adam 1WF-1 | EVE | Onshore Wind Turbine | 2.5 | IPP Non-CHP
58892 | Camilla Solar Plant | CMLA | Solar Photovoltaic | 16 | IPP Non-CHP
58893 | Camp Solar Plant | CAMP | Solar Photovoltaic | 2.4 | IPP Non-CHP
58897 | Temple SEGF | 19G01 | Natural Gas Internal Combustion Engine | 1.6 | Commercial Non-CHP
58897 | Temple SEGF | 19G02 | Natural Gas Internal Combustion Engine | 1.6 | Commercial Non-CHP
58897 | Temple SEGF | 19G03 | Natural Gas Internal Combustion Engine | 1.6 | Commercial Non-CHP
58897 | Temple SEGF | 19G04 | Natural Gas Internal Combustion Engine | 1.6 | Commercial Non-CHP
58897 | Temple SEGF | 19G05 | Natural Gas Internal Combustion Engine | 1.6 | Commercial Non-CHP
58897 | Temple SEGF | 19G06 | Natural Gas Internal Combustion Engine | 1.6 | Commercial Non-CHP
58897 | Temple SEGF | 19G07 | Natural Gas Internal Combustion Engine | 1.6 | Commercial Non-CHP
58897 | Temple SEGF | 19G08 | Natural Gas Internal Combustion Engine | 1.6 | Commercial Non-CHP
58897 | Temple SEGF | 19G09 | Natural Gas Internal Combustion Engine | 1.6 | Commercial Non-CHP
58897 | Temple SEGF | 19G10 | Natural Gas Internal Combustion Engine | 1.6 | Commercial Non-CHP
58896 | Patriots Stadium | PV01 | Solar Photovoltaic | 1 | Commercial Non-CHP
58901 | Tri-County Water Hydropower Project | TCWG1 | Conventional Hydroelectric | 7.2 | IPP Non-CHP
58901 | Tri-County Water Hydropower Project | TCWG2 | Conventional Hydroelectric | 0.8 | IPP Non-CHP
58906 | Valley Center 1 | VC1 | Solar Photovoltaic | 2.5 | IPP Non-CHP
58907 | Valley Center 2 | VC2 | Solar Photovoltaic | 5 | IPP Non-CHP
58904 | Fourmile Ridge | 1 | Onshore Wind Turbine | 40 | IPP Non-CHP
58908 | Beebe 1B | 1 | Onshore Wind Turbine | 50.4 | IPP Non-CHP
58909 | Ramona 1 | RAM1 | Solar Photovoltaic | 2 | IPP Non-CHP
58911 | Ramona 2 | RAM2 | Solar Photovoltaic | 5 | IPP Non-CHP
58914 | MCAGCC Cogen Plant 1 | CG1 | Natural Gas Fired Combustion Turbine | 7.2 | IPP CHP
58916 | MCAGCC Cogen Plant 2 | CG100 | Natural Gas Fired Combustion Turbine | 4.6 | IPP Non-CHP
58916 | MCAGCC Cogen Plant 2 | CG200 | Natural Gas Fired Combustion Turbine | 4.6 | IPP Non-CHP
58915 | Copper Mountain Solar 3 | 1 | Solar Photovoltaic | 26 | IPP Non-CHP
58915 | Copper Mountain Solar 3 | 2 | Solar Photovoltaic | 27 | IPP Non-CHP
58915 | Copper Mountain Solar 3 | 3 | Solar Photovoltaic | 26 | IPP Non-CHP
58915 | Copper Mountain Solar 3 | 4 | Solar Photovoltaic | 28 | IPP Non-CHP
58915 | Copper Mountain Solar 3 | 5 | Solar Photovoltaic | 25 | IPP Non-CHP
58915 | Copper Mountain Solar 3 | 6 | Solar Photovoltaic | 26 | IPP Non-CHP
58915 | Copper Mountain Solar 3 | 7 | Solar Photovoltaic | 26 | IPP Non-CHP
58915 | Copper Mountain Solar 3 | 8 | Solar Photovoltaic | 26 | IPP Non-CHP
58918 | 2081 Terzian Solar Project | 2081 | Solar Photovoltaic | 1.2 | IPP Non-CHP
58919 | 2127 Harris Solar Project | 2127 | Solar Photovoltaic | 1.3 | IPP Non-CHP
58920 | 2097 Helton Solar Project | 2097 | Solar Photovoltaic | 1.5 | IPP Non-CHP
58923 | Missouri S&T - Power Plant | 1000 | Petroleum Liquids | 1 | IPP Non-CHP
58927 | Story City Wind Project | WT01 | Onshore Wind Turbine | 1.5 | IPP Non-CHP
58932 | Traer Wind Project | WT01 | Onshore Wind Turbine | 1.5 | IPP Non-CHP
58935 | Open View Solar Farm | PV | Solar Photovoltaic | 2 | IPP Non-CHP
58934 | Integrys MA Solar, LLC - Ashburnham Site | ASH-R | Solar Photovoltaic | 2.6 | IPP Non-CHP
58934 | Integrys MA Solar, LLC - Ashburnham Site | ASH10 | Solar Photovoltaic | 0.3 | IPP Non-CHP
59241 | Brockelman | BROCK | Solar Photovoltaic | 3 | IPP Non-CHP
59242 | Beverly | BVRLY | Solar Photovoltaic | 2 | IPP Non-CHP
58936 | Walpole Solar 2 | WLPL1 | Solar Photovoltaic | 2.4 | IPP Non-CHP
58937 | Gardner Solar 1 | GRDN1 | Solar Photovoltaic | 2 | IPP Non-CHP
58942 | Rockville Solar I LLC | RVSI | Solar Photovoltaic | 2.8 | IPP Non-CHP
58945 | Simonds | GEN 1 | Natural Gas Internal Combustion Engine | 0.6 | IPP CHP
58945 | Simonds | GEN 2 | Natural Gas Internal Combustion Engine | 0.6 | IPP CHP
58945 | Simonds | GEN 3 | Natural Gas Internal Combustion Engine | 0.6 | IPP CHP
58946 | Ameresco Dallas LLC | ENG1 | Landfill Gas | 1.4 | IPP Non-CHP
58946 | Ameresco Dallas LLC | ENG2 | Landfill Gas | 1.4 | IPP Non-CHP
58946 | Ameresco Dallas LLC | ENG3 | Landfill Gas | 1.4 | IPP Non-CHP
58949 | Cloverdale Solar I | TBD | Solar Photovoltaic | 1.5 | IPP Non-CHP
58952 | Dessie Solar Center LLC | DESS | Solar Photovoltaic | 4.8 | IPP Non-CHP
58953 | Rockville Solar II, LLC | RVSII | Solar Photovoltaic | 2.7 | IPP Non-CHP
58955 | BearPond Solar Center LLC | BEAR | Solar Photovoltaic | 4.8 | IPP Non-CHP
58957 | Graham Solar Center LLC | GRAH | Solar Photovoltaic | 4.8 | IPP Non-CHP
58958 | Camelot Wind LLC | CMLTW | Onshore Wind Turbine | 1.5 | IPP Non-CHP
58959 | Butler Solar Power Project | BSF1 | Solar Photovoltaic | 2.8 | IPP Non-CHP
58960 | Subregional Water Reclamation Facility | S200 | Other Waste Biomass | 1.1 | Commercial CHP
58960 | Subregional Water Reclamation Facility | S201 | Other Waste Biomass | 1.1 | Commercial CHP
58960 | Subregional Water Reclamation Facility | S202 | Other Waste Biomass | 1.1 | Commercial CHP
58960 | Subregional Water Reclamation Facility | S203 | Other Waste Biomass | 1.1 | Commercial CHP
58964 | Technology Drive Solar | PV1 | Solar Photovoltaic | 2 | IPP Non-CHP
58966 | Fairfield Wind | T 1-6 | Onshore Wind Turbine | 10 | IPP Non-CHP
58995 | St. Olaf Wind Turbine | OLFWT | Onshore Wind Turbine | 1.6 | IPP Non-CHP
58996 | St. Olaf StandBy Generators | SBIC1 | Petroleum Liquids | 0.5 | IPP Non-CHP
58996 | St. Olaf StandBy Generators | SBIC2 | Petroleum Liquids | 1.8 | IPP Non-CHP
58996 | St. Olaf StandBy Generators | SBIC3 | Petroleum Liquids | 1.8 | IPP Non-CHP
58967 | IDE 1 LLC | UNIT1 | Other Waste Biomass | 0.8 | IPP Non-CHP
58967 | IDE 1 LLC | UNIT2 | Other Waste Biomass | 0.8 | IPP Non-CHP
58967 | IDE 1 LLC | UNIT3 | Other Waste Biomass | 0.8 | IPP Non-CHP
58968 | IDE 2 LLC | UNIT1 | Other Waste Biomass | 1.5 | IPP Non-CHP
58968 | IDE 2 LLC | UNIT2 | Other Waste Biomass | 1.5 | IPP Non-CHP
58968 | IDE 2 LLC | UNIT3 | Other Waste Biomass | 1.5 | IPP Non-CHP
58969 | IDE 3 LLC | UNIT1 | Other Waste Biomass | 0.8 | IPP Non-CHP
58969 | IDE 3 LLC | UNIT2 | Other Waste Biomass | 0.8 | IPP Non-CHP
58970 | IDE 4 LLC | UNIT1 | Other Waste Biomass | 1.1 | IPP Non-CHP
58970 | IDE 4 LLC | UNIT2 | Other Waste Biomass | 1.1 | IPP Non-CHP
58970 | IDE 4 LLC | UNIT3 | Other Waste Biomass | 1.1 | IPP Non-CHP
58971 | California Dairy Energy I LLC | UNIT1 | Other Waste Biomass | 1.1 | IPP Non-CHP
58971 | California Dairy Energy I LLC | UNIT2 | Other Waste Biomass | 1.1 | IPP Non-CHP
58971 | California Dairy Energy I LLC | UNIT3 | Other Waste Biomass | 1.1 | IPP Non-CHP
54265 | Akron Recycle Energy Plant | 1 | Wood/Wood Waste Biomass | 2 | Commercial CHP
54265 | Akron Recycle Energy Plant | 2 | Wood/Wood Waste Biomass | 2 | Commercial CHP
58974 | Fairview Farms Solar | PV1 | Solar Photovoltaic | 2 | IPP Non-CHP
58978 | Central Valley Ag Power | CVAP | Other Waste Biomass | 1.5 | IPP Non-CHP
58981 | Broken Bow Wind II, LLC | BBII | Onshore Wind Turbine | 73.1 | IPP Non-CHP
58992 | Dept of Corrections NCCI Wind | WND-1 | Onshore Wind Turbine | 1.7 | Commercial Non-CHP
58992 | Dept of Corrections NCCI Wind | WND-2 | Onshore Wind Turbine | 1.7 | Commercial Non-CHP
58993 | Pine Tree Landfill Gas to Energy | 3201 | Landfill Gas | 1.1 | IPP Non-CHP
58993 | Pine Tree Landfill Gas to Energy | 3202 | Landfill Gas | 1.1 | IPP Non-CHP
58993 | Pine Tree Landfill Gas to Energy | 3203 | Landfill Gas | 1.1 | IPP Non-CHP
59011 | Southbridge Landfill Gas-to-Energy | CAT | Landfill Gas | 1.6 | IPP Non-CHP
57765 | Arizona Western College PV | SFC | Solar Photovoltaic | 1 | IPP Non-CHP
57765 | Arizona Western College PV | SHP | Solar Photovoltaic | 0.9 | IPP Non-CHP
57765 | Arizona Western College PV | STE | Solar Photovoltaic | 0.9 | IPP Non-CHP
57765 | Arizona Western College PV | SWD | Solar Photovoltaic | 0.9 | IPP Non-CHP
58292 | Jewish Community Center PV | JCC | Solar Photovoltaic | 1.1 | IPP Non-CHP
58293 | Paradise Valley H.S. PV | PVH | Solar Photovoltaic | 1.3 | IPP Non-CHP
59013 | Scituate PV | SCT | Solar Photovoltaic | 2.5 | IPP Non-CHP
59014 | Bolton PV | BLT | Solar Photovoltaic | 4.9 | IPP Non-CHP
59015 | Stow PV | STW | Solar Photovoltaic | 2 | IPP Non-CHP
59018 | East Chicago | 1 | Solar Photovoltaic | 2 | IPP Non-CHP
59019 | Griffith | 1 | Solar Photovoltaic | 2 | IPP Non-CHP
59023 | Ipswich Wind Independence | GEN 1 | Onshore Wind Turbine | 2 | IPP Non-CHP
59022 | Kingston Wind Independence | 1 | Onshore Wind Turbine | 2 | IPP Non-CHP
59024 | Euclid Farm, Stamco N-54 | N-54 | Onshore Wind Turbine | 1 | IPP Non-CHP
59026 | Back River Waste Water Treatment | CHP 1 | Other Waste Biomass | 1.1 | IPP Non-CHP
59026 | Back River Waste Water Treatment | CHP 2 | Other Waste Biomass | 1.1 | IPP Non-CHP
59026 | Back River Waste Water Treatment | SOLAR | Solar Photovoltaic | 0.8 | IPP Non-CHP
59028 | Agawam Solar | 0028 | Solar Photovoltaic | 1.5 | IPP Non-CHP
59029 | Rehoboth Solar | 0040 | Solar Photovoltaic | 2 | IPP Non-CHP
59030 | Chicopee Solar | 0036 | Solar Photovoltaic | 3 | IPP Non-CHP
59031 | Route 57 Solar | 0027 | Solar Photovoltaic | 1.5 | IPP Non-CHP
59032 | EBZ Solar | 0031 | Solar Photovoltaic | 2.5 | IPP Non-CHP
59033 | Whately Solar | 0024 | Solar Photovoltaic | 1.5 | IPP Non-CHP
59038 | Battleground | GEN1 | Solar Photovoltaic | 3.5 | IPP Non-CHP
59042 | Ellerbe | GEN 1 | Solar Photovoltaic | 2 | IPP Non-CHP
59039 | Beulaville | GEN 1 | Solar Photovoltaic | 2 | IPP Non-CHP
59046 | 651 Chase Solar NG | PV1 | Solar Photovoltaic | 2.5 | IPP Non-CHP
59049 | Whitcomb Solar Farm | PS01 | Solar Photovoltaic | 2.2 | IPP Non-CHP
59052 | Fairmont-FLS 100 | GEN 1 | Solar Photovoltaic | 4 | IPP Non-CHP
59050 | Wallace | GEN 1 | Solar Photovoltaic | 2 | IPP Non-CHP
59051 | Kenansville | GEN 1 | Solar Photovoltaic | 2 | IPP Non-CHP
59060 | Waste Water Treatment Plant | WWPV | Solar Photovoltaic | 1.5 | IPP Non-CHP
59073 | Cove Point LNG Terminal | 111JA | Natural Gas Fired Combustion Turbine | 9.4 | Commercial Non-CHP
59073 | Cove Point LNG Terminal | 111JB | Natural Gas Fired Combustion Turbine | 9.4 | Commercial Non-CHP
59073 | Cove Point LNG Terminal | 111JC | Natural Gas Fired Combustion Turbine | 9.4 | Commercial Non-CHP
59073 | Cove Point LNG Terminal | 214JA | Natural Gas Fired Combustion Turbine | 23.9 | Commercial Non-CHP
59073 | Cove Point LNG Terminal | 214JB | Natural Gas Fired Combustion Turbine | 23.9 | Commercial Non-CHP
59073 | Cove Point LNG Terminal | 311JA | Natural Gas Fired Combustion Turbine | 15.6 | Commercial Non-CHP
59072 | Wooster Renewable Energy | WRE 1 | Other Waste Biomass | 1 | Industrial Non-CHP
59074 | SC 1 Data Center, Phase 2 | EG10B | Petroleum Liquids | 2.3 | IPP Non-CHP
59074 | SC 1 Data Center, Phase 2 | EG11A | Petroleum Liquids | 2.3 | IPP Non-CHP
59074 | SC 1 Data Center, Phase 2 | EG11B | Petroleum Liquids | 2.3 | IPP Non-CHP
59074 | SC 1 Data Center, Phase 2 | EG12A | Petroleum Liquids | 2.3 | IPP Non-CHP
59074 | SC 1 Data Center, Phase 2 | EG12B | Petroleum Liquids | 2.3 | IPP Non-CHP
59074 | SC 1 Data Center, Phase 2 | EG13A | Petroleum Liquids | 2.3 | IPP Non-CHP
59074 | SC 1 Data Center, Phase 2 | EG14A | Petroleum Liquids | 2.3 | IPP Non-CHP
59074 | SC 1 Data Center, Phase 2 | EG1A | Petroleum Liquids | 2.2 | IPP Non-CHP
59074 | SC 1 Data Center, Phase 2 | EG1B | Petroleum Liquids | 2.2 | IPP Non-CHP
59074 | SC 1 Data Center, Phase 2 | EG2A | Petroleum Liquids | 2.2 | IPP Non-CHP
59074 | SC 1 Data Center, Phase 2 | EG2B | Petroleum Liquids | 2.2 | IPP Non-CHP
59074 | SC 1 Data Center, Phase 2 | EG3A | Petroleum Liquids | 2.2 | IPP Non-CHP
59074 | SC 1 Data Center, Phase 2 | EG3B | Petroleum Liquids | 2.2 | IPP Non-CHP
59074 | SC 1 Data Center, Phase 2 | EG4A | Petroleum Liquids | 2.2 | IPP Non-CHP
59074 | SC 1 Data Center, Phase 2 | EG4B | Petroleum Liquids | 2.2 | IPP Non-CHP
59074 | SC 1 Data Center, Phase 2 | EG5A | Petroleum Liquids | 2.2 | IPP Non-CHP
59074 | SC 1 Data Center, Phase 2 | EG5B | Petroleum Liquids | 2.2 | IPP Non-CHP
59074 | SC 1 Data Center, Phase 2 | EG6A | Petroleum Liquids | 2.2 | IPP Non-CHP
59074 | SC 1 Data Center, Phase 2 | EG6B | Petroleum Liquids | 2.2 | IPP Non-CHP
59074 | SC 1 Data Center, Phase 2 | EG7A | Petroleum Liquids | 2.2 | IPP Non-CHP
59074 | SC 1 Data Center, Phase 2 | EG7B | Petroleum Liquids | 2.2 | IPP Non-CHP
59074 | SC 1 Data Center, Phase 2 | EG8A | Petroleum Liquids | 2.2 | IPP Non-CHP
59074 | SC 1 Data Center, Phase 2 | EG8B | Petroleum Liquids | 2.2 | IPP Non-CHP
59074 | SC 1 Data Center, Phase 2 | EG9B | Petroleum Liquids | 2.3 | IPP Non-CHP
59075 | Brewster Landfill | BRE1 | Solar Photovoltaic | 1 | IPP Non-CHP
59077 | Chatham Landfill | CHA | Solar Photovoltaic | 1.5 | IPP Non-CHP
59078 | Harwich Landfill | HAR1 | Solar Photovoltaic | 4 | IPP Non-CHP
59079 | Katama Farm | KAT1 | Solar Photovoltaic | 1 | IPP Non-CHP
59080 | Nunnepog | NUN1 | Solar Photovoltaic | 1 | IPP Non-CHP
59081 | Barnstable Landfill | HAR1 | Solar Photovoltaic | 4 | IPP Non-CHP
59082 | Dennis Landfill | DEN1 | Solar Photovoltaic | 5 | IPP Non-CHP
59573 | Tisbury Landfill Solar | TIS1 | Solar Photovoltaic | 1.1 | IPP Non-CHP
50179 | Box Canyon Dam | GEN1 | Conventional Hydroelectric | 2.5 | IPP Non-CHP
50179 | Box Canyon Dam | GEN2 | Conventional Hydroelectric | 2.5 | IPP Non-CHP
59090 | Rockland Solar | GEN1 | Solar Photovoltaic | 2.5 | IPP Non-CHP
56456 | Plum Point Energy Station | STG1 | Conventional Steam Coal | 720 | IPP Non-CHP
59100 | Chauncey Farm LLC | 1 | Solar Photovoltaic | 4.9 | IPP Non-CHP
59102 | Dragstrip Farm | 1 | Solar Photovoltaic | 5 | IPP Non-CHP
59105 | Market Farm | 1 | Solar Photovoltaic | 4.9 | IPP Non-CHP
59107 | Mount Olive Farm | 1 | Solar Photovoltaic | 5 | IPP Non-CHP
59109 | Spicewood Solar Farm LLC | 1 | Solar Photovoltaic | 5 | IPP Non-CHP
59110 | Springfield Solar 1 LLC | 1 | Solar Photovoltaic | 4.9 | IPP Non-CHP
59127 | Bailey Farm LLC | 1 | Solar Photovoltaic | 5 | IPP Non-CHP
59126 | Daniel Farm LLC | 1 | Solar Photovoltaic | 5 | IPP Non-CHP
59125 | Kinston | 1 | Solar Photovoltaic | 2 | IPP Non-CHP
59124 | Martin Creek Farm LLC | 1 | Solar Photovoltaic | 3 | IPP Non-CHP
59123 | Moncure Farm LLC | 1 | Solar Photovoltaic | 5 | IPP Non-CHP
59115 | Anderson Farm LLC | 1 | Solar Photovoltaic | 1.9 | IPP Non-CHP
59106 | Snow Hill Solar 2 LLC | 1 | Solar Photovoltaic | 2 | IPP Non-CHP
59097 | Berry Plastics Solar | PV1 | Solar Photovoltaic | 10.1 | IPP Non-CHP
59116 | Woodbine Landfill Plant | V1021 | Landfill Gas | 3.2 | Commercial Non-CHP
59119 | Warsaw I | PV1 | Solar Photovoltaic | 2 | IPP Non-CHP
59120 | Warsaw II | PV1 | Solar Photovoltaic | 2 | IPP Non-CHP
59122 | Enerparc CA1 LLC | ECA11 | Solar Photovoltaic | 1.5 | IPP Non-CHP
54423 | Quantum Lake Power LP | GT1 | Natural Gas Fired Combined Cycle | 48.8 | IPP CHP
54423 | Quantum Lake Power LP | GT2 | Natural Gas Fired Combined Cycle | 58.9 | IPP CHP
54423 | Quantum Lake Power LP | ST1 | Natural Gas Fired Combined Cycle | 26.5 | IPP CHP
54424 | Quantum Pasco Power LP | EDG1 | Petroleum Liquids | 1.2 | IPP CHP
54424 | Quantum Pasco Power LP | EDG2 | Petroleum Liquids | 1.2 | IPP CHP
54424 | Quantum Pasco Power LP | GT1 | Natural Gas Fired Combined Cycle | 57.4 | IPP CHP
54424 | Quantum Pasco Power LP | GT2 | Natural Gas Fired Combined Cycle | 57.4 | IPP CHP
54424 | Quantum Pasco Power LP | ST1 | Natural Gas Fired Combined Cycle | 26.5 | IPP CHP
59142 | Manatee County LFGTE | IC1 | Landfill Gas | 1.6 | IPP Non-CHP
59144 | Brighton PV Solar Plant | 15755 | Solar Photovoltaic | 1.8 | IPP Non-CHP
59143 | Front Range Project | FR-1 | Landfill Gas | 3.2 | IPP Non-CHP
59146 | XPF Solar Field | PV1 | Solar Photovoltaic | 3.9 | IPP Non-CHP
59151 | Harvest Power Orlando | CHP 1 | Other Waste Biomass | 1.6 | Commercial Non-CHP
59151 | Harvest Power Orlando | CHP 2 | Other Waste Biomass | 1.6 | Commercial Non-CHP
59156 | Carter PV1 | CTR1 | Solar Photovoltaic | 5 | IPP Non-CHP
59157 | Pecan PV1 | PEC1 | Solar Photovoltaic | 5 | IPP Non-CHP
59158 | Langley PV1 | LNG1 | Solar Photovoltaic | 5 | IPP Non-CHP
59198 | Sterling PV 3 | STER3 | Solar Photovoltaic | 1.6 | IPP Non-CHP
59199 | Mesa PV1 | MESA1 | Solar Photovoltaic | 1.6 | IPP Non-CHP
2480 | Danskammer Generating Station | 1 | Petroleum Liquids | 72 | IPP Non-CHP
2480 | Danskammer Generating Station | 2 | Petroleum Liquids | 73.5 | IPP Non-CHP
2480 | Danskammer Generating Station | 3 | Conventional Steam Coal | 147.1 | IPP Non-CHP
2480 | Danskammer Generating Station | 4 | Conventional Steam Coal | 239.4 | IPP Non-CHP
2480 | Danskammer Generating Station | 5 | Petroleum Liquids | 2.7 | IPP Non-CHP
2480 | Danskammer Generating Station | 6 | Petroleum Liquids | 2.7 | IPP Non-CHP
59170 | Jakana Solar | 5MWPV | Solar Photovoltaic | 5 | IPP Non-CHP
59167 | Lancaster Solar 1 | LS1 | Solar Photovoltaic | 1.5 | IPP Non-CHP
59169 | Lancaster Solar 2 | LS2 | Solar Photovoltaic | 1.5 | IPP Non-CHP
59166 | Bridgeport Disposal Solar Farm | BRIDG | Solar Photovoltaic | 1.2 | Commercial Non-CHP
59171 | Windsor Solar | 5MWPV | Solar Photovoltaic | 5 | IPP Non-CHP
59174 | Lewiston Solar | 5MWPV | Solar Photovoltaic | 5 | IPP Non-CHP
59176 | Williamston Solar | 5MWPV | Solar Photovoltaic | 5 | IPP Non-CHP
59181 | AgriReNew | 00001 | Other Waste Biomass | 1 | IPP CHP
57344 | Cargill Dry Creek Biofactory | GS1 | Other Waste Biomass | 0.8 | Industrial CHP
57344 | Cargill Dry Creek Biofactory | GS2 | Other Waste Biomass | 0.8 | Industrial CHP
57344 | Cargill Dry Creek Biofactory | GS3 | Other Waste Biomass | 0.8 | Industrial CHP
59189 | East Wayne Solar LLC | 1 | Solar Photovoltaic | 2 | IPP Non-CHP
59190 | Vickers | 1 | Solar Photovoltaic | 2 | IPP Non-CHP
59191 | Soluga Farms 1 | 1 | Solar Photovoltaic | 5 | IPP Non-CHP
59192 | Soluga Farms 2 LLC | 1 | Solar Photovoltaic | 5 | IPP Non-CHP
59219 | Porterville 6 and 7 | PV1 | Solar Photovoltaic | 1.5 | IPP Non-CHP
59219 | Porterville 6 and 7 | PV2 | Solar Photovoltaic | 1.5 | IPP Non-CHP
59221 | Pecan Row Landfill To Electric Facility | GEN1 | Landfill Gas | 1.6 | IPP Non-CHP
59221 | Pecan Row Landfill To Electric Facility | GEN2 | Landfill Gas | 1.6 | IPP Non-CHP
59221 | Pecan Row Landfill To Electric Facility | GEN3 | Landfill Gas | 1.6 | IPP Non-CHP
59237 | Lone Valley Solar Park II LLC | CPII | Solar Photovoltaic | 20 | IPP Non-CHP
59238 | Windthorst-2 | WND2 | Onshore Wind Turbine | 67.6 | IPP Non-CHP
59239 | Eagle Springs Solar LLC | ESS01 | Solar Photovoltaic | 1 | IPP Non-CHP
57284 | Minonk Wind Farm | 1 | Onshore Wind Turbine | 200 | IPP Non-CHP
57285 | Sandy Ridge Wind Farm | 1 | Onshore Wind Turbine | 50 | IPP Non-CHP
57964 | Shady Oaks Wind Farm | 1 | Onshore Wind Turbine | 109.5 | IPP Non-CHP
57981 | Senate Wind LLC | GEN1 | Onshore Wind Turbine | 150 | IPP Non-CHP
59248 | CCMUA | CCMUA | Solar Photovoltaic | 1.5 | IPP Non-CHP
10122 | CIP II/AR Bridgewater Holdings - NJCOE | 02 | Natural Gas Fired Combustion Turbine | 5 | Commercial CHP
59265 | Merced Solar LLC | PV8 | Solar Photovoltaic | 1.5 | IPP Non-CHP
59267 | Mission Solar LLC | PV9 | Solar Photovoltaic | 1.5 | IPP Non-CHP
59268 | Hollister Solar LLC | PV10 | Solar Photovoltaic | 1.5 | IPP Non-CHP
52033 | Moretown Generating Station | 1 | Conventional Hydroelectric | 1.2 | IPP Non-CHP
59260 | Hidden View Dairy, LLC | HV1 | Other Waste Biomass | 0.9 | Industrial Non-CHP
59260 | Hidden View Dairy, LLC | HV2 | Other Waste Biomass | 0.4 | Industrial Non-CHP
59295 | WED NK Green | NKG1 | Onshore Wind Turbine | 1.5 | IPP Non-CHP
50001 | Altamont Midway Ltd | WTGS | Onshore Wind Turbine | 10.9 | IPP Non-CHP
50534 | Santa Clara (85C) | WGNS | Onshore Wind Turbine | 18 | IPP Non-CHP
50818 | Dyer Road | GEN1 | Onshore Wind Turbine | 10.5 | IPP Non-CHP
54258 | Westwind Trust | WIN1 | Onshore Wind Turbine | 16 | IPP Non-CHP
54681 | Difwind Farms Ltd I | EXIS | Onshore Wind Turbine | 7.3 | IPP Non-CHP
54682 | Difwind Farms Ltd II | EXIS | Onshore Wind Turbine | 5.5 | IPP Non-CHP
54685 | Difwind Farms Ltd V | EXIS | Onshore Wind Turbine | 11.7 | IPP Non-CHP
56877 | Hall's Warehouse Solar Project | TBD | Solar Photovoltaic | 1.7 | IPP Non-CHP
59297 | Carrier Clinic | CARRI | Solar Photovoltaic | 1.5 | IPP Non-CHP
56650 | Wessington Springs | 1 | Onshore Wind Turbine | 51 | IPP Non-CHP
59300 | Hanford 1 and 2 | HAN1 | Solar Photovoltaic | 1.5 | IPP Non-CHP
59300 | Hanford 1 and 2 | HAN2 | Solar Photovoltaic | 1.5 | IPP Non-CHP
59311 | Seiling Wind I | SEIL1 | Onshore Wind Turbine | 199 | IPP Non-CHP
59312 | Seiling Wind II | SEIL2 | Onshore Wind Turbine | 98.6 | IPP Non-CHP
59324 | MCCo Solar Generating Facility | MCCO1 | Solar Photovoltaic | 1 | IPP Non-CHP
59327 | Marlboro Mushrooms Solar Field | GEN1 | Solar Photovoltaic | 1 | Industrial Non-CHP
59328 | Golden Acorn Casino | GAC1 | Onshore Wind Turbine | 1 | Commercial Non-CHP
59329 | City of Soledad Water Reclamation | SOL1 | Onshore Wind Turbine | 1 | IPP Non-CHP
59330 | Taylor Farms | TAY1 | Onshore Wind Turbine | 1 | IPP Non-CHP
59331 | Anheuser-Busch #2 | ANB2 | Onshore Wind Turbine | 1.6 | Industrial Non-CHP
59335 | MCLB Landfill Gas to Energy | GEN1 | Other Waste Biomass | 1.9 | IPP CHP
10124 | Hollow Dam Power Partnership | HY1 | Conventional Hydroelectric | 0.5 | IPP Non-CHP
10124 | Hollow Dam Power Partnership | HY2 | Conventional Hydroelectric | 0.5 | IPP Non-CHP
59182 | Hesperia | 10-94 | Solar Photovoltaic | 1.5 | IPP Non-CHP
59359 | SCE-Snowline-Duncan Road (North) | 10400 | Solar Photovoltaic | 1.5 | IPP Non-CHP
59360 | SCE-Snowline-Duncan Road (South) | 11113 | Solar Photovoltaic | 1 | IPP Non-CHP
59421 | SCE-Snowline-White Road (South) | 11111 | Solar Photovoltaic | 1.5 | IPP Non-CHP
59422 | SCE-Snowline-White Road (North) | 10401 | Solar Photovoltaic | 1.5 | IPP Non-CHP
59423 | SCE-Snowline-White Rd (Central) | 10402 | Solar Photovoltaic | 1.5 | IPP Non-CHP
59357 | Dorena Hydro-Electric Facility | FRNCS | Conventional Hydroelectric | 1.4 | IPP Non-CHP
59357 | Dorena Hydro-Electric Facility | KAPLN | Conventional Hydroelectric | 6.1 | IPP Non-CHP
59358 | Devens | MA2 | Solar Photovoltaic | 3 | IPP Non-CHP
59373 | Broshco Fabricated Products | 1 | Natural Gas Fired Combustion Turbine | 1.2 | Industrial CHP
59373 | Broshco Fabricated Products | 2 | Natural Gas Fired Combustion Turbine | 1.2 | Industrial CHP
59373 | Broshco Fabricated Products | 3 | Natural Gas Fired Combustion Turbine | 1.2 | Industrial CHP
59373 | Broshco Fabricated Products | 4 | Natural Gas Fired Combustion Turbine | 1.1 | Industrial CHP
59378 | Helios Plaza CHP Plant | GEN1 | Natural Gas Fired Combustion Turbine | 4.3 | IPP CHP
59376 | Dunn | DUNN1 | Solar Photovoltaic | 2 | IPP Non-CHP
59375 | Rose Hill | ROSE1 | Solar Photovoltaic | 2 | IPP Non-CHP
59377 | Town of Cary | CARY1 | Solar Photovoltaic | 1.5 | IPP Non-CHP
56448 | Mars Hill Wind Farm Project | 1 | Onshore Wind Turbine | 42 | IPP Non-CHP
56449 | Kaheawa Pastures Wind Farm | 1 | Onshore Wind Turbine | 30 | IPP Non-CHP
56575 | Steel Winds Wind Farm | 1 | Onshore Wind Turbine | 20 | IPP Non-CHP
56633 | Dutch Hill Wind Project | 1 | Onshore Wind Turbine | 37.5 | IPP Non-CHP
56634 | Cohocton Wind Project | 1 | Onshore Wind Turbine | 87.5 | IPP Non-CHP
56989 | Stetson Wind I | 1 | Onshore Wind Turbine | 57 | IPP Non-CHP
56990 | Rollins Wind Project | 1 | Onshore Wind Turbine | 60 | IPP Non-CHP
56991 | Stetson Wind II | 1 | Onshore Wind Turbine | 25.5 | IPP Non-CHP
57078 | Steel Winds II | 1 | Onshore Wind Turbine | 15 | IPP Non-CHP
57079 | Milford Wind Corridor I LLC | 1 | Onshore Wind Turbine | 203.5 | IPP Non-CHP
57080 | Sheffield Wind | 1 | Onshore Wind Turbine | 40 | IPP Non-CHP
57082 | Kaheawa Wind Power II LLC | 1 | Onshore Wind Turbine | 21 | IPP Non-CHP
57082 | Kaheawa Wind Power II LLC | 2 | Batteries | 10 | IPP Non-CHP
57083 | Bull Hill Wind Project | 1 | Onshore Wind Turbine | 34.5 | IPP Non-CHP
57087 | Kahuku Wind Power LLC | 1 | Onshore Wind Turbine | 30 | IPP Non-CHP
57530 | Palouse | 1 | Onshore Wind Turbine | 105.3 | IPP Non-CHP
58275 | Mass Midstate Solar 3 | 1 | Solar Photovoltaic | 4 | IPP Non-CHP
58276 | Mass Midstate Solar 2 | 1 | Solar Photovoltaic | 5 | IPP Non-CHP
58279 | Mass Midstate Solar 1 | 1 | Solar Photovoltaic | 5 | IPP Non-CHP
58280 | Millbury Solar | 1 | Solar Photovoltaic | 3 | IPP Non-CHP
59381 | The Methodist Hospital, Gas Turbine | GT-1 | Natural Gas Fired Combustion Turbine | 5 | Commercial CHP
7814 | Webb Forging | 1 | Petroleum Liquids | 2.9 | Electric Utility
7814 | Webb Forging | 2 | Petroleum Liquids | 2.9 | Electric Utility
7957 | Sediver | 1 | Petroleum Liquids | 2.9 | Electric Utility
56129 | Thermal Kem | 1 | Petroleum Liquids | 2.9 | Electric Utility
56131 | Valenite | 1 | Petroleum Liquids | 2.9 | Electric Utility
56132 | Honea Path | 1 | Petroleum Liquids | 2.9 | Electric Utility
59383 | East Kansas Agri-Energy, LLC | KATO | All Other | 2 | Industrial Non-CHP
54927 | Grand Isle Gas Plant / Treating Station | 1 | Natural Gas Internal Combustion Engine | 3 | Industrial Non-CHP
54927 | Grand Isle Gas Plant / Treating Station | 2 | Natural Gas Internal Combustion Engine | 3 | Industrial Non-CHP
54927 | Grand Isle Gas Plant / Treating Station | 3 | Natural Gas Internal Combustion Engine | 3 | Industrial Non-CHP
59392 | Blue Ridge Generating | GEN1 | Landfill Gas | 1.6 | IPP Non-CHP
59393 | Eubank Landfill Solar Array | ESNM1 | Solar Photovoltaic | 2 | IPP Non-CHP
59395 | City of Tulare Water Facility | C2550 | Other Waste Biomass | 0.5 | Commercial CHP
59395 | City of Tulare Water Facility | DFC30 | Other Waste Biomass | 1.4 | Commercial CHP
59395 | City of Tulare Water Facility | PV302 | Solar Photovoltaic | 0.1 | Commercial CHP
59395 | City of Tulare Water Facility | SC500 | Solar Photovoltaic | 1 | Commercial CHP
59396 | Shaffer | SHF01 | Solar Photovoltaic | 5 | IPP Non-CHP
59397 | LandPro-1 | SNL17 | Solar Photovoltaic | 1.5 | IPP Non-CHP
59398 | LandPro-2 | SNL18 | Solar Photovoltaic | 1.5 | IPP Non-CHP
59399 | LandPro-3 | SNL19 | Solar Photovoltaic | 1.5 | IPP Non-CHP
59404 | Searchlight Solar | 1 | Solar Photovoltaic | 17.5 | IPP Non-CHP
59439 | COC Surry LFG, LLC | UNIT1 | Landfill Gas | 1.6 | IPP Non-CHP
1469 | Ellsworth Hydro Station | EL01 | Conventional Hydroelectric | 2.5 | IPP Non-CHP
1469 | Ellsworth Hydro Station | EL02 | Conventional Hydroelectric | 2 | IPP Non-CHP
1469 | Ellsworth Hydro Station | EL03 | Conventional Hydroelectric | 2 | IPP Non-CHP
1469 | Ellsworth Hydro Station | EL04 | Conventional Hydroelectric | 2.4 | IPP Non-CHP
1472 | Howland Hydro Station | HL01 | Conventional Hydroelectric | 0.6 | IPP Non-CHP
1472 | Howland Hydro Station | HL02 | Conventional Hydroelectric | 0.6 | IPP Non-CHP
1472 | Howland Hydro Station | HL03 | Conventional Hydroelectric | 0.6 | IPP Non-CHP
1475 | Milford Hydro Station | MF01 | Conventional Hydroelectric | 0.7 | IPP Non-CHP
1475 | Milford Hydro Station | MF02 | Conventional Hydroelectric | 0.7 | IPP Non-CHP
1475 | Milford Hydro Station | MF03 | Conventional Hydroelectric | 1.6 | IPP Non-CHP
1475 | Milford Hydro Station | MF04 | Conventional Hydroelectric | 1.6 | IPP Non-CHP
1475 | Milford Hydro Station | MF05 | Conventional Hydroelectric | 1.6 | IPP Non-CHP
1475 | Milford Hydro Station | MF06 | Conventional Hydroelectric | 1.6 | IPP Non-CHP
1478 | Stillwater Hydro Station | SW01 | Conventional Hydroelectric | 0.4 | IPP Non-CHP
1478 | Stillwater Hydro Station | SW02 | Conventional Hydroelectric | 0.4 | IPP Non-CHP
1478 | Stillwater Hydro Station | SW03 | Conventional Hydroelectric | 0.4 | IPP Non-CHP
1478 | Stillwater Hydro Station | SW04 | Conventional Hydroelectric | 0.6 | IPP Non-CHP
10255 | Bangor Pacific Hydro | GEN1 | Conventional Hydroelectric | 6.5 | IPP Non-CHP
10255 | Bangor Pacific Hydro | GEN2 | Conventional Hydroelectric | 6.5 | IPP Non-CHP
55288 | Medway Hydro | MW01 | Conventional Hydroelectric | 0.6 | IPP Non-CHP
55288 | Medway Hydro | MW02 | Conventional Hydroelectric | 0.6 | IPP Non-CHP
55288 | Medway Hydro | MW03 | Conventional Hydroelectric | 0.6 | IPP Non-CHP
55288 | Medway Hydro | MW04 | Conventional Hydroelectric | 0.7 | IPP Non-CHP
55288 | Medway Hydro | MW05 | Conventional Hydroelectric | 0.7 | IPP Non-CHP
57184 | Orono Hydro Station | 1 | Conventional Hydroelectric | 0.5 | IPP Non-CHP
57184 | Orono Hydro Station | 2 | Conventional Hydroelectric | 0.6 | IPP Non-CHP
57184 | Orono Hydro Station | 3 | Conventional Hydroelectric | 0.8 | IPP Non-CHP
57184 | Orono Hydro Station | 4 | Conventional Hydroelectric | 0.8 | IPP Non-CHP
59437 | Stillwater B | SWB-1 | Conventional Hydroelectric | 0.8 | IPP Non-CHP
59437 | Stillwater B | SWB-2 | Conventional Hydroelectric | 0.8 | IPP Non-CHP
59437 | Stillwater B | SWB-3 | Conventional Hydroelectric | 0.8 | IPP Non-CHP
59438 | Orono B | ORB-1 | Conventional Hydroelectric | 1.3 | IPP Non-CHP
59438 | Orono B | ORB-2 | Conventional Hydroelectric | 1.3 | IPP Non-CHP
59438 | Orono B | ORB-3 | Conventional Hydroelectric | 1.3 | IPP Non-CHP
59407 | Newman Solar | NEW1 | Solar Photovoltaic | 10.5 | IPP Non-CHP
55353 | Lakota Ridge LLC | NMO1 | Onshore Wind Turbine | 11.2 | IPP Non-CHP
55354 | Shaokatan Hills LLC | 6150 | Onshore Wind Turbine | 11.8 | IPP Non-CHP
57685 | Rinehart | 1 | Solar Photovoltaic | 10 | IPP Non-CHP
59409 | Madelyn Solar, LLC | SNL17 | Solar Photovoltaic | 1 | IPP Non-CHP
59410 | Rudy Solar, LLC | SNL19 | Solar Photovoltaic | 1.5 | IPP Non-CHP
59411 | Mitchell Solar, LLC | SNL18 | Solar Photovoltaic | 1.5 | IPP Non-CHP
57154 | Mesquite Lake Water & Power Plant 1 | 1209 | Wood/Wood Waste Biomass | 18.1 | IPP Non-CHP
59416 | Anaheim Solar Energy Plant | PV1 | Solar Photovoltaic | 2.1 | Electric Utility
54803 | Plymouth State College Cogeneration | A | Petroleum Liquids | 1.2 | Commercial CHP
54803 | Plymouth State College Cogeneration | B | Petroleum Liquids | 1.6 | Commercial CHP
10074 | Pulp Mill Power House | GEN1 | Wood/Wood Waste Biomass | 20 | Industrial CHP
59425 | Zimmerman Energy | ZE-#1 | Landfill Gas | 2 | IPP Non-CHP
59425 | Zimmerman Energy | ZE-#2 | Landfill Gas | 2 | IPP Non-CHP
59425 | Zimmerman Energy | ZE-#3 | Landfill Gas | 2 | IPP Non-CHP
59424 | IND Solar Farm (Phase IIA) | IND2A | Solar Photovoltaic | 7.5 | IPP Non-CHP
59428 | Baker Creek Hydroelectric | GENE1 | Conventional Hydroelectric | 1.4 | IPP Non-CHP
59428 | Baker Creek Hydroelectric | GENE2 | Conventional Hydroelectric | 0.1 | IPP Non-CHP
59432 | Duke Building 87 | DUK87 | Solar Photovoltaic | 2.7 | IPP Non-CHP
59433 | Duke Building 98 | DUK98 | Solar Photovoltaic | 2.7 | IPP Non-CHP
59434 | Duke Building 129 | DU129 | Solar Photovoltaic | 3.4 | IPP Non-CHP
59771 | Jefferson Solar Park | JSP01 | Solar Photovoltaic | 1 | IPP Non-CHP
59447 | Pacific Rim Dairy Digester | 00001 | Other Waste Biomass | 1 | IPP Non-CHP
59446 | Cranbury | CRANB | Solar Photovoltaic | 5 | IPP Non-CHP
59445 | St. Albans SPEED Project | PV1 | Solar Photovoltaic | 2 | IPP Non-CHP
59448 | Waxdale | CGEN1 | Landfill Gas | 3.5 | Industrial CHP
59448 | Waxdale | CGEN2 | Natural Gas Fired Combustion Turbine | 3.5 | Industrial CHP
59448 | Waxdale | WEC01 | Onshore Wind Turbine | 1.5 | Industrial CHP
59448 | Waxdale | WEC02 | Onshore Wind Turbine | 1.5 | Industrial CHP
59451 | CBC Solar Energy Gen Fac Phase 2 | PV2 | Solar Photovoltaic | 2.5 | IPP Non-CHP
59452 | East. Michigan Univ. Heating Plant | COGEN | Natural Gas Fired Combustion Turbine | 3.5 | Commercial CHP
59453 | Albany Medical Ctr Cogen Plant | GTG1 | Natural Gas Fired Combustion Turbine | 4.6 | Commercial CHP
59454 | Valencia Solar | VALEN | Solar Photovoltaic | 10 | IPP Non-CHP
59455 | Tech Park Solar | TECHP | Solar Photovoltaic | 5 | IPP Non-CHP
59456 | P Plant | P-TG4 | Natural Gas Fired Combustion Turbine | 4.6 | Commercial CHP
59457 | Q Plant | Q-TG1 | Natural Gas Fired Combustion Turbine | 4.6 | Commercial CHP
59458 | W Plant | W-TG1 | Natural Gas Fired Combustion Turbine | 4.6 | Commercial CHP
59459 | Hickory Ridge Landfill Solar Project | 5088 | Solar Photovoltaic | 1 | IPP Non-CHP
59462 | Denver Intl Airport IV Solar | DIA4 | Solar Photovoltaic | 3.1 | IPP Non-CHP
59463 | Ayers Village Solar | 1 | Solar Photovoltaic | 2 | IPP Non-CHP
59464 | Monson Solar | 2 | Solar Photovoltaic | 3 | IPP Non-CHP
59465 | Sullivan Solar | 1 | Solar Photovoltaic | 1.5 | IPP Non-CHP
59466 | Winchendon Solar | 3 | Solar Photovoltaic | 1.9 | IPP Non-CHP
59468 | KS Solar Six LLC | HUBB | Solar Photovoltaic | 2.5 | IPP Non-CHP
59765 | Stetson Road Solar - Barre I | BI | Solar Photovoltaic | 2 | IPP Non-CHP
59766 | Barre II Solar Project | BII | Solar Photovoltaic | 1.5 | IPP Non-CHP
59767 | Chester Solar Farm | CHSTR | Solar Photovoltaic | 4.8 | IPP Non-CHP
59768 | Concord Solar Farm | CMLP | Solar Photovoltaic | 1.5 | IPP Non-CHP
59470 | Cornell Snyder Road Solar Array | CSR1 | Solar Photovoltaic | 1.8 | IPP Non-CHP
59529 | Bannock County LFG to Energy | GEN1 | Landfill Gas | 1.6 | Commercial Non-CHP
59476 | Clarendon Solar Farm | VT001 | Solar Photovoltaic | 2 | IPP Non-CHP
59477 | Claire Solar Farm | CSF1 | Solar Photovoltaic | 2.2 | IPP Non-CHP
59489 | Anthony Wayne Solar #1 | AWS1 | Solar Photovoltaic | 1.7 | IPP Non-CHP
59495 | Antares-GRE 314 East Lyme LLC | GRE01 | Solar Photovoltaic | 4 | IPP Non-CHP
59484 | Hadley Solar, LLC | PV1 | Solar Photovoltaic | 3 | IPP Non-CHP
59485 | 265 Pleasant Solar NG, LLC | PV2 | Solar Photovoltaic | 1.2 | IPP Non-CHP
59530 | Pasquotank | PASQ1 | Solar Photovoltaic | 20 | IPP Non-CHP
59543 | Acton Solar Landfill | ACTON | Solar Photovoltaic | 1.6 | Commercial Non-CHP
59544 | Parlin Solar LLC | PV1 | Solar Photovoltaic | 1.3 | IPP Non-CHP
59545 | Springfield Solar LLC | PV1 | Solar Photovoltaic | 1.5 | IPP Non-CHP
59546 | Beaver Solar LLC | PV1 | Solar Photovoltaic | 1.3 | IPP Non-CHP
59550 | Putah Creek Solar Farm | PCSF | Solar Photovoltaic | 2 | IPP Non-CHP
59551 | FLS Solar 200, LLC | FLS1 | Solar Photovoltaic | 4.3 | IPP Non-CHP
59552 | FLS Solar 170, LLC | FLS1 | Solar Photovoltaic | 2 | IPP Non-CHP
59553 | Innovative Solar 14, LLC | FLS1 | Solar Photovoltaic | 2 | IPP Non-CHP
59554 | Innovative Solar 15, LLC | FLS1 | Solar Photovoltaic | 1.7 | IPP Non-CHP
59558 | Sandoval Solar Energy Center | SSEC1 | Solar Photovoltaic | 6.1 | IPP Non-CHP
59559 | Clear Horizons Dane Community Digester | GEN#1 | Other Waste Biomass | 1 | IPP CHP
59559 | Clear Horizons Dane Community Digester | GEN#2 | Other Waste Biomass | 1 | IPP CHP
59561 | Crockett Farm | PV1 | Solar Photovoltaic | 5 | IPP Non-CHP
59562 | Eastover Farm | PV1 | Solar Photovoltaic | 5 | IPP Non-CHP
59564 | Hutchinson Farm | PV1 | Solar Photovoltaic | 5 | IPP Non-CHP
59579 | Franklin Solar 2 | PV1 | Solar Photovoltaic | 2 | IPP Non-CHP
59581 | Stout Farm | PV1 | Solar Photovoltaic | 5 | IPP Non-CHP
57952 | Woodall Gas Plant | GEN1 | Natural Gas Internal Combustion Engine | 1 | Industrial Non-CHP
57952 | Woodall Gas Plant | GEN2 | Natural Gas Internal Combustion Engine | 1 | Industrial Non-CHP
57952 | Woodall Gas Plant | GEN3 | Natural Gas Internal Combustion Engine | 1 | Industrial Non-CHP
57099 | RockTenn CP, LLC-Tacoma Mill | STG1 | Wood/Wood Waste Biomass | 64 | Industrial CHP
59613 | Town of Williamson Landfill PV | TWLL | Solar Photovoltaic | 1.2 | Commercial Non-CHP
59623 | Clarkson Solar | CSPV | Solar Photovoltaic | 2 | IPP Non-CHP
3175 | Safe Harbor | 1 | Conventional Hydroelectric | 33 | IPP Non-CHP
3175 | Safe Harbor | 10 | Conventional Hydroelectric | 37.5 | IPP Non-CHP
3175 | Safe Harbor | 11 | Conventional Hydroelectric | 37.5 | IPP Non-CHP
3175 | Safe Harbor | 12 | Conventional Hydroelectric | 37.5 | IPP Non-CHP
3175 | Safe Harbor | 2 | Conventional Hydroelectric | 33 | IPP Non-CHP
3175 | Safe Harbor | 3 | Conventional Hydroelectric | 32 | IPP Non-CHP
3175 | Safe Harbor | 4 | Conventional Hydroelectric | 32 | IPP Non-CHP
3175 | Safe Harbor | 41 | Conventional Hydroelectric | 2 | IPP Non-CHP
3175 | Safe Harbor | 42 | Conventional Hydroelectric | 2 | IPP Non-CHP
3175 | Safe Harbor | 5 | Conventional Hydroelectric | 32 | IPP Non-CHP
3175 | Safe Harbor | 6 | Conventional Hydroelectric | 32 | IPP Non-CHP
3175 | Safe Harbor | 7 | Conventional Hydroelectric | 32 | IPP Non-CHP
3175 | Safe Harbor | 8 | Conventional Hydroelectric | 37.5 | IPP Non-CHP
3175 | Safe Harbor | 9 | Conventional Hydroelectric | 37.5 | IPP Non-CHP
57947 | Macho Springs Power I | GEN | Onshore Wind Turbine | 50.4 | IPP Non-CHP
55053 | Bridgeport Gas Processing Plant | 14 | Natural Gas Internal Combustion Engine | 0.8 | Industrial Non-CHP
55053 | Bridgeport Gas Processing Plant | 15 | Natural Gas Internal Combustion Engine | 0.8 | Industrial Non-CHP
55053 | Bridgeport Gas Processing Plant | 16 | Natural Gas Internal Combustion Engine | 0.8 | Industrial Non-CHP
55053 | Bridgeport Gas Processing Plant | 17 | Natural Gas Internal Combustion Engine | 0.8 | Industrial Non-CHP
55053 | Bridgeport Gas Processing Plant | 2723 | Natural Gas Internal Combustion Engine | 0.8 | Industrial Non-CHP
55053 | Bridgeport Gas Processing Plant | 654 | Natural Gas Internal Combustion Engine | 0.8 | Industrial Non-CHP
55053 | Bridgeport Gas Processing Plant | 655 | Natural Gas Internal Combustion Engine | 0.8 | Industrial Non-CHP
55053 | Bridgeport Gas Processing Plant | 656 | Natural Gas Internal Combustion Engine | 0.8 | Industrial Non-CHP
55053 | Bridgeport Gas Processing Plant | 657 | Natural Gas Internal Combustion Engine | 0.8 | Industrial Non-CHP
55053 | Bridgeport Gas Processing Plant | 658 | Natural Gas Internal Combustion Engine | 0.8 | Industrial Non-CHP
55053 | Bridgeport Gas Processing Plant | 666 | Natural Gas Internal Combustion Engine | 0.8 | Industrial Non-CHP
55053 | Bridgeport Gas Processing Plant | 667 | Natural Gas Internal Combustion Engine | 0.8 | Industrial Non-CHP
55053 | Bridgeport Gas Processing Plant | 671 | Natural Gas Internal Combustion Engine | 0.8 | Industrial Non-CHP
57597 | Cana Gas Processing Plant | 3005 | Petroleum Liquids | 2.5 | Industrial Non-CHP
57597 | Cana Gas Processing Plant | 3006 | Petroleum Liquids | 2.5 | Industrial Non-CHP
57597 | Cana Gas Processing Plant | 6214 | Petroleum Liquids | 2.5 | Industrial Non-CHP
55622 | West Valley Generation Project | U1 | Natural Gas Fired Combustion Turbine | 43.4 | IPP Non-CHP
55622 | West Valley Generation Project | U2 | Natural Gas Fired Combustion Turbine | 43.4 | IPP Non-CHP
55622 | West Valley Generation Project | U3 | Natural Gas Fired Combustion Turbine | 43.4 | IPP Non-CHP
55622 | West Valley Generation Project | U4 | Natural Gas Fired Combustion Turbine | 43.4 | IPP Non-CHP
55622 | West Valley Generation Project | U5 | Natural Gas Fired Combustion Turbine | 43.4 | IPP Non-CHP
55317 | Fore River Generating Station | GT11 | Natural Gas Fired Combined Cycle | 278.6 | IPP Non-CHP
55317 | Fore River Generating Station | GT12 | Natural Gas Fired Combined Cycle | 278.6 | IPP Non-CHP
55317 | Fore River Generating Station | ST15 | Natural Gas Fired Combined Cycle | 315 | IPP Non-CHP
58943 | Halifax | 1 | Solar Photovoltaic | 20 | IPP Non-CHP
58377 | Rochelle Energy Center | REC1 | Landfill Gas | 1.6 | IPP Non-CHP
58377 | Rochelle Energy Center | REC2 | Landfill Gas | 1.6 | IPP Non-CHP
58377 | Rochelle Energy Center | REC3 | Landfill Gas | 1.6 | IPP Non-CHP
59650 | CII Methane Management III LFG Plant | GEN1 | Landfill Gas | 1.6 | IPP Non-CHP
59711 | CII Methane Management IV, LLC | GEN1 | Landfill Gas | 1.6 | IPP Non-CHP
862 | Grand Tower Energy Center LLC | 1 | Natural Gas Fired Combined Cycle | 223.2 | IPP Non-CHP
862 | Grand Tower Energy Center LLC | 2 | Natural Gas Fired Combined Cycle | 223.2 | IPP Non-CHP
862 | Grand Tower Energy Center LLC | 3 | Natural Gas Fired Combined Cycle | 80.9 | IPP Non-CHP
862 | Grand Tower Energy Center LLC | 4 | Natural Gas Fired Combined Cycle | 113.6 | IPP Non-CHP
55201 | Gibson City Energy Center LLC | 1 | Natural Gas Fired Combustion Turbine | 135 | IPP Non-CHP
55201 | Gibson City Energy Center LLC | 2 | Natural Gas Fired Combustion Turbine | 135 | IPP Non-CHP
55438 | Elgin Energy Center LLC | CT01 | Natural Gas Fired Combustion Turbine | 135 | IPP Non-CHP
55438 | Elgin Energy Center LLC | CT02 | Natural Gas Fired Combustion Turbine | 135 | IPP Non-CHP
55438 | Elgin Energy Center LLC | CT03 | Natural Gas Fired Combustion Turbine | 135 | IPP Non-CHP
55438 | Elgin Energy Center LLC | CT04 | Natural Gas Fired Combustion Turbine | 135 | IPP Non-CHP
58667 | Biscoe Solar LLC | BISCO | Solar Photovoltaic | 5 | IPP Non-CHP
58669 | Selma Solar LLC | SELMA | Solar Photovoltaic | 5 | IPP Non-CHP
58670 | Turkey Branch Solar LLC | TURKY | Solar Photovoltaic | 5 | IPP Non-CHP
50891 | El Dorado Hydro Elk Creek | GEN1 | Conventional Hydroelectric | 2.6 | IPP Non-CHP
50892 | Rock Creek LP | GEN1 | Conventional Hydroelectric | 1.5 | IPP Non-CHP
50892 | Rock Creek LP | GEN2 | Conventional Hydroelectric | 1.5 | IPP Non-CHP
50895 | Bypass | GEN1 | Conventional Hydroelectric | 3.3 | IPP Non-CHP
50895 | Bypass | GEN2 | Conventional Hydroelectric | 3.3 | IPP Non-CHP
50895 | Bypass | GEN3 | Conventional Hydroelectric | 3.3 | IPP Non-CHP
50896 | S E Hazelton A | GEN1 | Conventional Hydroelectric | 2.8 | IPP Non-CHP
50896 | S E Hazelton A | GEN2 | Conventional Hydroelectric | 2.8 | IPP Non-CHP
50896 | S E Hazelton A | GEN3 | Conventional Hydroelectric | 2.8 | IPP Non-CHP
55009 | Montgomery Creek Hydro | GEN1 | Conventional Hydroelectric | 2.6 | IPP Non-CHP
57644 | Prairie Rose Wind Farm | PR1 | Onshore Wind Turbine | 200 | IPP Non-CHP
58824 | Sheldon Solar | I402 | Solar Photovoltaic | 2.3 | IPP Non-CHP
58938 | Origin Wind | WT | Onshore Wind Turbine | 150 | IPP Non-CHP
59168 | Avalon Solar | AS | Solar Photovoltaic | 29 | IPP Non-CHP
52166 | Collins Facility | 1 | Conventional Hydroelectric | 0.6 | IPP Non-CHP
52166 | Collins Facility | 2 | Conventional Hydroelectric | 0.6 | IPP Non-CHP
59636 | Charlton Solar I | 37021 | Solar Photovoltaic | 4.4 | IPP Non-CHP
58807 | Boseman Solar Center LLC | BSC1 | Solar Photovoltaic | 5 | IPP Non-CHP
58810 | Rams Horn Solar Center LLC | RHSC1 | Solar Photovoltaic | 5 | IPP Non-CHP
58808 | Flemming Solar Center LLC | FSC1 | Solar Photovoltaic | 5 | IPP Non-CHP
58812 | Upchurch Solar Center LLC | USC1 | Solar Photovoltaic | 5 | IPP Non-CHP
59639 | Lightolier Wind I Turbine | LIGHT | Onshore Wind Turbine | 2 | Industrial Non-CHP
57373 | Agua Caliente Solar Project | AGU1 | Solar Photovoltaic | 90.7 | IPP Non-CHP
57373 | Agua Caliente Solar Project | AGU2 | Solar Photovoltaic | 136 | IPP Non-CHP
57373 | Agua Caliente Solar Project | AGU3 | Solar Photovoltaic | 121 | IPP Non-CHP
57295 | Alpine Solar | 1 | Solar Photovoltaic | 66 | IPP Non-CHP
57657 | Avra Valley Solar | 1 | Solar Photovoltaic | 26.5 | IPP Non-CHP
56939 | NRG Solar Blythe LLC | 1 | Solar Photovoltaic | 21 | IPP Non-CHP
57338 | Roadrunner Solar | 1 | Solar Photovoltaic | 20.2 | IPP Non-CHP
52063 | Martinez Sulfuric Acid Regeneration Plt | GEN1 | All Other | 4 | Industrial CHP
52064 | Dominguez Plant | GEN1 | Natural Gas Steam Turbine | 5 | Industrial CHP
52065 | Houston Plant | GEN1 | All Other | 6 | Industrial CHP
52065 | Houston Plant | GEN2 | All Other | 1.5 | Industrial CHP
58440 | CBS Studio Center | 9560 | Other Natural Gas | 0.4 | Commercial Non-CHP
58440 | CBS Studio Center | 9580 | Other Natural Gas | 0.4 | Commercial Non-CHP
58440 | CBS Studio Center | 9581 | Other Natural Gas | 0.4 | Commercial Non-CHP
58440 | CBS Studio Center | 9583 | Other Natural Gas | 0.4 | Commercial Non-CHP
58440 | CBS Studio Center | 9585 | Other Natural Gas | 0.4 | Commercial Non-CHP
58440 | CBS Studio Center | 9587 | Other Natural Gas | 0.4 | Commercial Non-CHP
59649 | Nelson Gardens Landfill Gas to Energy | UNIT1 | Landfill Gas | 1.1 | IPP Non-CHP
59649 | Nelson Gardens Landfill Gas to Energy | UNIT2 | Landfill Gas | 1.1 | IPP Non-CHP
59649 | Nelson Gardens Landfill Gas to Energy | UNIT3 | Landfill Gas | 1.1 | IPP Non-CHP
59649 | Nelson Gardens Landfill Gas to Energy | UNIT4 | Landfill Gas | 1.1 | IPP Non-CHP
55128 | Walton County Power LLC | 101G | Natural Gas Fired Combustion Turbine | 164.7 | IPP Non-CHP
55128 | Walton County Power LLC | 102G | Natural Gas Fired Combustion Turbine | 164.7 | IPP Non-CHP
55128 | Walton County Power LLC | 103G | Natural Gas Fired Combustion Turbine | 164.7 | IPP Non-CHP
55332 | Washington County | 1 | Natural Gas Fired Combustion Turbine | 198.9 | IPP Non-CHP
55332 | Washington County | 2 | Natural Gas Fired Combustion Turbine | 198.9 | IPP Non-CHP
55332 | Washington County | 3 | Natural Gas Fired Combustion Turbine | 198.9 | IPP Non-CHP
55332 | Washington County | 4 | Natural Gas Fired Combustion Turbine | 198.9 | IPP Non-CHP
55672 | Sandersville Energy Facility | CT1 | Natural Gas Fired Combustion Turbine | 86.5 | IPP Non-CHP
55672 | Sandersville Energy Facility | CT2 | Natural Gas Fired Combustion Turbine | 86.5 | IPP Non-CHP
55672 | Sandersville Energy Facility | CT3 | Natural Gas Fired Combustion Turbine | 86.5 | IPP Non-CHP
55672 | Sandersville Energy Facility | CT4 | Natural Gas Fired Combustion Turbine | 86.5 | IPP Non-CHP
55672 | Sandersville Energy Facility | CT5 | Natural Gas Fired Combustion Turbine | 86.5 | IPP Non-CHP
55672 | Sandersville Energy Facility | CT6 | Natural Gas Fired Combustion Turbine | 86.5 | IPP Non-CHP
55672 | Sandersville Energy Facility | CT7 | Natural Gas Fired Combustion Turbine | 86.5 | IPP Non-CHP
55672 | Sandersville Energy Facility | CT8 | Natural Gas Fired Combustion Turbine | 86.5 | IPP Non-CHP
7764 | MPC Generating | 1 | Natural Gas Fired Combustion Turbine | 185.4 | IPP Non-CHP
7764 | MPC Generating | 2 | Natural Gas Fired Combustion Turbine | 200.7 | IPP Non-CHP
55406 | Effingham County Power Project | STG | Natural Gas Fired Combined Cycle | 197.8 | IPP Non-CHP
55406 | Effingham County Power Project | UNT1 | Natural Gas Fired Combined Cycle | 199.4 | IPP Non-CHP
55406 | Effingham County Power Project | UNT2 | Natural Gas Fired Combined Cycle | 199.4 | IPP Non-CHP
59688 | Wake County LFG Facility | E1 | Landfill Gas | 0.3 | IPP Non-CHP
59688 | Wake County LFG Facility | E10 | Landfill Gas | 0.3 | IPP Non-CHP
59688 | Wake County LFG Facility | E11 | Landfill Gas | 0.3 | IPP Non-CHP
59688 | Wake County LFG Facility | E12 | Landfill Gas | 0.3 | IPP Non-CHP
59688 | Wake County LFG Facility | E13 | Landfill Gas | 0.3 | IPP Non-CHP
59688 | Wake County LFG Facility | E14 | Landfill Gas | 0.3 | IPP Non-CHP
59688 | Wake County LFG Facility | E15 | Landfill Gas | 0.3 | IPP Non-CHP
59688 | Wake County LFG Facility | E16 | Landfill Gas | 0.3 | IPP Non-CHP
59688 | Wake County LFG Facility | E17 | Landfill Gas | 0.3 | IPP Non-CHP
59688 | Wake County LFG Facility | E18 | Landfill Gas | 0.3 | IPP Non-CHP
59688 | Wake County LFG Facility | E2 | Landfill Gas | 0.3 | IPP Non-CHP
59688 | Wake County LFG Facility | E3 | Landfill Gas | 0.3 | IPP Non-CHP
59688 | Wake County LFG Facility | E4 | Landfill Gas | 0.3 | IPP Non-CHP
59688 | Wake County LFG Facility | E5 | Landfill Gas | 0.3 | IPP Non-CHP
59688 | Wake County LFG Facility | E6 | Landfill Gas | 0.3 | IPP Non-CHP
59688 | Wake County LFG Facility | E7 | Landfill Gas | 0.3 | IPP Non-CHP
59688 | Wake County LFG Facility | E8 | Landfill Gas | 0.3 | IPP Non-CHP
59688 | Wake County LFG Facility | E9 | Landfill Gas | 0.3 | IPP Non-CHP
59845 | New River | E1 | Landfill Gas | 0.3 | IPP Non-CHP
59845 | New River | E10 | Landfill Gas | 0.3 | IPP Non-CHP
59845 | New River | E11 | Landfill Gas | 0.3 | IPP Non-CHP
59845 | New River | E12 | Landfill Gas | 0.3 | IPP Non-CHP
59845 | New River | E13 | Landfill Gas | 0.3 | IPP Non-CHP
59845 | New River | E14 | Landfill Gas | 0.3 | IPP Non-CHP
59845 | New River | E15 | Landfill Gas | 0.3 | IPP Non-CHP
59845 | New River | E16 | Landfill Gas | 0.3 | IPP Non-CHP
59845 | New River | E17 | Landfill Gas | 0.3 | IPP Non-CHP
59845 | New River | E18 | Landfill Gas | 0.3 | IPP Non-CHP
59845 | New River | E2 | Landfill Gas | 0.3 | IPP Non-CHP
59845 | New River | E3 | Landfill Gas | 0.3 | IPP Non-CHP
59845 | New River | E4 | Landfill Gas | 0.3 | IPP Non-CHP
59845 | New River | E5 | Landfill Gas | 0.3 | IPP Non-CHP
59845 | New River | E6 | Landfill Gas | 0.3 | IPP Non-CHP
59845 | New River | E7 | Landfill Gas | 0.3 | IPP Non-CHP
59845 | New River | E8 | Landfill Gas | 0.3 | IPP Non-CHP
59845 | New River | E9 | Landfill Gas | 0.3 | IPP Non-CHP
59682 | Main Street Solar Project | MS258 | Solar Photovoltaic | 1.5 | IPP Non-CHP
58273 | South Robeson Farm | SROB | Solar Photovoltaic | 5 | IPP Non-CHP
58274 | Raeford Farm | RAEF | Solar Photovoltaic | 5 | IPP Non-CHP
58305 | PCIP Solar | PCIP | Solar Photovoltaic | 1 | IPP Non-CHP
58805 | Samarcand Solar Farm, LLC | INV1 | Solar Photovoltaic | 0.5 | IPP Non-CHP
58805 | Samarcand Solar Farm, LLC | INV10 | Solar Photovoltaic | 0.5 | IPP Non-CHP
58805 | Samarcand Solar Farm, LLC | INV2 | Solar Photovoltaic | 0.5 | IPP Non-CHP
58805 | Samarcand Solar Farm, LLC | INV3 | Solar Photovoltaic | 0.5 | IPP Non-CHP
58805 | Samarcand Solar Farm, LLC | INV4 | Solar Photovoltaic | 0.5 | IPP Non-CHP
58805 | Samarcand Solar Farm, LLC | INV5 | Solar Photovoltaic | 0.5 | IPP Non-CHP
58805 | Samarcand Solar Farm, LLC | INV6 | Solar Photovoltaic | 0.5 | IPP Non-CHP
58805 | Samarcand Solar Farm, LLC | INV7 | Solar Photovoltaic | 0.5 | IPP Non-CHP
58805 | Samarcand Solar Farm, LLC | INV8 | Solar Photovoltaic | 0.5 | IPP Non-CHP
58805 | Samarcand Solar Farm, LLC | INV9 | Solar Photovoltaic | 0.5 | IPP Non-CHP
58806 | Albemarle Solar Center LLC | ASC1 | Solar Photovoltaic | 5 | IPP Non-CHP
58840 | Kenansville Solar Farm, LLC | INV1 | Solar Photovoltaic | 0.5 | IPP Non-CHP
58840 | Kenansville Solar Farm, LLC | INV2 | Solar Photovoltaic | 0.5 | IPP Non-CHP
58840 | Kenansville Solar Farm, LLC | INV3 | Solar Photovoltaic | 0.5 | IPP Non-CHP
58840 | Kenansville Solar Farm, LLC | INV4 | Solar Photovoltaic | 0.5 | IPP Non-CHP
58840 | Kenansville Solar Farm, LLC | INV5 | Solar Photovoltaic | 0.5 | IPP Non-CHP
58840 | Kenansville Solar Farm, LLC | INV6 | Solar Photovoltaic | 0.5 | IPP Non-CHP
58840 | Kenansville Solar Farm, LLC | INV7 | Solar Photovoltaic | 0.5 | IPP Non-CHP
58840 | Kenansville Solar Farm, LLC | INV8 | Solar Photovoltaic | 0.5 | IPP Non-CHP
58840 | Kenansville Solar Farm, LLC | INV9 | Solar Photovoltaic | 0.5 | IPP Non-CHP
58874 | Dement Farm LLC | DF1 | Solar Photovoltaic | 5 | IPP Non-CHP
58879 | Duplin Solar LLC | DF | Solar Photovoltaic | 5 | IPP Non-CHP
58880 | North Carolina Solar III LLC | NCIII | Solar Photovoltaic | 4.9 | IPP Non-CHP
59760 | Red Hill Solar Center, LLC | RHILL | Solar Photovoltaic | 5 | IPP Non-CHP
59761 | Van Slyke Solar Center, LLC | VSLYK | Solar Photovoltaic | 5 | IPP Non-CHP
59762 | Broadway Solar Center, LLC | BRDWY | Solar Photovoltaic | 5 | IPP Non-CHP
59692 | NBC Field's Point Wind Farm | FPWTG | Onshore Wind Turbine | 4.5 | Commercial Non-CHP
59704 | JC-Biomethane, LLC | JCBIO | Other Waste Biomass | 1.6 | IPP CHP
58398 | Heber Solar | 1 | Solar Photovoltaic | 10.9 | IPP Non-CHP
54219 | Burney Mountain Power | GEN1 | Wood/Wood Waste Biomass | 11.4 | IPP Non-CHP
54468 | Mt Lassen Power | GEN1 | Wood/Wood Waste Biomass | 11.4 | IPP Non-CHP
54469 | Pacific Oroville Power Inc | GEN1 | Wood/Wood Waste Biomass | 9 | IPP Non-CHP
54469 | Pacific Oroville Power Inc | GEN2 | Wood/Wood Waste Biomass | 9 | IPP Non-CHP
59717 | Framingham State University Plant | ACPV | Solar Photovoltaic | 0.7 | Commercial Non-CHP
59717 | Framingham State University Plant | CCPV | Solar Photovoltaic | 0.3 | Commercial Non-CHP
59717 | Framingham State University Plant | HA | Petroleum Liquids | 0.2 | Commercial Non-CHP
59717 | Framingham State University Plant | LIB | Petroleum Liquids | 0.3 | Commercial Non-CHP
59717 | Framingham State University Plant | MSC | Natural Gas Internal Combustion Engine | 0.1 | Commercial Non-CHP
59717 | Framingham State University Plant | NORTH | Petroleum Liquids | 0.2 | Commercial Non-CHP
59717 | Framingham State University Plant | OC | Petroleum Liquids | 0.1 | Commercial Non-CHP
59717 | Framingham State University Plant | PP | Petroleum Liquids | 0.4 | Commercial Non-CHP
59717 | Framingham State University Plant | TOW1 | Petroleum Liquids | 0.2 | Commercial Non-CHP
59717 | Framingham State University Plant | TOW2 | Petroleum Liquids | 0.4 | Commercial Non-CHP
59719 | Charlotte Solar LLC VT | CS001 | Solar Photovoltaic | 2 | IPP Non-CHP
59724 | Scituate Wind | SCIWT | Onshore Wind Turbine | 1.5 | IPP Non-CHP
59725 | Fairhaven Wind | FHWTG | Onshore Wind Turbine | 3 | IPP Non-CHP
55208 | Lake Benton I | EXIS | Onshore Wind Turbine | 107.2 | IPP Non-CHP
55287 | Storm Lake II | EXIS | Onshore Wind Turbine | 80.2 | IPP Non-CHP
55739 | Condon Windpower LLC | GEN1 | Onshore Wind Turbine | 24.6 | IPP Non-CHP
55739 | Condon Windpower LLC | GEN2 | Onshore Wind Turbine | 25.2 | IPP Non-CHP
59731 | Templeton | TEMPL | Solar Photovoltaic | 3 | IPP Non-CHP
59735 | Kirkwood Wind Turbine | KCC01 | Onshore Wind Turbine | 2.5 | IPP Non-CHP
59736 | Valentine Wind, LLC | 7772 | Onshore Wind Turbine | 1.9 | IPP Non-CHP
59741 | Barton Solar Farm | BARTN | Solar Photovoltaic | 1.9 | IPP Non-CHP
59745 | Leominster (MA)-South Street-R&D | 1 | Solar Photovoltaic | 3.5 | IPP Non-CHP
59746 | DSH (CA) - Coalinga State Hospital | 1 | Solar Photovoltaic | 2.6 | IPP Non-CHP
59748 | CDCR (CA) - Pleasant Valley State Prison | 1 | Solar Photovoltaic | 1.6 | IPP Non-CHP
59751 | Wilzig Associates, LLC | WILZG | Solar Photovoltaic | 1.2 | Commercial Non-CHP
59755 | Chester Power Partners | PVS1 | Solar Photovoltaic | 2.2 | IPP Non-CHP
8225 | FirstEnergy Seneca | 1 | Hydroelectric Pumped Storage | 220 | IPP Non-CHP
8225 | FirstEnergy Seneca | 2 | Hydroelectric Pumped Storage | 220 | IPP Non-CHP
8225 | FirstEnergy Seneca | 3 | Hydroelectric Pumped Storage | 29 | IPP Non-CHP
59759 | Glades Pike Generation Plant | CAT1 | Landfill Gas | 1.6 | Commercial Non-CHP
59759 | Glades Pike Generation Plant | CAT2 | Landfill Gas | 1.6 | Commercial Non-CHP
59759 | Glades Pike Generation Plant | SOLAR | Landfill Gas | 3.3 | Commercial Non-CHP
55499 | CalPeak Power Vaca Dixon Peaker Plant | CPP1 | Natural Gas Fired Combustion Turbine | 60.5 | IPP Non-CHP
55508 | CalPeak Power Panoche Peaker Plant | CPP2 | Natural Gas Fired Combustion Turbine | 60.5 | IPP Non-CHP
55510 | CalPeak Power Border Peaker Plant | CPP4 | Natural Gas Fired Combustion Turbine | 60.5 | IPP Non-CHP
55513 | CalPeak Power Enterprise Peaker Plant | CPP7 | Natural Gas Fired Combustion Turbine | 58.9 | IPP Non-CHP
56639 | Midway Peaking LLC | 1 | Natural Gas Fired Combustion Turbine | 69.9 | IPP Non-CHP
56639 | Midway Peaking LLC | 2 | Natural Gas Fired Combustion Turbine | 69.9 | IPP Non-CHP
1595 | Kendall Square Station | 1 | Natural Gas Fired Combined Cycle | 17.2 | IPP CHP
1595 | Kendall Square Station | 2 | Natural Gas Fired Combined Cycle | 23 | IPP CHP
1595 | Kendall Square Station | 3 | Natural Gas Fired Combined Cycle | 27.2 | IPP CHP
1595 | Kendall Square Station | GEN4 | Natural Gas Fired Combined Cycle | 186.2 | IPP CHP
1595 | Kendall Square Station | JET1 | Petroleum Liquids | 20 | IPP CHP
59763 | Robeson County LFG to Energy | GEN01 | Landfill Gas | 1 | Commercial Non-CHP
55481 | Mesquite Generating Station Block 2 | GT3 | Natural Gas Fired Combined Cycle | 185.3 | IPP Non-CHP
55481 | Mesquite Generating Station Block 2 | GT4 | Natural Gas Fired Combined Cycle | 185.3 | IPP Non-CHP
55481 | Mesquite Generating Station Block 2 | ST2 | Natural Gas Fired Combined Cycle | 321 | IPP Non-CHP
59774 | BioTown Ag | ENG1 | Other Waste Biomass | 1 | Industrial CHP
59774 | BioTown Ag | ENG2 | Other Waste Biomass | 1 | Industrial CHP
59774 | BioTown Ag | ENG3 | Other Waste Biomass | 1 | Industrial CHP
59774 | BioTown Ag | ENG4 | Other Waste Biomass | 1 | Industrial CHP
59774 | BioTown Ag | ENG5 | Other Waste Biomass | 1 | Industrial CHP
59774 | BioTown Ag | ENG6 | Other Waste Biomass | 1 | Industrial CHP
59743 | Chimes West Friendship (Nixon Farms) | 1 | Solar Photovoltaic | 1.5 | IPP Non-CHP
59775 | Adams Farm Solar | ADAMS | Solar Photovoltaic | 3 | IPP Non-CHP
59776 | Heartland Community College | T01 | Onshore Wind Turbine | 1.7 | Commercial Non-CHP
59779 | Davis Monthan AFB (AZ) West Airfield | 1 | Solar Photovoltaic | 12.6 | IPP Non-CHP
59780 | New Bedford (MA) Plymouth | 1 | Solar Photovoltaic | 4.3 | IPP Non-CHP
59781 | Upper Blackstone (MA) Treasure Valley | 1 | Solar Photovoltaic | 5 | IPP Non-CHP
59782 | Waynoka Gas Processing Plant | G1 | Natural Gas Internal Combustion Engine | 1.3 | Industrial Non-CHP
59782 | Waynoka Gas Processing Plant | G2 | Natural Gas Internal Combustion Engine | 1.3 | Industrial Non-CHP
59782 | Waynoka Gas Processing Plant | G3 | Natural Gas Internal Combustion Engine | 1.3 | Industrial Non-CHP
59783 | Croda Atlas Point CHP | 91197 | Landfill Gas | 1.1 | Industrial CHP
59783 | Croda Atlas Point CHP | 91198 | Landfill Gas | 1.1 | Industrial CHP
59785 | Fremont Community Digester, LLC | 19001 | Other Waste Biomass | 2.9 | IPP Non-CHP
59797 | Bayonne MUA- Leitner-Poma Wind Turbine | WT1 | Onshore Wind Turbine | 1.5 | IPP Non-CHP
59807 | Airport 1 Solar (DIA) | GBDIA | Solar Photovoltaic | 1.5 | IPP Non-CHP
10382 | Lumberton | GEN1 | Conventional Steam Coal | 34.7 | IPP CHP
59815 | Granby LFG | GLFG1 | Landfill Gas | 3.2 | IPP Non-CHP
59816 | Nanticoke LFG | BR12 | Landfill Gas | 4 | IPP Non-CHP
59818 | Concord Farm | 1 | Solar Photovoltaic | 5.2 | IPP Non-CHP
59820 | Hunt Farm Solar | HUNTF | Solar Photovoltaic | 3 | IPP Non-CHP
59821 | 205 Sturbridge A | STURA | Solar Photovoltaic | 3 | IPP Non-CHP
59822 | 201 Sturbridge B | STURB | Solar Photovoltaic | 2 | IPP Non-CHP
59844 | Munich Re Plaza | PZ1 | Solar Photovoltaic | 1.6 | Commercial Non-CHP
59844 | Munich Re Plaza | PZ2 | Solar Photovoltaic | 0.8 | Commercial Non-CHP
59843 | Georgia Power at Wadley GA | PV1 | Solar Photovoltaic | 1 | IPP Non-CHP
10380 | Elizabethtown Power LLC | GEN1 | Conventional Steam Coal | 34.7 | IPP CHP
59847 | Northwest Community Hospital | 1 | Natural Gas Internal Combustion Engine | 1.1 | IPP CHP
59847 | Northwest Community Hospital | 2 | Natural Gas Internal Combustion Engine | 1.1 | IPP CHP
59847 | Northwest Community Hospital | 3 | Natural Gas Internal Combustion Engine | 1.1 | IPP CHP
59847 | Northwest Community Hospital | 4 | Natural Gas Internal Combustion Engine | 1.1 | IPP CHP
55163 | MM Hartford Energy | UNT1 | Landfill Gas | 0.9 | IPP Non-CHP
55163 | MM Hartford Energy | UNT2 | Landfill Gas | 0.9 | IPP Non-CHP
55163 | MM Hartford Energy | UNT3 | Landfill Gas | 0.9 | IPP Non-CHP
59866 | Palmer Solar LLC | 11111 | Solar Photovoltaic | 2.5 | IPP Non-CHP
59873 | Lowell Solar Landfill | PV | Solar Photovoltaic | 1.3 | IPP Non-CHP
59884 | Great Lakes Central Power Plant | GTG-1 | Natural Gas Fired Combustion Turbine | 5.5 | IPP CHP
59884 | Great Lakes Central Power Plant | GTG-2 | Natural Gas Fired Combustion Turbine | 5.5 | IPP CHP
59884 | Great Lakes Central Power Plant | STG-1 | All Other | 1.5 | IPP CHP
59884 | Great Lakes Central Power Plant | STG-2 | All Other | 1.5 | IPP CHP
59898 | SunEnergy1-Scotland Neck, LLC | SE1SN | Solar Photovoltaic | 3 | IPP Non-CHP
59899 | Choco Solar, LLC | CHOCO | Solar Photovoltaic | 5 | IPP Non-CHP
59922 | South Campus Solar | GA500 | Solar Photovoltaic | 0.5 | Commercial Non-CHP
59922 | South Campus Solar | SG333 | Solar Photovoltaic | 0.3 | Commercial Non-CHP
59922 | South Campus Solar | SG500 | Solar Photovoltaic | 0.5 | Commercial Non-CHP
59931 | FCPC Renewable Generation | GEN1 | Other Waste Biomass | 1.1 | IPP CHP
59931 | FCPC Renewable Generation | GEN2 | Other Waste Biomass | 1.1 | IPP CHP
59967 | Pepperidge Farm Bloomfield | FCB | Other Natural Gas | 1.2 | Industrial CHP
59980 | Mashpee Landfill Solar | MASH | Solar Photovoltaic | 1.5 | IPP Non-CHP
60004 | Clarkstown Landfill Solar Facility | INV#1 | Solar Photovoltaic | 1 | IPP Non-CHP
60004 | Clarkstown Landfill Solar Facility | INV#2 | Solar Photovoltaic | 1 | IPP Non-CHP
58408 | Maryland Solar | MSH1 | Solar Photovoltaic | 27 | IPP Non-CHP
1024 | Crawfordsville Power Plant | 4 | Conventional Steam Coal | 11.5 | IPP Non-CHP
1024 | Crawfordsville Power Plant | 5 | Conventional Steam Coal | 12.6 | IPP Non-CHP
1024 | Crawfordsville Power Plant | D1 | Petroleum Liquids | 0.8 | IPP Non-CHP

## 2015
2015 Form EIA-860 Data - Schedule 3, 'Generator Data' (Operable Units Only)
Plant Code | Plant Name | Generator ID | Technology | Nameplate Capacity (MW) | Sector Name
2 | Bankhead Dam | 1 | Conventional Hydroelectric | 53.9 | Electric Utility
3 | Barry | 1 | Natural Gas Steam Turbine | 153.1 | Electric Utility
3 | Barry | 2 | Natural Gas Steam Turbine | 153.1 | Electric Utility
3 | Barry | 4 | Conventional Steam Coal | 403.7 | Electric Utility
3 | Barry | 5 | Conventional Steam Coal | 788.8 | Electric Utility
3 | Barry | A1CT | Natural Gas Fired Combined Cycle | 170.1 | Electric Utility
3 | Barry | A1CT2 | Natural Gas Fired Combined Cycle | 170.1 | Electric Utility
3 | Barry | A1ST | Natural Gas Fired Combined Cycle | 195.2 | Electric Utility
3 | Barry | A2C1 | Natural Gas Fired Combined Cycle | 170.1 | Electric Utility
3 | Barry | A2C2 | Natural Gas Fired Combined Cycle | 170.1 | Electric Utility
3 | Barry | A2ST | Natural Gas Fired Combined Cycle | 195.2 | Electric Utility
4 | Walter Bouldin Dam | 1 | Conventional Hydroelectric | 75 | Electric Utility
4 | Walter Bouldin Dam | 2 | Conventional Hydroelectric | 75 | Electric Utility
4 | Walter Bouldin Dam | 3 | Conventional Hydroelectric | 75 | Electric Utility
7 | Gadsden | 1 | Natural Gas Steam Turbine | 69 | Electric Utility
7 | Gadsden | 2 | Natural Gas Steam Turbine | 69 | Electric Utility
8 | Gorgas | 10 | Conventional Steam Coal | 788.8 | Electric Utility
8 | Gorgas | 8 | Conventional Steam Coal | 187.5 | Electric Utility
8 | Gorgas | 9 | Conventional Steam Coal | 190.4 | Electric Utility
9 | Copper | 1 | Natural Gas Fired Combustion Turbine | 80.5 | Electric Utility
10 | Greene County | 1 | Conventional Steam Coal | 299.2 | Electric Utility
10 | Greene County | 2 | Conventional Steam Coal | 269.2 | Electric Utility
10 | Greene County | GT10 | Natural Gas Fired Combustion Turbine | 80 | Electric Utility
10 | Greene County | GT2 | Natural Gas Fired Combustion Turbine | 80 | Electric Utility
10 | Greene County | GT3 | Natural Gas Fired Combustion Turbine | 80 | Electric Utility
10 | Greene County | GT4 | Natural Gas Fired Combustion Turbine | 80 | Electric Utility
10 | Greene County | GT5 | Natural Gas Fired Combustion Turbine | 80 | Electric Utility
10 | Greene County | GT6 | Natural Gas Fired Combustion Turbine | 80 | Electric Utility
10 | Greene County | GT7 | Natural Gas Fired Combustion Turbine | 80 | Electric Utility
10 | Greene County | GT8 | Natural Gas Fired Combustion Turbine | 80 | Electric Utility
10 | Greene County | GT9 | Natural Gas Fired Combustion Turbine | 80 | Electric Utility
11 | H Neely Henry Dam | 1 | Conventional Hydroelectric | 24.3 | Electric Utility
11 | H Neely Henry Dam | 2 | Conventional Hydroelectric | 24.3 | Electric Utility
11 | H Neely Henry Dam | 3 | Conventional Hydroelectric | 24.3 | Electric Utility
12 | Holt Dam | 1 | Conventional Hydroelectric | 46.9 | Electric Utility
13 | Jordan Dam | 1 | Conventional Hydroelectric | 25 | Electric Utility
13 | Jordan Dam | 2 | Conventional Hydroelectric | 25 | Electric Utility
13 | Jordan Dam | 3 | Conventional Hydroelectric | 25 | Electric Utility
13 | Jordan Dam | 4 | Conventional Hydroelectric | 25 | Electric Utility
14 | Logan Martin Dam | 1 | Conventional Hydroelectric | 42.7 | Electric Utility
14 | Logan Martin Dam | 2 | Conventional Hydroelectric | 42.7 | Electric Utility
14 | Logan Martin Dam | 3 | Conventional Hydroelectric | 42.7 | Electric Utility
15 | Lay Dam | 1 | Conventional Hydroelectric | 29.5 | Electric Utility
15 | Lay Dam | 2 | Conventional Hydroelectric | 29.5 | Electric Utility
15 | Lay Dam | 3 | Conventional Hydroelectric | 29.5 | Electric Utility
15 | Lay Dam | 4 | Conventional Hydroelectric | 29.5 | Electric Utility
15 | Lay Dam | 5 | Conventional Hydroelectric | 29.5 | Electric Utility
15 | Lay Dam | 6 | Conventional Hydroelectric | 29.5 | Electric Utility
16 | Martin Dam | 1 | Conventional Hydroelectric | 50.2 | Electric Utility
16 | Martin Dam | 2 | Conventional Hydroelectric | 50.2 | Electric Utility
16 | Martin Dam | 3 | Conventional Hydroelectric | 50.2 | Electric Utility
16 | Martin Dam | 4 | Conventional Hydroelectric | 60 | Electric Utility
17 | Mitchell Dam | 4 | Conventional Hydroelectric | 20 | Electric Utility
17 | Mitchell Dam | 5 | Conventional Hydroelectric | 50 | Electric Utility
17 | Mitchell Dam | 6 | Conventional Hydroelectric | 50 | Electric Utility
17 | Mitchell Dam | 7 | Conventional Hydroelectric | 50 | Electric Utility
18 | Lewis Smith Dam | 1 | Conventional Hydroelectric | 90.5 | Electric Utility
18 | Lewis Smith Dam | 2 | Conventional Hydroelectric | 90.5 | Electric Utility
19 | Thurlow Dam | 1 | Conventional Hydroelectric | 40.5 | Electric Utility
19 | Thurlow Dam | 2 | Conventional Hydroelectric | 40.5 | Electric Utility
19 | Thurlow Dam | 3 | Conventional Hydroelectric | 10 | Electric Utility
20 | Weiss Dam | 1 | Conventional Hydroelectric | 29.2 | Electric Utility
20 | Weiss Dam | 2 | Conventional Hydroelectric | 29.2 | Electric Utility
20 | Weiss Dam | 3 | Conventional Hydroelectric | 29.2 | Electric Utility
21 | Yates Dam | 1 | Conventional Hydroelectric | 25.5 | Electric Utility
21 | Yates Dam | 2 | Conventional Hydroelectric | 25 | Electric Utility
26 | E C Gaston | 1 | Conventional Steam Coal | 272 | Electric Utility
26 | E C Gaston | 2 | Conventional Steam Coal | 272 | Electric Utility
26 | E C Gaston | 3 | Conventional Steam Coal | 272 | Electric Utility
26 | E C Gaston | 5 | Conventional Steam Coal | 952 | Electric Utility
26 | E C Gaston | GT4 | Petroleum Liquids | 21.2 | Electric Utility
26 | E C Gaston | ST4 | Natural Gas Steam Turbine | 244.8 | Electric Utility
30 | Madelia | 1 | Natural Gas Internal Combustion Engine | 3.1 | Electric Utility
30 | Madelia | 2 | Natural Gas Internal Combustion Engine | 2 | Electric Utility
30 | Madelia | 3 | Natural Gas Internal Combustion Engine | 1.1 | Electric Utility
30 | Madelia | 4 | Natural Gas Internal Combustion Engine | 4.3 | Electric Utility
30 | Madelia | 5 | Natural Gas Internal Combustion Engine | 1.3 | Electric Utility
34 | Rollins | 1P | Conventional Hydroelectric | 12.1 | IPP Non-CHP
38 | Millers Ferry | 1 | Conventional Hydroelectric | 33.7 | Electric Utility
38 | Millers Ferry | 2 | Conventional Hydroelectric | 33.7 | Electric Utility
38 | Millers Ferry | 3 | Conventional Hydroelectric | 33.7 | Electric Utility
46 | Browns Ferry | 1 | Nuclear | 1152 | Electric Utility
46 | Browns Ferry | 2 | Nuclear | 1152 | Electric Utility
46 | Browns Ferry | 3 | Nuclear | 1190 | Electric Utility
47 | Colbert | 1 | Conventional Steam Coal | 200 | Electric Utility
47 | Colbert | 2 | Conventional Steam Coal | 200 | Electric Utility
47 | Colbert | 3 | Conventional Steam Coal | 200 | Electric Utility
47 | Colbert | 4 | Conventional Steam Coal | 200 | Electric Utility
47 | Colbert | 5 | Conventional Steam Coal | 550 | Electric Utility
47 | Colbert | GT1 | Natural Gas Fired Combustion Turbine | 59.5 | Electric Utility
47 | Colbert | GT2 | Natural Gas Fired Combustion Turbine | 59.5 | Electric Utility
47 | Colbert | GT3 | Natural Gas Fired Combustion Turbine | 59.5 | Electric Utility
47 | Colbert | GT4 | Natural Gas Fired Combustion Turbine | 59.5 | Electric Utility
47 | Colbert | GT5 | Natural Gas Fired Combustion Turbine | 59.5 | Electric Utility
47 | Colbert | GT6 | Natural Gas Fired Combustion Turbine | 59.5 | Electric Utility
47 | Colbert | GT7 | Natural Gas Fired Combustion Turbine | 59.5 | Electric Utility
47 | Colbert | GT8 | Natural Gas Fired Combustion Turbine | 59.5 | Electric Utility
48 | Guntersville | 1 | Conventional Hydroelectric | 28.8 | Electric Utility
48 | Guntersville | 2 | Conventional Hydroelectric | 28.8 | Electric Utility
48 | Guntersville | 3 | Conventional Hydroelectric | 28.8 | Electric Utility
48 | Guntersville | 4 | Conventional Hydroelectric | 28.8 | Electric Utility
49 | Wheeler Dam | 1 | Conventional Hydroelectric | 35.1 | Electric Utility
49 | Wheeler Dam | 10 | Conventional Hydroelectric | 36 | Electric Utility
49 | Wheeler Dam | 11 | Conventional Hydroelectric | 43.6 | Electric Utility
49 | Wheeler Dam | 2 | Conventional Hydroelectric | 35.1 | Electric Utility
49 | Wheeler Dam | 3 | Conventional Hydroelectric | 35.1 | Electric Utility
49 | Wheeler Dam | 4 | Conventional Hydroelectric | 35.1 | Electric Utility
49 | Wheeler Dam | 5 | Conventional Hydroelectric | 35.1 | Electric Utility
49 | Wheeler Dam | 6 | Conventional Hydroelectric | 35.1 | Electric Utility
49 | Wheeler Dam | 7 | Conventional Hydroelectric | 35.1 | Electric Utility
49 | Wheeler Dam | 8 | Conventional Hydroelectric | 35.1 | Electric Utility
49 | Wheeler Dam | 9 | Conventional Hydroelectric | 43.6 | Electric Utility
51 | Dolet Hills | 1 | Conventional Steam Coal | 720.7 | Electric Utility
53 | Gantt | 3 | Conventional Hydroelectric | 1.2 | Electric Utility
53 | Gantt | 4 | Conventional Hydroelectric | 1.8 | Electric Utility
54 | J K Smith | GT1 | Natural Gas Fired Combustion Turbine | 149 | Electric Utility
54 | J K Smith | GT10 | Natural Gas Fired Combustion Turbine | 98 | Electric Utility
54 | J K Smith | GT2 | Natural Gas Fired Combustion Turbine | 149 | Electric Utility
54 | J K Smith | GT3 | Natural Gas Fired Combustion Turbine | 149 | Electric Utility
54 | J K Smith | GT4 | Natural Gas Fired Combustion Turbine | 108 | Electric Utility
54 | J K Smith | GT5 | Natural Gas Fired Combustion Turbine | 108 | Electric Utility
54 | J K Smith | GT6 | Natural Gas Fired Combustion Turbine | 98 | Electric Utility
54 | J K Smith | GT7 | Natural Gas Fired Combustion Turbine | 98 | Electric Utility
54 | J K Smith | GT9 | Natural Gas Fired Combustion Turbine | 98 | Electric Utility
55 | Point A | 1 | Conventional Hydroelectric | 1.6 | Electric Utility
55 | Point A | 2 | Conventional Hydroelectric | 1.6 | Electric Utility
55 | Point A | 3 | Conventional Hydroelectric | 2 | Electric Utility
56 | Charles R Lowman | 1 | Conventional Steam Coal | 66 | Electric Utility
56 | Charles R Lowman | 2 | Conventional Steam Coal | 236 | Electric Utility
56 | Charles R Lowman | 3 | Conventional Steam Coal | 236 | Electric Utility
59 | Platte | 1 | Conventional Steam Coal | 109.8 | Electric Utility
60 | Whelan Energy Center | 1 | Conventional Steam Coal | 76.3 | Electric Utility
60 | Whelan Energy Center | 2 | Conventional Steam Coal | 248 | Electric Utility
62 | Annex Creek | 5 | Conventional Hydroelectric | 1.8 | Electric Utility
62 | Annex Creek | 6 | Conventional Hydroelectric | 2.2 | Electric Utility
63 | Gold Creek | 1 | Conventional Hydroelectric | 0.8 | Electric Utility
63 | Gold Creek | 2 | Conventional Hydroelectric | 0.4 | Electric Utility
63 | Gold Creek | 3 | Conventional Hydroelectric | 0.4 | Electric Utility
63 | Gold Creek | IC1 | Petroleum Liquids | 1.2 | Electric Utility
63 | Gold Creek | IC2 | Petroleum Liquids | 1.2 | Electric Utility
63 | Gold Creek | IC3 | Petroleum Liquids | 1.1 | Electric Utility
63 | Gold Creek | IC4 | Petroleum Liquids | 3.5 | Electric Utility
63 | Gold Creek | IC5 | Petroleum Liquids | 1.1 | Electric Utility
64 | Lemon Creek | 1 | Petroleum Liquids | 2.5 | Electric Utility
64 | Lemon Creek | 2 | Petroleum Liquids | 2.6 | Electric Utility
64 | Lemon Creek | 3 | Petroleum Liquids | 2.6 | Electric Utility
64 | Lemon Creek | 5 | Petroleum Liquids | 18.6 | Electric Utility
64 | Lemon Creek | 6 | Petroleum Liquids | 18.6 | Electric Utility
64 | Lemon Creek | 7 | Petroleum Liquids | 2.8 | Electric Utility
64 | Lemon Creek | IC10 | Petroleum Liquids | 2.8 | Electric Utility
64 | Lemon Creek | IC11 | Petroleum Liquids | 2.8 | Electric Utility
64 | Lemon Creek | IC12 | Petroleum Liquids | 2.8 | Electric Utility
64 | Lemon Creek | IC8 | Petroleum Liquids | 2.8 | Electric Utility
64 | Lemon Creek | IC9 | Petroleum Liquids | 2.8 | Electric Utility
65 | Salmon Creek 1 | HY7 | Conventional Hydroelectric | 8.5 | Electric Utility
66 | Skagway | 1 | Conventional Hydroelectric | 0.4 | Electric Utility
66 | Skagway | 2 | Conventional Hydroelectric | 0.1 | Electric Utility
66 | Skagway | 3 | Conventional Hydroelectric | 0.3 | Electric Utility
66 | Skagway | 4 | Conventional Hydroelectric | 0.2 | Electric Utility
66 | Skagway | 6A | Petroleum Liquids | 0.8 | Electric Utility
66 | Skagway | 7A | Petroleum Liquids | 1.1 | Electric Utility
66 | Skagway | 8A | Petroleum Liquids | 0.5 | Electric Utility
66 | Skagway | 9 | Petroleum Liquids | 1 | Electric Utility
69 | Haines | 10 | Petroleum Liquids | 1.2 | Electric Utility
69 | Haines | 5 | Petroleum Liquids | 0.6 | Electric Utility
69 | Haines | 7A | Petroleum Liquids | 2.8 | Electric Utility
69 | Haines | IC8A | Petroleum Liquids | 1.6 | Electric Utility
70 | Swan Lake | 1 | Conventional Hydroelectric | 11.2 | Electric Utility
70 | Swan Lake | 2 | Conventional Hydroelectric | 11.2 | Electric Utility
71 | Terror Lake | 1 | Conventional Hydroelectric | 11.2 | Electric Utility
71 | Terror Lake | 2 | Conventional Hydroelectric | 11.2 | Electric Utility
71 | Terror Lake | 3 | Conventional Hydroelectric | 11.2 | Electric Utility
72 | Venice Hydro | 1 | Conventional Hydroelectric | 10.1 | Electric Utility
75 | Anchorage 1 | 1 | Natural Gas Fired Combustion Turbine | 12.5 | Electric Utility
75 | Anchorage 1 | 2 | Natural Gas Fired Combustion Turbine | 12.5 | Electric Utility
75 | Anchorage 1 | 3R | Natural Gas Fired Combustion Turbine | 48.9 | Electric Utility
75 | Anchorage 1 | 4 | Natural Gas Fired Combustion Turbine | 27 | Electric Utility
75 | Anchorage 1 | P1 BS | Petroleum Liquids | 2 | Electric Utility
77 | Eklutna Hydro Project | 1 | Conventional Hydroelectric | 22.2 | Electric Utility
77 | Eklutna Hydro Project | 2 | Conventional Hydroelectric | 22.2 | Electric Utility
78 | Snettisham | 1 | Conventional Hydroelectric | 23.6 | Electric Utility
78 | Snettisham | 2 | Conventional Hydroelectric | 23.6 | Electric Utility
78 | Snettisham | 3 | Conventional Hydroelectric | 31 | Electric Utility
79 | Aurora Energy LLC Chena | 1 | Conventional Steam Coal | 5 | IPP CHP
79 | Aurora Energy LLC Chena | 2 | Conventional Steam Coal | 2.5 | IPP CHP
79 | Aurora Energy LLC Chena | 5 | Conventional Steam Coal | 20 | IPP CHP
84 | Ketchikan | 3 | Conventional Hydroelectric | 1.4 | Electric Utility
84 | Ketchikan | 4 | Conventional Hydroelectric | 1.4 | Electric Utility
84 | Ketchikan | 5 | Conventional Hydroelectric | 1.4 | Electric Utility
85 | S W Bailey | 1 | Petroleum Liquids | 4.5 | Electric Utility
85 | S W Bailey | 2 | Petroleum Liquids | 4.5 | Electric Utility
85 | S W Bailey | 3 | Petroleum Liquids | 6.4 | Electric Utility
85 | S W Bailey | 4 | Petroleum Liquids | 10.5 | Electric Utility
87 | Escalante | 1 | Conventional Steam Coal | 257 | Electric Utility
88 | Ashokan | 1 | Conventional Hydroelectric | 2.3 | Electric Utility
88 | Ashokan | 2 | Conventional Hydroelectric | 2.3 | Electric Utility
90 | Snake River | 12 | Petroleum Liquids | 3.8 | Electric Utility
90 | Snake River | 14 | Petroleum Liquids | 2 | Electric Utility
90 | Snake River | 15 | Petroleum Liquids | 5.2 | Electric Utility
90 | Snake River | 16 | Petroleum Liquids | 5.2 | Electric Utility
90 | Snake River | 18 | Petroleum Liquids | 0.4 | Electric Utility
90 | Snake River | ENT | Onshore Wind Turbine | 0.8 | Electric Utility
90 | Snake River | EWT 1 | Onshore Wind Turbine | 0.9 | Electric Utility
90 | Snake River | EWT 2 | Onshore Wind Turbine | 0.9 | Electric Utility
91 | Petersburg | 3 | Conventional Hydroelectric | 1.6 | Electric Utility
91 | Petersburg | IC1 | Petroleum Liquids | 2.6 | Electric Utility
91 | Petersburg | IC2 | Petroleum Liquids | 0.3 | Electric Utility
91 | Petersburg | IC3 | Petroleum Liquids | 1.2 | Electric Utility
91 | Petersburg | IC4 | Petroleum Liquids | 0.6 | Electric Utility
91 | Petersburg | IC5 | Petroleum Liquids | 0.8 | Electric Utility
91 | Petersburg | IC6 | Petroleum Liquids | 2.6 | Electric Utility
91 | Petersburg | IC7 | Petroleum Liquids | 2.6 | Electric Utility
91 | Petersburg | IC8 | Petroleum Liquids | 2.5 | Electric Utility
92 | Seward (AK) | 3 | Petroleum Liquids | 2.5 | Electric Utility
92 | Seward (AK) | 4 | Petroleum Liquids | 2.5 | Electric Utility
92 | Seward (AK) | 5 | Petroleum Liquids | 2.5 | Electric Utility
92 | Seward (AK) | 6 | Petroleum Liquids | 2.8 | Electric Utility
92 | Seward (AK) | N1 | Petroleum Liquids | 2.8 | Electric Utility
92 | Seward (AK) | N2 | Petroleum Liquids | 2.5 | Electric Utility
93 | Riley#03a | 3 | Conventional Hydroelectric | 5.3 | Electric Utility
93 | Riley#03a | 4 | Conventional Hydroelectric | 5.3 | Electric Utility
93 | Riley#03a | 5 | Conventional Hydroelectric | 5.3 | Electric Utility
95 | Wrangell | 11 | Petroleum Liquids | 2 | Electric Utility
95 | Wrangell | 12 | Petroleum Liquids | 2 | Electric Utility
95 | Wrangell | 13 | Petroleum Liquids | 2 | Electric Utility
95 | Wrangell | 9 | Petroleum Liquids | 2.5 | Electric Utility
96 | Beluga | 1 | Natural Gas Fired Combustion Turbine | 16 | Electric Utility
96 | Beluga | 2 | Natural Gas Fired Combustion Turbine | 16 | Electric Utility
96 | Beluga | 3 | Natural Gas Fired Combustion Turbine | 59.1 | Electric Utility
96 | Beluga | 5 | Natural Gas Fired Combustion Turbine | 68.3 | Electric Utility
96 | Beluga | 6 | Natural Gas Fired Combustion Turbine | 76.5 | Electric Utility
96 | Beluga | 7 | Natural Gas Fired Combustion Turbine | 76.5 | Electric Utility
99 | Frederickson | 1 | Natural Gas Fired Combustion Turbine | 88.9 | Electric Utility
99 | Frederickson | 2 | Natural Gas Fired Combustion Turbine | 88.9 | Electric Utility
100 | South Consolidated | SC1 | Conventional Hydroelectric | 1.4 | Electric Utility
104 | J S Eastwood | 1 | Hydroelectric Pumped Storage | 199.8 | Electric Utility
108 | Holcomb | 1 | Conventional Steam Coal | 348.7 | Electric Utility
109 | Dillingham | 10 | Petroleum Liquids | 1.1 | Electric Utility
109 | Dillingham | 11 | Petroleum Liquids | 1 | Electric Utility
109 | Dillingham | 12 | Petroleum Liquids | 1 | Electric Utility
109 | Dillingham | 13 | Petroleum Liquids | 1 | Electric Utility
109 | Dillingham | 14 | Petroleum Liquids | 1 | Electric Utility
109 | Dillingham | 15 | Petroleum Liquids | 1 | Electric Utility
109 | Dillingham | 16 | Petroleum Liquids | 0.5 | Electric Utility
113 | Cholla | 1 | Conventional Steam Coal | 113.6 | Electric Utility
113 | Cholla | 3 | Conventional Steam Coal | 312.3 | Electric Utility
113 | Cholla | 4 | Conventional Steam Coal | 414 | Electric Utility
114 | Douglas | 1 | Petroleum Liquids | 26.1 | Electric Utility
116 | Ocotillo | 1 | Natural Gas Steam Turbine | 113.6 | Electric Utility
116 | Ocotillo | 2 | Natural Gas Steam Turbine | 113.6 | Electric Utility
116 | Ocotillo | GT1 | Natural Gas Fired Combustion Turbine | 53.1 | Electric Utility
116 | Ocotillo | GT2 | Natural Gas Fired Combustion Turbine | 53.1 | Electric Utility
116 | Ocotillo | PV1 | Solar Photovoltaic | 0.1 | Electric Utility
116 | Ocotillo | PV2 | Solar Photovoltaic | 0.1 | Electric Utility
116 | Ocotillo | PVM | Solar Photovoltaic | 0.4 | Electric Utility
117 | West Phoenix | 1B | Natural Gas Fired Combined Cycle | 132 | Electric Utility
117 | West Phoenix | 2B | Natural Gas Fired Combined Cycle | 132 | Electric Utility
117 | West Phoenix | 3B | Natural Gas Fired Combined Cycle | 132 | Electric Utility
117 | West Phoenix | C4-1 | Natural Gas Fired Combined Cycle | 91 | Electric Utility
117 | West Phoenix | C4-2 | Natural Gas Fired Combined Cycle | 44.6 | Electric Utility
117 | West Phoenix | C5-1 | Natural Gas Fired Combined Cycle | 184.5 | Electric Utility
117 | West Phoenix | C5-2 | Natural Gas Fired Combined Cycle | 184.5 | Electric Utility
117 | West Phoenix | C5-3 | Natural Gas Fired Combined Cycle | 200.6 | Electric Utility
117 | West Phoenix | GT1 | Natural Gas Fired Combustion Turbine | 53.1 | Electric Utility
117 | West Phoenix | GT2 | Natural Gas Fired Combustion Turbine | 53.1 | Electric Utility
118 | Saguaro | GE1 | Natural Gas Fired Combustion Turbine | 78.3 | Electric Utility
118 | Saguaro | GT1 | Natural Gas Fired Combustion Turbine | 53.1 | Electric Utility
118 | Saguaro | GT2 | Natural Gas Fired Combustion Turbine | 53.1 | Electric Utility
120 | Yucca | GT1 | Natural Gas Fired Combustion Turbine | 23.6 | Electric Utility
120 | Yucca | GT2 | Natural Gas Fired Combustion Turbine | 23.6 | Electric Utility
120 | Yucca | GT21 | Petroleum Liquids | 25.3 | Electric Utility
120 | Yucca | GT3 | Natural Gas Fired Combustion Turbine | 72.4 | Electric Utility
120 | Yucca | GT4 | Petroleum Liquids | 72.4 | Electric Utility
120 | Yucca | GT5 | Natural Gas Fired Combustion Turbine | 60.5 | Electric Utility
120 | Yucca | GT6 | Natural Gas Fired Combustion Turbine | 60.5 | Electric Utility
120 | Yucca | ST1 | Natural Gas Steam Turbine | 86.7 | Electric Utility
124 | Demoss Petrie | GT2 | Natural Gas Fired Combustion Turbine | 85 | Electric Utility
126 | H Wilson Sundt Generating Station | 4 | Conventional Steam Coal | 173.3 | Electric Utility
126 | H Wilson Sundt Generating Station | GT1 | Natural Gas Fired Combustion Turbine | 27 | Electric Utility
126 | H Wilson Sundt Generating Station | GT2 | Natural Gas Fired Combustion Turbine | 27 | Electric Utility
126 | H Wilson Sundt Generating Station | ST1 | Natural Gas Steam Turbine | 108.8 | Electric Utility
126 | H Wilson Sundt Generating Station | ST2 | Natural Gas Steam Turbine | 108.8 | Electric Utility
126 | H Wilson Sundt Generating Station | ST3 | Natural Gas Steam Turbine | 113.6 | Electric Utility
127 | Oklaunion | 1 | Conventional Steam Coal | 720 | Electric Utility
130 | Cross | 1 | Conventional Steam Coal | 590.9 | Electric Utility
130 | Cross | 2 | Conventional Steam Coal | 556.2 | Electric Utility
130 | Cross | 3 | Conventional Steam Coal | 591 | Electric Utility
130 | Cross | 4 | Conventional Steam Coal | 652 | Electric Utility
136 | Seminole (FL) | 1 | Conventional Steam Coal | 735.9 | Electric Utility
136 | Seminole (FL) | 2 | Conventional Steam Coal | 735.9 | Electric Utility
141 | Agua Fria | AF1 | Natural Gas Steam Turbine | 113.6 | Electric Utility
141 | Agua Fria | AF2 | Natural Gas Steam Turbine | 113.6 | Electric Utility
141 | Agua Fria | AF3 | Natural Gas Steam Turbine | 163.2 | Electric Utility
141 | Agua Fria | AF4 | Natural Gas Fired Combustion Turbine | 80.5 | Electric Utility
141 | Agua Fria | AF5 | Natural Gas Fired Combustion Turbine | 71.2 | Electric Utility
141 | Agua Fria | AF6 | Natural Gas Fired Combustion Turbine | 71.2 | Electric Utility
141 | Agua Fria | PV-3 | Solar Photovoltaic | 0.2 | Electric Utility
143 | Crosscut | CC5 | Conventional Hydroelectric | 3 | Electric Utility
145 | Horse Mesa | HM1 | Conventional Hydroelectric | 9.9 | Electric Utility
145 | Horse Mesa | HM2 | Conventional Hydroelectric | 9.9 | Electric Utility
145 | Horse Mesa | HM3 | Conventional Hydroelectric | 9.9 | Electric Utility
145 | Horse Mesa | HM4 | Hydroelectric Pumped Storage | 99.8 | Electric Utility
147 | Kyrene | KY1 | Natural Gas Steam Turbine | 34.5 | Electric Utility
147 | Kyrene | KY2 | Natural Gas Steam Turbine | 73.5 | Electric Utility
147 | Kyrene | KY4 | Natural Gas Fired Combustion Turbine | 53.1 | Electric Utility
147 | Kyrene | KY5 | Natural Gas Fired Combustion Turbine | 60.3 | Electric Utility
147 | Kyrene | KY6 | Natural Gas Fired Combustion Turbine | 60.3 | Electric Utility
147 | Kyrene | KY7 | Natural Gas Fired Combined Cycle | 170 | Electric Utility
147 | Kyrene | KY7A | Natural Gas Fired Combined Cycle | 122 | Electric Utility
148 | Mormon Flat | MF1 | Conventional Hydroelectric | 9.2 | Electric Utility
148 | Mormon Flat | MF2 | Hydroelectric Pumped Storage | 54.3 | Electric Utility
149 | Roosevelt | ROOS | Conventional Hydroelectric | 36 | Electric Utility
150 | Stewart Mountain | SM | Conventional Hydroelectric | 13 | Electric Utility
151 | McClure | 1 | Petroleum Liquids | 71.2 | Electric Utility
151 | McClure | 2 | Natural Gas Fired Combustion Turbine | 71.2 | Electric Utility
152 | Davis Dam | 1 | Conventional Hydroelectric | 51.7 | Electric Utility
152 | Davis Dam | 2 | Conventional Hydroelectric | 51.7 | Electric Utility
152 | Davis Dam | 3 | Conventional Hydroelectric | 48 | Electric Utility
152 | Davis Dam | 4 | Conventional Hydroelectric | 51.7 | Electric Utility
152 | Davis Dam | 5 | Conventional Hydroelectric | 51.7 | Electric Utility
153 | Glen Canyon Dam | 1 | Conventional Hydroelectric | 165 | Electric Utility
153 | Glen Canyon Dam | 2 | Conventional Hydroelectric | 165 | Electric Utility
153 | Glen Canyon Dam | 3 | Conventional Hydroelectric | 165 | Electric Utility
153 | Glen Canyon Dam | 4 | Conventional Hydroelectric | 165 | Electric Utility
153 | Glen Canyon Dam | 5 | Conventional Hydroelectric | 165 | Electric Utility
153 | Glen Canyon Dam | 6 | Conventional Hydroelectric | 165 | Electric Utility
153 | Glen Canyon Dam | 7 | Conventional Hydroelectric | 157 | Electric Utility
153 | Glen Canyon Dam | 8 | Conventional Hydroelectric | 165 | Electric Utility
154 | Hoover Dam (NV) | N0 | Conventional Hydroelectric | 2.4 | Electric Utility
154 | Hoover Dam (NV) | N1 | Conventional Hydroelectric | 130 | Electric Utility
154 | Hoover Dam (NV) | N2 | Conventional Hydroelectric | 130 | Electric Utility
154 | Hoover Dam (NV) | N3 | Conventional Hydroelectric | 130 | Electric Utility
154 | Hoover Dam (NV) | N4 | Conventional Hydroelectric | 130 | Electric Utility
154 | Hoover Dam (NV) | N5 | Conventional Hydroelectric | 130 | Electric Utility
154 | Hoover Dam (NV) | N6 | Conventional Hydroelectric | 130 | Electric Utility
154 | Hoover Dam (NV) | N7 | Conventional Hydroelectric | 127 | Electric Utility
154 | Hoover Dam (NV) | N8 | Conventional Hydroelectric | 130 | Electric Utility
159 | Lake Creek Dam | 1 | Conventional Hydroelectric | 1.5 | Electric Utility
160 | Apache Station | GT1 | Natural Gas Fired Combustion Turbine | 11.5 | Electric Utility
160 | Apache Station | GT2 | Natural Gas Fired Combustion Turbine | 20.4 | Electric Utility
160 | Apache Station | GT3 | Natural Gas Fired Combustion Turbine | 78.7 | Electric Utility
160 | Apache Station | GT4 | Natural Gas Fired Combustion Turbine | 60.5 | Electric Utility
160 | Apache Station | ST1 | Natural Gas Steam Turbine | 81.6 | Electric Utility
160 | Apache Station | ST2 | Conventional Steam Coal | 204 | Electric Utility
160 | Apache Station | ST3 | Conventional Steam Coal | 204 | Electric Utility
161 | Turlock Lake | 1 | Conventional Hydroelectric | 1.1 | Electric Utility
161 | Turlock Lake | 2 | Conventional Hydroelectric | 1.1 | Electric Utility
161 | Turlock Lake | 3 | Conventional Hydroelectric | 1.1 | Electric Utility
162 | Hickman | 1 | Conventional Hydroelectric | 0.5 | Electric Utility
162 | Hickman | 2 | Conventional Hydroelectric | 0.5 | Electric Utility
165 | GREC | 1 | Conventional Steam Coal | 540 | Electric Utility
165 | GREC | 2 | Conventional Steam Coal | 594 | Electric Utility
166 | Carpenter | 1 | Conventional Hydroelectric | 28 | Electric Utility
166 | Carpenter | 2 | Conventional Hydroelectric | 28 | Electric Utility
170 | Lake Catherine | 4 | Natural Gas Steam Turbine | 552.5 | Electric Utility
171 | Mabelvale | 1 | Natural Gas Fired Combustion Turbine | 19.5 | Electric Utility
171 | Mabelvale | 3 | Natural Gas Fired Combustion Turbine | 19.5 | Electric Utility
172 | Osceola (AR) | 13 | Petroleum Liquids | 1.6 | Electric Utility
172 | Osceola (AR) | 14 | Petroleum Liquids | 1.6 | Electric Utility
172 | Osceola (AR) | 9 | Petroleum Liquids | 1.6 | Electric Utility
174 | Remmel | 1 | Conventional Hydroelectric | 3 | Electric Utility
174 | Remmel | 2 | Conventional Hydroelectric | 3 | Electric Utility
174 | Remmel | 3 | Conventional Hydroelectric | 3 | Electric Utility
180 | Volta 2 | 1 | Conventional Hydroelectric | 1 | Electric Utility
182 | Beaver Dam | 1 | Conventional Hydroelectric | 56 | Electric Utility
182 | Beaver Dam | 2 | Conventional Hydroelectric | 56 | Electric Utility
187 | Degray | 1 | Conventional Hydroelectric | 40 | Electric Utility
187 | Degray | 2 | Hydroelectric Pumped Storage | 28 | Electric Utility
188 | Greers Ferry Lake | 1 | Conventional Hydroelectric | 48 | Electric Utility
188 | Greers Ferry Lake | 2 | Conventional Hydroelectric | 48 | Electric Utility
193 | Municipal Light | 1 | Petroleum Liquids | 2 | Electric Utility
193 | Municipal Light | 2 | Petroleum Liquids | 0.6 | Electric Utility
193 | Municipal Light | 4 | Petroleum Liquids | 2.2 | Electric Utility
193 | Municipal Light | 6 | Petroleum Liquids | 1.3 | Electric Utility
193 | Municipal Light | 7 | Petroleum Liquids | 1.1 | Electric Utility
195 | Narrows (AR) | 1 | Conventional Hydroelectric | 8.5 | Electric Utility
195 | Narrows (AR) | 2 | Conventional Hydroelectric | 8.5 | Electric Utility
195 | Narrows (AR) | 3 | Conventional Hydroelectric | 8.5 | Electric Utility
196 | Norfork | 1 | Conventional Hydroelectric | 40.2 | Electric Utility
196 | Norfork | 2 | Conventional Hydroelectric | 40.2 | Electric Utility
197 | Blakely Mountain | 1 | Conventional Hydroelectric | 37.5 | Electric Utility
197 | Blakely Mountain | 2 | Conventional Hydroelectric | 37.5 | Electric Utility
198 | Bull Shoals | 1 | Conventional Hydroelectric | 40 | Electric Utility
198 | Bull Shoals | 2 | Conventional Hydroelectric | 40 | Electric Utility
198 | Bull Shoals | 3 | Conventional Hydroelectric | 40 | Electric Utility
198 | Bull Shoals | 4 | Conventional Hydroelectric | 40 | Electric Utility
198 | Bull Shoals | 5 | Conventional Hydroelectric | 45 | Electric Utility
198 | Bull Shoals | 6 | Conventional Hydroelectric | 45 | Electric Utility
198 | Bull Shoals | 7 | Conventional Hydroelectric | 45 | Electric Utility
198 | Bull Shoals | 8 | Conventional Hydroelectric | 45 | Electric Utility
199 | Dardanelle | 1 | Conventional Hydroelectric | 40.2 | Electric Utility
199 | Dardanelle | 2 | Conventional Hydroelectric | 40.2 | Electric Utility
199 | Dardanelle | 3 | Conventional Hydroelectric | 40.2 | Electric Utility
199 | Dardanelle | 4 | Conventional Hydroelectric | 40.2 | Electric Utility
201 | Thomas Fitzhugh | 1 | Natural Gas Fired Combined Cycle | 59 | Electric Utility
201 | Thomas Fitzhugh | 2 | Natural Gas Fired Combined Cycle | 126 | Electric Utility
202 | Carl Bailey | 1 | Natural Gas Steam Turbine | 120 | Electric Utility
203 | McClellan (AR) | 1 | Natural Gas Steam Turbine | 136 | Electric Utility
204 | Clinton Power Station | 1 | Nuclear | 1138.3 | IPP Non-CHP
207 | St Johns River Power Park | 1 | Conventional Steam Coal | 679 | Electric Utility
207 | St Johns River Power Park | 2 | Conventional Steam Coal | 679 | Electric Utility
210 | Wolf Creek Generating Station | 1 | Nuclear | 1267.7 | Electric Utility
214 | Alta Powerhouse | 1 | Conventional Hydroelectric | 1 | Electric Utility
215 | Angels | 1 | Conventional Hydroelectric | 1.4 | IPP Non-CHP
217 | Balch 1 | 1 | Conventional Hydroelectric | 31 | Electric Utility
218 | Balch 2 | 2 | Conventional Hydroelectric | 48.6 | Electric Utility
218 | Balch 2 | 3 | Conventional Hydroelectric | 48.6 | Electric Utility
219 | Belden | 1 | Conventional Hydroelectric | 117.9 | Electric Utility
220 | Bucks Creek | H1 | Conventional Hydroelectric | 33 | Electric Utility
220 | Bucks Creek | H2 | Conventional Hydroelectric | 33 | Electric Utility
221 | Butt Valley | 1 | Conventional Hydroelectric | 40 | Electric Utility
222 | Caribou 1 | 1 | Conventional Hydroelectric | 23.8 | Electric Utility
222 | Caribou 1 | 2 | Conventional Hydroelectric | 25 | Electric Utility
222 | Caribou 1 | 3 | Conventional Hydroelectric | 25 | Electric Utility
223 | Caribou 2 | 4 | Conventional Hydroelectric | 60.3 | Electric Utility
223 | Caribou 2 | 5 | Conventional Hydroelectric | 57.6 | Electric Utility
224 | Centerville PH | 1 | Conventional Hydroelectric | 5.5 | Electric Utility
224 | Centerville PH | 2 | Conventional Hydroelectric | 0.9 | Electric Utility
225 | Chili Bar | 1 | Conventional Hydroelectric | 7 | Electric Utility
227 | Coleman PH | 1 | Conventional Hydroelectric | 12.1 | Electric Utility
229 | Cow Creek | 1 | Conventional Hydroelectric | 0.7 | Electric Utility
229 | Cow Creek | 2 | Conventional Hydroelectric | 0.7 | Electric Utility
231 | Cresta | 1 | Conventional Hydroelectric | 36.9 | Electric Utility
231 | Cresta | 2 | Conventional Hydroelectric | 36.9 | Electric Utility
232 | De Sabla | 1 | Conventional Hydroelectric | 18.4 | Electric Utility
233 | Deer Creek PH | 1 | Conventional Hydroelectric | 5.5 | Electric Utility
235 | Drum 1 | 1 | Conventional Hydroelectric | 12 | Electric Utility
235 | Drum 1 | 2 | Conventional Hydroelectric | 12 | Electric Utility
235 | Drum 1 | 3 | Conventional Hydroelectric | 12 | Electric Utility
235 | Drum 1 | 4 | Conventional Hydroelectric | 13.2 | Electric Utility
236 | Drum 2 | 5 | Conventional Hydroelectric | 53.1 | Electric Utility
237 | Dutch Flat | 1 | Conventional Hydroelectric | 22 | Electric Utility
238 | El Dorado | 1 | Conventional Hydroelectric | 10 | Electric Utility
238 | El Dorado | 2 | Conventional Hydroelectric | 10 | Electric Utility
239 | Electra | 1 | Conventional Hydroelectric | 32.3 | Electric Utility
239 | Electra | 2 | Conventional Hydroelectric | 35.1 | Electric Utility
239 | Electra | 3 | Conventional Hydroelectric | 35.1 | Electric Utility
240 | Haas | H1 | Conventional Hydroelectric | 67.5 | Electric Utility
240 | Haas | H2 | Conventional Hydroelectric | 67.5 | Electric Utility
241 | Halsey | 1 | Conventional Hydroelectric | 13.6 | Electric Utility
242 | Hamilton Branch | 1 | Conventional Hydroelectric | 2.6 | Electric Utility
242 | Hamilton Branch | 2 | Conventional Hydroelectric | 2.7 | Electric Utility
243 | Hat Creek 1 | 1 | Conventional Hydroelectric | 10 | Electric Utility
244 | Hat Creek 2 | 1 | Conventional Hydroelectric | 10 | Electric Utility
246 | Humboldt Bay | IC1 | Natural Gas Internal Combustion Engine | 16.7 | Electric Utility
246 | Humboldt Bay | IC10 | Natural Gas Internal Combustion Engine | 16.7 | Electric Utility
246 | Humboldt Bay | IC2 | Natural Gas Internal Combustion Engine | 16.7 | Electric Utility
246 | Humboldt Bay | IC3 | Natural Gas Internal Combustion Engine | 16.7 | Electric Utility
246 | Humboldt Bay | IC4 | Natural Gas Internal Combustion Engine | 16.7 | Electric Utility
246 | Humboldt Bay | IC5 | Natural Gas Internal Combustion Engine | 16.7 | Electric Utility
246 | Humboldt Bay | IC6 | Natural Gas Internal Combustion Engine | 16.7 | Electric Utility
246 | Humboldt Bay | IC7 | Natural Gas Internal Combustion Engine | 16.7 | Electric Utility
246 | Humboldt Bay | IC8 | Natural Gas Internal Combustion Engine | 16.7 | Electric Utility
246 | Humboldt Bay | IC9 | Natural Gas Internal Combustion Engine | 16.7 | Electric Utility
248 | Inskip | 1 | Conventional Hydroelectric | 7.6 | Electric Utility
249 | James B Black | 1 | Conventional Hydroelectric | 85.1 | Electric Utility
249 | James B Black | 2 | Conventional Hydroelectric | 83.5 | Electric Utility
250 | Kerckhoff | H1 | Conventional Hydroelectric | 11.3 | Electric Utility
250 | Kerckhoff | H3 | Conventional Hydroelectric | 11.3 | Electric Utility
253 | Kilarc | 1 | Conventional Hydroelectric | 1.5 | Electric Utility
253 | Kilarc | 2 | Conventional Hydroelectric | 1.5 | Electric Utility
254 | Kings River PH | H1 | Conventional Hydroelectric | 48.6 | Electric Utility
255 | Lime Saddle | 1 | Conventional Hydroelectric | 1 | Electric Utility
255 | Lime Saddle | 2 | Conventional Hydroelectric | 1 | Electric Utility
258 | Merced Falls | 1 | Conventional Hydroelectric | 3.4 | Electric Utility
260 | Dynegy Moss Landing Power Plant | 6 | Natural Gas Steam Turbine | 702 | IPP Non-CHP
260 | Dynegy Moss Landing Power Plant | 7 | Natural Gas Steam Turbine | 702 | IPP Non-CHP
260 | Dynegy Moss Landing Power Plant | CT1A | Natural Gas Fired Combined Cycle | 233 | IPP Non-CHP
260 | Dynegy Moss Landing Power Plant | CT1B | Natural Gas Fired Combined Cycle | 233 | IPP Non-CHP
260 | Dynegy Moss Landing Power Plant | CT2A | Natural Gas Fired Combined Cycle | 233 | IPP Non-CHP
260 | Dynegy Moss Landing Power Plant | CT2B | Natural Gas Fired Combined Cycle | 233 | IPP Non-CHP
260 | Dynegy Moss Landing Power Plant | ST1 | Natural Gas Fired Combined Cycle | 233 | IPP Non-CHP
260 | Dynegy Moss Landing Power Plant | ST2 | Natural Gas Fired Combined Cycle | 233 | IPP Non-CHP
261 | Murphys | 1 | Conventional Hydroelectric | 3.6 | IPP Non-CHP
262 | Narrows PH | 1 | Conventional Hydroelectric | 10.2 | Electric Utility
264 | Phoenix | 1 | Conventional Hydroelectric | 1.6 | Electric Utility
265 | Pit 1 | H1 | Conventional Hydroelectric | 34.6 | Electric Utility
265 | Pit 1 | H2 | Conventional Hydroelectric | 34.6 | Electric Utility
266 | Pit 3 | H1 | Conventional Hydroelectric | 26.7 | Electric Utility
266 | Pit 3 | H2 | Conventional Hydroelectric | 26.7 | Electric Utility
266 | Pit 3 | H3 | Conventional Hydroelectric | 26.7 | Electric Utility
267 | Pit 4 | 1 | Conventional Hydroelectric | 51.7 | Electric Utility
267 | Pit 4 | 2 | Conventional Hydroelectric | 51.7 | Electric Utility
268 | Pit 5 | H1 | Conventional Hydroelectric | 38.2 | Electric Utility
268 | Pit 5 | H2 | Conventional Hydroelectric | 38.2 | Electric Utility
268 | Pit 5 | H3 | Conventional Hydroelectric | 33.2 | Electric Utility
268 | Pit 5 | H4 | Conventional Hydroelectric | 32 | Electric Utility
269 | Pit 6 | H1 | Conventional Hydroelectric | 39.6 | Electric Utility
269 | Pit 6 | H2 | Conventional Hydroelectric | 39.6 | Electric Utility
270 | Pit 7 | H1 | Conventional Hydroelectric | 57.6 | Electric Utility
270 | Pit 7 | H2 | Conventional Hydroelectric | 52.2 | Electric Utility
271 | Pittsburg Power | 5 | Natural Gas Steam Turbine | 326.4 | IPP Non-CHP
271 | Pittsburg Power | 6 | Natural Gas Steam Turbine | 326.4 | IPP Non-CHP
271 | Pittsburg Power | 7 | Natural Gas Steam Turbine | 751.1 | IPP Non-CHP
272 | Poe | 1 | Conventional Hydroelectric | 71.4 | Electric Utility
272 | Poe | 2 | Conventional Hydroelectric | 71.4 | Electric Utility
274 | Potter Valley | 1 | Conventional Hydroelectric | 4.4 | Electric Utility
274 | Potter Valley | 2 | Conventional Hydroelectric | 2 | Electric Utility
274 | Potter Valley | 3 | Conventional Hydroelectric | 3 | Electric Utility
275 | Rock Creek | H1 | Conventional Hydroelectric | 63 | Electric Utility
275 | Rock Creek | H2 | Conventional Hydroelectric | 63 | Electric Utility
276 | San Joaquin 2 | 1 | Conventional Hydroelectric | 2.8 | Electric Utility
277 | San Joaquin 3 | 3 | Conventional Hydroelectric | 4 | Electric Utility
279 | Salt Springs | 1 | Conventional Hydroelectric | 12.3 | Electric Utility
279 | Salt Springs | 2 | Conventional Hydroelectric | 29.7 | Electric Utility
280 | South | 1 | Conventional Hydroelectric | 6.7 | Electric Utility
281 | Spaulding 1 | 1 | Conventional Hydroelectric | 7 | Electric Utility
282 | Spaulding 2 | 1 | Conventional Hydroelectric | 3.7 | Electric Utility
283 | Spaulding 3 | 1 | Conventional Hydroelectric | 6.6 | Electric Utility
284 | Spring Gap | 1 | Conventional Hydroelectric | 6 | Electric Utility
285 | Stanislaus | HC1 | Conventional Hydroelectric | 81.9 | Electric Utility
286 | Geysers Unit 5-20 | U10 | Geothermal | 55 | IPP Non-CHP
286 | Geysers Unit 5-20 | U11 | Geothermal | 110 | IPP Non-CHP
286 | Geysers Unit 5-20 | U12 | Geothermal | 110 | IPP Non-CHP
286 | Geysers Unit 5-20 | U13 | Geothermal | 138 | IPP Non-CHP
286 | Geysers Unit 5-20 | U14 | Geothermal | 113 | IPP Non-CHP
286 | Geysers Unit 5-20 | U16 | Geothermal | 118 | IPP Non-CHP
286 | Geysers Unit 5-20 | U17 | Geothermal | 118 | IPP Non-CHP
286 | Geysers Unit 5-20 | U18 | Geothermal | 118 | IPP Non-CHP
286 | Geysers Unit 5-20 | U20 | Geothermal | 118 | IPP Non-CHP
286 | Geysers Unit 5-20 | U5 | Geothermal | 55 | IPP Non-CHP
286 | Geysers Unit 5-20 | U6 | Geothermal | 55 | IPP Non-CHP
286 | Geysers Unit 5-20 | U7 | Geothermal | 55 | IPP Non-CHP
286 | Geysers Unit 5-20 | U8 | Geothermal | 55 | IPP Non-CHP
286 | Geysers Unit 5-20 | U9 | Geothermal | 55 | IPP Non-CHP
287 | Tiger Creek | H1 | Conventional Hydroelectric | 25.5 | Electric Utility
287 | Tiger Creek | H2 | Conventional Hydroelectric | 26.7 | Electric Utility
289 | Tule River | 1 | Conventional Hydroelectric | 4.2 | Electric Utility
289 | Tule River | 2 | Conventional Hydroelectric | 4.2 | Electric Utility
290 | Volta 1 | 1 | Conventional Hydroelectric | 8.5 | Electric Utility
291 | West Point PH | 1 | Conventional Hydroelectric | 13.6 | Electric Utility
292 | Wise | 1 | Conventional Hydroelectric | 13.6 | Electric Utility
292 | Wise | 2 | Conventional Hydroelectric | 2.8 | Electric Utility
293 | A G Wishon | 1 | Conventional Hydroelectric | 3.2 | Electric Utility
293 | A G Wishon | 2 | Conventional Hydroelectric | 3.2 | Electric Utility
293 | A G Wishon | 3 | Conventional Hydroelectric | 3.2 | Electric Utility
293 | A G Wishon | 4 | Conventional Hydroelectric | 3.2 | Electric Utility
294 | Copco 1 | 1 | Conventional Hydroelectric | 10 | Electric Utility
294 | Copco 1 | 2 | Conventional Hydroelectric | 10 | Electric Utility
295 | Copco 2 | 1 | Conventional Hydroelectric | 13.5 | Electric Utility
295 | Copco 2 | 2 | Conventional Hydroelectric | 13.5 | Electric Utility
296 | Fall Creek | 1 | Conventional Hydroelectric | 0.5 | Electric Utility
296 | Fall Creek | 2 | Conventional Hydroelectric | 0.4 | Electric Utility
296 | Fall Creek | 3 | Conventional Hydroelectric | 1.2 | Electric Utility
297 | Iron Gate | 1 | Conventional Hydroelectric | 18 | Electric Utility
298 | Limestone | 1 | Conventional Steam Coal | 893 | IPP Non-CHP
298 | Limestone | 2 | Conventional Steam Coal | 956.8 | IPP Non-CHP
299 | Blundell | 1 | Geothermal | 30.7 | Electric Utility
299 | Blundell | 2 | Geothermal | 14.1 | Electric Utility
301 | El Cajon | ENCI | Natural Gas Fired Combustion Turbine | 18 | IPP Non-CHP
302 | Encina | 2 | Natural Gas Steam Turbine | 110 | IPP Non-CHP
302 | Encina | 3 | Natural Gas Steam Turbine | 110 | IPP Non-CHP
302 | Encina | 4 | Natural Gas Steam Turbine | 306 | IPP Non-CHP
302 | Encina | 5 | Natural Gas Steam Turbine | 345.6 | IPP Non-CHP
302 | Encina | GT1 | Natural Gas Fired Combustion Turbine | 18 | IPP Non-CHP
302 | Encina | ST1 | Natural Gas Steam Turbine | 110 | IPP Non-CHP
303 | Kearny | KEA3 | Natural Gas Fired Combustion Turbine | 72 | IPP Non-CHP
305 | Miramar | MRGT | Natural Gas Fired Combustion Turbine | 49 | IPP Non-CHP
313 | Green Lake | 1 | Conventional Hydroelectric | 9.3 | Electric Utility
313 | Green Lake | 2 | Conventional Hydroelectric | 9.3 | Electric Utility
314 | Drop 5 | 1 | Conventional Hydroelectric | 2 | Electric Utility
314 | Drop 5 | 2 | Conventional Hydroelectric | 2 | Electric Utility
315 | AES Alamitos LLC | 1 | Natural Gas Steam Turbine | 156 | IPP Non-CHP
315 | AES Alamitos LLC | 2 | Natural Gas Steam Turbine | 156 | IPP Non-CHP
315 | AES Alamitos LLC | 3 | Natural Gas Steam Turbine | 310 | IPP Non-CHP
315 | AES Alamitos LLC | 4 | Natural Gas Steam Turbine | 310 | IPP Non-CHP
315 | AES Alamitos LLC | 5 | Natural Gas Steam Turbine | 495 | IPP Non-CHP
315 | AES Alamitos LLC | 6 | Natural Gas Steam Turbine | 495 | IPP Non-CHP
316 | Sepulveda Canyon | 1 | Conventional Hydroelectric | 8.5 | Electric Utility
317 | Big Creek 1 | 1 | Conventional Hydroelectric | 19.8 | Electric Utility
317 | Big Creek 1 | 2 | Conventional Hydroelectric | 15.8 | Electric Utility
317 | Big Creek 1 | 3 | Conventional Hydroelectric | 21.6 | Electric Utility
317 | Big Creek 1 | 4 | Conventional Hydroelectric | 31.2 | Electric Utility
318 | Big Creek 2 | 3 | Conventional Hydroelectric | 15.8 | Electric Utility
318 | Big Creek 2 | 4 | Conventional Hydroelectric | 15.8 | Electric Utility
318 | Big Creek 2 | 5 | Conventional Hydroelectric | 17.5 | Electric Utility
318 | Big Creek 2 | 6 | Conventional Hydroelectric | 17.5 | Electric Utility
319 | Big Creek 3 | 1 | Conventional Hydroelectric | 34 | Electric Utility
319 | Big Creek 3 | 2 | Conventional Hydroelectric | 34 | Electric Utility
319 | Big Creek 3 | 3 | Conventional Hydroelectric | 34 | Electric Utility
319 | Big Creek 3 | 4 | Conventional Hydroelectric | 36 | Electric Utility
319 | Big Creek 3 | 5 | Conventional Hydroelectric | 36.5 | Electric Utility
320 | Big Creek 4 | 1 | Conventional Hydroelectric | 50 | Electric Utility
320 | Big Creek 4 | 2 | Conventional Hydroelectric | 50 | Electric Utility
321 | Big Creek 8 | 1 | Conventional Hydroelectric | 30 | Electric Utility
321 | Big Creek 8 | 2 | Conventional Hydroelectric | 45 | Electric Utility
322 | Big Creek 2A | 1 | Conventional Hydroelectric | 55 | Electric Utility
322 | Big Creek 2A | 2 | Conventional Hydroelectric | 55 | Electric Utility
323 | Bishop Creek 2 | 1 | Conventional Hydroelectric | 2.5 | Electric Utility
323 | Bishop Creek 2 | 2 | Conventional Hydroelectric | 2.5 | Electric Utility
323 | Bishop Creek 2 | 3 | Conventional Hydroelectric | 2.3 | Electric Utility
324 | Bishop Creek 3 | 1 | Conventional Hydroelectric | 2.8 | Electric Utility
324 | Bishop Creek 3 | 2 | Conventional Hydroelectric | 2.8 | Electric Utility
324 | Bishop Creek 3 | 3 | Conventional Hydroelectric | 2.8 | Electric Utility
325 | Bishop Creek 4 | 1 | Conventional Hydroelectric | 1 | Electric Utility
325 | Bishop Creek 4 | 2 | Conventional Hydroelectric | 1 | Electric Utility
325 | Bishop Creek 4 | 3 | Conventional Hydroelectric | 2 | Electric Utility
325 | Bishop Creek 4 | 4 | Conventional Hydroelectric | 2.2 | Electric Utility
325 | Bishop Creek 4 | 5 | Conventional Hydroelectric | 2 | Electric Utility
326 | Bishop Creek 5 | 1 | Conventional Hydroelectric | 2 | Electric Utility
326 | Bishop Creek 5 | 2 | Conventional Hydroelectric | 2.5 | Electric Utility
327 | Bishop Creek 6 | 1 | Conventional Hydroelectric | 1.6 | Electric Utility
328 | Borel | 1 | Conventional Hydroelectric | 3 | Electric Utility
328 | Borel | 2 | Conventional Hydroelectric | 3 | Electric Utility
328 | Borel | 3 | Conventional Hydroelectric | 6 | Electric Utility
331 | Etiwanda Generating Station | 3 | Natural Gas Steam Turbine | 333 | IPP Non-CHP
331 | Etiwanda Generating Station | 4 | Natural Gas Steam Turbine | 333 | IPP Non-CHP
332 | Fontana | 1 | Conventional Hydroelectric | 1.5 | Electric Utility
332 | Fontana | 2 | Conventional Hydroelectric | 1.5 | Electric Utility
335 | AES Huntington Beach LLC | 1 | Natural Gas Steam Turbine | 218 | IPP Non-CHP
335 | AES Huntington Beach LLC | 2 | Natural Gas Steam Turbine | 218 | IPP Non-CHP
336 | Kaweah 2 | 2 | Conventional Hydroelectric | 2.3 | Electric Utility
337 | Kaweah 1 | 1 | Conventional Hydroelectric | 2.3 | Electric Utility
338 | Kaweah 3 | 1 | Conventional Hydroelectric | 2.4 | Electric Utility
338 | Kaweah 3 | 2 | Conventional Hydroelectric | 2.4 | Electric Utility
339 | Kern River 3 | 1 | Conventional Hydroelectric | 20.5 | Electric Utility
339 | Kern River 3 | 2 | Conventional Hydroelectric | 19.6 | Electric Utility
340 | Kern River 1 | 1 | Conventional Hydroelectric | 6.6 | Electric Utility
340 | Kern River 1 | 2 | Conventional Hydroelectric | 6.6 | Electric Utility
340 | Kern River 1 | 3 | Conventional Hydroelectric | 6.6 | Electric Utility
340 | Kern River 1 | 4 | Conventional Hydroelectric | 6.6 | Electric Utility
341 | Long Beach Generation LLC | CT1 | Natural Gas Fired Combustion Turbine | 63 | IPP Non-CHP
341 | Long Beach Generation LLC | CT2 | Natural Gas Fired Combustion Turbine | 63 | IPP Non-CHP
341 | Long Beach Generation LLC | CT3 | Natural Gas Fired Combustion Turbine | 63 | IPP Non-CHP
341 | Long Beach Generation LLC | CT4 | Natural Gas Fired Combustion Turbine | 63 | IPP Non-CHP
342 | Lundy | 1 | Conventional Hydroelectric | 1.5 | Electric Utility
342 | Lundy | 2 | Conventional Hydroelectric | 1.5 | Electric Utility
344 | Mammoth Pool | 1 | Conventional Hydroelectric | 95 | Electric Utility
344 | Mammoth Pool | 2 | Conventional Hydroelectric | 95 | Electric Utility
345 | Mandalay | 03 | Natural Gas Fired Combustion Turbine | 138 | IPP Non-CHP
345 | Mandalay | 1 | Natural Gas Steam Turbine | 218 | IPP Non-CHP
345 | Mandalay | 2 | Natural Gas Steam Turbine | 218 | IPP Non-CHP
350 | Ormond Beach | 1 | Natural Gas Steam Turbine | 806 | IPP Non-CHP
350 | Ormond Beach | 2 | Natural Gas Steam Turbine | 806 | IPP Non-CHP
353 | Poole | 1 | Conventional Hydroelectric | 11.3 | Electric Utility
354 | Portal | 1 | Conventional Hydroelectric | 10.8 | Electric Utility
356 | AES Redondo Beach LLC | 5 | Natural Gas Steam Turbine | 163.2 | IPP Non-CHP
356 | AES Redondo Beach LLC | 6 | Natural Gas Steam Turbine | 163.2 | IPP Non-CHP
356 | AES Redondo Beach LLC | 7 | Natural Gas Steam Turbine | 495 | IPP Non-CHP
356 | AES Redondo Beach LLC | 8 | Natural Gas Steam Turbine | 495 | IPP Non-CHP
357 | Rush Creek | 1 | Conventional Hydroelectric | 5.9 | Electric Utility
357 | Rush Creek | 2 | Conventional Hydroelectric | 7.2 | Electric Utility
358 | Mountainview Generating Station | MV3A | Natural Gas Fired Combined Cycle | 164.6 | Electric Utility
358 | Mountainview Generating Station | MV3B | Natural Gas Fired Combined Cycle | 164.6 | Electric Utility
358 | Mountainview Generating Station | MV3C | Natural Gas Fired Combined Cycle | 189.2 | Electric Utility
358 | Mountainview Generating Station | MV4A | Natural Gas Fired Combined Cycle | 164.6 | Electric Utility
358 | Mountainview Generating Station | MV4B | Natural Gas Fired Combined Cycle | 164.6 | Electric Utility
358 | Mountainview Generating Station | MV4C | Natural Gas Fired Combined Cycle | 189.2 | Electric Utility
361 | Santa Ana 1 | 1 | Conventional Hydroelectric | 0.8 | Electric Utility
361 | Santa Ana 1 | 2 | Conventional Hydroelectric | 0.8 | Electric Utility
361 | Santa Ana 1 | 3 | Conventional Hydroelectric | 0.8 | Electric Utility
361 | Santa Ana 1 | 4 | Conventional Hydroelectric | 0.8 | Electric Utility
363 | Santa Ana 3 | 1 | Conventional Hydroelectric | 3.1 | Electric Utility
365 | Lower Tule River | 1 | Conventional Hydroelectric | 1.3 | Electric Utility
365 | Lower Tule River | 2 | Conventional Hydroelectric | 1.3 | Electric Utility
371 | Columbia Generating Station | 2 | Nuclear | 1200 | Electric Utility
376 | Pardee | 1 | Conventional Hydroelectric | 7.5 | Electric Utility
376 | Pardee | 2 | Conventional Hydroelectric | 7.5 | Electric Utility
376 | Pardee | 3 | Conventional Hydroelectric | 8.6 | Electric Utility
377 | Grayson | 1 | Natural Gas Fired Combined Cycle | 20 | Electric Utility
377 | Grayson | 2 | Natural Gas Fired Combined Cycle | 20 | Electric Utility
377 | Grayson | 3 | Landfill Gas | 23 | Electric Utility
377 | Grayson | 4 | Landfill Gas | 50 | Electric Utility
377 | Grayson | 5 | Natural Gas Steam Turbine | 50 | Electric Utility
377 | Grayson | 8A | Natural Gas Fired Combined Cycle | 25.4 | Electric Utility
377 | Grayson | 8BC | Natural Gas Fired Combined Cycle | 55.1 | Electric Utility
377 | Grayson | 9 | Natural Gas Fired Combustion Turbine | 57.4 | Electric Utility
378 | Prairie River | 1 | Conventional Hydroelectric | 0.7 | Electric Utility
378 | Prairie River | 2 | Conventional Hydroelectric | 0.3 | Electric Utility
380 | Dion R Holm | 1 | Conventional Hydroelectric | 78.4 | Electric Utility
380 | Dion R Holm | 2 | Conventional Hydroelectric | 78.4 | Electric Utility
381 | Moccasin | 1 | Conventional Hydroelectric | 50 | Electric Utility
381 | Moccasin | 2 | Conventional Hydroelectric | 50 | Electric Utility
382 | R C Kirkwood | 1 | Conventional Hydroelectric | 39.5 | Electric Utility
382 | R C Kirkwood | 2 | Conventional Hydroelectric | 39.5 | Electric Utility
382 | R C Kirkwood | 3 | Conventional Hydroelectric | 36.5 | Electric Utility
384 | Joliet 29 | 7 | Conventional Steam Coal | 660 | IPP Non-CHP
384 | Joliet 29 | 8 | Conventional Steam Coal | 660 | IPP Non-CHP
385 | Drop 2 (CA) | 1 | Conventional Hydroelectric | 5 | Electric Utility
385 | Drop 2 (CA) | 2 | Conventional Hydroelectric | 5 | Electric Utility
386 | Drop 3 (CA) | 1 | Conventional Hydroelectric | 4.8 | Electric Utility
386 | Drop 3 (CA) | 2 | Conventional Hydroelectric | 4.4 | Electric Utility
387 | Drop 4 | 1 | Conventional Hydroelectric | 10 | Electric Utility
387 | Drop 4 | 2 | Conventional Hydroelectric | 9.6 | Electric Utility
388 | Pilot Knob | 1 | Conventional Hydroelectric | 16.5 | Electric Utility
388 | Pilot Knob | 2 | Conventional Hydroelectric | 16.5 | Electric Utility
389 | El Centro | 2 | Natural Gas Fired Combined Cycle | 34.5 | Electric Utility
389 | El Centro | 2A | Natural Gas Fired Combined Cycle | 89.9 | Electric Utility
389 | El Centro | 30 | Natural Gas Fired Combined Cycle | 65.9 | Electric Utility
389 | El Centro | 31 | Natural Gas Fired Combined Cycle | 43.2 | Electric Utility
389 | El Centro | 32 | Natural Gas Fired Combined Cycle | 43.2 | Electric Utility
389 | El Centro | 4 | Natural Gas Steam Turbine | 81.6 | Electric Utility
390 | Solomon Gulch | 1 | Conventional Hydroelectric | 6 | Electric Utility
390 | Solomon Gulch | 2 | Conventional Hydroelectric | 6 | Electric Utility
391 | Big Pine Creek | 1 | Conventional Hydroelectric | 3.2 | Electric Utility
392 | Castaic | 1 | Hydroelectric Pumped Storage | 271 | Electric Utility
392 | Castaic | 2 | Hydroelectric Pumped Storage | 271 | Electric Utility
392 | Castaic | 3 | Hydroelectric Pumped Storage | 271 | Electric Utility
392 | Castaic | 4 | Hydroelectric Pumped Storage | 271 | Electric Utility
392 | Castaic | 5 | Hydroelectric Pumped Storage | 271 | Electric Utility
392 | Castaic | 6 | Hydroelectric Pumped Storage | 271 | Electric Utility
392 | Castaic | 7 | Conventional Hydroelectric | 56 | Electric Utility
393 | Control Gorge | 1 | Conventional Hydroelectric | 37.5 | Electric Utility
394 | Cottonwood | 1 | Conventional Hydroelectric | 0.8 | Electric Utility
394 | Cottonwood | 2 | Conventional Hydroelectric | 0.8 | Electric Utility
396 | Foothill | 1 | Conventional Hydroelectric | 11 | Electric Utility
397 | Franklin (CA) | 1 | Conventional Hydroelectric | 2 | Electric Utility
398 | Haiwee | 1 | Conventional Hydroelectric | 2.8 | Electric Utility
398 | Haiwee | 2 | Conventional Hydroelectric | 2.8 | Electric Utility
399 | Harbor | 10A | Natural Gas Fired Combined Cycle | 85.3 | Electric Utility
399 | Harbor | 10B | Natural Gas Fired Combined Cycle | 85.3 | Electric Utility
399 | Harbor | 5 | Natural Gas Fired Combined Cycle | 75 | Electric Utility
399 | Harbor | GT10 | Natural Gas Fired Combustion Turbine | 60.5 | Electric Utility
399 | Harbor | GT11 | Natural Gas Fired Combustion Turbine | 60.5 | Electric Utility
399 | Harbor | GT12 | Natural Gas Fired Combustion Turbine | 60.5 | Electric Utility
399 | Harbor | GT13 | Natural Gas Fired Combustion Turbine | 60.5 | Electric Utility
399 | Harbor | GT14 | Natural Gas Fired Combustion Turbine | 60.5 | Electric Utility
400 | Haynes | 1 | Natural Gas Steam Turbine | 230 | Electric Utility
400 | Haynes | 10 | Natural Gas Fired Combined Cycle | 182.8 | Electric Utility
400 | Haynes | 11 | Natural Gas Fired Combustion Turbine | 108.2 | Electric Utility
400 | Haynes | 12 | Natural Gas Fired Combustion Turbine | 108.2 | Electric Utility
400 | Haynes | 13 | Natural Gas Fired Combustion Turbine | 108.2 | Electric Utility
400 | Haynes | 14 | Natural Gas Fired Combustion Turbine | 108.2 | Electric Utility
400 | Haynes | 15 | Natural Gas Fired Combustion Turbine | 108.2 | Electric Utility
400 | Haynes | 16 | Natural Gas Fired Combustion Turbine | 108.2 | Electric Utility
400 | Haynes | 2 | Natural Gas Steam Turbine | 230 | Electric Utility
400 | Haynes | 8 | Natural Gas Fired Combined Cycle | 264.3 | Electric Utility
400 | Haynes | 9 | Natural Gas Fired Combined Cycle | 182.8 | Electric Utility
401 | Middle Gorge | 1 | Conventional Hydroelectric | 37.5 | Electric Utility
402 | Pleasant Valley Hydro | 1 | Conventional Hydroelectric | 3.2 | Electric Utility
403 | San Fernando | 1 | Conventional Hydroelectric | 2.8 | Electric Utility
403 | San Fernando | 2 | Conventional Hydroelectric | 2.8 | Electric Utility
404 | Scattergood | 1 | Natural Gas Steam Turbine | 163.2 | Electric Utility
404 | Scattergood | 2 | Natural Gas Steam Turbine | 163.2 | Electric Utility
406 | Tok | 3A | Petroleum Liquids | 1.3 | Electric Utility
406 | Tok | 4A | Petroleum Liquids | 1.1 | Electric Utility
406 | Tok | 5A | Petroleum Liquids | 1.1 | Electric Utility
406 | Tok | 6 | Petroleum Liquids | 0.5 | Electric Utility
406 | Tok | 7a | Petroleum Liquids | 2.3 | Electric Utility
406 | Tok | 8 | Petroleum Liquids | 0.4 | Electric Utility
406 | Tok | 9 | Petroleum Liquids | 0.9 | Electric Utility
407 | Upper Gorge | 1 | Conventional Hydroelectric | 37.5 | Electric Utility
408 | Valley (CA) | 5 | Natural Gas Fired Combustion Turbine | 60.5 | Electric Utility
408 | Valley (CA) | 6 | Natural Gas Fired Combined Cycle | 182.8 | Electric Utility
408 | Valley (CA) | 7 | Natural Gas Fired Combined Cycle | 182.8 | Electric Utility
408 | Valley (CA) | 8 | Natural Gas Fired Combined Cycle | 264.4 | Electric Utility
409 | Exchequer | 1 | Conventional Hydroelectric | 94.5 | IPP Non-CHP
410 | McSwain | 1 | Conventional Hydroelectric | 9 | IPP Non-CHP
412 | Chicago Park | 2P | Conventional Hydroelectric | 44 | IPP Non-CHP
413 | Dutch Flat 2 | 3P | Conventional Hydroelectric | 27.3 | IPP Non-CHP
414 | Beardsley | 1 | Conventional Hydroelectric | 10 | IPP Non-CHP
415 | Donnells | H1 | Conventional Hydroelectric | 72 | IPP Non-CHP
416 | Tulloch | 1 | Conventional Hydroelectric | 8.5 | IPP Non-CHP
416 | Tulloch | 2 | Conventional Hydroelectric | 8.5 | IPP Non-CHP
416 | Tulloch | 3 | Conventional Hydroelectric | 7.2 | IPP Non-CHP
417 | Forbestown | 1 | Conventional Hydroelectric | 41.9 | Electric Utility
418 | Kelly Ridge | 1 | Conventional Hydroelectric | 10 | Electric Utility
419 | Woodleaf | 1 | Conventional Hydroelectric | 59 | Electric Utility
420 | Broadway (CA) | B3 | Natural Gas Steam Turbine | 75 | Electric Utility
421 | Craig (AK) | 1 | Petroleum Liquids | 0.6 | Electric Utility
421 | Craig (AK) | 3B | Petroleum Liquids | 1.8 | Electric Utility
421 | Craig (AK) | 5 | Petroleum Liquids | 1.1 | Electric Utility
421 | Craig (AK) | 6 | Petroleum Liquids | 1.1 | Electric Utility
422 | Glenarm | GT1 | Natural Gas Fired Combustion Turbine | 28.8 | Electric Utility
422 | Glenarm | GT2 | Natural Gas Fired Combustion Turbine | 28.8 | Electric Utility
422 | Glenarm | GT3 | Natural Gas Fired Combustion Turbine | 60.5 | Electric Utility
422 | Glenarm | GT4 | Natural Gas Fired Combustion Turbine | 60.5 | Electric Utility
423 | Hydaburg | 1A | Petroleum Liquids | 0.4 | Electric Utility
423 | Hydaburg | 3A | Petroleum Liquids | 0.3 | Electric Utility
423 | Hydaburg | 5 | Petroleum Liquids | 0.3 | Electric Utility
424 | French Meadows | 1 | Conventional Hydroelectric | 15.3 | Electric Utility
425 | Middle Fork | 1 | Conventional Hydroelectric | 61.2 | Electric Utility
425 | Middle Fork | 2 | Conventional Hydroelectric | 54.9 | Electric Utility
426 | Oxbow (CA) | 1 | Conventional Hydroelectric | 6.1 | Electric Utility
427 | Ralston | 1 | Conventional Hydroelectric | 79.2 | Electric Utility
428 | Parker | 1 | Conventional Hydroelectric | 2.7 | IPP Non-CHP
430 | Camino | H1 | Conventional Hydroelectric | 78.9 | Electric Utility
430 | Camino | H2 | Conventional Hydroelectric | 78.9 | Electric Utility
431 | Jaybird | H1 | Conventional Hydroelectric | 80.8 | Electric Utility
431 | Jaybird | H2 | Conventional Hydroelectric | 80.8 | Electric Utility
432 | Loon Lake | H1 | Conventional Hydroelectric | 74.1 | Electric Utility
433 | Robbs Peak | 1 | Conventional Hydroelectric | 25.5 | Electric Utility
435 | White Rock/Slab Creek | H1 | Conventional Hydroelectric | 133 | Electric Utility
435 | White Rock/Slab Creek | H2 | Conventional Hydroelectric | 133 | Electric Utility
436 | Devil Canyon | 1 | Conventional Hydroelectric | 59.8 | Electric Utility
436 | Devil Canyon | 2 | Conventional Hydroelectric | 59.8 | Electric Utility
436 | Devil Canyon | 3 | Conventional Hydroelectric | 78.3 | Electric Utility
436 | Devil Canyon | 4 | Conventional Hydroelectric | 78.3 | Electric Utility
437 | Edward C Hyatt | 1 | Conventional Hydroelectric | 117 | Electric Utility
437 | Edward C Hyatt | 2 | Hydroelectric Pumped Storage | 97.7 | Electric Utility
437 | Edward C Hyatt | 3 | Conventional Hydroelectric | 117 | Electric Utility
437 | Edward C Hyatt | 4 | Hydroelectric Pumped Storage | 97.7 | Electric Utility
437 | Edward C Hyatt | 5 | Conventional Hydroelectric | 117 | Electric Utility
437 | Edward C Hyatt | 6 | Hydroelectric Pumped Storage | 97.7 | Electric Utility
438 | Thermalito | 1 | Conventional Hydroelectric | 32.6 | Electric Utility
438 | Thermalito | 2 | Hydroelectric Pumped Storage | 27.5 | Electric Utility
438 | Thermalito | 3 | Hydroelectric Pumped Storage | 27.5 | Electric Utility
438 | Thermalito | 4 | Hydroelectric Pumped Storage | 27.5 | Electric Utility
439 | Don Pedro | 1 | Conventional Hydroelectric | 45.5 | Electric Utility
439 | Don Pedro | 2 | Conventional Hydroelectric | 45.5 | Electric Utility
439 | Don Pedro | 3 | Conventional Hydroelectric | 45.5 | Electric Utility
439 | Don Pedro | 4 | Conventional Hydroelectric | 34.3 | Electric Utility
440 | La Grange | 1 | Conventional Hydroelectric | 1.2 | Electric Utility
440 | La Grange | 2 | Conventional Hydroelectric | 3.3 | Electric Utility
441 | Folsom | 1 | Conventional Hydroelectric | 66.2 | Electric Utility
441 | Folsom | 2 | Conventional Hydroelectric | 66.2 | Electric Utility
441 | Folsom | 3 | Conventional Hydroelectric | 66.2 | Electric Utility
442 | Judge F Carr | 1 | Conventional Hydroelectric | 77.2 | Electric Utility
442 | Judge F Carr | 2 | Conventional Hydroelectric | 77.2 | Electric Utility
443 | Keswick | 1 | Conventional Hydroelectric | 39 | Electric Utility
443 | Keswick | 2 | Conventional Hydroelectric | 39 | Electric Utility
443 | Keswick | 3 | Conventional Hydroelectric | 39 | Electric Utility
444 | Nimbus | 1 | Conventional Hydroelectric | 6.7 | Electric Utility
444 | Nimbus | 2 | Conventional Hydroelectric | 6.7 | Electric Utility
445 | Shasta | 1 | Conventional Hydroelectric | 142 | Electric Utility
445 | Shasta | 2 | Conventional Hydroelectric | 142 | Electric Utility
445 | Shasta | 3 | Conventional Hydroelectric | 142 | Electric Utility
445 | Shasta | 4 | Conventional Hydroelectric | 142 | Electric Utility
445 | Shasta | 5 | Conventional Hydroelectric | 142 | Electric Utility
445 | Shasta | S1 | Conventional Hydroelectric | 2 | Electric Utility
445 | Shasta | S2 | Conventional Hydroelectric | 2 | Electric Utility
446 | ONeill | 1 | Hydroelectric Pumped Storage | 4.2 | Electric Utility
446 | ONeill | 2 | Hydroelectric Pumped Storage | 4.2 | Electric Utility
446 | ONeill | 3 | Hydroelectric Pumped Storage | 4.2 | Electric Utility
446 | ONeill | 4 | Hydroelectric Pumped Storage | 4.2 | Electric Utility
446 | ONeill | 5 | Hydroelectric Pumped Storage | 4.2 | Electric Utility
446 | ONeill | 6 | Hydroelectric Pumped Storage | 4.2 | Electric Utility
447 | Parker Dam | 1 | Conventional Hydroelectric | 30 | Electric Utility
447 | Parker Dam | 2 | Conventional Hydroelectric | 30 | Electric Utility
447 | Parker Dam | 3 | Conventional Hydroelectric | 30 | Electric Utility
447 | Parker Dam | 4 | Conventional Hydroelectric | 30 | Electric Utility
448 | W R Gianelli | 1 | Hydroelectric Pumped Storage | 53 | Electric Utility
448 | W R Gianelli | 2 | Hydroelectric Pumped Storage | 53 | Electric Utility
448 | W R Gianelli | 3 | Hydroelectric Pumped Storage | 53 | Electric Utility
448 | W R Gianelli | 4 | Hydroelectric Pumped Storage | 53 | Electric Utility
448 | W R Gianelli | 5 | Hydroelectric Pumped Storage | 53 | Electric Utility
448 | W R Gianelli | 6 | Hydroelectric Pumped Storage | 53 | Electric Utility
448 | W R Gianelli | 7 | Hydroelectric Pumped Storage | 53 | Electric Utility
448 | W R Gianelli | 8 | Hydroelectric Pumped Storage | 53 | Electric Utility
450 | Spring Creek | 1 | Conventional Hydroelectric | 90 | Electric Utility
450 | Spring Creek | 2 | Conventional Hydroelectric | 90 | Electric Utility
451 | Trinity | 1 | Conventional Hydroelectric | 70 | Electric Utility
451 | Trinity | 2 | Conventional Hydroelectric | 70 | Electric Utility
454 | Colgate | 1 | Conventional Hydroelectric | 157.5 | Electric Utility
454 | Colgate | 2 | Conventional Hydroelectric | 157.5 | Electric Utility
455 | Narrows 2 | 1 | Conventional Hydroelectric | 46.7 | Electric Utility
457 | Bear Valley | HC1 | Conventional Hydroelectric | 0.7 | Electric Utility
457 | Bear Valley | HC2 | Conventional Hydroelectric | 0.7 | Electric Utility
460 | Pueblo | IC1 | Petroleum Liquids | 2 | Electric Utility
460 | Pueblo | IC2 | Petroleum Liquids | 2 | Electric Utility
460 | Pueblo | IC3 | Petroleum Liquids | 2 | Electric Utility
460 | Pueblo | IC4 | Petroleum Liquids | 2 | Electric Utility
460 | Pueblo | IC5 | Petroleum Liquids | 2 | Electric Utility
464 | Alamosa | CT1 | Natural Gas Fired Combustion Turbine | 26.6 | Electric Utility
464 | Alamosa | CT2 | Natural Gas Fired Combustion Turbine | 26.6 | Electric Utility
466 | Boulder Canyon Hydro | 1A | Conventional Hydroelectric | 5 | IPP Non-CHP
467 | Cabin Creek | A | Hydroelectric Pumped Storage | 150 | Electric Utility
467 | Cabin Creek | B | Hydroelectric Pumped Storage | 150 | Electric Utility
469 | Cherokee | 4 | Conventional Steam Coal | 380.8 | Electric Utility
469 | Cherokee | 5 | Natural Gas Fired Combined Cycle | 185.3 | Electric Utility
469 | Cherokee | 6 | Natural Gas Fired Combined Cycle | 185.3 | Electric Utility
469 | Cherokee | 7 | Natural Gas Fired Combined Cycle | 255 | Electric Utility
470 | Comanche (CO) | 1 | Conventional Steam Coal | 382.5 | Electric Utility
470 | Comanche (CO) | 2 | Conventional Steam Coal | 396 | Electric Utility
470 | Comanche (CO) | 3 | Conventional Steam Coal | 856.8 | Electric Utility
471 | Fruita | 1 | Natural Gas Fired Combustion Turbine | 26.6 | Electric Utility
472 | Georgetown Hydro | 1 | Conventional Hydroelectric | 0.6 | Electric Utility
472 | Georgetown Hydro | 2 | Conventional Hydroelectric | 0.6 | Electric Utility
473 | Grand Valley Project Power Plant | 1 | Conventional Hydroelectric | 1.5 | Electric Utility
473 | Grand Valley Project Power Plant | 2 | Conventional Hydroelectric | 1.5 | Electric Utility
474 | Salida | 1 | Conventional Hydroelectric | 0.8 | Electric Utility
474 | Salida | 2 | Conventional Hydroelectric | 0.6 | Electric Utility
476 | Shoshone (CO) | A | Conventional Hydroelectric | 7.2 | Electric Utility
476 | Shoshone (CO) | B | Conventional Hydroelectric | 7.2 | Electric Utility
477 | Valmont | 5 | Conventional Steam Coal | 191.7 | Electric Utility
477 | Valmont | 6 | Natural Gas Fired Combustion Turbine | 59.3 | Electric Utility
479 | Temescal | 1 | Conventional Hydroelectric | 2.9 | Electric Utility
480 | Corona | 1 | Conventional Hydroelectric | 2.9 | Electric Utility
481 | Perris | 1 | Conventional Hydroelectric | 7.9 | Electric Utility
482 | Rio Hondo | 1 | Conventional Hydroelectric | 1.9 | Electric Utility
483 | Coyote Creek | 1 | Conventional Hydroelectric | 3.1 | Electric Utility
484 | Red Mountain | 1 | Conventional Hydroelectric | 5.9 | Electric Utility
487 | Valley View | 1 | Conventional Hydroelectric | 4.1 | Electric Utility
489 | Upper Dawson | 1 | Conventional Hydroelectric | 4.4 | Electric Utility
491 | Center | 3 | Petroleum Liquids | 0.5 | Electric Utility
491 | Center | 5 | Petroleum Liquids | 1 | Electric Utility
492 | Martin Drake | 5 | Conventional Steam Coal | 50 | Electric Utility
492 | Martin Drake | 6 | Conventional Steam Coal | 75 | Electric Utility
492 | Martin Drake | 7 | Conventional Steam Coal | 132 | Electric Utility
493 | George Birdsall | 1 | Natural Gas Steam Turbine | 17.3 | Electric Utility
493 | George Birdsall | 2 | Natural Gas Steam Turbine | 18.8 | Electric Utility
493 | George Birdsall | 3 | Natural Gas Steam Turbine | 23.5 | Electric Utility
494 | Manitou Springs | 1 | Conventional Hydroelectric | 2.5 | Electric Utility
494 | Manitou Springs | 2 | Conventional Hydroelectric | 2.5 | Electric Utility
494 | Manitou Springs | 3 | Conventional Hydroelectric | 1 | Electric Utility
495 | Ruxton Park | 1 | Conventional Hydroelectric | 1.2 | Electric Utility
502 | Holly | 5 | Petroleum Liquids | 0.4 | Electric Utility
502 | Holly | CAT | Petroleum Liquids | 1.8 | Electric Utility
502 | Holly | EMD | Petroleum Liquids | 0.7 | Electric Utility
504 | Julesburg | 1 | Petroleum Liquids | 0.9 | Electric Utility
504 | Julesburg | 3 | Petroleum Liquids | 0.3 | Electric Utility
504 | Julesburg | 4 | Petroleum Liquids | 1.3 | Electric Utility
504 | Julesburg | 5 | Petroleum Liquids | 0.3 | Electric Utility
505 | Boysen | 1 | Conventional Hydroelectric | 7.5 | Electric Utility
505 | Boysen | 2 | Conventional Hydroelectric | 7.5 | Electric Utility
506 | La Junta | 2 | Petroleum Liquids | 0.7 | Electric Utility
506 | La Junta | 3 | Petroleum Liquids | 0.4 | Electric Utility
506 | La Junta | 4 | Petroleum Liquids | 1 | Electric Utility
506 | La Junta | 6 | Petroleum Liquids | 3 | Electric Utility
506 | La Junta | 7 | Petroleum Liquids | 3.5 | Electric Utility
506 | La Junta | 8 | Petroleum Liquids | 3.5 | Electric Utility
506 | La Junta | 9 | Petroleum Liquids | 5.1 | Electric Utility
507 | Las Animas | 1 | Petroleum Liquids | 0.3 | Electric Utility
507 | Las Animas | 2 | Petroleum Liquids | 0.3 | Electric Utility
507 | Las Animas | 4 | Petroleum Liquids | 1 | Electric Utility
507 | Las Animas | 5 | Petroleum Liquids | 1 | Electric Utility
507 | Las Animas | 6 | Petroleum Liquids | 3 | Electric Utility
508 | Lamar Plant | 4 | Conventional Steam Coal | 25 | Electric Utility
508 | Lamar Plant | 5 | Natural Gas Fired Combustion Turbine | 4.2 | Electric Utility
508 | Lamar Plant | 6 | Conventional Steam Coal | 18.5 | Electric Utility
508 | Lamar Plant | IC1 | Petroleum Liquids | 1 | Electric Utility
508 | Lamar Plant | IC2 | Petroleum Liquids | 1 | Electric Utility
508 | Lamar Plant | T1-T3 | Onshore Wind Turbine | 4.5 | Electric Utility
508 | Lamar Plant | T4 | Onshore Wind Turbine | 1.5 | Electric Utility
510 | Sonoma California Geothermal | 1 | Geothermal | 78 | IPP Non-CHP
511 | Trinidad (CO) | 1 | Conventional Steam Coal | 3.7 | Electric Utility
511 | Trinidad (CO) | 3 | Natural Gas Internal Combustion Engine | 1.9 | Electric Utility
511 | Trinidad (CO) | 4 | Natural Gas Internal Combustion Engine | 1.9 | Electric Utility
511 | Trinidad (CO) | 5 | Petroleum Liquids | 1.8 | Electric Utility
511 | Trinidad (CO) | 6 | Petroleum Liquids | 1.8 | Electric Utility
511 | Trinidad (CO) | 7 | Petroleum Liquids | 1.8 | Electric Utility
512 | Blue Mesa | 1 | Conventional Hydroelectric | 43.2 | Electric Utility
512 | Blue Mesa | 2 | Conventional Hydroelectric | 43.2 | Electric Utility
513 | Estes | 1 | Conventional Hydroelectric | 15 | Electric Utility
513 | Estes | 2 | Conventional Hydroelectric | 15 | Electric Utility
513 | Estes | 3 | Conventional Hydroelectric | 15 | Electric Utility
514 | Morrow Point | 1 | Conventional Hydroelectric | 86.6 | Electric Utility
514 | Morrow Point | 2 | Conventional Hydroelectric | 86.6 | Electric Utility
515 | Big Thompson | 1 | Conventional Hydroelectric | 4.5 | Electric Utility
516 | Green Mountain | 1 | Conventional Hydroelectric | 13 | Electric Utility
516 | Green Mountain | 2 | Conventional Hydroelectric | 13 | Electric Utility
517 | Marys Lake | 1 | Conventional Hydroelectric | 8.1 | Electric Utility
518 | Flatiron | 1 | Conventional Hydroelectric | 43 | Electric Utility
518 | Flatiron | 2 | Conventional Hydroelectric | 43 | Electric Utility
518 | Flatiron | 3 | Hydroelectric Pumped Storage | 8.5 | Electric Utility
519 | Pole Hill | 1 | Conventional Hydroelectric | 38.2 | Electric Utility
520 | Lower Molina | 1 | Conventional Hydroelectric | 5.6 | Electric Utility
521 | Upper Molina | 1 | Conventional Hydroelectric | 9.9 | Electric Utility
525 | Hayden | 1 | Conventional Steam Coal | 190 | Electric Utility
525 | Hayden | 2 | Conventional Steam Coal | 275.4 | Electric Utility
527 | Nucla | 1 | Conventional Steam Coal | 11.5 | Electric Utility
527 | Nucla | 2 | Conventional Steam Coal | 11.5 | Electric Utility
527 | Nucla | 3 | Conventional Steam Coal | 11.5 | Electric Utility
527 | Nucla | ST4 | Conventional Steam Coal | 79.3 | Electric Utility
531 | Camp Far West | 1 | Conventional Hydroelectric | 7.2 | Electric Utility
533 | McWilliams | 1 | Natural Gas Fired Combined Cycle | 7.5 | Electric Utility
533 | McWilliams | 2 | Natural Gas Fired Combined Cycle | 7.5 | Electric Utility
533 | McWilliams | 3 | Natural Gas Fired Combined Cycle | 25 | Electric Utility
533 | McWilliams | 4 | Natural Gas Fired Combined Cycle | 107 | Electric Utility
533 | McWilliams | VAN1 | Natural Gas Fired Combined Cycle | 165 | Electric Utility
533 | McWilliams | VAN2 | Natural Gas Fired Combined Cycle | 165 | Electric Utility
533 | McWilliams | VAN3 | Natural Gas Fired Combined Cycle | 177 | Electric Utility
534 | Jones Fork | 1 | Conventional Hydroelectric | 10 | Electric Utility
535 | McClellan (CA) | 1 | Natural Gas Fired Combustion Turbine | 77 | Electric Utility
537 | Camanche | 1 | Conventional Hydroelectric | 3.6 | Electric Utility
537 | Camanche | 2 | Conventional Hydroelectric | 3.6 | Electric Utility
537 | Camanche | 3 | Conventional Hydroelectric | 3.6 | Electric Utility
539 | Rocky River (CT) | 1 | Hydroelectric Pumped Storage | 3.5 | IPP Non-CHP
539 | Rocky River (CT) | 2 | Hydroelectric Pumped Storage | 3.5 | IPP Non-CHP
539 | Rocky River (CT) | 3 | Hydroelectric Pumped Storage | 24 | IPP Non-CHP
540 | Branford | UN10 | Petroleum Liquids | 21.8 | IPP Non-CHP
541 | Bulls Bridge | 1 | Conventional Hydroelectric | 1.2 | IPP Non-CHP
541 | Bulls Bridge | 2 | Conventional Hydroelectric | 1.2 | IPP Non-CHP
541 | Bulls Bridge | 3 | Conventional Hydroelectric | 1.2 | IPP Non-CHP
541 | Bulls Bridge | 4 | Conventional Hydroelectric | 1.2 | IPP Non-CHP
541 | Bulls Bridge | 5 | Conventional Hydroelectric | 1.2 | IPP Non-CHP
541 | Bulls Bridge | 6 | Conventional Hydroelectric | 1.2 | IPP Non-CHP
542 | Cos Cob | UN10 | Petroleum Liquids | 25 | IPP Non-CHP
542 | Cos Cob | UN11 | Petroleum Liquids | 25 | IPP Non-CHP
542 | Cos Cob | UN12 | Petroleum Liquids | 25 | IPP Non-CHP
542 | Cos Cob | UN13 | Petroleum Liquids | 20 | IPP Non-CHP
542 | Cos Cob | un14 | Petroleum Liquids | 20 | IPP Non-CHP
544 | Devon Station | 10 | Petroleum Liquids | 18.6 | IPP Non-CHP
544 | Devon Station | 11 | Petroleum Liquids | 51 | IPP Non-CHP
544 | Devon Station | 12 | Petroleum Liquids | 51 | IPP Non-CHP
544 | Devon Station | 13 | Petroleum Liquids | 51 | IPP Non-CHP
544 | Devon Station | 14 | Petroleum Liquids | 51 | IPP Non-CHP
546 | Montville Station | 10 | Petroleum Liquids | 2.7 | IPP Non-CHP
546 | Montville Station | 11 | Petroleum Liquids | 2.7 | IPP Non-CHP
546 | Montville Station | 5 | Petroleum Liquids | 75 | IPP Non-CHP
546 | Montville Station | 6 | Petroleum Liquids | 414.9 | IPP Non-CHP
547 | Northfield Mountain | 1 | Hydroelectric Pumped Storage | 235 | IPP Non-CHP
547 | Northfield Mountain | 2 | Hydroelectric Pumped Storage | 235 | IPP Non-CHP
547 | Northfield Mountain | 3 | Hydroelectric Pumped Storage | 235 | IPP Non-CHP
547 | Northfield Mountain | 4 | Hydroelectric Pumped Storage | 235 | IPP Non-CHP
550 | Kettle Falls Generating Station | 1 | Wood/Wood Waste Biomass | 50.7 | Electric Utility
550 | Kettle Falls Generating Station | 2 | Natural Gas Fired Combustion Turbine | 7.2 | Electric Utility
551 | Scotland Dam | 1 | Conventional Hydroelectric | 2 | IPP Non-CHP
552 | Shepaug | 1 | Conventional Hydroelectric | 37.2 | IPP Non-CHP
553 | Stevenson | 1 | Conventional Hydroelectric | 7.5 | IPP Non-CHP
553 | Stevenson | 2 | Conventional Hydroelectric | 7.5 | IPP Non-CHP
553 | Stevenson | 3 | Conventional Hydroelectric | 7.5 | IPP Non-CHP
553 | Stevenson | 4 | Conventional Hydroelectric | 8 | IPP Non-CHP
554 | Taftville | 1 | Conventional Hydroelectric | 0.4 | IPP Non-CHP
554 | Taftville | 2 | Conventional Hydroelectric | 0.3 | IPP Non-CHP
554 | Taftville | 3 | Conventional Hydroelectric | 0.3 | IPP Non-CHP
554 | Taftville | 4 | Conventional Hydroelectric | 0.3 | IPP Non-CHP
554 | Taftville | 5 | Conventional Hydroelectric | 0.3 | IPP Non-CHP
557 | Tunnel | 1 | Conventional Hydroelectric | 1 | IPP Non-CHP
557 | Tunnel | 10 | Petroleum Liquids | 18.5 | IPP Non-CHP
557 | Tunnel | 2 | Conventional Hydroelectric | 1 | IPP Non-CHP
559 | Rainbow (CT) | 1 | Conventional Hydroelectric | 4 | Electric Utility
559 | Rainbow (CT) | 2 | Conventional Hydroelectric | 4 | Electric Utility
560 | Falls Village | 1 | Conventional Hydroelectric | 3 | IPP Non-CHP
560 | Falls Village | 2 | Conventional Hydroelectric | 3 | IPP Non-CHP
560 | Falls Village | 3 | Conventional Hydroelectric | 3 | IPP Non-CHP
561 | Franklin Drive | UN19 | Petroleum Liquids | 21.8 | IPP Non-CHP
562 | Middletown | 10 | Petroleum Liquids | 18.5 | IPP Non-CHP
562 | Middletown | 2 | Natural Gas Steam Turbine | 113.6 | IPP Non-CHP
562 | Middletown | 3 | Natural Gas Steam Turbine | 239.4 | IPP Non-CHP
562 | Middletown | 4 | Petroleum Liquids | 414.9 | IPP Non-CHP
563 | South Meadow | 11 | Petroleum Liquids | 41.8 | IPP Non-CHP
563 | South Meadow | 12 | Petroleum Liquids | 41.8 | IPP Non-CHP
563 | South Meadow | 13 | Petroleum Liquids | 41.8 | IPP Non-CHP
563 | South Meadow | 14 | Petroleum Liquids | 41.8 | IPP Non-CHP
564 | Stanton Energy Center | 1 | Conventional Steam Coal | 464.5 | Electric Utility
564 | Stanton Energy Center | 2 | Conventional Steam Coal | 464.5 | Electric Utility
564 | Stanton Energy Center | B | Natural Gas Fired Combined Cycle | 129.8 | Electric Utility
564 | Stanton Energy Center | B1 | Natural Gas Fired Combined Cycle | 203.2 | Electric Utility
565 | Torrington Terminal | UN10 | Petroleum Liquids | 21.8 | IPP Non-CHP
566 | Millstone | 2 | Nuclear | 909.9 | IPP Non-CHP
566 | Millstone | 3 | Nuclear | 1253 | IPP Non-CHP
568 | Bridgeport Station | 3 | Conventional Steam Coal | 400 | IPP Non-CHP
568 | Bridgeport Station | 4 | Petroleum Liquids | 18.6 | IPP Non-CHP
579 | Central Hudson High Falls | 1 | Conventional Hydroelectric | 3.2 | Electric Utility
581 | North Main Street | 5 | Petroleum Liquids | 19 | Electric Utility
583 | Tenth Street | 1 | Conventional Hydroelectric | 1.4 | Electric Utility
584 | Navajo Dam | 1 | Conventional Hydroelectric | 15 | Electric Utility
584 | Navajo Dam | 2 | Conventional Hydroelectric | 15 | Electric Utility
585 | Drop 1 | 1 | Conventional Hydroelectric | 1.9 | Electric Utility
585 | Drop 1 | 2 | Conventional Hydroelectric | 1.9 | Electric Utility
585 | Drop 1 | 3 | Conventional Hydroelectric | 1.9 | Electric Utility
586 | East Highline | 1 | Conventional Hydroelectric | 2.4 | Electric Utility
589 | J C McNeil | 1 | Wood/Wood Waste Biomass | 59.5 | Electric Utility
591 | Christiana | CH11 | Petroleum Liquids | 26 | IPP Non-CHP
591 | Christiana | CH14 | Petroleum Liquids | 26 | IPP Non-CHP
592 | Delaware City 10 | DC10 | Petroleum Liquids | 18.5 | IPP Non-CHP
593 | Edge Moor | 10 | Petroleum Liquids | 12.5 | IPP Non-CHP
593 | Edge Moor | 3 | Natural Gas Steam Turbine | 75 | IPP Non-CHP
593 | Edge Moor | 4 | Natural Gas Steam Turbine | 176.8 | IPP Non-CHP
593 | Edge Moor | 5 | Natural Gas Steam Turbine | 446 | IPP Non-CHP
594 | Indian River Generating Station | 10 | Petroleum Liquids | 18.6 | IPP Non-CHP
594 | Indian River Generating Station | 4 | Conventional Steam Coal | 445.5 | IPP Non-CHP
597 | West Station (DE) | WEST | Petroleum Liquids | 20 | IPP Non-CHP
599 | McKee Run | 1 | Natural Gas Steam Turbine | 18.8 | IPP Non-CHP
599 | McKee Run | 2 | Natural Gas Steam Turbine | 18.8 | IPP Non-CHP
599 | McKee Run | 3 | Natural Gas Steam Turbine | 113.6 | IPP Non-CHP
602 | Brandon Shores | 1 | Conventional Steam Coal | 685 | IPP Non-CHP
602 | Brandon Shores | 2 | Conventional Steam Coal | 685 | IPP Non-CHP
607 | Fredonia | 1 | Natural Gas Fired Combustion Turbine | 129.1 | Electric Utility
607 | Fredonia | 2 | Natural Gas Fired Combustion Turbine | 129.1 | Electric Utility
607 | Fredonia | 3 | Natural Gas Fired Combustion Turbine | 58.9 | Electric Utility
607 | Fredonia | 4 | Natural Gas Fired Combustion Turbine | 58.9 | Electric Utility
609 | Cape Canaveral | 3A | Natural Gas Fired Combined Cycle | 265 | Electric Utility
609 | Cape Canaveral | 3B | Natural Gas Fired Combined Cycle | 265 | Electric Utility
609 | Cape Canaveral | 3C | Natural Gas Fired Combined Cycle | 265 | Electric Utility
609 | Cape Canaveral | 3ST | Natural Gas Fired Combined Cycle | 500 | Electric Utility
612 | Fort Myers | 11 | Petroleum Liquids | 62 | Electric Utility
612 | Fort Myers | 12 | Petroleum Liquids | 62 | Electric Utility
612 | Fort Myers | 2A | Natural Gas Fired Combined Cycle | 188.2 | Electric Utility
612 | Fort Myers | 2B | Natural Gas Fired Combined Cycle | 188.2 | Electric Utility
612 | Fort Myers | 2C | Natural Gas Fired Combined Cycle | 188.2 | Electric Utility
612 | Fort Myers | 2D | Natural Gas Fired Combined Cycle | 188.2 | Electric Utility
612 | Fort Myers | 2E | Natural Gas Fired Combined Cycle | 188.2 | Electric Utility
612 | Fort Myers | 2F | Natural Gas Fired Combined Cycle | 188.2 | Electric Utility
612 | Fort Myers | 3 | Petroleum Liquids | 62 | Electric Utility
612 | Fort Myers | 4 | Petroleum Liquids | 62 | Electric Utility
612 | Fort Myers | 5 | Petroleum Liquids | 62 | Electric Utility
612 | Fort Myers | 6 | Petroleum Liquids | 62 | Electric Utility
612 | Fort Myers | 7 | Petroleum Liquids | 62 | Electric Utility
612 | Fort Myers | 8 | Petroleum Liquids | 62 | Electric Utility
612 | Fort Myers | 9 | Petroleum Liquids | 62 | Electric Utility
612 | Fort Myers | CT1 | Natural Gas Fired Combustion Turbine | 181 | Electric Utility
612 | Fort Myers | CT2 | Natural Gas Fired Combustion Turbine | 181 | Electric Utility
612 | Fort Myers | G10 | Petroleum Liquids | 62 | Electric Utility
612 | Fort Myers | GT1 | Petroleum Liquids | 62 | Electric Utility
612 | Fort Myers | GT2 | Petroleum Liquids | 62 | Electric Utility
612 | Fort Myers | ST1 | Natural Gas Fired Combined Cycle | 156.2 | Electric Utility
612 | Fort Myers | ST2 | Natural Gas Fired Combined Cycle | 436.1 | Electric Utility
613 | Lauderdale | 1 | Natural Gas Fired Combustion Turbine | 34.2 | Electric Utility
613 | Lauderdale | 10 | Natural Gas Fired Combustion Turbine | 34.2 | Electric Utility
613 | Lauderdale | 11 | Natural Gas Fired Combustion Turbine | 34.2 | Electric Utility
613 | Lauderdale | 12 | Natural Gas Fired Combustion Turbine | 34.2 | Electric Utility
613 | Lauderdale | 13 | Natural Gas Fired Combustion Turbine | 34.2 | Electric Utility
613 | Lauderdale | 14 | Natural Gas Fired Combustion Turbine | 34.2 | Electric Utility
613 | Lauderdale | 15 | Natural Gas Fired Combustion Turbine | 34.2 | Electric Utility
613 | Lauderdale | 16 | Natural Gas Fired Combustion Turbine | 34.2 | Electric Utility
613 | Lauderdale | 17 | Natural Gas Fired Combustion Turbine | 34.2 | Electric Utility
613 | Lauderdale | 18 | Natural Gas Fired Combustion Turbine | 34.2 | Electric Utility
613 | Lauderdale | 19 | Natural Gas Fired Combustion Turbine | 34.2 | Electric Utility
613 | Lauderdale | 2 | Natural Gas Fired Combustion Turbine | 34.2 | Electric Utility
613 | Lauderdale | 20 | Natural Gas Fired Combustion Turbine | 34.2 | Electric Utility
613 | Lauderdale | 21 | Natural Gas Fired Combustion Turbine | 34.2 | Electric Utility
613 | Lauderdale | 22 | Natural Gas Fired Combustion Turbine | 34.2 | Electric Utility
613 | Lauderdale | 23 | Natural Gas Fired Combustion Turbine | 34.2 | Electric Utility
613 | Lauderdale | 24 | Natural Gas Fired Combustion Turbine | 34.2 | Electric Utility
613 | Lauderdale | 3 | Natural Gas Fired Combustion Turbine | 34.2 | Electric Utility
613 | Lauderdale | 4 | Natural Gas Fired Combustion Turbine | 34.2 | Electric Utility
613 | Lauderdale | 4GT1 | Natural Gas Fired Combined Cycle | 185 | Electric Utility
613 | Lauderdale | 4GT2 | Natural Gas Fired Combined Cycle | 185 | Electric Utility
613 | Lauderdale | 5 | Natural Gas Fired Combustion Turbine | 34.2 | Electric Utility
613 | Lauderdale | 5GT1 | Natural Gas Fired Combined Cycle | 185 | Electric Utility
613 | Lauderdale | 5GT2 | Natural Gas Fired Combined Cycle | 185 | Electric Utility
613 | Lauderdale | 6 | Natural Gas Fired Combustion Turbine | 34.2 | Electric Utility
613 | Lauderdale | 7 | Natural Gas Fired Combustion Turbine | 34.2 | Electric Utility
613 | Lauderdale | 8 | Natural Gas Fired Combustion Turbine | 34.2 | Electric Utility
613 | Lauderdale | 9 | Natural Gas Fired Combustion Turbine | 34.2 | Electric Utility
613 | Lauderdale | ST4 | Natural Gas Fired Combined Cycle | 151.2 | Electric Utility
613 | Lauderdale | ST5 | Natural Gas Fired Combined Cycle | 151.2 | Electric Utility
617 | Port Everglades | 10 | Natural Gas Fired Combustion Turbine | 34.2 | Electric Utility
617 | Port Everglades | 11 | Natural Gas Fired Combustion Turbine | 34.2 | Electric Utility
617 | Port Everglades | 12 | Natural Gas Fired Combustion Turbine | 34.2 | Electric Utility
617 | Port Everglades | 6 | Natural Gas Fired Combustion Turbine | 34.2 | Electric Utility
617 | Port Everglades | 7 | Natural Gas Fired Combustion Turbine | 34.2 | Electric Utility
617 | Port Everglades | 8 | Natural Gas Fired Combustion Turbine | 34.2 | Electric Utility
617 | Port Everglades | 9 | Natural Gas Fired Combustion Turbine | 34.2 | Electric Utility
617 | Port Everglades | GT1 | Natural Gas Fired Combustion Turbine | 34.2 | Electric Utility
617 | Port Everglades | GT2 | Natural Gas Fired Combustion Turbine | 34.2 | Electric Utility
617 | Port Everglades | GT3 | Natural Gas Fired Combustion Turbine | 34.2 | Electric Utility
617 | Port Everglades | GT4 | Natural Gas Fired Combustion Turbine | 34.2 | Electric Utility
617 | Port Everglades | GT5 | Natural Gas Fired Combustion Turbine | 34.2 | Electric Utility
619 | Riviera | 5A | Natural Gas Fired Combined Cycle | 265 | Electric Utility
619 | Riviera | 5B | Natural Gas Fired Combined Cycle | 265 | Electric Utility
619 | Riviera | 5C | Natural Gas Fired Combined Cycle | 265 | Electric Utility
619 | Riviera | 5ST | Natural Gas Fired Combined Cycle | 500 | Electric Utility
620 | Sanford | 4 | Natural Gas Fired Combined Cycle | 436.1 | Electric Utility
620 | Sanford | 4A | Natural Gas Fired Combined Cycle | 188.2 | Electric Utility
620 | Sanford | 4B | Natural Gas Fired Combined Cycle | 188.2 | Electric Utility
620 | Sanford | 4C | Natural Gas Fired Combined Cycle | 188.2 | Electric Utility
620 | Sanford | 4D | Natural Gas Fired Combined Cycle | 188.2 | Electric Utility
620 | Sanford | 5 | Natural Gas Fired Combined Cycle | 436.1 | Electric Utility
620 | Sanford | 5A | Natural Gas Fired Combined Cycle | 188.2 | Electric Utility
620 | Sanford | 5B | Natural Gas Fired Combined Cycle | 188.2 | Electric Utility
620 | Sanford | 5C | Natural Gas Fired Combined Cycle | 188.2 | Electric Utility
620 | Sanford | 5D | Natural Gas Fired Combined Cycle | 188.2 | Electric Utility
621 | Turkey Point | 3 | Nuclear | 877.2 | Electric Utility
621 | Turkey Point | 4 | Nuclear | 760 | Electric Utility
621 | Turkey Point | 5CA | Natural Gas Fired Combined Cycle | 472 | Electric Utility
621 | Turkey Point | 5CTA | Natural Gas Fired Combined Cycle | 188 | Electric Utility
621 | Turkey Point | 5CTB | Natural Gas Fired Combined Cycle | 188 | Electric Utility
621 | Turkey Point | 5CTC | Natural Gas Fired Combined Cycle | 188 | Electric Utility
621 | Turkey Point | 5CTD | Natural Gas Fired Combined Cycle | 188 | Electric Utility
621 | Turkey Point | ST1 | Natural Gas Steam Turbine | 402 | Electric Utility
621 | Turkey Point | ST2 | Petroleum Liquids | 402 | Electric Utility
622 | South Fork Tolt | 1 | Conventional Hydroelectric | 16.8 | Electric Utility
624 | Avon Park | P1 | Natural Gas Fired Combustion Turbine | 33.7 | Electric Utility
624 | Avon Park | P2 | Petroleum Liquids | 33.7 | Electric Utility
625 | Upper Mechanicville | 1 | Conventional Hydroelectric | 8.2 | Electric Utility
625 | Upper Mechanicville | 2 | Conventional Hydroelectric | 8.2 | Electric Utility
626 | Oak Flat | 1 | Conventional Hydroelectric | 1.4 | Electric Utility
627 | Bayboro | P1 | Petroleum Liquids | 56.7 | Electric Utility
627 | Bayboro | P2 | Petroleum Liquids | 56.7 | Electric Utility
627 | Bayboro | P3 | Petroleum Liquids | 56.7 | Electric Utility
627 | Bayboro | P4 | Petroleum Liquids | 56.7 | Electric Utility
628 | Crystal River | 1 | Conventional Steam Coal | 440.5 | Electric Utility
628 | Crystal River | 2 | Conventional Steam Coal | 523.8 | Electric Utility
628 | Crystal River | 5 | Conventional Steam Coal | 739.2 | Electric Utility
628 | Crystal River | ST4 | Conventional Steam Coal | 739.2 | Electric Utility
629 | G E Turner | P1 | Petroleum Liquids | 19.2 | Electric Utility
629 | G E Turner | P2 | Petroleum Liquids | 19.2 | Electric Utility
629 | G E Turner | P4 | Petroleum Liquids | 71.2 | Electric Utility
630 | Higgins | P1 | Natural Gas Fired Combustion Turbine | 33.7 | Electric Utility
630 | Higgins | P2 | Natural Gas Fired Combustion Turbine | 33.7 | Electric Utility
630 | Higgins | P3 | Natural Gas Fired Combustion Turbine | 42.9 | Electric Utility
630 | Higgins | P4 | Natural Gas Fired Combustion Turbine | 42.9 | Electric Utility
632 | Newcastle | 1 | Conventional Hydroelectric | 12.7 | Electric Utility
634 | P L Bartow | 4AGT | Natural Gas Fired Combined Cycle | 208.2 | Electric Utility
634 | P L Bartow | 4BGT | Natural Gas Fired Combined Cycle | 208.2 | Electric Utility
634 | P L Bartow | 4CGT | Natural Gas Fired Combined Cycle | 208.2 | Electric Utility
634 | P L Bartow | 4DGT | Natural Gas Fired Combined Cycle | 208.2 | Electric Utility
634 | P L Bartow | 4ST | Natural Gas Fired Combined Cycle | 421.2 | Electric Utility
634 | P L Bartow | P1 | Petroleum Liquids | 55.4 | Electric Utility
634 | P L Bartow | P2 | Natural Gas Fired Combustion Turbine | 55.4 | Electric Utility
634 | P L Bartow | P3 | Petroleum Liquids | 55.4 | Electric Utility
634 | P L Bartow | P4 | Natural Gas Fired Combustion Turbine | 55.4 | Electric Utility
637 | Rio Pinar | P1 | Petroleum Liquids | 19.2 | Electric Utility
638 | Suwannee River | 1 | Natural Gas Steam Turbine | 34.5 | Electric Utility
638 | Suwannee River | 2 | Natural Gas Steam Turbine | 37.5 | Electric Utility
638 | Suwannee River | 3 | Natural Gas Steam Turbine | 75 | Electric Utility
638 | Suwannee River | P1 | Natural Gas Fired Combustion Turbine | 61.2 | Electric Utility
638 | Suwannee River | P2 | Petroleum Liquids | 61.2 | Electric Utility
638 | Suwannee River | P3 | Natural Gas Fired Combustion Turbine | 61.2 | Electric Utility
641 | Crist | 4 | Conventional Steam Coal | 93.7 | Electric Utility
641 | Crist | 5 | Conventional Steam Coal | 93.7 | Electric Utility
641 | Crist | 6 | Conventional Steam Coal | 369.7 | Electric Utility
641 | Crist | 7 | Conventional Steam Coal | 578 | Electric Utility
643 | Lansing Smith | 1 | Conventional Steam Coal | 149.6 | Electric Utility
643 | Lansing Smith | 2 | Conventional Steam Coal | 190.4 | Electric Utility
643 | Lansing Smith | 3A | Natural Gas Fired Combined Cycle | 203.2 | Electric Utility
643 | Lansing Smith | 3B | Natural Gas Fired Combined Cycle | 203.2 | Electric Utility
643 | Lansing Smith | 3S | Natural Gas Fired Combined Cycle | 213.3 | Electric Utility
643 | Lansing Smith | CT1 | Petroleum Liquids | 41.8 | Electric Utility
645 | Big Bend | GT4 | Natural Gas Fired Combustion Turbine | 62 | Electric Utility
645 | Big Bend | ST1 | Conventional Steam Coal | 445.5 | Electric Utility
645 | Big Bend | ST2 | Conventional Steam Coal | 445.5 | Electric Utility
645 | Big Bend | ST3 | Conventional Steam Coal | 445.5 | Electric Utility
645 | Big Bend | ST4 | Conventional Steam Coal | 486 | Electric Utility
649 | Vogtle | 1 | Nuclear | 1160 | Electric Utility
649 | Vogtle | 2 | Nuclear | 1160 | Electric Utility
663 | Deerhaven Generating Station | 1 | Natural Gas Steam Turbine | 75 | Electric Utility
663 | Deerhaven Generating Station | 2 | Conventional Steam Coal | 250.7 | Electric Utility
663 | Deerhaven Generating Station | GT1 | Natural Gas Fired Combustion Turbine | 24.6 | Electric Utility
663 | Deerhaven Generating Station | GT2 | Natural Gas Fired Combustion Turbine | 24.6 | Electric Utility
663 | Deerhaven Generating Station | GT3 | Natural Gas Fired Combustion Turbine | 96.1 | Electric Utility
664 | John R Kelly | 8 | Natural Gas Fired Combined Cycle | 50 | Electric Utility
664 | John R Kelly | CT04 | Natural Gas Fired Combined Cycle | 96.1 | Electric Utility
665 | G W Ivey | 13 | Natural Gas Internal Combustion Engine | 2 | Electric Utility
665 | G W Ivey | 14 | Natural Gas Internal Combustion Engine | 2 | Electric Utility
665 | G W Ivey | 15 | Natural Gas Internal Combustion Engine | 2 | Electric Utility
665 | G W Ivey | 16 | Natural Gas Internal Combustion Engine | 2 | Electric Utility
665 | G W Ivey | 17 | Natural Gas Internal Combustion Engine | 2 | Electric Utility
665 | G W Ivey | 19 | Natural Gas Internal Combustion Engine | 8.8 | Electric Utility
665 | G W Ivey | 2 | Natural Gas Internal Combustion Engine | 2 | Electric Utility
665 | G W Ivey | 20 | Natural Gas Internal Combustion Engine | 6.4 | Electric Utility
665 | G W Ivey | 21 | Natural Gas Internal Combustion Engine | 6.4 | Electric Utility
665 | G W Ivey | 3 | Natural Gas Internal Combustion Engine | 2 | Electric Utility
666 | J D Kennedy | GT37 | Natural Gas Fired Combustion Turbine | 185 | Electric Utility
666 | J D Kennedy | GT38 | Natural Gas Fired Combustion Turbine | 185 | Electric Utility
667 | Northside Generating Station | 1 | Conventional Steam Coal | 297.5 | Electric Utility
667 | Northside Generating Station | 2 | Conventional Steam Coal | 297.5 | Electric Utility
667 | Northside Generating Station | 4 | Petroleum Liquids | 62.1 | Electric Utility
667 | Northside Generating Station | 5 | Petroleum Liquids | 62.1 | Electric Utility
667 | Northside Generating Station | 6 | Petroleum Liquids | 62.1 | Electric Utility
667 | Northside Generating Station | GT3 | Petroleum Liquids | 62.1 | Electric Utility
667 | Northside Generating Station | ST3 | Natural Gas Steam Turbine | 563.7 | Electric Utility
673 | Tom G Smith | GT1 | Petroleum Liquids | 30.8 | Electric Utility
673 | Tom G Smith | GT2 | Natural Gas Fired Combined Cycle | 21.4 | Electric Utility
673 | Tom G Smith | MU1 | Petroleum Liquids | 2 | Electric Utility
673 | Tom G Smith | MU2 | Petroleum Liquids | 2 | Electric Utility
673 | Tom G Smith | MU3 | Petroleum Liquids | 2 | Electric Utility
673 | Tom G Smith | MU4 | Petroleum Liquids | 2 | Electric Utility
673 | Tom G Smith | MU5 | Petroleum Liquids | 2 | Electric Utility
673 | Tom G Smith | S3 | Natural Gas Steam Turbine | 26.5 | Electric Utility
673 | Tom G Smith | S5 | Natural Gas Fired Combined Cycle | 10 | Electric Utility
674 | Pilot Butte | 1 | Conventional Hydroelectric | 0.8 | Electric Utility
674 | Pilot Butte | 2 | Conventional Hydroelectric | 0.8 | Electric Utility
675 | Larsen Memorial | 2 | Natural Gas Fired Combustion Turbine | 11.2 | Electric Utility
675 | Larsen Memorial | 3 | Natural Gas Fired Combustion Turbine | 11.2 | Electric Utility
675 | Larsen Memorial | 5 | Natural Gas Fired Combined Cycle | 25 | Electric Utility
675 | Larsen Memorial | 8 | Natural Gas Fired Combined Cycle | 86.2 | Electric Utility
676 | C D McIntosh Jr | 3 | Conventional Steam Coal | 363.8 | Electric Utility
676 | C D McIntosh Jr | 5CT | Natural Gas Fired Combined Cycle | 249 | Electric Utility
676 | C D McIntosh Jr | 5ST | Natural Gas Fired Combined Cycle | 120 | Electric Utility
676 | C D McIntosh Jr | GT1 | Natural Gas Fired Combustion Turbine | 26.6 | Electric Utility
676 | C D McIntosh Jr | IC1 | Petroleum Liquids | 2.5 | Electric Utility
676 | C D McIntosh Jr | IC2 | Petroleum Liquids | 2.5 | Electric Utility
676 | C D McIntosh Jr | ST2 | Natural Gas Steam Turbine | 126 | Electric Utility
678 | W K Sanders | 1 | Conventional Hydroelectric | 0.9 | Electric Utility
678 | W K Sanders | 2 | Conventional Hydroelectric | 0.9 | Electric Utility
682 | Kerckhoff 2 | 1 | Conventional Hydroelectric | 139.5 | Electric Utility
683 | Indian River Plant | A | Natural Gas Fired Combustion Turbine | 41.4 | Electric Utility
683 | Indian River Plant | B | Natural Gas Fired Combustion Turbine | 41.4 | Electric Utility
683 | Indian River Plant | C | Natural Gas Fired Combustion Turbine | 130 | Electric Utility
683 | Indian River Plant | D | Natural Gas Fired Combustion Turbine | 130 | Electric Utility
688 | Arvah B Hopkins | 1 | Natural Gas Steam Turbine | 75 | Electric Utility
688 | Arvah B Hopkins | 2 | Natural Gas Fired Combined Cycle | 259.2 | Electric Utility
688 | Arvah B Hopkins | CT 2A | Natural Gas Fired Combined Cycle | 198.9 | Electric Utility
688 | Arvah B Hopkins | GT1 | Natural Gas Fired Combustion Turbine | 16.3 | Electric Utility
688 | Arvah B Hopkins | GT2 | Natural Gas Fired Combustion Turbine | 27 | Electric Utility
688 | Arvah B Hopkins | GT3 | Natural Gas Fired Combustion Turbine | 60 | Electric Utility
688 | Arvah B Hopkins | GT4 | Natural Gas Fired Combustion Turbine | 60 | Electric Utility
689 | S O Purdom | 8 | Natural Gas Fired Combined Cycle | 160 | Electric Utility
689 | S O Purdom | 9 | Natural Gas Fired Combined Cycle | 87 | Electric Utility
689 | S O Purdom | GT1 | Natural Gas Fired Combustion Turbine | 15 | Electric Utility
689 | S O Purdom | GT2 | Natural Gas Fired Combustion Turbine | 15 | Electric Utility
690 | J Woodruff | 1A | Conventional Hydroelectric | 14.5 | Electric Utility
690 | J Woodruff | 2A | Conventional Hydroelectric | 14.5 | Electric Utility
690 | J Woodruff | 3A | Conventional Hydroelectric | 14.5 | Electric Utility
692 | Medicine Bow | 10 | Onshore Wind Turbine | 0.7 | Electric Utility
692 | Medicine Bow | 11 | Onshore Wind Turbine | 0.7 | Electric Utility
692 | Medicine Bow | 1A | Onshore Wind Turbine | 0.6 | Electric Utility
692 | Medicine Bow | 2A | Onshore Wind Turbine | 0.6 | Electric Utility
692 | Medicine Bow | 5 | Onshore Wind Turbine | 0.7 | Electric Utility
692 | Medicine Bow | 6 | Onshore Wind Turbine | 0.7 | Electric Utility
692 | Medicine Bow | 7 | Onshore Wind Turbine | 0.7 | Electric Utility
692 | Medicine Bow | 8 | Onshore Wind Turbine | 0.7 | Electric Utility
692 | Medicine Bow | 9 | Onshore Wind Turbine | 0.7 | Electric Utility
696 | Marathon Generating Plant | 10 | Petroleum Liquids | 3.5 | Electric Utility
696 | Marathon Generating Plant | 11 | Petroleum Liquids | 3.5 | Electric Utility
696 | Marathon Generating Plant | 3 | Petroleum Liquids | 3 | Electric Utility
696 | Marathon Generating Plant | 4 | Petroleum Liquids | 3 | Electric Utility
696 | Marathon Generating Plant | 6 | Petroleum Liquids | 2.5 | Electric Utility
696 | Marathon Generating Plant | 7 | Petroleum Liquids | 2.5 | Electric Utility
696 | Marathon Generating Plant | 8 | Petroleum Liquids | 2 | Electric Utility
696 | Marathon Generating Plant | 9 | Petroleum Liquids | 2 | Electric Utility
698 | Trenton North | 1 | Petroleum Liquids | 2.7 | Electric Utility
698 | Trenton North | 2 | Petroleum Liquids | 2.7 | Electric Utility
698 | Trenton North | 3 | Petroleum Liquids | 2.7 | Electric Utility
698 | Trenton North | 4 | Petroleum Liquids | 2.7 | Electric Utility
698 | Trenton North | 5 | Petroleum Liquids | 2.7 | Electric Utility
702 | Bartletts Ferry | 1 | Conventional Hydroelectric | 15 | Electric Utility
702 | Bartletts Ferry | 2 | Conventional Hydroelectric | 15 | Electric Utility
702 | Bartletts Ferry | 3 | Conventional Hydroelectric | 15 | Electric Utility
702 | Bartletts Ferry | 4 | Conventional Hydroelectric | 20 | Electric Utility
702 | Bartletts Ferry | 5 | Conventional Hydroelectric | 54 | Electric Utility
702 | Bartletts Ferry | 6 | Conventional Hydroelectric | 54 | Electric Utility
703 | Bowen | 1 | Conventional Steam Coal | 805.8 | Electric Utility
703 | Bowen | 2 | Conventional Steam Coal | 788.8 | Electric Utility
703 | Bowen | 3 | Conventional Steam Coal | 952 | Electric Utility
703 | Bowen | 4 | Conventional Steam Coal | 952 | Electric Utility
704 | Burton Dam | 1 | Conventional Hydroelectric | 3 | Electric Utility
704 | Burton Dam | 2 | Conventional Hydroelectric | 3 | Electric Utility
706 | Flint River | 1 | Conventional Hydroelectric | 1.8 | Electric Utility
706 | Flint River | 2 | Conventional Hydroelectric | 1.8 | Electric Utility
706 | Flint River | 3 | Conventional Hydroelectric | 1.8 | Electric Utility
707 | Goat Rock | 3 | Conventional Hydroelectric | 5 | Electric Utility
707 | Goat Rock | 4 | Conventional Hydroelectric | 5 | Electric Utility
707 | Goat Rock | 5 | Conventional Hydroelectric | 5 | Electric Utility
707 | Goat Rock | 6 | Conventional Hydroelectric | 5 | Electric Utility
707 | Goat Rock | 7 | Conventional Hydroelectric | 9.3 | Electric Utility
707 | Goat Rock | 8 | Conventional Hydroelectric | 9.3 | Electric Utility
708 | Hammond | 1 | Conventional Steam Coal | 125 | Electric Utility
708 | Hammond | 2 | Conventional Steam Coal | 125 | Electric Utility
708 | Hammond | 3 | Conventional Steam Coal | 125 | Electric Utility
708 | Hammond | 4 | Conventional Steam Coal | 578 | Electric Utility
710 | Jack McDonough | 3A | Natural Gas Fired Combustion Turbine | 41.8 | Electric Utility
710 | Jack McDonough | 3B | Natural Gas Fired Combustion Turbine | 41.8 | Electric Utility
710 | Jack McDonough | 4 | Natural Gas Fired Combined Cycle | 375 | Electric Utility
710 | Jack McDonough | 5 | Natural Gas Fired Combined Cycle | 375 | Electric Utility
710 | Jack McDonough | 5ACT | Natural Gas Fired Combined Cycle | 232.5 | Electric Utility
710 | Jack McDonough | 5BCT | Natural Gas Fired Combined Cycle | 232.5 | Electric Utility
710 | Jack McDonough | 6 | Natural Gas Fired Combined Cycle | 375 | Electric Utility
710 | Jack McDonough | 6ACT | Natural Gas Fired Combined Cycle | 232.5 | Electric Utility
710 | Jack McDonough | 6BCT | Natural Gas Fired Combined Cycle | 232.5 | Electric Utility
710 | Jack McDonough | CT4A | Natural Gas Fired Combined Cycle | 232.5 | Electric Utility
710 | Jack McDonough | CT4B | Natural Gas Fired Combined Cycle | 232.5 | Electric Utility
711 | Langdale | 5 | Conventional Hydroelectric | 0.5 | Electric Utility
711 | Langdale | 6 | Conventional Hydroelectric | 0.5 | Electric Utility
712 | Lloyd Shoals | 1 | Conventional Hydroelectric | 2.4 | Electric Utility
712 | Lloyd Shoals | 2 | Conventional Hydroelectric | 2.4 | Electric Utility
712 | Lloyd Shoals | 3 | Conventional Hydroelectric | 2.4 | Electric Utility
712 | Lloyd Shoals | 4 | Conventional Hydroelectric | 2.4 | Electric Utility
712 | Lloyd Shoals | 5 | Conventional Hydroelectric | 2.4 | Electric Utility
712 | Lloyd Shoals | 6 | Conventional Hydroelectric | 2.4 | Electric Utility
714 | Toadtown | 1 | Conventional Hydroelectric | 1.8 | Electric Utility
715 | McManus | 3A | Petroleum Liquids | 55.4 | Electric Utility
715 | McManus | 3B | Petroleum Liquids | 55.4 | Electric Utility
715 | McManus | 3C | Petroleum Liquids | 55.4 | Electric Utility
715 | McManus | 4A | Petroleum Liquids | 55.4 | Electric Utility
715 | McManus | 4B | Petroleum Liquids | 55.4 | Electric Utility
715 | McManus | 4C | Petroleum Liquids | 55.4 | Electric Utility
715 | McManus | 4D | Petroleum Liquids | 55.4 | Electric Utility
715 | McManus | 4E | Petroleum Liquids | 55.4 | Electric Utility
715 | McManus | 4F | Petroleum Liquids | 55.4 | Electric Utility
715 | McManus | IC1 | Petroleum Liquids | 2 | Electric Utility
717 | Morgan Falls | 1 | Conventional Hydroelectric | 2.4 | Electric Utility
717 | Morgan Falls | 2 | Conventional Hydroelectric | 2.4 | Electric Utility
717 | Morgan Falls | 3 | Conventional Hydroelectric | 2.4 | Electric Utility
717 | Morgan Falls | 4 | Conventional Hydroelectric | 2.4 | Electric Utility
717 | Morgan Falls | 5 | Conventional Hydroelectric | 2.4 | Electric Utility
717 | Morgan Falls | 6 | Conventional Hydroelectric | 2.4 | Electric Utility
717 | Morgan Falls | 7 | Conventional Hydroelectric | 2.4 | Electric Utility
718 | Nacoochee | 1 | Conventional Hydroelectric | 2.4 | Electric Utility
718 | Nacoochee | 2 | Conventional Hydroelectric | 2.4 | Electric Utility
719 | North Highlands | 1 | Conventional Hydroelectric | 9.2 | Electric Utility
719 | North Highlands | 2 | Conventional Hydroelectric | 9.2 | Electric Utility
719 | North Highlands | 3 | Conventional Hydroelectric | 9.2 | Electric Utility
719 | North Highlands | 4 | Conventional Hydroelectric | 2 | Electric Utility
720 | Oliver Dam | 1 | Conventional Hydroelectric | 18 | Electric Utility
720 | Oliver Dam | 2 | Conventional Hydroelectric | 18 | Electric Utility
720 | Oliver Dam | 3 | Conventional Hydroelectric | 18 | Electric Utility
720 | Oliver Dam | 4 | Conventional Hydroelectric | 6 | Electric Utility
722 | Sinclair Dam | 1 | Conventional Hydroelectric | 22.5 | Electric Utility
722 | Sinclair Dam | 2 | Conventional Hydroelectric | 22.5 | Electric Utility
723 | Tallulah Falls | 1 | Conventional Hydroelectric | 12 | Electric Utility
723 | Tallulah Falls | 2 | Conventional Hydroelectric | 12 | Electric Utility
723 | Tallulah Falls | 3 | Conventional Hydroelectric | 12 | Electric Utility
723 | Tallulah Falls | 4 | Conventional Hydroelectric | 12 | Electric Utility
723 | Tallulah Falls | 5 | Conventional Hydroelectric | 12 | Electric Utility
723 | Tallulah Falls | 6 | Conventional Hydroelectric | 12 | Electric Utility
724 | Terrora | 1 | Conventional Hydroelectric | 8 | Electric Utility
724 | Terrora | 2 | Conventional Hydroelectric | 8 | Electric Utility
725 | Tugalo | 1 | Conventional Hydroelectric | 11.2 | Electric Utility
725 | Tugalo | 2 | Conventional Hydroelectric | 11.2 | Electric Utility
725 | Tugalo | 3 | Conventional Hydroelectric | 11.2 | Electric Utility
725 | Tugalo | 4 | Conventional Hydroelectric | 11.2 | Electric Utility
727 | Mitchell (GA) | 3 | Conventional Steam Coal | 163.2 | Electric Utility
727 | Mitchell (GA) | 4A | Petroleum Liquids | 41.8 | Electric Utility
727 | Mitchell (GA) | 4B | Petroleum Liquids | 41.8 | Electric Utility
728 | Yates | 6 | Natural Gas Steam Turbine | 403.7 | Electric Utility
728 | Yates | 7 | Natural Gas Steam Turbine | 403.7 | Electric Utility
729 | Yonah | 1 | Conventional Hydroelectric | 7.5 | Electric Utility
729 | Yonah | 2 | Conventional Hydroelectric | 7.5 | Electric Utility
729 | Yonah | 3 | Conventional Hydroelectric | 7.5 | Electric Utility
732 | Boulevard | 1 | Natural Gas Fired Combustion Turbine | 15.6 | Electric Utility
733 | Kraft | PWA | Natural Gas Fired Combustion Turbine | 18.5 | Electric Utility
736 | Stevens Creek | 1 | Conventional Hydroelectric | 2.3 | Electric Utility
736 | Stevens Creek | 2 | Conventional Hydroelectric | 2.3 | Electric Utility
736 | Stevens Creek | 3 | Conventional Hydroelectric | 2.3 | Electric Utility
736 | Stevens Creek | 4 | Conventional Hydroelectric | 2.3 | Electric Utility
736 | Stevens Creek | 5 | Conventional Hydroelectric | 2.3 | Electric Utility
736 | Stevens Creek | 6 | Conventional Hydroelectric | 2.3 | Electric Utility
736 | Stevens Creek | 7 | Conventional Hydroelectric | 2.3 | Electric Utility
736 | Stevens Creek | 8 | Conventional Hydroelectric | 2.3 | Electric Utility
745 | Etiwanda | 1 | Conventional Hydroelectric | 23.9 | Electric Utility
751 | Moccasin Low Head Hydro Project | 1 | Conventional Hydroelectric | 2.9 | Electric Utility
752 | Lake Blackshear Project | 1 | Conventional Hydroelectric | 2.4 | Electric Utility
752 | Lake Blackshear Project | 2 | Conventional Hydroelectric | 5 | Electric Utility
752 | Lake Blackshear Project | 3 | Conventional Hydroelectric | 4.8 | Electric Utility
752 | Lake Blackshear Project | 4 | Conventional Hydroelectric | 5 | Electric Utility
753 | Crisp Plant | 1 | Conventional Steam Coal | 12.5 | Electric Utility
753 | Crisp Plant | GT1 | Natural Gas Fired Combustion Turbine | 5 | Electric Utility
754 | Hartwell Lake | 1 | Conventional Hydroelectric | 85 | Electric Utility
754 | Hartwell Lake | 2 | Conventional Hydroelectric | 85 | Electric Utility
754 | Hartwell Lake | 3 | Conventional Hydroelectric | 85 | Electric Utility
754 | Hartwell Lake | 4 | Conventional Hydroelectric | 85 | Electric Utility
754 | Hartwell Lake | 5 | Conventional Hydroelectric | 80 | Electric Utility
757 | Blue Ridge | 1 | Conventional Hydroelectric | 22 | Electric Utility
757 | Blue Ridge | 2 | Conventional Hydroelectric | 1.5 | Electric Utility
758 | Nottely | 1 | Conventional Hydroelectric | 15 | Electric Utility
758 | Nottely | 2 | Conventional Hydroelectric | 0.9 | Electric Utility
759 | Buford | 1A | Conventional Hydroelectric | 62 | Electric Utility
759 | Buford | 2A | Conventional Hydroelectric | 62 | Electric Utility
759 | Buford | 3A | Conventional Hydroelectric | 7.2 | Electric Utility
760 | Allatoona | 1 | Conventional Hydroelectric | 42.3 | Electric Utility
760 | Allatoona | 2 | Conventional Hydroelectric | 42.3 | Electric Utility
760 | Allatoona | A | Conventional Hydroelectric | 2 | Electric Utility
761 | Walter F George | 1 | Conventional Hydroelectric | 42 | Electric Utility
761 | Walter F George | 2 | Conventional Hydroelectric | 42 | Electric Utility
761 | Walter F George | 3 | Conventional Hydroelectric | 42 | Electric Utility
761 | Walter F George | 4 | Conventional Hydroelectric | 42 | Electric Utility
762 | Ponca | 2 | Natural Gas Steam Turbine | 48 | Electric Utility
765 | Kahe | K1 | Petroleum Liquids | 81.6 | Electric Utility
765 | Kahe | K2 | Petroleum Liquids | 81.6 | Electric Utility
765 | Kahe | K3 | Petroleum Liquids | 85.8 | Electric Utility
765 | Kahe | K4 | Petroleum Liquids | 90.9 | Electric Utility
765 | Kahe | K5 | Petroleum Liquids | 134.9 | Electric Utility
765 | Kahe | K6 | Petroleum Liquids | 134.9 | Electric Utility
766 | Waiau | W10 | Petroleum Liquids | 51.3 | Electric Utility
766 | Waiau | W3 | Petroleum Liquids | 50 | Electric Utility
766 | Waiau | W4 | Petroleum Liquids | 50 | Electric Utility
766 | Waiau | W5 | Petroleum Liquids | 54.4 | Electric Utility
766 | Waiau | W6 | Petroleum Liquids | 54.4 | Electric Utility
766 | Waiau | W7 | Petroleum Liquids | 81.6 | Electric Utility
766 | Waiau | W8 | Petroleum Liquids | 81.6 | Electric Utility
766 | Waiau | W9 | Petroleum Liquids | 51.3 | Electric Utility
768 | Waimea | 12 | Petroleum Liquids | 2.5 | Electric Utility
768 | Waimea | 13 | Petroleum Liquids | 2.5 | Electric Utility
768 | Waimea | 14 | Petroleum Liquids | 2.5 | Electric Utility
769 | Kanoelehua | 11 | Petroleum Liquids | 2 | Electric Utility
769 | Kanoelehua | 15 | Petroleum Liquids | 2.5 | Electric Utility
769 | Kanoelehua | 16 | Petroleum Liquids | 2.5 | Electric Utility
769 | Kanoelehua | 17 | Petroleum Liquids | 2.5 | Electric Utility
769 | Kanoelehua | CT1 | Petroleum Liquids | 11.5 | Electric Utility
771 | Puueo | 1 | Conventional Hydroelectric | 0.7 | Electric Utility
771 | Puueo | 2A | Conventional Hydroelectric | 2.4 | Electric Utility
772 | W H Hill | 5 | Petroleum Liquids | 14.1 | Electric Utility
772 | W H Hill | 6 | Petroleum Liquids | 23 | Electric Utility
774 | Waiau Hydro | 1 | Conventional Hydroelectric | 0.7 | Electric Utility
774 | Waiau Hydro | 2 | Conventional Hydroelectric | 0.3 | Electric Utility
776 | Sly Creek | 1 | Conventional Hydroelectric | 12.1 | Electric Utility
785 | Kingsley | 1 | Conventional Hydroelectric | 50 | Electric Utility
788 | East Barnet | 1 | Conventional Hydroelectric | 2.2 | Electric Utility
789 | Orca | 3 | Petroleum Liquids | 2.5 | Electric Utility
789 | Orca | 4 | Petroleum Liquids | 2.4 | Electric Utility
789 | Orca | 5 | Petroleum Liquids | 1.1 | Electric Utility
789 | Orca | 6 | Petroleum Liquids | 1.1 | Electric Utility
789 | Orca | 7 | Petroleum Liquids | 3.6 | Electric Utility
790 | Gem State | 1 | Conventional Hydroelectric | 23.4 | Electric Utility
791 | Canyon | 1 | Conventional Hydroelectric | 3 | Electric Utility
791 | Canyon | 2 | Conventional Hydroelectric | 3 | Electric Utility
792 | Palaau Power | 15 | Petroleum Liquids | 2.5 | Electric Utility
792 | Palaau Power | 7 | Petroleum Liquids | 2.2 | Electric Utility
792 | Palaau Power | 8 | Petroleum Liquids | 2.2 | Electric Utility
792 | Palaau Power | 9 | Petroleum Liquids | 2.2 | Electric Utility
792 | Palaau Power | CAT1 | Petroleum Liquids | 1.2 | Electric Utility
792 | Palaau Power | CAT2 | Petroleum Liquids | 1.2 | Electric Utility
792 | Palaau Power | CUM3 | Petroleum Liquids | 0.9 | Electric Utility
792 | Palaau Power | CUM4 | Petroleum Liquids | 0.9 | Electric Utility
792 | Palaau Power | CUM5 | Petroleum Liquids | 0.9 | Electric Utility
792 | Palaau Power | CUM6 | Petroleum Liquids | 0.9 | Electric Utility
794 | Lewisville | 1 | Conventional Hydroelectric | 2.8 | Electric Utility
805 | Charles E Monty | M-1 | Conventional Hydroelectric | 14.2 | IPP Non-CHP
805 | Charles E Monty | M2 | Conventional Hydroelectric | 14.2 | IPP Non-CHP
808 | Jarvis (Hinckley) | 1 | Conventional Hydroelectric | 4.5 | Electric Utility
808 | Jarvis (Hinckley) | 2 | Conventional Hydroelectric | 4.5 | Electric Utility
809 | American Falls | 1 | Conventional Hydroelectric | 30.8 | Electric Utility
809 | American Falls | 2 | Conventional Hydroelectric | 30.8 | Electric Utility
809 | American Falls | 3 | Conventional Hydroelectric | 30.8 | Electric Utility
810 | Bliss | 1 | Conventional Hydroelectric | 25 | Electric Utility
810 | Bliss | 2 | Conventional Hydroelectric | 25 | Electric Utility
810 | Bliss | 3 | Conventional Hydroelectric | 25 | Electric Utility
811 | Brownlee | 1 | Conventional Hydroelectric | 90.1 | Electric Utility
811 | Brownlee | 2 | Conventional Hydroelectric | 90.1 | Electric Utility
811 | Brownlee | 3 | Conventional Hydroelectric | 90.1 | Electric Utility
811 | Brownlee | 4 | Conventional Hydroelectric | 90.1 | Electric Utility
811 | Brownlee | 5 | Conventional Hydroelectric | 225 | Electric Utility
812 | C J Strike | 1 | Conventional Hydroelectric | 27.6 | Electric Utility
812 | C J Strike | 2 | Conventional Hydroelectric | 27.6 | Electric Utility
812 | C J Strike | 3 | Conventional Hydroelectric | 27.6 | Electric Utility
813 | Cascade Dam | 1 | Conventional Hydroelectric | 6.2 | Electric Utility
813 | Cascade Dam | 2 | Conventional Hydroelectric | 6.2 | Electric Utility
814 | Clear Lake | 1 | Conventional Hydroelectric | 2.5 | Electric Utility
815 | Lower Malad | 1 | Conventional Hydroelectric | 13.5 | Electric Utility
816 | Lower Salmon | 1 | Conventional Hydroelectric | 15 | Electric Utility
816 | Lower Salmon | 2 | Conventional Hydroelectric | 15 | Electric Utility
816 | Lower Salmon | 3 | Conventional Hydroelectric | 15 | Electric Utility
816 | Lower Salmon | 4 | Conventional Hydroelectric | 15 | Electric Utility
817 | Salmon Diesel | 1 | Petroleum Liquids | 2.5 | Electric Utility
817 | Salmon Diesel | 2 | Petroleum Liquids | 2.5 | Electric Utility
818 | Shoshone Falls | 1 | Conventional Hydroelectric | 0.6 | Electric Utility
818 | Shoshone Falls | 2 | Conventional Hydroelectric | 0.4 | Electric Utility
818 | Shoshone Falls | 3 | Conventional Hydroelectric | 11.5 | Electric Utility
819 | Swan Falls | 1 | Conventional Hydroelectric | 12.5 | Electric Utility
819 | Swan Falls | 2 | Conventional Hydroelectric | 12.5 | Electric Utility
820 | Thousand Springs | 1 | Conventional Hydroelectric | 1 | Electric Utility
820 | Thousand Springs | 2 | Conventional Hydroelectric | 1 | Electric Utility
820 | Thousand Springs | 3 | Conventional Hydroelectric | 6.8 | Electric Utility
821 | Twin Falls (ID) | 1 | Conventional Hydroelectric | 8.4 | Electric Utility
821 | Twin Falls (ID) | 2 | Conventional Hydroelectric | 44.3 | Electric Utility
822 | Upper Salmon A | 1 | Conventional Hydroelectric | 9 | Electric Utility
822 | Upper Salmon A | 2 | Conventional Hydroelectric | 9 | Electric Utility
823 | Upper Malad | 1 | Conventional Hydroelectric | 8.3 | Electric Utility
825 | Ashton | 1 | Conventional Hydroelectric | 2.7 | Electric Utility
825 | Ashton | 2 | Conventional Hydroelectric | 2 | Electric Utility
825 | Ashton | 3 | Conventional Hydroelectric | 2 | Electric Utility
827 | Grace | 3 | Conventional Hydroelectric | 11 | Electric Utility
827 | Grace | 4 | Conventional Hydroelectric | 11 | Electric Utility
827 | Grace | 5 | Conventional Hydroelectric | 11 | Electric Utility
829 | Oneida | 1 | Conventional Hydroelectric | 10 | Electric Utility
829 | Oneida | 2 | Conventional Hydroelectric | 10 | Electric Utility
829 | Oneida | 3 | Conventional Hydroelectric | 10 | Electric Utility
831 | Soda | 1 | Conventional Hydroelectric | 7.5 | Electric Utility
831 | Soda | 2 | Conventional Hydroelectric | 7 | Electric Utility
833 | Cabinet Gorge | 1 | Conventional Hydroelectric | 59.4 | Electric Utility
833 | Cabinet Gorge | 2 | Conventional Hydroelectric | 73.2 | Electric Utility
833 | Cabinet Gorge | 3 | Conventional Hydroelectric | 73.2 | Electric Utility
833 | Cabinet Gorge | 4 | Conventional Hydroelectric | 59.4 | Electric Utility
835 | Post Falls | 1 | Conventional Hydroelectric | 2.2 | Electric Utility
835 | Post Falls | 2 | Conventional Hydroelectric | 2.2 | Electric Utility
835 | Post Falls | 3 | Conventional Hydroelectric | 2.2 | Electric Utility
835 | Post Falls | 4 | Conventional Hydroelectric | 2.2 | Electric Utility
835 | Post Falls | 5 | Conventional Hydroelectric | 2.2 | Electric Utility
835 | Post Falls | 6 | Conventional Hydroelectric | 3.5 | Electric Utility
839 | Scott Flat | 7P | Conventional Hydroelectric | 1 | IPP Non-CHP
840 | Dworshak | 1 | Conventional Hydroelectric | 90 | Electric Utility
840 | Dworshak | 2 | Conventional Hydroelectric | 90 | Electric Utility
840 | Dworshak | 3 | Conventional Hydroelectric | 220 | Electric Utility
841 | City Power Plant | 3 | Conventional Hydroelectric | 8 | Electric Utility
843 | Lower No 2 | 1 | Conventional Hydroelectric | 3 | Electric Utility
844 | Upper Power Plant | 4 | Conventional Hydroelectric | 8 | Electric Utility
846 | Combie South | 1 | Conventional Hydroelectric | 0.5 | IPP Non-CHP
846 | Combie South | 2 | Conventional Hydroelectric | 0.5 | IPP Non-CHP
846 | Combie South | 3 | Conventional Hydroelectric | 0.5 | IPP Non-CHP
850 | Palisades Dam | 1 | Conventional Hydroelectric | 44.1 | Electric Utility
850 | Palisades Dam | 2 | Conventional Hydroelectric | 44.1 | Electric Utility
850 | Palisades Dam | 3 | Conventional Hydroelectric | 44.1 | Electric Utility
850 | Palisades Dam | 4 | Conventional Hydroelectric | 44.1 | Electric Utility
851 | Albeni Falls | 1 | Conventional Hydroelectric | 14 | Electric Utility
851 | Albeni Falls | 2 | Conventional Hydroelectric | 14 | Electric Utility
851 | Albeni Falls | 3 | Conventional Hydroelectric | 14 | Electric Utility
856 | E D Edwards | 2 | Conventional Steam Coal | 280.5 | IPP Non-CHP
856 | E D Edwards | 3 | Conventional Steam Coal | 363.8 | IPP Non-CHP
861 | Coffeen | 1 | Conventional Steam Coal | 388.9 | IPP Non-CHP
861 | Coffeen | 2 | Conventional Steam Coal | 616.5 | IPP Non-CHP
862 | Grand Tower Energy Center LLC | 1 | Natural Gas Fired Combined Cycle | 223.2 | IPP Non-CHP
862 | Grand Tower Energy Center LLC | 2 | Natural Gas Fired Combined Cycle | 223.2 | IPP Non-CHP
862 | Grand Tower Energy Center LLC | 3 | Natural Gas Fired Combined Cycle | 80.9 | IPP Non-CHP
862 | Grand Tower Energy Center LLC | 4 | Natural Gas Fired Combined Cycle | 113.6 | IPP Non-CHP
869 | Dresden Generating Station | 2 | Nuclear | 1009.3 | IPP Non-CHP
869 | Dresden Generating Station | 3 | Nuclear | 1009.3 | IPP Non-CHP
874 | Joliet 9 | 6 | Conventional Steam Coal | 360.4 | IPP Non-CHP
876 | Kincaid Generation LLC | 1 | Conventional Steam Coal | 659.5 | IPP Non-CHP
876 | Kincaid Generation LLC | 2 | Conventional Steam Coal | 659.5 | IPP Non-CHP
879 | Powerton | 5 | Conventional Steam Coal | 892.8 | IPP Non-CHP
879 | Powerton | 6 | Conventional Steam Coal | 892.8 | IPP Non-CHP
880 | Quad Cities Generating Station | 1 | Nuclear | 1009.3 | IPP Non-CHP
880 | Quad Cities Generating Station | 2 | Nuclear | 1009.3 | IPP Non-CHP
883 | Waukegan | 311 | Petroleum Liquids | 28 | IPP Non-CHP
883 | Waukegan | 312 | Petroleum Liquids | 28 | IPP Non-CHP
883 | Waukegan | 321 | Petroleum Liquids | 28 | IPP Non-CHP
883 | Waukegan | 322 | Petroleum Liquids | 28 | IPP Non-CHP
883 | Waukegan | 7 | Conventional Steam Coal | 326.4 | IPP Non-CHP
883 | Waukegan | 8 | Conventional Steam Coal | 355.3 | IPP Non-CHP
884 | Will County | 4 | Conventional Steam Coal | 598.4 | IPP Non-CHP
886 | Fisk Street | 311 | Petroleum Liquids | 38 | IPP Non-CHP
886 | Fisk Street | 312 | Petroleum Liquids | 38 | IPP Non-CHP
886 | Fisk Street | 321 | Petroleum Liquids | 38 | IPP Non-CHP
886 | Fisk Street | 322 | Petroleum Liquids | 38 | IPP Non-CHP
886 | Fisk Street | 331 | Petroleum Liquids | 38 | IPP Non-CHP
886 | Fisk Street | 332 | Petroleum Liquids | 38 | IPP Non-CHP
886 | Fisk Street | 341 | Petroleum Liquids | 38 | IPP Non-CHP
886 | Fisk Street | 342 | Petroleum Liquids | 22.8 | IPP Non-CHP
887 | Joppa Steam | 1 | Conventional Steam Coal | 183.3 | IPP Non-CHP
887 | Joppa Steam | 2 | Conventional Steam Coal | 183.3 | IPP Non-CHP
887 | Joppa Steam | 3 | Conventional Steam Coal | 183.3 | IPP Non-CHP
887 | Joppa Steam | 4 | Conventional Steam Coal | 183.3 | IPP Non-CHP
887 | Joppa Steam | 5 | Conventional Steam Coal | 183.3 | IPP Non-CHP
887 | Joppa Steam | 6 | Conventional Steam Coal | 183.3 | IPP Non-CHP
889 | Baldwin Energy Complex | 1 | Conventional Steam Coal | 625.1 | IPP Non-CHP
889 | Baldwin Energy Complex | 2 | Conventional Steam Coal | 634.5 | IPP Non-CHP
889 | Baldwin Energy Complex | 3 | Conventional Steam Coal | 634.5 | IPP Non-CHP
891 | Havana | 6 | Conventional Steam Coal | 488 | IPP Non-CHP
892 | Hennepin Power Station | 1 | Conventional Steam Coal | 75 | IPP Non-CHP
892 | Hennepin Power Station | 2 | Conventional Steam Coal | 231.3 | IPP Non-CHP
898 | Wood River | 4 | Conventional Steam Coal | 112.5 | IPP Non-CHP
898 | Wood River | 5 | Conventional Steam Coal | 387.6 | IPP Non-CHP
899 | Moline | GT1 | Natural Gas Fired Combustion Turbine | 18 | Electric Utility
899 | Moline | GT2 | Natural Gas Fired Combustion Turbine | 18 | Electric Utility
899 | Moline | GT3 | Natural Gas Fired Combustion Turbine | 18 | Electric Utility
899 | Moline | GT4 | Natural Gas Fired Combustion Turbine | 18 | Electric Utility
899 | Moline | HY1 | Conventional Hydroelectric | 0.9 | Electric Utility
899 | Moline | HY2 | Conventional Hydroelectric | 0.9 | Electric Utility
899 | Moline | HY3 | Conventional Hydroelectric | 0.9 | Electric Utility
899 | Moline | HY4 | Conventional Hydroelectric | 0.9 | Electric Utility
902 | Bottle Rock Power | 1 | Geothermal | 55 | IPP Non-CHP
903 | Rockton | 1 | Conventional Hydroelectric | 0.6 | IPP Non-CHP
903 | Rockton | 2 | Conventional Hydroelectric | 0.5 | IPP Non-CHP
905 | Alamo | 1 | Conventional Hydroelectric | 19.6 | Electric Utility
913 | Venice | GT2 | Natural Gas Fired Combustion Turbine | 61 | Electric Utility
913 | Venice | GT3 | Natural Gas Fired Combustion Turbine | 200 | Electric Utility
913 | Venice | GT4 | Natural Gas Fired Combustion Turbine | 200 | Electric Utility
913 | Venice | GT5 | Natural Gas Fired Combustion Turbine | 125 | Electric Utility
917 | Quincy Chute | 1 | Conventional Hydroelectric | 9.4 | Electric Utility
925 | Hydro Plant No 3 | 2 | Conventional Hydroelectric | 0.7 | Electric Utility
925 | Hydro Plant No 3 | 3 | Conventional Hydroelectric | 2.1 | Electric Utility
934 | Breese | 2 | Petroleum Liquids | 3 | Electric Utility
934 | Breese | 5 | Petroleum Liquids | 2.5 | Electric Utility
934 | Breese | 6 | Petroleum Liquids | 2.5 | Electric Utility
934 | Breese | 7 | Petroleum Liquids | 2.5 | Electric Utility
934 | Breese | 8 | Petroleum Liquids | 2.5 | Electric Utility
934 | Breese | IC1 | Petroleum Liquids | 0.9 | Electric Utility
934 | Breese | IC3 | Petroleum Liquids | 3 | Electric Utility
935 | Bushnell | 1 | Petroleum Liquids | 0.2 | Electric Utility
935 | Bushnell | 2 | Petroleum Liquids | 0.2 | Electric Utility
935 | Bushnell | 3 | Petroleum Liquids | 2.2 | Electric Utility
935 | Bushnell | 4 | Petroleum Liquids | 2.2 | Electric Utility
935 | Bushnell | 5 | Petroleum Liquids | 1 | Electric Utility
935 | Bushnell | 6 | Petroleum Liquids | 2.5 | Electric Utility
935 | Bushnell | 7 | Petroleum Liquids | 2.5 | Electric Utility
936 | Carlyle | 1 | Petroleum Liquids | 3 | Electric Utility
936 | Carlyle | 10 | Petroleum Liquids | 2.5 | Electric Utility
936 | Carlyle | 7 | Petroleum Liquids | 2 | Electric Utility
936 | Carlyle | 8 | Petroleum Liquids | 2.5 | Electric Utility
936 | Carlyle | 9 | Petroleum Liquids | 2.5 | Electric Utility
937 | Carmi | 10 | Petroleum Liquids | 1.7 | Electric Utility
937 | Carmi | 11 | Petroleum Liquids | 2.7 | Electric Utility
937 | Carmi | 12 | Petroleum Liquids | 2 | Electric Utility
937 | Carmi | 13 | Petroleum Liquids | 4.4 | Electric Utility
937 | Carmi | 14 | Petroleum Liquids | 1.1 | Electric Utility
937 | Carmi | 7 | Petroleum Liquids | 1.1 | Electric Utility
937 | Carmi | 8 | Petroleum Liquids | 1.4 | Electric Utility
937 | Carmi | 9 | Petroleum Liquids | 1.7 | Electric Utility
940 | Fairfield | IC5 | Petroleum Liquids | 2.4 | Electric Utility
940 | Fairfield | IC6 | Petroleum Liquids | 2.4 | Electric Utility
940 | Fairfield | IC7 | Petroleum Liquids | 2.7 | Electric Utility
941 | Farmer City | 1 | Natural Gas Internal Combustion Engine | 1.5 | Electric Utility
941 | Farmer City | 2 | Petroleum Liquids | 1.1 | Electric Utility
941 | Farmer City | 4 | Petroleum Liquids | 0.8 | Electric Utility
941 | Farmer City | 5 | Natural Gas Internal Combustion Engine | 3.5 | Electric Utility
941 | Farmer City | 6 | Petroleum Liquids | 2.2 | Electric Utility
941 | Farmer City | 7 | Petroleum Liquids | 2.2 | Electric Utility
943 | Freeburg | 1 | Petroleum Liquids | 0.4 | Electric Utility
943 | Freeburg | 10 | Petroleum Liquids | 1.8 | Electric Utility
943 | Freeburg | 11 | Petroleum Liquids | 1.8 | Electric Utility
943 | Freeburg | 12 | Petroleum Liquids | 1.8 | Electric Utility
943 | Freeburg | 2 | Petroleum Liquids | 0.4 | Electric Utility
943 | Freeburg | 3 | Petroleum Liquids | 0.6 | Electric Utility
943 | Freeburg | 4 | Petroleum Liquids | 1 | Electric Utility
943 | Freeburg | 6 | Petroleum Liquids | 1.8 | Electric Utility
943 | Freeburg | 7 | Petroleum Liquids | 2.6 | Electric Utility
943 | Freeburg | 8 | Petroleum Liquids | 1.7 | Electric Utility
943 | Freeburg | 9 | Petroleum Liquids | 1.8 | Electric Utility
944 | Geneseo | 1 | Natural Gas Internal Combustion Engine | 5.6 | Electric Utility
944 | Geneseo | 10 | Onshore Wind Turbine | 1.5 | Electric Utility
944 | Geneseo | 11 | Onshore Wind Turbine | 1.5 | Electric Utility
944 | Geneseo | 12 | Solar Photovoltaic | 1.2 | Electric Utility
944 | Geneseo | 2 | Natural Gas Internal Combustion Engine | 3.5 | Electric Utility
944 | Geneseo | 3 | Natural Gas Internal Combustion Engine | 3.5 | Electric Utility
944 | Geneseo | 4 | Natural Gas Internal Combustion Engine | 1.6 | Electric Utility
944 | Geneseo | 5A | Natural Gas Internal Combustion Engine | 4.4 | Electric Utility
944 | Geneseo | 6A | Natural Gas Internal Combustion Engine | 3 | Electric Utility
944 | Geneseo | 7 | Natural Gas Internal Combustion Engine | 3 | Electric Utility
944 | Geneseo | 9 | Petroleum Liquids | 4.8 | Electric Utility
946 | Highland | IC1 | Petroleum Liquids | 1.6 | Electric Utility
946 | Highland | IC2 | Petroleum Liquids | 1.6 | Electric Utility
946 | Highland | IC3 | Petroleum Liquids | 1.6 | Electric Utility
946 | Highland | IC5 | Petroleum Liquids | 2 | Electric Utility
946 | Highland | IC6 | Petroleum Liquids | 2 | Electric Utility
946 | Highland | IC7 | Petroleum Liquids | 4.4 | Electric Utility
946 | Highland | IC8 | Petroleum Liquids | 4.4 | Electric Utility
948 | McLeansboro | 2 | Petroleum Liquids | 0.6 | Electric Utility
948 | McLeansboro | 5 | Petroleum Liquids | 2 | Electric Utility
948 | McLeansboro | 6 | Petroleum Liquids | 2.4 | Electric Utility
948 | McLeansboro | 7 | Petroleum Liquids | 1.1 | Electric Utility
948 | McLeansboro | 8 | Petroleum Liquids | 1.1 | Electric Utility
948 | McLeansboro | 9 | Petroleum Liquids | 2 | Electric Utility
949 | Marshall (IL) | 10 | Petroleum Liquids | 1.8 | Electric Utility
949 | Marshall (IL) | 11 | Petroleum Liquids | 1.8 | Electric Utility
949 | Marshall (IL) | 12 | Petroleum Liquids | 1.8 | Electric Utility
949 | Marshall (IL) | 13 | Petroleum Liquids | 1.8 | Electric Utility
949 | Marshall (IL) | 5 | Petroleum Liquids | 2.5 | Electric Utility
949 | Marshall (IL) | 6 | Petroleum Liquids | 1.8 | Electric Utility
949 | Marshall (IL) | 7 | Petroleum Liquids | 1.8 | Electric Utility
949 | Marshall (IL) | 8 | Petroleum Liquids | 1.8 | Electric Utility
949 | Marshall (IL) | 9 | Petroleum Liquids | 1.8 | Electric Utility
955 | Peru (IL) | 11 | Petroleum Liquids | 2.7 | Electric Utility
955 | Peru (IL) | 12 | Petroleum Liquids | 2.7 | Electric Utility
955 | Peru (IL) | 13 | Petroleum Liquids | 2.7 | Electric Utility
955 | Peru (IL) | 14 | Petroleum Liquids | 2.7 | Electric Utility
955 | Peru (IL) | 15 | Petroleum Liquids | 2.7 | Electric Utility
955 | Peru (IL) | 16 | Petroleum Liquids | 2.7 | Electric Utility
955 | Peru (IL) | 17 | Petroleum Liquids | 2.7 | Electric Utility
955 | Peru (IL) | GT1 | Petroleum Liquids | 10 | Electric Utility
955 | Peru (IL) | HC1 | Conventional Hydroelectric | 1.9 | Electric Utility
955 | Peru (IL) | HC2 | Conventional Hydroelectric | 1.9 | Electric Utility
955 | Peru (IL) | HC3 | Conventional Hydroelectric | 1.9 | Electric Utility
955 | Peru (IL) | HC4 | Conventional Hydroelectric | 1.9 | Electric Utility
956 | C H Corn Hydroelectric Facility | 1 | Conventional Hydroelectric | 4.4 | Electric Utility
956 | C H Corn Hydroelectric Facility | 2 | Conventional Hydroelectric | 4.4 | Electric Utility
956 | C H Corn Hydroelectric Facility | 3 | Conventional Hydroelectric | 3.4 | Electric Utility
957 | Princeton (IL) | 1 | Natural Gas Internal Combustion Engine | 2.3 | Electric Utility
957 | Princeton (IL) | 2 | Natural Gas Internal Combustion Engine | 3 | Electric Utility
957 | Princeton (IL) | 3 | Natural Gas Internal Combustion Engine | 3.4 | Electric Utility
957 | Princeton (IL) | 4 | Natural Gas Internal Combustion Engine | 3.4 | Electric Utility
957 | Princeton (IL) | 5 | Natural Gas Internal Combustion Engine | 4.4 | Electric Utility
957 | Princeton (IL) | 6 | Natural Gas Internal Combustion Engine | 5.6 | Electric Utility
957 | Princeton (IL) | 7 | Natural Gas Internal Combustion Engine | 7 | Electric Utility
957 | Princeton (IL) | 8 | Natural Gas Internal Combustion Engine | 8.8 | Electric Utility
958 | Rantoul | 10 | Petroleum Liquids | 1.8 | Electric Utility
958 | Rantoul | 11 | Petroleum Liquids | 1.8 | Electric Utility
958 | Rantoul | 12 | Petroleum Liquids | 1.8 | Electric Utility
958 | Rantoul | 13 | Petroleum Liquids | 1.8 | Electric Utility
958 | Rantoul | 14 | Petroleum Liquids | 1.8 | Electric Utility
958 | Rantoul | 15 | Petroleum Liquids | 1.8 | Electric Utility
958 | Rantoul | 16 | Petroleum Liquids | 1.8 | Electric Utility
958 | Rantoul | 3 | Petroleum Liquids | 1.2 | Electric Utility
958 | Rantoul | 7 | Petroleum Liquids | 5.2 | Electric Utility
958 | Rantoul | 8 | Petroleum Liquids | 4 | Electric Utility
958 | Rantoul | 9 | Petroleum Liquids | 1.8 | Electric Utility
959 | Red Bud | 1 | Petroleum Liquids | 2.4 | Electric Utility
959 | Red Bud | 2 | Petroleum Liquids | 1.1 | Electric Utility
959 | Red Bud | 3 | Petroleum Liquids | 2.4 | Electric Utility
959 | Red Bud | 4 | Petroleum Liquids | 3.5 | Electric Utility
959 | Red Bud | 7 | Petroleum Liquids | 2.8 | Electric Utility
959 | Red Bud | 8 | Petroleum Liquids | 2.8 | Electric Utility
960 | North Ninth Street | 1 | Petroleum Liquids | 0.9 | Electric Utility
960 | North Ninth Street | 10 | Natural Gas Internal Combustion Engine | 2.5 | Electric Utility
960 | North Ninth Street | 3 | Natural Gas Internal Combustion Engine | 2.5 | Electric Utility
960 | North Ninth Street | 4 | Petroleum Liquids | 1 | Electric Utility
960 | North Ninth Street | 6 | Natural Gas Internal Combustion Engine | 2.5 | Electric Utility
960 | North Ninth Street | 7 | Natural Gas Internal Combustion Engine | 3.8 | Electric Utility
960 | North Ninth Street | 8 | Petroleum Liquids | 1 | Electric Utility
960 | North Ninth Street | 9 | Natural Gas Internal Combustion Engine | 3.5 | Electric Utility
960 | North Ninth Street | SOL1 | Solar Photovoltaic | 0.3 | Electric Utility
961 | South Main Street | 1 | Natural Gas Internal Combustion Engine | 2.5 | Electric Utility
961 | South Main Street | 13 | Petroleum Liquids | 1.8 | Electric Utility
961 | South Main Street | 14 | Petroleum Liquids | 1.8 | Electric Utility
961 | South Main Street | 15 | Petroleum Liquids | 1.8 | Electric Utility
961 | South Main Street | 2 | Natural Gas Internal Combustion Engine | 2.5 | Electric Utility
963 | Dallman | 1 | Conventional Steam Coal | 90.2 | Electric Utility
963 | Dallman | 2 | Conventional Steam Coal | 90.2 | Electric Utility
963 | Dallman | 3 | Conventional Steam Coal | 207.3 | Electric Utility
963 | Dallman | 4 | Conventional Steam Coal | 230.1 | Electric Utility
964 | Lakeside | D1 | Petroleum Liquids | 1.8 | Electric Utility
964 | Lakeside | D2 | Petroleum Liquids | 1.8 | Electric Utility
964 | Lakeside | D3 | Petroleum Liquids | 1.8 | Electric Utility
965 | Reynolds | 1 | Petroleum Liquids | 17.5 | Electric Utility
969 | Sullivan (IL) | 1 | Petroleum Liquids | 4.3 | Electric Utility
969 | Sullivan (IL) | 10 | Petroleum Liquids | 2.4 | Electric Utility
969 | Sullivan (IL) | 11 | Petroleum Liquids | 2 | Electric Utility
969 | Sullivan (IL) | 12 | Petroleum Liquids | 1.1 | Electric Utility
969 | Sullivan (IL) | 13 | Petroleum Liquids | 2.3 | Electric Utility
969 | Sullivan (IL) | 14 | Petroleum Liquids | 2.3 | Electric Utility
969 | Sullivan (IL) | 15 | Petroleum Liquids | 2.3 | Electric Utility
969 | Sullivan (IL) | 2 | Petroleum Liquids | 2 | Electric Utility
969 | Sullivan (IL) | 3 | Petroleum Liquids | 1.5 | Electric Utility
969 | Sullivan (IL) | 4 | Petroleum Liquids | 1.1 | Electric Utility
969 | Sullivan (IL) | 5 | Petroleum Liquids | 1.1 | Electric Utility
969 | Sullivan (IL) | 6 | Petroleum Liquids | 0.6 | Electric Utility
969 | Sullivan (IL) | 9 | Petroleum Liquids | 2.4 | Electric Utility
971 | Waterloo | 1 | Petroleum Liquids | 3.1 | Electric Utility
971 | Waterloo | 10 | Petroleum Liquids | 1.8 | Electric Utility
971 | Waterloo | 11 | Petroleum Liquids | 1.8 | Electric Utility
971 | Waterloo | 12 | Natural Gas Fired Combustion Turbine | 6.6 | Electric Utility
971 | Waterloo | 13 | Natural Gas Fired Combustion Turbine | 7 | Electric Utility
971 | Waterloo | 2 | Petroleum Liquids | 0.2 | Electric Utility
971 | Waterloo | 3 | Petroleum Liquids | 0.2 | Electric Utility
971 | Waterloo | 4 | Petroleum Liquids | 2 | Electric Utility
971 | Waterloo | 5 | Petroleum Liquids | 0.5 | Electric Utility
971 | Waterloo | 6 | Petroleum Liquids | 0.5 | Electric Utility
971 | Waterloo | 7 | Petroleum Liquids | 1.7 | Electric Utility
971 | Waterloo | 8 | Petroleum Liquids | 3 | Electric Utility
971 | Waterloo | 9 | Petroleum Liquids | 1.8 | Electric Utility
972 | Winnetka | 4 | Natural Gas Steam Turbine | 9.4 | Electric Utility
972 | Winnetka | 6 | Natural Gas Steam Turbine | 6.3 | Electric Utility
972 | Winnetka | 7 | Natural Gas Steam Turbine | 12.5 | Electric Utility
972 | Winnetka | 8 | Petroleum Liquids | 2.6 | Electric Utility
972 | Winnetka | 9 | Petroleum Liquids | 2.6 | Electric Utility
976 | Marion | 1 | Conventional Steam Coal | 33 | Electric Utility
976 | Marion | 2 | Conventional Steam Coal | 33 | Electric Utility
976 | Marion | 3 | Conventional Steam Coal | 33 | Electric Utility
976 | Marion | 4 | Conventional Steam Coal | 173 | Electric Utility
976 | Marion | 5 | Natural Gas Fired Combustion Turbine | 75 | Electric Utility
976 | Marion | 6 | Natural Gas Fired Combustion Turbine | 75 | Electric Utility
983 | Clifty Creek | 1 | Conventional Steam Coal | 217.3 | Electric Utility
983 | Clifty Creek | 2 | Conventional Steam Coal | 217.3 | Electric Utility
983 | Clifty Creek | 3 | Conventional Steam Coal | 217.3 | Electric Utility
983 | Clifty Creek | 4 | Conventional Steam Coal | 217.3 | Electric Utility
983 | Clifty Creek | 5 | Conventional Steam Coal | 217.3 | Electric Utility
983 | Clifty Creek | 6 | Conventional Steam Coal | 217.3 | Electric Utility
986 | Elkhart | 1 | Conventional Hydroelectric | 1.4 | Electric Utility
986 | Elkhart | 2 | Conventional Hydroelectric | 1 | Electric Utility
986 | Elkhart | 3 | Conventional Hydroelectric | 1 | Electric Utility
987 | Last Chance | 1 | Conventional Hydroelectric | 0.2 | Electric Utility
987 | Last Chance | 2 | Conventional Hydroelectric | 0.5 | Electric Utility
987 | Last Chance | 3 | Conventional Hydroelectric | 1 | Electric Utility
989 | Twin Branch | H1E | Conventional Hydroelectric | 0.6 | Electric Utility
989 | Twin Branch | H1W | Conventional Hydroelectric | 0.6 | Electric Utility
989 | Twin Branch | H2W | Conventional Hydroelectric | 0.6 | Electric Utility
989 | Twin Branch | H3W | Conventional Hydroelectric | 0.6 | Electric Utility
989 | Twin Branch | H4W | Conventional Hydroelectric | 0.6 | Electric Utility
989 | Twin Branch | H5W | Conventional Hydroelectric | 0.6 | Electric Utility
989 | Twin Branch | H6E | Conventional Hydroelectric | 0.6 | Electric Utility
989 | Twin Branch | H6W | Conventional Hydroelectric | 0.6 | Electric Utility
990 | Harding Street | 5 | Conventional Steam Coal | 100 | Electric Utility
990 | Harding Street | 6 | Conventional Steam Coal | 100 | Electric Utility
990 | Harding Street | 7 | Conventional Steam Coal | 463 | Electric Utility
990 | Harding Street | GT1 | Petroleum Liquids | 26 | Electric Utility
990 | Harding Street | GT2 | Petroleum Liquids | 26 | Electric Utility
990 | Harding Street | GT4 | Natural Gas Fired Combustion Turbine | 83 | Electric Utility
990 | Harding Street | GT5 | Natural Gas Fired Combustion Turbine | 83 | Electric Utility
990 | Harding Street | GT6 | Natural Gas Fired Combustion Turbine | 161 | Electric Utility
990 | Harding Street | IC1 | Petroleum Liquids | 2.7 | Electric Utility
991 | Eagle Valley (IN) | 3 | Conventional Steam Coal | 50 | Electric Utility
991 | Eagle Valley (IN) | 4 | Conventional Steam Coal | 69 | Electric Utility
991 | Eagle Valley (IN) | 5 | Conventional Steam Coal | 69 | Electric Utility
991 | Eagle Valley (IN) | 6 | Conventional Steam Coal | 113.6 | Electric Utility
991 | Eagle Valley (IN) | IC1 | Petroleum Liquids | 2.7 | Electric Utility
992 | CC Perry K | 4 | Natural Gas Steam Turbine | 15 | IPP CHP
992 | CC Perry K | 6 | Natural Gas Steam Turbine | 5 | IPP CHP
992 | CC Perry K | 7 | Natural Gas Steam Turbine | 1.7 | IPP CHP
992 | CC Perry K | 8 | Natural Gas Steam Turbine | 1.7 | IPP CHP
994 | AES Petersburg | 4 | Conventional Steam Coal | 670.9 | Electric Utility
994 | AES Petersburg | IC1 | Petroleum Liquids | 2.7 | Electric Utility
994 | AES Petersburg | IC2 | Petroleum Liquids | 2.7 | Electric Utility
994 | AES Petersburg | IC3 | Petroleum Liquids | 2.7 | Electric Utility
994 | AES Petersburg | ST1 | Conventional Steam Coal | 281.6 | Electric Utility
994 | AES Petersburg | ST2 | Conventional Steam Coal | 523.3 | Electric Utility
994 | AES Petersburg | ST3 | Conventional Steam Coal | 670.9 | Electric Utility
995 | Bailly | 10 | Natural Gas Fired Combustion Turbine | 37.5 | Electric Utility
995 | Bailly | 7 | Conventional Steam Coal | 190.4 | Electric Utility
995 | Bailly | 8 | Conventional Steam Coal | 413.1 | Electric Utility
997 | Michigan City | 12 | Conventional Steam Coal | 540 | Electric Utility
998 | Norway (IN) | 1 | Conventional Hydroelectric | 2 | Electric Utility
998 | Norway (IN) | 2 | Conventional Hydroelectric | 2 | Electric Utility
998 | Norway (IN) | 3 | Conventional Hydroelectric | 2 | Electric Utility
998 | Norway (IN) | 4 | Conventional Hydroelectric | 1.3 | Electric Utility
999 | Oakdale | 1 | Conventional Hydroelectric | 4.3 | Electric Utility
999 | Oakdale | 2 | Conventional Hydroelectric | 3.2 | Electric Utility
999 | Oakdale | 3 | Conventional Hydroelectric | 4.3 | Electric Utility
1001 | Cayuga | 1 | Conventional Steam Coal | 531 | Electric Utility
1001 | Cayuga | 2 | Conventional Steam Coal | 531 | Electric Utility
1001 | Cayuga | 31 | Petroleum Liquids | 2.6 | Electric Utility
1001 | Cayuga | 32 | Petroleum Liquids | 2.6 | Electric Utility
1001 | Cayuga | 33 | Petroleum Liquids | 2.6 | Electric Utility
1001 | Cayuga | 34 | Petroleum Liquids | 2.6 | Electric Utility
1001 | Cayuga | 4 | Natural Gas Fired Combustion Turbine | 112.5 | Electric Utility
1002 | Connersville | 1 | Petroleum Liquids | 41.8 | Electric Utility
1002 | Connersville | 2 | Petroleum Liquids | 41.8 | Electric Utility
1004 | Edwardsport | CT1 | Coal Integrated Gasification Combined Cycle | 236.5 | Electric Utility
1004 | Edwardsport | CT2 | Coal Integrated Gasification Combined Cycle | 236.5 | Electric Utility
1004 | Edwardsport | ST | Coal Integrated Gasification Combined Cycle | 331.5 | Electric Utility
1005 | Markland | 1 | Conventional Hydroelectric | 21.6 | Electric Utility
1005 | Markland | 2 | Conventional Hydroelectric | 21.6 | Electric Utility
1005 | Markland | 3 | Conventional Hydroelectric | 21.6 | Electric Utility
1006 | Miami Wabash | 1 | Petroleum Liquids | 18 | Electric Utility
1006 | Miami Wabash | 2 | Petroleum Liquids | 18 | Electric Utility
1006 | Miami Wabash | 3 | Petroleum Liquids | 18 | Electric Utility
1006 | Miami Wabash | 5 | Petroleum Liquids | 16.3 | Electric Utility
1006 | Miami Wabash | 6 | Petroleum Liquids | 16.3 | Electric Utility
1007 | Noblesville | 1 | Natural Gas Fired Combined Cycle | 50 | Electric Utility
1007 | Noblesville | 2 | Natural Gas Fired Combined Cycle | 50 | Electric Utility
1007 | Noblesville | 3 | Natural Gas Fired Combined Cycle | 61 | Electric Utility
1007 | Noblesville | 4 | Natural Gas Fired Combined Cycle | 61 | Electric Utility
1007 | Noblesville | 5 | Natural Gas Fired Combined Cycle | 61 | Electric Utility
1008 | R Gallagher | 2 | Conventional Steam Coal | 150 | Electric Utility
1008 | R Gallagher | 4 | Conventional Steam Coal | 150 | Electric Utility
1010 | Wabash River | 2 | Conventional Steam Coal | 112.5 | Electric Utility
1010 | Wabash River | 3 | Conventional Steam Coal | 112.5 | Electric Utility
1010 | Wabash River | 4 | Conventional Steam Coal | 123.2 | Electric Utility
1010 | Wabash River | 5 | Conventional Steam Coal | 125 | Electric Utility
1010 | Wabash River | 6 | Conventional Steam Coal | 387 | Electric Utility
1010 | Wabash River | 71 | Petroleum Liquids | 2.7 | Electric Utility
1010 | Wabash River | 72 | Petroleum Liquids | 2.7 | Electric Utility
1010 | Wabash River | 73 | Petroleum Liquids | 2.7 | Electric Utility
1011 | Broadway (IN) | 1 | Natural Gas Fired Combustion Turbine | 53.1 | Electric Utility
1011 | Broadway (IN) | 2 | Natural Gas Fired Combustion Turbine | 88.8 | Electric Utility
1012 | F B Culley | 2 | Conventional Steam Coal | 103.7 | Electric Utility
1012 | F B Culley | 3 | Conventional Steam Coal | 265.2 | Electric Utility
1013 | Northeast (IN) | 1 | Natural Gas Fired Combustion Turbine | 10.7 | Electric Utility
1013 | Northeast (IN) | 2 | Natural Gas Fired Combustion Turbine | 11.5 | Electric Utility
1016 | Butler-Warner Generation Plant | 1 | Natural Gas Fired Combined Cycle | 28.8 | Electric Utility
1016 | Butler-Warner Generation Plant | 2 | Natural Gas Fired Combined Cycle | 28.8 | Electric Utility
1016 | Butler-Warner Generation Plant | 3 | Natural Gas Fired Combined Cycle | 28.8 | Electric Utility
1016 | Butler-Warner Generation Plant | 4 | Natural Gas Fired Combustion Turbine | 28.8 | Electric Utility
1016 | Butler-Warner Generation Plant | 5 | Natural Gas Fired Combustion Turbine | 28.8 | Electric Utility
1016 | Butler-Warner Generation Plant | 6 | Natural Gas Fired Combined Cycle | 28.8 | Electric Utility
1016 | Butler-Warner Generation Plant | 7 | Natural Gas Fired Combined Cycle | 28.8 | Electric Utility
1016 | Butler-Warner Generation Plant | 8 | Natural Gas Fired Combined Cycle | 28.8 | Electric Utility
1016 | Butler-Warner Generation Plant | 9 | Natural Gas Fired Combined Cycle | 73 | Electric Utility
1020 | Manti Lower | 2 | Conventional Hydroelectric | 0.6 | Electric Utility
1020 | Manti Lower | HC1 | Conventional Hydroelectric | 0.6 | Electric Utility
1024 | Crawfordsville Power Plant | 4 | Conventional Steam Coal | 11.5 | IPP Non-CHP
1024 | Crawfordsville Power Plant | 5 | Conventional Steam Coal | 12.6 | IPP Non-CHP
1024 | Crawfordsville Power Plant | D1 | Petroleum Liquids | 0.8 | IPP Non-CHP
1032 | Logansport | 4 | Conventional Steam Coal | 18 | Electric Utility
1032 | Logansport | 5 | Conventional Steam Coal | 25 | Electric Utility
1032 | Logansport | 6 | Natural Gas Fired Combustion Turbine | 18 | Electric Utility
1037 | Peru (IN) | D1 | Petroleum Liquids | 1.8 | Electric Utility
1038 | Rensselaer City Light Plant | 10 | Petroleum Liquids | 2 | Electric Utility
1038 | Rensselaer City Light Plant | 11 | Petroleum Liquids | 2 | Electric Utility
1038 | Rensselaer City Light Plant | 14 | Natural Gas Internal Combustion Engine | 5 | Electric Utility
1038 | Rensselaer City Light Plant | 15 | Natural Gas Internal Combustion Engine | 8.4 | Electric Utility
1038 | Rensselaer City Light Plant | 5 | Petroleum Liquids | 1.9 | Electric Utility
1038 | Rensselaer City Light Plant | 6 | Petroleum Liquids | 2.5 | Electric Utility
1040 | Whitewater Valley | 1 | Conventional Steam Coal | 33 | Electric Utility
1040 | Whitewater Valley | 2 | Conventional Steam Coal | 60.9 | Electric Utility
1046 | Dubuque | 3 | Natural Gas Steam Turbine | 28.7 | Electric Utility
1046 | Dubuque | 4 | Natural Gas Steam Turbine | 37.5 | Electric Utility
1046 | Dubuque | IC1 | Petroleum Liquids | 2 | Electric Utility
1046 | Dubuque | IC2 | Petroleum Liquids | 2 | Electric Utility
1047 | Lansing | 4 | Conventional Steam Coal | 274.5 | Electric Utility
1048 | Milton L Kapp | 2 | Conventional Steam Coal | 218.5 | Electric Utility
1060 | Duane Arnold Energy Center | 1 | Nuclear | 679.5 | IPP Non-CHP
1067 | Iowa Hydro LLC | 1 | Conventional Hydroelectric | 0.6 | IPP Non-CHP
1067 | Iowa Hydro LLC | 2 | Conventional Hydroelectric | 0.6 | IPP Non-CHP
1068 | Marshalltown | 1 | Petroleum Liquids | 63 | Electric Utility
1068 | Marshalltown | 2 | Petroleum Liquids | 63 | Electric Utility
1068 | Marshalltown | 3 | Petroleum Liquids | 63 | Electric Utility
1073 | Prairie Creek | 1 | Conventional Steam Coal | 14.6 | Electric Utility
1073 | Prairie Creek | 3 | Conventional Steam Coal | 50 | Electric Utility
1073 | Prairie Creek | 4 | Conventional Steam Coal | 148.8 | Electric Utility
1077 | Sutherland | 1 | Natural Gas Steam Turbine | 37.5 | Electric Utility
1077 | Sutherland | 3 | Natural Gas Steam Turbine | 81.6 | Electric Utility
1079 | Coralville GT | 1 | Natural Gas Fired Combustion Turbine | 18 | Electric Utility
1079 | Coralville GT | 2 | Natural Gas Fired Combustion Turbine | 18 | Electric Utility
1079 | Coralville GT | 3 | Natural Gas Fired Combustion Turbine | 18 | Electric Utility
1079 | Coralville GT | 4 | Natural Gas Fired Combustion Turbine | 18 | Electric Utility
1081 | Riverside | 5 | Natural Gas Steam Turbine | 136 | Electric Utility
1082 | Walter Scott Jr Energy Center | 3 | Conventional Steam Coal | 725.8 | Electric Utility
1082 | Walter Scott Jr Energy Center | 4 | Conventional Steam Coal | 922.5 | Electric Utility
1084 | River Hills | 1 | Natural Gas Fired Combustion Turbine | 16 | Electric Utility
1084 | River Hills | 2 | Natural Gas Fired Combustion Turbine | 16 | Electric Utility
1084 | River Hills | 3 | Natural Gas Fired Combustion Turbine | 16 | Electric Utility
1084 | River Hills | 4 | Natural Gas Fired Combustion Turbine | 16 | Electric Utility
1084 | River Hills | 5 | Natural Gas Fired Combustion Turbine | 16 | Electric Utility
1084 | River Hills | 6 | Natural Gas Fired Combustion Turbine | 16 | Electric Utility
1084 | River Hills | 7 | Natural Gas Fired Combustion Turbine | 16 | Electric Utility
1084 | River Hills | 8 | Natural Gas Fired Combustion Turbine | 16 | Electric Utility
1091 | George Neal North | 1 | Conventional Steam Coal | 147 | Electric Utility
1091 | George Neal North | 2 | Conventional Steam Coal | 349.2 | Electric Utility
1091 | George Neal North | 3 | Conventional Steam Coal | 584.1 | Electric Utility
1097 | Merle Parr | 1 | Natural Gas Fired Combustion Turbine | 18 | Electric Utility
1097 | Merle Parr | 2 | Natural Gas Fired Combustion Turbine | 18 | Electric Utility
1104 | Burlington (IA) | 1 | Conventional Steam Coal | 212 | Electric Utility
1104 | Burlington (IA) | GT1 | Natural Gas Fired Combustion Turbine | 19.7 | Electric Utility
1104 | Burlington (IA) | GT2 | Natural Gas Fired Combustion Turbine | 19.7 | Electric Utility
1104 | Burlington (IA) | GT3 | Natural Gas Fired Combustion Turbine | 19.7 | Electric Utility
1104 | Burlington (IA) | GT4 | Natural Gas Fired Combustion Turbine | 19.7 | Electric Utility
1105 | Centerville | 1 | Petroleum Liquids | 2 | Electric Utility
1105 | Centerville | 2 | Petroleum Liquids | 2 | Electric Utility
1105 | Centerville | 3 | Petroleum Liquids | 2 | Electric Utility
1105 | Centerville | GT1 | Petroleum Liquids | 27 | Electric Utility
1105 | Centerville | GT2 | Petroleum Liquids | 27 | Electric Utility
1109 | Keokuk | 1 | Conventional Hydroelectric | 7.6 | Electric Utility
1109 | Keokuk | 10 | Conventional Hydroelectric | 8.8 | Electric Utility
1109 | Keokuk | 11 | Conventional Hydroelectric | 8.8 | Electric Utility
1109 | Keokuk | 12 | Conventional Hydroelectric | 8.8 | Electric Utility
1109 | Keokuk | 13 | Conventional Hydroelectric | 8.8 | Electric Utility
1109 | Keokuk | 14 | Conventional Hydroelectric | 8.8 | Electric Utility
1109 | Keokuk | 15 | Conventional Hydroelectric | 8.8 | Electric Utility
1109 | Keokuk | 2 | Conventional Hydroelectric | 7.6 | Electric Utility
1109 | Keokuk | 3 | Conventional Hydroelectric | 7.6 | Electric Utility
1109 | Keokuk | 4 | Conventional Hydroelectric | 7.6 | Electric Utility
1109 | Keokuk | 5 | Conventional Hydroelectric | 7.6 | Electric Utility
1109 | Keokuk | 6 | Conventional Hydroelectric | 7.6 | Electric Utility
1109 | Keokuk | 7 | Conventional Hydroelectric | 8.8 | Electric Utility
1109 | Keokuk | 8 | Conventional Hydroelectric | 8.8 | Electric Utility
1109 | Keokuk | 9 | Conventional Hydroelectric | 8.8 | Electric Utility
1120 | Algona | 6 | Petroleum Liquids | 3.2 | Electric Utility
1120 | Algona | 7 | Petroleum Liquids | 4.1 | Electric Utility
1120 | Algona | 8 | Petroleum Liquids | 4.4 | Electric Utility
1120 | Algona | 9 | Petroleum Liquids | 4.4 | Electric Utility
1121 | Alta Municipal Utilities | 1 | Petroleum Liquids | 1 | Electric Utility
1122 | Ames Electric Services Power Plant | 7 | Conventional Steam Coal | 37.5 | Electric Utility
1122 | Ames Electric Services Power Plant | 8 | Conventional Steam Coal | 71.3 | Electric Utility
1123 | Anita | 2 | Petroleum Liquids | 0.2 | Electric Utility
1123 | Anita | 3 | Petroleum Liquids | 0.3 | Electric Utility
1123 | Anita | 4 | Petroleum Liquids | 0.2 | Electric Utility
1123 | Anita | 5 | Petroleum Liquids | 0.2 | Electric Utility
1123 | Anita | 6 | Petroleum Liquids | 2 | Electric Utility
1124 | Atlantic | 1 | Petroleum Liquids | 5.3 | Electric Utility
1124 | Atlantic | 6 | Natural Gas Fired Combustion Turbine | 10 | Electric Utility
1125 | Bancroft | 5 | Petroleum Liquids | 0.6 | Electric Utility
1125 | Bancroft | 6 | Petroleum Liquids | 1.8 | Electric Utility
1125 | Bancroft | 7 | Petroleum Liquids | 1.8 | Electric Utility
1126 | Bellevue | 1 | Petroleum Liquids | 0.6 | Electric Utility
1126 | Bellevue | 2 | Petroleum Liquids | 1.6 | Electric Utility
1126 | Bellevue | 3 | Petroleum Liquids | 1.8 | Electric Utility
1126 | Bellevue | 4 | Petroleum Liquids | 0.7 | Electric Utility
1126 | Bellevue | 5 | Petroleum Liquids | 0.9 | Electric Utility
1126 | Bellevue | 6 | Petroleum Liquids | 3 | Electric Utility
1127 | Bloomfield | 1 | Natural Gas Internal Combustion Engine | 2.8 | Electric Utility
1127 | Bloomfield | 2 | Petroleum Liquids | 0.3 | Electric Utility
1127 | Bloomfield | 3 | Natural Gas Internal Combustion Engine | 2.7 | Electric Utility
1127 | Bloomfield | 4 | Petroleum Liquids | 0.3 | Electric Utility
1127 | Bloomfield | 5 | Natural Gas Internal Combustion Engine | 0.9 | Electric Utility
1127 | Bloomfield | 6 | Natural Gas Internal Combustion Engine | 1.5 | Electric Utility
1128 | Brooklyn | 7 | Petroleum Liquids | 2.3 | Electric Utility
1129 | Cascade | 1 | Petroleum Liquids | 0.7 | Electric Utility
1129 | Cascade | 2 | Petroleum Liquids | 2 | Electric Utility
1129 | Cascade | 3A | Petroleum Liquids | 1.8 | Electric Utility
1129 | Cascade | 4 | Petroleum Liquids | 0.7 | Electric Utility
1130 | Gas Turbine (IA) | 1 | Natural Gas Fired Combustion Turbine | 19.6 | Electric Utility
1130 | Gas Turbine (IA) | 2 | Natural Gas Fired Combustion Turbine | 23.8 | Electric Utility
1131 | Streeter Station | 6 | Conventional Steam Coal | 16.5 | Electric Utility
1131 | Streeter Station | 7 | Natural Gas Steam Turbine | 35 | Electric Utility
1132 | Coggon | IC1 | Petroleum Liquids | 0.6 | Electric Utility
1132 | Coggon | IC5 | Petroleum Liquids | 2 | Electric Utility
1134 | Corning | 5 | Petroleum Liquids | 2.8 | Electric Utility
1134 | Corning | 6 | Petroleum Liquids | 2 | Electric Utility
1134 | Corning | 7 | Petroleum Liquids | 2 | Electric Utility
1135 | Dayton (IA) | 5 | Petroleum Liquids | 1.8 | Electric Utility
1137 | Estherville | 2 | Petroleum Liquids | 1.6 | Electric Utility
1137 | Estherville | 3 | Natural Gas Internal Combustion Engine | 3 | Electric Utility
1137 | Estherville | 4 | Natural Gas Internal Combustion Engine | 4 | Electric Utility
1137 | Estherville | 5 | Natural Gas Internal Combustion Engine | 4 | Electric Utility
1137 | Estherville | 7 | Natural Gas Internal Combustion Engine | 3 | Electric Utility
1138 | Forest City Light Plant | 1 | Petroleum Liquids | 1.2 | Electric Utility
1138 | Forest City Light Plant | 2 | Petroleum Liquids | 2.7 | Electric Utility
1138 | Forest City Light Plant | 3 | Petroleum Liquids | 3.5 | Electric Utility
1138 | Forest City Light Plant | 4 | Petroleum Liquids | 6.3 | Electric Utility
1138 | Forest City Light Plant | 5 | Petroleum Liquids | 0.7 | Electric Utility
1138 | Forest City Light Plant | 6 | Petroleum Liquids | 7.6 | Electric Utility
1141 | Gowrie | 3 | Petroleum Liquids | 2.5 | Electric Utility
1142 | Graettinger | 4 | Petroleum Liquids | 0.5 | Electric Utility
1142 | Graettinger | 5 | Petroleum Liquids | 1.1 | Electric Utility
1142 | Graettinger | 6 | Petroleum Liquids | 2 | Electric Utility
1143 | Grand Junction | 2 | Petroleum Liquids | 1.7 | Electric Utility
1144 | Greenfield | 3 | Petroleum Liquids | 1.3 | Electric Utility
1144 | Greenfield | 4 | Petroleum Liquids | 1.8 | Electric Utility
1144 | Greenfield | 5 | Petroleum Liquids | 3 | Electric Utility
1145 | Grundy Center City Light Plant | IC1 | Petroleum Liquids | 2.2 | Electric Utility
1145 | Grundy Center City Light Plant | IC2 | Petroleum Liquids | 3.5 | Electric Utility
1145 | Grundy Center City Light Plant | IC3 | Petroleum Liquids | 3 | Electric Utility
1146 | Harlan | HMU1 | Petroleum Liquids | 1.7 | Electric Utility
1146 | Harlan | HMU2 | Petroleum Liquids | 1.7 | Electric Utility
1150 | Indianola | 5 | Petroleum Liquids | 4 | Electric Utility
1150 | Indianola | 6 | Petroleum Liquids | 5.1 | Electric Utility
1150 | Indianola | 7 | Petroleum Liquids | 20.6 | Electric Utility
1150 | Indianola | 8 | Petroleum Liquids | 20.3 | Electric Utility
1153 | Lake Park | 3 | Petroleum Liquids | 2 | Electric Utility
1153 | Lake Park | G2 | Petroleum Liquids | 2 | Electric Utility
1154 | Lake Mills | 1A | Petroleum Liquids | 3 | Electric Utility
1154 | Lake Mills | 4 | Petroleum Liquids | 1.3 | Electric Utility
1154 | Lake Mills | 5 | Petroleum Liquids | 0.9 | Electric Utility
1154 | Lake Mills | 6 | Petroleum Liquids | 5.7 | Electric Utility
1154 | Lake Mills | 7 | Petroleum Liquids | 7.6 | Electric Utility
1155 | Lamoni Municipal Utilities | 1 | Petroleum Liquids | 2.8 | Electric Utility
1155 | Lamoni Municipal Utilities | 2 | Petroleum Liquids | 0.2 | Electric Utility
1155 | Lamoni Municipal Utilities | 3 | Petroleum Liquids | 0.3 | Electric Utility
1155 | Lamoni Municipal Utilities | 4 | Petroleum Liquids | 0.6 | Electric Utility
1155 | Lamoni Municipal Utilities | 5 | Petroleum Liquids | 1.1 | Electric Utility
1155 | Lamoni Municipal Utilities | 6 | Petroleum Liquids | 0.5 | Electric Utility
1155 | Lamoni Municipal Utilities | 7 | Petroleum Liquids | 2.5 | Electric Utility
1155 | Lamoni Municipal Utilities | 8 | Petroleum Liquids | 2.5 | Electric Utility
1156 | La Porte | 3A | Petroleum Liquids | 1.8 | Electric Utility
1156 | La Porte | 4A | Petroleum Liquids | 1.8 | Electric Utility
1156 | La Porte | 6 | Petroleum Liquids | 1.8 | Electric Utility
1157 | Laurens | 3 | Petroleum Liquids | 0.8 | Electric Utility
1157 | Laurens | 4 | Petroleum Liquids | 0.8 | Electric Utility
1157 | Laurens | 5 | Petroleum Liquids | 2.5 | Electric Utility
1157 | Laurens | 6 | Petroleum Liquids | 2.5 | Electric Utility
1157 | Laurens | 7 | Petroleum Liquids | 2.5 | Electric Utility
1158 | Lenox | 1 | Petroleum Liquids | 0.3 | Electric Utility
1158 | Lenox | 2 | Petroleum Liquids | 1.1 | Electric Utility
1158 | Lenox | 3 | Petroleum Liquids | 0.9 | Electric Utility
1158 | Lenox | 4 | Petroleum Liquids | 1.8 | Electric Utility
1160 | Manning | 1 | Petroleum Liquids | 0.2 | Electric Utility
1160 | Manning | 2 | Petroleum Liquids | 0.2 | Electric Utility
1160 | Manning | 4 | Petroleum Liquids | 0.6 | Electric Utility
1160 | Manning | M1 | Petroleum Liquids | 2.3 | Electric Utility
1160 | Manning | M2 | Petroleum Liquids | 2.3 | Electric Utility
1160 | Manning | M3 | Petroleum Liquids | 2.3 | Electric Utility
1162 | Maquoketa 1 | 1A | Natural Gas Internal Combustion Engine | 3.1 | Electric Utility
1162 | Maquoketa 1 | 2A | Natural Gas Internal Combustion Engine | 3.1 | Electric Utility
1162 | Maquoketa 1 | 3 | Natural Gas Internal Combustion Engine | 2.1 | Electric Utility
1162 | Maquoketa 1 | 4A | Petroleum Liquids | 1.8 | Electric Utility
1162 | Maquoketa 1 | 5 | Natural Gas Internal Combustion Engine | 1.7 | Electric Utility
1162 | Maquoketa 1 | 6 | Natural Gas Internal Combustion Engine | 2.5 | Electric Utility
1162 | Maquoketa 1 | 7 | Natural Gas Internal Combustion Engine | 6.5 | Electric Utility
1162 | Maquoketa 1 | 8 | Petroleum Liquids | 1.8 | Electric Utility
1162 | Maquoketa 1 | 9 | Petroleum Liquids | 1.8 | Electric Utility
1163 | McGregor | 1 | Petroleum Liquids | 1.2 | Electric Utility
1163 | McGregor | 2 | Petroleum Liquids | 0.3 | Electric Utility
1163 | McGregor | 3 | Petroleum Liquids | 0.5 | Electric Utility
1164 | Milford | 1 | Petroleum Liquids | 0.6 | Electric Utility
1164 | Milford | 4 | Petroleum Liquids | 0.5 | Electric Utility
1164 | Milford | 5 | Petroleum Liquids | 1.8 | Electric Utility
1164 | Milford | 6 | Petroleum Liquids | 1.8 | Electric Utility
1164 | Milford | 7 | Petroleum Liquids | 1.8 | Electric Utility
1165 | Montezuma | 1 | Petroleum Liquids | 0.2 | Electric Utility
1165 | Montezuma | 10 | Petroleum Liquids | 0.2 | Electric Utility
1165 | Montezuma | 4 | Petroleum Liquids | 0.5 | Electric Utility
1165 | Montezuma | 5 | Petroleum Liquids | 1.1 | Electric Utility
1165 | Montezuma | 6 | Natural Gas Internal Combustion Engine | 1.7 | Electric Utility
1165 | Montezuma | 7 | Natural Gas Internal Combustion Engine | 2.5 | Electric Utility
1165 | Montezuma | 8 | Petroleum Liquids | 1.8 | Electric Utility
1165 | Montezuma | 9 | Petroleum Liquids | 1.8 | Electric Utility
1166 | Mt Pleasant | 1 | Petroleum Liquids | 2 | Electric Utility
1166 | Mt Pleasant | 10 | Petroleum Liquids | 2 | Electric Utility
1166 | Mt Pleasant | 11 | Petroleum Liquids | 2 | Electric Utility
1166 | Mt Pleasant | 12 | Petroleum Liquids | 2 | Electric Utility
1166 | Mt Pleasant | 2 | Petroleum Liquids | 2 | Electric Utility
1166 | Mt Pleasant | 3 | Petroleum Liquids | 2 | Electric Utility
1166 | Mt Pleasant | 4A | Petroleum Liquids | 2 | Electric Utility
1166 | Mt Pleasant | 5A | Petroleum Liquids | 2 | Electric Utility
1166 | Mt Pleasant | 6 | Petroleum Liquids | 2 | Electric Utility
1166 | Mt Pleasant | 7 | Petroleum Liquids | 2 | Electric Utility
1166 | Mt Pleasant | 8 | Petroleum Liquids | 2 | Electric Utility
1166 | Mt Pleasant | 9 | Petroleum Liquids | 2 | Electric Utility
1167 | Muscatine Plant #1 | 7 | Conventional Steam Coal | 25 | Electric Utility
1167 | Muscatine Plant #1 | 8 | Conventional Steam Coal | 75 | Electric Utility
1167 | Muscatine Plant #1 | 8A | Conventional Steam Coal | 18 | Electric Utility
1167 | Muscatine Plant #1 | 9 | Conventional Steam Coal | 175.5 | Electric Utility
1168 | New Hampton | 3 | Natural Gas Internal Combustion Engine | 3.5 | Electric Utility
1168 | New Hampton | 4 | Natural Gas Internal Combustion Engine | 6.2 | Electric Utility
1168 | New Hampton | 5 | Natural Gas Internal Combustion Engine | 6.2 | Electric Utility
1168 | New Hampton | 7 | Petroleum Liquids | 5.3 | Electric Utility
1168 | New Hampton | 8 | Petroleum Liquids | 5.3 | Electric Utility
1169 | Ogden | 4 | Petroleum Liquids | 0.4 | Electric Utility
1169 | Ogden | 5 | Petroleum Liquids | 1 | Electric Utility
1169 | Ogden | 6 | Petroleum Liquids | 2.5 | Electric Utility
1172 | Osage (IA) | 5 | Natural Gas Internal Combustion Engine | 3.2 | Electric Utility
1172 | Osage (IA) | 6 | Natural Gas Internal Combustion Engine | 6.2 | Electric Utility
1172 | Osage (IA) | 7 | Petroleum Liquids | 3.6 | Electric Utility
1172 | Osage (IA) | 8 | Petroleum Liquids | 3.6 | Electric Utility
1172 | Osage (IA) | W1 | Onshore Wind Turbine | 1.6 | Electric Utility
1173 | Ottumwa City of | 1 | Conventional Hydroelectric | 1 | Electric Utility
1173 | Ottumwa City of | 2 | Conventional Hydroelectric | 1.2 | Electric Utility
1173 | Ottumwa City of | 3 | Conventional Hydroelectric | 1 | Electric Utility
1176 | Preston (IA) | 1 | Petroleum Liquids | 0.7 | Electric Utility
1176 | Preston (IA) | 2 | Petroleum Liquids | 0.7 | Electric Utility
1176 | Preston (IA) | 4 | Natural Gas Internal Combustion Engine | 1.8 | Electric Utility
1177 | Primghar | 4 | Petroleum Liquids | 0.6 | Electric Utility
1177 | Primghar | 5 | Petroleum Liquids | 1.1 | Electric Utility
1180 | Rockford | 1 | Petroleum Liquids | 0.4 | Electric Utility
1180 | Rockford | 5 | Petroleum Liquids | 0.9 | Electric Utility
1180 | Rockford | 6 | Petroleum Liquids | 1.6 | Electric Utility
1181 | Rock Rapids | 1 | Petroleum Liquids | 2.5 | Electric Utility
1184 | Sibley One | 2 | Petroleum Liquids | 2 | Electric Utility
1184 | Sibley One | 3 | Petroleum Liquids | 1.2 | Electric Utility
1184 | Sibley One | 5 | Petroleum Liquids | 2 | Electric Utility
1186 | Spencer Gas Turbine | GT1 | Petroleum Liquids | 23.8 | Electric Utility
1187 | State Center | 1 | Petroleum Liquids | 0.6 | Electric Utility
1187 | State Center | 2 | Petroleum Liquids | 0.6 | Electric Utility
1187 | State Center | 3 | Petroleum Liquids | 1.3 | Electric Utility
1187 | State Center | 4 | Petroleum Liquids | 1.3 | Electric Utility
1187 | State Center | 6 | Natural Gas Internal Combustion Engine | 2.5 | Electric Utility
1188 | Story City | 1 | Petroleum Liquids | 1.3 | Electric Utility
1188 | Story City | 2 | Petroleum Liquids | 2 | Electric Utility
1188 | Story City | 4A | Petroleum Liquids | 3.5 | Electric Utility
1188 | Story City | 5A | Petroleum Liquids | 3.1 | Electric Utility
1188 | Story City | 6 | Petroleum Liquids | 2 | Electric Utility
1188 | Story City | 7 | Petroleum Liquids | 2 | Electric Utility
1190 | Stuart (IA) | 1 | Petroleum Liquids | 0.6 | Electric Utility
1190 | Stuart (IA) | 2 | Petroleum Liquids | 1.1 | Electric Utility
1190 | Stuart (IA) | 4 | Petroleum Liquids | 1.1 | Electric Utility
1191 | Sumner | 1 | Petroleum Liquids | 2.6 | Electric Utility
1191 | Sumner | 2 | Petroleum Liquids | 1.2 | Electric Utility
1191 | Sumner | 6 | Petroleum Liquids | 1.8 | Electric Utility
1192 | Traer Main | 3 | Petroleum Liquids | 1.1 | Electric Utility
1192 | Traer Main | 4 | Petroleum Liquids | 1.1 | Electric Utility
1192 | Traer Main | 5 | Petroleum Liquids | 0.6 | Electric Utility
1192 | Traer Main | 6 | Petroleum Liquids | 1.3 | Electric Utility
1193 | Villisca Municipal Power Plant | 5 | Petroleum Liquids | 2 | Electric Utility
1193 | Villisca Municipal Power Plant | 6 | Petroleum Liquids | 2 | Electric Utility
1194 | Vinton | 1 | Petroleum Liquids | 1.3 | Electric Utility
1194 | Vinton | 10 | Petroleum Liquids | 0.8 | Electric Utility
1194 | Vinton | 5 | Petroleum Liquids | 0.6 | Electric Utility
1194 | Vinton | 6 | Petroleum Liquids | 2.5 | Electric Utility
1194 | Vinton | 7 | Petroleum Liquids | 3.7 | Electric Utility
1194 | Vinton | 8 | Petroleum Liquids | 5.6 | Electric Utility
1194 | Vinton | 9 | Petroleum Liquids | 3 | Electric Utility
1198 | Webster City | 6 | Petroleum Liquids | 21.3 | Electric Utility
1199 | West Bend | 1 | Petroleum Liquids | 1.1 | Electric Utility
1199 | West Bend | 3 | Petroleum Liquids | 0.9 | Electric Utility
1199 | West Bend | 4 | Petroleum Liquids | 2.2 | Electric Utility
1199 | West Bend | 5 | Petroleum Liquids | 2.5 | Electric Utility
1200 | West Liberty | 2 | Petroleum Liquids | 2.5 | Electric Utility
1200 | West Liberty | 3 | Petroleum Liquids | 3 | Electric Utility
1200 | West Liberty | 5 | Petroleum Liquids | 5.5 | Electric Utility
1200 | West Liberty | 6 | Petroleum Liquids | 5.5 | Electric Utility
1201 | Whittemore | 4 | Petroleum Liquids | 1.1 | Electric Utility
1202 | Wilton | 5 | Petroleum Liquids | 1.6 | Electric Utility
1202 | Wilton | 6 | Petroleum Liquids | 1.6 | Electric Utility
1202 | Wilton | 7 | Petroleum Liquids | 1.6 | Electric Utility
1202 | Wilton | 8 | Petroleum Liquids | 2.2 | Electric Utility
1202 | Wilton | 9 | Petroleum Liquids | 2.2 | Electric Utility
1203 | Winterset | 2 | Petroleum Liquids | 1.5 | Electric Utility
1203 | Winterset | 3 | Petroleum Liquids | 1.7 | Electric Utility
1203 | Winterset | 4 | Petroleum Liquids | 4.4 | Electric Utility
1203 | Winterset | 5 | Petroleum Liquids | 2 | Electric Utility
1203 | Winterset | 6 | Petroleum Liquids | 2 | Electric Utility
1203 | Winterset | 7 | Petroleum Liquids | 2 | Electric Utility
1206 | Summit Lake | 1 | Natural Gas Fired Combined Cycle | 7.5 | Electric Utility
1206 | Summit Lake | 2 | Natural Gas Fired Combined Cycle | 7.5 | Electric Utility
1206 | Summit Lake | 3 | Natural Gas Fired Combined Cycle | 7.5 | Electric Utility
1206 | Summit Lake | GT1 | Natural Gas Fired Combined Cycle | 27 | Electric Utility
1206 | Summit Lake | GT2 | Natural Gas Fired Combined Cycle | 35.3 | Electric Utility
1217 | Earl F Wisdom | 1 | Natural Gas Steam Turbine | 37.5 | Electric Utility
1217 | Earl F Wisdom | 2 | Natural Gas Fired Combustion Turbine | 81.6 | Electric Utility
1224 | Bird City | 1 | Petroleum Liquids | 2 | Electric Utility
1224 | Bird City | 2 | Petroleum Liquids | 2 | Electric Utility
1225 | Colby | GT1 | Natural Gas Fired Combustion Turbine | 16 | Electric Utility
1230 | Cimarron River | 1 | Natural Gas Steam Turbine | 50 | Electric Utility
1230 | Cimarron River | 2 | Natural Gas Fired Combustion Turbine | 15 | Electric Utility
1233 | Fort Dodge | 4 | Natural Gas Steam Turbine | 149 | Electric Utility
1235 | Great Bend - Sunflower | 3 | Natural Gas Steam Turbine | 81.6 | Electric Utility
1239 | Riverton | 10 | Natural Gas Fired Combustion Turbine | 16.3 | Electric Utility
1239 | Riverton | 11 | Natural Gas Fired Combustion Turbine | 16.3 | Electric Utility
1239 | Riverton | 12 | Natural Gas Fired Combined Cycle | 148.8 | Electric Utility
1240 | Gordon Evans Energy Center | 1 | Natural Gas Steam Turbine | 136 | Electric Utility
1240 | Gordon Evans Energy Center | 2 | Natural Gas Steam Turbine | 390 | Electric Utility
1240 | Gordon Evans Energy Center | 5 | Petroleum Liquids | 2.9 | Electric Utility
1240 | Gordon Evans Energy Center | GT1 | Natural Gas Fired Combustion Turbine | 98.3 | Electric Utility
1240 | Gordon Evans Energy Center | GT2 | Natural Gas Fired Combustion Turbine | 98.3 | Electric Utility
1240 | Gordon Evans Energy Center | GT3 | Natural Gas Fired Combustion Turbine | 178.5 | Electric Utility
1241 | La Cygne | 1 | Conventional Steam Coal | 893 | Electric Utility
1241 | La Cygne | 2 | Conventional Steam Coal | 685 | Electric Utility
1242 | Murray Gill | 3 | Natural Gas Steam Turbine | 114 | Electric Utility
1242 | Murray Gill | 4 | Natural Gas Steam Turbine | 114 | Electric Utility
1248 | Hutchinson Energy Center | GT1 | Natural Gas Fired Combustion Turbine | 71 | Electric Utility
1248 | Hutchinson Energy Center | GT2 | Natural Gas Fired Combustion Turbine | 71 | Electric Utility
1248 | Hutchinson Energy Center | GT3 | Natural Gas Fired Combustion Turbine | 71 | Electric Utility
1248 | Hutchinson Energy Center | GT4 | Petroleum Liquids | 86 | Electric Utility
1248 | Hutchinson Energy Center | H1DG | Petroleum Liquids | 2.7 | Electric Utility
1250 | Lawrence Energy Center | 4 | Conventional Steam Coal | 114 | Electric Utility
1250 | Lawrence Energy Center | 5 | Conventional Steam Coal | 403 | Electric Utility
1252 | Tecumseh Energy Center | 7 | Conventional Steam Coal | 82 | Electric Utility
1258 | Anthony | IC1 | Natural Gas Internal Combustion Engine | 4.1 | Electric Utility
1258 | Anthony | IC2 | Natural Gas Internal Combustion Engine | 3 | Electric Utility
1258 | Anthony | IC3 | Natural Gas Internal Combustion Engine | 4 | Electric Utility
1259 | Ashland | 1 | Natural Gas Internal Combustion Engine | 0.6 | Electric Utility
1259 | Ashland | 2 | Natural Gas Internal Combustion Engine | 0.9 | Electric Utility
1259 | Ashland | 3 | Petroleum Liquids | 1.2 | Electric Utility
1259 | Ashland | 4B | Petroleum Liquids | 2 | Electric Utility
1259 | Ashland | 5 | Petroleum Liquids | 0.9 | Electric Utility
1261 | Augusta Electric Plant No 1 | 1 | Natural Gas Internal Combustion Engine | 1.1 | Electric Utility
1261 | Augusta Electric Plant No 1 | 2 | Petroleum Liquids | 0.3 | Electric Utility
1261 | Augusta Electric Plant No 1 | 3 | Natural Gas Internal Combustion Engine | 1 | Electric Utility
1261 | Augusta Electric Plant No 1 | 4 | Petroleum Liquids | 0.7 | Electric Utility
1261 | Augusta Electric Plant No 1 | 5 | Natural Gas Internal Combustion Engine | 2.2 | Electric Utility
1261 | Augusta Electric Plant No 1 | 6 | Natural Gas Internal Combustion Engine | 2.2 | Electric Utility
1261 | Augusta Electric Plant No 1 | 7 | Natural Gas Internal Combustion Engine | 2 | Electric Utility
1262 | Baldwin City Plant No 1 | 3 | Petroleum Liquids | 1.1 | Electric Utility
1262 | Baldwin City Plant No 1 | 4 | Petroleum Liquids | 2 | Electric Utility
1262 | Baldwin City Plant No 1 | 5 | Petroleum Liquids | 1.1 | Electric Utility
1262 | Baldwin City Plant No 1 | 6 | Petroleum Liquids | 1.1 | Electric Utility
1263 | Belleville | 4 | Petroleum Liquids | 1 | Electric Utility
1263 | Belleville | 5 | Petroleum Liquids | 1.7 | Electric Utility
1263 | Belleville | 6 | Petroleum Liquids | 3.7 | Electric Utility
1263 | Belleville | 7 | Petroleum Liquids | 5.1 | Electric Utility
1263 | Belleville | 8 | Petroleum Liquids | 2.8 | Electric Utility
1264 | Beloit | 1 | Petroleum Liquids | 1.5 | Electric Utility
1264 | Beloit | 2 | Petroleum Liquids | 1.5 | Electric Utility
1264 | Beloit | 3 | Petroleum Liquids | 2 | Electric Utility
1264 | Beloit | 4 | Petroleum Liquids | 3.5 | Electric Utility
1264 | Beloit | 5 | Petroleum Liquids | 0.7 | Electric Utility
1264 | Beloit | 6 | Petroleum Liquids | 4.1 | Electric Utility
1264 | Beloit | 7 | Petroleum Liquids | 6 | Electric Utility
1265 | Burlingame | 1 | Natural Gas Internal Combustion Engine | 1.1 | Electric Utility
1265 | Burlingame | 3 | Natural Gas Internal Combustion Engine | 0.9 | Electric Utility
1265 | Burlingame | 4 | Natural Gas Internal Combustion Engine | 1.1 | Electric Utility
1265 | Burlingame | 5 | Natural Gas Internal Combustion Engine | 0.9 | Electric Utility
1266 | Burlington (KS) | 1A | Petroleum Liquids | 2 | Electric Utility
1266 | Burlington (KS) | 2 | Natural Gas Internal Combustion Engine | 1.3 | Electric Utility
1266 | Burlington (KS) | 4A | Natural Gas Internal Combustion Engine | 2.3 | Electric Utility
1266 | Burlington (KS) | 5 | Natural Gas Internal Combustion Engine | 1 | Electric Utility
1266 | Burlington (KS) | IC6 | Natural Gas Internal Combustion Engine | 4.8 | Electric Utility
1268 | Chanute 2 | 14 | Natural Gas Fired Combustion Turbine | 60 | Electric Utility
1268 | Chanute 2 | 7 | Natural Gas Internal Combustion Engine | 2 | Electric Utility
1268 | Chanute 2 | 8 | Natural Gas Internal Combustion Engine | 2 | Electric Utility
1270 | Clay Center | 5 | Natural Gas Steam Turbine | 3 | Electric Utility
1270 | Clay Center | 6 | Natural Gas Steam Turbine | 5 | Electric Utility
1270 | Clay Center | IC1 | Natural Gas Internal Combustion Engine | 0.9 | Electric Utility
1270 | Clay Center | IC2 | Natural Gas Internal Combustion Engine | 2.1 | Electric Utility
1270 | Clay Center | IC3 | Natural Gas Internal Combustion Engine | 5.1 | Electric Utility
1270 | Clay Center | IC4 | Natural Gas Internal Combustion Engine | 3.5 | Electric Utility
1270 | Clay Center | IC5 | Natural Gas Internal Combustion Engine | 3.5 | Electric Utility
1270 | Clay Center | IC6 | Natural Gas Internal Combustion Engine | 6.8 | Electric Utility
1271 | Coffeyville | 1 | Petroleum Liquids | 2 | Electric Utility
1271 | Coffeyville | 2 | Petroleum Liquids | 2 | Electric Utility
1271 | Coffeyville | 6 | Natural Gas Steam Turbine | 18.7 | Electric Utility
1271 | Coffeyville | 7 | Natural Gas Steam Turbine | 40 | Electric Utility
1272 | Colby City of | 3 | Petroleum Liquids | 2.5 | Electric Utility
1272 | Colby City of | 4 | Petroleum Liquids | 1.7 | Electric Utility
1272 | Colby City of | 5 | Petroleum Liquids | 1.3 | Electric Utility
1272 | Colby City of | 6 | Petroleum Liquids | 4.5 | Electric Utility
1272 | Colby City of | 7 | Petroleum Liquids | 4.5 | Electric Utility
1272 | Colby City of | 8 | Petroleum Liquids | 2.7 | Electric Utility
1274 | Ellinwood | 1 | Petroleum Liquids | 2.1 | Electric Utility
1274 | Ellinwood | 2 | Petroleum Liquids | 1.4 | Electric Utility
1274 | Ellinwood | 3 | Petroleum Liquids | 0.6 | Electric Utility
1274 | Ellinwood | 4 | Petroleum Liquids | 1.1 | Electric Utility
1274 | Ellinwood | 5 | Petroleum Liquids | 3.3 | Electric Utility
1276 | Erie | 3 | Petroleum Liquids | 1 | Electric Utility
1276 | Erie | 6 | Petroleum Liquids | 1.1 | Electric Utility
1276 | Erie | 7 | Petroleum Liquids | 1.1 | Electric Utility
1276 | Erie | 8 | Petroleum Liquids | 1.1 | Electric Utility
1278 | Garnett Municipal | 1 | Petroleum Liquids | 1.5 | Electric Utility
1278 | Garnett Municipal | 2 | Petroleum Liquids | 0.4 | Electric Utility
1278 | Garnett Municipal | 3 | Petroleum Liquids | 1.5 | Electric Utility
1278 | Garnett Municipal | 4 | Petroleum Liquids | 0.9 | Electric Utility
1278 | Garnett Municipal | 7 | Petroleum Liquids | 2.5 | Electric Utility
1278 | Garnett Municipal | IC5 | Petroleum Liquids | 2.4 | Electric Utility
1278 | Garnett Municipal | IC6 | Petroleum Liquids | 2.5 | Electric Utility
1279 | Girard | 1 | Natural Gas Internal Combustion Engine | 1.4 | Electric Utility
1279 | Girard | 4 | Natural Gas Internal Combustion Engine | 2.2 | Electric Utility
1279 | Girard | 6 | Natural Gas Internal Combustion Engine | 3.5 | Electric Utility
1279 | Girard | 7 | Natural Gas Internal Combustion Engine | 3.7 | Electric Utility
1280 | Goodland | 10 | Natural Gas Internal Combustion Engine | 2 | Electric Utility
1280 | Goodland | 11 | Natural Gas Internal Combustion Engine | 4.3 | Electric Utility
1280 | Goodland | 12 | Natural Gas Internal Combustion Engine | 1 | Electric Utility
1280 | Goodland | 13 | Natural Gas Internal Combustion Engine | 1.3 | Electric Utility
1280 | Goodland | 3 | Petroleum Liquids | 0.7 | Electric Utility
1280 | Goodland | 6 | Natural Gas Internal Combustion Engine | 2.2 | Electric Utility
1280 | Goodland | 7 | Natural Gas Internal Combustion Engine | 2.2 | Electric Utility
1280 | Goodland | 8 | Natural Gas Internal Combustion Engine | 5 | Electric Utility
1283 | Herington | 4B | Petroleum Liquids | 1.6 | Electric Utility
1285 | Hill City | 1 | Natural Gas Internal Combustion Engine | 1.3 | Electric Utility
1285 | Hill City | 2 | Natural Gas Internal Combustion Engine | 1.3 | Electric Utility
1285 | Hill City | 3 | Natural Gas Internal Combustion Engine | 0.6 | Electric Utility
1285 | Hill City | 4 | Natural Gas Internal Combustion Engine | 1.1 | Electric Utility
1285 | Hill City | 5 | Natural Gas Internal Combustion Engine | 1.3 | Electric Utility
1285 | Hill City | 6 | Natural Gas Internal Combustion Engine | 1.3 | Electric Utility
1286 | Hoisington | 2A | Petroleum Liquids | 1 | Electric Utility
1286 | Hoisington | 6 | Natural Gas Internal Combustion Engine | 2 | Electric Utility
1286 | Hoisington | 7 | Natural Gas Internal Combustion Engine | 4 | Electric Utility
1286 | Hoisington | 8 | Natural Gas Internal Combustion Engine | 7 | Electric Utility
1287 | Holton | 10 | Petroleum Liquids | 2 | Electric Utility
1287 | Holton | 11 | Petroleum Liquids | 2.4 | Electric Utility
1287 | Holton | 12 | Natural Gas Internal Combustion Engine | 3.1 | Electric Utility
1287 | Holton | 13 | Natural Gas Internal Combustion Engine | 3.1 | Electric Utility
1287 | Holton | 6 | Petroleum Liquids | 1.8 | Electric Utility
1287 | Holton | 7 | Petroleum Liquids | 2.8 | Electric Utility
1287 | Holton | 8 | Petroleum Liquids | 4.3 | Electric Utility
1287 | Holton | 9 | Petroleum Liquids | 2 | Electric Utility
1291 | Iola | 1 | Natural Gas Internal Combustion Engine | 5 | Electric Utility
1291 | Iola | 10 | Petroleum Liquids | 2.7 | Electric Utility
1291 | Iola | 2 | Natural Gas Internal Combustion Engine | 5 | Electric Utility
1291 | Iola | 6 | Petroleum Liquids | 2.7 | Electric Utility
1291 | Iola | 7 | Petroleum Liquids | 2.7 | Electric Utility
1291 | Iola | 8 | Petroleum Liquids | 2.7 | Electric Utility
1291 | Iola | 9 | Petroleum Liquids | 2.7 | Electric Utility
1292 | Jetmore | 8 | Petroleum Liquids | 2.5 | Electric Utility
1294 | Kaw | 1 | Natural Gas Steam Turbine | 50.1 | Electric Utility
1294 | Kaw | 2 | Natural Gas Steam Turbine | 50.1 | Electric Utility
1294 | Kaw | 3 | Natural Gas Steam Turbine | 65.5 | Electric Utility
1295 | Quindaro | GT1 | Natural Gas Fired Combustion Turbine | 17.9 | Electric Utility
1295 | Quindaro | GT2 | Petroleum Liquids | 65.7 | Electric Utility
1295 | Quindaro | GT3 | Petroleum Liquids | 65.7 | Electric Utility
1295 | Quindaro | ST1 | Natural Gas Steam Turbine | 81.6 | Electric Utility
1295 | Quindaro | ST2 | Natural Gas Steam Turbine | 157.5 | Electric Utility
1296 | Kingman Municipal Power and Light Plant | 2 | Natural Gas Internal Combustion Engine | 2.2 | Electric Utility
1296 | Kingman Municipal Power and Light Plant | 4 | Natural Gas Internal Combustion Engine | 2.2 | Electric Utility
1296 | Kingman Municipal Power and Light Plant | 6 | Natural Gas Internal Combustion Engine | 3.5 | Electric Utility
1296 | Kingman Municipal Power and Light Plant | 7 | Natural Gas Internal Combustion Engine | 2.4 | Electric Utility
1296 | Kingman Municipal Power and Light Plant | 8 | Natural Gas Internal Combustion Engine | 2.5 | Electric Utility
1296 | Kingman Municipal Power and Light Plant | 9 | Natural Gas Internal Combustion Engine | 6.3 | Electric Utility
1297 | La Crosse | 1 | Petroleum Liquids | 1.1 | Electric Utility
1297 | La Crosse | 2 | Petroleum Liquids | 1.1 | Electric Utility
1297 | La Crosse | 5 | Petroleum Liquids | 1.5 | Electric Utility
1297 | La Crosse | 6 | Petroleum Liquids | 1.8 | Electric Utility
1299 | Larned | CAT | Petroleum Liquids | 2 | Electric Utility
1299 | Larned | CAT1 | Petroleum Liquids | 2 | Electric Utility
1299 | Larned | CAT2 | Petroleum Liquids | 2 | Electric Utility
1299 | Larned | CAT3 | Petroleum Liquids | 2 | Electric Utility
1299 | Larned | CAT4 | Petroleum Liquids | 2 | Electric Utility
1299 | Larned | IC5 | Petroleum Liquids | 6.4 | Electric Utility
1300 | Lincoln | 1 | Natural Gas Internal Combustion Engine | 1.3 | Electric Utility
1300 | Lincoln | 2 | Natural Gas Internal Combustion Engine | 1.3 | Electric Utility
1300 | Lincoln | 4 | Natural Gas Internal Combustion Engine | 0.7 | Electric Utility
1300 | Lincoln | 5 | Natural Gas Internal Combustion Engine | 1.3 | Electric Utility
1300 | Lincoln | 6 | Natural Gas Internal Combustion Engine | 2.5 | Electric Utility
1300 | Lincoln | 7 | Natural Gas Internal Combustion Engine | 3.5 | Electric Utility
1305 | McPherson 2 | GT1 | Natural Gas Fired Combustion Turbine | 72.4 | Electric Utility
1305 | McPherson 2 | GT2 | Petroleum Liquids | 71.2 | Electric Utility
1305 | McPherson 2 | GT3 | Natural Gas Fired Combustion Turbine | 71.2 | Electric Utility
1306 | Meade | 2 | Natural Gas Internal Combustion Engine | 0.9 | Electric Utility
1306 | Meade | 3 | Natural Gas Internal Combustion Engine | 1.1 | Electric Utility
1306 | Meade | 4 | Natural Gas Internal Combustion Engine | 1.4 | Electric Utility
1306 | Meade | 5 | Petroleum Liquids | 2.1 | Electric Utility
1306 | Meade | 6 | Natural Gas Internal Combustion Engine | 2.7 | Electric Utility
1307 | Minneapolis City of | 3 | Natural Gas Internal Combustion Engine | 1.3 | Electric Utility
1307 | Minneapolis City of | 4 | Natural Gas Internal Combustion Engine | 0.7 | Electric Utility
1307 | Minneapolis City of | 5 | Natural Gas Internal Combustion Engine | 2.1 | Electric Utility
1307 | Minneapolis City of | 6 | Natural Gas Internal Combustion Engine | 3 | Electric Utility
1307 | Minneapolis City of | 7 | Petroleum Liquids | 2 | Electric Utility
1308 | Mulvane Power Plant | 1 | Petroleum Liquids | 0.3 | Electric Utility
1308 | Mulvane Power Plant | 2 | Petroleum Liquids | 0.3 | Electric Utility
1308 | Mulvane Power Plant | 3 | Natural Gas Internal Combustion Engine | 1.3 | Electric Utility
1308 | Mulvane Power Plant | 4 | Natural Gas Internal Combustion Engine | 1.3 | Electric Utility
1308 | Mulvane Power Plant | 5 | Petroleum Liquids | 0.8 | Electric Utility
1308 | Mulvane Power Plant | 6 | Natural Gas Internal Combustion Engine | 2 | Electric Utility
1308 | Mulvane Power Plant | 7 | Petroleum Liquids | 0.6 | Electric Utility
1308 | Mulvane Power Plant | 8 | Petroleum Liquids | 0.6 | Electric Utility
1312 | Oberlin (KS) | 1 | Natural Gas Internal Combustion Engine | 1.1 | Electric Utility
1312 | Oberlin (KS) | 2 | Natural Gas Internal Combustion Engine | 0.8 | Electric Utility
1312 | Oberlin (KS) | 4 | Natural Gas Internal Combustion Engine | 1.5 | Electric Utility
1312 | Oberlin (KS) | 5 | Natural Gas Internal Combustion Engine | 2 | Electric Utility
1312 | Oberlin (KS) | 6 | Natural Gas Internal Combustion Engine | 1.5 | Electric Utility
1313 | Osage City | 1 | Natural Gas Internal Combustion Engine | 1.1 | Electric Utility
1313 | Osage City | 10 | Petroleum Liquids | 0.8 | Electric Utility
1313 | Osage City | 2 | Natural Gas Internal Combustion Engine | 1.2 | Electric Utility
1313 | Osage City | 4 | Natural Gas Internal Combustion Engine | 2 | Electric Utility
1313 | Osage City | 5 | Natural Gas Internal Combustion Engine | 2 | Electric Utility
1313 | Osage City | 7 | Natural Gas Internal Combustion Engine | 1.7 | Electric Utility
1313 | Osage City | 8 | Petroleum Liquids | 0.8 | Electric Utility
1313 | Osage City | IC3 | Natural Gas Internal Combustion Engine | 2 | Electric Utility
1313 | Osage City | IC6 | Natural Gas Internal Combustion Engine | 1.1 | Electric Utility
1314 | Osawatomie City of | 2 | Petroleum Liquids | 2.3 | Electric Utility
1314 | Osawatomie City of | 4 | Petroleum Liquids | 1.2 | Electric Utility
1314 | Osawatomie City of | 5 | Petroleum Liquids | 3.1 | Electric Utility
1315 | Osborne | 1 | Petroleum Liquids | 2.3 | Electric Utility
1315 | Osborne | 2 | Petroleum Liquids | 2 | Electric Utility
1315 | Osborne | 3 | Petroleum Liquids | 1.1 | Electric Utility
1315 | Osborne | 6 | Natural Gas Internal Combustion Engine | 0.5 | Electric Utility
1315 | Osborne | 7 | Natural Gas Internal Combustion Engine | 0.5 | Electric Utility
1315 | Osborne | 8 | Natural Gas Internal Combustion Engine | 0.7 | Electric Utility
1316 | Ottawa | GT1 | Natural Gas Fired Combustion Turbine | 11.5 | Electric Utility
1316 | Ottawa | IC3 | Natural Gas Internal Combustion Engine | 3.7 | Electric Utility
1316 | Ottawa | IC4 | Natural Gas Internal Combustion Engine | 3.5 | Electric Utility
1316 | Ottawa | IC6 | Natural Gas Internal Combustion Engine | 6 | Electric Utility
1316 | Ottawa | IC7 | Natural Gas Internal Combustion Engine | 6 | Electric Utility
1317 | Pratt | 5 | Natural Gas Steam Turbine | 14 | Electric Utility
1317 | Pratt | IC1 | Petroleum Liquids | 1.5 | Electric Utility
1319 | Russell Downtown | 11 | Natural Gas Internal Combustion Engine | 3.6 | Electric Utility
1319 | Russell Downtown | 12 | Natural Gas Internal Combustion Engine | 3.6 | Electric Utility
1319 | Russell Downtown | 7 | Natural Gas Internal Combustion Engine | 3.5 | Electric Utility
1319 | Russell Downtown | 8 | Petroleum Liquids | 2.5 | Electric Utility
1319 | Russell Downtown | 9 | Petroleum Liquids | 2.5 | Electric Utility
1320 | Sabetha Power Plant | 11 | Petroleum Liquids | 3 | Electric Utility
1320 | Sabetha Power Plant | 12 | Natural Gas Internal Combustion Engine | 4.4 | Electric Utility
1320 | Sabetha Power Plant | 2 | Petroleum Liquids | 1.5 | Electric Utility
1320 | Sabetha Power Plant | 3 | Petroleum Liquids | 0.8 | Electric Utility
1320 | Sabetha Power Plant | 4 | Petroleum Liquids | 1 | Electric Utility
1320 | Sabetha Power Plant | 5 | Petroleum Liquids | 1.4 | Electric Utility
1320 | Sabetha Power Plant | 6 | Petroleum Liquids | 1.4 | Electric Utility
1320 | Sabetha Power Plant | 7 | Petroleum Liquids | 2.2 | Electric Utility
1320 | Sabetha Power Plant | 8 | Petroleum Liquids | 2.5 | Electric Utility
1320 | Sabetha Power Plant | IC10 | Petroleum Liquids | 2.5 | Electric Utility
1320 | Sabetha Power Plant | IC9 | Petroleum Liquids | 1.1 | Electric Utility
1321 | St Francis | 2 | Petroleum Liquids | 1.5 | Electric Utility
1321 | St Francis | 3 | Petroleum Liquids | 0.8 | Electric Utility
1321 | St Francis | 4 | Petroleum Liquids | 2.7 | Electric Utility
1321 | St Francis | 5 | Petroleum Liquids | 0.9 | Electric Utility
1322 | St John | 2 | Petroleum Liquids | 1.3 | Electric Utility
1322 | St John | 4 | Petroleum Liquids | 1.7 | Electric Utility
1322 | St John | 5 | Petroleum Liquids | 2 | Electric Utility
1324 | Sharon Spring | 1 | Natural Gas Internal Combustion Engine | 1 | Electric Utility
1324 | Sharon Spring | 2 | Natural Gas Internal Combustion Engine | 1 | Electric Utility
1324 | Sharon Spring | 3 | Natural Gas Internal Combustion Engine | 0.4 | Electric Utility
1324 | Sharon Spring | 4 | Natural Gas Internal Combustion Engine | 0.6 | Electric Utility
1325 | Stafford | 4 | Petroleum Liquids | 1.4 | Electric Utility
1325 | Stafford | 5 | Petroleum Liquids | 1.1 | Electric Utility
1326 | Sterling | 1 | Petroleum Liquids | 1.5 | Electric Utility
1326 | Sterling | 2 | Petroleum Liquids | 0.5 | Electric Utility
1326 | Sterling | 3 | Petroleum Liquids | 3 | Electric Utility
1326 | Sterling | 4 | Petroleum Liquids | 1.1 | Electric Utility
1326 | Sterling | 5 | Petroleum Liquids | 1.4 | Electric Utility
1326 | Sterling | 6 | Petroleum Liquids | 1.4 | Electric Utility
1326 | Sterling | 7 | Petroleum Liquids | 1.4 | Electric Utility
1327 | Stockton | 1 | Natural Gas Internal Combustion Engine | 1.1 | Electric Utility
1327 | Stockton | 2 | Natural Gas Internal Combustion Engine | 1.1 | Electric Utility
1327 | Stockton | 3 | Natural Gas Internal Combustion Engine | 2 | Electric Utility
1327 | Stockton | 4 | Natural Gas Internal Combustion Engine | 0.5 | Electric Utility
1327 | Stockton | 5 | Natural Gas Internal Combustion Engine | 1.3 | Electric Utility
1328 | Wamego | 1 | Natural Gas Internal Combustion Engine | 1.3 | Electric Utility
1328 | Wamego | 3 | Natural Gas Internal Combustion Engine | 1.3 | Electric Utility
1328 | Wamego | 4 | Natural Gas Internal Combustion Engine | 1.1 | Electric Utility
1328 | Wamego | 5 | Natural Gas Internal Combustion Engine | 2 | Electric Utility
1328 | Wamego | 6 | Natural Gas Internal Combustion Engine | 2.4 | Electric Utility
1328 | Wamego | 7 | Natural Gas Internal Combustion Engine | 1.3 | Electric Utility
1328 | Wamego | 8 | Natural Gas Internal Combustion Engine | 1.3 | Electric Utility
1328 | Wamego | 9 | Natural Gas Internal Combustion Engine | 1.3 | Electric Utility
1329 | Washington | 1 | Petroleum Liquids | 1.2 | Electric Utility
1329 | Washington | 2 | Petroleum Liquids | 1 | Electric Utility
1329 | Washington | 3 | Petroleum Liquids | 0.9 | Electric Utility
1329 | Washington | 5 | Petroleum Liquids | 0.6 | Electric Utility
1329 | Washington | 6 | Petroleum Liquids | 1.5 | Electric Utility
1329 | Washington | 7 | Petroleum Liquids | 1.1 | Electric Utility
1329 | Washington | IC4 | Petroleum Liquids | 2.6 | Electric Utility
1330 | Wellington 1 | 4 | Natural Gas Steam Turbine | 20 | Electric Utility
1330 | Wellington 1 | 7 | Petroleum Liquids | 2 | Electric Utility
1330 | Wellington 1 | 8 | Petroleum Liquids | 2 | Electric Utility
1332 | West 14th Street | GT1 | Natural Gas Fired Combustion Turbine | 11 | Electric Utility
1336 | Garden City | S2 | Natural Gas Steam Turbine | 97.9 | Electric Utility
1336 | Garden City | S3 | Natural Gas Fired Combustion Turbine | 16 | Electric Utility
1336 | Garden City | S4 | Natural Gas Fired Combustion Turbine | 71.2 | Electric Utility
1336 | Garden City | S5 | Natural Gas Fired Combustion Turbine | 71.2 | Electric Utility
1353 | Big Sandy | 1 | Conventional Steam Coal | 280.5 | Electric Utility
1354 | Dix Dam | 1 | Conventional Hydroelectric | 9.4 | Electric Utility
1354 | Dix Dam | 2 | Conventional Hydroelectric | 9.4 | Electric Utility
1354 | Dix Dam | 3 | Conventional Hydroelectric | 9.4 | Electric Utility
1355 | E W Brown | 1 | Conventional Steam Coal | 113.6 | Electric Utility
1355 | E W Brown | 10 | Natural Gas Fired Combustion Turbine | 126 | Electric Utility
1355 | E W Brown | 11 | Natural Gas Fired Combustion Turbine | 126 | Electric Utility
1355 | E W Brown | 2 | Conventional Steam Coal | 179.5 | Electric Utility
1355 | E W Brown | 3 | Conventional Steam Coal | 464 | Electric Utility
1355 | E W Brown | 5 | Natural Gas Fired Combustion Turbine | 123 | Electric Utility
1355 | E W Brown | 6 | Natural Gas Fired Combustion Turbine | 176.8 | Electric Utility
1355 | E W Brown | 7 | Natural Gas Fired Combustion Turbine | 176.8 | Electric Utility
1355 | E W Brown | 8 | Natural Gas Fired Combustion Turbine | 126 | Electric Utility
1355 | E W Brown | 9 | Natural Gas Fired Combustion Turbine | 126 | Electric Utility
1356 | Ghent | 1 | Conventional Steam Coal | 556.9 | Electric Utility
1356 | Ghent | 2 | Conventional Steam Coal | 556.3 | Electric Utility
1356 | Ghent | 3 | Conventional Steam Coal | 556.5 | Electric Utility
1356 | Ghent | 4 | Conventional Steam Coal | 556.2 | Electric Utility
1358 | Haefling | 1 | Natural Gas Fired Combustion Turbine | 20.7 | Electric Utility
1358 | Haefling | 2 | Natural Gas Fired Combustion Turbine | 20.7 | Electric Utility
1359 | Mother Ann Lee | 1 | Conventional Hydroelectric | 0.7 | IPP Non-CHP
1359 | Mother Ann Lee | 2 | Conventional Hydroelectric | 0.7 | IPP Non-CHP
1359 | Mother Ann Lee | 3 | Conventional Hydroelectric | 0.7 | IPP Non-CHP
1363 | Cane Run | 11 | Natural Gas Fired Combustion Turbine | 16.3 | Electric Utility
1363 | Cane Run | 7A | Natural Gas Fired Combined Cycle | 260 | Electric Utility
1363 | Cane Run | 7B | Natural Gas Fired Combined Cycle | 260 | Electric Utility
1363 | Cane Run | 7S | Natural Gas Fired Combined Cycle | 287 | Electric Utility
1364 | Mill Creek (KY) | 1 | Conventional Steam Coal | 355.5 | Electric Utility
1364 | Mill Creek (KY) | 2 | Conventional Steam Coal | 355.5 | Electric Utility
1364 | Mill Creek (KY) | 3 | Conventional Steam Coal | 462.6 | Electric Utility
1364 | Mill Creek (KY) | 4 | Conventional Steam Coal | 543.6 | Electric Utility
1365 | Ohio Falls | 1 | Conventional Hydroelectric | 10 | Electric Utility
1365 | Ohio Falls | 2 | Conventional Hydroelectric | 10 | Electric Utility
1365 | Ohio Falls | 3 | Conventional Hydroelectric | 10 | Electric Utility
1365 | Ohio Falls | 4 | Conventional Hydroelectric | 10 | Electric Utility
1365 | Ohio Falls | 5 | Conventional Hydroelectric | 10 | Electric Utility
1365 | Ohio Falls | 6 | Conventional Hydroelectric | 12.6 | Electric Utility
1365 | Ohio Falls | 7 | Conventional Hydroelectric | 12.6 | Electric Utility
1365 | Ohio Falls | 8 | Conventional Hydroelectric | 10 | Electric Utility
1366 | Paddys Run | 11 | Natural Gas Fired Combustion Turbine | 16 | Electric Utility
1366 | Paddys Run | 12 | Natural Gas Fired Combustion Turbine | 32.6 | Electric Utility
1366 | Paddys Run | 13 | Natural Gas Fired Combustion Turbine | 178 | Electric Utility
1368 | Zorn | 1 | Natural Gas Fired Combustion Turbine | 18 | Electric Utility
1371 | Barkley | 1 | Conventional Hydroelectric | 32.5 | Electric Utility
1371 | Barkley | 2 | Conventional Hydroelectric | 32.5 | Electric Utility
1371 | Barkley | 3 | Conventional Hydroelectric | 32.5 | Electric Utility
1371 | Barkley | 4 | Conventional Hydroelectric | 32.5 | Electric Utility
1374 | Elmer Smith | 1 | Conventional Steam Coal | 163.2 | Electric Utility
1374 | Elmer Smith | 2 | Conventional Steam Coal | 282.1 | Electric Utility
1376 | Paris (KY) | 1 | Petroleum Liquids | 1.3 | Electric Utility
1376 | Paris (KY) | 2 | Petroleum Liquids | 1.3 | Electric Utility
1376 | Paris (KY) | 3 | Petroleum Liquids | 0.7 | Electric Utility
1376 | Paris (KY) | 4 | Petroleum Liquids | 0.9 | Electric Utility
1376 | Paris (KY) | 5 | Petroleum Liquids | 1.1 | Electric Utility
1376 | Paris (KY) | 6 | Petroleum Liquids | 3.1 | Electric Utility
1376 | Paris (KY) | 7 | Petroleum Liquids | 3.1 | Electric Utility
1377 | Kentucky Dam | 1 | Conventional Hydroelectric | 44.6 | Electric Utility
1377 | Kentucky Dam | 2 | Conventional Hydroelectric | 42.4 | Electric Utility
1377 | Kentucky Dam | 3 | Conventional Hydroelectric | 42.4 | Electric Utility
1377 | Kentucky Dam | 4 | Conventional Hydroelectric | 44.6 | Electric Utility
1377 | Kentucky Dam | 5 | Conventional Hydroelectric | 44.6 | Electric Utility
1378 | Paradise | 1 | Conventional Steam Coal | 704 | Electric Utility
1378 | Paradise | 2 | Conventional Steam Coal | 704 | Electric Utility
1378 | Paradise | 3 | Conventional Steam Coal | 1150.2 | Electric Utility
1379 | Shawnee | 1 | Conventional Steam Coal | 175 | Electric Utility
1379 | Shawnee | 2 | Conventional Steam Coal | 175 | Electric Utility
1379 | Shawnee | 3 | Conventional Steam Coal | 175 | Electric Utility
1379 | Shawnee | 4 | Conventional Steam Coal | 175 | Electric Utility
1379 | Shawnee | 5 | Conventional Steam Coal | 175 | Electric Utility
1379 | Shawnee | 6 | Conventional Steam Coal | 175 | Electric Utility
1379 | Shawnee | 7 | Conventional Steam Coal | 175 | Electric Utility
1379 | Shawnee | 8 | Conventional Steam Coal | 175 | Electric Utility
1379 | Shawnee | 9 | Conventional Steam Coal | 175 | Electric Utility
1380 | Wolf Creek | 1 | Conventional Hydroelectric | 45 | Electric Utility
1380 | Wolf Creek | 2 | Conventional Hydroelectric | 45 | Electric Utility
1380 | Wolf Creek | 3 | Conventional Hydroelectric | 45 | Electric Utility
1380 | Wolf Creek | 4 | Conventional Hydroelectric | 45 | Electric Utility
1380 | Wolf Creek | 5 | Conventional Hydroelectric | 45 | Electric Utility
1380 | Wolf Creek | 6 | Conventional Hydroelectric | 45 | Electric Utility
1381 | Kenneth C Coleman | 1 | Conventional Steam Coal | 205 | Electric Utility
1381 | Kenneth C Coleman | 2 | Conventional Steam Coal | 205 | Electric Utility
1381 | Kenneth C Coleman | 3 | Conventional Steam Coal | 192 | Electric Utility
1382 | HMP&L Station Two Henderson | 1 | Conventional Steam Coal | 200 | Electric Utility
1382 | HMP&L Station Two Henderson | 2 | Conventional Steam Coal | 205 | Electric Utility
1383 | Robert A Reid | 1 | Petroleum Liquids | 96 | Electric Utility
1383 | Robert A Reid | GEN2 | Natural Gas Fired Combustion Turbine | 98.8 | Electric Utility
1384 | Cooper | 1 | Conventional Steam Coal | 113.6 | Electric Utility
1384 | Cooper | 2 | Conventional Steam Coal | 230.4 | Electric Utility
1385 | Dale | 3 | Conventional Steam Coal | 81 | Electric Utility
1385 | Dale | 4 | Conventional Steam Coal | 81 | Electric Utility
1391 | Louisiana 1 | 1A | Other Gases | 23 | Industrial CHP
1391 | Louisiana 1 | 2A | Other Gases | 62.5 | Industrial CHP
1391 | Louisiana 1 | 3A | Other Gases | 63 | Industrial CHP
1391 | Louisiana 1 | 4A | Other Gases | 129.1 | Industrial CHP
1391 | Louisiana 1 | 5A | Other Gases | 173.3 | Industrial CHP
1392 | Louisiana 2 | 10 | Natural Gas Steam Turbine | 50 | Electric Utility
1392 | Louisiana 2 | 11 | Natural Gas Steam Turbine | 50 | Electric Utility
1392 | Louisiana 2 | 12 | Natural Gas Steam Turbine | 75 | Electric Utility
1393 | R S Nelson | 1 | Petroleum Coke | 113.6 | Electric Utility
1393 | R S Nelson | 2 | Petroleum Coke | 113.6 | Electric Utility
1393 | R S Nelson | 3 | Natural Gas Steam Turbine | 163.2 | Electric Utility
1393 | R S Nelson | 4 | Natural Gas Steam Turbine | 591.8 | Electric Utility
1393 | R S Nelson | 6 | Conventional Steam Coal | 614.6 | Electric Utility
1394 | Willow Glen | 1 | Natural Gas Steam Turbine | 163.2 | Electric Utility
1394 | Willow Glen | 2 | Natural Gas Steam Turbine | 239.4 | Electric Utility
1394 | Willow Glen | 3 | Natural Gas Steam Turbine | 591.8 | Electric Utility
1394 | Willow Glen | 4 | Natural Gas Steam Turbine | 591.8 | Electric Utility
1394 | Willow Glen | 5 | Natural Gas Steam Turbine | 591.8 | Electric Utility
1396 | Coughlin Power Station | 6 | Natural Gas Fired Combined Cycle | 113.6 | Electric Utility
1396 | Coughlin Power Station | 7 | Natural Gas Fired Combined Cycle | 243.1 | Electric Utility
1396 | Coughlin Power Station | U6CT | Natural Gas Fired Combined Cycle | 188.7 | Electric Utility
1396 | Coughlin Power Station | U72 | Natural Gas Fired Combined Cycle | 188.7 | Electric Utility
1396 | Coughlin Power Station | U7CT | Natural Gas Fired Combined Cycle | 188.7 | Electric Utility
1400 | Teche | 1 | Natural Gas Steam Turbine | 23 | Electric Utility
1400 | Teche | 3 | Natural Gas Steam Turbine | 348.5 | Electric Utility
1400 | Teche | 4 | Natural Gas Fired Combustion Turbine | 42.2 | Electric Utility
1401 | Buras | 8 | Natural Gas Fired Combustion Turbine | 20.7 | Electric Utility
1402 | Little Gypsy | 2 | Natural Gas Steam Turbine | 420.7 | Electric Utility
1402 | Little Gypsy | 3 | Natural Gas Steam Turbine | 582.2 | Electric Utility
1403 | Nine Mile Point | 3 | Natural Gas Steam Turbine | 169.8 | Electric Utility
1403 | Nine Mile Point | 5 | Natural Gas Steam Turbine | 895.1 | Electric Utility
1403 | Nine Mile Point | 6(4) | Natural Gas Steam Turbine | 895.1 | Electric Utility
1403 | Nine Mile Point | 6A | Natural Gas Fired Combined Cycle | 194.7 | Electric Utility
1403 | Nine Mile Point | 6B | Natural Gas Fired Combined Cycle | 194.7 | Electric Utility
1403 | Nine Mile Point | 6C | Natural Gas Fired Combined Cycle | 260.1 | Electric Utility
1404 | Sterlington | 7A | Natural Gas Fired Combined Cycle | 59.3 | Electric Utility
1404 | Sterlington | 7B | Natural Gas Fired Combined Cycle | 66 | Electric Utility
1404 | Sterlington | 7C | Natural Gas Fired Combined Cycle | 101 | Electric Utility
1409 | Michoud | 2 | Natural Gas Steam Turbine | 261.8 | Electric Utility
1409 | Michoud | 3 | Natural Gas Steam Turbine | 582.2 | Electric Utility
1416 | Arsenal Hill | 5 | Natural Gas Steam Turbine | 125 | Electric Utility
1417 | Lieberman | 2 | Natural Gas Steam Turbine | 25 | Electric Utility
1417 | Lieberman | 3 | Natural Gas Steam Turbine | 114 | Electric Utility
1417 | Lieberman | 4 | Natural Gas Steam Turbine | 114 | Electric Utility
1439 | Houma | 14 | Natural Gas Steam Turbine | 12.6 | Electric Utility
1439 | Houma | 15 | Natural Gas Steam Turbine | 25.5 | Electric Utility
1439 | Houma | 16 | Natural Gas Steam Turbine | 40.8 | Electric Utility
1443 | Louis Doc Bonin | 1 | Natural Gas Steam Turbine | 53.9 | Electric Utility
1443 | Louis Doc Bonin | 2 | Natural Gas Steam Turbine | 100 | Electric Utility
1443 | Louis Doc Bonin | 3 | Natural Gas Steam Turbine | 187 | Electric Utility
1447 | Minden | 1 | Natural Gas Steam Turbine | 12.5 | Electric Utility
1447 | Minden | 2 | Natural Gas Steam Turbine | 12.5 | Electric Utility
1447 | Minden | 6 | Petroleum Liquids | 2 | Electric Utility
1453 | New Roads | 1 | Natural Gas Internal Combustion Engine | 2.3 | Electric Utility
1453 | New Roads | 2 | Natural Gas Internal Combustion Engine | 0.6 | Electric Utility
1453 | New Roads | 3 | Natural Gas Internal Combustion Engine | 1.1 | Electric Utility
1453 | New Roads | 4 | Natural Gas Internal Combustion Engine | 1.7 | Electric Utility
1453 | New Roads | 5 | Natural Gas Internal Combustion Engine | 1.7 | Electric Utility
1453 | New Roads | 6 | Natural Gas Internal Combustion Engine | 2 | Electric Utility
1456 | Rayne | 8 | Petroleum Liquids | 4.1 | Electric Utility
1456 | Rayne | 9 | Petroleum Liquids | 4.1 | Electric Utility
1464 | Big Cajun 1 | 1 | Natural Gas Steam Turbine | 113.6 | IPP Non-CHP
1464 | Big Cajun 1 | 2 | Natural Gas Steam Turbine | 113.6 | IPP Non-CHP
1464 | Big Cajun 1 | 3 | Natural Gas Fired Combustion Turbine | 132.8 | IPP Non-CHP
1464 | Big Cajun 1 | 4 | Natural Gas Fired Combustion Turbine | 132.8 | IPP Non-CHP
1468 | Eastport | 3 | Petroleum Liquids | 2 | Electric Utility
1469 | Ellsworth Hydro Station | EL01 | Conventional Hydroelectric | 2.5 | IPP Non-CHP
1469 | Ellsworth Hydro Station | EL02 | Conventional Hydroelectric | 2 | IPP Non-CHP
1469 | Ellsworth Hydro Station | EL03 | Conventional Hydroelectric | 2 | IPP Non-CHP
1469 | Ellsworth Hydro Station | EL04 | Conventional Hydroelectric | 2.4 | IPP Non-CHP
1472 | Howland Hydro Station | HL01 | Conventional Hydroelectric | 0.6 | IPP Non-CHP
1472 | Howland Hydro Station | HL02 | Conventional Hydroelectric | 0.6 | IPP Non-CHP
1472 | Howland Hydro Station | HL03 | Conventional Hydroelectric | 0.6 | IPP Non-CHP
1475 | Milford Hydro Station | MF01 | Conventional Hydroelectric | 0.7 | IPP Non-CHP
1475 | Milford Hydro Station | MF02 | Conventional Hydroelectric | 0.7 | IPP Non-CHP
1475 | Milford Hydro Station | MF03 | Conventional Hydroelectric | 1.6 | IPP Non-CHP
1475 | Milford Hydro Station | MF04 | Conventional Hydroelectric | 1.6 | IPP Non-CHP
1475 | Milford Hydro Station | MF05 | Conventional Hydroelectric | 1.6 | IPP Non-CHP
1475 | Milford Hydro Station | MF06 | Conventional Hydroelectric | 1.6 | IPP Non-CHP
1478 | Stillwater Hydro Station | SW01 | Conventional Hydroelectric | 0.4 | IPP Non-CHP
1478 | Stillwater Hydro Station | SW02 | Conventional Hydroelectric | 0.4 | IPP Non-CHP
1478 | Stillwater Hydro Station | SW03 | Conventional Hydroelectric | 0.4 | IPP Non-CHP
1478 | Stillwater Hydro Station | SW04 | Conventional Hydroelectric | 0.6 | IPP Non-CHP
1480 | Androscoggin 3 | 328 | Conventional Hydroelectric | 3.6 | IPP Non-CHP
1481 | Bar Mills | 1 | Conventional Hydroelectric | 2 | IPP Non-CHP
1481 | Bar Mills | 2 | Conventional Hydroelectric | 2 | IPP Non-CHP
1482 | Bonny Eagle | 1 | Conventional Hydroelectric | 1.2 | IPP Non-CHP
1482 | Bonny Eagle | 2 | Conventional Hydroelectric | 1.2 | IPP Non-CHP
1482 | Bonny Eagle | 3 | Conventional Hydroelectric | 1.2 | IPP Non-CHP
1482 | Bonny Eagle | 4 | Conventional Hydroelectric | 1.2 | IPP Non-CHP
1482 | Bonny Eagle | 5 | Conventional Hydroelectric | 1.2 | IPP Non-CHP
1482 | Bonny Eagle | 6 | Conventional Hydroelectric | 1.2 | IPP Non-CHP
1483 | Brunswick Hydro | B1 | Conventional Hydroelectric | 12.6 | IPP Non-CHP
1483 | Brunswick Hydro | B2 | Conventional Hydroelectric | 3.5 | IPP Non-CHP
1483 | Brunswick Hydro | B3 | Conventional Hydroelectric | 3.5 | IPP Non-CHP
1484 | Cape Gas Turbine | GT4 | Petroleum Liquids | 17.5 | IPP Non-CHP
1484 | Cape Gas Turbine | GT5 | Petroleum Liquids | 17.5 | IPP Non-CHP
1486 | Cataract Hydro | 1 | Conventional Hydroelectric | 6.6 | IPP Non-CHP
1488 | Deer Rips | DR1 | Conventional Hydroelectric | 0.6 | IPP Non-CHP
1488 | Deer Rips | DR2 | Conventional Hydroelectric | 0.6 | IPP Non-CHP
1488 | Deer Rips | DR3 | Conventional Hydroelectric | 0.9 | IPP Non-CHP
1488 | Deer Rips | DR4 | Conventional Hydroelectric | 0.8 | IPP Non-CHP
1488 | Deer Rips | DR5 | Conventional Hydroelectric | 0.8 | IPP Non-CHP
1488 | Deer Rips | DR6 | Conventional Hydroelectric | 1.8 | IPP Non-CHP
1488 | Deer Rips | DR7 | Conventional Hydroelectric | 1 | IPP Non-CHP
1491 | Gulf Island | GI1 | Conventional Hydroelectric | 6.4 | IPP Non-CHP
1491 | Gulf Island | GI2 | Conventional Hydroelectric | 6.4 | IPP Non-CHP
1491 | Gulf Island | GI3 | Conventional Hydroelectric | 6.4 | IPP Non-CHP
1492 | Harris Hydro | HA1 | Conventional Hydroelectric | 15 | IPP Non-CHP
1492 | Harris Hydro | HA2 | Conventional Hydroelectric | 30 | IPP Non-CHP
1492 | Harris Hydro | HA3 | Conventional Hydroelectric | 30 | IPP Non-CHP
1492 | Harris Hydro | HA4 | Conventional Hydroelectric | 1.4 | IPP Non-CHP
1493 | Hiram | 1 | Conventional Hydroelectric | 2.4 | IPP Non-CHP
1493 | Hiram | 2 | Conventional Hydroelectric | 8.1 | IPP Non-CHP
1497 | Messalonskee 2 (Oakland) | 1 | Conventional Hydroelectric | 2.8 | IPP Non-CHP
1498 | Messalonskee 3 | 1 | Conventional Hydroelectric | 1.6 | IPP Non-CHP
1500 | Messalonskee 5 | 1 | Conventional Hydroelectric | 1.8 | IPP Non-CHP
1501 | North Gorham | 1 | Conventional Hydroelectric | 1.1 | IPP Non-CHP
1501 | North Gorham | 2 | Conventional Hydroelectric | 1.1 | IPP Non-CHP
1504 | Shawmut | SH1 | Conventional Hydroelectric | 0.7 | IPP Non-CHP
1504 | Shawmut | SH2 | Conventional Hydroelectric | 0.7 | IPP Non-CHP
1504 | Shawmut | SH3 | Conventional Hydroelectric | 0.7 | IPP Non-CHP
1504 | Shawmut | SH4 | Conventional Hydroelectric | 0.7 | IPP Non-CHP
1504 | Shawmut | SH5 | Conventional Hydroelectric | 0.7 | IPP Non-CHP
1504 | Shawmut | SH6 | Conventional Hydroelectric | 0.9 | IPP Non-CHP
1504 | Shawmut | SH7 | Conventional Hydroelectric | 2.2 | IPP Non-CHP
1504 | Shawmut | SH8 | Conventional Hydroelectric | 2.2 | IPP Non-CHP
1505 | Skelton | 1 | Conventional Hydroelectric | 8.4 | IPP Non-CHP
1505 | Skelton | 2 | Conventional Hydroelectric | 8.4 | IPP Non-CHP
1507 | William F Wyman | 1 | Petroleum Liquids | 50 | IPP Non-CHP
1507 | William F Wyman | 2 | Petroleum Liquids | 50 | IPP Non-CHP
1507 | William F Wyman | 3 | Petroleum Liquids | 113.6 | IPP Non-CHP
1507 | William F Wyman | 4 | Petroleum Liquids | 632.4 | IPP Non-CHP
1508 | West Buxton | WB1 | Conventional Hydroelectric | 0.6 | IPP Non-CHP
1508 | West Buxton | WB2 | Conventional Hydroelectric | 0.6 | IPP Non-CHP
1508 | West Buxton | WB3 | Conventional Hydroelectric | 1.1 | IPP Non-CHP
1508 | West Buxton | WB4 | Conventional Hydroelectric | 0.7 | IPP Non-CHP
1508 | West Buxton | WB5 | Conventional Hydroelectric | 0.7 | IPP Non-CHP
1508 | West Buxton | WB6 | Conventional Hydroelectric | 4 | IPP Non-CHP
1509 | Weston Hydro | WE1 | Conventional Hydroelectric | 3 | IPP Non-CHP
1509 | Weston Hydro | WE2 | Conventional Hydroelectric | 3 | IPP Non-CHP
1509 | Weston Hydro | WE3 | Conventional Hydroelectric | 3 | IPP Non-CHP
1509 | Weston Hydro | WE4 | Conventional Hydroelectric | 3 | IPP Non-CHP
1510 | Williams Hydro | WI1 | Conventional Hydroelectric | 7 | IPP Non-CHP
1510 | Williams Hydro | WI2 | Conventional Hydroelectric | 6 | IPP Non-CHP
1511 | Wyman Hydro | WY1 | Conventional Hydroelectric | 24 | IPP Non-CHP
1511 | Wyman Hydro | WY2 | Conventional Hydroelectric | 24 | IPP Non-CHP
1511 | Wyman Hydro | WY3 | Conventional Hydroelectric | 24 | IPP Non-CHP
1513 | Caribou Generation Station | 1 | Petroleum Liquids | 7.5 | IPP Non-CHP
1513 | Caribou Generation Station | CD2 | Petroleum Liquids | 2.7 | IPP Non-CHP
1513 | Caribou Generation Station | CD3 | Petroleum Liquids | 2.7 | IPP Non-CHP
1513 | Caribou Generation Station | CD4 | Petroleum Liquids | 1 | IPP Non-CHP
1513 | Caribou Generation Station | CD5 | Petroleum Liquids | 1.2 | IPP Non-CHP
1513 | Caribou Generation Station | CH1 | Conventional Hydroelectric | 0.4 | IPP Non-CHP
1513 | Caribou Generation Station | CH2 | Conventional Hydroelectric | 0.4 | IPP Non-CHP
1513 | Caribou Generation Station | ST2 | Petroleum Liquids | 11.5 | IPP Non-CHP
1514 | Flos Inn Diesel | FID1 | Petroleum Liquids | 2 | IPP Non-CHP
1514 | Flos Inn Diesel | FID2 | Petroleum Liquids | 2 | IPP Non-CHP
1514 | Flos Inn Diesel | FID3 | Petroleum Liquids | 2 | IPP Non-CHP
1516 | Squa Pan Hydro Station | SP1 | Conventional Hydroelectric | 1.5 | IPP Non-CHP
1552 | CP Crane Power, LLC | 1 | Conventional Steam Coal | 190.4 | IPP Non-CHP
1552 | CP Crane Power, LLC | 2 | Conventional Steam Coal | 209.4 | IPP Non-CHP
1552 | CP Crane Power, LLC | GT1 | Petroleum Liquids | 16 | IPP Non-CHP
1553 | Gould Street | 3 | Natural Gas Steam Turbine | 103.5 | IPP Non-CHP
1554 | Herbert A Wagner | 1 | Natural Gas Steam Turbine | 132.8 | IPP Non-CHP
1554 | Herbert A Wagner | 2 | Conventional Steam Coal | 136 | IPP Non-CHP
1554 | Herbert A Wagner | 3 | Conventional Steam Coal | 359 | IPP Non-CHP
1554 | Herbert A Wagner | 4 | Petroleum Liquids | 414.7 | IPP Non-CHP
1554 | Herbert A Wagner | GT1 | Petroleum Liquids | 16 | IPP Non-CHP
1555 | Notch Cliff | GT1 | Natural Gas Fired Combustion Turbine | 18 | IPP Non-CHP
1555 | Notch Cliff | GT2 | Natural Gas Fired Combustion Turbine | 18 | IPP Non-CHP
1555 | Notch Cliff | GT3 | Natural Gas Fired Combustion Turbine | 18 | IPP Non-CHP
1555 | Notch Cliff | GT4 | Natural Gas Fired Combustion Turbine | 18 | IPP Non-CHP
1555 | Notch Cliff | GT5 | Natural Gas Fired Combustion Turbine | 18 | IPP Non-CHP
1555 | Notch Cliff | GT6 | Natural Gas Fired Combustion Turbine | 18 | IPP Non-CHP
1555 | Notch Cliff | GT7 | Natural Gas Fired Combustion Turbine | 18 | IPP Non-CHP
1555 | Notch Cliff | GT8 | Natural Gas Fired Combustion Turbine | 18 | IPP Non-CHP
1556 | Perryman | GT1 | Petroleum Liquids | 53.1 | IPP Non-CHP
1556 | Perryman | GT2 | Petroleum Liquids | 53.1 | IPP Non-CHP
1556 | Perryman | GT3 | Petroleum Liquids | 53.1 | IPP Non-CHP
1556 | Perryman | GT4 | Petroleum Liquids | 53.1 | IPP Non-CHP
1556 | Perryman | GT5 | Natural Gas Fired Combustion Turbine | 192 | IPP Non-CHP
1556 | Perryman | GT6 | Natural Gas Fired Combustion Turbine | 141 | IPP Non-CHP
1557 | Philadelphia | GT1 | Petroleum Liquids | 20.7 | IPP Non-CHP
1557 | Philadelphia | GT2 | Petroleum Liquids | 20.7 | IPP Non-CHP
1557 | Philadelphia | GT3 | Petroleum Liquids | 20.7 | IPP Non-CHP
1557 | Philadelphia | GT4 | Petroleum Liquids | 20.7 | IPP Non-CHP
1559 | Riverside (MD) | 4 | Natural Gas Steam Turbine | 72.2 | IPP Non-CHP
1559 | Riverside (MD) | GT7 | Petroleum Liquids | 25 | IPP Non-CHP
1559 | Riverside (MD) | GT8 | Petroleum Liquids | 25 | IPP Non-CHP
1560 | Westport | GT5 | Natural Gas Fired Combustion Turbine | 121.5 | IPP Non-CHP
1563 | Crisfield | CRIS | Petroleum Liquids | 2.9 | IPP Non-CHP
1563 | Crisfield | CRS2 | Petroleum Liquids | 2.9 | IPP Non-CHP
1563 | Crisfield | CRS3 | Petroleum Liquids | 2.9 | IPP Non-CHP
1563 | Crisfield | CRS4 | Petroleum Liquids | 2.9 | IPP Non-CHP
1564 | Vienna Operations | 10 | Petroleum Liquids | 18.6 | IPP Non-CHP
1564 | Vienna Operations | 8 | Petroleum Liquids | 162 | IPP Non-CHP
1567 | Deep Creek | 1 | Conventional Hydroelectric | 10 | IPP Non-CHP
1567 | Deep Creek | 2 | Conventional Hydroelectric | 10 | IPP Non-CHP
1571 | Chalk Point LLC | 3 | Natural Gas Steam Turbine | 659 | IPP Non-CHP
1571 | Chalk Point LLC | 4 | Natural Gas Steam Turbine | 659 | IPP Non-CHP
1571 | Chalk Point LLC | GT1 | Petroleum Liquids | 16 | IPP Non-CHP
1571 | Chalk Point LLC | GT2 | Petroleum Liquids | 35 | IPP Non-CHP
1571 | Chalk Point LLC | GT3 | Petroleum Liquids | 103 | IPP Non-CHP
1571 | Chalk Point LLC | GT4 | Petroleum Liquids | 103 | IPP Non-CHP
1571 | Chalk Point LLC | GT5 | Petroleum Liquids | 125 | IPP Non-CHP
1571 | Chalk Point LLC | GT6 | Petroleum Liquids | 125 | IPP Non-CHP
1571 | Chalk Point LLC | SGT1 | Petroleum Liquids | 94 | IPP Non-CHP
1571 | Chalk Point LLC | ST1 | Conventional Steam Coal | 364 | IPP Non-CHP
1571 | Chalk Point LLC | ST2 | Conventional Steam Coal | 364 | IPP Non-CHP
1572 | Dickerson | 2 | Conventional Steam Coal | 196 | IPP Non-CHP
1572 | Dickerson | 3 | Conventional Steam Coal | 196 | IPP Non-CHP
1572 | Dickerson | GT1 | Petroleum Liquids | 19 | IPP Non-CHP
1572 | Dickerson | GT2 | Natural Gas Fired Combustion Turbine | 163 | IPP Non-CHP
1572 | Dickerson | GT3 | Natural Gas Fired Combustion Turbine | 163 | IPP Non-CHP
1572 | Dickerson | ST1 | Conventional Steam Coal | 196 | IPP Non-CHP
1573 | Morgantown Generating Plant | 3 | Petroleum Liquids | 65 | IPP Non-CHP
1573 | Morgantown Generating Plant | 4 | Petroleum Liquids | 65 | IPP Non-CHP
1573 | Morgantown Generating Plant | 5 | Petroleum Liquids | 65 | IPP Non-CHP
1573 | Morgantown Generating Plant | 6 | Petroleum Liquids | 65 | IPP Non-CHP
1573 | Morgantown Generating Plant | GT1 | Petroleum Liquids | 18 | IPP Non-CHP
1573 | Morgantown Generating Plant | GT2 | Petroleum Liquids | 18 | IPP Non-CHP
1573 | Morgantown Generating Plant | ST1 | Conventional Steam Coal | 626 | IPP Non-CHP
1573 | Morgantown Generating Plant | ST2 | Conventional Steam Coal | 626 | IPP Non-CHP
1574 | Conowingo | 1 | Conventional Hydroelectric | 45 | IPP Non-CHP
1574 | Conowingo | 10 | Conventional Hydroelectric | 55.6 | IPP Non-CHP
1574 | Conowingo | 11 | Conventional Hydroelectric | 55.6 | IPP Non-CHP
1574 | Conowingo | 2 | Conventional Hydroelectric | 36 | IPP Non-CHP
1574 | Conowingo | 3 | Conventional Hydroelectric | 48 | IPP Non-CHP
1574 | Conowingo | 4 | Conventional Hydroelectric | 47.7 | IPP Non-CHP
1574 | Conowingo | 5 | Conventional Hydroelectric | 36 | IPP Non-CHP
1574 | Conowingo | 6 | Conventional Hydroelectric | 47.7 | IPP Non-CHP
1574 | Conowingo | 7 | Conventional Hydroelectric | 48 | IPP Non-CHP
1574 | Conowingo | 8 | Conventional Hydroelectric | 55.6 | IPP Non-CHP
1574 | Conowingo | 9 | Conventional Hydroelectric | 55.6 | IPP Non-CHP
1580 | Easton | 10 | Petroleum Liquids | 3.5 | Electric Utility
1580 | Easton | 101 | Petroleum Liquids | 1.5 | Electric Utility
1580 | Easton | 102 | Petroleum Liquids | 1.5 | Electric Utility
1580 | Easton | 11 | Petroleum Liquids | 3.8 | Electric Utility
1580 | Easton | 12 | Petroleum Liquids | 4.1 | Electric Utility
1580 | Easton | 13 | Petroleum Liquids | 5.6 | Electric Utility
1580 | Easton | 14 | Petroleum Liquids | 5.6 | Electric Utility
1580 | Easton | 7 | Petroleum Liquids | 2.5 | Electric Utility
1580 | Easton | 8 | Petroleum Liquids | 2.5 | Electric Utility
1580 | Easton | 9 | Petroleum Liquids | 3 | Electric Utility
1586 | Exelon Framingham LLC | GT1 | Petroleum Liquids | 14.2 | IPP Non-CHP
1586 | Exelon Framingham LLC | GT2 | Petroleum Liquids | 14.2 | IPP Non-CHP
1586 | Exelon Framingham LLC | GT3 | Petroleum Liquids | 14.2 | IPP Non-CHP
1587 | Exelon L Street | GT1 | Petroleum Liquids | 18.6 | IPP Non-CHP
1588 | Mystic Generating Station | 7 | Petroleum Liquids | 617 | IPP Non-CHP
1588 | Mystic Generating Station | GT1 | Petroleum Liquids | 14.2 | IPP Non-CHP
1588 | Mystic Generating Station | GT81 | Natural Gas Fired Combined Cycle | 278.6 | IPP Non-CHP
1588 | Mystic Generating Station | GT82 | Natural Gas Fired Combined Cycle | 278.6 | IPP Non-CHP
1588 | Mystic Generating Station | GT93 | Natural Gas Fired Combined Cycle | 278.6 | IPP Non-CHP
1588 | Mystic Generating Station | GT94 | Natural Gas Fired Combined Cycle | 278.6 | IPP Non-CHP
1588 | Mystic Generating Station | ST85 | Natural Gas Fired Combined Cycle | 315 | IPP Non-CHP
1588 | Mystic Generating Station | ST96 | Natural Gas Fired Combined Cycle | 315 | IPP Non-CHP
1590 | Pilgrim Nuclear Power Station | 1 | Nuclear | 670 | IPP Non-CHP
1592 | Exelon Medway LLC | GT1 | Petroleum Liquids | 45 | IPP Non-CHP
1592 | Exelon Medway LLC | GT2 | Petroleum Liquids | 45 | IPP Non-CHP
1592 | Exelon Medway LLC | GT3 | Petroleum Liquids | 45 | IPP Non-CHP
1595 | Kendall Square Station | 1 | Natural Gas Fired Combined Cycle | 17.2 | IPP CHP
1595 | Kendall Square Station | 2 | Natural Gas Fired Combined Cycle | 23 | IPP CHP
1595 | Kendall Square Station | 3 | Natural Gas Fired Combined Cycle | 27.2 | IPP CHP
1595 | Kendall Square Station | GEN4 | Natural Gas Fired Combined Cycle | 186.2 | IPP CHP
1595 | Kendall Square Station | JET1 | Petroleum Liquids | 20 | IPP CHP
1597 | Oak Bluffs Diesel Generating Facility | UN1 | Petroleum Liquids | 2.7 | IPP Non-CHP
1597 | Oak Bluffs Diesel Generating Facility | UN2 | Petroleum Liquids | 2.7 | IPP Non-CHP
1597 | Oak Bluffs Diesel Generating Facility | UN3 | Petroleum Liquids | 2.7 | IPP Non-CHP
1599 | Canal | 1 | Petroleum Liquids | 585 | IPP Non-CHP
1599 | Canal | 2 | Petroleum Liquids | 580 | IPP Non-CHP
1603 | Boatlock | 1 | Conventional Hydroelectric | 0.7 | Electric Utility
1603 | Boatlock | 2 | Conventional Hydroelectric | 1.2 | Electric Utility
1603 | Boatlock | 3 | Conventional Hydroelectric | 1.2 | Electric Utility
1604 | Chemical | 1 | Conventional Hydroelectric | 0.8 | Electric Utility
1604 | Chemical | 2 | Conventional Hydroelectric | 0.8 | Electric Utility
1605 | Hadley Falls | 1 | Conventional Hydroelectric | 17.6 | Electric Utility
1605 | Hadley Falls | 2 | Conventional Hydroelectric | 15.8 | Electric Utility
1607 | Riverside Holyoke | 4 | Conventional Hydroelectric | 0.8 | Electric Utility
1607 | Riverside Holyoke | 5 | Conventional Hydroelectric | 0.6 | Electric Utility
1607 | Riverside Holyoke | 7 | Conventional Hydroelectric | 1.5 | Electric Utility
1607 | Riverside Holyoke | 8 | Conventional Hydroelectric | 4 | Electric Utility
1615 | Nantucket | 12 | Petroleum Liquids | 3.7 | Electric Utility
1615 | Nantucket | 13 | Petroleum Liquids | 3.7 | Electric Utility
1619 | Brayton Point | 1 | Conventional Steam Coal | 241 | IPP Non-CHP
1619 | Brayton Point | 2 | Conventional Steam Coal | 241 | IPP Non-CHP
1619 | Brayton Point | 3 | Conventional Steam Coal | 642.6 | IPP Non-CHP
1619 | Brayton Point | 4 | Petroleum Liquids | 475.5 | IPP Non-CHP
1620 | Deerfield 5 | GEN1 | Conventional Hydroelectric | 17.5 | IPP Non-CHP
1629 | Cabot | 1 | Conventional Hydroelectric | 10.3 | IPP Non-CHP
1629 | Cabot | 2 | Conventional Hydroelectric | 10.3 | IPP Non-CHP
1629 | Cabot | 3 | Conventional Hydroelectric | 10.3 | IPP Non-CHP
1629 | Cabot | 4 | Conventional Hydroelectric | 10.3 | IPP Non-CHP
1629 | Cabot | 5 | Conventional Hydroelectric | 10.3 | IPP Non-CHP
1629 | Cabot | 6 | Conventional Hydroelectric | 10.3 | IPP Non-CHP
1630 | Cobble Mountain | 1 | Conventional Hydroelectric | 13 | Electric Utility
1630 | Cobble Mountain | 2 | Conventional Hydroelectric | 7 | Electric Utility
1630 | Cobble Mountain | 3 | Conventional Hydroelectric | 13 | Electric Utility
1631 | Doreen | DORE | Petroleum Liquids | 21.1 | IPP Non-CHP
1634 | Gardners Falls | GF2 | Conventional Hydroelectric | 0.4 | IPP Non-CHP
1634 | Gardners Falls | GF3 | Conventional Hydroelectric | 0.9 | IPP Non-CHP
1634 | Gardners Falls | GF4 | Conventional Hydroelectric | 0.9 | IPP Non-CHP
1634 | Gardners Falls | GF5 | Conventional Hydroelectric | 1.3 | IPP Non-CHP
1637 | Putts Bridge | PB2 | Conventional Hydroelectric | 1.6 | IPP Non-CHP
1637 | Putts Bridge | PB3 | Conventional Hydroelectric | 1.6 | IPP Non-CHP
1638 | Redbridge | RB3 | Conventional Hydroelectric | 1.8 | IPP Non-CHP
1638 | Redbridge | RB4 | Conventional Hydroelectric | 1.8 | IPP Non-CHP
1642 | Essential Power Massachusetts LLC | 3 | Natural Gas Steam Turbine | 113.6 | IPP Non-CHP
1642 | Essential Power Massachusetts LLC | GT-1 | Natural Gas Fired Combustion Turbine | 60 | IPP Non-CHP
1642 | Essential Power Massachusetts LLC | GT-2 | Natural Gas Fired Combustion Turbine | 60 | IPP Non-CHP
1642 | Essential Power Massachusetts LLC | WS10 | Petroleum Liquids | 17 | IPP Non-CHP
1643 | Woodland Road | WOOD | Petroleum Liquids | 20.4 | IPP Non-CHP
1660 | Potter Station 2 | CC2 | Natural Gas Fired Combined Cycle | 76 | Electric Utility
1660 | Potter Station 2 | CC3 | Natural Gas Fired Combined Cycle | 25 | Electric Utility
1660 | Potter Station 2 | IC1 | Petroleum Liquids | 2.7 | Electric Utility
1660 | Potter Station 2 | WAT1 | Natural Gas Fired Combustion Turbine | 58 | Electric Utility
1660 | Potter Station 2 | WAT2 | Natural Gas Fired Combustion Turbine | 58 | Electric Utility
1670 | High Street Station | 1 | Natural Gas Internal Combustion Engine | 1.2 | Electric Utility
1670 | High Street Station | 10 | Natural Gas Internal Combustion Engine | 1.2 | Electric Utility
1670 | High Street Station | 11 | Natural Gas Internal Combustion Engine | 1.2 | Electric Utility
1670 | High Street Station | 12 | Natural Gas Internal Combustion Engine | 1.2 | Electric Utility
1670 | High Street Station | 2 | Natural Gas Internal Combustion Engine | 1.3 | Electric Utility
1670 | High Street Station | 6 | Natural Gas Internal Combustion Engine | 1.1 | Electric Utility
1670 | High Street Station | 7 | Petroleum Liquids | 1.3 | Electric Utility
1670 | High Street Station | 8 | Petroleum Liquids | 1.1 | Electric Utility
1670 | High Street Station | 9 | Natural Gas Internal Combustion Engine | 1.3 | Electric Utility
1678 | Waters River | 1 | Natural Gas Fired Combustion Turbine | 21.3 | Electric Utility
1678 | Waters River | 2 | Natural Gas Fired Combustion Turbine | 43.6 | Electric Utility
1682 | Cleary Flood | 8 | Petroleum Liquids | 28.3 | Electric Utility
1682 | Cleary Flood | 9A | Petroleum Liquids | 23 | Electric Utility
1682 | Cleary Flood | CA9 | Petroleum Liquids | 95 | Electric Utility
1693 | Alcona | 1 | Conventional Hydroelectric | 4 | Electric Utility
1693 | Alcona | 2 | Conventional Hydroelectric | 4 | Electric Utility
1694 | Allegan Dam | 1 | Conventional Hydroelectric | 0.5 | Electric Utility
1694 | Allegan Dam | 2 | Conventional Hydroelectric | 0.9 | Electric Utility
1694 | Allegan Dam | 3 | Conventional Hydroelectric | 1.2 | Electric Utility
1695 | B C Cobb | 4 | Conventional Steam Coal | 156.3 | Electric Utility
1695 | B C Cobb | 5 | Conventional Steam Coal | 156.3 | Electric Utility
1698 | C W Tippy | 1 | Conventional Hydroelectric | 6.7 | Electric Utility
1698 | C W Tippy | 2 | Conventional Hydroelectric | 6.7 | Electric Utility
1698 | C W Tippy | 3 | Conventional Hydroelectric | 6.7 | Electric Utility
1700 | Cooke | 1 | Conventional Hydroelectric | 3 | Electric Utility
1700 | Cooke | 2 | Conventional Hydroelectric | 3 | Electric Utility
1700 | Cooke | 3 | Conventional Hydroelectric | 3 | Electric Utility
1701 | Croton | 1 | Conventional Hydroelectric | 3 | Electric Utility
1701 | Croton | 2 | Conventional Hydroelectric | 3 | Electric Utility
1701 | Croton | 3 | Conventional Hydroelectric | 1.4 | Electric Utility
1701 | Croton | 4 | Conventional Hydroelectric | 1.5 | Electric Utility
1702 | Dan E Karn | 1A | Conventional Steam Coal | 136 | Electric Utility
1702 | Dan E Karn | 1B | Conventional Steam Coal | 136 | Electric Utility
1702 | Dan E Karn | 2A | Conventional Steam Coal | 136 | Electric Utility
1702 | Dan E Karn | 2B | Conventional Steam Coal | 136 | Electric Utility
1702 | Dan E Karn | 3 | Natural Gas Steam Turbine | 692.5 | Electric Utility
1702 | Dan E Karn | 4 | Natural Gas Steam Turbine | 709.8 | Electric Utility
1704 | Five Channels | 1 | Conventional Hydroelectric | 3 | Electric Utility
1704 | Five Channels | 2 | Conventional Hydroelectric | 3 | Electric Utility
1705 | Foote | 1 | Conventional Hydroelectric | 3 | Electric Utility
1705 | Foote | 2 | Conventional Hydroelectric | 3 | Electric Utility
1705 | Foote | 3 | Conventional Hydroelectric | 3 | Electric Utility
1706 | Gaylord - Consumers | 1 | Natural Gas Fired Combustion Turbine | 16 | Electric Utility
1706 | Gaylord - Consumers | 2 | Natural Gas Fired Combustion Turbine | 16 | Electric Utility
1706 | Gaylord - Consumers | 3 | Natural Gas Fired Combustion Turbine | 16 | Electric Utility
1707 | Hardy | 1 | Conventional Hydroelectric | 10 | Electric Utility
1707 | Hardy | 2 | Conventional Hydroelectric | 10 | Electric Utility
1707 | Hardy | 3 | Conventional Hydroelectric | 11.5 | Electric Utility
1708 | Hodenpyl | 1 | Conventional Hydroelectric | 8.5 | Electric Utility
1708 | Hodenpyl | 2 | Conventional Hydroelectric | 8.5 | Electric Utility
1710 | J H Campbell | 1 | Conventional Steam Coal | 265.2 | Electric Utility
1710 | J H Campbell | 2 | Conventional Steam Coal | 378.8 | Electric Utility
1710 | J H Campbell | 3 | Conventional Steam Coal | 916.8 | Electric Utility
1710 | J H Campbell | A | Petroleum Liquids | 18.6 | Electric Utility
1712 | Loud | 1 | Conventional Hydroelectric | 2 | Electric Utility
1712 | Loud | 2 | Conventional Hydroelectric | 2 | Electric Utility
1713 | Ludington | 1 | Hydroelectric Pumped Storage | 329.8 | Electric Utility
1713 | Ludington | 2 | Hydroelectric Pumped Storage | 329.8 | Electric Utility
1713 | Ludington | 3 | Hydroelectric Pumped Storage | 329.8 | Electric Utility
1713 | Ludington | 4 | Hydroelectric Pumped Storage | 329.8 | Electric Utility
1713 | Ludington | 5 | Hydroelectric Pumped Storage | 329.8 | Electric Utility
1713 | Ludington | 6 | Hydroelectric Pumped Storage | 329.8 | Electric Utility
1714 | Mio | 1 | Conventional Hydroelectric | 2.5 | Electric Utility
1714 | Mio | 2 | Conventional Hydroelectric | 2.5 | Electric Utility
1715 | Palisades | 1 | Nuclear | 811.8 | IPP Non-CHP
1716 | Rogers | 1 | Conventional Hydroelectric | 1.7 | Electric Utility
1716 | Rogers | 2 | Conventional Hydroelectric | 1.7 | Electric Utility
1716 | Rogers | 3 | Conventional Hydroelectric | 1.7 | Electric Utility
1716 | Rogers | 4 | Conventional Hydroelectric | 1.7 | Electric Utility
1718 | Straits | 1 | Natural Gas Fired Combustion Turbine | 20 | Electric Utility
1720 | J C Weadock | 7 | Conventional Steam Coal | 156.3 | Electric Utility
1720 | J C Weadock | 8 | Conventional Steam Coal | 156.3 | Electric Utility
1722 | Webber | 1 | Conventional Hydroelectric | 3.3 | Electric Utility
1722 | Webber | 2 | Conventional Hydroelectric | 1 | Electric Utility
1723 | J R Whiting | 1 | Conventional Steam Coal | 106.3 | Electric Utility
1723 | J R Whiting | 2 | Conventional Steam Coal | 106.3 | Electric Utility
1723 | J R Whiting | 3 | Conventional Steam Coal | 132.8 | Electric Utility
1725 | Colfax | 1 | Petroleum Liquids | 2.7 | Electric Utility
1725 | Colfax | 2 | Petroleum Liquids | 2.7 | Electric Utility
1725 | Colfax | 3 | Petroleum Liquids | 2.7 | Electric Utility
1725 | Colfax | 4 | Petroleum Liquids | 2.7 | Electric Utility
1725 | Colfax | 5 | Petroleum Liquids | 2.7 | Electric Utility
1728 | Delray | 11-1 | Natural Gas Fired Combustion Turbine | 71.1 | Electric Utility
1728 | Delray | 12-1 | Natural Gas Fired Combustion Turbine | 71.1 | Electric Utility
1729 | Fermi | 2 | Nuclear | 1217 | Electric Utility
1729 | Fermi | 3 | Petroleum Liquids | 16 | Electric Utility
1729 | Fermi | 4 | Petroleum Liquids | 16 | Electric Utility
1729 | Fermi | GT1 | Petroleum Liquids | 16 | Electric Utility
1729 | Fermi | GT2 | Petroleum Liquids | 16 | Electric Utility
1730 | Hancock | 1 | Natural Gas Fired Combustion Turbine | 19 | Electric Utility
1730 | Hancock | 2 | Natural Gas Fired Combustion Turbine | 19 | Electric Utility
1730 | Hancock | 3 | Natural Gas Fired Combustion Turbine | 19 | Electric Utility
1730 | Hancock | 4 | Natural Gas Fired Combustion Turbine | 19.6 | Electric Utility
1730 | Hancock | 5 | Natural Gas Fired Combustion Turbine | 41.8 | Electric Utility
1730 | Hancock | 6 | Natural Gas Fired Combustion Turbine | 41.8 | Electric Utility
1733 | Monroe (MI) | 1 | Conventional Steam Coal | 817.2 | Electric Utility
1733 | Monroe (MI) | 2 | Conventional Steam Coal | 822.6 | Electric Utility
1733 | Monroe (MI) | 3 | Conventional Steam Coal | 822.6 | Electric Utility
1733 | Monroe (MI) | 4 | Conventional Steam Coal | 817.2 | Electric Utility
1733 | Monroe (MI) | IC1 | Petroleum Liquids | 2.7 | Electric Utility
1733 | Monroe (MI) | IC2 | Petroleum Liquids | 2.7 | Electric Utility
1733 | Monroe (MI) | IC3 | Petroleum Liquids | 2.7 | Electric Utility
1733 | Monroe (MI) | IC4 | Petroleum Liquids | 2.7 | Electric Utility
1733 | Monroe (MI) | IC5 | Petroleum Liquids | 2.7 | Electric Utility
1734 | Northeast (MI) | 1 | Natural Gas Fired Combustion Turbine | 16 | Electric Utility
1734 | Northeast (MI) | 2 | Natural Gas Fired Combustion Turbine | 16 | Electric Utility
1734 | Northeast (MI) | 3 | Natural Gas Fired Combustion Turbine | 16 | Electric Utility
1734 | Northeast (MI) | 4 | Natural Gas Fired Combustion Turbine | 16 | Electric Utility
1734 | Northeast (MI) | 5 | Petroleum Liquids | 23.4 | Electric Utility
1734 | Northeast (MI) | 6 | Petroleum Liquids | 21.2 | Electric Utility
1734 | Northeast (MI) | 7 | Petroleum Liquids | 21.2 | Electric Utility
1735 | Oliver | 1 | Petroleum Liquids | 2.7 | Electric Utility
1735 | Oliver | 2 | Petroleum Liquids | 2.7 | Electric Utility
1735 | Oliver | 3 | Petroleum Liquids | 2.7 | Electric Utility
1735 | Oliver | 4 | Petroleum Liquids | 2.7 | Electric Utility
1735 | Oliver | 5 | Petroleum Liquids | 2.7 | Electric Utility
1737 | Placid 12 | 1 | Petroleum Liquids | 2.7 | Electric Utility
1737 | Placid 12 | 2 | Petroleum Liquids | 2.7 | Electric Utility
1737 | Placid 12 | 3 | Petroleum Liquids | 2.7 | Electric Utility
1737 | Placid 12 | 4 | Petroleum Liquids | 2.7 | Electric Utility
1737 | Placid 12 | 5 | Petroleum Liquids | 2.7 | Electric Utility
1739 | Putnam (MI) | 1 | Petroleum Liquids | 2.7 | Electric Utility
1739 | Putnam (MI) | 2 | Petroleum Liquids | 2.7 | Electric Utility
1739 | Putnam (MI) | 3 | Petroleum Liquids | 2.7 | Electric Utility
1739 | Putnam (MI) | 4 | Petroleum Liquids | 2.7 | Electric Utility
1739 | Putnam (MI) | 5 | Petroleum Liquids | 2.7 | Electric Utility
1740 | River Rouge | 1 | Natural Gas Steam Turbine | 282.6 | Electric Utility
1740 | River Rouge | 2 | Conventional Steam Coal | 292.5 | Electric Utility
1740 | River Rouge | 3 | Conventional Steam Coal | 358.1 | Electric Utility
1740 | River Rouge | IC1 | Petroleum Liquids | 2.7 | Electric Utility
1740 | River Rouge | IC2 | Petroleum Liquids | 2.7 | Electric Utility
1740 | River Rouge | IC3 | Petroleum Liquids | 2.7 | Electric Utility
1740 | River Rouge | IC4 | Petroleum Liquids | 2.7 | Electric Utility
1741 | Slocum | 1 | Petroleum Liquids | 2.7 | Electric Utility
1741 | Slocum | 2 | Petroleum Liquids | 2.7 | Electric Utility
1741 | Slocum | 3 | Petroleum Liquids | 2.7 | Electric Utility
1741 | Slocum | 4 | Petroleum Liquids | 2.7 | Electric Utility
1741 | Slocum | 5 | Petroleum Liquids | 2.7 | Electric Utility
1743 | St Clair | 1 | Conventional Steam Coal | 168.7 | Electric Utility
1743 | St Clair | 11 | Petroleum Liquids | 18.5 | Electric Utility
1743 | St Clair | 12A | Petroleum Liquids | 2.7 | Electric Utility
1743 | St Clair | 12B | Petroleum Liquids | 2.7 | Electric Utility
1743 | St Clair | 2 | Conventional Steam Coal | 156.2 | Electric Utility
1743 | St Clair | 3 | Conventional Steam Coal | 156.2 | Electric Utility
1743 | St Clair | 4 | Conventional Steam Coal | 168.7 | Electric Utility
1743 | St Clair | 6 | Conventional Steam Coal | 352.7 | Electric Utility
1743 | St Clair | 7 | Conventional Steam Coal | 544.5 | Electric Utility
1744 | Superior | 1 | Petroleum Liquids | 16 | Electric Utility
1744 | Superior | 2 | Petroleum Liquids | 16 | Electric Utility
1744 | Superior | 3 | Petroleum Liquids | 16 | Electric Utility
1744 | Superior | 4 | Petroleum Liquids | 16 | Electric Utility
1745 | Trenton Channel | 7 | Conventional Steam Coal | 120 | Electric Utility
1745 | Trenton Channel | 9 | Conventional Steam Coal | 535.5 | Electric Utility
1746 | Wilmot | 1 | Petroleum Liquids | 2.7 | Electric Utility
1746 | Wilmot | 2 | Petroleum Liquids | 2.7 | Electric Utility
1746 | Wilmot | 3 | Petroleum Liquids | 2.7 | Electric Utility
1746 | Wilmot | 4 | Petroleum Liquids | 2.7 | Electric Utility
1746 | Wilmot | 5 | Petroleum Liquids | 2.7 | Electric Utility
1750 | Manistique | 1 | Petroleum Liquids | 2 | Electric Utility
1750 | Manistique | 2 | Petroleum Liquids | 2.8 | Electric Utility
1751 | Edison Sault | 10 | Conventional Hydroelectric | 0.6 | Electric Utility
1751 | Edison Sault | 11 | Conventional Hydroelectric | 0.6 | Electric Utility
1751 | Edison Sault | 12 | Conventional Hydroelectric | 0.6 | Electric Utility
1751 | Edison Sault | 13 | Conventional Hydroelectric | 0.6 | Electric Utility
1751 | Edison Sault | 14 | Conventional Hydroelectric | 0.6 | Electric Utility
1751 | Edison Sault | 15 | Conventional Hydroelectric | 0.6 | Electric Utility
1751 | Edison Sault | 16 | Conventional Hydroelectric | 0.6 | Electric Utility
1751 | Edison Sault | 17 | Conventional Hydroelectric | 0.6 | Electric Utility
1751 | Edison Sault | 18 | Conventional Hydroelectric | 0.6 | Electric Utility
1751 | Edison Sault | 19 | Conventional Hydroelectric | 0.6 | Electric Utility
1751 | Edison Sault | 20 | Conventional Hydroelectric | 0.6 | Electric Utility
1751 | Edison Sault | 21 | Conventional Hydroelectric | 0.6 | Electric Utility
1751 | Edison Sault | 22 | Conventional Hydroelectric | 0.6 | Electric Utility
1751 | Edison Sault | 23 | Conventional Hydroelectric | 0.6 | Electric Utility
1751 | Edison Sault | 24 | Conventional Hydroelectric | 0.6 | Electric Utility
1751 | Edison Sault | 25 | Conventional Hydroelectric | 0.6 | Electric Utility
1751 | Edison Sault | 26 | Conventional Hydroelectric | 0.6 | Electric Utility
1751 | Edison Sault | 27 | Conventional Hydroelectric | 0.6 | Electric Utility
1751 | Edison Sault | 28 | Conventional Hydroelectric | 0.6 | Electric Utility
1751 | Edison Sault | 29 | Conventional Hydroelectric | 0.6 | Electric Utility
1751 | Edison Sault | 30 | Conventional Hydroelectric | 0.6 | Electric Utility
1751 | Edison Sault | 31 | Conventional Hydroelectric | 0.6 | Electric Utility
1751 | Edison Sault | 32 | Conventional Hydroelectric | 0.6 | Electric Utility
1751 | Edison Sault | 33 | Conventional Hydroelectric | 0.6 | Electric Utility
1751 | Edison Sault | 34 | Conventional Hydroelectric | 0.6 | Electric Utility
1751 | Edison Sault | 35 | Conventional Hydroelectric | 0.6 | Electric Utility
1751 | Edison Sault | 36 | Conventional Hydroelectric | 0.6 | Electric Utility
1751 | Edison Sault | 37 | Conventional Hydroelectric | 0.6 | Electric Utility
1751 | Edison Sault | 38 | Conventional Hydroelectric | 0.6 | Electric Utility
1751 | Edison Sault | 39 | Conventional Hydroelectric | 0.6 | Electric Utility
1751 | Edison Sault | 40 | Conventional Hydroelectric | 0.6 | Electric Utility
1751 | Edison Sault | 41 | Conventional Hydroelectric | 0.6 | Electric Utility
1751 | Edison Sault | 42 | Conventional Hydroelectric | 0.5 | Electric Utility
1751 | Edison Sault | 45 | Conventional Hydroelectric | 0.6 | Electric Utility
1751 | Edison Sault | 46 | Conventional Hydroelectric | 0.6 | Electric Utility
1751 | Edison Sault | 47 | Conventional Hydroelectric | 0.6 | Electric Utility
1751 | Edison Sault | 48 | Conventional Hydroelectric | 0.6 | Electric Utility
1751 | Edison Sault | 49 | Conventional Hydroelectric | 0.6 | Electric Utility
1751 | Edison Sault | 50 | Conventional Hydroelectric | 0.6 | Electric Utility
1751 | Edison Sault | 51 | Conventional Hydroelectric | 0.6 | Electric Utility
1751 | Edison Sault | 52 | Conventional Hydroelectric | 0.6 | Electric Utility
1751 | Edison Sault | 53 | Conventional Hydroelectric | 0.6 | Electric Utility
1751 | Edison Sault | 54 | Conventional Hydroelectric | 0.6 | Electric Utility
1751 | Edison Sault | 55 | Conventional Hydroelectric | 0.6 | Electric Utility
1751 | Edison Sault | 56 | Conventional Hydroelectric | 0.6 | Electric Utility
1751 | Edison Sault | 57 | Conventional Hydroelectric | 0.6 | Electric Utility
1751 | Edison Sault | 58 | Conventional Hydroelectric | 0.6 | Electric Utility
1751 | Edison Sault | 59 | Conventional Hydroelectric | 0.6 | Electric Utility
1751 | Edison Sault | 6 | Conventional Hydroelectric | 0.6 | Electric Utility
1751 | Edison Sault | 60 | Conventional Hydroelectric | 0.6 | Electric Utility
1751 | Edison Sault | 61 | Conventional Hydroelectric | 0.6 | Electric Utility
1751 | Edison Sault | 62 | Conventional Hydroelectric | 0.5 | Electric Utility
1751 | Edison Sault | 63 | Conventional Hydroelectric | 0.5 | Electric Utility
1751 | Edison Sault | 64 | Conventional Hydroelectric | 0.5 | Electric Utility
1751 | Edison Sault | 65 | Conventional Hydroelectric | 0.5 | Electric Utility
1751 | Edison Sault | 66 | Conventional Hydroelectric | 0.5 | Electric Utility
1751 | Edison Sault | 67 | Conventional Hydroelectric | 0.5 | Electric Utility
1751 | Edison Sault | 68 | Conventional Hydroelectric | 0.5 | Electric Utility
1751 | Edison Sault | 69 | Conventional Hydroelectric | 0.5 | Electric Utility
1751 | Edison Sault | 7 | Conventional Hydroelectric | 0.6 | Electric Utility
1751 | Edison Sault | 70 | Conventional Hydroelectric | 0.5 | Electric Utility
1751 | Edison Sault | 71 | Conventional Hydroelectric | 0.5 | Electric Utility
1751 | Edison Sault | 72 | Conventional Hydroelectric | 0.5 | Electric Utility
1751 | Edison Sault | 73 | Conventional Hydroelectric | 0.5 | Electric Utility
1751 | Edison Sault | 74 | Conventional Hydroelectric | 0.5 | Electric Utility
1751 | Edison Sault | 75 | Conventional Hydroelectric | 0.5 | Electric Utility
1751 | Edison Sault | 76 | Conventional Hydroelectric | 0.5 | Electric Utility
1751 | Edison Sault | 77 | Conventional Hydroelectric | 0.5 | Electric Utility
1751 | Edison Sault | 78 | Conventional Hydroelectric | 0.5 | Electric Utility
1751 | Edison Sault | 79 | Conventional Hydroelectric | 0.5 | Electric Utility
1751 | Edison Sault | 8 | Conventional Hydroelectric | 0.6 | Electric Utility
1751 | Edison Sault | 80 | Conventional Hydroelectric | 0.5 | Electric Utility
1751 | Edison Sault | 9 | Conventional Hydroelectric | 0.6 | Electric Utility
1753 | Berrien Springs | 10 | Conventional Hydroelectric | 0.6 | Electric Utility
1753 | Berrien Springs | 11 | Conventional Hydroelectric | 0.6 | Electric Utility
1753 | Berrien Springs | 12 | Conventional Hydroelectric | 0.6 | Electric Utility
1753 | Berrien Springs | 1A | Conventional Hydroelectric | 0.6 | Electric Utility
1753 | Berrien Springs | 2A | Conventional Hydroelectric | 0.6 | Electric Utility
1753 | Berrien Springs | 3A | Conventional Hydroelectric | 0.6 | Electric Utility
1753 | Berrien Springs | 4A | Conventional Hydroelectric | 0.6 | Electric Utility
1753 | Berrien Springs | 5 | Conventional Hydroelectric | 0.6 | Electric Utility
1753 | Berrien Springs | 6 | Conventional Hydroelectric | 0.6 | Electric Utility
1753 | Berrien Springs | 7 | Conventional Hydroelectric | 0.6 | Electric Utility
1753 | Berrien Springs | 8 | Conventional Hydroelectric | 0.6 | Electric Utility
1753 | Berrien Springs | 9 | Conventional Hydroelectric | 0.6 | Electric Utility
1754 | Buchanan (MI) | 1 | Conventional Hydroelectric | 0.4 | Electric Utility
1754 | Buchanan (MI) | 10 | Conventional Hydroelectric | 0.5 | Electric Utility
1754 | Buchanan (MI) | 2 | Conventional Hydroelectric | 0.4 | Electric Utility
1754 | Buchanan (MI) | 3 | Conventional Hydroelectric | 0.4 | Electric Utility
1754 | Buchanan (MI) | 4 | Conventional Hydroelectric | 0.4 | Electric Utility
1754 | Buchanan (MI) | 5 | Conventional Hydroelectric | 0.4 | Electric Utility
1754 | Buchanan (MI) | 6 | Conventional Hydroelectric | 0.4 | Electric Utility
1754 | Buchanan (MI) | 7 | Conventional Hydroelectric | 0.5 | Electric Utility
1754 | Buchanan (MI) | 8 | Conventional Hydroelectric | 0.5 | Electric Utility
1754 | Buchanan (MI) | 9 | Conventional Hydroelectric | 0.5 | Electric Utility
1756 | Saxon Falls | 1 | Conventional Hydroelectric | 0.8 | Electric Utility
1756 | Saxon Falls | 2 | Conventional Hydroelectric | 0.8 | Electric Utility
1757 | Superior Falls | 1 | Conventional Hydroelectric | 0.7 | Electric Utility
1757 | Superior Falls | 2 | Conventional Hydroelectric | 0.7 | Electric Utility
1760 | Constantine | 1 | Conventional Hydroelectric | 0.3 | Electric Utility
1760 | Constantine | 2 | Conventional Hydroelectric | 0.3 | Electric Utility
1760 | Constantine | 3 | Conventional Hydroelectric | 0.3 | Electric Utility
1760 | Constantine | 4 | Conventional Hydroelectric | 0.3 | Electric Utility
1761 | Mottville | 1 | Conventional Hydroelectric | 0.4 | Electric Utility
1761 | Mottville | 2 | Conventional Hydroelectric | 0.4 | Electric Utility
1761 | Mottville | 3 | Conventional Hydroelectric | 0.4 | Electric Utility
1761 | Mottville | 4 | Conventional Hydroelectric | 0.4 | Electric Utility
1769 | Presque Isle | 5 | Conventional Steam Coal | 90 | Electric Utility
1769 | Presque Isle | 6 | Conventional Steam Coal | 90 | Electric Utility
1769 | Presque Isle | 7 | Conventional Steam Coal | 90 | Electric Utility
1769 | Presque Isle | 8 | Conventional Steam Coal | 90 | Electric Utility
1769 | Presque Isle | 9 | Conventional Steam Coal | 90 | Electric Utility
1771 | Escanaba | 1 | Conventional Steam Coal | 11.5 | Electric Utility
1771 | Escanaba | 2 | Conventional Steam Coal | 11.5 | Electric Utility
1771 | Escanaba | 3 | Petroleum Liquids | 17.9 | Electric Utility
1772 | John H Warden | 1 | Wood/Wood Waste Biomass | 18.7 | IPP Non-CHP
1773 | Prickett | 1 | Conventional Hydroelectric | 1.1 | Electric Utility
1773 | Prickett | 2 | Conventional Hydroelectric | 1.1 | Electric Utility
1774 | Victoria Dam | 1 | Conventional Hydroelectric | 6 | Electric Utility
1774 | Victoria Dam | 2 | Conventional Hydroelectric | 6 | Electric Utility
1775 | Brule | 1 | Conventional Hydroelectric | 1.3 | Electric Utility
1775 | Brule | 2 | Conventional Hydroelectric | 2 | Electric Utility
1775 | Brule | 3 | Conventional Hydroelectric | 2 | Electric Utility
1776 | Chalk Hill | 1 | Conventional Hydroelectric | 2.6 | Electric Utility
1776 | Chalk Hill | 2 | Conventional Hydroelectric | 2.6 | Electric Utility
1776 | Chalk Hill | 3 | Conventional Hydroelectric | 2.6 | Electric Utility
1777 | Hemlock Falls | 1 | Conventional Hydroelectric | 2.8 | Electric Utility
1778 | Kingsford | 1 | Conventional Hydroelectric | 2.4 | Electric Utility
1778 | Kingsford | 2 | Conventional Hydroelectric | 2.4 | Electric Utility
1778 | Kingsford | 3 | Conventional Hydroelectric | 2.4 | Electric Utility
1780 | Michigamme Falls | 1 | Conventional Hydroelectric | 4.8 | Electric Utility
1780 | Michigamme Falls | 2 | Conventional Hydroelectric | 4.8 | Electric Utility
1781 | Peavy Falls | 1 | Conventional Hydroelectric | 6 | Electric Utility
1781 | Peavy Falls | 2 | Conventional Hydroelectric | 6 | Electric Utility
1784 | Twin Falls (MI) | 1 | Conventional Hydroelectric | 1.3 | Electric Utility
1784 | Twin Falls (MI) | 2 | Conventional Hydroelectric | 1.3 | Electric Utility
1784 | Twin Falls (MI) | 3 | Conventional Hydroelectric | 1.3 | Electric Utility
1784 | Twin Falls (MI) | 4 | Conventional Hydroelectric | 1.2 | Electric Utility
1784 | Twin Falls (MI) | 5 | Conventional Hydroelectric | 1.2 | Electric Utility
1785 | Way Dam | 1 | Conventional Hydroelectric | 1.8 | Electric Utility
1786 | White Rapids | 1 | Conventional Hydroelectric | 2.6 | Electric Utility
1786 | White Rapids | 2 | Conventional Hydroelectric | 2 | Electric Utility
1786 | White Rapids | 3 | Conventional Hydroelectric | 2.6 | Electric Utility
1787 | Grand Rapids | 1 | Conventional Hydroelectric | 1.1 | Electric Utility
1787 | Grand Rapids | 2 | Conventional Hydroelectric | 1.1 | Electric Utility
1787 | Grand Rapids | 3 | Conventional Hydroelectric | 1.5 | Electric Utility
1787 | Grand Rapids | 4 | Conventional Hydroelectric | 1.9 | Electric Utility
1787 | Grand Rapids | 5 | Conventional Hydroelectric | 1.9 | Electric Utility
1818 | Clinton | 1 | Petroleum Liquids | 0.5 | Electric Utility
1818 | Clinton | 2 | Petroleum Liquids | 0.5 | Electric Utility
1818 | Clinton | 6 | Natural Gas Internal Combustion Engine | 2 | Electric Utility
1821 | Crystal Falls | 1 | Conventional Hydroelectric | 0.3 | Electric Utility
1821 | Crystal Falls | 2 | Conventional Hydroelectric | 0.3 | Electric Utility
1821 | Crystal Falls | 3 | Conventional Hydroelectric | 0.4 | Electric Utility
1825 | J B Sims | 3 | Conventional Steam Coal | 80 | Electric Utility
1826 | Grand Haven Diesel Plant | 1 | Natural Gas Internal Combustion Engine | 7 | Electric Utility
1826 | Grand Haven Diesel Plant | 2 | Petroleum Liquids | 2.7 | Electric Utility
1826 | Grand Haven Diesel Plant | 5 | Petroleum Liquids | 3 | Electric Utility
1826 | Grand Haven Diesel Plant | 6 | Natural Gas Internal Combustion Engine | 2.7 | Electric Utility
1826 | Grand Haven Diesel Plant | 7 | Petroleum Liquids | 5.5 | Electric Utility
1827 | Hart | 4 | Natural Gas Internal Combustion Engine | 1.4 | Electric Utility
1827 | Hart | IC1 | Petroleum Liquids | 1.7 | Electric Utility
1827 | Hart | IC3 | Petroleum Liquids | 2 | Electric Utility
1829 | Hillsdale | 2 | Petroleum Liquids | 2.7 | Electric Utility
1829 | Hillsdale | 3 | Natural Gas Internal Combustion Engine | 3.5 | Electric Utility
1829 | Hillsdale | 4 | Natural Gas Internal Combustion Engine | 4.1 | Electric Utility
1829 | Hillsdale | 5 | Natural Gas Internal Combustion Engine | 5.6 | Electric Utility
1829 | Hillsdale | 6 | Natural Gas Internal Combustion Engine | 6 | Electric Utility
1830 | James De Young | 3 | Conventional Steam Coal | 11.5 | Electric Utility
1830 | James De Young | 4 | Conventional Steam Coal | 22 | Electric Utility
1830 | James De Young | 5 | Conventional Steam Coal | 29.3 | Electric Utility
1831 | Eckert Station | 1 | Conventional Steam Coal | 44 | Electric Utility
1831 | Eckert Station | 3 | Conventional Steam Coal | 47 | Electric Utility
1831 | Eckert Station | 4 | Conventional Steam Coal | 80 | Electric Utility
1831 | Eckert Station | 5 | Conventional Steam Coal | 80 | Electric Utility
1831 | Eckert Station | 6 | Conventional Steam Coal | 80 | Electric Utility
1832 | Erickson Station | 1 | Conventional Steam Coal | 154.7 | Electric Utility
1840 | Plant Four | CT1 | Petroleum Liquids | 24 | Electric Utility
1842 | James R Smith | 1 | Conventional Hydroelectric | 1.6 | Electric Utility
1842 | James R Smith | 2 | Conventional Hydroelectric | 1.6 | Electric Utility
1843 | Shiras | 1 | Conventional Steam Coal | 12.5 | Electric Utility
1843 | Shiras | 2 | Conventional Steam Coal | 21 | Electric Utility
1843 | Shiras | 3 | Conventional Steam Coal | 44 | Electric Utility
1844 | Marshall (MI) | 1 | Conventional Hydroelectric | 0.2 | Electric Utility
1844 | Marshall (MI) | 3 | Conventional Hydroelectric | 0.1 | Electric Utility
1844 | Marshall (MI) | IC2 | Natural Gas Internal Combustion Engine | 1.1 | Electric Utility
1844 | Marshall (MI) | IC3 | Natural Gas Internal Combustion Engine | 2.1 | Electric Utility
1844 | Marshall (MI) | IC4 | Petroleum Liquids | 1 | Electric Utility
1844 | Marshall (MI) | IC5 | Natural Gas Internal Combustion Engine | 1.7 | Electric Utility
1844 | Marshall (MI) | IC6 | Natural Gas Internal Combustion Engine | 5.7 | Electric Utility
1846 | Newberry | 1 | Petroleum Liquids | 3 | Electric Utility
1846 | Newberry | 2 | Petroleum Liquids | 0.7 | Electric Utility
1846 | Newberry | 4 | Petroleum Liquids | 1.8 | Electric Utility
1848 | Norway (MI) | 1 | Conventional Hydroelectric | 2.7 | Electric Utility
1848 | Norway (MI) | 2 | Conventional Hydroelectric | 1.2 | Electric Utility
1848 | Norway (MI) | 3 | Conventional Hydroelectric | 1.2 | Electric Utility
1848 | Norway (MI) | 4 | Conventional Hydroelectric | 1.2 | Electric Utility
1851 | Frank Jenkins | 4 | Petroleum Liquids | 0.8 | Electric Utility
1851 | Frank Jenkins | 5 | Petroleum Liquids | 2 | Electric Utility
1851 | Frank Jenkins | 6 | Petroleum Liquids | 1 | Electric Utility
1852 | St Louis | 1 | Petroleum Liquids | 1.3 | Electric Utility
1852 | St Louis | 2 | Petroleum Liquids | 0.6 | Electric Utility
1852 | St Louis | 3 | Petroleum Liquids | 0.9 | Electric Utility
1852 | St Louis | 5 | Conventional Hydroelectric | 0.2 | Electric Utility
1852 | St Louis | 6 | Conventional Hydroelectric | 0.2 | Electric Utility
1852 | St Louis | 7 | Petroleum Liquids | 1.1 | Electric Utility
1852 | St Louis | 8 | Petroleum Liquids | 1.5 | Electric Utility
1852 | St Louis | 9 | Petroleum Liquids | 1.3 | Electric Utility
1853 | Main Street (MI) | 1 | Natural Gas Internal Combustion Engine | 1 | Electric Utility
1853 | Main Street (MI) | 2 | Petroleum Liquids | 0.9 | Electric Utility
1853 | Main Street (MI) | 3 | Natural Gas Internal Combustion Engine | 1.1 | Electric Utility
1853 | Main Street (MI) | 4 | Natural Gas Internal Combustion Engine | 1.3 | Electric Utility
1853 | Main Street (MI) | 5 | Natural Gas Internal Combustion Engine | 1.1 | Electric Utility
1853 | Main Street (MI) | 6 | Natural Gas Internal Combustion Engine | 0.6 | Electric Utility
1855 | Sturgis City Diesel Plant | 6 | Natural Gas Internal Combustion Engine | 6 | Electric Utility
1856 | Hydro Plant | 1 | Conventional Hydroelectric | 0.4 | Electric Utility
1856 | Hydro Plant | 2 | Conventional Hydroelectric | 0.4 | Electric Utility
1856 | Hydro Plant | 3 | Conventional Hydroelectric | 0.7 | Electric Utility
1856 | Hydro Plant | 4 | Conventional Hydroelectric | 0.7 | Electric Utility
1865 | Saint Marys Falls | 1 | Conventional Hydroelectric | 6.2 | Electric Utility
1865 | Saint Marys Falls | 10 | Conventional Hydroelectric | 2.6 | Electric Utility
1865 | Saint Marys Falls | 2 | Conventional Hydroelectric | 6.2 | Electric Utility
1865 | Saint Marys Falls | 3 | Conventional Hydroelectric | 6.2 | Electric Utility
1865 | Saint Marys Falls | 3A | Conventional Hydroelectric | 2.5 | Electric Utility
1866 | Wyandotte | 4 | Conventional Steam Coal | 11.5 | Electric Utility
1866 | Wyandotte | 5 | Natural Gas Steam Turbine | 22 | Electric Utility
1866 | Wyandotte | 6 | Natural Gas Steam Turbine | 7.5 | Electric Utility
1866 | Wyandotte | 7 | Natural Gas Steam Turbine | 32 | Electric Utility
1866 | Wyandotte | DG1 | Petroleum Liquids | 1.8 | Electric Utility
1866 | Wyandotte | DG2 | Petroleum Liquids | 1.8 | Electric Utility
1866 | Wyandotte | DG3 | Petroleum Liquids | 1.8 | Electric Utility
1867 | Zeeland | 1 | Natural Gas Internal Combustion Engine | 1.4 | Electric Utility
1867 | Zeeland | 10 | Natural Gas Internal Combustion Engine | 5.6 | Electric Utility
1867 | Zeeland | 11 | Natural Gas Internal Combustion Engine | 6 | Electric Utility
1867 | Zeeland | 2 | Natural Gas Internal Combustion Engine | 1.1 | Electric Utility
1867 | Zeeland | 7 | Natural Gas Internal Combustion Engine | 2 | Electric Utility
1867 | Zeeland | 8 | Natural Gas Internal Combustion Engine | 1.7 | Electric Utility
1867 | Zeeland | 9 | Natural Gas Internal Combustion Engine | 4.5 | Electric Utility
1868 | Dafter | 1 | Petroleum Liquids | 1 | Electric Utility
1868 | Dafter | 3 | Petroleum Liquids | 1 | Electric Utility
1868 | Dafter | 4 | Petroleum Liquids | 3 | Electric Utility
1868 | Dafter | 5 | Petroleum Liquids | 3 | Electric Utility
1871 | Kleber | K1 | Conventional Hydroelectric | 0.6 | IPP Non-CHP
1871 | Kleber | K2 | Conventional Hydroelectric | 0.6 | IPP Non-CHP
1871 | Kleber | T1 | Conventional Hydroelectric | 0.3 | IPP Non-CHP
1871 | Kleber | T2 | Conventional Hydroelectric | 0.3 | IPP Non-CHP
1873 | Tower | GT4 | Petroleum Liquids | 21.3 | Electric Utility
1874 | Caro | 1 | Petroleum Liquids | 1.3 | Electric Utility
1874 | Caro | 2 | Petroleum Liquids | 1.3 | Electric Utility
1874 | Caro | 3 | Petroleum Liquids | 1.3 | Electric Utility
1874 | Caro | 4 | Petroleum Liquids | 1.5 | Electric Utility
1874 | Caro | 5 | Petroleum Liquids | 2 | Electric Utility
1874 | Caro | 6 | Petroleum Liquids | 2 | Electric Utility
1875 | Ubly | 1 | Petroleum Liquids | 0.6 | Electric Utility
1875 | Ubly | 2 | Petroleum Liquids | 0.7 | Electric Utility
1875 | Ubly | 3 | Petroleum Liquids | 0.7 | Electric Utility
1875 | Ubly | 4 | Petroleum Liquids | 0.9 | Electric Utility
1875 | Ubly | 5 | Petroleum Liquids | 1.5 | Electric Utility
1875 | Ubly | 6 | Natural Gas Internal Combustion Engine | 1.5 | Electric Utility
1875 | Ubly | 7 | Petroleum Liquids | 2.5 | Electric Utility
1875 | Ubly | 8 | Petroleum Liquids | 2.5 | Electric Utility
1875 | Ubly | 9 | Petroleum Liquids | 1.5 | Electric Utility
1877 | George Johnson | 10 | Natural Gas Fired Combustion Turbine | 25 | Electric Utility
1877 | George Johnson | 11 | Petroleum Liquids | 1 | Electric Utility
1877 | George Johnson | 9 | Natural Gas Fired Combustion Turbine | 25 | Electric Utility
1880 | Claude Vandyke | 6 | Natural Gas Fired Combined Cycle | 23 | Electric Utility
1880 | Claude Vandyke | 8 | Natural Gas Fired Combustion Turbine | 24.8 | Electric Utility
1881 | Vestaburg | 6 | Petroleum Liquids | 3 | Electric Utility
1881 | Vestaburg | 7 | Petroleum Liquids | 3 | Electric Utility
1881 | Vestaburg | 8 | Natural Gas Fired Combustion Turbine | 23.7 | Electric Utility
1888 | Fox Lake | 1 | Natural Gas Steam Turbine | 11.5 | Electric Utility
1888 | Fox Lake | 3 | Natural Gas Steam Turbine | 81.6 | Electric Utility
1891 | Syl Laskin | 1 | Natural Gas Steam Turbine | 58 | Electric Utility
1891 | Syl Laskin | 2 | Natural Gas Steam Turbine | 58 | Electric Utility
1892 | Blanchard | 1 | Conventional Hydroelectric | 6 | Electric Utility
1892 | Blanchard | 2 | Conventional Hydroelectric | 6 | Electric Utility
1892 | Blanchard | 3 | Conventional Hydroelectric | 6 | Electric Utility
1893 | Clay Boswell | 1 | Conventional Steam Coal | 75 | Electric Utility
1893 | Clay Boswell | 2 | Conventional Steam Coal | 75 | Electric Utility
1893 | Clay Boswell | 3 | Conventional Steam Coal | 364.5 | Electric Utility
1893 | Clay Boswell | 4 | Conventional Steam Coal | 558 | Electric Utility
1893 | Clay Boswell | D4 | Petroleum Liquids | 0.8 | Electric Utility
1894 | Fond Du Lac | 1 | Conventional Hydroelectric | 12 | Electric Utility
1895 | Knife Falls | 1 | Conventional Hydroelectric | 0.8 | Electric Utility
1895 | Knife Falls | 2 | Conventional Hydroelectric | 0.8 | Electric Utility
1895 | Knife Falls | 3 | Conventional Hydroelectric | 0.8 | Electric Utility
1896 | Little Falls (MN) | 1 | Conventional Hydroelectric | 0.8 | Electric Utility
1896 | Little Falls (MN) | 2 | Conventional Hydroelectric | 0.8 | Electric Utility
1896 | Little Falls (MN) | 3 | Conventional Hydroelectric | 1 | Electric Utility
1896 | Little Falls (MN) | 4 | Conventional Hydroelectric | 1.2 | Electric Utility
1896 | Little Falls (MN) | 5 | Conventional Hydroelectric | 0.4 | Electric Utility
1896 | Little Falls (MN) | 6 | Conventional Hydroelectric | 0.4 | Electric Utility
1897 | M L Hibbard | 3 | Wood/Wood Waste Biomass | 35.3 | Commercial CHP
1897 | M L Hibbard | 4 | Wood/Wood Waste Biomass | 37.5 | Commercial CHP
1898 | Pillager | 1 | Conventional Hydroelectric | 0.8 | Electric Utility
1898 | Pillager | 2 | Conventional Hydroelectric | 0.8 | Electric Utility
1899 | Scanlon | 1 | Conventional Hydroelectric | 0.4 | Electric Utility
1899 | Scanlon | 2 | Conventional Hydroelectric | 0.4 | Electric Utility
1899 | Scanlon | 3 | Conventional Hydroelectric | 0.4 | Electric Utility
1899 | Scanlon | 4 | Conventional Hydroelectric | 0.4 | Electric Utility
1900 | Sylvan | 1 | Conventional Hydroelectric | 0.6 | Electric Utility
1900 | Sylvan | 2 | Conventional Hydroelectric | 0.6 | Electric Utility
1900 | Sylvan | 3 | Conventional Hydroelectric | 0.6 | Electric Utility
1901 | Thomson | 1 | Conventional Hydroelectric | 13 | Electric Utility
1901 | Thomson | 2 | Conventional Hydroelectric | 13 | Electric Utility
1901 | Thomson | 3 | Conventional Hydroelectric | 13 | Electric Utility
1901 | Thomson | 4 | Conventional Hydroelectric | 10.8 | Electric Utility
1901 | Thomson | 5 | Conventional Hydroelectric | 10.8 | Electric Utility
1901 | Thomson | 6 | Conventional Hydroelectric | 12 | Electric Utility
1902 | Winton | 2 | Conventional Hydroelectric | 2 | Electric Utility
1902 | Winton | 3 | Conventional Hydroelectric | 2 | Electric Utility
1904 | Black Dog | 2 | Natural Gas Fired Combined Cycle | 136.9 | Electric Utility
1904 | Black Dog | 5 | Natural Gas Fired Combined Cycle | 187.9 | Electric Utility
1910 | Granite City | 1 | Natural Gas Fired Combustion Turbine | 18 | Electric Utility
1910 | Granite City | 2 | Natural Gas Fired Combustion Turbine | 18 | Electric Utility
1910 | Granite City | 3 | Natural Gas Fired Combustion Turbine | 18 | Electric Utility
1910 | Granite City | 4 | Natural Gas Fired Combustion Turbine | 18 | Electric Utility
1911 | Hennepin Island | 1 | Conventional Hydroelectric | 2.8 | Electric Utility
1911 | Hennepin Island | 2 | Conventional Hydroelectric | 2.8 | Electric Utility
1911 | Hennepin Island | 3 | Conventional Hydroelectric | 2.8 | Electric Utility
1911 | Hennepin Island | 4 | Conventional Hydroelectric | 2.8 | Electric Utility
1911 | Hennepin Island | 5 | Conventional Hydroelectric | 2.5 | Electric Utility
1912 | High Bridge | 7 | Natural Gas Fired Combined Cycle | 197 | Electric Utility
1912 | High Bridge | 8 | Natural Gas Fired Combined Cycle | 197 | Electric Utility
1912 | High Bridge | 9 | Natural Gas Fired Combined Cycle | 250 | Electric Utility
1913 | Inver Hills | 1 | Natural Gas Fired Combustion Turbine | 46.8 | Electric Utility
1913 | Inver Hills | 2 | Natural Gas Fired Combustion Turbine | 46.8 | Electric Utility
1913 | Inver Hills | 3 | Natural Gas Fired Combustion Turbine | 46.8 | Electric Utility
1913 | Inver Hills | 4 | Natural Gas Fired Combustion Turbine | 46.8 | Electric Utility
1913 | Inver Hills | 5 | Natural Gas Fired Combustion Turbine | 46.8 | Electric Utility
1913 | Inver Hills | 6 | Natural Gas Fired Combustion Turbine | 46.8 | Electric Utility
1913 | Inver Hills | 7 | Petroleum Liquids | 1.8 | Electric Utility
1913 | Inver Hills | 8 | Petroleum Liquids | 1.8 | Electric Utility
1915 | Allen S King | 1 | Conventional Steam Coal | 598.4 | Electric Utility
1922 | Monticello Nuclear Facility | 1 | Nuclear | 685 | Electric Utility
1925 | Prairie Island | 1 | Nuclear | 593.1 | Electric Utility
1925 | Prairie Island | 2 | Nuclear | 593.1 | Electric Utility
1926 | Red Wing | 1 | Municipal Solid Waste | 11.5 | Electric Utility
1926 | Red Wing | 2 | Municipal Solid Waste | 11.5 | Electric Utility
1927 | Riverside (MN) | 10 | Natural Gas Fired Combined Cycle | 210.6 | Electric Utility
1927 | Riverside (MN) | 9 | Natural Gas Fired Combined Cycle | 210.6 | Electric Utility
1927 | Riverside (MN) | ST7 | Natural Gas Fired Combined Cycle | 164.7 | Electric Utility
1929 | St James | 1 | Petroleum Liquids | 2 | Electric Utility
1929 | St James | 2 | Petroleum Liquids | 2 | Electric Utility
1929 | St James | 3 | Petroleum Liquids | 2 | Electric Utility
1929 | St James | 4 | Petroleum Liquids | 2 | Electric Utility
1929 | St James | 5 | Petroleum Liquids | 2 | Electric Utility
1929 | St James | 6 | Petroleum Liquids | 2 | Electric Utility
1934 | Wilmarth | 1 | Municipal Solid Waste | 12.5 | Electric Utility
1934 | Wilmarth | 2 | Municipal Solid Waste | 12.5 | Electric Utility
1943 | Hoot Lake | 2 | Conventional Steam Coal | 54.4 | Electric Utility
1943 | Hoot Lake | 3 | Conventional Steam Coal | 75 | Electric Utility
1943 | Hoot Lake | D1 | Petroleum Liquids | 0.2 | Electric Utility
1943 | Hoot Lake | D2 | Petroleum Liquids | 0.1 | Electric Utility
1943 | Hoot Lake | H1 | Conventional Hydroelectric | 1 | Electric Utility
1956 | Adrian | 5 | Petroleum Liquids | 2 | Electric Utility
1958 | Alexandria | IC1 | Petroleum Liquids | 1.2 | Electric Utility
1958 | Alexandria | IC2 | Petroleum Liquids | 4 | Electric Utility
1958 | Alexandria | IC3 | Petroleum Liquids | 4 | Electric Utility
1961 | Austin Northeast | 1 | Natural Gas Steam Turbine | 31.9 | Electric Utility
1964 | Benson City of | 10 | Petroleum Liquids | 1.8 | Electric Utility
1964 | Benson City of | 11 | Petroleum Liquids | 1.8 | Electric Utility
1964 | Benson City of | 7 | Petroleum Liquids | 1.8 | Electric Utility
1964 | Benson City of | 8 | Petroleum Liquids | 1.8 | Electric Utility
1964 | Benson City of | 9 | Petroleum Liquids | 1.8 | Electric Utility
1966 | Blooming Prairie | 1 | Petroleum Liquids | 0.3 | Electric Utility
1966 | Blooming Prairie | 2 | Petroleum Liquids | 0.7 | Electric Utility
1966 | Blooming Prairie | 4 | Petroleum Liquids | 1.2 | Electric Utility
1966 | Blooming Prairie | 5 | Petroleum Liquids | 2.3 | Electric Utility
1966 | Blooming Prairie | 6 | Petroleum Liquids | 2 | Electric Utility
1966 | Blooming Prairie | 7 | Petroleum Liquids | 1.3 | Electric Utility
1967 | Blue Earth | IC1 | Petroleum Liquids | 1.5 | Electric Utility
1967 | Blue Earth | IC3 | Petroleum Liquids | 1.6 | Electric Utility
1967 | Blue Earth | IC4 | Petroleum Liquids | 1.6 | Electric Utility
1967 | Blue Earth | IC5 | Petroleum Liquids | 1.6 | Electric Utility
1967 | Blue Earth | IC6 | Petroleum Liquids | 1.8 | Electric Utility
1967 | Blue Earth | IC7 | Petroleum Liquids | 1.1 | Electric Utility
1967 | Blue Earth | IC8 | Petroleum Liquids | 1.8 | Electric Utility
1969 | Delano | 1 | Petroleum Liquids | 1.1 | Electric Utility
1969 | Delano | 2 | Natural Gas Internal Combustion Engine | 1.1 | Electric Utility
1969 | Delano | 3 | Natural Gas Internal Combustion Engine | 1.3 | Electric Utility
1969 | Delano | 5 | Petroleum Liquids | 0.8 | Electric Utility
1969 | Delano | 6 | Petroleum Liquids | 1.2 | Electric Utility
1969 | Delano | 7 | Petroleum Liquids | 3 | Electric Utility
1969 | Delano | 8 | Petroleum Liquids | 3.1 | Electric Utility
1969 | Delano | 9 | Petroleum Liquids | 12.5 | Electric Utility
1970 | Detroit Lakes | 1 | Petroleum Liquids | 12.5 | Electric Utility
1971 | Elk River City of | 1 | Petroleum Liquids | 0.5 | Electric Utility
1971 | Elk River City of | 2 | Petroleum Liquids | 0.5 | Electric Utility
1971 | Elk River City of | 3 | Petroleum Liquids | 3 | Electric Utility
1971 | Elk River City of | 4 | Petroleum Liquids | 5 | Electric Utility
1971 | Elk River City of | 5 | Landfill Gas | 0.8 | Electric Utility
1971 | Elk River City of | 6 | Landfill Gas | 0.8 | Electric Utility
1971 | Elk River City of | 7 | Landfill Gas | 0.8 | Electric Utility
1971 | Elk River City of | 8 | Landfill Gas | 0.8 | Electric Utility
1972 | Fairfax | 2A | Petroleum Liquids | 2 | Electric Utility
1973 | Fairmont (MN) | 10 | Natural Gas Internal Combustion Engine | 6.5 | Electric Utility
1973 | Fairmont (MN) | 11 | Natural Gas Internal Combustion Engine | 6.5 | Electric Utility
1973 | Fairmont (MN) | 12 | Natural Gas Internal Combustion Engine | 6.5 | Electric Utility
1973 | Fairmont (MN) | 6 | Petroleum Liquids | 6.5 | Electric Utility
1973 | Fairmont (MN) | 7 | Petroleum Liquids | 6.5 | Electric Utility
1973 | Fairmont (MN) | 9 | Natural Gas Internal Combustion Engine | 6.5 | Electric Utility
1975 | Glencoe | 10 | Petroleum Liquids | 7 | Electric Utility
1975 | Glencoe | 11 | Petroleum Liquids | 4.8 | Electric Utility
1975 | Glencoe | 12 | Petroleum Liquids | 4.8 | Electric Utility
1975 | Glencoe | 14 | Petroleum Liquids | 4.8 | Electric Utility
1975 | Glencoe | 5 | Petroleum Liquids | 1.3 | Electric Utility
1975 | Glencoe | 7 | Petroleum Liquids | 4.1 | Electric Utility
1975 | Glencoe | 8 | Petroleum Liquids | 5.6 | Electric Utility
1975 | Glencoe | 9 | Petroleum Liquids | 7.1 | Electric Utility
1976 | Grand Marais | 7 | Petroleum Liquids | 2.7 | Electric Utility
1976 | Grand Marais | 8 | Petroleum Liquids | 2 | Electric Utility
1976 | Grand Marais | 9 | Petroleum Liquids | 2 | Electric Utility
1977 | Granite Falls | 1 | Conventional Hydroelectric | 0.3 | Electric Utility
1977 | Granite Falls | 2 | Conventional Hydroelectric | 0.2 | Electric Utility
1977 | Granite Falls | HC3 | Conventional Hydroelectric | 0.8 | Electric Utility
1979 | Hibbing | 3 | Conventional Steam Coal | 10 | Electric Utility
1979 | Hibbing | 5 | Conventional Steam Coal | 19.5 | Electric Utility
1979 | Hibbing | 6 | Conventional Steam Coal | 6.4 | Electric Utility
1980 | Hutchinson Plant #1 | 10 | Natural Gas Internal Combustion Engine | 8.8 | Electric Utility
1980 | Hutchinson Plant #1 | 2 | Natural Gas Internal Combustion Engine | 2 | Electric Utility
1980 | Hutchinson Plant #1 | 3 | Natural Gas Internal Combustion Engine | 4.5 | Electric Utility
1980 | Hutchinson Plant #1 | 4 | Natural Gas Internal Combustion Engine | 4 | Electric Utility
1980 | Hutchinson Plant #1 | 8 | Natural Gas Fired Combined Cycle | 16 | Electric Utility
1982 | Janesville | 1 | Petroleum Liquids | 1.1 | Electric Utility
1982 | Janesville | 2 | Petroleum Liquids | 1.3 | Electric Utility
1982 | Janesville | 3 | Petroleum Liquids | 0.7 | Electric Utility
1982 | Janesville | 4 | Petroleum Liquids | 1.8 | Electric Utility
1983 | Kenyon Municipal | 5 | Petroleum Liquids | 1.8 | Electric Utility
1983 | Kenyon Municipal | 6 | Petroleum Liquids | 1.8 | Electric Utility
1983 | Kenyon Municipal | 7 | Petroleum Liquids | 1.8 | Electric Utility
1985 | Lake Crystal | 1 | Petroleum Liquids | 0.6 | Electric Utility
1985 | Lake Crystal | 3 | Petroleum Liquids | 2 | Electric Utility
1985 | Lake Crystal | 4 | Petroleum Liquids | 1.2 | Electric Utility
1985 | Lake Crystal | 5 | Petroleum Liquids | 2 | Electric Utility
1987 | Lanesboro | 2 | Conventional Hydroelectric | 0.3 | Electric Utility
1987 | Lanesboro | 3 | Petroleum Liquids | 1 | Electric Utility
1987 | Lanesboro | 4 | Petroleum Liquids | 2.3 | Electric Utility
1989 | Litchfield | 5 | Petroleum Liquids | 2.1 | Electric Utility
1989 | Litchfield | 6 | Petroleum Liquids | 2.1 | Electric Utility
1989 | Litchfield | QS 1 | Petroleum Liquids | 2.3 | Electric Utility
1989 | Litchfield | QS 2 | Petroleum Liquids | 2.3 | Electric Utility
1989 | Litchfield | QS 3 | Petroleum Liquids | 2.3 | Electric Utility
1989 | Litchfield | QS 4 | Petroleum Liquids | 2.3 | Electric Utility
1989 | Litchfield | QS 5 | Petroleum Liquids | 2.3 | Electric Utility
1990 | Luverne | 4C | Petroleum Liquids | 3.5 | Electric Utility
1993 | Marshall (MN) | 6 | Petroleum Liquids | 18 | Electric Utility
1994 | Melrose | 1 | Petroleum Liquids | 1 | Electric Utility
1994 | Melrose | 2 | Petroleum Liquids | 1.1 | Electric Utility
1994 | Melrose | 3 | Petroleum Liquids | 3.1 | Electric Utility
1994 | Melrose | 4 | Petroleum Liquids | 3 | Electric Utility
1996 | Moose Lake | 1 | Petroleum Liquids | 1.3 | Electric Utility
1996 | Moose Lake | 4 | Petroleum Liquids | 1.3 | Electric Utility
1996 | Moose Lake | 5 | Petroleum Liquids | 2.1 | Electric Utility
1996 | Moose Lake | 6 | Petroleum Liquids | 2.1 | Electric Utility
1996 | Moose Lake | 7 | Petroleum Liquids | 2.1 | Electric Utility
1997 | Mora | 2 | Natural Gas Internal Combustion Engine | 1.1 | Electric Utility
1997 | Mora | 5 | Natural Gas Internal Combustion Engine | 5.7 | Electric Utility
1997 | Mora | 6 | Petroleum Liquids | 7 | Electric Utility
1998 | Mountain Lake | 2 | Petroleum Liquids | 1.1 | Electric Utility
1998 | Mountain Lake | 4 | Petroleum Liquids | 2 | Electric Utility
1998 | Mountain Lake | 5 | Petroleum Liquids | 1.3 | Electric Utility
1998 | Mountain Lake | 6 | Petroleum Liquids | 1.8 | Electric Utility
1998 | Mountain Lake | 7 | Petroleum Liquids | 1.8 | Electric Utility
1998 | Mountain Lake | 8 | Onshore Wind Turbine | 1.2 | Electric Utility
1999 | New Prague | 2 | Natural Gas Internal Combustion Engine | 4.4 | Electric Utility
1999 | New Prague | 3 | Natural Gas Internal Combustion Engine | 2.4 | Electric Utility
1999 | New Prague | 4 | Natural Gas Internal Combustion Engine | 3.5 | Electric Utility
1999 | New Prague | 5 | Natural Gas Internal Combustion Engine | 0.6 | Electric Utility
1999 | New Prague | 6 | Natural Gas Internal Combustion Engine | 6 | Electric Utility
2001 | New Ulm | 3 | Natural Gas Steam Turbine | 6 | Electric Utility
2001 | New Ulm | 4 | Natural Gas Steam Turbine | 15 | Electric Utility
2001 | New Ulm | 5 | Petroleum Liquids | 24 | Electric Utility
2001 | New Ulm | 6 | Natural Gas Steam Turbine | 6 | Electric Utility
2001 | New Ulm | 7 | Petroleum Liquids | 27.5 | Electric Utility
2002 | North Branch (MN) | 3 | Petroleum Liquids | 2.2 | Electric Utility
2002 | North Branch (MN) | 4 | Petroleum Liquids | 2.2 | Electric Utility
2002 | North Branch (MN) | 5 | Petroleum Liquids | 2.2 | Electric Utility
2002 | North Branch (MN) | 6 | Petroleum Liquids | 2.2 | Electric Utility
2002 | North Branch (MN) | 7 | Petroleum Liquids | 2.2 | Electric Utility
2003 | Owatonna | 7 | Natural Gas Fired Combustion Turbine | 19 | Electric Utility
2004 | Preston (MN) | 4 | Petroleum Liquids | 0.6 | Electric Utility
2004 | Preston (MN) | 5 | Petroleum Liquids | 1.1 | Electric Utility
2004 | Preston (MN) | 6 | Natural Gas Internal Combustion Engine | 2 | Electric Utility
2005 | Princeton (MN) | 3 | Petroleum Liquids | 2.4 | Electric Utility
2005 | Princeton (MN) | 4 | Petroleum Liquids | 1.2 | Electric Utility
2005 | Princeton (MN) | 5 | Petroleum Liquids | 1 | Electric Utility
2005 | Princeton (MN) | 6 | Petroleum Liquids | 2.7 | Electric Utility
2005 | Princeton (MN) | 7 | Petroleum Liquids | 5 | Electric Utility
2007 | Rochester Hydro | 1 | Conventional Hydroelectric | 1.3 | Electric Utility
2007 | Rochester Hydro | 2 | Conventional Hydroelectric | 1.3 | Electric Utility
2009 | Redwood Falls | 6 | Petroleum Liquids | 2.2 | Electric Utility
2009 | Redwood Falls | 7 | Petroleum Liquids | 5.8 | Electric Utility
2009 | Redwood Falls | 8 | Conventional Hydroelectric | 0.5 | Electric Utility
2011 | Sleepy Eye | 1A | Petroleum Liquids | 1.8 | Electric Utility
2011 | Sleepy Eye | 5 | Petroleum Liquids | 1.8 | Electric Utility
2011 | Sleepy Eye | 6 | Petroleum Liquids | 2 | Electric Utility
2011 | Sleepy Eye | 7 | Petroleum Liquids | 2 | Electric Utility
2011 | Sleepy Eye | IC4 | Petroleum Liquids | 1.8 | Electric Utility
2011 | Sleepy Eye | NEW | Petroleum Liquids | 2 | Electric Utility
2012 | Springfield (MN) | 5 | Petroleum Liquids | 1.8 | Electric Utility
2012 | Springfield (MN) | 6 | Petroleum Liquids | 1.8 | Electric Utility
2012 | Springfield (MN) | 7 | Petroleum Liquids | 1.8 | Electric Utility
2012 | Springfield (MN) | 8 | Petroleum Liquids | 1.8 | Electric Utility
2012 | Springfield (MN) | 9 | Petroleum Liquids | 1.8 | Electric Utility
2013 | Spring Valley | 2 | Petroleum Liquids | 1.1 | Electric Utility
2013 | Spring Valley | 3 | Petroleum Liquids | 2 | Electric Utility
2013 | Spring Valley | 4 | Petroleum Liquids | 2 | Electric Utility
2013 | Spring Valley | 5 | Petroleum Liquids | 2 | Electric Utility
2014 | Thief River Falls | HY1 | Conventional Hydroelectric | 0.3 | Electric Utility
2014 | Thief River Falls | HY2 | Conventional Hydroelectric | 0.2 | Electric Utility
2014 | Thief River Falls | IC1 | Petroleum Liquids | 2.2 | Electric Utility
2014 | Thief River Falls | IC2 | Petroleum Liquids | 1.2 | Electric Utility
2014 | Thief River Falls | IC3A | Petroleum Liquids | 1.2 | Electric Utility
2014 | Thief River Falls | IC4 | Petroleum Liquids | 1.4 | Electric Utility
2015 | Truman | 1 | Petroleum Liquids | 0.2 | Electric Utility
2015 | Truman | 2 | Petroleum Liquids | 0.2 | Electric Utility
2015 | Truman | 3 | Petroleum Liquids | 2.2 | Electric Utility
2015 | Truman | 4 | Petroleum Liquids | 0.7 | Electric Utility
2015 | Truman | 5 | Petroleum Liquids | 0.8 | Electric Utility
2015 | Truman | 6 | Petroleum Liquids | 1.8 | Electric Utility
2015 | Truman | 7 | Petroleum Liquids | 2.2 | Electric Utility
2018 | Virginia | 5 | Wood/Wood Waste Biomass | 7.5 | Electric Utility
2018 | Virginia | 6 | Wood/Wood Waste Biomass | 18.7 | Electric Utility
2020 | Wells IC | 1 | Petroleum Liquids | 1.3 | Electric Utility
2020 | Wells IC | 2 | Petroleum Liquids | 1.3 | Electric Utility
2020 | Wells IC | 3 | Petroleum Liquids | 1.1 | Electric Utility
2020 | Wells IC | 4 | Petroleum Liquids | 2.3 | Electric Utility
2020 | Wells IC | 5 | Petroleum Liquids | 2.3 | Electric Utility
2021 | Westbrook | 5 | Petroleum Liquids | 2.3 | Electric Utility
2022 | Willmar | 3 | Conventional Steam Coal | 18 | Electric Utility
2022 | Willmar | ST2 | Natural Gas Steam Turbine | 8 | Electric Utility
2022 | Willmar | WTG3 | Onshore Wind Turbine | 2 | Electric Utility
2022 | Willmar | WTG4 | Onshore Wind Turbine | 2 | Electric Utility
2023 | Windom | CAT2 | Petroleum Liquids | 1.8 | Electric Utility
2023 | Windom | CAT3 | Petroleum Liquids | 1.8 | Electric Utility
2023 | Windom | CAT4 | Petroleum Liquids | 1.8 | Electric Utility
2023 | Windom | GT1 | Petroleum Liquids | 3 | Electric Utility
2024 | Worthington | 1 | Petroleum Liquids | 2 | Electric Utility
2024 | Worthington | 10 | Onshore Wind Turbine | 0.9 | Electric Utility
2024 | Worthington | 11 | Onshore Wind Turbine | 0.9 | Electric Utility
2024 | Worthington | 12 | Onshore Wind Turbine | 1 | Electric Utility
2024 | Worthington | 13 | Onshore Wind Turbine | 1 | Electric Utility
2024 | Worthington | 2 | Petroleum Liquids | 2 | Electric Utility
2024 | Worthington | 3 | Petroleum Liquids | 2 | Electric Utility
2024 | Worthington | 4 | Petroleum Liquids | 2 | Electric Utility
2024 | Worthington | 5 | Petroleum Liquids | 2 | Electric Utility
2024 | Worthington | 6 | Petroleum Liquids | 2 | Electric Utility
2024 | Worthington | 7 | Petroleum Liquids | 2 | Electric Utility
2024 | Worthington | 8 | Onshore Wind Turbine | 0.9 | Electric Utility
2024 | Worthington | 9 | Onshore Wind Turbine | 0.9 | Electric Utility
2038 | Cambridge CT | GT1 | Petroleum Liquids | 25 | Electric Utility
2038 | Cambridge CT | GT2 | Natural Gas Fired Combustion Turbine | 169.2 | Electric Utility
2039 | Elk River | 1 | Municipal Solid Waste | 11.5 | Electric Utility
2039 | Elk River | 2 | Municipal Solid Waste | 11.5 | Electric Utility
2039 | Elk River | 3 | Municipal Solid Waste | 25 | Electric Utility
2039 | Elk River | CT | Natural Gas Fired Combustion Turbine | 191.3 | Electric Utility
2042 | Maple Lake | 5A | Petroleum Liquids | 25 | Electric Utility
2047 | Chevron Oil | 1 | Natural Gas Fired Combustion Turbine | 16.6 | Electric Utility
2047 | Chevron Oil | 2 | Natural Gas Fired Combustion Turbine | 16.6 | Electric Utility
2047 | Chevron Oil | 3 | Natural Gas Fired Combustion Turbine | 18 | Electric Utility
2047 | Chevron Oil | 4 | Natural Gas Fired Combustion Turbine | 18 | Electric Utility
2047 | Chevron Oil | 5 | Natural Gas Fired Combustion Turbine | 101.3 | Electric Utility
2048 | Sweatt | 1 | Natural Gas Steam Turbine | 46 | Electric Utility
2048 | Sweatt | 2 | Natural Gas Steam Turbine | 49 | Electric Utility
2048 | Sweatt | A | Natural Gas Fired Combustion Turbine | 41.9 | Electric Utility
2049 | Jack Watson | 3 | Natural Gas Steam Turbine | 108.8 | Electric Utility
2049 | Jack Watson | 4 | Natural Gas Steam Turbine | 299.2 | Electric Utility
2049 | Jack Watson | 5 | Natural Gas Steam Turbine | 578 | Electric Utility
2049 | Jack Watson | A | Natural Gas Fired Combustion Turbine | 41.9 | Electric Utility
2050 | Baxter Wilson | 1 | Natural Gas Steam Turbine | 544.6 | Electric Utility
2050 | Baxter Wilson | 2 | Natural Gas Steam Turbine | 783 | Electric Utility
2053 | Rex Brown | 3 | Natural Gas Steam Turbine | 66 | Electric Utility
2053 | Rex Brown | 4 | Natural Gas Steam Turbine | 238.7 | Electric Utility
2053 | Rex Brown | GT1 | Petroleum Liquids | 10 | Electric Utility
2059 | L L Wilkins | 6 | Natural Gas Fired Combined Cycle | 6 | Electric Utility
2059 | L L Wilkins | 7 | Natural Gas Steam Turbine | 7.5 | Electric Utility
2059 | L L Wilkins | 8 | Natural Gas Fired Combined Cycle | 16.2 | Electric Utility
2059 | L L Wilkins | 9 | Natural Gas Fired Combined Cycle | 25.5 | Electric Utility
2062 | Henderson | 1 | Natural Gas Steam Turbine | 12.6 | Electric Utility
2062 | Henderson | 3 | Natural Gas Steam Turbine | 20 | Electric Utility
2062 | Henderson | H10 | Natural Gas Internal Combustion Engine | 1.3 | Electric Utility
2062 | Henderson | H11 | Natural Gas Internal Combustion Engine | 1.3 | Electric Utility
2062 | Henderson | H2 | Natural Gas Fired Combustion Turbine | 13.5 | Electric Utility
2062 | Henderson | H4 | Petroleum Liquids | 1.8 | Electric Utility
2062 | Henderson | H5 | Petroleum Liquids | 1.8 | Electric Utility
2062 | Henderson | H6 | Petroleum Liquids | 1.8 | Electric Utility
2062 | Henderson | H7 | Petroleum Liquids | 1.8 | Electric Utility
2062 | Henderson | H8 | Petroleum Liquids | 1.8 | Electric Utility
2062 | Henderson | H9 | Natural Gas Internal Combustion Engine | 1.3 | Electric Utility
2067 | Yazoo | 2 | Natural Gas Fired Combined Cycle | 5 | Electric Utility
2067 | Yazoo | 3 | Natural Gas Fired Combined Cycle | 12.6 | Electric Utility
2067 | Yazoo | GT1 | Natural Gas Fired Combined Cycle | 16.5 | Electric Utility
2068 | Benndale | 1 | Natural Gas Fired Combustion Turbine | 16.2 | Electric Utility
2070 | Moselle | 1 | Natural Gas Fired Combined Cycle | 59 | Electric Utility
2070 | Moselle | 2 | Natural Gas Fired Combined Cycle | 59 | Electric Utility
2070 | Moselle | 3 | Natural Gas Steam Turbine | 59 | Electric Utility
2070 | Moselle | 4 | Natural Gas Fired Combustion Turbine | 83 | Electric Utility
2070 | Moselle | 5 | Natural Gas Fired Combustion Turbine | 83.5 | Electric Utility
2070 | Moselle | GTG1 | Natural Gas Fired Combined Cycle | 83.5 | Electric Utility
2070 | Moselle | GTG2 | Natural Gas Fired Combined Cycle | 83.5 | Electric Utility
2071 | Paulding | 1 | Petroleum Liquids | 20 | Electric Utility
2076 | Asbury | 1 | Conventional Steam Coal | 212.8 | Electric Utility
2079 | Hawthorn | 5 | Conventional Steam Coal | 594.3 | Electric Utility
2079 | Hawthorn | 6 | Natural Gas Fired Combined Cycle | 176 | Electric Utility
2079 | Hawthorn | 7 | Natural Gas Fired Combustion Turbine | 77 | Electric Utility
2079 | Hawthorn | 8 | Natural Gas Fired Combustion Turbine | 77 | Electric Utility
2079 | Hawthorn | 9 | Natural Gas Fired Combined Cycle | 146 | Electric Utility
2080 | Montrose | 1 | Conventional Steam Coal | 188 | Electric Utility
2080 | Montrose | 2 | Conventional Steam Coal | 188 | Electric Utility
2080 | Montrose | 3 | Conventional Steam Coal | 188 | Electric Utility
2081 | Northeast (MO) | 11 | Petroleum Liquids | 50 | Electric Utility
2081 | Northeast (MO) | 12 | Petroleum Liquids | 64 | Electric Utility
2081 | Northeast (MO) | 13 | Petroleum Liquids | 50 | Electric Utility
2081 | Northeast (MO) | 14 | Petroleum Liquids | 64 | Electric Utility
2081 | Northeast (MO) | 15 | Petroleum Liquids | 64 | Electric Utility
2081 | Northeast (MO) | 16 | Petroleum Liquids | 64 | Electric Utility
2081 | Northeast (MO) | 17 | Petroleum Liquids | 64 | Electric Utility
2081 | Northeast (MO) | 18 | Petroleum Liquids | 64 | Electric Utility
2081 | Northeast (MO) | 19 | Petroleum Liquids | 2 | Electric Utility
2082 | Fairgrounds | 1 | Petroleum Liquids | 68.3 | Electric Utility
2083 | Kirksville | 1 | Natural Gas Fired Combustion Turbine | 15 | Electric Utility
2090 | Nevada | 1 | Petroleum Liquids | 22 | Electric Utility
2092 | Ralph Green | 3 | Natural Gas Fired Combustion Turbine | 74 | Electric Utility
2094 | Sibley | 1 | Conventional Steam Coal | 55 | Electric Utility
2094 | Sibley | 2 | Conventional Steam Coal | 50 | Electric Utility
2094 | Sibley | 3 | Conventional Steam Coal | 419 | Electric Utility
2098 | Lake Road (MO) | 1 | Natural Gas Steam Turbine | 23 | Electric Utility
2098 | Lake Road (MO) | 2 | Natural Gas Steam Turbine | 25 | Electric Utility
2098 | Lake Road (MO) | 3 | Natural Gas Steam Turbine | 12.5 | Electric Utility
2098 | Lake Road (MO) | 4 | Conventional Steam Coal | 90 | Electric Utility
2098 | Lake Road (MO) | 5 | Natural Gas Fired Combustion Turbine | 85 | Electric Utility
2098 | Lake Road (MO) | 6 | Natural Gas Fired Combustion Turbine | 18.9 | Electric Utility
2098 | Lake Road (MO) | 7 | Petroleum Liquids | 18.9 | Electric Utility
2099 | Niangua | 1 | Conventional Hydroelectric | 1.5 | Electric Utility
2099 | Niangua | 2 | Conventional Hydroelectric | 1.5 | Electric Utility
2102 | Howard Bend | 1 | Petroleum Liquids | 47.4 | Electric Utility
2103 | Labadie | 1 | Conventional Steam Coal | 573.7 | Electric Utility
2103 | Labadie | 2 | Conventional Steam Coal | 573.7 | Electric Utility
2103 | Labadie | 3 | Conventional Steam Coal | 621 | Electric Utility
2103 | Labadie | 4 | Conventional Steam Coal | 621 | Electric Utility
2104 | Meramec | 1 | Conventional Steam Coal | 137.5 | Electric Utility
2104 | Meramec | 2 | Conventional Steam Coal | 137.5 | Electric Utility
2104 | Meramec | 3 | Conventional Steam Coal | 289 | Electric Utility
2104 | Meramec | 4 | Conventional Steam Coal | 359 | Electric Utility
2104 | Meramec | GT1 | Petroleum Liquids | 62 | Electric Utility
2104 | Meramec | GT2 | Natural Gas Fired Combustion Turbine | 56 | Electric Utility
2106 | Osage Dam | 1 | Conventional Hydroelectric | 27.5 | Electric Utility
2106 | Osage Dam | 2 | Conventional Hydroelectric | 27.5 | Electric Utility
2106 | Osage Dam | 3 | Conventional Hydroelectric | 27.5 | Electric Utility
2106 | Osage Dam | 4 | Conventional Hydroelectric | 27.5 | Electric Utility
2106 | Osage Dam | 5 | Conventional Hydroelectric | 27.5 | Electric Utility
2106 | Osage Dam | 6 | Conventional Hydroelectric | 27.5 | Electric Utility
2106 | Osage Dam | 7 | Conventional Hydroelectric | 21.5 | Electric Utility
2106 | Osage Dam | 8 | Conventional Hydroelectric | 21.5 | Electric Utility
2107 | Sioux | 1 | Conventional Steam Coal | 549.7 | Electric Utility
2107 | Sioux | 2 | Conventional Steam Coal | 549.7 | Electric Utility
2108 | Taum Sauk | 1 | Hydroelectric Pumped Storage | 204 | Electric Utility
2108 | Taum Sauk | 2 | Hydroelectric Pumped Storage | 204 | Electric Utility
2113 | Albany | 1 | Petroleum Liquids | 2.1 | Electric Utility
2113 | Albany | 2 | Petroleum Liquids | 1 | Electric Utility
2113 | Albany | 3 | Petroleum Liquids | 0.7 | Electric Utility
2113 | Albany | IC5 | Petroleum Liquids | 1.2 | Electric Utility
2113 | Albany | IC6 | Petroleum Liquids | 1.2 | Electric Utility
2115 | Butler Municipal Power Plant | 4 | Petroleum Liquids | 1.4 | Electric Utility
2115 | Butler Municipal Power Plant | 5 | Petroleum Liquids | 1.4 | Electric Utility
2115 | Butler Municipal Power Plant | IC6 | Petroleum Liquids | 1.5 | Electric Utility
2115 | Butler Municipal Power Plant | NG1 | Petroleum Liquids | 2 | Electric Utility
2115 | Butler Municipal Power Plant | NG2 | Petroleum Liquids | 2 | Electric Utility
2115 | Butler Municipal Power Plant | SG1 | Petroleum Liquids | 2 | Electric Utility
2115 | Butler Municipal Power Plant | SG2 | Petroleum Liquids | 2 | Electric Utility
2120 | Carrollton | 10 | Natural Gas Internal Combustion Engine | 6.1 | Electric Utility
2120 | Carrollton | 11 | Petroleum Liquids | 2 | Electric Utility
2120 | Carrollton | 3 | Natural Gas Internal Combustion Engine | 1.8 | Electric Utility
2120 | Carrollton | 7 | Natural Gas Internal Combustion Engine | 2.5 | Electric Utility
2120 | Carrollton | 8 | Natural Gas Internal Combustion Engine | 4.1 | Electric Utility
2120 | Carrollton | 9 | Natural Gas Internal Combustion Engine | 4.1 | Electric Utility
2121 | Carthage | 10 | Natural Gas Internal Combustion Engine | 7 | Electric Utility
2121 | Carthage | 11 | Natural Gas Internal Combustion Engine | 4.5 | Electric Utility
2121 | Carthage | 12 | Natural Gas Internal Combustion Engine | 4.5 | Electric Utility
2121 | Carthage | 13 | Natural Gas Internal Combustion Engine | 6 | Electric Utility
2121 | Carthage | 14 | Natural Gas Internal Combustion Engine | 6 | Electric Utility
2121 | Carthage | 6 | Natural Gas Internal Combustion Engine | 2.5 | Electric Utility
2121 | Carthage | 7 | Natural Gas Internal Combustion Engine | 3 | Electric Utility
2121 | Carthage | 8 | Natural Gas Internal Combustion Engine | 3.3 | Electric Utility
2121 | Carthage | 9 | Natural Gas Internal Combustion Engine | 5 | Electric Utility
2122 | Chillicothe | D1 | Petroleum Liquids | 2 | Electric Utility
2122 | Chillicothe | D2 | Petroleum Liquids | 2 | Electric Utility
2122 | Chillicothe | D3 | Petroleum Liquids | 2 | Electric Utility
2122 | Chillicothe | D4 | Petroleum Liquids | 2 | Electric Utility
2122 | Chillicothe | D5 | Petroleum Liquids | 2 | Electric Utility
2122 | Chillicothe | GT1 | Natural Gas Fired Combustion Turbine | 40 | Electric Utility
2122 | Chillicothe | GT2 | Natural Gas Fired Combustion Turbine | 40 | Electric Utility
2123 | Columbia (MO) | 5 | Conventional Steam Coal | 16.5 | Electric Utility
2123 | Columbia (MO) | 6 | Natural Gas Fired Combustion Turbine | 12.5 | Electric Utility
2123 | Columbia (MO) | 7 | Conventional Steam Coal | 22 | Electric Utility
2123 | Columbia (MO) | 8 | Natural Gas Steam Turbine | 35 | Electric Utility
2123 | Columbia (MO) | DAN1 | Petroleum Liquids | 2 | Electric Utility
2123 | Columbia (MO) | LF1 | Landfill Gas | 1 | Electric Utility
2123 | Columbia (MO) | LF2 | Landfill Gas | 1 | Electric Utility
2123 | Columbia (MO) | LF3 | Landfill Gas | 1 | Electric Utility
2123 | Columbia (MO) | MBS1 | Petroleum Liquids | 1 | Electric Utility
2123 | Columbia (MO) | MBS2 | Petroleum Liquids | 1 | Electric Utility
2123 | Columbia (MO) | SF1 | Petroleum Liquids | 1 | Electric Utility
2123 | Columbia (MO) | SF2 | Petroleum Liquids | 1 | Electric Utility
2123 | Columbia (MO) | SH1 | Petroleum Liquids | 1.3 | Electric Utility
2123 | Columbia (MO) | SH2 | Petroleum Liquids | 1.3 | Electric Utility
2123 | Columbia (MO) | WTP1 | Petroleum Liquids | 2 | Electric Utility
2123 | Columbia (MO) | WTP2 | Petroleum Liquids | 2 | Electric Utility
2124 | Stockton Hydro | 1 | Conventional Hydroelectric | 52 | Electric Utility
2125 | Fayette | GT1 | Petroleum Liquids | 3.5 | Electric Utility
2125 | Fayette | GT2 | Petroleum Liquids | 3.5 | Electric Utility
2125 | Fayette | GT3 | Petroleum Liquids | 2.8 | Electric Utility
2125 | Fayette | GT4 | Petroleum Liquids | 1.1 | Electric Utility
2126 | Fulton (MO) | GT4 | Natural Gas Fired Combustion Turbine | 21.2 | Electric Utility
2126 | Fulton (MO) | IC1 | Petroleum Liquids | 5 | Electric Utility
2126 | Fulton (MO) | IC3 | Petroleum Liquids | 7 | Electric Utility
2127 | Gallatin (MO) | 2A | Petroleum Liquids | 1.1 | Electric Utility
2127 | Gallatin (MO) | 3A | Petroleum Liquids | 1.1 | Electric Utility
2127 | Gallatin (MO) | IC4 | Petroleum Liquids | 2.5 | Electric Utility
2127 | Gallatin (MO) | IC6 | Petroleum Liquids | 2.5 | Electric Utility
2131 | Higginsville | 1 | Petroleum Liquids | 0.8 | Electric Utility
2131 | Higginsville | 2 | Petroleum Liquids | 1.7 | Electric Utility
2131 | Higginsville | 3 | Petroleum Liquids | 2.4 | Electric Utility
2131 | Higginsville | 4 | Natural Gas Fired Combustion Turbine | 40 | Electric Utility
2131 | Higginsville | 5 | Petroleum Liquids | 1.2 | Electric Utility
2131 | Higginsville | 6 | Petroleum Liquids | 5.5 | Electric Utility
2132 | Blue Valley | 2 | Natural Gas Steam Turbine | 25 | Electric Utility
2132 | Blue Valley | 3 | Natural Gas Steam Turbine | 65 | Electric Utility
2132 | Blue Valley | ST1 | Natural Gas Steam Turbine | 25 | Electric Utility
2134 | Jackson Square | 1 | Petroleum Liquids | 18 | Electric Utility
2134 | Jackson Square | 2 | Petroleum Liquids | 18 | Electric Utility
2135 | Station H | 1 | Natural Gas Fired Combustion Turbine | 19 | Electric Utility
2135 | Station H | 2 | Natural Gas Fired Combustion Turbine | 24 | Electric Utility
2136 | Station I | 1 | Petroleum Liquids | 19 | Electric Utility
2136 | Station I | 2 | Petroleum Liquids | 19 | Electric Utility
2137 | Jackson (MO) | 10 | Petroleum Liquids | 2 | Electric Utility
2137 | Jackson (MO) | 11 | Petroleum Liquids | 2 | Electric Utility
2137 | Jackson (MO) | 12 | Petroleum Liquids | 2 | Electric Utility
2137 | Jackson (MO) | 3 | Petroleum Liquids | 1 | Electric Utility
2137 | Jackson (MO) | 4 | Petroleum Liquids | 1 | Electric Utility
2137 | Jackson (MO) | 5 | Petroleum Liquids | 0.7 | Electric Utility
2137 | Jackson (MO) | 6 | Petroleum Liquids | 1 | Electric Utility
2137 | Jackson (MO) | 7 | Petroleum Liquids | 6.8 | Electric Utility
2137 | Jackson (MO) | 8 | Petroleum Liquids | 6.8 | Electric Utility
2137 | Jackson (MO) | 9 | Petroleum Liquids | 3 | Electric Utility
2138 | Kahoka | 10 | Petroleum Liquids | 1.1 | Electric Utility
2138 | Kahoka | 11 | Petroleum Liquids | 1.1 | Electric Utility
2138 | Kahoka | 12 | Petroleum Liquids | 1.1 | Electric Utility
2138 | Kahoka | 3 | Petroleum Liquids | 0.2 | Electric Utility
2138 | Kahoka | 6 | Petroleum Liquids | 0.7 | Electric Utility
2138 | Kahoka | 7 | Natural Gas Internal Combustion Engine | 0.8 | Electric Utility
2138 | Kahoka | 8 | Natural Gas Internal Combustion Engine | 1.5 | Electric Utility
2138 | Kahoka | 9 | Natural Gas Internal Combustion Engine | 0.9 | Electric Utility
2139 | Kennett | 1 | Petroleum Liquids | 0.4 | Electric Utility
2139 | Kennett | 10 | Natural Gas Internal Combustion Engine | 6.2 | Electric Utility
2139 | Kennett | 11 | Natural Gas Internal Combustion Engine | 6.2 | Electric Utility
2139 | Kennett | 12 | Natural Gas Internal Combustion Engine | 6.4 | Electric Utility
2139 | Kennett | 13 | Natural Gas Internal Combustion Engine | 6.4 | Electric Utility
2139 | Kennett | 2 | Petroleum Liquids | 0.4 | Electric Utility
2139 | Kennett | 3 | Petroleum Liquids | 0.8 | Electric Utility
2139 | Kennett | 4 | Natural Gas Internal Combustion Engine | 2.5 | Electric Utility
2139 | Kennett | 5 | Petroleum Liquids | 1.4 | Electric Utility
2139 | Kennett | 6 | Natural Gas Internal Combustion Engine | 2 | Electric Utility
2139 | Kennett | 7 | Natural Gas Internal Combustion Engine | 2.5 | Electric Utility
2139 | Kennett | 8 | Natural Gas Internal Combustion Engine | 3.1 | Electric Utility
2139 | Kennett | 9 | Natural Gas Internal Combustion Engine | 6.2 | Electric Utility
2140 | La Plata | 1 | Petroleum Liquids | 1.8 | Electric Utility
2140 | La Plata | 2 | Petroleum Liquids | 1.8 | Electric Utility
2141 | Macon | 3 | Petroleum Liquids | 5 | Electric Utility
2141 | Macon | 4 | Petroleum Liquids | 1 | Electric Utility
2142 | Malden | 2A | Petroleum Liquids | 1.8 | Electric Utility
2142 | Malden | 3A | Petroleum Liquids | 1.8 | Electric Utility
2142 | Malden | 4A | Petroleum Liquids | 1.8 | Electric Utility
2142 | Malden | 5 | Petroleum Liquids | 1.4 | Electric Utility
2142 | Malden | 6 | Petroleum Liquids | 2 | Electric Utility
2142 | Malden | 7 | Petroleum Liquids | 2.8 | Electric Utility
2142 | Malden | 8 | Petroleum Liquids | 4.3 | Electric Utility
2144 | Marshall (MO) | 10 | Natural Gas Internal Combustion Engine | 6.3 | Electric Utility
2144 | Marshall (MO) | 11 | Natural Gas Internal Combustion Engine | 6.3 | Electric Utility
2144 | Marshall (MO) | 3 | Natural Gas Steam Turbine | 4 | Electric Utility
2144 | Marshall (MO) | 4 | Conventional Steam Coal | 6 | Electric Utility
2144 | Marshall (MO) | 5 | Conventional Steam Coal | 16.5 | Electric Utility
2144 | Marshall (MO) | 7 | Petroleum Liquids | 1 | Electric Utility
2144 | Marshall (MO) | 8 | Petroleum Liquids | 1 | Electric Utility
2144 | Marshall (MO) | 9 | Petroleum Liquids | 1 | Electric Utility
2144 | Marshall (MO) | GT1 | Natural Gas Fired Combustion Turbine | 15.2 | Electric Utility
2145 | Memphis | 1 | Petroleum Liquids | 0.6 | Electric Utility
2145 | Memphis | 10 | Petroleum Liquids | 1 | Electric Utility
2145 | Memphis | 11 | Petroleum Liquids | 1 | Electric Utility
2145 | Memphis | 12 | Petroleum Liquids | 0.4 | Electric Utility
2145 | Memphis | 13 | Petroleum Liquids | 1 | Electric Utility
2145 | Memphis | 3 | Petroleum Liquids | 0.2 | Electric Utility
2145 | Memphis | 6 | Petroleum Liquids | 0.9 | Electric Utility
2145 | Memphis | 7 | Petroleum Liquids | 1.1 | Electric Utility
2145 | Memphis | 8 | Petroleum Liquids | 1.3 | Electric Utility
2145 | Memphis | 9 | Petroleum Liquids | 1.3 | Electric Utility
2146 | Monroe (MO) | 10 | Petroleum Liquids | 1.6 | Electric Utility
2146 | Monroe (MO) | 11 | Petroleum Liquids | 1.8 | Electric Utility
2146 | Monroe (MO) | 12 | Petroleum Liquids | 1.8 | Electric Utility
2146 | Monroe (MO) | 5 | Petroleum Liquids | 2 | Electric Utility
2146 | Monroe (MO) | 8 | Petroleum Liquids | 1.6 | Electric Utility
2146 | Monroe (MO) | 9 | Petroleum Liquids | 1.6 | Electric Utility
2150 | Palmyra Municipal | 2 | Petroleum Liquids | 0.5 | Electric Utility
2150 | Palmyra Municipal | 3 | Petroleum Liquids | 1.5 | Electric Utility
2150 | Palmyra Municipal | 4 | Petroleum Liquids | 0.8 | Electric Utility
2150 | Palmyra Municipal | 6 | Petroleum Liquids | 2 | Electric Utility
2150 | Palmyra Municipal | IC7 | Petroleum Liquids | 2 | Electric Utility
2161 | James River Power Station | 1 | Conventional Steam Coal | 22 | Electric Utility
2161 | James River Power Station | 2 | Conventional Steam Coal | 22 | Electric Utility
2161 | James River Power Station | 3 | Conventional Steam Coal | 44 | Electric Utility
2161 | James River Power Station | 4 | Conventional Steam Coal | 60 | Electric Utility
2161 | James River Power Station | 5 | Conventional Steam Coal | 105 | Electric Utility
2161 | James River Power Station | GT1 | Natural Gas Fired Combustion Turbine | 96 | Electric Utility
2161 | James River Power Station | GT2 | Natural Gas Fired Combustion Turbine | 101.5 | Electric Utility
2164 | Unionville City of | 1 | Petroleum Liquids | 0.8 | Electric Utility
2164 | Unionville City of | 2 | Petroleum Liquids | 1.7 | Electric Utility
2164 | Unionville City of | 3 | Petroleum Liquids | 0.2 | Electric Utility
2164 | Unionville City of | 4 | Petroleum Liquids | 1 | Electric Utility
2164 | Unionville City of | 5 | Petroleum Liquids | 0.3 | Electric Utility
2164 | Unionville City of | 6 | Petroleum Liquids | 0.3 | Electric Utility
2164 | Unionville City of | 7 | Petroleum Liquids | 1.1 | Electric Utility
2164 | Unionville City of | 8 | Petroleum Liquids | 1.3 | Electric Utility
2164 | Unionville City of | 9 | Petroleum Liquids | 2 | Electric Utility
2165 | Vandalia | 1 | Petroleum Liquids | 1.2 | Electric Utility
2165 | Vandalia | 10 | Petroleum Liquids | 1.3 | Electric Utility
2165 | Vandalia | 11 | Petroleum Liquids | 1 | Electric Utility
2165 | Vandalia | 12 | Petroleum Liquids | 1 | Electric Utility
2165 | Vandalia | 4A | Petroleum Liquids | 1.2 | Electric Utility
2165 | Vandalia | 5A | Petroleum Liquids | 1.2 | Electric Utility
2165 | Vandalia | 8 | Petroleum Liquids | 1 | Electric Utility
2165 | Vandalia | 9 | Petroleum Liquids | 1.4 | Electric Utility
2166 | Table Rock | 1 | Conventional Hydroelectric | 50 | Electric Utility
2166 | Table Rock | 2 | Conventional Hydroelectric | 50 | Electric Utility
2166 | Table Rock | 3 | Conventional Hydroelectric | 50 | Electric Utility
2166 | Table Rock | 4 | Conventional Hydroelectric | 50 | Electric Utility
2167 | New Madrid | 1 | Conventional Steam Coal | 650 | Electric Utility
2167 | New Madrid | 2 | Conventional Steam Coal | 650 | Electric Utility
2168 | Thomas Hill | 1 | Conventional Steam Coal | 171.7 | Electric Utility
2168 | Thomas Hill | 2 | Conventional Steam Coal | 272 | Electric Utility
2168 | Thomas Hill | 3 | Conventional Steam Coal | 738 | Electric Utility
2171 | Missouri City | 1 | Conventional Steam Coal | 23 | Electric Utility
2171 | Missouri City | 2 | Conventional Steam Coal | 23 | Electric Utility
2176 | Glendive GT | GT-2 | Natural Gas Fired Combustion Turbine | 43 | Electric Utility
2176 | Glendive GT | GT1 | Natural Gas Fired Combustion Turbine | 40.7 | Electric Utility
2177 | Miles City GT | 1 | Natural Gas Fired Combustion Turbine | 23.3 | Electric Utility
2181 | Black Eagle | BLA1 | Conventional Hydroelectric | 7.8 | Electric Utility
2181 | Black Eagle | BLA2 | Conventional Hydroelectric | 7.8 | Electric Utility
2181 | Black Eagle | BLA3 | Conventional Hydroelectric | 8.4 | Electric Utility
2182 | Cochrane | COC1 | Conventional Hydroelectric | 28.4 | Electric Utility
2182 | Cochrane | COC2 | Conventional Hydroelectric | 32 | Electric Utility
2185 | Hauser | HAU1 | Conventional Hydroelectric | 2.8 | Electric Utility
2185 | Hauser | HAU2 | Conventional Hydroelectric | 2.8 | Electric Utility
2185 | Hauser | HAU3 | Conventional Hydroelectric | 2.8 | Electric Utility
2185 | Hauser | HAU4 | Conventional Hydroelectric | 2.8 | Electric Utility
2185 | Hauser | HAU5 | Conventional Hydroelectric | 2.8 | Electric Utility
2185 | Hauser | HAU6 | Conventional Hydroelectric | 3 | Electric Utility
2186 | Holter | HOL1 | Conventional Hydroelectric | 9.6 | Electric Utility
2186 | Holter | HOL2 | Conventional Hydroelectric | 9.6 | Electric Utility
2186 | Holter | HOL3 | Conventional Hydroelectric | 9.6 | Electric Utility
2186 | Holter | HOL4 | Conventional Hydroelectric | 9.6 | Electric Utility
2188 | Kerr | KER1 | Conventional Hydroelectric | 70.6 | Electric Utility
2188 | Kerr | KER2 | Conventional Hydroelectric | 50.4 | Electric Utility
2188 | Kerr | KER3 | Conventional Hydroelectric | 86.6 | Electric Utility
2191 | Morony | MOR1 | Conventional Hydroelectric | 22.5 | Electric Utility
2191 | Morony | MOR2 | Conventional Hydroelectric | 31.5 | Electric Utility
2192 | Mystic | MYS1 | Conventional Hydroelectric | 6 | Electric Utility
2192 | Mystic | MYS2 | Conventional Hydroelectric | 6 | Electric Utility
2193 | Rainbow (MT) | RAI9 | Conventional Hydroelectric | 59 | Electric Utility
2194 | Ryan | RYA1 | Conventional Hydroelectric | 8 | Electric Utility
2194 | Ryan | RYA2 | Conventional Hydroelectric | 9.2 | Electric Utility
2194 | Ryan | RYA3 | Conventional Hydroelectric | 8 | Electric Utility
2194 | Ryan | RYA4 | Conventional Hydroelectric | 9.2 | Electric Utility
2194 | Ryan | RYA5 | Conventional Hydroelectric | 8 | Electric Utility
2194 | Ryan | RYA6 | Conventional Hydroelectric | 8 | Electric Utility
2195 | Thompson Falls | TF1 | Conventional Hydroelectric | 5 | Electric Utility
2195 | Thompson Falls | TF2 | Conventional Hydroelectric | 5 | Electric Utility
2195 | Thompson Falls | TF3 | Conventional Hydroelectric | 5 | Electric Utility
2195 | Thompson Falls | TF4 | Conventional Hydroelectric | 5 | Electric Utility
2195 | Thompson Falls | TF5 | Conventional Hydroelectric | 5 | Electric Utility
2195 | Thompson Falls | TF6 | Conventional Hydroelectric | 5 | Electric Utility
2195 | Thompson Falls | TF7 | Conventional Hydroelectric | 57.1 | Electric Utility
2196 | Old Faithful | 1 | Petroleum Liquids | 1 | Electric Utility
2196 | Old Faithful | 2 | Petroleum Liquids | 1 | Electric Utility
2199 | Noxon Rapids | 1 | Conventional Hydroelectric | 113.9 | Electric Utility
2199 | Noxon Rapids | 2 | Conventional Hydroelectric | 76.8 | Electric Utility
2199 | Noxon Rapids | 3 | Conventional Hydroelectric | 113.9 | Electric Utility
2199 | Noxon Rapids | 4 | Conventional Hydroelectric | 113.8 | Electric Utility
2199 | Noxon Rapids | 5 | Conventional Hydroelectric | 114 | Electric Utility
2203 | Hungry Horse | 1 | Conventional Hydroelectric | 107 | Electric Utility
2203 | Hungry Horse | 2 | Conventional Hydroelectric | 107 | Electric Utility
2203 | Hungry Horse | 3 | Conventional Hydroelectric | 107 | Electric Utility
2203 | Hungry Horse | 4 | Conventional Hydroelectric | 107 | Electric Utility
2204 | Yellowtail | 1 | Conventional Hydroelectric | 62.5 | Electric Utility
2204 | Yellowtail | 2 | Conventional Hydroelectric | 62.5 | Electric Utility
2204 | Yellowtail | 3 | Conventional Hydroelectric | 62.5 | Electric Utility
2204 | Yellowtail | 4 | Conventional Hydroelectric | 62.5 | Electric Utility
2214 | Ansley | 2 | Natural Gas Internal Combustion Engine | 0.9 | Electric Utility
2214 | Ansley | 3 | Petroleum Liquids | 0.6 | Electric Utility
2215 | Auburn | 1 | Natural Gas Internal Combustion Engine | 2.4 | Electric Utility
2215 | Auburn | 2 | Natural Gas Internal Combustion Engine | 1 | Electric Utility
2215 | Auburn | 4A | Natural Gas Internal Combustion Engine | 3.7 | Electric Utility
2215 | Auburn | 5 | Natural Gas Internal Combustion Engine | 3.3 | Electric Utility
2215 | Auburn | 6 | Natural Gas Internal Combustion Engine | 2.7 | Electric Utility
2215 | Auburn | 7 | Natural Gas Internal Combustion Engine | 5.6 | Electric Utility
2216 | Arnold | 1 | Petroleum Liquids | 0.5 | Electric Utility
2216 | Arnold | 2A | Petroleum Liquids | 0.1 | Electric Utility
2216 | Arnold | 3 | Petroleum Liquids | 0.2 | Electric Utility
2216 | Arnold | 4 | Petroleum Liquids | 0.3 | Electric Utility
2217 | Beaver City | 1 | Petroleum Liquids | 0.5 | Electric Utility
2217 | Beaver City | 2 | Natural Gas Internal Combustion Engine | 0.3 | Electric Utility
2217 | Beaver City | 3 | Petroleum Liquids | 0.3 | Electric Utility
2217 | Beaver City | 4 | Natural Gas Internal Combustion Engine | 0.9 | Electric Utility
2221 | Broken Bow | 1 | Petroleum Liquids | 0.5 | Electric Utility
2221 | Broken Bow | 2 | Natural Gas Internal Combustion Engine | 3.5 | Electric Utility
2221 | Broken Bow | 3 | Petroleum Liquids | 0.8 | Electric Utility
2221 | Broken Bow | 4 | Natural Gas Internal Combustion Engine | 0.8 | Electric Utility
2221 | Broken Bow | 5 | Natural Gas Internal Combustion Engine | 1 | Electric Utility
2221 | Broken Bow | 6 | Natural Gas Internal Combustion Engine | 2.1 | Electric Utility
2222 | Burwell | 1 | Petroleum Liquids | 1.3 | Electric Utility
2222 | Burwell | 2 | Petroleum Liquids | 1.1 | Electric Utility
2222 | Burwell | 3 | Petroleum Liquids | 0.9 | Electric Utility
2222 | Burwell | 4 | Petroleum Liquids | 0.6 | Electric Utility
2223 | Cambridge | CAT1 | Petroleum Liquids | 2 | Electric Utility
2223 | Cambridge | CAT2 | Petroleum Liquids | 2 | Electric Utility
2225 | Campbell Village | 1 | Petroleum Liquids | 0.1 | Electric Utility
2225 | Campbell Village | 2 | Petroleum Liquids | 0.1 | Electric Utility
2225 | Campbell Village | 3 | Petroleum Liquids | 0.1 | Electric Utility
2225 | Campbell Village | IC4 | Petroleum Liquids | 1 | Electric Utility
2226 | Canaday | 1 | Natural Gas Steam Turbine | 108.8 | Electric Utility
2227 | Jeffrey | 1 | Conventional Hydroelectric | 10.8 | Electric Utility
2227 | Jeffrey | 2 | Conventional Hydroelectric | 10.8 | Electric Utility
2228 | Johnson 1 | 1 | Conventional Hydroelectric | 10.8 | Electric Utility
2228 | Johnson 1 | 2 | Conventional Hydroelectric | 10.8 | Electric Utility
2229 | Johnson 2 | 1 | Conventional Hydroelectric | 22.5 | Electric Utility
2230 | Chappell | 1 | Petroleum Liquids | 0.2 | Electric Utility
2230 | Chappell | 5 | Petroleum Liquids | 1.1 | Electric Utility
2231 | Crete | 7 | Natural Gas Internal Combustion Engine | 6 | Electric Utility
2232 | Curtis | 2 | Natural Gas Internal Combustion Engine | 0.9 | Electric Utility
2232 | Curtis | 3 | Natural Gas Internal Combustion Engine | 1.1 | Electric Utility
2232 | Curtis | 4 | Natural Gas Internal Combustion Engine | 1.4 | Electric Utility
2233 | David City | 1 | Natural Gas Internal Combustion Engine | 1.5 | Electric Utility
2233 | David City | 2 | Petroleum Liquids | 1 | Electric Utility
2233 | David City | 3 | Natural Gas Internal Combustion Engine | 1 | Electric Utility
2233 | David City | 4 | Natural Gas Internal Combustion Engine | 2.3 | Electric Utility
2233 | David City | 5 | Petroleum Liquids | 1.6 | Electric Utility
2233 | David City | 6 | Petroleum Liquids | 1.6 | Electric Utility
2233 | David City | 7 | Petroleum Liquids | 1.6 | Electric Utility
2234 | Deshler | 1A | Petroleum Liquids | 0.3 | Electric Utility
2234 | Deshler | 2 | Petroleum Liquids | 0.3 | Electric Utility
2234 | Deshler | 4 | Petroleum Liquids | 0.6 | Electric Utility
2234 | Deshler | 5 | Petroleum Liquids | 1.1 | Electric Utility
2235 | Emerson | 2 | Natural Gas Internal Combustion Engine | 1.1 | Electric Utility
2235 | Emerson | 3 | Petroleum Liquids | 0.1 | Electric Utility
2235 | Emerson | 4 | Natural Gas Internal Combustion Engine | 0.4 | Electric Utility
2236 | Fairbury | 1 | Natural Gas Steam Turbine | 4 | Electric Utility
2236 | Fairbury | 2 | Natural Gas Steam Turbine | 2.5 | Electric Utility
2236 | Fairbury | 4 | Natural Gas Steam Turbine | 12.5 | Electric Utility
2237 | Falls City | 1 | Petroleum Liquids | 0.6 | Electric Utility
2237 | Falls City | 2 | Petroleum Liquids | 0.9 | Electric Utility
2237 | Falls City | 3 | Natural Gas Internal Combustion Engine | 2.7 | Electric Utility
2237 | Falls City | 4 | Natural Gas Internal Combustion Engine | 1.1 | Electric Utility
2237 | Falls City | 5 | Natural Gas Internal Combustion Engine | 2 | Electric Utility
2237 | Falls City | 6 | Natural Gas Internal Combustion Engine | 2.5 | Electric Utility
2237 | Falls City | 7 | Natural Gas Internal Combustion Engine | 6.2 | Electric Utility
2237 | Falls City | 8 | Natural Gas Internal Combustion Engine | 6 | Electric Utility
2238 | Franklin (NE) | 1 | Natural Gas Internal Combustion Engine | 0.6 | Electric Utility
2238 | Franklin (NE) | 2 | Natural Gas Internal Combustion Engine | 1.3 | Electric Utility
2238 | Franklin (NE) | 3 | Natural Gas Internal Combustion Engine | 1.1 | Electric Utility
2238 | Franklin (NE) | 4 | Natural Gas Internal Combustion Engine | 0.9 | Electric Utility
2240 | Lon Wright | 5OT | Natural Gas Fired Combustion Turbine | 40 | Electric Utility
2240 | Lon Wright | 6 | Conventional Steam Coal | 16.5 | Electric Utility
2240 | Lon Wright | 7 | Conventional Steam Coal | 22 | Electric Utility
2240 | Lon Wright | 8 | Conventional Steam Coal | 91.5 | Electric Utility
2241 | C W Burdick | 1 | Natural Gas Steam Turbine | 18.7 | Electric Utility
2241 | C W Burdick | 2 | Natural Gas Steam Turbine | 24.9 | Electric Utility
2241 | C W Burdick | 3 | Natural Gas Steam Turbine | 54.4 | Electric Utility
2241 | C W Burdick | GT1 | Natural Gas Fired Combustion Turbine | 16 | Electric Utility
2241 | C W Burdick | GT2 | Natural Gas Fired Combustion Turbine | 63.4 | Electric Utility
2241 | C W Burdick | GT3 | Natural Gas Fired Combustion Turbine | 63.4 | Electric Utility
2243 | Don Henry | 1 | Natural Gas Fired Combustion Turbine | 22 | Electric Utility
2244 | North Denver | 4 | Natural Gas Steam Turbine | 17 | Electric Utility
2244 | North Denver | 5 | Natural Gas Steam Turbine | 22 | Electric Utility
2248 | Kimball | 1 | Natural Gas Internal Combustion Engine | 1 | Electric Utility
2248 | Kimball | 2 | Natural Gas Internal Combustion Engine | 1 | Electric Utility
2248 | Kimball | 3 | Natural Gas Internal Combustion Engine | 1.3 | Electric Utility
2248 | Kimball | 4 | Natural Gas Internal Combustion Engine | 1.3 | Electric Utility
2248 | Kimball | 5 | Natural Gas Internal Combustion Engine | 1.1 | Electric Utility
2248 | Kimball | 6 | Natural Gas Internal Combustion Engine | 3.9 | Electric Utility
2249 | Laurel | 1 | Natural Gas Internal Combustion Engine | 1.3 | Electric Utility
2249 | Laurel | 2 | Natural Gas Internal Combustion Engine | 0.9 | Electric Utility
2249 | Laurel | 3 | Natural Gas Internal Combustion Engine | 0.6 | Electric Utility
2249 | Laurel | 4 | Natural Gas Internal Combustion Engine | 0.4 | Electric Utility
2249 | Laurel | 6 | Natural Gas Internal Combustion Engine | 0.2 | Electric Utility
2249 | Laurel | 7 | Natural Gas Internal Combustion Engine | 1.3 | Electric Utility
2250 | J Street | 1 | Natural Gas Fired Combustion Turbine | 27 | Electric Utility
2253 | Lyons | 2 | Petroleum Liquids | 0.5 | Electric Utility
2253 | Lyons | 3 | Petroleum Liquids | 0.8 | Electric Utility
2253 | Lyons | 4A | Petroleum Liquids | 1.2 | Electric Utility
2255 | Nebraska City # 1 | 10 | Natural Gas Internal Combustion Engine | 6.5 | Electric Utility
2255 | Nebraska City # 1 | 2 | Petroleum Liquids | 1.5 | Electric Utility
2255 | Nebraska City # 1 | 3 | Natural Gas Internal Combustion Engine | 2.5 | Electric Utility
2255 | Nebraska City # 1 | 4 | Natural Gas Internal Combustion Engine | 3.1 | Electric Utility
2255 | Nebraska City # 1 | 5 | Natural Gas Internal Combustion Engine | 2 | Electric Utility
2255 | Nebraska City # 1 | 8 | Natural Gas Internal Combustion Engine | 4.1 | Electric Utility
2255 | Nebraska City # 1 | 9 | Natural Gas Internal Combustion Engine | 6.4 | Electric Utility
2256 | Syracuse # 2 | 6 | Natural Gas Internal Combustion Engine | 2 | Electric Utility
2256 | Syracuse # 2 | 7 | Natural Gas Internal Combustion Engine | 2 | Electric Utility
2260 | Columbus | 1 | Conventional Hydroelectric | 15.2 | Electric Utility
2260 | Columbus | 2 | Conventional Hydroelectric | 15.2 | Electric Utility
2260 | Columbus | 3 | Conventional Hydroelectric | 15.2 | Electric Utility
2265 | Hallam | 1 | Natural Gas Fired Combustion Turbine | 56.7 | Electric Utility
2266 | Hebron | 1 | Petroleum Liquids | 56.7 | Electric Utility
2268 | Kearney | 1 | Conventional Hydroelectric | 1.5 | Electric Utility
2271 | McCook | 1 | Petroleum Liquids | 56.7 | Electric Utility
2273 | Monroe (NE) | 1 | Conventional Hydroelectric | 2.8 | Electric Utility
2273 | Monroe (NE) | 2 | Conventional Hydroelectric | 2.8 | Electric Utility
2273 | Monroe (NE) | 3 | Conventional Hydroelectric | 2.8 | Electric Utility
2274 | North Platte | 1 | Conventional Hydroelectric | 13.1 | Electric Utility
2274 | North Platte | 2 | Conventional Hydroelectric | 13.1 | Electric Utility
2277 | Sheldon | 1 | Conventional Steam Coal | 108.8 | Electric Utility
2277 | Sheldon | 2 | Conventional Steam Coal | 119.9 | Electric Utility
2278 | Spencer Hydro | 1 | Conventional Hydroelectric | 0.8 | Electric Utility
2278 | Spencer Hydro | 2 | Conventional Hydroelectric | 1.6 | Electric Utility
2289 | Fort Calhoun | 1 | Nuclear | 502 | Electric Utility
2290 | Jones Street | 1 | Petroleum Liquids | 65 | Electric Utility
2290 | Jones Street | 2 | Petroleum Liquids | 65 | Electric Utility
2291 | North Omaha | 1 | Conventional Steam Coal | 73.5 | Electric Utility
2291 | North Omaha | 2 | Conventional Steam Coal | 108.8 | Electric Utility
2291 | North Omaha | 3 | Conventional Steam Coal | 108.8 | Electric Utility
2291 | North Omaha | 4 | Conventional Steam Coal | 136 | Electric Utility
2291 | North Omaha | 5 | Conventional Steam Coal | 217.6 | Electric Utility
2292 | Sarpy County | 1 | Natural Gas Fired Combustion Turbine | 55.4 | Electric Utility
2292 | Sarpy County | 2 | Natural Gas Fired Combustion Turbine | 55.4 | Electric Utility
2292 | Sarpy County | 3 | Natural Gas Fired Combustion Turbine | 105.6 | Electric Utility
2292 | Sarpy County | 4 | Natural Gas Fired Combustion Turbine | 58.9 | Electric Utility
2292 | Sarpy County | 5 | Natural Gas Fired Combustion Turbine | 58.9 | Electric Utility
2292 | Sarpy County | BSD | Petroleum Liquids | 3.5 | Electric Utility
2294 | Ord | 1 | Petroleum Liquids | 5 | Electric Utility
2294 | Ord | 2 | Petroleum Liquids | 1.5 | Electric Utility
2294 | Ord | 3 | Petroleum Liquids | 2.5 | Electric Utility
2294 | Ord | 4A | Petroleum Liquids | 1.5 | Electric Utility
2294 | Ord | 5A | Petroleum Liquids | 1.5 | Electric Utility
2295 | Oxford (NE) | 2 | Natural Gas Internal Combustion Engine | 0.6 | Electric Utility
2295 | Oxford (NE) | 3 | Natural Gas Internal Combustion Engine | 0.9 | Electric Utility
2295 | Oxford (NE) | 4 | Natural Gas Internal Combustion Engine | 0.6 | Electric Utility
2295 | Oxford (NE) | 5 | Natural Gas Internal Combustion Engine | 1.3 | Electric Utility
2296 | Pender | 1 | Natural Gas Internal Combustion Engine | 1.5 | Electric Utility
2296 | Pender | 2 | Natural Gas Internal Combustion Engine | 2 | Electric Utility
2296 | Pender | 3 | Natural Gas Internal Combustion Engine | 0.5 | Electric Utility
2296 | Pender | 4 | Natural Gas Internal Combustion Engine | 0.9 | Electric Utility
2297 | Plainview Muncipal Power | 1 | Petroleum Liquids | 1.1 | Electric Utility
2297 | Plainview Muncipal Power | 3 | Petroleum Liquids | 0.9 | Electric Utility
2297 | Plainview Muncipal Power | 4 | Petroleum Liquids | 1.2 | Electric Utility
2297 | Plainview Muncipal Power | 5 | Petroleum Liquids | 1.8 | Electric Utility
2299 | Red Cloud | 1 | Petroleum Liquids | 0.5 | Electric Utility
2299 | Red Cloud | 2 | Petroleum Liquids | 0.9 | Electric Utility
2299 | Red Cloud | 3 | Petroleum Liquids | 1.3 | Electric Utility
2299 | Red Cloud | 4 | Petroleum Liquids | 1.3 | Electric Utility
2299 | Red Cloud | 5 | Petroleum Liquids | 2.2 | Electric Utility
2300 | Sargent | 1 | Petroleum Liquids | 1.1 | Electric Utility
2300 | Sargent | 3 | Petroleum Liquids | 0.9 | Electric Utility
2300 | Sargent | 4 | Petroleum Liquids | 0.4 | Electric Utility
2302 | Sidney (NE) | 1 | Natural Gas Internal Combustion Engine | 1.2 | Electric Utility
2302 | Sidney (NE) | 2 | Natural Gas Internal Combustion Engine | 2.2 | Electric Utility
2302 | Sidney (NE) | 3 | Petroleum Liquids | 0.8 | Electric Utility
2302 | Sidney (NE) | 4 | Natural Gas Internal Combustion Engine | 1 | Electric Utility
2302 | Sidney (NE) | 5 | Natural Gas Internal Combustion Engine | 3.1 | Electric Utility
2303 | Spalding | 1 | Conventional Hydroelectric | 0.1 | Electric Utility
2303 | Spalding | 2 | Conventional Hydroelectric | 0.1 | Electric Utility
2303 | Spalding | 4 | Petroleum Liquids | 0.2 | Electric Utility
2303 | Spalding | 5 | Petroleum Liquids | 0.4 | Electric Utility
2303 | Spalding | 6 | Petroleum Liquids | 1.3 | Electric Utility
2305 | Stuart (NE) | 1 | Petroleum Liquids | 0.7 | Electric Utility
2305 | Stuart (NE) | 2 | Petroleum Liquids | 0.2 | Electric Utility
2305 | Stuart (NE) | 3 | Petroleum Liquids | 0.2 | Electric Utility
2305 | Stuart (NE) | 5 | Petroleum Liquids | 0.8 | Electric Utility
2308 | Tecumseh | 1 | Petroleum Liquids | 0.7 | Electric Utility
2308 | Tecumseh | 2 | Petroleum Liquids | 1.5 | Electric Utility
2308 | Tecumseh | 3 | Petroleum Liquids | 1.1 | Electric Utility
2308 | Tecumseh | 4 | Petroleum Liquids | 1.3 | Electric Utility
2308 | Tecumseh | 5A | Petroleum Liquids | 2.4 | Electric Utility
2310 | Wahoo | 1 | Natural Gas Internal Combustion Engine | 2.5 | Electric Utility
2310 | Wahoo | 2 | Petroleum Liquids | 0.5 | Electric Utility
2310 | Wahoo | 3 | Natural Gas Internal Combustion Engine | 4.4 | Electric Utility
2310 | Wahoo | 4 | Natural Gas Internal Combustion Engine | 1.2 | Electric Utility
2310 | Wahoo | 5 | Natural Gas Internal Combustion Engine | 2.1 | Electric Utility
2310 | Wahoo | 6 | Natural Gas Internal Combustion Engine | 3.5 | Electric Utility
2311 | Wakefield | 2 | Natural Gas Internal Combustion Engine | 0.6 | Electric Utility
2311 | Wakefield | 5 | Natural Gas Internal Combustion Engine | 1.3 | Electric Utility
2311 | Wakefield | 6 | Natural Gas Internal Combustion Engine | 1.3 | Electric Utility
2311 | Wakefield | IC4 | Natural Gas Internal Combustion Engine | 0.9 | Electric Utility
2312 | Wayne IC | 1 | Petroleum Liquids | 1.3 | Electric Utility
2312 | Wayne IC | 2 | Petroleum Liquids | 1 | Electric Utility
2312 | Wayne IC | 3 | Petroleum Liquids | 1.9 | Electric Utility
2312 | Wayne IC | 4 | Petroleum Liquids | 2 | Electric Utility
2312 | Wayne IC | 5 | Petroleum Liquids | 3.5 | Electric Utility
2312 | Wayne IC | 6 | Petroleum Liquids | 5.1 | Electric Utility
2312 | Wayne IC | 7 | Petroleum Liquids | 3.5 | Electric Utility
2312 | Wayne IC | 8 | Petroleum Liquids | 3.5 | Electric Utility
2313 | West Point Municipal | 2 | Natural Gas Internal Combustion Engine | 0.9 | Electric Utility
2313 | West Point Municipal | 3 | Natural Gas Internal Combustion Engine | 1.2 | Electric Utility
2313 | West Point Municipal | 4 | Natural Gas Internal Combustion Engine | 2.3 | Electric Utility
2313 | West Point Municipal | 5 | Natural Gas Internal Combustion Engine | 4.1 | Electric Utility
2315 | Wilber | 4 | Petroleum Liquids | 1.1 | Electric Utility
2315 | Wilber | 5 | Petroleum Liquids | 0.9 | Electric Utility
2315 | Wilber | 6 | Petroleum Liquids | 1.6 | Electric Utility
2316 | Wisner | 3 | Petroleum Liquids | 0.8 | Electric Utility
2316 | Wisner | 4 | Petroleum Liquids | 1.5 | Electric Utility
2316 | Wisner | 5 | Petroleum Liquids | 1.5 | Electric Utility
2322 | Clark (NVE) | 10 | Natural Gas Fired Combined Cycle | 104.4 | Electric Utility
2322 | Clark (NVE) | 11 | Natural Gas Fired Combustion Turbine | 60.5 | Electric Utility
2322 | Clark (NVE) | 12 | Natural Gas Fired Combustion Turbine | 60.5 | Electric Utility
2322 | Clark (NVE) | 13 | Natural Gas Fired Combustion Turbine | 60.5 | Electric Utility
2322 | Clark (NVE) | 14 | Natural Gas Fired Combustion Turbine | 60.5 | Electric Utility
2322 | Clark (NVE) | 15 | Natural Gas Fired Combustion Turbine | 60.5 | Electric Utility
2322 | Clark (NVE) | 16 | Natural Gas Fired Combustion Turbine | 60.5 | Electric Utility
2322 | Clark (NVE) | 17 | Natural Gas Fired Combustion Turbine | 60.5 | Electric Utility
2322 | Clark (NVE) | 18 | Natural Gas Fired Combustion Turbine | 60.5 | Electric Utility
2322 | Clark (NVE) | 19 | Natural Gas Fired Combustion Turbine | 60.5 | Electric Utility
2322 | Clark (NVE) | 20 | Natural Gas Fired Combustion Turbine | 60.5 | Electric Utility
2322 | Clark (NVE) | 21 | Natural Gas Fired Combustion Turbine | 58.9 | Electric Utility
2322 | Clark (NVE) | 22 | Natural Gas Fired Combustion Turbine | 60.5 | Electric Utility
2322 | Clark (NVE) | 9 | Natural Gas Fired Combined Cycle | 104.4 | Electric Utility
2322 | Clark (NVE) | GT4 | Natural Gas Fired Combustion Turbine | 72.4 | Electric Utility
2322 | Clark (NVE) | GT5 | Natural Gas Fired Combined Cycle | 92.5 | Electric Utility
2322 | Clark (NVE) | GT6 | Natural Gas Fired Combined Cycle | 92.5 | Electric Utility
2322 | Clark (NVE) | GT7 | Natural Gas Fired Combined Cycle | 92.5 | Electric Utility
2322 | Clark (NVE) | GT8 | Natural Gas Fired Combined Cycle | 92.5 | Electric Utility
2324 | Reid Gardner | 4 | Conventional Steam Coal | 294.8 | Electric Utility
2330 | Fort Churchill | 1 | Natural Gas Steam Turbine | 115 | Electric Utility
2330 | Fort Churchill | 2 | Natural Gas Steam Turbine | 115 | Electric Utility
2336 | Tracy | 10 | Natural Gas Fired Combined Cycle | 312 | Electric Utility
2336 | Tracy | 3 | Natural Gas Steam Turbine | 119.8 | Electric Utility
2336 | Tracy | 4 | Natural Gas Fired Combined Cycle | 69.7 | Electric Utility
2336 | Tracy | 5 | Natural Gas Fired Combined Cycle | 50.2 | Electric Utility
2336 | Tracy | 8 | Natural Gas Fired Combined Cycle | 155.6 | Electric Utility
2336 | Tracy | 9 | Natural Gas Fired Combined Cycle | 155.6 | Electric Utility
2336 | Tracy | GT3 | Natural Gas Fired Combustion Turbine | 85 | Electric Utility
2336 | Tracy | GT4 | Natural Gas Fired Combustion Turbine | 85 | Electric Utility
2349 | Comerford | GEN1 | Conventional Hydroelectric | 22 | IPP Non-CHP
2349 | Comerford | GEN2 | Conventional Hydroelectric | 35.1 | IPP Non-CHP
2349 | Comerford | GEN3 | Conventional Hydroelectric | 35.1 | IPP Non-CHP
2349 | Comerford | GEN4 | Conventional Hydroelectric | 35.1 | IPP Non-CHP
2351 | S C Moore | GEN1 | Conventional Hydroelectric | 35.1 | IPP Non-CHP
2351 | S C Moore | GEN2 | Conventional Hydroelectric | 35.1 | IPP Non-CHP
2351 | S C Moore | GEN3 | Conventional Hydroelectric | 35.1 | IPP Non-CHP
2351 | S C Moore | GEN4 | Conventional Hydroelectric | 35.1 | IPP Non-CHP
2352 | Vernon Dam | 1 | Conventional Hydroelectric | 2 | IPP Non-CHP
2352 | Vernon Dam | 10 | Conventional Hydroelectric | 4.2 | IPP Non-CHP
2352 | Vernon Dam | 2 | Conventional Hydroelectric | 2 | IPP Non-CHP
2352 | Vernon Dam | 3 | Conventional Hydroelectric | 2 | IPP Non-CHP
2352 | Vernon Dam | 4 | Conventional Hydroelectric | 2.5 | IPP Non-CHP
2352 | Vernon Dam | 5 | Conventional Hydroelectric | 4.5 | IPP Non-CHP
2352 | Vernon Dam | 6 | Conventional Hydroelectric | 4.5 | IPP Non-CHP
2352 | Vernon Dam | 7 | Conventional Hydroelectric | 4.5 | IPP Non-CHP
2352 | Vernon Dam | 8 | Conventional Hydroelectric | 4.5 | IPP Non-CHP
2352 | Vernon Dam | 9 | Conventional Hydroelectric | 4.2 | IPP Non-CHP
2353 | Wilder | GEN1 | Conventional Hydroelectric | 16.2 | IPP Non-CHP
2353 | Wilder | GEN2 | Conventional Hydroelectric | 16.2 | IPP Non-CHP
2353 | Wilder | GEN3 | Conventional Hydroelectric | 3.2 | IPP Non-CHP
2354 | Amoskeag | 1 | Conventional Hydroelectric | 6 | Electric Utility
2354 | Amoskeag | 2 | Conventional Hydroelectric | 5 | Electric Utility
2354 | Amoskeag | 3 | Conventional Hydroelectric | 5 | Electric Utility
2355 | Ayers Island | 1 | Conventional Hydroelectric | 2.8 | Electric Utility
2355 | Ayers Island | 2 | Conventional Hydroelectric | 2.8 | Electric Utility
2355 | Ayers Island | 3 | Conventional Hydroelectric | 2.8 | Electric Utility
2356 | Eastman Falls | 1 | Conventional Hydroelectric | 1.8 | Electric Utility
2356 | Eastman Falls | 2 | Conventional Hydroelectric | 4.6 | Electric Utility
2357 | Garvins Falls | 1 | Conventional Hydroelectric | 3.4 | Electric Utility
2357 | Garvins Falls | 2 | Conventional Hydroelectric | 3.4 | Electric Utility
2357 | Garvins Falls | 3 | Conventional Hydroelectric | 2.4 | Electric Utility
2357 | Garvins Falls | 4 | Conventional Hydroelectric | 3.2 | Electric Utility
2358 | Gorham | 1 | Conventional Hydroelectric | 0.4 | Electric Utility
2358 | Gorham | 2 | Conventional Hydroelectric | 0.4 | Electric Utility
2358 | Gorham | 3 | Conventional Hydroelectric | 0.7 | Electric Utility
2358 | Gorham | 4 | Conventional Hydroelectric | 0.7 | Electric Utility
2359 | Hooksett | 1 | Conventional Hydroelectric | 1.6 | Electric Utility
2360 | Jackman | 1 | Conventional Hydroelectric | 3.2 | Electric Utility
2362 | Lost Nation | GT1 | Petroleum Liquids | 18 | Electric Utility
2364 | Merrimack | 1 | Conventional Steam Coal | 113.6 | Electric Utility
2364 | Merrimack | 2 | Conventional Steam Coal | 345.6 | Electric Utility
2364 | Merrimack | GT1 | Petroleum Liquids | 18.6 | Electric Utility
2364 | Merrimack | GT2 | Petroleum Liquids | 18.6 | Electric Utility
2367 | Schiller | 4 | Conventional Steam Coal | 50 | Electric Utility
2367 | Schiller | 5 | Wood/Wood Waste Biomass | 50 | Electric Utility
2367 | Schiller | 6 | Conventional Steam Coal | 50 | Electric Utility
2367 | Schiller | GT1 | Petroleum Liquids | 21.2 | Electric Utility
2368 | Smith (NH) | 1 | Conventional Hydroelectric | 15 | Electric Utility
2369 | White Lake | GT1 | Petroleum Liquids | 18.6 | Electric Utility
2378 | B L England | 2 | Conventional Steam Coal | 163.2 | IPP Non-CHP
2378 | B L England | 3 | Petroleum Liquids | 176.4 | IPP Non-CHP
2378 | B L England | IC1 | Petroleum Liquids | 2 | IPP Non-CHP
2378 | B L England | IC2 | Petroleum Liquids | 2 | IPP Non-CHP
2378 | B L England | IC3 | Petroleum Liquids | 2 | IPP Non-CHP
2378 | B L England | IC4 | Petroleum Liquids | 2 | IPP Non-CHP
2379 | Carlls Corner | CA1 | Natural Gas Fired Combustion Turbine | 41.9 | IPP Non-CHP
2379 | Carlls Corner | CA2 | Natural Gas Fired Combustion Turbine | 41.9 | IPP Non-CHP
2388 | Oyster Creek | 1 | Nuclear | 550 | IPP Non-CHP
2390 | Sayreville | GT1 | Petroleum Liquids | 53 | IPP Non-CHP
2390 | Sayreville | GT2 | Natural Gas Fired Combustion Turbine | 53 | IPP Non-CHP
2390 | Sayreville | GT3 | Natural Gas Fired Combustion Turbine | 53 | IPP Non-CHP
2390 | Sayreville | GT4 | Natural Gas Fired Combustion Turbine | 53 | IPP Non-CHP
2393 | Gilbert | 4 | Natural Gas Fired Combined Cycle | 54 | IPP Non-CHP
2393 | Gilbert | 5 | Natural Gas Fired Combined Cycle | 54 | IPP Non-CHP
2393 | Gilbert | 6 | Natural Gas Fired Combined Cycle | 54 | IPP Non-CHP
2393 | Gilbert | 7 | Natural Gas Fired Combined Cycle | 54 | IPP Non-CHP
2393 | Gilbert | 8 | Natural Gas Fired Combined Cycle | 135 | IPP Non-CHP
2393 | Gilbert | 9 | Natural Gas Fired Combustion Turbine | 161 | IPP Non-CHP
2398 | Bergen Generating Station | 1101 | Natural Gas Fired Combined Cycle | 112.5 | IPP Non-CHP
2398 | Bergen Generating Station | 1201 | Natural Gas Fired Combined Cycle | 112.5 | IPP Non-CHP
2398 | Bergen Generating Station | 1301 | Natural Gas Fired Combined Cycle | 112.5 | IPP Non-CHP
2398 | Bergen Generating Station | 1401 | Natural Gas Fired Combined Cycle | 112.5 | IPP Non-CHP
2398 | Bergen Generating Station | 1501 | Natural Gas Fired Combined Cycle | 325.2 | IPP Non-CHP
2398 | Bergen Generating Station | 2101 | Natural Gas Fired Combined Cycle | 183.6 | IPP Non-CHP
2398 | Bergen Generating Station | 2201 | Natural Gas Fired Combined Cycle | 183.6 | IPP Non-CHP
2398 | Bergen Generating Station | 2301 | Natural Gas Fired Combined Cycle | 258.4 | IPP Non-CHP
2399 | PSEG Burlington Generating Station | 121 | Natural Gas Fired Combustion Turbine | 60.5 | IPP Non-CHP
2399 | PSEG Burlington Generating Station | 122 | Natural Gas Fired Combustion Turbine | 60.5 | IPP Non-CHP
2399 | PSEG Burlington Generating Station | 123 | Natural Gas Fired Combustion Turbine | 60.5 | IPP Non-CHP
2399 | PSEG Burlington Generating Station | 124 | Natural Gas Fired Combustion Turbine | 60.5 | IPP Non-CHP
2401 | PSEG Essex Generating Station | 9 | Natural Gas Fired Combustion Turbine | 93.6 | IPP Non-CHP
2403 | PSEG Hudson Generating Station | 2 | Natural Gas Steam Turbine | 659.7 | IPP Non-CHP
2404 | PSEG Kearny Generating Station | 131 | Natural Gas Fired Combustion Turbine | 60.5 | IPP Non-CHP
2404 | PSEG Kearny Generating Station | 132 | Natural Gas Fired Combustion Turbine | 60.5 | IPP Non-CHP
2404 | PSEG Kearny Generating Station | 133 | Natural Gas Fired Combustion Turbine | 60.5 | IPP Non-CHP
2404 | PSEG Kearny Generating Station | 134 | Natural Gas Fired Combustion Turbine | 60.5 | IPP Non-CHP
2404 | PSEG Kearny Generating Station | 141 | Natural Gas Fired Combustion Turbine | 60.5 | IPP Non-CHP
2404 | PSEG Kearny Generating Station | 142 | Natural Gas Fired Combustion Turbine | 60.5 | IPP Non-CHP
2404 | PSEG Kearny Generating Station | N121 | Natural Gas Fired Combustion Turbine | 60.5 | IPP Non-CHP
2404 | PSEG Kearny Generating Station | N122 | Natural Gas Fired Combustion Turbine | 60.5 | IPP Non-CHP
2404 | PSEG Kearny Generating Station | N123 | Natural Gas Fired Combustion Turbine | 60.5 | IPP Non-CHP
2404 | PSEG Kearny Generating Station | N124 | Natural Gas Fired Combustion Turbine | 60.5 | IPP Non-CHP
2406 | PSEG Linden Generating Station | 1001 | Natural Gas Fired Combined Cycle | 315 | IPP Non-CHP
2406 | PSEG Linden Generating Station | 1101 | Natural Gas Fired Combined Cycle | 181.4 | IPP Non-CHP
2406 | PSEG Linden Generating Station | 1201 | Natural Gas Fired Combined Cycle | 181.4 | IPP Non-CHP
2406 | PSEG Linden Generating Station | 2001 | Natural Gas Fired Combined Cycle | 315 | IPP Non-CHP
2406 | PSEG Linden Generating Station | 2101 | Natural Gas Fired Combined Cycle | 181.4 | IPP Non-CHP
2406 | PSEG Linden Generating Station | 2201 | Natural Gas Fired Combined Cycle | 181.4 | IPP Non-CHP
2406 | PSEG Linden Generating Station | 5 | Natural Gas Fired Combustion Turbine | 96.1 | IPP Non-CHP
2406 | PSEG Linden Generating Station | 6 | Natural Gas Fired Combustion Turbine | 96.1 | IPP Non-CHP
2406 | PSEG Linden Generating Station | 7 | Natural Gas Fired Combustion Turbine | 96.1 | IPP Non-CHP
2406 | PSEG Linden Generating Station | 8 | Natural Gas Fired Combustion Turbine | 96.1 | IPP Non-CHP
2408 | PSEG Mercer Generating Station | 1 | Conventional Steam Coal | 326.4 | IPP Non-CHP
2408 | PSEG Mercer Generating Station | 2 | Conventional Steam Coal | 326.4 | IPP Non-CHP
2410 | PSEG Salem Generating Station | 1 | Nuclear | 1170 | IPP Non-CHP
2410 | PSEG Salem Generating Station | 2 | Nuclear | 1170 | IPP Non-CHP
2410 | PSEG Salem Generating Station | 3 | Petroleum Liquids | 41.8 | IPP Non-CHP
2411 | PSEG Sewaren Generating Station | 1 | Natural Gas Steam Turbine | 110.7 | IPP Non-CHP
2411 | PSEG Sewaren Generating Station | 2 | Natural Gas Steam Turbine | 107.5 | IPP Non-CHP
2411 | PSEG Sewaren Generating Station | 3 | Natural Gas Steam Turbine | 107.5 | IPP Non-CHP
2411 | PSEG Sewaren Generating Station | 4 | Natural Gas Steam Turbine | 126.5 | IPP Non-CHP
2434 | Howard Down | 11 | Natural Gas Fired Combustion Turbine | 68.2 | Electric Utility
2442 | Four Corners | 4 | Conventional Steam Coal | 818.1 | Electric Utility
2442 | Four Corners | 5 | Conventional Steam Coal | 818.1 | Electric Utility
2444 | Rio Grande | 6 | Natural Gas Steam Turbine | 50 | Electric Utility
2444 | Rio Grande | 7 | Natural Gas Steam Turbine | 50 | Electric Utility
2444 | Rio Grande | 8 | Natural Gas Steam Turbine | 166.5 | Electric Utility
2444 | Rio Grande | 9 | Natural Gas Fired Combustion Turbine | 106 | Electric Utility
2446 | Maddox | 1 | Natural Gas Steam Turbine | 113.6 | Electric Utility
2446 | Maddox | 2 | Natural Gas Fired Combustion Turbine | 86.9 | Electric Utility
2446 | Maddox | 3 | Natural Gas Fired Combustion Turbine | 11.5 | Electric Utility
2450 | Reeves | 1 | Natural Gas Steam Turbine | 44 | Electric Utility
2450 | Reeves | 2 | Natural Gas Steam Turbine | 44 | Electric Utility
2450 | Reeves | 3 | Natural Gas Steam Turbine | 66 | Electric Utility
2451 | San Juan | 1 | Conventional Steam Coal | 369 | Electric Utility
2451 | San Juan | 2 | Conventional Steam Coal | 369 | Electric Utility
2451 | San Juan | 3 | Conventional Steam Coal | 555 | Electric Utility
2451 | San Juan | 4 | Conventional Steam Coal | 555 | Electric Utility
2453 | Carlsbad | 5 | Natural Gas Fired Combustion Turbine | 16.3 | Electric Utility
2454 | Cunningham | 1 | Natural Gas Steam Turbine | 75 | Electric Utility
2454 | Cunningham | 2 | Natural Gas Steam Turbine | 190.4 | Electric Utility
2454 | Cunningham | 3 | Natural Gas Fired Combustion Turbine | 126.9 | Electric Utility
2454 | Cunningham | 4 | Natural Gas Fired Combustion Turbine | 126.9 | Electric Utility
2465 | Animas | GT1 | Natural Gas Fired Combined Cycle | 18.6 | Electric Utility
2465 | Animas | HY1 | Conventional Hydroelectric | 0.2 | Electric Utility
2475 | Algodones | 1 | Natural Gas Steam Turbine | 15 | Electric Utility
2475 | Algodones | 2 | Natural Gas Steam Turbine | 15 | Electric Utility
2475 | Algodones | 3 | Natural Gas Steam Turbine | 15 | Electric Utility
2480 | Danskammer Generating Station | 1 | Natural Gas Steam Turbine | 72 | IPP Non-CHP
2480 | Danskammer Generating Station | 2 | Natural Gas Steam Turbine | 73.5 | IPP Non-CHP
2480 | Danskammer Generating Station | 3 | Natural Gas Steam Turbine | 147.1 | IPP Non-CHP
2480 | Danskammer Generating Station | 4 | Natural Gas Steam Turbine | 239.4 | IPP Non-CHP
2480 | Danskammer Generating Station | 5 | Petroleum Liquids | 2.7 | IPP Non-CHP
2480 | Danskammer Generating Station | 6 | Petroleum Liquids | 2.7 | IPP Non-CHP
2481 | Dashville | 1 | Conventional Hydroelectric | 2.4 | Electric Utility
2481 | Dashville | 2 | Conventional Hydroelectric | 2.4 | Electric Utility
2483 | Neversink | H1 | Conventional Hydroelectric | 25 | Electric Utility
2485 | South Cairo | GT1 | Petroleum Liquids | 21.6 | Electric Utility
2486 | Sturgeon | H1 | Conventional Hydroelectric | 4.8 | Electric Utility
2486 | Sturgeon | H2 | Conventional Hydroelectric | 4.8 | Electric Utility
2486 | Sturgeon | H3 | Conventional Hydroelectric | 4.8 | Electric Utility
2487 | West Coxsackie | GT1 | Petroleum Liquids | 21.6 | Electric Utility
2490 | Arthur Kill Generating Station | 2 | Natural Gas Steam Turbine | 342 | IPP Non-CHP
2490 | Arthur Kill Generating Station | 3 | Natural Gas Steam Turbine | 535.5 | IPP Non-CHP
2490 | Arthur Kill Generating Station | GT1 | Natural Gas Fired Combustion Turbine | 18 | IPP Non-CHP
2493 | East River | 1 | Natural Gas Fired Combustion Turbine | 180 | Electric Utility
2493 | East River | 2 | Natural Gas Fired Combustion Turbine | 180 | Electric Utility
2493 | East River | 6 | Natural Gas Steam Turbine | 156.2 | Electric Utility
2493 | East River | 7 | Natural Gas Steam Turbine | 200 | Electric Utility
2494 | Gowanus Gas Turbines Generating | GT11 | Petroleum Liquids | 20 | IPP Non-CHP
2494 | Gowanus Gas Turbines Generating | GT12 | Petroleum Liquids | 20 | IPP Non-CHP
2494 | Gowanus Gas Turbines Generating | GT13 | Petroleum Liquids | 20 | IPP Non-CHP
2494 | Gowanus Gas Turbines Generating | GT14 | Petroleum Liquids | 20 | IPP Non-CHP
2494 | Gowanus Gas Turbines Generating | GT15 | Petroleum Liquids | 20 | IPP Non-CHP
2494 | Gowanus Gas Turbines Generating | GT16 | Petroleum Liquids | 20 | IPP Non-CHP
2494 | Gowanus Gas Turbines Generating | GT17 | Petroleum Liquids | 20 | IPP Non-CHP
2494 | Gowanus Gas Turbines Generating | GT18 | Petroleum Liquids | 20 | IPP Non-CHP
2494 | Gowanus Gas Turbines Generating | GT21 | Natural Gas Fired Combustion Turbine | 20 | IPP Non-CHP
2494 | Gowanus Gas Turbines Generating | GT22 | Natural Gas Fired Combustion Turbine | 20 | IPP Non-CHP
2494 | Gowanus Gas Turbines Generating | GT23 | Natural Gas Fired Combustion Turbine | 20 | IPP Non-CHP
2494 | Gowanus Gas Turbines Generating | GT24 | Natural Gas Fired Combustion Turbine | 20 | IPP Non-CHP
2494 | Gowanus Gas Turbines Generating | GT25 | Natural Gas Fired Combustion Turbine | 20 | IPP Non-CHP
2494 | Gowanus Gas Turbines Generating | GT26 | Natural Gas Fired Combustion Turbine | 20 | IPP Non-CHP
2494 | Gowanus Gas Turbines Generating | GT27 | Natural Gas Fired Combustion Turbine | 20 | IPP Non-CHP
2494 | Gowanus Gas Turbines Generating | GT28 | Natural Gas Fired Combustion Turbine | 20 | IPP Non-CHP
2494 | Gowanus Gas Turbines Generating | GT31 | Natural Gas Fired Combustion Turbine | 20 | IPP Non-CHP
2494 | Gowanus Gas Turbines Generating | GT32 | Natural Gas Fired Combustion Turbine | 20 | IPP Non-CHP
2494 | Gowanus Gas Turbines Generating | GT33 | Natural Gas Fired Combustion Turbine | 20 | IPP Non-CHP
2494 | Gowanus Gas Turbines Generating | GT34 | Natural Gas Fired Combustion Turbine | 20 | IPP Non-CHP
2494 | Gowanus Gas Turbines Generating | GT35 | Natural Gas Fired Combustion Turbine | 20 | IPP Non-CHP
2494 | Gowanus Gas Turbines Generating | GT36 | Natural Gas Fired Combustion Turbine | 20 | IPP Non-CHP
2494 | Gowanus Gas Turbines Generating | GT37 | Natural Gas Fired Combustion Turbine | 20 | IPP Non-CHP
2494 | Gowanus Gas Turbines Generating | GT38 | Natural Gas Fired Combustion Turbine | 20 | IPP Non-CHP
2494 | Gowanus Gas Turbines Generating | GT41 | Petroleum Liquids | 20 | IPP Non-CHP
2494 | Gowanus Gas Turbines Generating | GT42 | Petroleum Liquids | 20 | IPP Non-CHP
2494 | Gowanus Gas Turbines Generating | GT43 | Petroleum Liquids | 20 | IPP Non-CHP
2494 | Gowanus Gas Turbines Generating | GT44 | Petroleum Liquids | 20 | IPP Non-CHP
2494 | Gowanus Gas Turbines Generating | GT45 | Petroleum Liquids | 20 | IPP Non-CHP
2494 | Gowanus Gas Turbines Generating | GT46 | Petroleum Liquids | 20 | IPP Non-CHP
2494 | Gowanus Gas Turbines Generating | GT47 | Petroleum Liquids | 20 | IPP Non-CHP
2494 | Gowanus Gas Turbines Generating | GT48 | Petroleum Liquids | 20 | IPP Non-CHP
2496 | Hudson Avenue | 4 | Petroleum Liquids | 16.3 | Electric Utility
2496 | Hudson Avenue | GT3 | Petroleum Liquids | 16.3 | Electric Utility
2496 | Hudson Avenue | GT5 | Petroleum Liquids | 16.3 | Electric Utility
2497 | Indian Point 2 | 2 | Nuclear | 1299 | IPP Non-CHP
2499 | Narrows Gas Turbines Generating | NT11 | Natural Gas Fired Combustion Turbine | 22 | IPP Non-CHP
2499 | Narrows Gas Turbines Generating | NT12 | Natural Gas Fired Combustion Turbine | 22 | IPP Non-CHP
2499 | Narrows Gas Turbines Generating | NT13 | Natural Gas Fired Combustion Turbine | 22 | IPP Non-CHP
2499 | Narrows Gas Turbines Generating | NT14 | Natural Gas Fired Combustion Turbine | 22 | IPP Non-CHP
2499 | Narrows Gas Turbines Generating | NT15 | Natural Gas Fired Combustion Turbine | 22 | IPP Non-CHP
2499 | Narrows Gas Turbines Generating | NT16 | Natural Gas Fired Combustion Turbine | 22 | IPP Non-CHP
2499 | Narrows Gas Turbines Generating | NT17 | Natural Gas Fired Combustion Turbine | 22 | IPP Non-CHP
2499 | Narrows Gas Turbines Generating | NT18 | Natural Gas Fired Combustion Turbine | 22 | IPP Non-CHP
2499 | Narrows Gas Turbines Generating | NT21 | Natural Gas Fired Combustion Turbine | 22 | IPP Non-CHP
2499 | Narrows Gas Turbines Generating | NT22 | Natural Gas Fired Combustion Turbine | 22 | IPP Non-CHP
2499 | Narrows Gas Turbines Generating | NT23 | Natural Gas Fired Combustion Turbine | 22 | IPP Non-CHP
2499 | Narrows Gas Turbines Generating | NT24 | Natural Gas Fired Combustion Turbine | 22 | IPP Non-CHP
2499 | Narrows Gas Turbines Generating | NT25 | Natural Gas Fired Combustion Turbine | 22 | IPP Non-CHP
2499 | Narrows Gas Turbines Generating | NT26 | Natural Gas Fired Combustion Turbine | 22 | IPP Non-CHP
2499 | Narrows Gas Turbines Generating | NT27 | Natural Gas Fired Combustion Turbine | 22 | IPP Non-CHP
2499 | Narrows Gas Turbines Generating | NT28 | Natural Gas Fired Combustion Turbine | 22 | IPP Non-CHP
2500 | Ravenswood | 1 | Natural Gas Steam Turbine | 400 | IPP Non-CHP
2500 | Ravenswood | 2 | Natural Gas Steam Turbine | 400 | IPP Non-CHP
2500 | Ravenswood | 3 | Natural Gas Steam Turbine | 1027 | IPP Non-CHP
2500 | Ravenswood | 4 | Natural Gas Fired Combined Cycle | 170 | IPP Non-CHP
2500 | Ravenswood | 4S | Natural Gas Fired Combined Cycle | 80 | IPP Non-CHP
2500 | Ravenswood | GT1 | Natural Gas Fired Combustion Turbine | 18.6 | IPP Non-CHP
2500 | Ravenswood | GT10 | Natural Gas Fired Combustion Turbine | 25 | IPP Non-CHP
2500 | Ravenswood | GT11 | Natural Gas Fired Combustion Turbine | 25 | IPP Non-CHP
2500 | Ravenswood | GT21 | Natural Gas Fired Combustion Turbine | 42.9 | IPP Non-CHP
2500 | Ravenswood | GT22 | Natural Gas Fired Combustion Turbine | 42.9 | IPP Non-CHP
2500 | Ravenswood | GT23 | Natural Gas Fired Combustion Turbine | 42.9 | IPP Non-CHP
2500 | Ravenswood | GT24 | Natural Gas Fired Combustion Turbine | 42.9 | IPP Non-CHP
2500 | Ravenswood | GT31 | Natural Gas Fired Combustion Turbine | 42.9 | IPP Non-CHP
2500 | Ravenswood | GT32 | Natural Gas Fired Combustion Turbine | 42.9 | IPP Non-CHP
2500 | Ravenswood | GT33 | Natural Gas Fired Combustion Turbine | 42.9 | IPP Non-CHP
2500 | Ravenswood | GT34 | Natural Gas Fired Combustion Turbine | 42.9 | IPP Non-CHP
2500 | Ravenswood | GT4 | Natural Gas Fired Combustion Turbine | 21.1 | IPP Non-CHP
2500 | Ravenswood | GT5 | Natural Gas Fired Combustion Turbine | 21.1 | IPP Non-CHP
2500 | Ravenswood | GT6 | Natural Gas Fired Combustion Turbine | 22 | IPP Non-CHP
2500 | Ravenswood | GT7 | Natural Gas Fired Combustion Turbine | 22 | IPP Non-CHP
2500 | Ravenswood | GT9 | Natural Gas Fired Combustion Turbine | 25 | IPP Non-CHP
2503 | 59th Street | GT1 | Natural Gas Fired Combustion Turbine | 17.1 | Electric Utility
2504 | 74th Street | GT1 | Petroleum Liquids | 18.5 | Electric Utility
2504 | 74th Street | GT2 | Petroleum Liquids | 18.5 | Electric Utility
2511 | E F Barrett | 10 | Natural Gas Fired Combustion Turbine | 41.8 | Electric Utility
2511 | E F Barrett | 11 | Natural Gas Fired Combustion Turbine | 41.8 | Electric Utility
2511 | E F Barrett | 12 | Natural Gas Fired Combustion Turbine | 41.8 | Electric Utility
2511 | E F Barrett | 3 | Natural Gas Fired Combustion Turbine | 18 | Electric Utility
2511 | E F Barrett | 4 | Natural Gas Fired Combustion Turbine | 18 | Electric Utility
2511 | E F Barrett | 5 | Natural Gas Fired Combustion Turbine | 18 | Electric Utility
2511 | E F Barrett | 6 | Natural Gas Fired Combustion Turbine | 18 | Electric Utility
2511 | E F Barrett | 8 | Natural Gas Fired Combustion Turbine | 18 | Electric Utility
2511 | E F Barrett | 9 | Natural Gas Fired Combustion Turbine | 41.8 | Electric Utility
2511 | E F Barrett | GT1 | Natural Gas Fired Combustion Turbine | 18 | Electric Utility
2511 | E F Barrett | GT2 | Natural Gas Fired Combustion Turbine | 18 | Electric Utility
2511 | E F Barrett | ST1 | Natural Gas Steam Turbine | 188 | Electric Utility
2511 | E F Barrett | ST2 | Natural Gas Steam Turbine | 188 | Electric Utility
2512 | East Hampton | 1 | Petroleum Liquids | 21.3 | Electric Utility
2512 | East Hampton | 2 | Petroleum Liquids | 2 | Electric Utility
2512 | East Hampton | 3 | Petroleum Liquids | 2 | Electric Utility
2512 | East Hampton | 4 | Petroleum Liquids | 2 | Electric Utility
2514 | Glenwood | GT2 | Petroleum Liquids | 55 | Electric Utility
2514 | Glenwood | GT3 | Petroleum Liquids | 55 | Electric Utility
2516 | Northport | 2 | Natural Gas Steam Turbine | 387 | Electric Utility
2516 | Northport | 3 | Natural Gas Steam Turbine | 387 | Electric Utility
2516 | Northport | 4 | Natural Gas Steam Turbine | 387 | Electric Utility
2516 | Northport | GT1 | Petroleum Liquids | 16 | Electric Utility
2516 | Northport | ST1 | Natural Gas Steam Turbine | 387 | Electric Utility
2517 | Port Jefferson | 3 | Natural Gas Steam Turbine | 188 | Electric Utility
2517 | Port Jefferson | 4 | Natural Gas Steam Turbine | 188 | Electric Utility
2517 | Port Jefferson | GT1 | Petroleum Liquids | 16 | Electric Utility
2517 | Port Jefferson | GT2 | Natural Gas Fired Combustion Turbine | 53 | Electric Utility
2517 | Port Jefferson | GT3 | Natural Gas Fired Combustion Turbine | 53 | Electric Utility
2518 | Shoreham | GT1 | Petroleum Liquids | 52.9 | Electric Utility
2518 | Shoreham | GT2 | Petroleum Liquids | 18.6 | Electric Utility
2519 | South Hampton | 1 | Petroleum Liquids | 11.5 | Electric Utility
2520 | Southold | 1 | Petroleum Liquids | 14 | Electric Utility
2521 | West Babylon | 4 | Petroleum Liquids | 52.4 | Electric Utility
2522 | Cadyville | 1 | Conventional Hydroelectric | 1.2 | Electric Utility
2522 | Cadyville | 2 | Conventional Hydroelectric | 1.2 | Electric Utility
2522 | Cadyville | 3 | Conventional Hydroelectric | 3.1 | Electric Utility
2527 | Greenidge Generation LLC | 4 | Conventional Steam Coal | 112 | IPP Non-CHP
2528 | Harris Lake | 1 | Petroleum Liquids | 1.7 | Electric Utility
2530 | High Falls - Saranac NY | 1 | Conventional Hydroelectric | 4 | Electric Utility
2530 | High Falls - Saranac NY | 2 | Conventional Hydroelectric | 4 | Electric Utility
2530 | High Falls - Saranac NY | 3 | Conventional Hydroelectric | 7 | Electric Utility
2532 | Kent Falls | 1 | Conventional Hydroelectric | 3.2 | Electric Utility
2532 | Kent Falls | 2 | Conventional Hydroelectric | 3.2 | Electric Utility
2532 | Kent Falls | 3 | Conventional Hydroelectric | 6 | Electric Utility
2535 | Cayuga Operating Company | 1 | Conventional Steam Coal | 155.3 | IPP Non-CHP
2535 | Cayuga Operating Company | 2 | Conventional Steam Coal | 167.2 | IPP Non-CHP
2539 | Bethlehem Energy Center | 5 | Natural Gas Fired Combined Cycle | 194.3 | IPP Non-CHP
2539 | Bethlehem Energy Center | 6 | Natural Gas Fired Combined Cycle | 194.3 | IPP Non-CHP
2539 | Bethlehem Energy Center | 7 | Natural Gas Fired Combined Cycle | 194.3 | IPP Non-CHP
2539 | Bethlehem Energy Center | 8 | Natural Gas Fired Combined Cycle | 310.2 | IPP Non-CHP
2540 | Allens Falls | 1 | Conventional Hydroelectric | 4 | IPP Non-CHP
2543 | Beardslee | 1 | Conventional Hydroelectric | 10 | IPP Non-CHP
2543 | Beardslee | 2 | Conventional Hydroelectric | 10 | IPP Non-CHP
2544 | Belfort | 1 | Conventional Hydroelectric | 0.4 | IPP Non-CHP
2544 | Belfort | 2 | Conventional Hydroelectric | 0.6 | IPP Non-CHP
2544 | Belfort | 3 | Conventional Hydroelectric | 1 | IPP Non-CHP
2545 | Bennetts Bridge | 1 | Conventional Hydroelectric | 9 | IPP Non-CHP
2545 | Bennetts Bridge | 2 | Conventional Hydroelectric | 9 | IPP Non-CHP
2545 | Bennetts Bridge | 3 | Conventional Hydroelectric | 9 | IPP Non-CHP
2545 | Bennetts Bridge | 4 | Conventional Hydroelectric | 9 | IPP Non-CHP
2546 | Black River | 1 | Conventional Hydroelectric | 2 | IPP Non-CHP
2546 | Black River | 2 | Conventional Hydroelectric | 2 | IPP Non-CHP
2546 | Black River | 3 | Conventional Hydroelectric | 2 | IPP Non-CHP
2547 | Blake | 1 | Conventional Hydroelectric | 15 | IPP Non-CHP
2548 | Browns Falls | 1 | Conventional Hydroelectric | 8 | IPP Non-CHP
2548 | Browns Falls | 2 | Conventional Hydroelectric | 8 | IPP Non-CHP
2549 | C R Huntley Generating Station | 67 | Conventional Steam Coal | 200 | IPP Non-CHP
2549 | C R Huntley Generating Station | S68 | Conventional Steam Coal | 200 | IPP Non-CHP
2550 | Chasm | 1 | Conventional Hydroelectric | 1 | IPP Non-CHP
2550 | Chasm | 2 | Conventional Hydroelectric | 1 | IPP Non-CHP
2550 | Chasm | 3 | Conventional Hydroelectric | 1 | IPP Non-CHP
2551 | Colton | 1 | Conventional Hydroelectric | 11 | IPP Non-CHP
2551 | Colton | 2 | Conventional Hydroelectric | 12 | IPP Non-CHP
2551 | Colton | 3 | Conventional Hydroelectric | 13 | IPP Non-CHP
2552 | Deferiet | 1 | Conventional Hydroelectric | 4 | IPP Non-CHP
2552 | Deferiet | 2 | Conventional Hydroelectric | 4 | IPP Non-CHP
2552 | Deferiet | 3 | Conventional Hydroelectric | 4 | IPP Non-CHP
2554 | Dunkirk Generating Plant | 1 | Conventional Steam Coal | 96 | IPP Non-CHP
2554 | Dunkirk Generating Plant | 2 | Conventional Steam Coal | 96 | IPP Non-CHP
2554 | Dunkirk Generating Plant | 3 | Conventional Steam Coal | 217.6 | IPP Non-CHP
2554 | Dunkirk Generating Plant | ST4 | Conventional Steam Coal | 217.6 | IPP Non-CHP
2555 | Eagle | 1 | Conventional Hydroelectric | 2 | IPP Non-CHP
2555 | Eagle | 2 | Conventional Hydroelectric | 1 | IPP Non-CHP
2555 | Eagle | 3 | Conventional Hydroelectric | 1 | IPP Non-CHP
2555 | Eagle | 4 | Conventional Hydroelectric | 2 | IPP Non-CHP
2556 | Eel Weir | 1 | Conventional Hydroelectric | 0.5 | IPP Non-CHP
2556 | Eel Weir | 2 | Conventional Hydroelectric | 1 | IPP Non-CHP
2556 | Eel Weir | 3 | Conventional Hydroelectric | 1 | IPP Non-CHP
2557 | Effley | 1 | Conventional Hydroelectric | 0.4 | IPP Non-CHP
2557 | Effley | 2 | Conventional Hydroelectric | 0.4 | IPP Non-CHP
2557 | Effley | 3 | Conventional Hydroelectric | 0.6 | IPP Non-CHP
2557 | Effley | 4 | Conventional Hydroelectric | 1.6 | IPP Non-CHP
2559 | Elmer | 1 | Conventional Hydroelectric | 1 | IPP Non-CHP
2559 | Elmer | 2 | Conventional Hydroelectric | 1 | IPP Non-CHP
2560 | Ephratah | 1 | Conventional Hydroelectric | 1 | IPP Non-CHP
2560 | Ephratah | 2 | Conventional Hydroelectric | 1 | IPP Non-CHP
2560 | Ephratah | 3 | Conventional Hydroelectric | 1 | IPP Non-CHP
2560 | Ephratah | 4 | Conventional Hydroelectric | 1 | IPP Non-CHP
2561 | East Norfolk | 1 | Conventional Hydroelectric | 4 | IPP Non-CHP
2562 | Five Falls | 1 | Conventional Hydroelectric | 24 | IPP Non-CHP
2563 | Flat Rock | 1 | Conventional Hydroelectric | 2 | IPP Non-CHP
2563 | Flat Rock | 2 | Conventional Hydroelectric | 3 | IPP Non-CHP
2564 | Franklin (NY) | 1 | Conventional Hydroelectric | 1 | IPP Non-CHP
2564 | Franklin (NY) | 2 | Conventional Hydroelectric | 1 | IPP Non-CHP
2566 | Fulton Hydro | 1 | Conventional Hydroelectric | 0.8 | IPP Non-CHP
2566 | Fulton Hydro | 2 | Conventional Hydroelectric | 0.5 | IPP Non-CHP
2568 | Glenwood Hydro | 1 | Conventional Hydroelectric | 0.5 | IPP Non-CHP
2568 | Glenwood Hydro | 2 | Conventional Hydroelectric | 0.5 | IPP Non-CHP
2568 | Glenwood Hydro | 3 | Conventional Hydroelectric | 0.5 | IPP Non-CHP
2569 | Granby | 1 | Conventional Hydroelectric | 5 | IPP Non-CHP
2569 | Granby | 2 | Conventional Hydroelectric | 5 | IPP Non-CHP
2571 | Hannawa | 1 | Conventional Hydroelectric | 4 | IPP Non-CHP
2571 | Hannawa | 2 | Conventional Hydroelectric | 4 | IPP Non-CHP
2572 | Herrings | 1 | Conventional Hydroelectric | 1.8 | IPP Non-CHP
2572 | Herrings | 2 | Conventional Hydroelectric | 1.8 | IPP Non-CHP
2572 | Herrings | 3 | Conventional Hydroelectric | 1.8 | IPP Non-CHP
2573 | Heuvelton | 1 | Conventional Hydroelectric | 0.5 | IPP Non-CHP
2573 | Heuvelton | 2 | Conventional Hydroelectric | 0.5 | IPP Non-CHP
2574 | High Dam | 1 | Conventional Hydroelectric | 2.8 | Electric Utility
2574 | High Dam | 2 | Conventional Hydroelectric | 2.8 | Electric Utility
2574 | High Dam | 3 | Conventional Hydroelectric | 2.8 | Electric Utility
2574 | High Dam | 4 | Conventional Hydroelectric | 3.5 | Electric Utility
2575 | High Falls - Croghan NY | 1 | Conventional Hydroelectric | 2 | IPP Non-CHP
2575 | High Falls - Croghan NY | 2 | Conventional Hydroelectric | 2 | IPP Non-CHP
2575 | High Falls - Croghan NY | 3 | Conventional Hydroelectric | 2 | IPP Non-CHP
2576 | Higley | 1N | Conventional Hydroelectric | 1.5 | IPP Non-CHP
2576 | Higley | 2N | Conventional Hydroelectric | 1.5 | IPP Non-CHP
2576 | Higley | 3N | Conventional Hydroelectric | 1.5 | IPP Non-CHP
2576 | Higley | 4N | Conventional Hydroelectric | 1.5 | IPP Non-CHP
2578 | Hydraulic Race | 1 | Conventional Hydroelectric | 3 | IPP Non-CHP
2579 | Inghams | 1 | Conventional Hydroelectric | 3 | IPP Non-CHP
2579 | Inghams | 2 | Conventional Hydroelectric | 3 | IPP Non-CHP
2580 | Johnsonville Dam | 1 | Conventional Hydroelectric | 2 | IPP Non-CHP
2580 | Johnsonville Dam | 2 | Conventional Hydroelectric | 2 | IPP Non-CHP
2581 | Kamargo | 1 | Conventional Hydroelectric | 2 | IPP Non-CHP
2581 | Kamargo | 2 | Conventional Hydroelectric | 2 | IPP Non-CHP
2581 | Kamargo | 3 | Conventional Hydroelectric | 2 | IPP Non-CHP
2582 | Lighthouse Hill | 1 | Conventional Hydroelectric | 4 | IPP Non-CHP
2582 | Lighthouse Hill | 2 | Conventional Hydroelectric | 4 | IPP Non-CHP
2583 | Macomb | 1 | Conventional Hydroelectric | 1 | IPP Non-CHP
2586 | Minetto | 1 | Conventional Hydroelectric | 2 | IPP Non-CHP
2586 | Minetto | 2 | Conventional Hydroelectric | 2 | IPP Non-CHP
2586 | Minetto | 3 | Conventional Hydroelectric | 2 | IPP Non-CHP
2586 | Minetto | 4 | Conventional Hydroelectric | 2 | IPP Non-CHP
2586 | Minetto | 5 | Conventional Hydroelectric | 2 | IPP Non-CHP
2588 | Moshier | 1 | Conventional Hydroelectric | 4 | IPP Non-CHP
2588 | Moshier | 2 | Conventional Hydroelectric | 4 | IPP Non-CHP
2589 | Nine Mile Point Nuclear Station | 1 | Nuclear | 641.8 | IPP Non-CHP
2589 | Nine Mile Point Nuclear Station | 2 | Nuclear | 1259.3 | IPP Non-CHP
2590 | Norfolk | 1 | Conventional Hydroelectric | 5 | IPP Non-CHP
2591 | Norwood | 1 | Conventional Hydroelectric | 2 | IPP Non-CHP
2594 | Oswego Harbor Power | ST5 | Petroleum Liquids | 901.8 | IPP Non-CHP
2594 | Oswego Harbor Power | ST6 | Petroleum Liquids | 901.8 | IPP Non-CHP
2595 | Oswego Falls East | 1 | Conventional Hydroelectric | 2 | IPP Non-CHP
2595 | Oswego Falls East | 2 | Conventional Hydroelectric | 2 | IPP Non-CHP
2595 | Oswego Falls East | 3 | Conventional Hydroelectric | 2 | IPP Non-CHP
2596 | Oswego Falls West | 4 | Conventional Hydroelectric | 1 | IPP Non-CHP
2596 | Oswego Falls West | 5 | Conventional Hydroelectric | 1 | IPP Non-CHP
2596 | Oswego Falls West | 6 | Conventional Hydroelectric | 0.5 | IPP Non-CHP
2596 | Oswego Falls West | 7 | Conventional Hydroelectric | 0.5 | IPP Non-CHP
2597 | Parishville | 1 | Conventional Hydroelectric | 3 | IPP Non-CHP
2598 | Piercefield | 1 | Conventional Hydroelectric | 1.5 | IPP Non-CHP
2598 | Piercefield | 2 | Conventional Hydroelectric | 0.6 | IPP Non-CHP
2598 | Piercefield | 3 | Conventional Hydroelectric | 0.6 | IPP Non-CHP
2599 | Prospect | 1 | Conventional Hydroelectric | 19 | IPP Non-CHP
2600 | Rainbow Falls Hydro | 1 | Conventional Hydroelectric | 25 | IPP Non-CHP
2601 | Raymondville | 1 | Conventional Hydroelectric | 2 | IPP Non-CHP
2604 | South Edwards | 1 | Conventional Hydroelectric | 1 | IPP Non-CHP
2604 | South Edwards | 2 | Conventional Hydroelectric | 1 | IPP Non-CHP
2604 | South Edwards | 3 | Conventional Hydroelectric | 1 | IPP Non-CHP
2604 | South Edwards | 4 | Conventional Hydroelectric | 1 | IPP Non-CHP
2605 | School Street | 1 | Conventional Hydroelectric | 8 | IPP Non-CHP
2605 | School Street | 2 | Conventional Hydroelectric | 7 | IPP Non-CHP
2605 | School Street | 3 | Conventional Hydroelectric | 7 | IPP Non-CHP
2605 | School Street | 4 | Conventional Hydroelectric | 7 | IPP Non-CHP
2605 | School Street | 5 | Conventional Hydroelectric | 13 | IPP Non-CHP
2606 | Schaghticoke | 1 | Conventional Hydroelectric | 4 | IPP Non-CHP
2606 | Schaghticoke | 2 | Conventional Hydroelectric | 4 | IPP Non-CHP
2606 | Schaghticoke | 3 | Conventional Hydroelectric | 4 | IPP Non-CHP
2606 | Schaghticoke | 4 | Conventional Hydroelectric | 4 | IPP Non-CHP
2607 | Schuylerville | 1 | Conventional Hydroelectric | 2 | IPP Non-CHP
2608 | Sewalls | 1 | Conventional Hydroelectric | 1 | IPP Non-CHP
2608 | Sewalls | 2 | Conventional Hydroelectric | 1 | IPP Non-CHP
2609 | Sherman Island | 1 | Conventional Hydroelectric | 7 | IPP Non-CHP
2609 | Sherman Island | 2 | Conventional Hydroelectric | 7 | IPP Non-CHP
2609 | Sherman Island | 3 | Conventional Hydroelectric | 7 | IPP Non-CHP
2609 | Sherman Island | 4 | Conventional Hydroelectric | 7 | IPP Non-CHP
2609 | Sherman Island | 5 | Conventional Hydroelectric | 7 | IPP Non-CHP
2609 | Sherman Island | 6 | Conventional Hydroelectric | 1.3 | IPP Non-CHP
2610 | Soft Maple | 1 | Conventional Hydroelectric | 8 | IPP Non-CHP
2610 | Soft Maple | 2 | Conventional Hydroelectric | 8 | IPP Non-CHP
2611 | South Colton | 1 | Conventional Hydroelectric | 21 | IPP Non-CHP
2612 | Spier Falls | 8 | Conventional Hydroelectric | 9 | IPP Non-CHP
2612 | Spier Falls | 9 | Conventional Hydroelectric | 47 | IPP Non-CHP
2613 | Stark | 1 | Conventional Hydroelectric | 26 | IPP Non-CHP
2614 | Stewarts Bridge | 1 | Conventional Hydroelectric | 36 | IPP Non-CHP
2614 | Stewarts Bridge | 2 | Conventional Hydroelectric | 2.5 | IPP Non-CHP
2616 | Sugar Island | 1 | Conventional Hydroelectric | 2 | IPP Non-CHP
2616 | Sugar Island | 2 | Conventional Hydroelectric | 2 | IPP Non-CHP
2617 | Taylorville | 1 | Conventional Hydroelectric | 1 | IPP Non-CHP
2617 | Taylorville | 2 | Conventional Hydroelectric | 1 | IPP Non-CHP
2617 | Taylorville | 3 | Conventional Hydroelectric | 1 | IPP Non-CHP
2617 | Taylorville | 4 | Conventional Hydroelectric | 1 | IPP Non-CHP
2619 | Trenton Falls | 5 | Conventional Hydroelectric | 6.8 | IPP Non-CHP
2619 | Trenton Falls | 6 | Conventional Hydroelectric | 6.4 | IPP Non-CHP
2619 | Trenton Falls | 7 | Conventional Hydroelectric | 8.7 | IPP Non-CHP
2621 | Varick | 2 | Conventional Hydroelectric | 2 | IPP Non-CHP
2621 | Varick | 3 | Conventional Hydroelectric | 2 | IPP Non-CHP
2621 | Varick | 4 | Conventional Hydroelectric | 2 | IPP Non-CHP
2621 | Varick | 5 | Conventional Hydroelectric | 2 | IPP Non-CHP
2623 | Waterport | 1 | Conventional Hydroelectric | 2 | IPP Non-CHP
2623 | Waterport | 2 | Conventional Hydroelectric | 2 | IPP Non-CHP
2624 | Yaleville | 1 | Conventional Hydroelectric | 1 | IPP Non-CHP
2624 | Yaleville | 2 | Conventional Hydroelectric | 1 | IPP Non-CHP
2625 | Bowline Point | 1 | Natural Gas Steam Turbine | 621 | IPP Non-CHP
2625 | Bowline Point | 2 | Natural Gas Steam Turbine | 621 | IPP Non-CHP
2627 | Grahamsville | GRHM | Conventional Hydroelectric | 18 | Electric Utility
2628 | Hillburn | GEN1 | Natural Gas Fired Combustion Turbine | 46.5 | IPP Non-CHP
2630 | Mongaup | GEN1 | Conventional Hydroelectric | 4 | IPP Non-CHP
2631 | Rio | RIO | Conventional Hydroelectric | 10 | IPP Non-CHP
2631 | Rio | RIO2 | Conventional Hydroelectric | 0.8 | IPP Non-CHP
2632 | Shoemaker | SHOE | Natural Gas Fired Combustion Turbine | 41.9 | IPP Non-CHP
2634 | Swinging Bridge 2 | SWI2 | Conventional Hydroelectric | 6.8 | IPP Non-CHP
2638 | Rochester 26 | 1 | Conventional Hydroelectric | 3 | Electric Utility
2639 | Rochester 2 | 1 | Conventional Hydroelectric | 8.5 | Electric Utility
2641 | Rochester 5 | 2 | Conventional Hydroelectric | 12.8 | Electric Utility
2641 | Rochester 5 | HY1 | Conventional Hydroelectric | 12.8 | Electric Utility
2641 | Rochester 5 | HY3 | Conventional Hydroelectric | 18 | Electric Utility
2646 | Wiscoy 170 | 1 | Conventional Hydroelectric | 0.6 | Electric Utility
2646 | Wiscoy 170 | 2 | Conventional Hydroelectric | 0.4 | Electric Utility
2678 | Plant No 1 Freeport | 2 | Petroleum Liquids | 2.9 | Electric Utility
2678 | Plant No 1 Freeport | 3 | Petroleum Liquids | 3.1 | Electric Utility
2678 | Plant No 1 Freeport | 4 | Petroleum Liquids | 5.1 | Electric Utility
2679 | Plant No 2 Freeport | 3 | Petroleum Liquids | 18.1 | Electric Utility
2679 | Plant No 2 Freeport | CT5 | Natural Gas Fired Combustion Turbine | 60.5 | Electric Utility
2681 | Greenport | 2 | Petroleum Liquids | 1.7 | Electric Utility
2681 | Greenport | 4 | Petroleum Liquids | 1.2 | Electric Utility
2681 | Greenport | 5 | Petroleum Liquids | 1.8 | Electric Utility
2681 | Greenport | 6 | Petroleum Liquids | 3.8 | Electric Utility
2681 | Greenport | 7 | Petroleum Liquids | 1.6 | Electric Utility
2682 | S A Carlson | 5 | Natural Gas Steam Turbine | 24.5 | Electric Utility
2682 | S A Carlson | 6 | Natural Gas Steam Turbine | 24.5 | Electric Utility
2682 | S A Carlson | 7 | Natural Gas Fired Combustion Turbine | 47.3 | Electric Utility
2685 | Crescent | 1 | Conventional Hydroelectric | 2.8 | Electric Utility
2685 | Crescent | 2 | Conventional Hydroelectric | 2.8 | Electric Utility
2685 | Crescent | 3 | Conventional Hydroelectric | 3 | Electric Utility
2685 | Crescent | 4 | Conventional Hydroelectric | 3 | Electric Utility
2686 | Vischer Ferry | 1 | Conventional Hydroelectric | 2.8 | Electric Utility
2686 | Vischer Ferry | 2 | Conventional Hydroelectric | 2.8 | Electric Utility
2686 | Vischer Ferry | 3 | Conventional Hydroelectric | 3 | Electric Utility
2686 | Vischer Ferry | 4 | Conventional Hydroelectric | 3 | Electric Utility
2691 | Blenheim Gilboa | 1 | Hydroelectric Pumped Storage | 250 | Electric Utility
2691 | Blenheim Gilboa | 2 | Hydroelectric Pumped Storage | 250 | Electric Utility
2691 | Blenheim Gilboa | 3 | Hydroelectric Pumped Storage | 250 | Electric Utility
2691 | Blenheim Gilboa | 4 | Hydroelectric Pumped Storage | 250 | Electric Utility
2692 | Lewiston Niagara | 1 | Hydroelectric Pumped Storage | 20 | Electric Utility
2692 | Lewiston Niagara | 10 | Hydroelectric Pumped Storage | 20 | Electric Utility
2692 | Lewiston Niagara | 11 | Hydroelectric Pumped Storage | 20 | Electric Utility
2692 | Lewiston Niagara | 12 | Hydroelectric Pumped Storage | 20 | Electric Utility
2692 | Lewiston Niagara | 2 | Hydroelectric Pumped Storage | 20 | Electric Utility
2692 | Lewiston Niagara | 3 | Hydroelectric Pumped Storage | 20 | Electric Utility
2692 | Lewiston Niagara | 4 | Hydroelectric Pumped Storage | 20 | Electric Utility
2692 | Lewiston Niagara | 5 | Hydroelectric Pumped Storage | 20 | Electric Utility
2692 | Lewiston Niagara | 6 | Hydroelectric Pumped Storage | 20 | Electric Utility
2692 | Lewiston Niagara | 7 | Hydroelectric Pumped Storage | 20 | Electric Utility
2692 | Lewiston Niagara | 8 | Hydroelectric Pumped Storage | 20 | Electric Utility
2692 | Lewiston Niagara | 9 | Hydroelectric Pumped Storage | 20 | Electric Utility
2693 | Robert Moses Niagara | 1 | Conventional Hydroelectric | 193.5 | Electric Utility
2693 | Robert Moses Niagara | 10 | Conventional Hydroelectric | 193.5 | Electric Utility
2693 | Robert Moses Niagara | 11 | Conventional Hydroelectric | 193.5 | Electric Utility
2693 | Robert Moses Niagara | 12 | Conventional Hydroelectric | 193.5 | Electric Utility
2693 | Robert Moses Niagara | 13 | Conventional Hydroelectric | 193.5 | Electric Utility
2693 | Robert Moses Niagara | 2 | Conventional Hydroelectric | 193.5 | Electric Utility
2693 | Robert Moses Niagara | 3 | Conventional Hydroelectric | 193.5 | Electric Utility
2693 | Robert Moses Niagara | 4 | Conventional Hydroelectric | 193.5 | Electric Utility
2693 | Robert Moses Niagara | 5 | Conventional Hydroelectric | 193.5 | Electric Utility
2693 | Robert Moses Niagara | 6 | Conventional Hydroelectric | 193.5 | Electric Utility
2693 | Robert Moses Niagara | 7 | Conventional Hydroelectric | 193.5 | Electric Utility
2693 | Robert Moses Niagara | 8 | Conventional Hydroelectric | 150.3 | Electric Utility
2693 | Robert Moses Niagara | 9 | Conventional Hydroelectric | 150.3 | Electric Utility
2694 | Robert Moses Power Dam | 17 | Conventional Hydroelectric | 57 | Electric Utility
2694 | Robert Moses Power Dam | 18 | Conventional Hydroelectric | 57 | Electric Utility
2694 | Robert Moses Power Dam | 19 | Conventional Hydroelectric | 57 | Electric Utility
2694 | Robert Moses Power Dam | 20 | Conventional Hydroelectric | 57 | Electric Utility
2694 | Robert Moses Power Dam | 21 | Conventional Hydroelectric | 57 | Electric Utility
2694 | Robert Moses Power Dam | 22 | Conventional Hydroelectric | 57 | Electric Utility
2694 | Robert Moses Power Dam | 23 | Conventional Hydroelectric | 57 | Electric Utility
2694 | Robert Moses Power Dam | 24 | Conventional Hydroelectric | 57 | Electric Utility
2694 | Robert Moses Power Dam | 25 | Conventional Hydroelectric | 57 | Electric Utility
2694 | Robert Moses Power Dam | 26 | Conventional Hydroelectric | 57 | Electric Utility
2694 | Robert Moses Power Dam | 27 | Conventional Hydroelectric | 57 | Electric Utility
2694 | Robert Moses Power Dam | 28 | Conventional Hydroelectric | 57 | Electric Utility
2694 | Robert Moses Power Dam | 29 | Conventional Hydroelectric | 57 | Electric Utility
2694 | Robert Moses Power Dam | 30 | Conventional Hydroelectric | 57 | Electric Utility
2694 | Robert Moses Power Dam | 31 | Conventional Hydroelectric | 57 | Electric Utility
2694 | Robert Moses Power Dam | 32 | Conventional Hydroelectric | 57 | Electric Utility
2695 | Charles P Keller | 10 | Natural Gas Internal Combustion Engine | 3.5 | Electric Utility
2695 | Charles P Keller | 11 | Natural Gas Internal Combustion Engine | 5.2 | Electric Utility
2695 | Charles P Keller | 12 | Natural Gas Internal Combustion Engine | 5.5 | Electric Utility
2695 | Charles P Keller | 13 | Natural Gas Internal Combustion Engine | 5.5 | Electric Utility
2695 | Charles P Keller | 14 | Natural Gas Internal Combustion Engine | 6.2 | Electric Utility
2695 | Charles P Keller | 7 | Petroleum Liquids | 2 | Electric Utility
2695 | Charles P Keller | 8 | Petroleum Liquids | 2.4 | Electric Utility
2695 | Charles P Keller | 9 | Natural Gas Internal Combustion Engine | 3.5 | Electric Utility
2700 | Watertown | 1 | Conventional Hydroelectric | 2.7 | Electric Utility
2700 | Watertown | 2 | Conventional Hydroelectric | 2.7 | Electric Utility
2700 | Watertown | 3 | Conventional Hydroelectric | 2.7 | Electric Utility
2706 | Asheville | 1 | Conventional Steam Coal | 206.6 | Electric Utility
2706 | Asheville | 2 | Conventional Steam Coal | 207 | Electric Utility
2706 | Asheville | GT1 | Natural Gas Fired Combustion Turbine | 211.7 | Electric Utility
2706 | Asheville | GT2 | Natural Gas Fired Combustion Turbine | 211.8 | Electric Utility
2707 | Blewett | 1 | Conventional Hydroelectric | 3.2 | Electric Utility
2707 | Blewett | 2 | Conventional Hydroelectric | 3.2 | Electric Utility
2707 | Blewett | 3 | Conventional Hydroelectric | 3.2 | Electric Utility
2707 | Blewett | 4 | Conventional Hydroelectric | 5 | Electric Utility
2707 | Blewett | 5 | Conventional Hydroelectric | 5 | Electric Utility
2707 | Blewett | 6 | Conventional Hydroelectric | 5 | Electric Utility
2707 | Blewett | GT1 | Petroleum Liquids | 17.5 | Electric Utility
2707 | Blewett | GT2 | Petroleum Liquids | 17.5 | Electric Utility
2707 | Blewett | GT3 | Petroleum Liquids | 17.5 | Electric Utility
2707 | Blewett | GT4 | Petroleum Liquids | 17.5 | Electric Utility
2710 | Marshall Dam | HC1 | Conventional Hydroelectric | 2.5 | Electric Utility
2710 | Marshall Dam | HC2 | Conventional Hydroelectric | 2.5 | Electric Utility
2712 | Roxboro | 1 | Conventional Steam Coal | 410.8 | Electric Utility
2712 | Roxboro | 2 | Conventional Steam Coal | 657 | Electric Utility
2712 | Roxboro | 3 | Conventional Steam Coal | 745.2 | Electric Utility
2712 | Roxboro | 4 | Conventional Steam Coal | 745.2 | Electric Utility
2713 | L V Sutton Steam | GT1 | Petroleum Liquids | 16.3 | Electric Utility
2713 | L V Sutton Steam | GTA | Petroleum Liquids | 37.5 | Electric Utility
2713 | L V Sutton Steam | GTB | Petroleum Liquids | 37.5 | Electric Utility
2714 | Tillery | 1 | Conventional Hydroelectric | 22 | Electric Utility
2714 | Tillery | 2 | Conventional Hydroelectric | 18 | Electric Utility
2714 | Tillery | 3 | Conventional Hydroelectric | 22 | Electric Utility
2714 | Tillery | 4 | Conventional Hydroelectric | 22 | Electric Utility
2715 | Walters | 1 | Conventional Hydroelectric | 36 | Electric Utility
2715 | Walters | 2 | Conventional Hydroelectric | 36 | Electric Utility
2715 | Walters | 3 | Conventional Hydroelectric | 36 | Electric Utility
2716 | W H Weatherspoon | GT1 | Petroleum Liquids | 39.7 | Electric Utility
2716 | W H Weatherspoon | GT2 | Petroleum Liquids | 39.7 | Electric Utility
2716 | W H Weatherspoon | GT3 | Petroleum Liquids | 41.8 | Electric Utility
2716 | W H Weatherspoon | GT4 | Petroleum Liquids | 41.8 | Electric Utility
2718 | G G Allen | 1 | Conventional Steam Coal | 163.2 | Electric Utility
2718 | G G Allen | 2 | Conventional Steam Coal | 163.2 | Electric Utility
2718 | G G Allen | 3 | Conventional Steam Coal | 272 | Electric Utility
2718 | G G Allen | 4 | Conventional Steam Coal | 278 | Electric Utility
2718 | G G Allen | 5 | Conventional Steam Coal | 272 | Electric Utility
2719 | Bridgewater | 1 | Conventional Hydroelectric | 13 | Electric Utility
2719 | Bridgewater | 2 | Conventional Hydroelectric | 13 | Electric Utility
2719 | Bridgewater | 3 | Conventional Hydroelectric | 1.7 | Electric Utility
2720 | Buck | CT11 | Natural Gas Fired Combined Cycle | 185.3 | Electric Utility
2720 | Buck | CT12 | Natural Gas Fired Combined Cycle | 185.3 | Electric Utility
2720 | Buck | ST10 | Natural Gas Fired Combined Cycle | 327.3 | Electric Utility
2721 | James E. Rogers Energy Complex | 5 | Conventional Steam Coal | 621 | Electric Utility
2721 | James E. Rogers Energy Complex | 6 | Conventional Steam Coal | 909.5 | Electric Utility
2722 | Cowans Ford | 1 | Conventional Hydroelectric | 87.5 | Electric Utility
2722 | Cowans Ford | 2 | Conventional Hydroelectric | 87.5 | Electric Utility
2722 | Cowans Ford | 3 | Conventional Hydroelectric | 87.5 | Electric Utility
2722 | Cowans Ford | 4 | Conventional Hydroelectric | 87.5 | Electric Utility
2723 | Dan River | CT8 | Natural Gas Fired Combined Cycle | 185.3 | Electric Utility
2723 | Dan River | CT9 | Natural Gas Fired Combined Cycle | 185.3 | Electric Utility
2723 | Dan River | ST7 | Natural Gas Fired Combined Cycle | 327.3 | Electric Utility
2726 | Lookout Shoals | 1 | Conventional Hydroelectric | 8.6 | Electric Utility
2726 | Lookout Shoals | 2 | Conventional Hydroelectric | 8.6 | Electric Utility
2726 | Lookout Shoals | 3 | Conventional Hydroelectric | 8.6 | Electric Utility
2727 | Marshall (NC) | 1 | Conventional Steam Coal | 348.5 | Electric Utility
2727 | Marshall (NC) | 2 | Conventional Steam Coal | 348.5 | Electric Utility
2727 | Marshall (NC) | 3 | Conventional Steam Coal | 711 | Electric Utility
2727 | Marshall (NC) | 4 | Conventional Steam Coal | 711 | Electric Utility
2728 | Mountain Island | 1 | Conventional Hydroelectric | 15 | Electric Utility
2728 | Mountain Island | 2 | Conventional Hydroelectric | 15 | Electric Utility
2728 | Mountain Island | 3 | Conventional Hydroelectric | 15 | Electric Utility
2728 | Mountain Island | 4 | Conventional Hydroelectric | 15 | Electric Utility
2729 | Oxford Dam | 1 | Conventional Hydroelectric | 18 | Electric Utility
2729 | Oxford Dam | 2 | Conventional Hydroelectric | 18 | Electric Utility
2730 | Rhodhiss | 1 | Conventional Hydroelectric | 8.5 | Electric Utility
2730 | Rhodhiss | 2 | Conventional Hydroelectric | 8.5 | Electric Utility
2730 | Rhodhiss | 3 | Conventional Hydroelectric | 8.5 | Electric Utility
2735 | Turner Shoals | 1 | Conventional Hydroelectric | 2.7 | IPP Non-CHP
2735 | Turner Shoals | 2 | Conventional Hydroelectric | 2.7 | IPP Non-CHP
2736 | Tuxedo | 1 | Conventional Hydroelectric | 2.5 | Electric Utility
2736 | Tuxedo | 2 | Conventional Hydroelectric | 2.5 | Electric Utility
2741 | Bear Creek Dam | 1 | Conventional Hydroelectric | 9 | Electric Utility
2743 | Cedar Cliff | 1 | Conventional Hydroelectric | 6.4 | Electric Utility
2745 | Franklin (NC) | 1 | Conventional Hydroelectric | 0.5 | Electric Utility
2745 | Franklin (NC) | 2 | Conventional Hydroelectric | 0.5 | Electric Utility
2746 | Mission | 1 | Conventional Hydroelectric | 0.6 | Electric Utility
2746 | Mission | 2 | Conventional Hydroelectric | 0.6 | Electric Utility
2746 | Mission | 3 | Conventional Hydroelectric | 0.6 | Electric Utility
2747 | Nantahala | 1 | Conventional Hydroelectric | 43.2 | Electric Utility
2749 | Tennessee Creek | 1 | Conventional Hydroelectric | 10.8 | Electric Utility
2750 | Thorpe | 1 | Conventional Hydroelectric | 21.6 | Electric Utility
2751 | Tuckasegee | 1 | Conventional Hydroelectric | 3 | Electric Utility
2756 | Gaston | 1 | Conventional Hydroelectric | 44.4 | Electric Utility
2756 | Gaston | 2 | Conventional Hydroelectric | 44.4 | Electric Utility
2756 | Gaston | 3 | Conventional Hydroelectric | 44.4 | Electric Utility
2756 | Gaston | 4 | Conventional Hydroelectric | 44.4 | Electric Utility
2758 | Roanoke Rapids | 1 | Conventional Hydroelectric | 25 | Electric Utility
2758 | Roanoke Rapids | 2 | Conventional Hydroelectric | 25 | Electric Utility
2758 | Roanoke Rapids | 3 | Conventional Hydroelectric | 25 | Electric Utility
2758 | Roanoke Rapids | 4 | Conventional Hydroelectric | 25 | Electric Utility
2773 | Lake Lure | 1 | Conventional Hydroelectric | 1.2 | IPP Non-CHP
2773 | Lake Lure | 2 | Conventional Hydroelectric | 2.4 | IPP Non-CHP
2778 | Chatuge | 1 | Conventional Hydroelectric | 13.2 | Electric Utility
2779 | Fontana Dam | 1 | Conventional Hydroelectric | 81 | Electric Utility
2779 | Fontana Dam | 2 | Conventional Hydroelectric | 92.7 | Electric Utility
2779 | Fontana Dam | 3 | Conventional Hydroelectric | 81 | Electric Utility
2780 | Hiwassee Dam | 1 | Conventional Hydroelectric | 70.6 | Electric Utility
2780 | Hiwassee Dam | 2 | Hydroelectric Pumped Storage | 95 | Electric Utility
2783 | Buxton | 1A | Petroleum Liquids | 3 | Electric Utility
2783 | Buxton | 2A | Petroleum Liquids | 3 | Electric Utility
2783 | Buxton | 3A | Petroleum Liquids | 3 | Electric Utility
2783 | Buxton | 4A | Petroleum Liquids | 3 | Electric Utility
2783 | Buxton | 5A | Petroleum Liquids | 3 | Electric Utility
2790 | R M Heskett | 1 | Conventional Steam Coal | 40 | Electric Utility
2790 | R M Heskett | 2 | Conventional Steam Coal | 75 | Electric Utility
2790 | R M Heskett | 3 | Natural Gas Fired Combustion Turbine | 88 | Electric Utility
2801 | Jamestown | 1 | Petroleum Liquids | 24.1 | Electric Utility
2801 | Jamestown | 2 | Petroleum Liquids | 24.1 | Electric Utility
2811 | Grafton | 1 | Petroleum Liquids | 0.6 | Electric Utility
2811 | Grafton | 2 | Petroleum Liquids | 0.8 | Electric Utility
2811 | Grafton | 3 | Petroleum Liquids | 1.3 | Electric Utility
2811 | Grafton | 4 | Petroleum Liquids | 1.3 | Electric Utility
2815 | Garrison | 1 | Conventional Hydroelectric | 128 | Electric Utility
2815 | Garrison | 2 | Conventional Hydroelectric | 128 | Electric Utility
2815 | Garrison | 3 | Conventional Hydroelectric | 128 | Electric Utility
2815 | Garrison | 4 | Conventional Hydroelectric | 115 | Electric Utility
2815 | Garrison | 5 | Conventional Hydroelectric | 115 | Electric Utility
2817 | Leland Olds | 1 | Conventional Steam Coal | 216 | Electric Utility
2817 | Leland Olds | 2 | Conventional Steam Coal | 440 | Electric Utility
2823 | Milton R Young | 1 | Conventional Steam Coal | 257 | Electric Utility
2823 | Milton R Young | 2 | Conventional Steam Coal | 477 | Electric Utility
2824 | Stanton | 1 | Conventional Steam Coal | 190.2 | Electric Utility
2824 | Stanton | 2 | Petroleum Liquids | 1 | Electric Utility
2828 | Cardinal | 1 | Conventional Steam Coal | 615.2 | IPP Non-CHP
2828 | Cardinal | 2 | Conventional Steam Coal | 615.2 | IPP Non-CHP
2828 | Cardinal | 3 | Conventional Steam Coal | 650 | IPP Non-CHP
2830 | Walter C Beckjord | BECK1 | Batteries | 2 | Electric Utility
2830 | Walter C Beckjord | BECK2 | Batteries | 2 | Electric Utility
2831 | Dicks Creek | 1 | Natural Gas Fired Combustion Turbine | 100 | IPP Non-CHP
2831 | Dicks Creek | 3 | Natural Gas Fired Combustion Turbine | 16.5 | IPP Non-CHP
2831 | Dicks Creek | 4 | Petroleum Liquids | 21.3 | IPP Non-CHP
2831 | Dicks Creek | 5 | Petroleum Liquids | 21.3 | IPP Non-CHP
2832 | Miami Fort | 7 | Conventional Steam Coal | 557.1 | IPP Non-CHP
2832 | Miami Fort | 8 | Conventional Steam Coal | 557.7 | IPP Non-CHP
2832 | Miami Fort | GT3 | Petroleum Liquids | 16.5 | IPP Non-CHP
2832 | Miami Fort | GT4 | Petroleum Liquids | 16.5 | IPP Non-CHP
2832 | Miami Fort | GT5 | Petroleum Liquids | 16.5 | IPP Non-CHP
2832 | Miami Fort | GT6 | Petroleum Liquids | 16.5 | IPP Non-CHP
2836 | Avon Lake | 10 | Petroleum Liquids | 29 | IPP Non-CHP
2836 | Avon Lake | 7 | Conventional Steam Coal | 86 | IPP Non-CHP
2836 | Avon Lake | 9 | Conventional Steam Coal | 680 | IPP Non-CHP
2837 | FirstEnergy Eastlake | 6 | Petroleum Liquids | 32 | IPP Non-CHP
2840 | Conesville | 4 | Conventional Steam Coal | 841.5 | IPP Non-CHP
2840 | Conesville | 5 | Conventional Steam Coal | 443.9 | IPP Non-CHP
2840 | Conesville | 6 | Conventional Steam Coal | 443.9 | IPP Non-CHP
2847 | Frank M Tait | GT1 | Natural Gas Fired Combustion Turbine | 103.5 | Electric Utility
2847 | Frank M Tait | GT2 | Natural Gas Fired Combustion Turbine | 106.1 | Electric Utility
2847 | Frank M Tait | GT3 | Natural Gas Fired Combustion Turbine | 84.2 | Electric Utility
2847 | Frank M Tait | IC1 | Petroleum Liquids | 2.7 | Electric Utility
2847 | Frank M Tait | IC2 | Petroleum Liquids | 2.7 | Electric Utility
2847 | Frank M Tait | IC3 | Petroleum Liquids | 2.7 | Electric Utility
2847 | Frank M Tait | IC4 | Petroleum Liquids | 2.7 | Electric Utility
2848 | O H Hutchings | 7 | Natural Gas Fired Combustion Turbine | 32.6 | Electric Utility
2850 | J M Stuart | 1 | Conventional Steam Coal | 610.2 | Electric Utility
2850 | J M Stuart | 2 | Conventional Steam Coal | 610.2 | Electric Utility
2850 | J M Stuart | 3 | Conventional Steam Coal | 610.2 | Electric Utility
2850 | J M Stuart | 4 | Conventional Steam Coal | 610.2 | Electric Utility
2850 | J M Stuart | D1 | Petroleum Liquids | 2.7 | Electric Utility
2850 | J M Stuart | D2 | Petroleum Liquids | 2.7 | Electric Utility
2850 | J M Stuart | D3 | Petroleum Liquids | 2.7 | Electric Utility
2850 | J M Stuart | D4 | Petroleum Liquids | 2.7 | Electric Utility
2851 | Monument | 1 | Petroleum Liquids | 2.7 | Electric Utility
2851 | Monument | 2 | Petroleum Liquids | 2.7 | Electric Utility
2851 | Monument | 3 | Petroleum Liquids | 2.7 | Electric Utility
2851 | Monument | 4 | Petroleum Liquids | 2.7 | Electric Utility
2851 | Monument | 5 | Petroleum Liquids | 2.7 | Electric Utility
2852 | Sidney (OH) | 1 | Petroleum Liquids | 2.7 | Electric Utility
2852 | Sidney (OH) | 2 | Petroleum Liquids | 2.7 | Electric Utility
2852 | Sidney (OH) | 3 | Petroleum Liquids | 2.7 | Electric Utility
2852 | Sidney (OH) | 4 | Petroleum Liquids | 2.7 | Electric Utility
2852 | Sidney (OH) | 5 | Petroleum Liquids | 2.7 | Electric Utility
2854 | Yankee Street | 1 | Natural Gas Fired Combustion Turbine | 18.5 | Electric Utility
2854 | Yankee Street | 2 | Natural Gas Fired Combustion Turbine | 18.5 | Electric Utility
2854 | Yankee Street | 3 | Natural Gas Fired Combustion Turbine | 18.5 | Electric Utility
2854 | Yankee Street | 4 | Natural Gas Fired Combustion Turbine | 17.5 | Electric Utility
2854 | Yankee Street | 5 | Natural Gas Fired Combustion Turbine | 17.5 | Electric Utility
2854 | Yankee Street | 6 | Natural Gas Fired Combustion Turbine | 17.5 | Electric Utility
2854 | Yankee Street | 7 | Natural Gas Fired Combustion Turbine | 17.5 | Electric Utility
2854 | Yankee Street | YS1 | Solar Photovoltaic | 1.1 | Electric Utility
2861 | Niles Power Plant | GT1 | Petroleum Liquids | 27 | IPP Non-CHP
2866 | FirstEnergy W H Sammis | 1 | Conventional Steam Coal | 190.4 | IPP Non-CHP
2866 | FirstEnergy W H Sammis | 2 | Conventional Steam Coal | 190.4 | IPP Non-CHP
2866 | FirstEnergy W H Sammis | 3 | Conventional Steam Coal | 190.4 | IPP Non-CHP
2866 | FirstEnergy W H Sammis | 4 | Conventional Steam Coal | 190.4 | IPP Non-CHP
2866 | FirstEnergy W H Sammis | 5 | Conventional Steam Coal | 334 | IPP Non-CHP
2866 | FirstEnergy W H Sammis | 6 | Conventional Steam Coal | 680 | IPP Non-CHP
2866 | FirstEnergy W H Sammis | 7 | Conventional Steam Coal | 680 | IPP Non-CHP
2866 | FirstEnergy W H Sammis | A1 | Petroleum Liquids | 2.5 | IPP Non-CHP
2866 | FirstEnergy W H Sammis | B1 | Petroleum Liquids | 2.5 | IPP Non-CHP
2866 | FirstEnergy W H Sammis | B2 | Petroleum Liquids | 2.5 | IPP Non-CHP
2866 | FirstEnergy W H Sammis | B3 | Petroleum Liquids | 2.5 | IPP Non-CHP
2866 | FirstEnergy W H Sammis | B4 | Petroleum Liquids | 2.5 | IPP Non-CHP
2869 | FirstEnergy West Lorain | 1A | Petroleum Liquids | 65.3 | IPP Non-CHP
2869 | FirstEnergy West Lorain | 1B | Petroleum Liquids | 65.3 | IPP Non-CHP
2869 | FirstEnergy West Lorain | 2 | Natural Gas Fired Combustion Turbine | 85 | IPP Non-CHP
2869 | FirstEnergy West Lorain | 3 | Natural Gas Fired Combustion Turbine | 85 | IPP Non-CHP
2869 | FirstEnergy West Lorain | 4 | Natural Gas Fired Combustion Turbine | 85 | IPP Non-CHP
2869 | FirstEnergy West Lorain | 5 | Natural Gas Fired Combustion Turbine | 85 | IPP Non-CHP
2869 | FirstEnergy West Lorain | 6 | Natural Gas Fired Combustion Turbine | 85 | IPP Non-CHP
2876 | Kyger Creek | 1 | Conventional Steam Coal | 217.3 | Electric Utility
2876 | Kyger Creek | 2 | Conventional Steam Coal | 217.3 | Electric Utility
2876 | Kyger Creek | 3 | Conventional Steam Coal | 217.3 | Electric Utility
2876 | Kyger Creek | 4 | Conventional Steam Coal | 217.3 | Electric Utility
2876 | Kyger Creek | 5 | Conventional Steam Coal | 217.3 | Electric Utility
2878 | FirstEnergy Bay Shore | 1 | Petroleum Coke | 150.5 | IPP Non-CHP
2878 | FirstEnergy Bay Shore | CT | Petroleum Liquids | 16 | IPP Non-CHP
2880 | Richland | 1 | Petroleum Liquids | 15 | IPP Non-CHP
2880 | Richland | 2 | Natural Gas Fired Combustion Turbine | 15 | IPP Non-CHP
2880 | Richland | 3 | Natural Gas Fired Combustion Turbine | 15 | IPP Non-CHP
2880 | Richland | 4 | Natural Gas Fired Combustion Turbine | 135 | IPP Non-CHP
2880 | Richland | 5 | Natural Gas Fired Combustion Turbine | 135 | IPP Non-CHP
2880 | Richland | 6 | Natural Gas Fired Combustion Turbine | 135 | IPP Non-CHP
2881 | Stryker | 1 | Petroleum Liquids | 19 | IPP Non-CHP
2902 | Arcanum | 1 | Petroleum Liquids | 0.7 | Electric Utility
2902 | Arcanum | 2 | Petroleum Liquids | 0.5 | Electric Utility
2903 | Bryan (OH) | 1 | Natural Gas Fired Combustion Turbine | 15.8 | Electric Utility
2903 | Bryan (OH) | 2 | Natural Gas Fired Combustion Turbine | 16 | Electric Utility
2903 | Bryan (OH) | 5 | Petroleum Liquids | 2.5 | Electric Utility
2903 | Bryan (OH) | 6 | Natural Gas Fired Combustion Turbine | 5 | Electric Utility
2906 | Collinwood | 3 | Natural Gas Fired Combustion Turbine | 16 | Electric Utility
2909 | West 41st Street | 1 | Natural Gas Fired Combustion Turbine | 16 | Electric Utility
2909 | West 41st Street | 2 | Natural Gas Fired Combustion Turbine | 16 | Electric Utility
2914 | Dover | 3 | Conventional Steam Coal | 8 | Electric Utility
2914 | Dover | 4 | Conventional Steam Coal | 19.5 | Electric Utility
2914 | Dover | 5 | Petroleum Liquids | 2.6 | Electric Utility
2914 | Dover | 6 | Natural Gas Fired Combustion Turbine | 19.5 | Electric Utility
2917 | Hamilton (OH) | 5 | Natural Gas Steam Turbine | 10 | Electric Utility
2917 | Hamilton (OH) | 7 | Natural Gas Steam Turbine | 25 | Electric Utility
2917 | Hamilton (OH) | 8 | Natural Gas Steam Turbine | 25 | Electric Utility
2917 | Hamilton (OH) | 9 | Natural Gas Steam Turbine | 50.6 | Electric Utility
2917 | Hamilton (OH) | GT2 | Natural Gas Fired Combustion Turbine | 16.3 | Electric Utility
2921 | Lebanon | 5 | Petroleum Liquids | 2 | Electric Utility
2921 | Lebanon | 6 | Petroleum Liquids | 3 | Electric Utility
2921 | Lebanon | 7 | Petroleum Liquids | 6 | Electric Utility
2921 | Lebanon | 8 | Petroleum Liquids | 5.6 | Electric Utility
2921 | Lebanon | 9 | Petroleum Liquids | 14 | Electric Utility
2933 | Oberlin (OH) | 1 | Petroleum Liquids | 1.1 | Electric Utility
2933 | Oberlin (OH) | 10 | Natural Gas Internal Combustion Engine | 0.5 | Electric Utility
2933 | Oberlin (OH) | 2A | Natural Gas Internal Combustion Engine | 3.1 | Electric Utility
2933 | Oberlin (OH) | 3A | Natural Gas Internal Combustion Engine | 3.1 | Electric Utility
2933 | Oberlin (OH) | 6 | Petroleum Liquids | 2.5 | Electric Utility
2933 | Oberlin (OH) | 7 | Petroleum Liquids | 2.7 | Electric Utility
2933 | Oberlin (OH) | 8 | Petroleum Liquids | 3 | Electric Utility
2933 | Oberlin (OH) | 9 | Natural Gas Internal Combustion Engine | 0.4 | Electric Utility
2933 | Oberlin (OH) | IC4 | Natural Gas Internal Combustion Engine | 2.1 | Electric Utility
2935 | Orrville | 10 | Conventional Steam Coal | 25 | Electric Utility
2935 | Orrville | 11 | Conventional Steam Coal | 25 | Electric Utility
2935 | Orrville | 7 | Conventional Steam Coal | 5 | Electric Utility
2935 | Orrville | 8 | Conventional Steam Coal | 7.5 | Electric Utility
2935 | Orrville | 9 | Conventional Steam Coal | 22 | Electric Utility
2936 | Painesville | 3 | Conventional Steam Coal | 7.5 | Electric Utility
2936 | Painesville | 5 | Conventional Steam Coal | 16.5 | Electric Utility
2936 | Painesville | 7 | Conventional Steam Coal | 22 | Electric Utility
2936 | Painesville | ST2 | Conventional Steam Coal | 7.5 | Electric Utility
2936 | Painesville | WPCP1 | Petroleum Liquids | 2 | Electric Utility
2937 | Piqua Power Plant | 11 | Petroleum Liquids | 16.3 | Electric Utility
2937 | Piqua Power Plant | 8 | Petroleum Liquids | 20 | Electric Utility
2942 | St Marys | 7 | Petroleum Liquids | 14 | Electric Utility
2942 | St Marys | GT1 | Natural Gas Fired Combustion Turbine | 11 | Electric Utility
2943 | Shelby Municipal Light Plant | IC1 | Petroleum Liquids | 3 | Electric Utility
2945 | Anadarko | 10 | Petroleum Liquids | 1.2 | Electric Utility
2945 | Anadarko | 11 | Petroleum Liquids | 1.2 | Electric Utility
2945 | Anadarko | 6 | Petroleum Liquids | 0.6 | Electric Utility
2945 | Anadarko | 7 | Petroleum Liquids | 1.2 | Electric Utility
2945 | Anadarko | 8 | Petroleum Liquids | 1.5 | Electric Utility
2945 | Anadarko | 9 | Petroleum Liquids | 2.1 | Electric Utility
2951 | Horseshoe Lake | 10 | Natural Gas Fired Combustion Turbine | 60.5 | Electric Utility
2951 | Horseshoe Lake | 6 | Natural Gas Steam Turbine | 163 | Electric Utility
2951 | Horseshoe Lake | 8 | Natural Gas Steam Turbine | 443 | Electric Utility
2951 | Horseshoe Lake | 9 | Natural Gas Fired Combustion Turbine | 60.5 | Electric Utility
2951 | Horseshoe Lake | GT7 | Natural Gas Fired Combustion Turbine | 27 | Electric Utility
2951 | Horseshoe Lake | ST7 | Natural Gas Steam Turbine | 220 | Electric Utility
2952 | Muskogee | 4 | Conventional Steam Coal | 572 | Electric Utility
2952 | Muskogee | 5 | Conventional Steam Coal | 572 | Electric Utility
2952 | Muskogee | 6 | Conventional Steam Coal | 572 | Electric Utility
2953 | Mustang | 3 | Natural Gas Steam Turbine | 133 | Electric Utility
2953 | Mustang | 4 | Natural Gas Steam Turbine | 253 | Electric Utility
2953 | Mustang | 5A | Natural Gas Fired Combustion Turbine | 41 | Electric Utility
2953 | Mustang | 5B | Natural Gas Fired Combustion Turbine | 41 | Electric Utility
2953 | Mustang | SLR1 | Solar Photovoltaic | 2.5 | Electric Utility
2956 | Seminole (OK) | 1 | Natural Gas Steam Turbine | 567 | Electric Utility
2956 | Seminole (OK) | 2 | Natural Gas Steam Turbine | 567 | Electric Utility
2956 | Seminole (OK) | 3 | Natural Gas Steam Turbine | 567 | Electric Utility
2963 | Northeastern | 1 | Natural Gas Fired Combined Cycle | 170 | Electric Utility
2963 | Northeastern | 1A | Natural Gas Fired Combined Cycle | 178.5 | Electric Utility
2963 | Northeastern | 1B | Natural Gas Fired Combined Cycle | 178.5 | Electric Utility
2963 | Northeastern | 2 | Natural Gas Steam Turbine | 473 | Electric Utility
2963 | Northeastern | 3 | Conventional Steam Coal | 473 | Electric Utility
2963 | Northeastern | 4 | Conventional Steam Coal | 473 | Electric Utility
2963 | Northeastern | IC1 | Petroleum Liquids | 4.5 | Electric Utility
2964 | Southwestern | 1 | Natural Gas Steam Turbine | 84 | Electric Utility
2964 | Southwestern | 2 | Natural Gas Steam Turbine | 84 | Electric Utility
2964 | Southwestern | 3 | Natural Gas Steam Turbine | 315 | Electric Utility
2964 | Southwestern | 4 | Natural Gas Fired Combustion Turbine | 86.5 | Electric Utility
2964 | Southwestern | 5 | Natural Gas Fired Combustion Turbine | 86.5 | Electric Utility
2964 | Southwestern | IC1 | Petroleum Liquids | 2 | Electric Utility
2965 | Tulsa | 2 | Natural Gas Steam Turbine | 170 | Electric Utility
2965 | Tulsa | 4 | Natural Gas Steam Turbine | 170 | Electric Utility
2965 | Tulsa | IC1 | Petroleum Liquids | 8.2 | Electric Utility
2966 | Weleetka | 4 | Natural Gas Fired Combustion Turbine | 53 | Electric Utility
2966 | Weleetka | 5 | Natural Gas Fired Combustion Turbine | 53 | Electric Utility
2966 | Weleetka | 6 | Natural Gas Fired Combustion Turbine | 53 | Electric Utility
2966 | Weleetka | IC1 | Petroleum Liquids | 4 | Electric Utility
2975 | Cushing | 1 | Petroleum Liquids | 2.5 | Electric Utility
2975 | Cushing | 10 | Petroleum Liquids | 4.5 | Electric Utility
2975 | Cushing | 11 | Petroleum Liquids | 6.3 | Electric Utility
2975 | Cushing | 2 | Petroleum Liquids | 1 | Electric Utility
2975 | Cushing | 3 | Petroleum Liquids | 0.5 | Electric Utility
2975 | Cushing | 4 | Petroleum Liquids | 0.5 | Electric Utility
2975 | Cushing | 5 | Petroleum Liquids | 0.5 | Electric Utility
2975 | Cushing | 6 | Petroleum Liquids | 0.8 | Electric Utility
2975 | Cushing | 7 | Petroleum Liquids | 2.5 | Electric Utility
2975 | Cushing | 8 | Petroleum Liquids | 2.5 | Electric Utility
2975 | Cushing | 9 | Petroleum Liquids | 3 | Electric Utility
2980 | Markham | 1 | Conventional Hydroelectric | 32.1 | Electric Utility
2980 | Markham | 2 | Conventional Hydroelectric | 32.1 | Electric Utility
2980 | Markham | 3 | Conventional Hydroelectric | 32.1 | Electric Utility
2980 | Markham | 4 | Conventional Hydroelectric | 32.1 | Electric Utility
2981 | Pensacola | 1 | Conventional Hydroelectric | 21.6 | Electric Utility
2981 | Pensacola | 2 | Conventional Hydroelectric | 21.6 | Electric Utility
2981 | Pensacola | 3 | Conventional Hydroelectric | 21.6 | Electric Utility
2981 | Pensacola | 4 | Conventional Hydroelectric | 21.6 | Electric Utility
2981 | Pensacola | 5 | Conventional Hydroelectric | 21.6 | Electric Utility
2981 | Pensacola | 6 | Conventional Hydroelectric | 21.6 | Electric Utility
2981 | Pensacola | A | Conventional Hydroelectric | 0.5 | Electric Utility
2982 | Salina | 1 | Hydroelectric Pumped Storage | 43.2 | Electric Utility
2982 | Salina | 2 | Hydroelectric Pumped Storage | 43.2 | Electric Utility
2982 | Salina | 3 | Hydroelectric Pumped Storage | 43.2 | Electric Utility
2982 | Salina | 4 | Hydroelectric Pumped Storage | 43.2 | Electric Utility
2982 | Salina | 5 | Hydroelectric Pumped Storage | 43.2 | Electric Utility
2982 | Salina | 6 | Hydroelectric Pumped Storage | 43.2 | Electric Utility
2984 | Keystone Dam | 1 | Conventional Hydroelectric | 35 | Electric Utility
2984 | Keystone Dam | 2 | Conventional Hydroelectric | 35 | Electric Utility
2985 | Robert S Kerr | 1 | Conventional Hydroelectric | 27.5 | Electric Utility
2985 | Robert S Kerr | 2 | Conventional Hydroelectric | 27.5 | Electric Utility
2985 | Robert S Kerr | 3 | Conventional Hydroelectric | 27.5 | Electric Utility
2985 | Robert S Kerr | 4 | Conventional Hydroelectric | 27.5 | Electric Utility
2986 | Kingfisher | 3 | Natural Gas Internal Combustion Engine | 2.8 | Electric Utility
2986 | Kingfisher | 4 | Natural Gas Internal Combustion Engine | 1.3 | Electric Utility
2986 | Kingfisher | 5 | Natural Gas Internal Combustion Engine | 3.1 | Electric Utility
2986 | Kingfisher | IC1 | Natural Gas Internal Combustion Engine | 1.1 | Electric Utility
2986 | Kingfisher | IC2 | Natural Gas Internal Combustion Engine | 0.8 | Electric Utility
2987 | Webbers Falls | 1 | Conventional Hydroelectric | 25.6 | Electric Utility
2987 | Webbers Falls | 2 | Conventional Hydroelectric | 20 | Electric Utility
2987 | Webbers Falls | 3 | Conventional Hydroelectric | 20 | Electric Utility
2991 | Mangum | 1 | Natural Gas Internal Combustion Engine | 1.1 | Electric Utility
2991 | Mangum | 4 | Natural Gas Internal Combustion Engine | 1.5 | Electric Utility
2991 | Mangum | 5 | Natural Gas Internal Combustion Engine | 2 | Electric Utility
2991 | Mangum | 6 | Natural Gas Internal Combustion Engine | 2.1 | Electric Utility
2995 | Pawhuska | 1 | Petroleum Liquids | 1.4 | Electric Utility
2995 | Pawhuska | 2 | Petroleum Liquids | 2 | Electric Utility
2995 | Pawhuska | 3 | Petroleum Liquids | 3.1 | Electric Utility
2995 | Pawhuska | 5 | Petroleum Liquids | 2.5 | Electric Utility
3000 | Boomer Lake Station | 2 | Natural Gas Steam Turbine | 12.7 | Electric Utility
3000 | Boomer Lake Station | 3 | Petroleum Liquids | 2 | Electric Utility
3000 | Boomer Lake Station | 4 | Petroleum Liquids | 2 | Electric Utility
3000 | Boomer Lake Station | 5 | Petroleum Liquids | 2 | Electric Utility
3003 | Fort Gibson | 1 | Conventional Hydroelectric | 11.2 | Electric Utility
3003 | Fort Gibson | 2 | Conventional Hydroelectric | 11.2 | Electric Utility
3003 | Fort Gibson | 3 | Conventional Hydroelectric | 11.2 | Electric Utility
3003 | Fort Gibson | 4 | Conventional Hydroelectric | 11.2 | Electric Utility
3004 | Tenkiller Ferry | 1 | Conventional Hydroelectric | 19.5 | Electric Utility
3004 | Tenkiller Ferry | 2 | Conventional Hydroelectric | 19.5 | Electric Utility
3006 | Anadarko Plant | 1 | Natural Gas Steam Turbine | 17.3 | Electric Utility
3006 | Anadarko Plant | 10 | Natural Gas Fired Combustion Turbine | 45 | Electric Utility
3006 | Anadarko Plant | 11 | Natural Gas Fired Combustion Turbine | 45 | Electric Utility
3006 | Anadarko Plant | 2 | Natural Gas Steam Turbine | 17.3 | Electric Utility
3006 | Anadarko Plant | 3 | Natural Gas Steam Turbine | 50 | Electric Utility
3006 | Anadarko Plant | 4 | Natural Gas Fired Combined Cycle | 105.1 | Electric Utility
3006 | Anadarko Plant | 5 | Natural Gas Fired Combined Cycle | 105.1 | Electric Utility
3006 | Anadarko Plant | 6 | Natural Gas Fired Combined Cycle | 105.1 | Electric Utility
3006 | Anadarko Plant | 9 | Natural Gas Fired Combustion Turbine | 45 | Electric Utility
3008 | Mooreland | 1 | Natural Gas Steam Turbine | 45 | Electric Utility
3008 | Mooreland | 2 | Natural Gas Steam Turbine | 125 | Electric Utility
3008 | Mooreland | 3 | Natural Gas Steam Turbine | 135 | Electric Utility
3013 | Hells Canyon | 1 | Conventional Hydroelectric | 130.5 | Electric Utility
3013 | Hells Canyon | 2 | Conventional Hydroelectric | 130.5 | Electric Utility
3013 | Hells Canyon | 3 | Conventional Hydroelectric | 130.5 | Electric Utility
3014 | Oxbow (OR) | 1 | Conventional Hydroelectric | 47.5 | Electric Utility
3014 | Oxbow (OR) | 2 | Conventional Hydroelectric | 47.5 | Electric Utility
3014 | Oxbow (OR) | 3 | Conventional Hydroelectric | 47.5 | Electric Utility
3014 | Oxbow (OR) | 4 | Conventional Hydroelectric | 47.5 | Electric Utility
3020 | Clearwater 1 | 1 | Conventional Hydroelectric | 15 | Electric Utility
3021 | Clearwater 2 | 1 | Conventional Hydroelectric | 26 | Electric Utility
3024 | Eagle Point | 1 | Conventional Hydroelectric | 2.8 | Electric Utility
3025 | East Side | 1 | Conventional Hydroelectric | 3.2 | Electric Utility
3026 | Fish Creek | 1 | Conventional Hydroelectric | 11 | Electric Utility
3028 | John C Boyle | 1 | Conventional Hydroelectric | 50.3 | Electric Utility
3028 | John C Boyle | 2 | Conventional Hydroelectric | 48.4 | Electric Utility
3029 | Lemolo 1 | 1 | Conventional Hydroelectric | 32 | Electric Utility
3032 | Prospect 1 | 1 | Conventional Hydroelectric | 3.8 | Electric Utility
3033 | Prospect 2 | 1 | Conventional Hydroelectric | 16 | Electric Utility
3033 | Prospect 2 | 2 | Conventional Hydroelectric | 16 | Electric Utility
3034 | Prospect 3 | 1 | Conventional Hydroelectric | 7.2 | Electric Utility
3035 | Prospect 4 | 1 | Conventional Hydroelectric | 1 | Electric Utility
3036 | Slide Creek | 1 | Conventional Hydroelectric | 18 | Electric Utility
3037 | Soda Springs | 1 | Conventional Hydroelectric | 11 | Electric Utility
3040 | Toketee Falls | 1 | Conventional Hydroelectric | 14.2 | Electric Utility
3040 | Toketee Falls | 2 | Conventional Hydroelectric | 14.2 | Electric Utility
3040 | Toketee Falls | 3 | Conventional Hydroelectric | 14.2 | Electric Utility
3041 | Wallowa Falls | 1 | Conventional Hydroelectric | 1.1 | Electric Utility
3045 | Faraday | 1 | Conventional Hydroelectric | 3.1 | Electric Utility
3045 | Faraday | 2 | Conventional Hydroelectric | 3.1 | Electric Utility
3045 | Faraday | 3 | Conventional Hydroelectric | 2.7 | Electric Utility
3045 | Faraday | 4 | Conventional Hydroelectric | 4.5 | Electric Utility
3045 | Faraday | 5 | Conventional Hydroelectric | 4 | Electric Utility
3045 | Faraday | 6 | Conventional Hydroelectric | 19.2 | Electric Utility
3047 | North Fork | 1 | Conventional Hydroelectric | 19.2 | Electric Utility
3047 | North Fork | 2 | Conventional Hydroelectric | 21.6 | Electric Utility
3048 | Pelton | 1 | Conventional Hydroelectric | 45 | Electric Utility
3048 | Pelton | 2 | Conventional Hydroelectric | 32.4 | Electric Utility
3048 | Pelton | 3 | Conventional Hydroelectric | 32.4 | Electric Utility
3049 | River Mill | 1 | Conventional Hydroelectric | 3.3 | Electric Utility
3049 | River Mill | 2 | Conventional Hydroelectric | 3.3 | Electric Utility
3049 | River Mill | 3 | Conventional Hydroelectric | 3.3 | Electric Utility
3049 | River Mill | 4 | Conventional Hydroelectric | 3.9 | Electric Utility
3049 | River Mill | 5 | Conventional Hydroelectric | 5 | Electric Utility
3050 | Round Butte | 1 | Conventional Hydroelectric | 112.5 | Electric Utility
3050 | Round Butte | 2 | Conventional Hydroelectric | 130 | Electric Utility
3050 | Round Butte | 3 | Conventional Hydroelectric | 130 | Electric Utility
3053 | Sullivan | 1 | Conventional Hydroelectric | 1.2 | Electric Utility
3053 | Sullivan | 10 | Conventional Hydroelectric | 1.2 | Electric Utility
3053 | Sullivan | 11 | Conventional Hydroelectric | 1.2 | Electric Utility
3053 | Sullivan | 12 | Conventional Hydroelectric | 1.2 | Electric Utility
3053 | Sullivan | 13 | Conventional Hydroelectric | 1.2 | Electric Utility
3053 | Sullivan | 2 | Conventional Hydroelectric | 1.2 | Electric Utility
3053 | Sullivan | 3 | Conventional Hydroelectric | 1.2 | Electric Utility
3053 | Sullivan | 4 | Conventional Hydroelectric | 1.2 | Electric Utility
3053 | Sullivan | 5 | Conventional Hydroelectric | 1.2 | Electric Utility
3053 | Sullivan | 6 | Conventional Hydroelectric | 1.2 | Electric Utility
3053 | Sullivan | 7 | Conventional Hydroelectric | 1.2 | Electric Utility
3053 | Sullivan | 8 | Conventional Hydroelectric | 1.2 | Electric Utility
3053 | Sullivan | 9 | Conventional Hydroelectric | 1 | Electric Utility
3067 | Carmen Smith | 1 | Conventional Hydroelectric | 52.2 | Electric Utility
3067 | Carmen Smith | 2 | Conventional Hydroelectric | 52.2 | Electric Utility
3067 | Carmen Smith | 3 | Conventional Hydroelectric | 9.9 | Electric Utility
3068 | Leaburg | 1 | Conventional Hydroelectric | 8.4 | Electric Utility
3068 | Leaburg | 2 | Conventional Hydroelectric | 7.5 | Electric Utility
3071 | Walterville | 1 | Conventional Hydroelectric | 8 | Electric Utility
3074 | Big Cliff | 1 | Conventional Hydroelectric | 18 | Electric Utility
3075 | Bonneville | 1 | Conventional Hydroelectric | 53.5 | Electric Utility
3075 | Bonneville | 10 | Conventional Hydroelectric | 62.1 | Electric Utility
3075 | Bonneville | 11 | Conventional Hydroelectric | 66.5 | Electric Utility
3075 | Bonneville | 12 | Conventional Hydroelectric | 66.5 | Electric Utility
3075 | Bonneville | 13 | Conventional Hydroelectric | 66.5 | Electric Utility
3075 | Bonneville | 14 | Conventional Hydroelectric | 66.5 | Electric Utility
3075 | Bonneville | 15 | Conventional Hydroelectric | 66.5 | Electric Utility
3075 | Bonneville | 16 | Conventional Hydroelectric | 66.5 | Electric Utility
3075 | Bonneville | 17 | Conventional Hydroelectric | 66.5 | Electric Utility
3075 | Bonneville | 18 | Conventional Hydroelectric | 66.5 | Electric Utility
3075 | Bonneville | 2 | Conventional Hydroelectric | 53.5 | Electric Utility
3075 | Bonneville | 3 | Conventional Hydroelectric | 62.1 | Electric Utility
3075 | Bonneville | 4 | Conventional Hydroelectric | 62.1 | Electric Utility
3075 | Bonneville | 5 | Conventional Hydroelectric | 62.1 | Electric Utility
3075 | Bonneville | 6 | Conventional Hydroelectric | 62.1 | Electric Utility
3075 | Bonneville | 7 | Conventional Hydroelectric | 62.1 | Electric Utility
3075 | Bonneville | 8 | Conventional Hydroelectric | 62.1 | Electric Utility
3075 | Bonneville | 9 | Conventional Hydroelectric | 62.1 | Electric Utility
3075 | Bonneville | F1 | Conventional Hydroelectric | 13.1 | Electric Utility
3075 | Bonneville | F2 | Conventional Hydroelectric | 13.1 | Electric Utility
3076 | Cougar | 1 | Conventional Hydroelectric | 13 | Electric Utility
3076 | Cougar | 2 | Conventional Hydroelectric | 13 | Electric Utility
3077 | Detroit | 1 | Conventional Hydroelectric | 50 | Electric Utility
3077 | Detroit | 2 | Conventional Hydroelectric | 50 | Electric Utility
3078 | Dexter | 1 | Conventional Hydroelectric | 15 | Electric Utility
3080 | Green Peter | 1 | Conventional Hydroelectric | 40 | Electric Utility
3080 | Green Peter | 2 | Conventional Hydroelectric | 40 | Electric Utility
3081 | Hills Creek | 1 | Conventional Hydroelectric | 15 | Electric Utility
3081 | Hills Creek | 2 | Conventional Hydroelectric | 15 | Electric Utility
3082 | John Day | 1 | Conventional Hydroelectric | 135 | Electric Utility
3082 | John Day | 10 | Conventional Hydroelectric | 135 | Electric Utility
3082 | John Day | 11 | Conventional Hydroelectric | 135 | Electric Utility
3082 | John Day | 12 | Conventional Hydroelectric | 135 | Electric Utility
3082 | John Day | 13 | Conventional Hydroelectric | 135 | Electric Utility
3082 | John Day | 14 | Conventional Hydroelectric | 135 | Electric Utility
3082 | John Day | 15 | Conventional Hydroelectric | 135 | Electric Utility
3082 | John Day | 16 | Conventional Hydroelectric | 135 | Electric Utility
3082 | John Day | 2 | Conventional Hydroelectric | 135 | Electric Utility
3082 | John Day | 3 | Conventional Hydroelectric | 135 | Electric Utility
3082 | John Day | 4 | Conventional Hydroelectric | 135 | Electric Utility
3082 | John Day | 5 | Conventional Hydroelectric | 135 | Electric Utility
3082 | John Day | 6 | Conventional Hydroelectric | 135 | Electric Utility
3082 | John Day | 7 | Conventional Hydroelectric | 135 | Electric Utility
3082 | John Day | 8 | Conventional Hydroelectric | 135 | Electric Utility
3082 | John Day | 9 | Conventional Hydroelectric | 135 | Electric Utility
3083 | Lookout Point | 1 | Conventional Hydroelectric | 40 | Electric Utility
3083 | Lookout Point | 2 | Conventional Hydroelectric | 40 | Electric Utility
3083 | Lookout Point | 3 | Conventional Hydroelectric | 40 | Electric Utility
3084 | McNary | 1 | Conventional Hydroelectric | 70 | Electric Utility
3084 | McNary | 10 | Conventional Hydroelectric | 70 | Electric Utility
3084 | McNary | 11 | Conventional Hydroelectric | 70 | Electric Utility
3084 | McNary | 12 | Conventional Hydroelectric | 70 | Electric Utility
3084 | McNary | 13 | Conventional Hydroelectric | 70 | Electric Utility
3084 | McNary | 14 | Conventional Hydroelectric | 80.5 | Electric Utility
3084 | McNary | 2 | Conventional Hydroelectric | 70 | Electric Utility
3084 | McNary | 3 | Conventional Hydroelectric | 70 | Electric Utility
3084 | McNary | 4 | Conventional Hydroelectric | 70 | Electric Utility
3084 | McNary | 5 | Conventional Hydroelectric | 70 | Electric Utility
3084 | McNary | 6 | Conventional Hydroelectric | 70 | Electric Utility
3084 | McNary | 7 | Conventional Hydroelectric | 70 | Electric Utility
3084 | McNary | 8 | Conventional Hydroelectric | 70 | Electric Utility
3084 | McNary | 9 | Conventional Hydroelectric | 70 | Electric Utility
3096 | Brunot Island | 1A | Petroleum Liquids | 25.5 | IPP Non-CHP
3096 | Brunot Island | 2A | Natural Gas Fired Combined Cycle | 65.3 | IPP Non-CHP
3096 | Brunot Island | 2B | Natural Gas Fired Combined Cycle | 65.3 | IPP Non-CHP
3096 | Brunot Island | 3 | Natural Gas Fired Combined Cycle | 65.3 | IPP Non-CHP
3096 | Brunot Island | ST4 | Natural Gas Fired Combined Cycle | 144 | IPP Non-CHP
3109 | Hamilton (PA) | 1 | Petroleum Liquids | 19.6 | IPP Non-CHP
3110 | Hunterstown | 1 | Petroleum Liquids | 20 | IPP Non-CHP
3110 | Hunterstown | 2 | Petroleum Liquids | 20 | IPP Non-CHP
3110 | Hunterstown | 3 | Petroleum Liquids | 20 | IPP Non-CHP
3111 | Mountain | 1 | Petroleum Liquids | 27 | IPP Non-CHP
3111 | Mountain | 2 | Petroleum Liquids | 27 | IPP Non-CHP
3112 | Orrtanna | 1 | Petroleum Liquids | 27 | IPP Non-CHP
3113 | Portland (PA) | 3 | Petroleum Liquids | 18 | IPP Non-CHP
3113 | Portland (PA) | 4 | Petroleum Liquids | 20 | IPP Non-CHP
3113 | Portland (PA) | 5 | Petroleum Liquids | 156 | IPP Non-CHP
3114 | Shawnee (PA) | 1 | Petroleum Liquids | 20 | IPP Non-CHP
3115 | Titus | 4 | Petroleum Liquids | 18 | IPP Non-CHP
3115 | Titus | 5 | Petroleum Liquids | 18 | IPP Non-CHP
3116 | Tolna | 1 | Petroleum Liquids | 27 | IPP Non-CHP
3116 | Tolna | 2 | Petroleum Liquids | 27 | IPP Non-CHP
3117 | York Haven | 1 | Conventional Hydroelectric | 19.6 | IPP Non-CHP
3118 | Conemaugh | 1 | Conventional Steam Coal | 936 | IPP Non-CHP
3118 | Conemaugh | 2 | Conventional Steam Coal | 936 | IPP Non-CHP
3118 | Conemaugh | A | Petroleum Liquids | 3 | IPP Non-CHP
3118 | Conemaugh | B | Petroleum Liquids | 3 | IPP Non-CHP
3118 | Conemaugh | C | Petroleum Liquids | 3 | IPP Non-CHP
3118 | Conemaugh | D | Petroleum Liquids | 3 | IPP Non-CHP
3120 | Blossburg | 1 | Natural Gas Fired Combustion Turbine | 24 | IPP Non-CHP
3122 | Homer City Generating Station | 1 | Conventional Steam Coal | 660 | IPP Non-CHP
3122 | Homer City Generating Station | 2 | Conventional Steam Coal | 660 | IPP Non-CHP
3122 | Homer City Generating Station | 3 | Conventional Steam Coal | 692 | IPP Non-CHP
3124 | Piney | 1 | Conventional Hydroelectric | 10 | IPP Non-CHP
3124 | Piney | 2 | Conventional Hydroelectric | 10 | IPP Non-CHP
3124 | Piney | 3 | Conventional Hydroelectric | 10 | IPP Non-CHP
3130 | Seward (PA) | FB1 | Conventional Steam Coal | 585 | IPP Non-CHP
3131 | Shawville | 1 | Conventional Steam Coal | 125 | IPP Non-CHP
3131 | Shawville | 2 | Conventional Steam Coal | 125 | IPP Non-CHP
3131 | Shawville | 3 | Conventional Steam Coal | 188 | IPP Non-CHP
3131 | Shawville | 4 | Conventional Steam Coal | 188 | IPP Non-CHP
3131 | Shawville | 5 | Petroleum Liquids | 2 | IPP Non-CHP
3131 | Shawville | 6 | Petroleum Liquids | 2 | IPP Non-CHP
3131 | Shawville | 7 | Petroleum Liquids | 2 | IPP Non-CHP
3132 | Warren | 3 | Petroleum Liquids | 53.1 | IPP Non-CHP
3136 | Keystone | 1 | Conventional Steam Coal | 936 | IPP Non-CHP
3136 | Keystone | 2 | Conventional Steam Coal | 936 | IPP Non-CHP
3136 | Keystone | 3 | Petroleum Liquids | 3 | IPP Non-CHP
3136 | Keystone | 4 | Petroleum Liquids | 3 | IPP Non-CHP
3136 | Keystone | 5 | Petroleum Liquids | 3 | IPP Non-CHP
3136 | Keystone | 6 | Petroleum Liquids | 3 | IPP Non-CHP
3138 | New Castle Plant | 3 | Conventional Steam Coal | 98 | IPP Non-CHP
3138 | New Castle Plant | 4 | Conventional Steam Coal | 114 | IPP Non-CHP
3138 | New Castle Plant | 5 | Conventional Steam Coal | 136 | IPP Non-CHP
3138 | New Castle Plant | EMDA | Petroleum Liquids | 3.2 | IPP Non-CHP
3138 | New Castle Plant | EMDB | Petroleum Liquids | 3.2 | IPP Non-CHP
3139 | TalenEnergy Martin Creek LLC Allentown | CTG1 | Petroleum Liquids | 16 | IPP Non-CHP
3139 | TalenEnergy Martin Creek LLC Allentown | CTG2 | Petroleum Liquids | 16 | IPP Non-CHP
3139 | TalenEnergy Martin Creek LLC Allentown | CTG3 | Petroleum Liquids | 16 | IPP Non-CHP
3139 | TalenEnergy Martin Creek LLC Allentown | CTG4 | Petroleum Liquids | 16 | IPP Non-CHP
3140 | Brunner Island | 1 | Conventional Steam Coal | 363.3 | IPP Non-CHP
3140 | Brunner Island | 2 | Conventional Steam Coal | 405 | IPP Non-CHP
3140 | Brunner Island | 3 | Conventional Steam Coal | 847.8 | IPP Non-CHP
3140 | Brunner Island | BID1 | Petroleum Liquids | 2.7 | IPP Non-CHP
3140 | Brunner Island | BID2 | Petroleum Liquids | 2.7 | IPP Non-CHP
3140 | Brunner Island | BID3 | Petroleum Liquids | 2.7 | IPP Non-CHP
3142 | TalenEnergy Martins Creek LLC Fishbach | UNT1 | Petroleum Liquids | 18.5 | IPP Non-CHP
3142 | TalenEnergy Martins Creek LLC Fishbach | UNT2 | Petroleum Liquids | 18.5 | IPP Non-CHP
3143 | TalenEnergy Martins Creek LLC Harrisburg | CTG1 | Petroleum Liquids | 16 | IPP Non-CHP
3143 | TalenEnergy Martins Creek LLC Harrisburg | CTG2 | Petroleum Liquids | 16 | IPP Non-CHP
3143 | TalenEnergy Martins Creek LLC Harrisburg | CTG3 | Petroleum Liquids | 16 | IPP Non-CHP
3143 | TalenEnergy Martins Creek LLC Harrisburg | CTG4 | Petroleum Liquids | 16 | IPP Non-CHP
3144 | TalenEnergy Martins Creek LLC Harwood | CTG1 | Petroleum Liquids | 16 | IPP Non-CHP
3144 | TalenEnergy Martins Creek LLC Harwood | CTG2 | Petroleum Liquids | 16 | IPP Non-CHP
3145 | TalenEnergy Holtwood | HW1 | Conventional Hydroelectric | 10.4 | IPP Non-CHP
3145 | TalenEnergy Holtwood | HW10 | Conventional Hydroelectric | 12 | IPP Non-CHP
3145 | TalenEnergy Holtwood | HW11 | Conventional Hydroelectric | 1.4 | IPP Non-CHP
3145 | TalenEnergy Holtwood | HW13 | Conventional Hydroelectric | 1.4 | IPP Non-CHP
3145 | TalenEnergy Holtwood | HW18 | Conventional Hydroelectric | 66 | IPP Non-CHP
3145 | TalenEnergy Holtwood | HW19 | Conventional Hydroelectric | 66 | IPP Non-CHP
3145 | TalenEnergy Holtwood | HW2 | Conventional Hydroelectric | 10.4 | IPP Non-CHP
3145 | TalenEnergy Holtwood | HW3 | Conventional Hydroelectric | 13.5 | IPP Non-CHP
3145 | TalenEnergy Holtwood | HW4 | Conventional Hydroelectric | 10.4 | IPP Non-CHP
3145 | TalenEnergy Holtwood | HW5 | Conventional Hydroelectric | 10.4 | IPP Non-CHP
3145 | TalenEnergy Holtwood | HW6 | Conventional Hydroelectric | 10.4 | IPP Non-CHP
3145 | TalenEnergy Holtwood | HW7 | Conventional Hydroelectric | 10.4 | IPP Non-CHP
3145 | TalenEnergy Holtwood | HW8 | Conventional Hydroelectric | 11.4 | IPP Non-CHP
3145 | TalenEnergy Holtwood | HW9 | Conventional Hydroelectric | 13.2 | IPP Non-CHP
3146 | TalenEnergy Martins Creek LLC Jenkins | CTG1 | Petroleum Liquids | 16 | IPP Non-CHP
3146 | TalenEnergy Martins Creek LLC Jenkins | CTG2 | Petroleum Liquids | 16 | IPP Non-CHP
3147 | TalenEnergy Martins Creek LLC Lock Haven | CTG | Petroleum Liquids | 18.5 | IPP Non-CHP
3148 | TalenEnergy Martins Creek | 3 | Natural Gas Steam Turbine | 850.5 | IPP Non-CHP
3148 | TalenEnergy Martins Creek | 4 | Natural Gas Steam Turbine | 850.5 | IPP Non-CHP
3148 | TalenEnergy Martins Creek | CTG1 | Natural Gas Fired Combustion Turbine | 22.3 | IPP Non-CHP
3148 | TalenEnergy Martins Creek | CTG2 | Natural Gas Fired Combustion Turbine | 22.3 | IPP Non-CHP
3148 | TalenEnergy Martins Creek | CTG3 | Natural Gas Fired Combustion Turbine | 22.3 | IPP Non-CHP
3148 | TalenEnergy Martins Creek | CTG4 | Natural Gas Fired Combustion Turbine | 22.3 | IPP Non-CHP
3149 | TalenEnergy Montour | 1 | Conventional Steam Coal | 864.9 | IPP Non-CHP
3149 | TalenEnergy Montour | 11 | Conventional Steam Coal | 17.2 | IPP Non-CHP
3149 | TalenEnergy Montour | 2 | Conventional Steam Coal | 893 | IPP Non-CHP
3152 | Sunbury Generation LP | CTG1 | Petroleum Liquids | 23.6 | IPP Non-CHP
3152 | Sunbury Generation LP | CTG2 | Petroleum Liquids | 23.6 | IPP Non-CHP
3152 | Sunbury Generation LP | DI2 | Petroleum Liquids | 5.5 | IPP Non-CHP
3153 | TalenEnergy HW Wallenpaupack | WP1 | Conventional Hydroelectric | 20 | IPP Non-CHP
3153 | TalenEnergy HW Wallenpaupack | WP2 | Conventional Hydroelectric | 20 | IPP Non-CHP
3154 | TalenEnergy Martins Creek LLC West Shore | CTG1 | Petroleum Liquids | 18.5 | IPP Non-CHP
3154 | TalenEnergy Martins Creek LLC West Shore | CTG2 | Petroleum Liquids | 18.5 | IPP Non-CHP
3155 | TalenEnergy Martins Creek LLC Williamsport | CTG1 | Petroleum Liquids | 16 | IPP Non-CHP
3155 | TalenEnergy Martins Creek LLC Williamsport | CTG2 | Petroleum Liquids | 16 | IPP Non-CHP
3157 | Chester Generating Station | 7 | Petroleum Liquids | 18.6 | IPP Non-CHP
3157 | Chester Generating Station | 8 | Petroleum Liquids | 18.6 | IPP Non-CHP
3157 | Chester Generating Station | 9 | Petroleum Liquids | 18.6 | IPP Non-CHP
3160 | Delaware Generating Station | 10 | Petroleum Liquids | 18.6 | IPP Non-CHP
3160 | Delaware Generating Station | 11 | Petroleum Liquids | 18.6 | IPP Non-CHP
3160 | Delaware Generating Station | 12 | Petroleum Liquids | 18.6 | IPP Non-CHP
3160 | Delaware Generating Station | 9 | Petroleum Liquids | 21.2 | IPP Non-CHP
3161 | Eddystone Generating Station | 10 | Petroleum Liquids | 18.6 | IPP Non-CHP
3161 | Eddystone Generating Station | 20 | Petroleum Liquids | 18.6 | IPP Non-CHP
3161 | Eddystone Generating Station | 3 | Natural Gas Steam Turbine | 391 | IPP Non-CHP
3161 | Eddystone Generating Station | 30 | Petroleum Liquids | 21.2 | IPP Non-CHP
3161 | Eddystone Generating Station | 4 | Natural Gas Steam Turbine | 391 | IPP Non-CHP
3161 | Eddystone Generating Station | 40 | Petroleum Liquids | 21.2 | IPP Non-CHP
3162 | Falls | 1 | Petroleum Liquids | 21.2 | IPP Non-CHP
3162 | Falls | 2 | Petroleum Liquids | 21.2 | IPP Non-CHP
3162 | Falls | 3 | Petroleum Liquids | 21.2 | IPP Non-CHP
3163 | Moser Generating Station | 1 | Petroleum Liquids | 21.2 | IPP Non-CHP
3163 | Moser Generating Station | 2 | Petroleum Liquids | 21.2 | IPP Non-CHP
3163 | Moser Generating Station | 3 | Petroleum Liquids | 21.2 | IPP Non-CHP
3164 | Muddy Run | 1 | Hydroelectric Pumped Storage | 134 | IPP Non-CHP
3164 | Muddy Run | 2 | Hydroelectric Pumped Storage | 134 | IPP Non-CHP
3164 | Muddy Run | 3 | Hydroelectric Pumped Storage | 134 | IPP Non-CHP
3164 | Muddy Run | 4 | Hydroelectric Pumped Storage | 134 | IPP Non-CHP
3164 | Muddy Run | 5 | Hydroelectric Pumped Storage | 134 | IPP Non-CHP
3164 | Muddy Run | 6 | Hydroelectric Pumped Storage | 134 | IPP Non-CHP
3164 | Muddy Run | 7 | Hydroelectric Pumped Storage | 134 | IPP Non-CHP
3164 | Muddy Run | 8 | Hydroelectric Pumped Storage | 134 | IPP Non-CHP
3166 | Peach Bottom | 2 | Nuclear | 1244.8 | IPP Non-CHP
3166 | Peach Bottom | 3 | Nuclear | 1377 | IPP Non-CHP
3168 | Richmond Generating Station | 91 | Petroleum Liquids | 65.8 | IPP Non-CHP
3168 | Richmond Generating Station | 92 | Petroleum Liquids | 65.8 | IPP Non-CHP
3169 | Schuylkill Generating Station | 10 | Petroleum Liquids | 18.6 | IPP Non-CHP
3169 | Schuylkill Generating Station | 11 | Petroleum Liquids | 21.2 | IPP Non-CHP
3170 | Southwark | 3 | Petroleum Liquids | 18.6 | IPP Non-CHP
3170 | Southwark | 4 | Petroleum Liquids | 18.6 | IPP Non-CHP
3170 | Southwark | 5 | Petroleum Liquids | 18.6 | IPP Non-CHP
3170 | Southwark | 6 | Petroleum Liquids | 18.6 | IPP Non-CHP
3175 | Safe Harbor | 1 | Conventional Hydroelectric | 33 | IPP Non-CHP
3175 | Safe Harbor | 10 | Conventional Hydroelectric | 37.5 | IPP Non-CHP
3175 | Safe Harbor | 11 | Conventional Hydroelectric | 37.5 | IPP Non-CHP
3175 | Safe Harbor | 12 | Conventional Hydroelectric | 37.5 | IPP Non-CHP
3175 | Safe Harbor | 2 | Conventional Hydroelectric | 33 | IPP Non-CHP
3175 | Safe Harbor | 3 | Conventional Hydroelectric | 32 | IPP Non-CHP
3175 | Safe Harbor | 4 | Conventional Hydroelectric | 32 | IPP Non-CHP
3175 | Safe Harbor | 41 | Conventional Hydroelectric | 2 | IPP Non-CHP
3175 | Safe Harbor | 42 | Conventional Hydroelectric | 2 | IPP Non-CHP
3175 | Safe Harbor | 5 | Conventional Hydroelectric | 32 | IPP Non-CHP
3175 | Safe Harbor | 6 | Conventional Hydroelectric | 32 | IPP Non-CHP
3175 | Safe Harbor | 7 | Conventional Hydroelectric | 32 | IPP Non-CHP
3175 | Safe Harbor | 8 | Conventional Hydroelectric | 37.5 | IPP Non-CHP
3175 | Safe Harbor | 9 | Conventional Hydroelectric | 37.5 | IPP Non-CHP
3176 | Hunlock Power Station | 3 | Natural Gas Fired Combined Cycle | 49.9 | IPP Non-CHP
3176 | Hunlock Power Station | 5 | Natural Gas Fired Combined Cycle | 48 | IPP Non-CHP
3176 | Hunlock Power Station | 6 | Natural Gas Fired Combined Cycle | 48 | IPP Non-CHP
3236 | Manchester Street | G10A | Natural Gas Fired Combined Cycle | 125 | IPP Non-CHP
3236 | Manchester Street | G11A | Natural Gas Fired Combined Cycle | 125 | IPP Non-CHP
3236 | Manchester Street | GE10 | Natural Gas Fired Combined Cycle | 48 | IPP Non-CHP
3236 | Manchester Street | GE11 | Natural Gas Fired Combined Cycle | 46 | IPP Non-CHP
3236 | Manchester Street | GE9A | Natural Gas Fired Combined Cycle | 125 | IPP Non-CHP
3236 | Manchester Street | GEN9 | Natural Gas Fired Combined Cycle | 46 | IPP Non-CHP
3250 | Darlington County | 1 | Natural Gas Fired Combustion Turbine | 66.8 | Electric Utility
3250 | Darlington County | 10 | Petroleum Liquids | 65.8 | Electric Utility
3250 | Darlington County | 12 | Natural Gas Fired Combustion Turbine | 158 | Electric Utility
3250 | Darlington County | 13 | Natural Gas Fired Combustion Turbine | 158 | Electric Utility
3250 | Darlington County | 2 | Petroleum Liquids | 65.8 | Electric Utility
3250 | Darlington County | 3 | Natural Gas Fired Combustion Turbine | 66.8 | Electric Utility
3250 | Darlington County | 4 | Petroleum Liquids | 65.8 | Electric Utility
3250 | Darlington County | 5 | Natural Gas Fired Combustion Turbine | 66.8 | Electric Utility
3250 | Darlington County | 6 | Petroleum Liquids | 65.8 | Electric Utility
3250 | Darlington County | 7 | Natural Gas Fired Combustion Turbine | 66.8 | Electric Utility
3250 | Darlington County | 8 | Petroleum Liquids | 65.8 | Electric Utility
3250 | Darlington County | 9 | Petroleum Liquids | 66.8 | Electric Utility
3251 | H B Robinson | 2 | Nuclear | 768.6 | Electric Utility
3253 | Boyds Mill Hydro | 1 | Conventional Hydroelectric | 0.7 | IPP Non-CHP
3253 | Boyds Mill Hydro | 2 | Conventional Hydroelectric | 0.7 | IPP Non-CHP
3254 | Buzzard Roost | HC1 | Conventional Hydroelectric | 5 | Electric Utility
3254 | Buzzard Roost | HC2 | Conventional Hydroelectric | 5 | Electric Utility
3254 | Buzzard Roost | HC3 | Conventional Hydroelectric | 5 | Electric Utility
3255 | Cedar Creek | 1 | Conventional Hydroelectric | 15 | Electric Utility
3255 | Cedar Creek | 2 | Conventional Hydroelectric | 15 | Electric Utility
3255 | Cedar Creek | 3 | Conventional Hydroelectric | 15 | Electric Utility
3256 | Dearborn | 1 | Conventional Hydroelectric | 15 | Electric Utility
3256 | Dearborn | 2 | Conventional Hydroelectric | 15 | Electric Utility
3256 | Dearborn | 3 | Conventional Hydroelectric | 15 | Electric Utility
3257 | Fishing Creek | 1 | Conventional Hydroelectric | 9.3 | Electric Utility
3257 | Fishing Creek | 2 | Conventional Hydroelectric | 8.8 | Electric Utility
3257 | Fishing Creek | 3 | Conventional Hydroelectric | 8.8 | Electric Utility
3257 | Fishing Creek | 4 | Conventional Hydroelectric | 9.4 | Electric Utility
3257 | Fishing Creek | 5 | Conventional Hydroelectric | 6 | Electric Utility
3258 | Gaston Shoals | 3 | Conventional Hydroelectric | 1.4 | Electric Utility
3258 | Gaston Shoals | 4 | Conventional Hydroelectric | 1.4 | Electric Utility
3258 | Gaston Shoals | 5 | Conventional Hydroelectric | 1.4 | Electric Utility
3258 | Gaston Shoals | 6 | Conventional Hydroelectric | 2.5 | Electric Utility
3259 | Great Falls (SC) | 1 | Conventional Hydroelectric | 3 | Electric Utility
3259 | Great Falls (SC) | 2 | Conventional Hydroelectric | 3 | Electric Utility
3259 | Great Falls (SC) | 3 | Conventional Hydroelectric | 3 | Electric Utility
3259 | Great Falls (SC) | 4 | Conventional Hydroelectric | 3 | Electric Utility
3259 | Great Falls (SC) | 5 | Conventional Hydroelectric | 3 | Electric Utility
3259 | Great Falls (SC) | 6 | Conventional Hydroelectric | 3 | Electric Utility
3259 | Great Falls (SC) | 7 | Conventional Hydroelectric | 3 | Electric Utility
3259 | Great Falls (SC) | 8 | Conventional Hydroelectric | 3 | Electric Utility
3261 | Hollidays Bridge Hydro | 1 | Conventional Hydroelectric | 1 | IPP Non-CHP
3261 | Hollidays Bridge Hydro | 2 | Conventional Hydroelectric | 1 | IPP Non-CHP
3261 | Hollidays Bridge Hydro | 3 | Conventional Hydroelectric | 1 | IPP Non-CHP
3261 | Hollidays Bridge Hydro | 4 | Conventional Hydroelectric | 1 | IPP Non-CHP
3262 | Jocassee | 1 | Hydroelectric Pumped Storage | 193.5 | Electric Utility
3262 | Jocassee | 2 | Hydroelectric Pumped Storage | 193.5 | Electric Utility
3262 | Jocassee | 3 | Hydroelectric Pumped Storage | 193.5 | Electric Utility
3262 | Jocassee | 4 | Hydroelectric Pumped Storage | 193.5 | Electric Utility
3264 | W S Lee | 3 | Natural Gas Steam Turbine | 163.2 | Electric Utility
3264 | W S Lee | 7 | Natural Gas Fired Combustion Turbine | 54 | Electric Utility
3264 | W S Lee | 8 | Natural Gas Fired Combustion Turbine | 54 | Electric Utility
3265 | Oconee | 1 | Nuclear | 886.7 | Electric Utility
3265 | Oconee | 2 | Nuclear | 886.7 | Electric Utility
3265 | Oconee | 3 | Nuclear | 893.3 | Electric Utility
3266 | Rocky Creek | 1 | Conventional Hydroelectric | 3 | Electric Utility
3266 | Rocky Creek | 2 | Conventional Hydroelectric | 3 | Electric Utility
3266 | Rocky Creek | 3 | Conventional Hydroelectric | 3 | Electric Utility
3266 | Rocky Creek | 4 | Conventional Hydroelectric | 3 | Electric Utility
3266 | Rocky Creek | 5 | Conventional Hydroelectric | 5 | Electric Utility
3266 | Rocky Creek | 6 | Conventional Hydroelectric | 5 | Electric Utility
3266 | Rocky Creek | 7 | Conventional Hydroelectric | 3 | Electric Utility
3266 | Rocky Creek | 8 | Conventional Hydroelectric | 3 | Electric Utility
3267 | Saluda Dam | 1 | Conventional Hydroelectric | 0.6 | IPP Non-CHP
3267 | Saluda Dam | 2 | Conventional Hydroelectric | 0.6 | IPP Non-CHP
3267 | Saluda Dam | 3 | Conventional Hydroelectric | 0.6 | IPP Non-CHP
3267 | Saluda Dam | 4 | Conventional Hydroelectric | 0.6 | IPP Non-CHP
3270 | Wateree Hydro | 1 | Conventional Hydroelectric | 11.2 | Electric Utility
3270 | Wateree Hydro | 2 | Conventional Hydroelectric | 11.2 | Electric Utility
3270 | Wateree Hydro | 3 | Conventional Hydroelectric | 11.2 | Electric Utility
3270 | Wateree Hydro | 4 | Conventional Hydroelectric | 11.2 | Electric Utility
3270 | Wateree Hydro | 5 | Conventional Hydroelectric | 11.2 | Electric Utility
3271 | Wylie | 1 | Conventional Hydroelectric | 15 | Electric Utility
3271 | Wylie | 2 | Conventional Hydroelectric | 15 | Electric Utility
3271 | Wylie | 3 | Conventional Hydroelectric | 15 | Electric Utility
3271 | Wylie | 4 | Conventional Hydroelectric | 15 | Electric Utility
3272 | 99 Islands | 1 | Conventional Hydroelectric | 3 | Electric Utility
3272 | 99 Islands | 2 | Conventional Hydroelectric | 3 | Electric Utility
3272 | 99 Islands | 3 | Conventional Hydroelectric | 3 | Electric Utility
3272 | 99 Islands | 4 | Conventional Hydroelectric | 3 | Electric Utility
3272 | 99 Islands | 5 | Conventional Hydroelectric | 3 | Electric Utility
3272 | 99 Islands | 6 | Conventional Hydroelectric | 3 | Electric Utility
3275 | Lockhart | 2 | Conventional Hydroelectric | 4.2 | Electric Utility
3275 | Lockhart | HY1 | Conventional Hydroelectric | 4.2 | Electric Utility
3275 | Lockhart | HY3 | Conventional Hydroelectric | 4.2 | Electric Utility
3275 | Lockhart | HY4 | Conventional Hydroelectric | 4.2 | Electric Utility
3275 | Lockhart | HY5 | Conventional Hydroelectric | 1.2 | Electric Utility
3281 | Coit GT | 1 | Natural Gas Fired Combustion Turbine | 19.6 | Electric Utility
3281 | Coit GT | 2 | Natural Gas Fired Combustion Turbine | 19.6 | Electric Utility
3283 | Columbia Canal Hydro | 1 | Conventional Hydroelectric | 1.6 | Electric Utility
3283 | Columbia Canal Hydro | 2 | Conventional Hydroelectric | 1.6 | Electric Utility
3283 | Columbia Canal Hydro | 3 | Conventional Hydroelectric | 1.6 | Electric Utility
3283 | Columbia Canal Hydro | 4 | Conventional Hydroelectric | 1.3 | Electric Utility
3283 | Columbia Canal Hydro | 5 | Conventional Hydroelectric | 1.3 | Electric Utility
3283 | Columbia Canal Hydro | 6 | Conventional Hydroelectric | 1.6 | Electric Utility
3283 | Columbia Canal Hydro | 7 | Conventional Hydroelectric | 1.6 | Electric Utility
3285 | Hagood | 4 | Natural Gas Fired Combustion Turbine | 122 | Electric Utility
3285 | Hagood | 5 | Natural Gas Fired Combustion Turbine | 32 | Electric Utility
3285 | Hagood | 6 | Natural Gas Fired Combustion Turbine | 32 | Electric Utility
3286 | Hardeeville | 1 | Petroleum Liquids | 16.3 | Electric Utility
3287 | McMeekin | 1 | Conventional Steam Coal | 146.8 | Electric Utility
3287 | McMeekin | 2 | Conventional Steam Coal | 146.8 | Electric Utility
3289 | Neal Shoals | 1 | Conventional Hydroelectric | 1.3 | Electric Utility
3289 | Neal Shoals | 2 | Conventional Hydroelectric | 1.3 | Electric Utility
3289 | Neal Shoals | 3 | Conventional Hydroelectric | 1.3 | Electric Utility
3289 | Neal Shoals | 4 | Conventional Hydroelectric | 1.3 | Electric Utility
3290 | Parr Hydro | 1 | Conventional Hydroelectric | 2.4 | Electric Utility
3290 | Parr Hydro | 2 | Conventional Hydroelectric | 2.4 | Electric Utility
3290 | Parr Hydro | 3 | Conventional Hydroelectric | 2.4 | Electric Utility
3290 | Parr Hydro | 4 | Conventional Hydroelectric | 2.4 | Electric Utility
3290 | Parr Hydro | 5 | Conventional Hydroelectric | 2.4 | Electric Utility
3290 | Parr Hydro | 6 | Conventional Hydroelectric | 2.4 | Electric Utility
3291 | Parr GT | GT1 | Natural Gas Fired Combustion Turbine | 17.5 | Electric Utility
3291 | Parr GT | GT2 | Natural Gas Fired Combustion Turbine | 17.5 | Electric Utility
3291 | Parr GT | GT3 | Natural Gas Fired Combustion Turbine | 19.5 | Electric Utility
3291 | Parr GT | GT4 | Natural Gas Fired Combustion Turbine | 19.5 | Electric Utility
3293 | Saluda Lexington | 1 | Conventional Hydroelectric | 32.5 | Electric Utility
3293 | Saluda Lexington | 2 | Conventional Hydroelectric | 32.5 | Electric Utility
3293 | Saluda Lexington | 3 | Conventional Hydroelectric | 42.3 | Electric Utility
3293 | Saluda Lexington | 4 | Conventional Hydroelectric | 32.5 | Electric Utility
3293 | Saluda Lexington | 5 | Conventional Hydroelectric | 67.5 | Electric Utility
3295 | Urquhart | 1 | Natural Gas Fired Combined Cycle | 75 | Electric Utility
3295 | Urquhart | 2 | Natural Gas Fired Combined Cycle | 75 | Electric Utility
3295 | Urquhart | 3 | Natural Gas Steam Turbine | 100 | Electric Utility
3295 | Urquhart | CT1 | Natural Gas Fired Combined Cycle | 198.9 | Electric Utility
3295 | Urquhart | CT2 | Natural Gas Fired Combined Cycle | 198.9 | Electric Utility
3295 | Urquhart | GT1 | Natural Gas Fired Combustion Turbine | 19.6 | Electric Utility
3295 | Urquhart | GT2 | Natural Gas Fired Combustion Turbine | 16.3 | Electric Utility
3295 | Urquhart | GT3 | Natural Gas Fired Combustion Turbine | 16.3 | Electric Utility
3295 | Urquhart | GT4 | Natural Gas Fired Combustion Turbine | 58.9 | Electric Utility
3297 | Wateree | 1 | Conventional Steam Coal | 385.9 | Electric Utility
3297 | Wateree | 2 | Conventional Steam Coal | 385.9 | Electric Utility
3298 | Williams | 1 | Natural Gas Fired Combustion Turbine | 26.9 | Electric Utility
3298 | Williams | 2 | Natural Gas Fired Combustion Turbine | 26.9 | Electric Utility
3298 | Williams | ST1 | Conventional Steam Coal | 632.7 | Electric Utility
3305 | Rocky River (SC) | 1 | Conventional Hydroelectric | 1.8 | Electric Utility
3305 | Rocky River (SC) | 2 | Conventional Hydroelectric | 0.8 | Electric Utility
3305 | Rocky River (SC) | IC2 | Petroleum Liquids | 1.3 | Electric Utility
3318 | Hilton Head | 1 | Petroleum Liquids | 26.6 | Electric Utility
3318 | Hilton Head | 2 | Petroleum Liquids | 26.6 | Electric Utility
3318 | Hilton Head | 3 | Petroleum Liquids | 64.7 | Electric Utility
3319 | Jefferies | H1 | Conventional Hydroelectric | 30.6 | Electric Utility
3319 | Jefferies | H2 | Conventional Hydroelectric | 30.6 | Electric Utility
3319 | Jefferies | H3 | Conventional Hydroelectric | 30.6 | Electric Utility
3319 | Jefferies | H4 | Conventional Hydroelectric | 30.6 | Electric Utility
3319 | Jefferies | H6 | Conventional Hydroelectric | 10.2 | Electric Utility
3320 | Myrtle Beach | 1 | Petroleum Liquids | 11.5 | Electric Utility
3320 | Myrtle Beach | 2 | Petroleum Liquids | 11.5 | Electric Utility
3320 | Myrtle Beach | 3 | Petroleum Liquids | 26.6 | Electric Utility
3320 | Myrtle Beach | 4 | Petroleum Liquids | 26.6 | Electric Utility
3320 | Myrtle Beach | 5 | Petroleum Liquids | 35.3 | Electric Utility
3321 | Spillway | 1 | Conventional Hydroelectric | 2 | Electric Utility
3323 | J Strom Thurmond | 1 | Conventional Hydroelectric | 51.7 | Electric Utility
3323 | J Strom Thurmond | 2 | Conventional Hydroelectric | 51.7 | Electric Utility
3323 | J Strom Thurmond | 3 | Conventional Hydroelectric | 51.7 | Electric Utility
3323 | J Strom Thurmond | 4 | Conventional Hydroelectric | 51.7 | Electric Utility
3323 | J Strom Thurmond | 5 | Conventional Hydroelectric | 51.7 | Electric Utility
3323 | J Strom Thurmond | 6 | Conventional Hydroelectric | 51.7 | Electric Utility
3323 | J Strom Thurmond | 7 | Conventional Hydroelectric | 51.7 | Electric Utility
3325 | Ben French | 1 | Petroleum Liquids | 2 | Electric Utility
3325 | Ben French | 2 | Petroleum Liquids | 2 | Electric Utility
3325 | Ben French | 3 | Petroleum Liquids | 2 | Electric Utility
3325 | Ben French | 4 | Petroleum Liquids | 2 | Electric Utility
3325 | Ben French | 5 | Petroleum Liquids | 2 | Electric Utility
3325 | Ben French | GT1 | Natural Gas Fired Combustion Turbine | 25 | Electric Utility
3325 | Ben French | GT2 | Natural Gas Fired Combustion Turbine | 25 | Electric Utility
3325 | Ben French | GT3 | Natural Gas Fired Combustion Turbine | 25 | Electric Utility
3325 | Ben French | GT4 | Natural Gas Fired Combustion Turbine | 25 | Electric Utility
3338 | Aberdeen CT | 2 | Natural Gas Fired Combustion Turbine | 82.2 | Electric Utility
3338 | Aberdeen CT | GT1 | Petroleum Liquids | 28.8 | Electric Utility
3341 | Clark (SD) | 1 | Petroleum Liquids | 2.7 | Electric Utility
3342 | Faulkton | 1 | Petroleum Liquids | 2.7 | Electric Utility
3344 | Huron | 1 | Natural Gas Fired Combustion Turbine | 15 | Electric Utility
3344 | Huron | 2A | Natural Gas Fired Combustion Turbine | 42.9 | Electric Utility
3346 | Mobile Unit | 2 | Petroleum Liquids | 1.7 | Electric Utility
3346 | Mobile Unit | 3 | Petroleum Liquids | 2 | Electric Utility
3352 | Lake Preston | 1A | Petroleum Liquids | 24.1 | Electric Utility
3356 | Oahe | 1 | Conventional Hydroelectric | 112 | Electric Utility
3356 | Oahe | 2 | Conventional Hydroelectric | 112 | Electric Utility
3356 | Oahe | 3 | Conventional Hydroelectric | 112 | Electric Utility
3356 | Oahe | 4 | Conventional Hydroelectric | 112 | Electric Utility
3356 | Oahe | 5 | Conventional Hydroelectric | 112 | Electric Utility
3356 | Oahe | 6 | Conventional Hydroelectric | 112 | Electric Utility
3356 | Oahe | 7 | Conventional Hydroelectric | 112 | Electric Utility
3373 | Fort Randall | 1 | Conventional Hydroelectric | 40 | Electric Utility
3373 | Fort Randall | 2 | Conventional Hydroelectric | 40 | Electric Utility
3373 | Fort Randall | 3 | Conventional Hydroelectric | 40 | Electric Utility
3373 | Fort Randall | 4 | Conventional Hydroelectric | 40 | Electric Utility
3373 | Fort Randall | 5 | Conventional Hydroelectric | 40 | Electric Utility
3373 | Fort Randall | 6 | Conventional Hydroelectric | 40 | Electric Utility
3373 | Fort Randall | 7 | Conventional Hydroelectric | 40 | Electric Utility
3373 | Fort Randall | 8 | Conventional Hydroelectric | 40 | Electric Utility
3375 | Big Bend Dam | 1 | Conventional Hydroelectric | 67.2 | Electric Utility
3375 | Big Bend Dam | 2 | Conventional Hydroelectric | 67.2 | Electric Utility
3375 | Big Bend Dam | 3 | Conventional Hydroelectric | 67.2 | Electric Utility
3375 | Big Bend Dam | 4 | Conventional Hydroelectric | 58.5 | Electric Utility
3375 | Big Bend Dam | 5 | Conventional Hydroelectric | 58.5 | Electric Utility
3375 | Big Bend Dam | 6 | Conventional Hydroelectric | 58.5 | Electric Utility
3375 | Big Bend Dam | 7 | Conventional Hydroelectric | 58.5 | Electric Utility
3375 | Big Bend Dam | 8 | Conventional Hydroelectric | 58.5 | Electric Utility
3393 | Allen Steam Plant | 1 | Conventional Steam Coal | 330 | Electric Utility
3393 | Allen Steam Plant | 2 | Conventional Steam Coal | 330 | Electric Utility
3393 | Allen Steam Plant | 3 | Conventional Steam Coal | 330 | Electric Utility
3393 | Allen Steam Plant | G10 | Natural Gas Fired Combustion Turbine | 23.9 | Electric Utility
3393 | Allen Steam Plant | G11 | Natural Gas Fired Combustion Turbine | 23.9 | Electric Utility
3393 | Allen Steam Plant | G12 | Natural Gas Fired Combustion Turbine | 23.9 | Electric Utility
3393 | Allen Steam Plant | G13 | Natural Gas Fired Combustion Turbine | 23.9 | Electric Utility
3393 | Allen Steam Plant | G14 | Natural Gas Fired Combustion Turbine | 23.9 | Electric Utility
3393 | Allen Steam Plant | G15 | Natural Gas Fired Combustion Turbine | 23.9 | Electric Utility
3393 | Allen Steam Plant | G16 | Natural Gas Fired Combustion Turbine | 23.9 | Electric Utility
3393 | Allen Steam Plant | G17 | Natural Gas Fired Combustion Turbine | 59.6 | Electric Utility
3393 | Allen Steam Plant | G18 | Natural Gas Fired Combustion Turbine | 59.6 | Electric Utility
3393 | Allen Steam Plant | G19 | Natural Gas Fired Combustion Turbine | 59.6 | Electric Utility
3393 | Allen Steam Plant | G20 | Natural Gas Fired Combustion Turbine | 59.6 | Electric Utility
3393 | Allen Steam Plant | GT1 | Natural Gas Fired Combustion Turbine | 23.9 | Electric Utility
3393 | Allen Steam Plant | GT2 | Natural Gas Fired Combustion Turbine | 23.9 | Electric Utility
3393 | Allen Steam Plant | GT3 | Natural Gas Fired Combustion Turbine | 23.9 | Electric Utility
3393 | Allen Steam Plant | GT4 | Natural Gas Fired Combustion Turbine | 23.9 | Electric Utility
3393 | Allen Steam Plant | GT5 | Natural Gas Fired Combustion Turbine | 23.9 | Electric Utility
3393 | Allen Steam Plant | GT6 | Natural Gas Fired Combustion Turbine | 23.9 | Electric Utility
3393 | Allen Steam Plant | GT7 | Natural Gas Fired Combustion Turbine | 23.9 | Electric Utility
3393 | Allen Steam Plant | GT8 | Natural Gas Fired Combustion Turbine | 23.9 | Electric Utility
3393 | Allen Steam Plant | GT9 | Natural Gas Fired Combustion Turbine | 23.9 | Electric Utility
3394 | Apalachia | 1 | Conventional Hydroelectric | 52.2 | Electric Utility
3394 | Apalachia | 2 | Conventional Hydroelectric | 41.4 | Electric Utility
3395 | Boone Dam | 1 | Conventional Hydroelectric | 38 | Electric Utility
3395 | Boone Dam | 2 | Conventional Hydroelectric | 38.3 | Electric Utility
3395 | Boone Dam | 3 | Conventional Hydroelectric | 29.6 | Electric Utility
3396 | Bull Run | 1 | Conventional Steam Coal | 950 | Electric Utility
3397 | Cherokee Dam | 1 | Conventional Hydroelectric | 33.4 | Electric Utility
3397 | Cherokee Dam | 2 | Conventional Hydroelectric | 34.6 | Electric Utility
3397 | Cherokee Dam | 3 | Conventional Hydroelectric | 34.6 | Electric Utility
3397 | Cherokee Dam | 4 | Conventional Hydroelectric | 32.4 | Electric Utility
3398 | Chickamauga | 1 | Conventional Hydroelectric | 39.9 | Electric Utility
3398 | Chickamauga | 2 | Conventional Hydroelectric | 39.9 | Electric Utility
3398 | Chickamauga | 3 | Conventional Hydroelectric | 39.9 | Electric Utility
3398 | Chickamauga | 4 | Conventional Hydroelectric | 39.9 | Electric Utility
3399 | Cumberland (TN) | 1 | Conventional Steam Coal | 1300 | Electric Utility
3399 | Cumberland (TN) | 2 | Conventional Steam Coal | 1300 | Electric Utility
3400 | Douglas Dam | 1 | Conventional Hydroelectric | 36.5 | Electric Utility
3400 | Douglas Dam | 2 | Conventional Hydroelectric | 41.4 | Electric Utility
3400 | Douglas Dam | 3 | Conventional Hydroelectric | 31.5 | Electric Utility
3400 | Douglas Dam | 4 | Conventional Hydroelectric | 41.4 | Electric Utility
3401 | Fort Patrick Henry | 1 | Conventional Hydroelectric | 29.7 | Electric Utility
3401 | Fort Patrick Henry | 2 | Conventional Hydroelectric | 29.7 | Electric Utility
3402 | Fort Loudoun | 1 | Conventional Hydroelectric | 35.5 | Electric Utility
3402 | Fort Loudoun | 2 | Conventional Hydroelectric | 34.2 | Electric Utility
3402 | Fort Loudoun | 3 | Conventional Hydroelectric | 43 | Electric Utility
3402 | Fort Loudoun | 4 | Conventional Hydroelectric | 40.6 | Electric Utility
3403 | Gallatin (TN) | 1 | Conventional Steam Coal | 300 | Electric Utility
3403 | Gallatin (TN) | 2 | Conventional Steam Coal | 300 | Electric Utility
3403 | Gallatin (TN) | 3 | Conventional Steam Coal | 327.6 | Electric Utility
3403 | Gallatin (TN) | 4 | Conventional Steam Coal | 327.6 | Electric Utility
3403 | Gallatin (TN) | GT1 | Natural Gas Fired Combustion Turbine | 81.3 | Electric Utility
3403 | Gallatin (TN) | GT2 | Natural Gas Fired Combustion Turbine | 81.3 | Electric Utility
3403 | Gallatin (TN) | GT3 | Natural Gas Fired Combustion Turbine | 81.3 | Electric Utility
3403 | Gallatin (TN) | GT4 | Natural Gas Fired Combustion Turbine | 81.3 | Electric Utility
3403 | Gallatin (TN) | GT5 | Natural Gas Fired Combustion Turbine | 84.5 | Electric Utility
3403 | Gallatin (TN) | GT6 | Natural Gas Fired Combustion Turbine | 84.5 | Electric Utility
3403 | Gallatin (TN) | GT7 | Natural Gas Fired Combustion Turbine | 84.5 | Electric Utility
3403 | Gallatin (TN) | GT8 | Natural Gas Fired Combustion Turbine | 84.5 | Electric Utility
3404 | Great Falls (TN) | 1 | Conventional Hydroelectric | 15.3 | Electric Utility
3404 | Great Falls (TN) | 2 | Conventional Hydroelectric | 18.4 | Electric Utility
3405 | John Sevier | CTG1 | Natural Gas Fired Combined Cycle | 191.3 | Electric Utility
3405 | John Sevier | CTG2 | Natural Gas Fired Combined Cycle | 191.3 | Electric Utility
3405 | John Sevier | CTG3 | Natural Gas Fired Combined Cycle | 191.3 | Electric Utility
3405 | John Sevier | STG1 | Natural Gas Fired Combined Cycle | 423 | Electric Utility
3406 | Johnsonville | 1 | Conventional Steam Coal | 125 | Electric Utility
3406 | Johnsonville | 2 | Conventional Steam Coal | 125 | Electric Utility
3406 | Johnsonville | 3 | Conventional Steam Coal | 125 | Electric Utility
3406 | Johnsonville | 4 | Conventional Steam Coal | 125 | Electric Utility
3406 | Johnsonville | G10 | Natural Gas Fired Combustion Turbine | 68 | Electric Utility
3406 | Johnsonville | G11 | Natural Gas Fired Combustion Turbine | 68 | Electric Utility
3406 | Johnsonville | G12 | Natural Gas Fired Combustion Turbine | 68 | Electric Utility
3406 | Johnsonville | G13 | Natural Gas Fired Combustion Turbine | 68 | Electric Utility
3406 | Johnsonville | G14 | Natural Gas Fired Combustion Turbine | 68 | Electric Utility
3406 | Johnsonville | G15 | Natural Gas Fired Combustion Turbine | 68 | Electric Utility
3406 | Johnsonville | G16 | Natural Gas Fired Combustion Turbine | 68 | Electric Utility
3406 | Johnsonville | G17 | Natural Gas Fired Combustion Turbine | 84.5 | Electric Utility
3406 | Johnsonville | G18 | Natural Gas Fired Combustion Turbine | 84.5 | Electric Utility
3406 | Johnsonville | G19 | Natural Gas Fired Combustion Turbine | 84.5 | Electric Utility
3406 | Johnsonville | G20 | Natural Gas Fired Combustion Turbine | 84.5 | Electric Utility
3406 | Johnsonville | GT1 | Natural Gas Fired Combustion Turbine | 68 | Electric Utility
3406 | Johnsonville | GT2 | Natural Gas Fired Combustion Turbine | 68 | Electric Utility
3406 | Johnsonville | GT3 | Natural Gas Fired Combustion Turbine | 68 | Electric Utility
3406 | Johnsonville | GT4 | Natural Gas Fired Combustion Turbine | 68 | Electric Utility
3406 | Johnsonville | GT5 | Natural Gas Fired Combustion Turbine | 68 | Electric Utility
3406 | Johnsonville | GT6 | Natural Gas Fired Combustion Turbine | 68 | Electric Utility
3406 | Johnsonville | GT7 | Natural Gas Fired Combustion Turbine | 68 | Electric Utility
3406 | Johnsonville | GT8 | Natural Gas Fired Combustion Turbine | 68 | Electric Utility
3406 | Johnsonville | GT9 | Natural Gas Fired Combustion Turbine | 68 | Electric Utility
3407 | Kingston | 1 | Conventional Steam Coal | 175 | Electric Utility
3407 | Kingston | 2 | Conventional Steam Coal | 175 | Electric Utility
3407 | Kingston | 3 | Conventional Steam Coal | 175 | Electric Utility
3407 | Kingston | 4 | Conventional Steam Coal | 175 | Electric Utility
3407 | Kingston | 5 | Conventional Steam Coal | 200 | Electric Utility
3407 | Kingston | 6 | Conventional Steam Coal | 200 | Electric Utility
3407 | Kingston | 7 | Conventional Steam Coal | 200 | Electric Utility
3407 | Kingston | 8 | Conventional Steam Coal | 200 | Electric Utility
3407 | Kingston | 9 | Conventional Steam Coal | 200 | Electric Utility
3408 | Melton Hill | 1 | Conventional Hydroelectric | 36 | Electric Utility
3408 | Melton Hill | 2 | Conventional Hydroelectric | 36 | Electric Utility
3409 | Nickajack | 1 | Conventional Hydroelectric | 27.4 | Electric Utility
3409 | Nickajack | 2 | Conventional Hydroelectric | 27.9 | Electric Utility
3409 | Nickajack | 3 | Conventional Hydroelectric | 24.3 | Electric Utility
3409 | Nickajack | 4 | Conventional Hydroelectric | 24.3 | Electric Utility
3411 | Norris Dam | 1 | Conventional Hydroelectric | 65.7 | Electric Utility
3411 | Norris Dam | 2 | Conventional Hydroelectric | 65.7 | Electric Utility
3412 | Ocoee 1 | 1 | Conventional Hydroelectric | 3.8 | Electric Utility
3412 | Ocoee 1 | 2 | Conventional Hydroelectric | 3.8 | Electric Utility
3412 | Ocoee 1 | 3 | Conventional Hydroelectric | 3.8 | Electric Utility
3412 | Ocoee 1 | 4 | Conventional Hydroelectric | 3.8 | Electric Utility
3412 | Ocoee 1 | 5 | Conventional Hydroelectric | 3.8 | Electric Utility
3413 | Ocoee 2 | 1 | Conventional Hydroelectric | 11.5 | Electric Utility
3413 | Ocoee 2 | 2 | Conventional Hydroelectric | 11.5 | Electric Utility
3414 | Ocoee 3 | 1 | Conventional Hydroelectric | 28.8 | Electric Utility
3415 | Pickwick Landing Dam | 1 | Conventional Hydroelectric | 40 | Electric Utility
3415 | Pickwick Landing Dam | 2 | Conventional Hydroelectric | 40 | Electric Utility
3415 | Pickwick Landing Dam | 3 | Conventional Hydroelectric | 40 | Electric Utility
3415 | Pickwick Landing Dam | 4 | Conventional Hydroelectric | 40 | Electric Utility
3415 | Pickwick Landing Dam | 5 | Conventional Hydroelectric | 40 | Electric Utility
3415 | Pickwick Landing Dam | 6 | Conventional Hydroelectric | 40 | Electric Utility
3416 | South Holston | 1 | Conventional Hydroelectric | 38.5 | Electric Utility
3417 | Tims Ford | 1 | Conventional Hydroelectric | 45 | Electric Utility
3417 | Tims Ford | 2 | Conventional Hydroelectric | 0.7 | Electric Utility
3418 | Watauga | 1 | Conventional Hydroelectric | 28.8 | Electric Utility
3418 | Watauga | 2 | Conventional Hydroelectric | 28.8 | Electric Utility
3420 | Watts Bar Hydro | HY1 | Conventional Hydroelectric | 41 | Electric Utility
3420 | Watts Bar Hydro | HY2 | Conventional Hydroelectric | 33.4 | Electric Utility
3420 | Watts Bar Hydro | HY3 | Conventional Hydroelectric | 33.4 | Electric Utility
3420 | Watts Bar Hydro | HY4 | Conventional Hydroelectric | 33.4 | Electric Utility
3420 | Watts Bar Hydro | HY5 | Conventional Hydroelectric | 33.4 | Electric Utility
3421 | Wilbur | 1 | Conventional Hydroelectric | 1.2 | Electric Utility
3421 | Wilbur | 2 | Conventional Hydroelectric | 1.2 | Electric Utility
3421 | Wilbur | 3 | Conventional Hydroelectric | 1.2 | Electric Utility
3421 | Wilbur | 4 | Conventional Hydroelectric | 7 | Electric Utility
3423 | Cordell Hull | 1 | Conventional Hydroelectric | 33.3 | Electric Utility
3423 | Cordell Hull | 2 | Conventional Hydroelectric | 33.3 | Electric Utility
3423 | Cordell Hull | 3 | Conventional Hydroelectric | 33.3 | Electric Utility
3424 | Dale Hollow | 1 | Conventional Hydroelectric | 18 | Electric Utility
3424 | Dale Hollow | 2 | Conventional Hydroelectric | 18 | Electric Utility
3424 | Dale Hollow | 3 | Conventional Hydroelectric | 18 | Electric Utility
3426 | Old Hickory | 1 | Conventional Hydroelectric | 28.7 | Electric Utility
3426 | Old Hickory | 2 | Conventional Hydroelectric | 25 | Electric Utility
3426 | Old Hickory | 3 | Conventional Hydroelectric | 25 | Electric Utility
3426 | Old Hickory | 4 | Conventional Hydroelectric | 25 | Electric Utility
3428 | J P Priest | 1 | Conventional Hydroelectric | 28 | Electric Utility
3437 | Eagle Pass | 1 | Conventional Hydroelectric | 3.2 | IPP Non-CHP
3437 | Eagle Pass | 2 | Conventional Hydroelectric | 3.2 | IPP Non-CHP
3437 | Eagle Pass | 3 | Conventional Hydroelectric | 3.2 | IPP Non-CHP
3439 | Laredo | 4 | Natural Gas Fired Combustion Turbine | 131.8 | IPP Non-CHP
3439 | Laredo | 5 | Natural Gas Fired Combustion Turbine | 131.8 | IPP Non-CHP
3441 | Nueces Bay | 7 | Natural Gas Fired Combined Cycle | 351 | IPP Non-CHP
3441 | Nueces Bay | 8 | Natural Gas Fired Combined Cycle | 189.6 | IPP Non-CHP
3441 | Nueces Bay | 9 | Natural Gas Fired Combined Cycle | 189.6 | IPP Non-CHP
3443 | Victoria | 5 | Natural Gas Fired Combined Cycle | 180 | IPP Non-CHP
3443 | Victoria | 7 | Natural Gas Fired Combined Cycle | 196.9 | IPP Non-CHP
3452 | Lake Hubbard | 1 | Natural Gas Steam Turbine | 396.5 | IPP Non-CHP
3452 | Lake Hubbard | 2 | Natural Gas Steam Turbine | 531 | IPP Non-CHP
3453 | Mountain Creek | 6 | Natural Gas Steam Turbine | 135.7 | IPP Non-CHP
3453 | Mountain Creek | 7 | Natural Gas Steam Turbine | 136 | IPP Non-CHP
3453 | Mountain Creek | 8 | Natural Gas Steam Turbine | 580.5 | IPP Non-CHP
3456 | Newman | 1 | Natural Gas Steam Turbine | 81.6 | Electric Utility
3456 | Newman | 2 | Natural Gas Steam Turbine | 81.6 | Electric Utility
3456 | Newman | 3 | Natural Gas Steam Turbine | 121.8 | Electric Utility
3456 | Newman | 4 | Natural Gas Fired Combined Cycle | 120 | Electric Utility
3456 | Newman | 5CA1 | Natural Gas Fired Combined Cycle | 165 | Electric Utility
3456 | Newman | 5CT1 | Natural Gas Fired Combined Cycle | 86.5 | Electric Utility
3456 | Newman | 5CT2 | Natural Gas Fired Combined Cycle | 86.5 | Electric Utility
3456 | Newman | CT1 | Natural Gas Fired Combined Cycle | 85 | Electric Utility
3456 | Newman | CT2 | Natural Gas Fired Combined Cycle | 85 | Electric Utility
3457 | Lewis Creek | 1 | Natural Gas Steam Turbine | 271.4 | Electric Utility
3457 | Lewis Creek | 2 | Natural Gas Steam Turbine | 271.4 | Electric Utility
3459 | Sabine | 1 | Natural Gas Steam Turbine | 239.4 | Electric Utility
3459 | Sabine | 2 | Natural Gas Steam Turbine | 239.4 | Electric Utility
3459 | Sabine | 3 | Natural Gas Steam Turbine | 473.4 | Electric Utility
3459 | Sabine | 4 | Natural Gas Steam Turbine | 591.6 | Electric Utility
3459 | Sabine | 5 | Natural Gas Steam Turbine | 507.4 | Electric Utility
3460 | Cedar Bayou | 1 | Natural Gas Steam Turbine | 765 | IPP Non-CHP
3460 | Cedar Bayou | 2 | Natural Gas Steam Turbine | 765 | IPP Non-CHP
3464 | Greens Bayou | 5 | Natural Gas Steam Turbine | 446.4 | IPP Non-CHP
3464 | Greens Bayou | 73 | Natural Gas Fired Combustion Turbine | 72 | IPP Non-CHP
3464 | Greens Bayou | 74 | Natural Gas Fired Combustion Turbine | 72 | IPP Non-CHP
3464 | Greens Bayou | 81 | Natural Gas Fired Combustion Turbine | 72 | IPP Non-CHP
3464 | Greens Bayou | 82 | Natural Gas Fired Combustion Turbine | 72 | IPP Non-CHP
3464 | Greens Bayou | 83 | Natural Gas Fired Combustion Turbine | 72 | IPP Non-CHP
3464 | Greens Bayou | 84 | Natural Gas Fired Combustion Turbine | 72 | IPP Non-CHP
3468 | Sam Bertron | 3 | Natural Gas Steam Turbine | 225.3 | IPP Non-CHP
3468 | Sam Bertron | 4 | Natural Gas Steam Turbine | 225.3 | IPP Non-CHP
3468 | Sam Bertron | GT2 | Natural Gas Fired Combustion Turbine | 16.3 | IPP Non-CHP
3468 | Sam Bertron | ST1 | Natural Gas Steam Turbine | 187.8 | IPP Non-CHP
3468 | Sam Bertron | ST2 | Natural Gas Steam Turbine | 187.8 | IPP Non-CHP
3469 | T H Wharton | 3 | Natural Gas Fired Combined Cycle | 113.1 | IPP Non-CHP
3469 | T H Wharton | 31 | Natural Gas Fired Combined Cycle | 54 | IPP Non-CHP
3469 | T H Wharton | 32 | Natural Gas Fired Combined Cycle | 54 | IPP Non-CHP
3469 | T H Wharton | 33 | Natural Gas Fired Combined Cycle | 54 | IPP Non-CHP
3469 | T H Wharton | 34 | Natural Gas Fired Combined Cycle | 54 | IPP Non-CHP
3469 | T H Wharton | 4 | Natural Gas Fired Combined Cycle | 113.1 | IPP Non-CHP
3469 | T H Wharton | 41 | Natural Gas Fired Combined Cycle | 54 | IPP Non-CHP
3469 | T H Wharton | 42 | Natural Gas Fired Combined Cycle | 54 | IPP Non-CHP
3469 | T H Wharton | 43 | Natural Gas Fired Combined Cycle | 56.7 | IPP Non-CHP
3469 | T H Wharton | 44 | Natural Gas Fired Combined Cycle | 56.7 | IPP Non-CHP
3469 | T H Wharton | 51 | Natural Gas Fired Combustion Turbine | 85 | IPP Non-CHP
3469 | T H Wharton | 52 | Natural Gas Fired Combustion Turbine | 85 | IPP Non-CHP
3469 | T H Wharton | 53 | Natural Gas Fired Combustion Turbine | 85 | IPP Non-CHP
3469 | T H Wharton | 54 | Natural Gas Fired Combustion Turbine | 85 | IPP Non-CHP
3469 | T H Wharton | 55 | Natural Gas Fired Combustion Turbine | 85 | IPP Non-CHP
3469 | T H Wharton | 56 | Natural Gas Fired Combustion Turbine | 85 | IPP Non-CHP
3469 | T H Wharton | GT1 | Natural Gas Fired Combustion Turbine | 16.3 | IPP Non-CHP
3470 | W A Parish | 1 | Natural Gas Steam Turbine | 187.8 | IPP Non-CHP
3470 | W A Parish | 2 | Natural Gas Steam Turbine | 187.8 | IPP Non-CHP
3470 | W A Parish | 3 | Natural Gas Steam Turbine | 299.2 | IPP Non-CHP
3470 | W A Parish | 4 | Natural Gas Steam Turbine | 580.5 | IPP Non-CHP
3470 | W A Parish | 5 | Conventional Steam Coal | 734.1 | IPP Non-CHP
3470 | W A Parish | 6 | Conventional Steam Coal | 734.1 | IPP Non-CHP
3470 | W A Parish | 7 | Conventional Steam Coal | 614.6 | IPP Non-CHP
3470 | W A Parish | 8 | Conventional Steam Coal | 654 | IPP Non-CHP
3470 | W A Parish | GT1 | Natural Gas Fired Combustion Turbine | 16.3 | IPP Non-CHP
3476 | Knox Lee | 2 | Natural Gas Steam Turbine | 38 | Electric Utility
3476 | Knox Lee | 3 | Natural Gas Steam Turbine | 38 | Electric Utility
3476 | Knox Lee | 4 | Natural Gas Steam Turbine | 74 | Electric Utility
3476 | Knox Lee | 5 | Natural Gas Steam Turbine | 351 | Electric Utility
3477 | Lone Star | 1 | Natural Gas Steam Turbine | 40 | Electric Utility
3478 | Wilkes | 1 | Natural Gas Steam Turbine | 180 | Electric Utility
3478 | Wilkes | 2 | Natural Gas Steam Turbine | 351 | Electric Utility
3478 | Wilkes | 3 | Natural Gas Steam Turbine | 351 | Electric Utility
3482 | Jones | 1 | Natural Gas Steam Turbine | 247.5 | Electric Utility
3482 | Jones | 2 | Natural Gas Steam Turbine | 247.5 | Electric Utility
3482 | Jones | 3 | Natural Gas Fired Combustion Turbine | 182.7 | Electric Utility
3482 | Jones | 4 | Natural Gas Fired Combustion Turbine | 182.7 | Electric Utility
3484 | Nichols | 1 | Natural Gas Steam Turbine | 113.6 | Electric Utility
3484 | Nichols | 2 | Natural Gas Steam Turbine | 113.6 | Electric Utility
3484 | Nichols | 3 | Natural Gas Steam Turbine | 247.5 | Electric Utility
3485 | Plant X | 1 | Natural Gas Steam Turbine | 48 | Electric Utility
3485 | Plant X | 2 | Natural Gas Steam Turbine | 98 | Electric Utility
3485 | Plant X | 3 | Natural Gas Steam Turbine | 98 | Electric Utility
3485 | Plant X | 4 | Natural Gas Steam Turbine | 190.4 | Electric Utility
3490 | Graham | 1 | Natural Gas Steam Turbine | 247.7 | IPP Non-CHP
3490 | Graham | 2 | Natural Gas Steam Turbine | 387 | IPP Non-CHP
3491 | Handley | 3 | Natural Gas Steam Turbine | 404.8 | IPP Non-CHP
3491 | Handley | 4 | Natural Gas Steam Turbine | 455 | IPP Non-CHP
3491 | Handley | 5 | Natural Gas Steam Turbine | 455 | IPP Non-CHP
3492 | Morgan Creek | CT1 | Natural Gas Fired Combustion Turbine | 89.4 | IPP Non-CHP
3492 | Morgan Creek | CT2 | Natural Gas Fired Combustion Turbine | 89.4 | IPP Non-CHP
3492 | Morgan Creek | CT3 | Natural Gas Fired Combustion Turbine | 89.4 | IPP Non-CHP
3492 | Morgan Creek | CT4 | Natural Gas Fired Combustion Turbine | 89.4 | IPP Non-CHP
3492 | Morgan Creek | CT5 | Natural Gas Fired Combustion Turbine | 89.4 | IPP Non-CHP
3492 | Morgan Creek | CT6 | Natural Gas Fired Combustion Turbine | 89.4 | IPP Non-CHP
3494 | Permian Basin | 5 | Natural Gas Steam Turbine | 114.9 | IPP Non-CHP
3494 | Permian Basin | 6 | Natural Gas Steam Turbine | 535.5 | IPP Non-CHP
3494 | Permian Basin | CT1 | Natural Gas Fired Combustion Turbine | 89.4 | IPP Non-CHP
3494 | Permian Basin | CT2 | Natural Gas Fired Combustion Turbine | 89.4 | IPP Non-CHP
3494 | Permian Basin | CT3 | Natural Gas Fired Combustion Turbine | 89.4 | IPP Non-CHP
3494 | Permian Basin | CT4 | Natural Gas Fired Combustion Turbine | 89.4 | IPP Non-CHP
3494 | Permian Basin | CT5 | Natural Gas Fired Combustion Turbine | 89.4 | IPP Non-CHP
3497 | Big Brown | 1 | Conventional Steam Coal | 593.4 | IPP Non-CHP
3497 | Big Brown | 2 | Conventional Steam Coal | 593.4 | IPP Non-CHP
3504 | Stryker Creek | D1 | Petroleum Liquids | 2 | IPP Non-CHP
3504 | Stryker Creek | D2 | Petroleum Liquids | 2 | IPP Non-CHP
3504 | Stryker Creek | D3 | Petroleum Liquids | 2 | IPP Non-CHP
3504 | Stryker Creek | D4 | Petroleum Liquids | 2 | IPP Non-CHP
3504 | Stryker Creek | D5 | Petroleum Liquids | 2 | IPP Non-CHP
3504 | Stryker Creek | ST1 | Natural Gas Steam Turbine | 176.8 | IPP Non-CHP
3504 | Stryker Creek | ST2 | Natural Gas Steam Turbine | 526.6 | IPP Non-CHP
3507 | Trinidad (TX) | 6 | Natural Gas Steam Turbine | 239.3 | IPP Non-CHP
3507 | Trinidad (TX) | D1 | Petroleum Liquids | 2 | IPP Non-CHP
3507 | Trinidad (TX) | D2 | Petroleum Liquids | 2 | IPP Non-CHP
3548 | Decker Creek | 1 | Natural Gas Steam Turbine | 321 | Electric Utility
3548 | Decker Creek | 2 | Natural Gas Steam Turbine | 405 | Electric Utility
3548 | Decker Creek | GT1 | Natural Gas Fired Combustion Turbine | 51.5 | Electric Utility
3548 | Decker Creek | GT2 | Natural Gas Fired Combustion Turbine | 51.5 | Electric Utility
3548 | Decker Creek | GT3 | Natural Gas Fired Combustion Turbine | 51.5 | Electric Utility
3548 | Decker Creek | GT4 | Natural Gas Fired Combustion Turbine | 51.5 | Electric Utility
3559 | Silas Ray | 10 | Natural Gas Fired Combustion Turbine | 61 | Electric Utility
3559 | Silas Ray | 5 | Natural Gas Steam Turbine | 24 | Electric Utility
3559 | Silas Ray | 6 | Natural Gas Fired Combined Cycle | 25 | Electric Utility
3559 | Silas Ray | 9 | Natural Gas Fired Combined Cycle | 50 | Electric Utility
3559 | Silas Ray | DG-2 | Petroleum Liquids | 1.3 | Electric Utility
3559 | Silas Ray | DG-3a | Petroleum Liquids | 1.3 | Electric Utility
3559 | Silas Ray | DG-3b | Petroleum Liquids | 1.3 | Electric Utility
3559 | Silas Ray | DG-4 | Petroleum Liquids | 1.3 | Electric Utility
3559 | Silas Ray | DG-6a | Petroleum Liquids | 1.3 | Electric Utility
3559 | Silas Ray | DG-6b | Petroleum Liquids | 1.3 | Electric Utility
3559 | Silas Ray | DG-7a | Petroleum Liquids | 1.3 | Electric Utility
3559 | Silas Ray | DG-7b | Petroleum Liquids | 1.3 | Electric Utility
3561 | Bryan (TX) | 7 | Natural Gas Fired Combustion Turbine | 22 | Electric Utility
3576 | Ray Olinger | 1 | Natural Gas Steam Turbine | 75 | Electric Utility
3576 | Ray Olinger | 2 | Natural Gas Steam Turbine | 113.4 | Electric Utility
3576 | Ray Olinger | 3 | Natural Gas Steam Turbine | 156.6 | Electric Utility
3576 | Ray Olinger | 4 | Natural Gas Fired Combustion Turbine | 82.7 | Electric Utility
3581 | Abbott TP 3 | 1 | Conventional Hydroelectric | 1.4 | Electric Utility
3581 | Abbott TP 3 | 2 | Conventional Hydroelectric | 1.4 | Electric Utility
3582 | Dunlap TP 1 | 1 | Conventional Hydroelectric | 1.8 | Electric Utility
3582 | Dunlap TP 1 | 2 | Conventional Hydroelectric | 1.8 | Electric Utility
3583 | H 4 | 1 | Conventional Hydroelectric | 2.4 | Electric Utility
3584 | H 5 | 1 | Conventional Hydroelectric | 2.4 | Electric Utility
3585 | Nolte | 1 | Conventional Hydroelectric | 1.2 | Electric Utility
3585 | Nolte | 2 | Conventional Hydroelectric | 1.2 | Electric Utility
3586 | TP 4 | 1 | Conventional Hydroelectric | 2.4 | Electric Utility
3594 | Austin | 1 | Conventional Hydroelectric | 9 | Electric Utility
3594 | Austin | 2 | Conventional Hydroelectric | 9 | Electric Utility
3595 | Buchanan Dam (TX) | 1 | Conventional Hydroelectric | 18.3 | Electric Utility
3595 | Buchanan Dam (TX) | 2 | Conventional Hydroelectric | 18.3 | Electric Utility
3595 | Buchanan Dam (TX) | 3 | Conventional Hydroelectric | 18.3 | Electric Utility
3597 | Granite Shoals | 1 | Conventional Hydroelectric | 27 | Electric Utility
3597 | Granite Shoals | 2 | Conventional Hydroelectric | 27 | Electric Utility
3598 | Inks | 1 | Conventional Hydroelectric | 15 | Electric Utility
3599 | Marble Falls | 1 | Conventional Hydroelectric | 19.8 | Electric Utility
3599 | Marble Falls | 2 | Conventional Hydroelectric | 19.8 | Electric Utility
3600 | Marshall Ford | 1 | Conventional Hydroelectric | 36 | Electric Utility
3600 | Marshall Ford | 2 | Conventional Hydroelectric | 36 | Electric Utility
3600 | Marshall Ford | 3 | Conventional Hydroelectric | 36 | Electric Utility
3601 | Sim Gideon | 1 | Natural Gas Steam Turbine | 136 | Electric Utility
3601 | Sim Gideon | 2 | Natural Gas Steam Turbine | 136 | Electric Utility
3601 | Sim Gideon | 3 | Natural Gas Steam Turbine | 351 | Electric Utility
3602 | Ty Cooke | 1 | Natural Gas Steam Turbine | 44 | Electric Utility
3602 | Ty Cooke | 2 | Natural Gas Steam Turbine | 53.6 | Electric Utility
3602 | Ty Cooke | GT2 | Natural Gas Fired Combustion Turbine | 18.5 | Electric Utility
3602 | Ty Cooke | GT3 | Natural Gas Fired Combustion Turbine | 22 | Electric Utility
3604 | J Robert Massengale | 4 | Natural Gas Steam Turbine | 11.5 | Electric Utility
3604 | J Robert Massengale | 5 | Natural Gas Steam Turbine | 11.5 | Electric Utility
3604 | J Robert Massengale | 6A | Natural Gas Fired Combined Cycle | 22 | Electric Utility
3604 | J Robert Massengale | 7 | Natural Gas Fired Combined Cycle | 22 | Electric Utility
3604 | J Robert Massengale | 8 | Natural Gas Fired Combined Cycle | 40 | Electric Utility
3609 | Leon Creek | CGT1 | Natural Gas Fired Combustion Turbine | 57.4 | Electric Utility
3609 | Leon Creek | CGT2 | Natural Gas Fired Combustion Turbine | 57.4 | Electric Utility
3609 | Leon Creek | CGT3 | Natural Gas Fired Combustion Turbine | 57.4 | Electric Utility
3609 | Leon Creek | CGT4 | Natural Gas Fired Combustion Turbine | 57.4 | Electric Utility
3611 | O W Sommers | 1 | Natural Gas Steam Turbine | 446 | Electric Utility
3611 | O W Sommers | 2 | Natural Gas Steam Turbine | 446 | Electric Utility
3612 | V H Braunig | 1 | Natural Gas Steam Turbine | 225 | Electric Utility
3612 | V H Braunig | 2 | Natural Gas Steam Turbine | 252 | Electric Utility
3612 | V H Braunig | 3 | Natural Gas Steam Turbine | 417 | Electric Utility
3612 | V H Braunig | 5 | Natural Gas Fired Combustion Turbine | 61 | Electric Utility
3612 | V H Braunig | 6 | Natural Gas Fired Combustion Turbine | 61 | Electric Utility
3612 | V H Braunig | 7 | Natural Gas Fired Combustion Turbine | 61 | Electric Utility
3612 | V H Braunig | 8 | Natural Gas Fired Combustion Turbine | 61 | Electric Utility
3624 | Weatherford | 1 | Petroleum Liquids | 0.3 | Electric Utility
3624 | Weatherford | 2 | Petroleum Liquids | 0.3 | Electric Utility
3624 | Weatherford | 3 | Petroleum Liquids | 0.3 | Electric Utility
3624 | Weatherford | 4 | Petroleum Liquids | 0.8 | Electric Utility
3624 | Weatherford | 6 | Petroleum Liquids | 1.4 | Electric Utility
3624 | Weatherford | 7 | Petroleum Liquids | 1.3 | Electric Utility
3624 | Weatherford | 8 | Petroleum Liquids | 1.3 | Electric Utility
3628 | R W Miller | 1 | Natural Gas Steam Turbine | 66 | Electric Utility
3628 | R W Miller | 2 | Natural Gas Steam Turbine | 100 | Electric Utility
3628 | R W Miller | 3 | Natural Gas Steam Turbine | 200 | Electric Utility
3628 | R W Miller | 4 | Natural Gas Fired Combustion Turbine | 118.8 | Electric Utility
3628 | R W Miller | 5 | Natural Gas Fired Combustion Turbine | 118.8 | Electric Utility
3630 | Pearsall | 1 | Natural Gas Steam Turbine | 22 | Electric Utility
3630 | Pearsall | 10A | Natural Gas Internal Combustion Engine | 8.4 | Electric Utility
3630 | Pearsall | 11A | Natural Gas Internal Combustion Engine | 8.4 | Electric Utility
3630 | Pearsall | 12A | Natural Gas Internal Combustion Engine | 8.4 | Electric Utility
3630 | Pearsall | 13A | Natural Gas Internal Combustion Engine | 8.4 | Electric Utility
3630 | Pearsall | 14A | Natural Gas Internal Combustion Engine | 8.4 | Electric Utility
3630 | Pearsall | 15A | Natural Gas Internal Combustion Engine | 8.4 | Electric Utility
3630 | Pearsall | 16A | Natural Gas Internal Combustion Engine | 8.4 | Electric Utility
3630 | Pearsall | 17A | Natural Gas Internal Combustion Engine | 8.4 | Electric Utility
3630 | Pearsall | 18A | Natural Gas Internal Combustion Engine | 8.4 | Electric Utility
3630 | Pearsall | 19A | Natural Gas Internal Combustion Engine | 8.4 | Electric Utility
3630 | Pearsall | 1A | Natural Gas Internal Combustion Engine | 8.4 | Electric Utility
3630 | Pearsall | 2 | Natural Gas Steam Turbine | 22 | Electric Utility
3630 | Pearsall | 20A | Natural Gas Internal Combustion Engine | 8.4 | Electric Utility
3630 | Pearsall | 21A | Natural Gas Internal Combustion Engine | 8.4 | Electric Utility
3630 | Pearsall | 22A | Natural Gas Internal Combustion Engine | 8.4 | Electric Utility
3630 | Pearsall | 23A | Natural Gas Internal Combustion Engine | 8.4 | Electric Utility
3630 | Pearsall | 24A | Natural Gas Internal Combustion Engine | 8.4 | Electric Utility
3630 | Pearsall | 2A | Natural Gas Internal Combustion Engine | 8.4 | Electric Utility
3630 | Pearsall | 3 | Natural Gas Steam Turbine | 22 | Electric Utility
3630 | Pearsall | 3A | Natural Gas Internal Combustion Engine | 8.4 | Electric Utility
3630 | Pearsall | 4A | Natural Gas Internal Combustion Engine | 8.4 | Electric Utility
3630 | Pearsall | 5A | Natural Gas Internal Combustion Engine | 8.4 | Electric Utility
3630 | Pearsall | 6A | Natural Gas Internal Combustion Engine | 8.4 | Electric Utility
3630 | Pearsall | 7A | Natural Gas Internal Combustion Engine | 8.4 | Electric Utility
3630 | Pearsall | 8A | Natural Gas Internal Combustion Engine | 8.4 | Electric Utility
3630 | Pearsall | 9A | Natural Gas Internal Combustion Engine | 8.4 | Electric Utility
3631 | Sam Rayburn | 1 | Natural Gas Fired Combustion Turbine | 11.2 | Electric Utility
3631 | Sam Rayburn | 10 | Natural Gas Fired Combined Cycle | 42 | Electric Utility
3631 | Sam Rayburn | 2 | Natural Gas Fired Combustion Turbine | 11.2 | Electric Utility
3631 | Sam Rayburn | 4 | Petroleum Liquids | 1.6 | Electric Utility
3631 | Sam Rayburn | 5 | Petroleum Liquids | 1.6 | Electric Utility
3631 | Sam Rayburn | 7 | Natural Gas Fired Combined Cycle | 49.2 | Electric Utility
3631 | Sam Rayburn | 8 | Natural Gas Fired Combined Cycle | 49.2 | Electric Utility
3631 | Sam Rayburn | 9 | Natural Gas Fired Combined Cycle | 49.2 | Electric Utility
3643 | Upper Beaver | 1 | Conventional Hydroelectric | 1.3 | Electric Utility
3643 | Upper Beaver | 2 | Conventional Hydroelectric | 1.2 | Electric Utility
3646 | Cutler Hydro | 1 | Conventional Hydroelectric | 15 | Electric Utility
3646 | Cutler Hydro | 2 | Conventional Hydroelectric | 15 | Electric Utility
3648 | Gadsby | 1 | Natural Gas Steam Turbine | 70.5 | Electric Utility
3648 | Gadsby | 2 | Natural Gas Steam Turbine | 75 | Electric Utility
3648 | Gadsby | 3 | Natural Gas Steam Turbine | 133.6 | Electric Utility
3648 | Gadsby | 4 | Natural Gas Fired Combustion Turbine | 71 | Electric Utility
3648 | Gadsby | 5 | Natural Gas Fired Combustion Turbine | 71 | Electric Utility
3648 | Gadsby | 6 | Natural Gas Fired Combustion Turbine | 71 | Electric Utility
3651 | Granite | 1 | Conventional Hydroelectric | 2 | Electric Utility
3655 | Olmstead | 1 | Conventional Hydroelectric | 2.4 | Electric Utility
3655 | Olmstead | 2 | Conventional Hydroelectric | 2.4 | Electric Utility
3655 | Olmstead | 4 | Conventional Hydroelectric | 5.5 | Electric Utility
3656 | Pioneer | 1 | Conventional Hydroelectric | 2.5 | Electric Utility
3656 | Pioneer | 2 | Conventional Hydroelectric | 2.5 | Electric Utility
3658 | Snake Creek | 1 | Conventional Hydroelectric | 0.6 | Electric Utility
3658 | Snake Creek | 2 | Conventional Hydroelectric | 0.6 | Electric Utility
3659 | Stairs | 3 | Conventional Hydroelectric | 1 | Electric Utility
3661 | Weber | 1 | Conventional Hydroelectric | 3.8 | Electric Utility
3665 | Bountiful City | 1A | Natural Gas Fired Combustion Turbine | 5.2 | Electric Utility
3665 | Bountiful City | 2A | Natural Gas Fired Combustion Turbine | 12.6 | Electric Utility
3665 | Bountiful City | 3A | Natural Gas Fired Combustion Turbine | 12.6 | Electric Utility
3666 | Brigham City | 1 | Conventional Hydroelectric | 0.6 | Electric Utility
3666 | Brigham City | 2 | Conventional Hydroelectric | 0.6 | Electric Utility
3666 | Brigham City | 8182 | Conventional Hydroelectric | 0.6 | Electric Utility
3675 | Hydro III | HY1 | Conventional Hydroelectric | 0.7 | Electric Utility
3675 | Hydro III | HY2 | Conventional Hydroelectric | 0.7 | Electric Utility
3676 | Manti Upper | 1 | Conventional Hydroelectric | 0.6 | Electric Utility
3676 | Manti Upper | HC2 | Conventional Hydroelectric | 1 | Electric Utility
3686 | Provo | 4 | Natural Gas Steam Turbine | 7.5 | Electric Utility
3686 | Provo | 5 | Natural Gas Internal Combustion Engine | 2.5 | Electric Utility
3686 | Provo | 6 | Natural Gas Internal Combustion Engine | 2.5 | Electric Utility
3686 | Provo | 7 | Natural Gas Internal Combustion Engine | 2.5 | Electric Utility
3686 | Provo | 8 | Natural Gas Internal Combustion Engine | 2.5 | Electric Utility
3688 | Bartholomew | 2 | Conventional Hydroelectric | 1 | Electric Utility
3691 | Spanish Fork | 1 | Conventional Hydroelectric | 1.7 | Electric Utility
3691 | Spanish Fork | 2 | Conventional Hydroelectric | 1.7 | Electric Utility
3691 | Spanish Fork | 3 | Conventional Hydroelectric | 0.2 | Electric Utility
3697 | Gateway | 1 | Conventional Hydroelectric | 2 | Electric Utility
3697 | Gateway | 2 | Conventional Hydroelectric | 2 | Electric Utility
3698 | Wanship | 1 | Conventional Hydroelectric | 1.9 | Electric Utility
3699 | Boulder | 1 | Conventional Hydroelectric | 1.4 | Electric Utility
3699 | Boulder | 2 | Conventional Hydroelectric | 1.4 | Electric Utility
3699 | Boulder | 3 | Conventional Hydroelectric | 1.4 | Electric Utility
3704 | Uintah | 1 | Conventional Hydroelectric | 0.6 | Electric Utility
3704 | Uintah | 2 | Conventional Hydroelectric | 0.6 | Electric Utility
3708 | Ascutney | GT4 | Petroleum Liquids | 13.2 | Electric Utility
3709 | Smith (VT) | 1 | Conventional Hydroelectric | 1 | Electric Utility
3709 | Smith (VT) | HC2 | Conventional Hydroelectric | 0.5 | Electric Utility
3710 | Cavendish | 1 | Conventional Hydroelectric | 0.6 | Electric Utility
3710 | Cavendish | 2 | Conventional Hydroelectric | 0.6 | Electric Utility
3710 | Cavendish | 3 | Conventional Hydroelectric | 0.5 | Electric Utility
3711 | Clark Falls | 1 | Conventional Hydroelectric | 3 | Electric Utility
3712 | Fairfax Falls | 1 | Conventional Hydroelectric | 1.4 | Electric Utility
3712 | Fairfax Falls | 2 | Conventional Hydroelectric | 2.1 | Electric Utility
3714 | Glen | 1 | Conventional Hydroelectric | 1 | Electric Utility
3714 | Glen | 2 | Conventional Hydroelectric | 1 | Electric Utility
3716 | Lower Middlebury | 1 | Conventional Hydroelectric | 0.8 | Electric Utility
3716 | Lower Middlebury | 2 | Conventional Hydroelectric | 0.8 | Electric Utility
3716 | Lower Middlebury | 3 | Conventional Hydroelectric | 0.8 | Electric Utility
3717 | Milton | 1 | Conventional Hydroelectric | 3.7 | Electric Utility
3717 | Milton | 2 | Conventional Hydroelectric | 3.7 | Electric Utility
3720 | Peterson | 1 | Conventional Hydroelectric | 6.3 | Electric Utility
3722 | Pittsford | 1 | Conventional Hydroelectric | 1.3 | Electric Utility
3722 | Pittsford | 2 | Conventional Hydroelectric | 1.3 | Electric Utility
3722 | Pittsford | 3 | Conventional Hydroelectric | 1 | Electric Utility
3723 | Rutland | GT5 | Petroleum Liquids | 13.2 | Electric Utility
3724 | Salisbury | 1 | Conventional Hydroelectric | 1.3 | Electric Utility
3725 | Silver Lake (VT) | 1 | Conventional Hydroelectric | 2.2 | Electric Utility
3728 | Weybridge | 1 | Conventional Hydroelectric | 3 | Electric Utility
3731 | Newport | 1 | Conventional Hydroelectric | 1.7 | IPP Non-CHP
3731 | Newport | 2 | Conventional Hydroelectric | 1.7 | IPP Non-CHP
3731 | Newport | 3 | Conventional Hydroelectric | 0.6 | IPP Non-CHP
3734 | Berlin 5 | GT1 | Petroleum Liquids | 41.8 | Electric Utility
3735 | Colchester 16 | GT1 | Petroleum Liquids | 18 | Electric Utility
3737 | Essex Junction 19 | H1 | Conventional Hydroelectric | 1.8 | Electric Utility
3737 | Essex Junction 19 | H2 | Conventional Hydroelectric | 1.8 | Electric Utility
3737 | Essex Junction 19 | H3 | Conventional Hydroelectric | 1.8 | Electric Utility
3737 | Essex Junction 19 | H4 | Conventional Hydroelectric | 1.8 | Electric Utility
3737 | Essex Junction 19 | H9 | Conventional Hydroelectric | 0.8 | Electric Utility
3737 | Essex Junction 19 | IC-5 | Petroleum Liquids | 2 | Electric Utility
3737 | Essex Junction 19 | IC-6 | Petroleum Liquids | 2 | Electric Utility
3737 | Essex Junction 19 | IC-7 | Petroleum Liquids | 2 | Electric Utility
3737 | Essex Junction 19 | IC-8 | Petroleum Liquids | 2 | Electric Utility
3739 | Marshfield 6 | 1 | Conventional Hydroelectric | 5 | Electric Utility
3740 | Middlesex 2 | 1 | Conventional Hydroelectric | 1.6 | Electric Utility
3740 | Middlesex 2 | 2 | Conventional Hydroelectric | 1.6 | Electric Utility
3743 | West Danville 15 | 1 | Conventional Hydroelectric | 1 | Electric Utility
3745 | Bellows Falls | GEN1 | Conventional Hydroelectric | 13.6 | IPP Non-CHP
3745 | Bellows Falls | GEN2 | Conventional Hydroelectric | 13.6 | IPP Non-CHP
3745 | Bellows Falls | GEN3 | Conventional Hydroelectric | 13.6 | IPP Non-CHP
3746 | Harriman | GEN1 | Conventional Hydroelectric | 11.2 | IPP Non-CHP
3746 | Harriman | GEN2 | Conventional Hydroelectric | 11.2 | IPP Non-CHP
3746 | Harriman | GEN3 | Conventional Hydroelectric | 11.2 | IPP Non-CHP
3750 | Canaan | 1 | Conventional Hydroelectric | 1.1 | Electric Utility
3753 | West Charleston | 1 | Conventional Hydroelectric | 0.7 | Electric Utility
3753 | West Charleston | 2 | Conventional Hydroelectric | 0.7 | Electric Utility
3753 | West Charleston | IC3 | Petroleum Liquids | 1.4 | Electric Utility
3753 | West Charleston | IC4 | Petroleum Liquids | 1.4 | Electric Utility
3754 | Burlington GT | GT1 | Petroleum Liquids | 25.5 | Electric Utility
3762 | Great Falls (VT) | 1 | Conventional Hydroelectric | 0.3 | Electric Utility
3762 | Great Falls (VT) | 2 | Conventional Hydroelectric | 0.3 | Electric Utility
3762 | Great Falls (VT) | 3 | Conventional Hydroelectric | 1.3 | Electric Utility
3764 | Morrisville | 1 | Conventional Hydroelectric | 0.6 | Electric Utility
3764 | Morrisville | 2 | Conventional Hydroelectric | 1.2 | Electric Utility
3765 | Cadys Falls | 1 | Conventional Hydroelectric | 0.8 | Electric Utility
3765 | Cadys Falls | 2 | Conventional Hydroelectric | 0.8 | Electric Utility
3772 | Buck Hydro | 1 | Conventional Hydroelectric | 2.8 | Electric Utility
3772 | Buck Hydro | 2 | Conventional Hydroelectric | 2.8 | Electric Utility
3772 | Buck Hydro | 3 | Conventional Hydroelectric | 2.8 | Electric Utility
3773 | Byllesby 2 | 1 | Conventional Hydroelectric | 5.4 | Electric Utility
3773 | Byllesby 2 | 2 | Conventional Hydroelectric | 5.4 | Electric Utility
3773 | Byllesby 2 | 3 | Conventional Hydroelectric | 5.4 | Electric Utility
3773 | Byllesby 2 | 4 | Conventional Hydroelectric | 5.4 | Electric Utility
3774 | Claytor | 1 | Conventional Hydroelectric | 18.7 | Electric Utility
3774 | Claytor | 2 | Conventional Hydroelectric | 18.7 | Electric Utility
3774 | Claytor | 3 | Conventional Hydroelectric | 18.7 | Electric Utility
3774 | Claytor | 4 | Conventional Hydroelectric | 18.7 | Electric Utility
3775 | Clinch River | 1 | Conventional Steam Coal | 237.5 | Electric Utility
3775 | Clinch River | 2 | Conventional Steam Coal | 237.5 | Electric Utility
3777 | Leesville | 1 | Conventional Hydroelectric | 20 | Electric Utility
3777 | Leesville | 2 | Conventional Hydroelectric | 20 | Electric Utility
3778 | Niagara | 1 | Conventional Hydroelectric | 2.4 | Electric Utility
3778 | Niagara | 2 | Conventional Hydroelectric | 1.2 | Electric Utility
3779 | Reusens | 1 | Conventional Hydroelectric | 2.5 | Electric Utility
3779 | Reusens | 2 | Conventional Hydroelectric | 2.5 | Electric Utility
3779 | Reusens | 3 | Conventional Hydroelectric | 2.5 | Electric Utility
3779 | Reusens | 4 | Conventional Hydroelectric | 2.5 | Electric Utility
3779 | Reusens | 5 | Conventional Hydroelectric | 2.5 | Electric Utility
3780 | Smith Mountain | 1 | Hydroelectric Pumped Storage | 66 | Electric Utility
3780 | Smith Mountain | 2 | Conventional Hydroelectric | 150.1 | Electric Utility
3780 | Smith Mountain | 3 | Hydroelectric Pumped Storage | 115.3 | Electric Utility
3780 | Smith Mountain | 4 | Conventional Hydroelectric | 150.1 | Electric Utility
3780 | Smith Mountain | 5 | Hydroelectric Pumped Storage | 66 | Electric Utility
3782 | Bayview | BAYV | Petroleum Liquids | 2 | IPP Non-CHP
3782 | Bayview | BYV2 | Petroleum Liquids | 2 | IPP Non-CHP
3782 | Bayview | BYV3 | Petroleum Liquids | 2 | IPP Non-CHP
3782 | Bayview | BYV4 | Petroleum Liquids | 2 | IPP Non-CHP
3782 | Bayview | BYV5 | Petroleum Liquids | 2 | IPP Non-CHP
3782 | Bayview | BYV6 | Petroleum Liquids | 2 | IPP Non-CHP
3785 | Tasley | TAS | Petroleum Liquids | 27 | IPP Non-CHP
3789 | Luray Hydro Station | 1 | Conventional Hydroelectric | 0.6 | IPP Non-CHP
3789 | Luray Hydro Station | 2 | Conventional Hydroelectric | 0.4 | IPP Non-CHP
3789 | Luray Hydro Station | 3 | Conventional Hydroelectric | 0.6 | IPP Non-CHP
3790 | Newport Hydro Station | 1 | Conventional Hydroelectric | 0.4 | IPP Non-CHP
3790 | Newport Hydro Station | 2 | Conventional Hydroelectric | 0.4 | IPP Non-CHP
3790 | Newport Hydro Station | 3 | Conventional Hydroelectric | 0.6 | IPP Non-CHP
3796 | Bremo Bluff | 3 | Natural Gas Steam Turbine | 69 | Electric Utility
3796 | Bremo Bluff | 4 | Natural Gas Steam Turbine | 185.2 | Electric Utility
3797 | Chesterfield | 3 | Conventional Steam Coal | 112.5 | Electric Utility
3797 | Chesterfield | 4 | Conventional Steam Coal | 187.5 | Electric Utility
3797 | Chesterfield | 5 | Conventional Steam Coal | 359 | Electric Utility
3797 | Chesterfield | 6 | Conventional Steam Coal | 693.9 | Electric Utility
3797 | Chesterfield | CT7 | Natural Gas Fired Combined Cycle | 145 | Electric Utility
3797 | Chesterfield | CT8 | Natural Gas Fired Combined Cycle | 148 | Electric Utility
3797 | Chesterfield | CW7 | Natural Gas Fired Combined Cycle | 74.4 | Electric Utility
3797 | Chesterfield | CW8 | Natural Gas Fired Combined Cycle | 79.2 | Electric Utility
3798 | Cushaw | 1 | Conventional Hydroelectric | 1.5 | Electric Utility
3798 | Cushaw | 2 | Conventional Hydroelectric | 1.5 | Electric Utility
3798 | Cushaw | 3 | Conventional Hydroelectric | 1.5 | Electric Utility
3798 | Cushaw | 4 | Conventional Hydroelectric | 1.5 | Electric Utility
3798 | Cushaw | 5 | Conventional Hydroelectric | 1.5 | Electric Utility
3799 | Low Moor | GT1 | Petroleum Liquids | 20.7 | Electric Utility
3799 | Low Moor | GT2 | Petroleum Liquids | 20.7 | Electric Utility
3799 | Low Moor | GT3 | Petroleum Liquids | 20.7 | Electric Utility
3799 | Low Moor | GT4 | Petroleum Liquids | 20.7 | Electric Utility
3800 | Northern Neck | GT1 | Petroleum Liquids | 20.7 | Electric Utility
3800 | Northern Neck | GT2 | Petroleum Liquids | 20.7 | Electric Utility
3800 | Northern Neck | GT3 | Petroleum Liquids | 20.7 | Electric Utility
3800 | Northern Neck | GT4 | Petroleum Liquids | 20.7 | Electric Utility
3803 | Chesapeake | 6 | Petroleum Liquids | 16.3 | Electric Utility
3803 | Chesapeake | GT1 | Petroleum Liquids | 18.5 | Electric Utility
3803 | Chesapeake | GT2 | Petroleum Liquids | 16.3 | Electric Utility
3803 | Chesapeake | GT4 | Petroleum Liquids | 16.3 | Electric Utility
3804 | Possum Point | 3 | Natural Gas Steam Turbine | 113.6 | Electric Utility
3804 | Possum Point | 4 | Natural Gas Steam Turbine | 239.3 | Electric Utility
3804 | Possum Point | 5 | Petroleum Liquids | 882 | Electric Utility
3804 | Possum Point | 6A | Natural Gas Fired Combined Cycle | 174 | Electric Utility
3804 | Possum Point | 6B | Natural Gas Fired Combined Cycle | 174 | Electric Utility
3804 | Possum Point | 6ST | Natural Gas Fired Combined Cycle | 265 | Electric Utility
3804 | Possum Point | GT1 | Petroleum Liquids | 16 | Electric Utility
3804 | Possum Point | GT2 | Petroleum Liquids | 16 | Electric Utility
3804 | Possum Point | GT3 | Petroleum Liquids | 16 | Electric Utility
3804 | Possum Point | GT4 | Petroleum Liquids | 16 | Electric Utility
3804 | Possum Point | GT5 | Petroleum Liquids | 16 | Electric Utility
3804 | Possum Point | GT6 | Petroleum Liquids | 16 | Electric Utility
3806 | Surry | 1 | Nuclear | 847.5 | Electric Utility
3806 | Surry | 2 | Nuclear | 847.5 | Electric Utility
3809 | Yorktown | 1 | Conventional Steam Coal | 187.5 | Electric Utility
3809 | Yorktown | 2 | Conventional Steam Coal | 187.5 | Electric Utility
3809 | Yorktown | 3 | Petroleum Liquids | 882 | Electric Utility
3821 | Snowden | 4 | Conventional Hydroelectric | 2.5 | Electric Utility
3821 | Snowden | 5 | Conventional Hydroelectric | 2.5 | Electric Utility
3823 | West Spring Street | 7 | Petroleum Liquids | 1.5 | Electric Utility
3825 | Pinnacles | 1 | Conventional Hydroelectric | 3.7 | Electric Utility
3825 | Pinnacles | 2 | Conventional Hydroelectric | 3.7 | Electric Utility
3825 | Pinnacles | 3 | Conventional Hydroelectric | 3.7 | Electric Utility
3826 | Martinsville | 1 | Conventional Hydroelectric | 0.3 | Electric Utility
3826 | Martinsville | 2 | Conventional Hydroelectric | 1 | Electric Utility
3827 | Radford | 1 | Conventional Hydroelectric | 1 | Electric Utility
3833 | John H Kerr | 1 | Conventional Hydroelectric | 13.8 | Electric Utility
3833 | John H Kerr | 2 | Conventional Hydroelectric | 46.8 | Electric Utility
3833 | John H Kerr | 3 | Conventional Hydroelectric | 46.8 | Electric Utility
3833 | John H Kerr | 4 | Conventional Hydroelectric | 46.8 | Electric Utility
3833 | John H Kerr | 5 | Conventional Hydroelectric | 46.8 | Electric Utility
3833 | John H Kerr | 6 | Conventional Hydroelectric | 46.8 | Electric Utility
3833 | John H Kerr | 7 | Conventional Hydroelectric | 46.8 | Electric Utility
3833 | John H Kerr | A | Conventional Hydroelectric | 1.1 | Electric Utility
3833 | John H Kerr | B | Conventional Hydroelectric | 1.1 | Electric Utility
3834 | Philpott Lake | 1 | Conventional Hydroelectric | 6.7 | Electric Utility
3834 | Philpott Lake | 2 | Conventional Hydroelectric | 6.7 | Electric Utility
3834 | Philpott Lake | 3 | Conventional Hydroelectric | 0.6 | Electric Utility
3845 | Transalta Centralia Generation | 1 | Conventional Steam Coal | 729.9 | IPP Non-CHP
3845 | Transalta Centralia Generation | 2 | Conventional Steam Coal | 729.9 | IPP Non-CHP
3847 | Merwin | 1 | Conventional Hydroelectric | 45 | Electric Utility
3847 | Merwin | 2 | Conventional Hydroelectric | 45 | Electric Utility
3847 | Merwin | 3 | Conventional Hydroelectric | 45 | Electric Utility
3847 | Merwin | House | Conventional Hydroelectric | 1 | Electric Utility
3850 | Swift 1 | HY11 | Conventional Hydroelectric | 80 | Electric Utility
3850 | Swift 1 | HY12 | Conventional Hydroelectric | 80 | Electric Utility
3850 | Swift 1 | HY13 | Conventional Hydroelectric | 80 | Electric Utility
3852 | Yale | 1 | Conventional Hydroelectric | 67 | Electric Utility
3852 | Yale | 2 | Conventional Hydroelectric | 67 | Electric Utility
3853 | Crystal Mountain | 1 | Petroleum Liquids | 2.7 | Electric Utility
3854 | Electron | 1 | Conventional Hydroelectric | 5.1 | IPP Non-CHP
3854 | Electron | 2 | Conventional Hydroelectric | 5.1 | IPP Non-CHP
3854 | Electron | 3 | Conventional Hydroelectric | 5.1 | IPP Non-CHP
3854 | Electron | 4 | Conventional Hydroelectric | 7.5 | IPP Non-CHP
3855 | Lower Baker | 3 | Conventional Hydroelectric | 80.8 | Electric Utility
3855 | Lower Baker | 4 | Conventional Hydroelectric | 30.4 | Electric Utility
3860 | Snoqualmie | 1 | Conventional Hydroelectric | 1.5 | Electric Utility
3860 | Snoqualmie | 2 | Conventional Hydroelectric | 1.8 | Electric Utility
3860 | Snoqualmie | 3 | Conventional Hydroelectric | 1.5 | Electric Utility
3860 | Snoqualmie | 4 | Conventional Hydroelectric | 1.5 | Electric Utility
3860 | Snoqualmie | 5A | Conventional Hydroelectric | 6.8 | Electric Utility
3861 | Upper Baker | 1 | Conventional Hydroelectric | 52.4 | Electric Utility
3861 | Upper Baker | 2 | Conventional Hydroelectric | 52.4 | Electric Utility
3866 | Little Falls (WA) | 1 | Conventional Hydroelectric | 8 | Electric Utility
3866 | Little Falls (WA) | 2 | Conventional Hydroelectric | 8 | Electric Utility
3866 | Little Falls (WA) | 3 | Conventional Hydroelectric | 8 | Electric Utility
3866 | Little Falls (WA) | 4 | Conventional Hydroelectric | 8 | Electric Utility
3867 | Long Lake | 1 | Conventional Hydroelectric | 17.5 | Electric Utility
3867 | Long Lake | 2 | Conventional Hydroelectric | 17.5 | Electric Utility
3867 | Long Lake | 3 | Conventional Hydroelectric | 17.5 | Electric Utility
3867 | Long Lake | 4 | Conventional Hydroelectric | 17.5 | Electric Utility
3868 | Meyers Falls | UN1 | Conventional Hydroelectric | 0.9 | IPP Non-CHP
3868 | Meyers Falls | UN2 | Conventional Hydroelectric | 0.3 | IPP Non-CHP
3869 | Nine Mile | 1 | Conventional Hydroelectric | 3.3 | Electric Utility
3869 | Nine Mile | 2 | Conventional Hydroelectric | 3.1 | Electric Utility
3869 | Nine Mile | 3N | Conventional Hydroelectric | 10 | Electric Utility
3869 | Nine Mile | 4N | Conventional Hydroelectric | 10 | Electric Utility
3878 | Yelm | 1 | Conventional Hydroelectric | 3 | Electric Utility
3878 | Yelm | 2 | Conventional Hydroelectric | 3 | Electric Utility
3878 | Yelm | 3 | Conventional Hydroelectric | 6 | Electric Utility
3883 | Rocky Reach | C-1 | Conventional Hydroelectric | 114 | Electric Utility
3883 | Rocky Reach | C-10 | Conventional Hydroelectric | 125.4 | Electric Utility
3883 | Rocky Reach | C-11 | Conventional Hydroelectric | 125.4 | Electric Utility
3883 | Rocky Reach | C-2 | Conventional Hydroelectric | 114 | Electric Utility
3883 | Rocky Reach | C-3 | Conventional Hydroelectric | 114 | Electric Utility
3883 | Rocky Reach | C-4 | Conventional Hydroelectric | 114 | Electric Utility
3883 | Rocky Reach | C-5 | Conventional Hydroelectric | 114 | Electric Utility
3883 | Rocky Reach | C-6 | Conventional Hydroelectric | 114 | Electric Utility
3883 | Rocky Reach | C-7 | Conventional Hydroelectric | 114 | Electric Utility
3883 | Rocky Reach | C-8 | Conventional Hydroelectric | 125.4 | Electric Utility
3883 | Rocky Reach | C-9 | Conventional Hydroelectric | 125.4 | Electric Utility
3886 | Wells | U-1 | Conventional Hydroelectric | 77.4 | Electric Utility
3886 | Wells | U-10 | Conventional Hydroelectric | 77.4 | Electric Utility
3886 | Wells | U-2 | Conventional Hydroelectric | 77.4 | Electric Utility
3886 | Wells | U-3 | Conventional Hydroelectric | 77.4 | Electric Utility
3886 | Wells | U-4 | Conventional Hydroelectric | 77.4 | Electric Utility
3886 | Wells | U-5 | Conventional Hydroelectric | 77.4 | Electric Utility
3886 | Wells | U-6 | Conventional Hydroelectric | 77.4 | Electric Utility
3886 | Wells | U-7 | Conventional Hydroelectric | 77.4 | Electric Utility
3886 | Wells | U-8 | Conventional Hydroelectric | 77.4 | Electric Utility
3886 | Wells | U-9 | Conventional Hydroelectric | 77.4 | Electric Utility
3887 | Priest Rapids | 1 | Conventional Hydroelectric | 95 | Electric Utility
3887 | Priest Rapids | 10 | Conventional Hydroelectric | 95 | Electric Utility
3887 | Priest Rapids | 2 | Conventional Hydroelectric | 97.8 | Electric Utility
3887 | Priest Rapids | 3 | Conventional Hydroelectric | 95 | Electric Utility
3887 | Priest Rapids | 4 | Conventional Hydroelectric | 95 | Electric Utility
3887 | Priest Rapids | 5 | Conventional Hydroelectric | 95 | Electric Utility
3887 | Priest Rapids | 6 | Conventional Hydroelectric | 95 | Electric Utility
3887 | Priest Rapids | 7 | Conventional Hydroelectric | 95 | Electric Utility
3887 | Priest Rapids | 8 | Conventional Hydroelectric | 95 | Electric Utility
3887 | Priest Rapids | 9 | Conventional Hydroelectric | 97.8 | Electric Utility
3888 | Wanapum | 10A | Conventional Hydroelectric | 122 | Electric Utility
3888 | Wanapum | 1A | Conventional Hydroelectric | 122 | Electric Utility
3888 | Wanapum | 2A | Conventional Hydroelectric | 122 | Electric Utility
3888 | Wanapum | 3 | Conventional Hydroelectric | 103.8 | Electric Utility
3888 | Wanapum | 4 | Conventional Hydroelectric | 103.8 | Electric Utility
3888 | Wanapum | 5A | Conventional Hydroelectric | 122 | Electric Utility
3888 | Wanapum | 7A | Conventional Hydroelectric | 122 | Electric Utility
3888 | Wanapum | 8 | Conventional Hydroelectric | 103.8 | Electric Utility
3888 | Wanapum | 9A | Conventional Hydroelectric | 122 | Electric Utility
3891 | Box Canyon | 1 | Conventional Hydroelectric | 22.5 | Electric Utility
3891 | Box Canyon | 2 | Conventional Hydroelectric | 22.5 | Electric Utility
3891 | Box Canyon | 3 | Conventional Hydroelectric | 22.5 | Electric Utility
3891 | Box Canyon | 4 | Conventional Hydroelectric | 22.5 | Electric Utility
3895 | The Dalles | 1 | Conventional Hydroelectric | 78 | Electric Utility
3895 | The Dalles | 10 | Conventional Hydroelectric | 78 | Electric Utility
3895 | The Dalles | 11 | Conventional Hydroelectric | 78 | Electric Utility
3895 | The Dalles | 12 | Conventional Hydroelectric | 78 | Electric Utility
3895 | The Dalles | 13 | Conventional Hydroelectric | 78 | Electric Utility
3895 | The Dalles | 14 | Conventional Hydroelectric | 78 | Electric Utility
3895 | The Dalles | 15 | Conventional Hydroelectric | 86 | Electric Utility
3895 | The Dalles | 16 | Conventional Hydroelectric | 86 | Electric Utility
3895 | The Dalles | 17 | Conventional Hydroelectric | 86 | Electric Utility
3895 | The Dalles | 18 | Conventional Hydroelectric | 86 | Electric Utility
3895 | The Dalles | 19 | Conventional Hydroelectric | 86 | Electric Utility
3895 | The Dalles | 2 | Conventional Hydroelectric | 78 | Electric Utility
3895 | The Dalles | 20 | Conventional Hydroelectric | 86 | Electric Utility
3895 | The Dalles | 21 | Conventional Hydroelectric | 86 | Electric Utility
3895 | The Dalles | 22 | Conventional Hydroelectric | 86 | Electric Utility
3895 | The Dalles | 3 | Conventional Hydroelectric | 78 | Electric Utility
3895 | The Dalles | 4 | Conventional Hydroelectric | 78 | Electric Utility
3895 | The Dalles | 5 | Conventional Hydroelectric | 89.7 | Electric Utility
3895 | The Dalles | 6 | Conventional Hydroelectric | 78 | Electric Utility
3895 | The Dalles | 7 | Conventional Hydroelectric | 78 | Electric Utility
3895 | The Dalles | 8 | Conventional Hydroelectric | 78 | Electric Utility
3895 | The Dalles | 9 | Conventional Hydroelectric | 78 | Electric Utility
3895 | The Dalles | F1 | Conventional Hydroelectric | 14 | Electric Utility
3895 | The Dalles | F2 | Conventional Hydroelectric | 14 | Electric Utility
3913 | Alder | 11 | Conventional Hydroelectric | 25 | Electric Utility
3913 | Alder | 12 | Conventional Hydroelectric | 25 | Electric Utility
3914 | Cushman 1 | 21 | Conventional Hydroelectric | 21.6 | Electric Utility
3914 | Cushman 1 | 22 | Conventional Hydroelectric | 21.6 | Electric Utility
3915 | Cushman 2 | 31 | Conventional Hydroelectric | 27 | Electric Utility
3915 | Cushman 2 | 32 | Conventional Hydroelectric | 27 | Electric Utility
3915 | Cushman 2 | 33 | Conventional Hydroelectric | 27 | Electric Utility
3915 | Cushman 2 | 34 | Conventional Hydroelectric | 1.8 | Electric Utility
3915 | Cushman 2 | 35 | Conventional Hydroelectric | 1.8 | Electric Utility
3916 | LaGrande | 1 | Conventional Hydroelectric | 6 | Electric Utility
3916 | LaGrande | 2 | Conventional Hydroelectric | 6 | Electric Utility
3916 | LaGrande | 3 | Conventional Hydroelectric | 6 | Electric Utility
3916 | LaGrande | 4 | Conventional Hydroelectric | 6 | Electric Utility
3916 | LaGrande | 5 | Conventional Hydroelectric | 40 | Electric Utility
3917 | Mayfield | 41 | Conventional Hydroelectric | 40.5 | Electric Utility
3917 | Mayfield | 42 | Conventional Hydroelectric | 40.5 | Electric Utility
3917 | Mayfield | 43 | Conventional Hydroelectric | 40.5 | Electric Utility
3917 | Mayfield | 44 | Conventional Hydroelectric | 40.5 | Electric Utility
3918 | Mossyrock | 51 | Conventional Hydroelectric | 150 | Electric Utility
3918 | Mossyrock | 52 | Conventional Hydroelectric | 150 | Electric Utility
3921 | Chief Joseph | 1 | Conventional Hydroelectric | 88.2 | Electric Utility
3921 | Chief Joseph | 10 | Conventional Hydroelectric | 88.2 | Electric Utility
3921 | Chief Joseph | 11 | Conventional Hydroelectric | 88.2 | Electric Utility
3921 | Chief Joseph | 12 | Conventional Hydroelectric | 88.2 | Electric Utility
3921 | Chief Joseph | 13 | Conventional Hydroelectric | 88.2 | Electric Utility
3921 | Chief Joseph | 14 | Conventional Hydroelectric | 88.2 | Electric Utility
3921 | Chief Joseph | 15 | Conventional Hydroelectric | 88.2 | Electric Utility
3921 | Chief Joseph | 16 | Conventional Hydroelectric | 88.2 | Electric Utility
3921 | Chief Joseph | 17 | Conventional Hydroelectric | 95 | Electric Utility
3921 | Chief Joseph | 18 | Conventional Hydroelectric | 95 | Electric Utility
3921 | Chief Joseph | 19 | Conventional Hydroelectric | 95 | Electric Utility
3921 | Chief Joseph | 2 | Conventional Hydroelectric | 88.2 | Electric Utility
3921 | Chief Joseph | 20 | Conventional Hydroelectric | 95 | Electric Utility
3921 | Chief Joseph | 21 | Conventional Hydroelectric | 95 | Electric Utility
3921 | Chief Joseph | 22 | Conventional Hydroelectric | 95 | Electric Utility
3921 | Chief Joseph | 23 | Conventional Hydroelectric | 95 | Electric Utility
3921 | Chief Joseph | 24 | Conventional Hydroelectric | 95 | Electric Utility
3921 | Chief Joseph | 25 | Conventional Hydroelectric | 95 | Electric Utility
3921 | Chief Joseph | 26 | Conventional Hydroelectric | 95 | Electric Utility
3921 | Chief Joseph | 27 | Conventional Hydroelectric | 95 | Electric Utility
3921 | Chief Joseph | 3 | Conventional Hydroelectric | 88.2 | Electric Utility
3921 | Chief Joseph | 4 | Conventional Hydroelectric | 88.2 | Electric Utility
3921 | Chief Joseph | 5 | Conventional Hydroelectric | 88.2 | Electric Utility
3921 | Chief Joseph | 6 | Conventional Hydroelectric | 88.2 | Electric Utility
3921 | Chief Joseph | 7 | Conventional Hydroelectric | 88.2 | Electric Utility
3921 | Chief Joseph | 8 | Conventional Hydroelectric | 88.2 | Electric Utility
3921 | Chief Joseph | 9 | Conventional Hydroelectric | 88.2 | Electric Utility
3925 | Ice Harbor | 1 | Conventional Hydroelectric | 90 | Electric Utility
3925 | Ice Harbor | 2 | Conventional Hydroelectric | 90 | Electric Utility
3925 | Ice Harbor | 3 | Conventional Hydroelectric | 90 | Electric Utility
3925 | Ice Harbor | 4 | Conventional Hydroelectric | 111 | Electric Utility
3925 | Ice Harbor | 5 | Conventional Hydroelectric | 111 | Electric Utility
3925 | Ice Harbor | 6 | Conventional Hydroelectric | 111 | Electric Utility
3926 | Little Goose | 1 | Conventional Hydroelectric | 135 | Electric Utility
3926 | Little Goose | 2 | Conventional Hydroelectric | 135 | Electric Utility
3926 | Little Goose | 3 | Conventional Hydroelectric | 135 | Electric Utility
3926 | Little Goose | 4 | Conventional Hydroelectric | 135 | Electric Utility
3926 | Little Goose | 5 | Conventional Hydroelectric | 135 | Electric Utility
3926 | Little Goose | 6 | Conventional Hydroelectric | 135 | Electric Utility
3927 | Lower Monumental | 1 | Conventional Hydroelectric | 135 | Electric Utility
3927 | Lower Monumental | 2 | Conventional Hydroelectric | 135 | Electric Utility
3927 | Lower Monumental | 3 | Conventional Hydroelectric | 135 | Electric Utility
3927 | Lower Monumental | 4 | Conventional Hydroelectric | 135 | Electric Utility
3927 | Lower Monumental | 5 | Conventional Hydroelectric | 135 | Electric Utility
3927 | Lower Monumental | 6 | Conventional Hydroelectric | 135 | Electric Utility
3929 | Packwood | 1 | Conventional Hydroelectric | 27.5 | Electric Utility
3935 | John E Amos | 1 | Conventional Steam Coal | 816.3 | Electric Utility
3935 | John E Amos | 2 | Conventional Steam Coal | 816.3 | Electric Utility
3935 | John E Amos | 3 | Conventional Steam Coal | 1300 | Electric Utility
3936 | Kanawha River | 1 | Conventional Steam Coal | 219.6 | Electric Utility
3936 | Kanawha River | 2 | Conventional Steam Coal | 219.6 | Electric Utility
3943 | FirstEnergy Fort Martin Power Station | 1 | Conventional Steam Coal | 576 | Electric Utility
3943 | FirstEnergy Fort Martin Power Station | 2 | Conventional Steam Coal | 576 | Electric Utility
3944 | FirstEnergy Harrison Power Station | 1 | Conventional Steam Coal | 684 | Electric Utility
3944 | FirstEnergy Harrison Power Station | 2 | Conventional Steam Coal | 684 | Electric Utility
3944 | FirstEnergy Harrison Power Station | 3 | Conventional Steam Coal | 684 | Electric Utility
3948 | Mitchell (WV) | 1 | Conventional Steam Coal | 816.3 | Electric Utility
3948 | Mitchell (WV) | 2 | Conventional Steam Coal | 816.3 | Electric Utility
3954 | Mt Storm | 1 | Conventional Steam Coal | 570.2 | Electric Utility
3954 | Mt Storm | 2 | Conventional Steam Coal | 570.2 | Electric Utility
3954 | Mt Storm | 3 | Conventional Steam Coal | 522 | Electric Utility
3954 | Mt Storm | JF1 | Petroleum Liquids | 18.5 | Electric Utility
3971 | Biron | 1 | Conventional Hydroelectric | 1.4 | Electric Utility
3971 | Biron | 2 | Conventional Hydroelectric | 1.4 | Electric Utility
3971 | Biron | 3 | Conventional Hydroelectric | 0.4 | Electric Utility
3971 | Biron | 4 | Conventional Hydroelectric | 0.4 | Electric Utility
3971 | Biron | 5 | Conventional Hydroelectric | 0.4 | Electric Utility
3971 | Biron | 6 | Conventional Hydroelectric | 0.4 | Electric Utility
3971 | Biron | 7 | Conventional Hydroelectric | 0.4 | Electric Utility
3971 | Biron | 9 | Conventional Hydroelectric | 0.8 | Electric Utility
3972 | Du Bay | 1 | Conventional Hydroelectric | 1.2 | Electric Utility
3972 | Du Bay | 2 | Conventional Hydroelectric | 2 | Electric Utility
3972 | Du Bay | 3 | Conventional Hydroelectric | 2 | Electric Utility
3972 | Du Bay | 4 | Conventional Hydroelectric | 2 | Electric Utility
3973 | Stevens Point | 1 | Conventional Hydroelectric | 0.8 | Electric Utility
3973 | Stevens Point | 2 | Conventional Hydroelectric | 0.8 | Electric Utility
3973 | Stevens Point | 3 | Conventional Hydroelectric | 0.8 | Electric Utility
3973 | Stevens Point | 4 | Conventional Hydroelectric | 0.8 | Electric Utility
3973 | Stevens Point | 5 | Conventional Hydroelectric | 0.8 | Electric Utility
3973 | Stevens Point | 6 | Conventional Hydroelectric | 0.8 | Electric Utility
3974 | Wisconsin Rapids | 1 | Conventional Hydroelectric | 2.3 | Electric Utility
3974 | Wisconsin Rapids | 10 | Conventional Hydroelectric | 0.6 | Electric Utility
3974 | Wisconsin Rapids | 2 | Conventional Hydroelectric | 2.3 | Electric Utility
3974 | Wisconsin Rapids | 3 | Conventional Hydroelectric | 0.6 | Electric Utility
3974 | Wisconsin Rapids | 4 | Conventional Hydroelectric | 0.6 | Electric Utility
3974 | Wisconsin Rapids | 5 | Conventional Hydroelectric | 0.6 | Electric Utility
3974 | Wisconsin Rapids | 6 | Conventional Hydroelectric | 0.3 | Electric Utility
3974 | Wisconsin Rapids | 7 | Conventional Hydroelectric | 0.6 | Electric Utility
3974 | Wisconsin Rapids | 8 | Conventional Hydroelectric | 0.3 | Electric Utility
3974 | Wisconsin Rapids | 9 | Conventional Hydroelectric | 0.6 | Electric Utility
3975 | Whiting | 1 | Conventional Hydroelectric | 1.2 | Electric Utility
3975 | Whiting | 10 | Conventional Hydroelectric | 0.3 | Electric Utility
3975 | Whiting | 2 | Conventional Hydroelectric | 0.5 | Electric Utility
3975 | Whiting | 3 | Conventional Hydroelectric | 0.5 | Electric Utility
3975 | Whiting | 4 | Conventional Hydroelectric | 0.5 | Electric Utility
3975 | Whiting | 5 | Conventional Hydroelectric | 0.5 | Electric Utility
3975 | Whiting | 6 | Conventional Hydroelectric | 0.5 | Electric Utility
3975 | Whiting | 7 | Conventional Hydroelectric | 0.5 | Electric Utility
3975 | Whiting | 8 | Conventional Hydroelectric | 0.3 | Electric Utility
3975 | Whiting | 9 | Conventional Hydroelectric | 0.3 | Electric Utility
3976 | Gordon | 3 | Petroleum Liquids | 0.7 | Electric Utility
3976 | Gordon | 4 | Petroleum Liquids | 0.7 | Electric Utility
3976 | Gordon | 5 | Petroleum Liquids | 2.8 | Electric Utility
3976 | Gordon | 6 | Petroleum Liquids | 2.8 | Electric Utility
3982 | Bay Front | 4 | Wood/Wood Waste Biomass | 20 | Electric Utility
3982 | Bay Front | 5 | Wood/Wood Waste Biomass | 20 | Electric Utility
3982 | Bay Front | 6 | Natural Gas Steam Turbine | 27.2 | Electric Utility
3983 | Big Falls | 1 | Conventional Hydroelectric | 2.6 | Electric Utility
3983 | Big Falls | 2 | Conventional Hydroelectric | 2.6 | Electric Utility
3983 | Big Falls | 3 | Conventional Hydroelectric | 2.5 | Electric Utility
3984 | Northern States Flambeau | 1 | Natural Gas Fired Combustion Turbine | 16.3 | Electric Utility
3986 | Ladysmith Dam | 1 | Conventional Hydroelectric | 0.9 | Electric Utility
3986 | Ladysmith Dam | 2 | Conventional Hydroelectric | 0.9 | Electric Utility
3986 | Ladysmith Dam | 3 | Conventional Hydroelectric | 1.6 | Electric Utility
3988 | Thornapple | 1 | Conventional Hydroelectric | 0.7 | Electric Utility
3988 | Thornapple | 2 | Conventional Hydroelectric | 0.7 | Electric Utility
3989 | White River (WI) | 1 | Conventional Hydroelectric | 0.5 | Electric Utility
3989 | White River (WI) | 2 | Conventional Hydroelectric | 0.5 | Electric Utility
3991 | Fitchburg | 1 | Natural Gas Fired Combustion Turbine | 28.8 | Electric Utility
3991 | Fitchburg | 2 | Natural Gas Fired Combustion Turbine | 28.8 | Electric Utility
3992 | Blount Street | 6 | Natural Gas Steam Turbine | 50 | Electric Utility
3992 | Blount Street | 7 | Natural Gas Steam Turbine | 50 | Electric Utility
3993 | Sycamore (WI) | 1 | Natural Gas Fired Combustion Turbine | 18 | Electric Utility
3993 | Sycamore (WI) | 2 | Natural Gas Fired Combustion Turbine | 23.6 | Electric Utility
3995 | Arpin Dam | 1 | Conventional Hydroelectric | 0.6 | IPP Non-CHP
3995 | Arpin Dam | 2 | Conventional Hydroelectric | 0.6 | IPP Non-CHP
3995 | Arpin Dam | 3 | Conventional Hydroelectric | 0.2 | IPP Non-CHP
3998 | Cedar Falls (WI) | 1 | Conventional Hydroelectric | 2 | Electric Utility
3998 | Cedar Falls (WI) | 2 | Conventional Hydroelectric | 2 | Electric Utility
3998 | Cedar Falls (WI) | 3 | Conventional Hydroelectric | 2 | Electric Utility
4000 | Chippewa Falls | 1 | Conventional Hydroelectric | 3.6 | Electric Utility
4000 | Chippewa Falls | 2 | Conventional Hydroelectric | 3.6 | Electric Utility
4000 | Chippewa Falls | 3 | Conventional Hydroelectric | 3.6 | Electric Utility
4000 | Chippewa Falls | 4 | Conventional Hydroelectric | 3.6 | Electric Utility
4000 | Chippewa Falls | 5 | Conventional Hydroelectric | 3.6 | Electric Utility
4000 | Chippewa Falls | 6 | Conventional Hydroelectric | 3.6 | Electric Utility
4002 | Dells | 1 | Conventional Hydroelectric | 2.9 | Electric Utility
4002 | Dells | 2 | Conventional Hydroelectric | 2.6 | Electric Utility
4002 | Dells | 3 | Conventional Hydroelectric | 2.6 | Electric Utility
4002 | Dells | 4 | Conventional Hydroelectric | 2.6 | Electric Utility
4002 | Dells | 5 | Conventional Hydroelectric | 1.6 | Electric Utility
4005 | French Island | 1 | Wood/Wood Waste Biomass | 15.2 | Electric Utility
4005 | French Island | 2 | Wood/Wood Waste Biomass | 15.2 | Electric Utility
4005 | French Island | 3 | Petroleum Liquids | 78.8 | Electric Utility
4005 | French Island | 4 | Petroleum Liquids | 78.8 | Electric Utility
4007 | Holcombe | 1 | Conventional Hydroelectric | 11.3 | Electric Utility
4007 | Holcombe | 2 | Conventional Hydroelectric | 11.3 | Electric Utility
4007 | Holcombe | 3 | Conventional Hydroelectric | 11.3 | Electric Utility
4008 | Jim Falls | 1 | Conventional Hydroelectric | 29.6 | Electric Utility
4008 | Jim Falls | 2 | Conventional Hydroelectric | 29.6 | Electric Utility
4008 | Jim Falls | 4 | Conventional Hydroelectric | 0.6 | Electric Utility
4009 | Menomonie | 1 | Conventional Hydroelectric | 2.7 | Electric Utility
4009 | Menomonie | 2 | Conventional Hydroelectric | 2.7 | Electric Utility
4011 | St Croix Falls | 1 | Conventional Hydroelectric | 2.5 | Electric Utility
4011 | St Croix Falls | 2 | Conventional Hydroelectric | 2.5 | Electric Utility
4011 | St Croix Falls | 3 | Conventional Hydroelectric | 2.5 | Electric Utility
4011 | St Croix Falls | 4 | Conventional Hydroelectric | 2.5 | Electric Utility
4011 | St Croix Falls | 5 | Conventional Hydroelectric | 3.4 | Electric Utility
4011 | St Croix Falls | 6 | Conventional Hydroelectric | 3.4 | Electric Utility
4011 | St Croix Falls | 7 | Conventional Hydroelectric | 3.2 | Electric Utility
4011 | St Croix Falls | 8 | Conventional Hydroelectric | 3.2 | Electric Utility
4012 | Trego | 1 | Conventional Hydroelectric | 0.7 | Electric Utility
4012 | Trego | 2 | Conventional Hydroelectric | 0.5 | Electric Utility
4014 | Wheaton | 1 | Natural Gas Fired Combustion Turbine | 48.5 | Electric Utility
4014 | Wheaton | 2 | Natural Gas Fired Combustion Turbine | 48.5 | Electric Utility
4014 | Wheaton | 3 | Natural Gas Fired Combustion Turbine | 48.5 | Electric Utility
4014 | Wheaton | 4 | Natural Gas Fired Combustion Turbine | 48.5 | Electric Utility
4014 | Wheaton | 5 | Petroleum Liquids | 53.1 | Electric Utility
4014 | Wheaton | 6 | Petroleum Liquids | 53.1 | Electric Utility
4015 | Wissota | 1 | Conventional Hydroelectric | 6 | Electric Utility
4015 | Wissota | 2 | Conventional Hydroelectric | 7.7 | Electric Utility
4015 | Wissota | 3 | Conventional Hydroelectric | 6 | Electric Utility
4015 | Wissota | 4 | Conventional Hydroelectric | 7.7 | Electric Utility
4015 | Wissota | 5 | Conventional Hydroelectric | 6 | Electric Utility
4015 | Wissota | 6 | Conventional Hydroelectric | 6 | Electric Utility
4018 | Clam River Dam | 1 | Conventional Hydroelectric | 0.4 | IPP Non-CHP
4018 | Clam River Dam | 2 | Conventional Hydroelectric | 0.4 | IPP Non-CHP
4018 | Clam River Dam | 3 | Conventional Hydroelectric | 0.4 | IPP Non-CHP
4019 | Danbury Dam | 1 | Conventional Hydroelectric | 0.1 | IPP Non-CHP
4019 | Danbury Dam | 2 | Conventional Hydroelectric | 0.3 | IPP Non-CHP
4019 | Danbury Dam | HY3 | Conventional Hydroelectric | 0.6 | IPP Non-CHP
4020 | Frederic Diesel | 10 | Petroleum Liquids | 2.5 | Electric Utility
4020 | Frederic Diesel | 2 | Petroleum Liquids | 0.7 | Electric Utility
4020 | Frederic Diesel | 3 | Petroleum Liquids | 0.7 | Electric Utility
4020 | Frederic Diesel | 4 | Petroleum Liquids | 0.7 | Electric Utility
4020 | Frederic Diesel | 5 | Petroleum Liquids | 0.6 | Electric Utility
4020 | Frederic Diesel | 6 | Petroleum Liquids | 1.8 | Electric Utility
4020 | Frederic Diesel | 7 | Petroleum Liquids | 1.7 | Electric Utility
4020 | Frederic Diesel | 8 | Petroleum Liquids | 2.5 | Electric Utility
4020 | Frederic Diesel | 9 | Petroleum Liquids | 2.5 | Electric Utility
4021 | Grantsburg Diesel | 1A | Petroleum Liquids | 0.7 | Electric Utility
4021 | Grantsburg Diesel | 2 | Petroleum Liquids | 0.7 | Electric Utility
4021 | Grantsburg Diesel | 3 | Petroleum Liquids | 1 | Electric Utility
4021 | Grantsburg Diesel | 4 | Petroleum Liquids | 2.2 | Electric Utility
4021 | Grantsburg Diesel | 8 | Petroleum Liquids | 1.8 | Electric Utility
4040 | Port Washington Generating Station | 1CT1 | Natural Gas Fired Combined Cycle | 167.9 | Electric Utility
4040 | Port Washington Generating Station | 1CT2 | Natural Gas Fired Combined Cycle | 167.9 | Electric Utility
4040 | Port Washington Generating Station | 2CT1 | Natural Gas Fired Combined Cycle | 167.9 | Electric Utility
4040 | Port Washington Generating Station | 2CT2 | Natural Gas Fired Combined Cycle | 167.9 | Electric Utility
4040 | Port Washington Generating Station | ST1 | Natural Gas Fired Combined Cycle | 268.6 | Electric Utility
4040 | Port Washington Generating Station | ST2 | Natural Gas Fired Combined Cycle | 268.6 | Electric Utility
4041 | South Oak Creek | 5 | Conventional Steam Coal | 299.2 | Electric Utility
4041 | South Oak Creek | 6 | Conventional Steam Coal | 299.2 | Electric Utility
4041 | South Oak Creek | 7 | Conventional Steam Coal | 317.6 | Electric Utility
4041 | South Oak Creek | 8 | Conventional Steam Coal | 324 | Electric Utility
4042 | Valley (WI) | 1 | Natural Gas Steam Turbine | 136 | Electric Utility
4042 | Valley (WI) | 2 | Conventional Steam Coal | 136 | Electric Utility
4042 | Valley (WI) | 3 | Petroleum Liquids | 2.7 | Electric Utility
4043 | Appleton | 4 | Conventional Hydroelectric | 1.2 | Electric Utility
4043 | Appleton | 5 | Conventional Hydroelectric | 0.5 | Electric Utility
4043 | Appleton | 6 | Conventional Hydroelectric | 0.5 | Electric Utility
4044 | Oconto Falls Upper | 1 | Conventional Hydroelectric | 0.4 | IPP Non-CHP
4044 | Oconto Falls Upper | 2 | Conventional Hydroelectric | 0.4 | IPP Non-CHP
4044 | Oconto Falls Upper | 3 | Conventional Hydroelectric | 0.3 | IPP Non-CHP
4045 | Pine | 1 | Conventional Hydroelectric | 1.8 | Electric Utility
4045 | Pine | 2 | Conventional Hydroelectric | 1.8 | Electric Utility
4046 | Point Beach Nuclear Plant | 1 | Nuclear | 643 | IPP Non-CHP
4046 | Point Beach Nuclear Plant | 2 | Nuclear | 643 | IPP Non-CHP
4046 | Point Beach Nuclear Plant | 5 | Petroleum Liquids | 25 | IPP Non-CHP
4050 | Edgewater | 4 | Conventional Steam Coal | 351 | Electric Utility
4050 | Edgewater | 5 | Conventional Steam Coal | 413.7 | Electric Utility
4053 | Kilbourn | 2 | Conventional Hydroelectric | 2.5 | Electric Utility
4053 | Kilbourn | HC1 | Conventional Hydroelectric | 2.2 | Electric Utility
4053 | Kilbourn | HC5 | Conventional Hydroelectric | 2.5 | Electric Utility
4053 | Kilbourn | HC6 | Conventional Hydroelectric | 2.5 | Electric Utility
4056 | Prairie Du Sac | 1 | Conventional Hydroelectric | 3.5 | Electric Utility
4056 | Prairie Du Sac | 2 | Conventional Hydroelectric | 4.3 | Electric Utility
4056 | Prairie Du Sac | 3 | Conventional Hydroelectric | 4.8 | Electric Utility
4056 | Prairie Du Sac | 4 | Conventional Hydroelectric | 4.8 | Electric Utility
4056 | Prairie Du Sac | 5 | Conventional Hydroelectric | 3.5 | Electric Utility
4056 | Prairie Du Sac | 6 | Conventional Hydroelectric | 3.5 | Electric Utility
4056 | Prairie Du Sac | 7 | Conventional Hydroelectric | 3.5 | Electric Utility
4056 | Prairie Du Sac | 8 | Conventional Hydroelectric | 3.5 | Electric Utility
4057 | Rock River | 3 | Natural Gas Fired Combustion Turbine | 37.5 | Electric Utility
4057 | Rock River | 4 | Natural Gas Fired Combustion Turbine | 18 | Electric Utility
4057 | Rock River | 5 | Natural Gas Fired Combustion Turbine | 56.7 | Electric Utility
4057 | Rock River | 6 | Natural Gas Fired Combustion Turbine | 56.7 | Electric Utility
4059 | Sheepskin | 1 | Natural Gas Fired Combustion Turbine | 41.7 | Electric Utility
4060 | Alexander | 1 | Conventional Hydroelectric | 1.4 | Electric Utility
4060 | Alexander | 2 | Conventional Hydroelectric | 1.4 | Electric Utility
4060 | Alexander | 3 | Conventional Hydroelectric | 1.4 | Electric Utility
4061 | Caldron Falls | 1 | Conventional Hydroelectric | 3.2 | Electric Utility
4061 | Caldron Falls | 2 | Conventional Hydroelectric | 3.2 | Electric Utility
4063 | Grandfather Falls | 1 | Conventional Hydroelectric | 11 | Electric Utility
4063 | Grandfather Falls | 2 | Conventional Hydroelectric | 6.2 | Electric Utility
4064 | Hat Rapids | 1 | Conventional Hydroelectric | 0.8 | Electric Utility
4064 | Hat Rapids | 2A | Conventional Hydroelectric | 0.5 | Electric Utility
4064 | Hat Rapids | 3A | Conventional Hydroelectric | 0.4 | Electric Utility
4065 | High Falls (WI) | 1 | Conventional Hydroelectric | 1.4 | Electric Utility
4065 | High Falls (WI) | 2 | Conventional Hydroelectric | 1.4 | Electric Utility
4065 | High Falls (WI) | 3 | Conventional Hydroelectric | 1.4 | Electric Utility
4065 | High Falls (WI) | 4 | Conventional Hydroelectric | 1.4 | Electric Utility
4065 | High Falls (WI) | 5 | Conventional Hydroelectric | 1.4 | Electric Utility
4067 | Johnson Falls | 1 | Conventional Hydroelectric | 1.7 | Electric Utility
4067 | Johnson Falls | 2 | Conventional Hydroelectric | 1.7 | Electric Utility
4068 | Merrill | 1 | Conventional Hydroelectric | 0.4 | Electric Utility
4068 | Merrill | 2 | Conventional Hydroelectric | 0.4 | Electric Utility
4068 | Merrill | 3 | Conventional Hydroelectric | 1.5 | Electric Utility
4071 | Potato Rapids | 1 | Conventional Hydroelectric | 0.5 | Electric Utility
4071 | Potato Rapids | 2 | Conventional Hydroelectric | 0.4 | Electric Utility
4071 | Potato Rapids | 3 | Conventional Hydroelectric | 0.4 | Electric Utility
4072 | Pulliam | 31 | Natural Gas Fired Combustion Turbine | 91 | Electric Utility
4072 | Pulliam | 7 | Conventional Steam Coal | 81.6 | Electric Utility
4072 | Pulliam | 8 | Conventional Steam Coal | 149.6 | Electric Utility
4074 | Sandstone Rapids | 1 | Conventional Hydroelectric | 1.9 | Electric Utility
4074 | Sandstone Rapids | 2 | Conventional Hydroelectric | 1.9 | Electric Utility
4075 | Tomahawk | 1 | Conventional Hydroelectric | 1.3 | Electric Utility
4075 | Tomahawk | 2 | Conventional Hydroelectric | 1.3 | Electric Utility
4076 | West Marinette | 31 | Natural Gas Fired Combustion Turbine | 41.8 | Electric Utility
4076 | West Marinette | 32 | Natural Gas Fired Combustion Turbine | 41.8 | Electric Utility
4076 | West Marinette | 33 | Natural Gas Fired Combustion Turbine | 103.5 | Electric Utility
4077 | Wausau | 1 | Conventional Hydroelectric | 1.8 | Electric Utility
4077 | Wausau | 2 | Conventional Hydroelectric | 1.8 | Electric Utility
4077 | Wausau | 3 | Conventional Hydroelectric | 1.8 | Electric Utility
4078 | Weston | 2 | Conventional Steam Coal | 81.6 | Electric Utility
4078 | Weston | 3 | Conventional Steam Coal | 350.5 | Electric Utility
4078 | Weston | 31 | Natural Gas Fired Combustion Turbine | 19.6 | Electric Utility
4078 | Weston | 32 | Natural Gas Fired Combustion Turbine | 56.7 | Electric Utility
4078 | Weston | 4 | Conventional Steam Coal | 595 | Electric Utility
4079 | Castle Rock | 1 | Conventional Hydroelectric | 3 | Electric Utility
4079 | Castle Rock | 2 | Conventional Hydroelectric | 3 | Electric Utility
4079 | Castle Rock | 3 | Conventional Hydroelectric | 3 | Electric Utility
4079 | Castle Rock | 4 | Conventional Hydroelectric | 3 | Electric Utility
4079 | Castle Rock | 5 | Conventional Hydroelectric | 3 | Electric Utility
4080 | Petenwell | 1 | Conventional Hydroelectric | 5 | Electric Utility
4080 | Petenwell | 2 | Conventional Hydroelectric | 5 | Electric Utility
4080 | Petenwell | 3 | Conventional Hydroelectric | 5 | Electric Utility
4080 | Petenwell | 4 | Conventional Hydroelectric | 5 | Electric Utility
4100 | Arcadia Electric | 1 | Petroleum Liquids | 1.3 | Electric Utility
4100 | Arcadia Electric | 10 | Petroleum Liquids | 2 | Electric Utility
4100 | Arcadia Electric | 2 | Petroleum Liquids | 1 | Electric Utility
4100 | Arcadia Electric | 3 | Petroleum Liquids | 0.4 | Electric Utility
4100 | Arcadia Electric | 4 | Petroleum Liquids | 0.2 | Electric Utility
4100 | Arcadia Electric | 5 | Natural Gas Internal Combustion Engine | 3 | Electric Utility
4100 | Arcadia Electric | 6 | Natural Gas Internal Combustion Engine | 3 | Electric Utility
4100 | Arcadia Electric | 7 | Petroleum Liquids | 2 | Electric Utility
4100 | Arcadia Electric | 8 | Petroleum Liquids | 2 | Electric Utility
4100 | Arcadia Electric | 9 | Petroleum Liquids | 2 | Electric Utility
4102 | Barron | 1A | Petroleum Liquids | 1.1 | Electric Utility
4102 | Barron | 2A | Petroleum Liquids | 1.1 | Electric Utility
4102 | Barron | 3A | Petroleum Liquids | 1.1 | Electric Utility
4102 | Barron | 4 | Petroleum Liquids | 1.1 | Electric Utility
4102 | Barron | 7 | Petroleum Liquids | 0.8 | Electric Utility
4102 | Barron | 8 | Petroleum Liquids | 1.3 | Electric Utility
4102 | Barron | 9 | Petroleum Liquids | 2 | Electric Utility
4102 | Barron | H2 | Conventional Hydroelectric | 0.1 | Electric Utility
4107 | Cashton | 3 | Petroleum Liquids | 0.4 | Electric Utility
4107 | Cashton | 5 | Natural Gas Internal Combustion Engine | 1.1 | Electric Utility
4107 | Cashton | 6 | Petroleum Liquids | 2 | Electric Utility
4112 | Cumberland (WI) | 1 | Petroleum Liquids | 0.7 | Electric Utility
4112 | Cumberland (WI) | 2 | Petroleum Liquids | 0.3 | Electric Utility
4112 | Cumberland (WI) | 3 | Petroleum Liquids | 0.3 | Electric Utility
4112 | Cumberland (WI) | 4 | Petroleum Liquids | 1.3 | Electric Utility
4112 | Cumberland (WI) | 5 | Natural Gas Internal Combustion Engine | 2 | Electric Utility
4112 | Cumberland (WI) | 6 | Petroleum Liquids | 7.2 | Electric Utility
4112 | Cumberland (WI) | 7 | Natural Gas Internal Combustion Engine | 6.6 | Electric Utility
4112 | Cumberland (WI) | 8 | Natural Gas Internal Combustion Engine | 3.5 | Electric Utility
4113 | Elroy | 1A | Petroleum Liquids | 2.3 | Electric Utility
4113 | Elroy | 2A | Petroleum Liquids | 2.3 | Electric Utility
4113 | Elroy | 5 | Petroleum Liquids | 2 | Electric Utility
4114 | Fennimore | 4 | Petroleum Liquids | 1.1 | Electric Utility
4114 | Fennimore | 5 | Petroleum Liquids | 0.9 | Electric Utility
4114 | Fennimore | 6 | Petroleum Liquids | 1.8 | Electric Utility
4114 | Fennimore | 7 | Petroleum Liquids | 1.8 | Electric Utility
4114 | Fennimore | 8 | Petroleum Liquids | 1.8 | Electric Utility
4118 | Kaukauna Gas Turbine | GT1 | Natural Gas Fired Combustion Turbine | 18 | Electric Utility
4119 | Little Chute | 1 | Conventional Hydroelectric | 1.1 | Electric Utility
4119 | Little Chute | 2 | Conventional Hydroelectric | 1.1 | Electric Utility
4119 | Little Chute | 3 | Conventional Hydroelectric | 1.1 | Electric Utility
4120 | New Badger | 3 | Conventional Hydroelectric | 4.1 | Electric Utility
4120 | New Badger | 4 | Conventional Hydroelectric | 4.1 | Electric Utility
4122 | Rapide Croche | 1 | Conventional Hydroelectric | 0.6 | Electric Utility
4122 | Rapide Croche | 2 | Conventional Hydroelectric | 0.6 | Electric Utility
4122 | Rapide Croche | 3 | Conventional Hydroelectric | 0.6 | Electric Utility
4122 | Rapide Croche | 4 | Conventional Hydroelectric | 0.6 | Electric Utility
4124 | La Farge | 2A | Petroleum Liquids | 1.5 | Electric Utility
4125 | Manitowoc | 5 | Wood/Wood Waste Biomass | 22 | Electric Utility
4125 | Manitowoc | 6 | Wood/Wood Waste Biomass | 32 | Electric Utility
4125 | Manitowoc | 9 | Petroleum Coke | 63.4 | Electric Utility
4125 | Manitowoc | IC2 | Natural Gas Internal Combustion Engine | 5.5 | Electric Utility
4130 | New Lisbon | 2 | Petroleum Liquids | 1.3 | Electric Utility
4130 | New Lisbon | 5 | Petroleum Liquids | 2.4 | Electric Utility
4130 | New Lisbon | 6 | Petroleum Liquids | 2.3 | Electric Utility
4130 | New Lisbon | 7 | Petroleum Liquids | 2.3 | Electric Utility
4139 | Viola | 3 | Petroleum Liquids | 1.8 | Electric Utility
4142 | Flambeau Hydroelectric Station | 1 | Conventional Hydroelectric | 7.9 | Electric Utility
4142 | Flambeau Hydroelectric Station | 2 | Conventional Hydroelectric | 6.2 | Electric Utility
4142 | Flambeau Hydroelectric Station | 3 | Conventional Hydroelectric | 7.9 | Electric Utility
4143 | Genoa | ST3 | Conventional Steam Coal | 345.6 | Electric Utility
4147 | Stiles | 1 | Conventional Hydroelectric | 0.5 | Electric Utility
4147 | Stiles | 2 | Conventional Hydroelectric | 0.5 | Electric Utility
4148 | Washington Island | 2 | Petroleum Liquids | 0.1 | Electric Utility
4148 | Washington Island | 3 | Petroleum Liquids | 0.1 | Electric Utility
4148 | Washington Island | 4 | Petroleum Liquids | 0.2 | Electric Utility
4148 | Washington Island | 5 | Petroleum Liquids | 0.5 | Electric Utility
4148 | Washington Island | 6 | Petroleum Liquids | 0.9 | Electric Utility
4148 | Washington Island | 7 | Petroleum Liquids | 1.6 | Electric Utility
4148 | Washington Island | 8 | Petroleum Liquids | 1.6 | Electric Utility
4158 | Dave Johnston | 1 | Conventional Steam Coal | 133.6 | Electric Utility
4158 | Dave Johnston | 2 | Conventional Steam Coal | 133.6 | Electric Utility
4158 | Dave Johnston | 3 | Conventional Steam Coal | 255 | Electric Utility
4158 | Dave Johnston | 4 | Conventional Steam Coal | 400 | Electric Utility
4162 | Naughton | 1 | Conventional Steam Coal | 192 | Electric Utility
4162 | Naughton | 2 | Conventional Steam Coal | 256 | Electric Utility
4162 | Naughton | 3 | Conventional Steam Coal | 384 | Electric Utility
4176 | Fremont Canyon | 1 | Conventional Hydroelectric | 33.4 | Electric Utility
4176 | Fremont Canyon | 2 | Conventional Hydroelectric | 33.4 | Electric Utility
4177 | Glendo | 1 | Conventional Hydroelectric | 19 | Electric Utility
4177 | Glendo | 2 | Conventional Hydroelectric | 19 | Electric Utility
4178 | Guernsey | 1 | Conventional Hydroelectric | 3.2 | Electric Utility
4178 | Guernsey | 2 | Conventional Hydroelectric | 3.2 | Electric Utility
4180 | Kortes | 1 | Conventional Hydroelectric | 12 | Electric Utility
4180 | Kortes | 2 | Conventional Hydroelectric | 12 | Electric Utility
4180 | Kortes | 3 | Conventional Hydroelectric | 12 | Electric Utility
4182 | Seminoe | 1 | Conventional Hydroelectric | 17.2 | Electric Utility
4182 | Seminoe | 2 | Conventional Hydroelectric | 17.2 | Electric Utility
4182 | Seminoe | 3 | Conventional Hydroelectric | 17.2 | Electric Utility
4183 | Shoshone (WY) | 1 | Conventional Hydroelectric | 3 | Electric Utility
4185 | Fontenelle | 1 | Conventional Hydroelectric | 10 | Electric Utility
4195 | Powerlane Plant | EP | Natural Gas Internal Combustion Engine | 8.4 | Electric Utility
4195 | Powerlane Plant | EP2 | Natural Gas Internal Combustion Engine | 8.4 | Electric Utility
4195 | Powerlane Plant | EP3 | Natural Gas Internal Combustion Engine | 8.4 | Electric Utility
4195 | Powerlane Plant | ST1 | Natural Gas Steam Turbine | 16.5 | Electric Utility
4195 | Powerlane Plant | ST2 | Natural Gas Steam Turbine | 25 | Electric Utility
4195 | Powerlane Plant | ST3 | Natural Gas Steam Turbine | 43.2 | Electric Utility
4201 | Combined Locks | HC1 | Conventional Hydroelectric | 3.1 | Electric Utility
4201 | Combined Locks | HC2 | Conventional Hydroelectric | 3.1 | Electric Utility
4204 | Island Park | HY1 | Conventional Hydroelectric | 2.4 | Electric Utility
4204 | Island Park | HY2 | Conventional Hydroelectric | 2.4 | Electric Utility
4213 | PHP 1 | 1 | Conventional Hydroelectric | 23.7 | Electric Utility
4214 | PHP 2 | 2 | Conventional Hydroelectric | 11.8 | Electric Utility
4251 | Logan City | 1 | Natural Gas Fired Combustion Turbine | 5.3 | Electric Utility
4251 | Logan City | 2 | Natural Gas Fired Combustion Turbine | 5.3 | Electric Utility
4251 | Logan City | 3 | Natural Gas Fired Combustion Turbine | 5.3 | Electric Utility
4256 | Walnut | 1 | Natural Gas Fired Combustion Turbine | 24.9 | Electric Utility
4256 | Walnut | 2 | Natural Gas Fired Combustion Turbine | 24.9 | Electric Utility
4257 | Easton 2 | 201 | Petroleum Liquids | 1.5 | Electric Utility
4257 | Easton 2 | 202 | Petroleum Liquids | 1.5 | Electric Utility
4257 | Easton 2 | 203 | Petroleum Liquids | 5.4 | Electric Utility
4257 | Easton 2 | 204 | Petroleum Liquids | 5.4 | Electric Utility
4257 | Easton 2 | 21 | Petroleum Liquids | 6.2 | Electric Utility
4257 | Easton 2 | 22 | Petroleum Liquids | 6.2 | Electric Utility
4257 | Easton 2 | 23 | Petroleum Liquids | 6.3 | Electric Utility
4257 | Easton 2 | 24 | Petroleum Liquids | 6.3 | Electric Utility
4258 | Greenup Hydro | 1 | Conventional Hydroelectric | 23.4 | Electric Utility
4258 | Greenup Hydro | 2 | Conventional Hydroelectric | 23.4 | Electric Utility
4258 | Greenup Hydro | 3 | Conventional Hydroelectric | 23.4 | Electric Utility
4259 | Endicott Station | 1 | Conventional Steam Coal | 55 | Electric Utility
4263 | Echo Dam | 3 | Conventional Hydroelectric | 1 | Electric Utility
4263 | Echo Dam | NA1 | Conventional Hydroelectric | 1.7 | Electric Utility
4263 | Echo Dam | NA2 | Conventional Hydroelectric | 1.7 | Electric Utility
4266 | Spencer | 4 | Natural Gas Steam Turbine | 61.1 | Electric Utility
4266 | Spencer | 5 | Natural Gas Steam Turbine | 65.4 | Electric Utility
4270 | Waterford 3 | 3 | Nuclear | 1199.8 | Electric Utility
4271 | John P Madgett | 1 | Conventional Steam Coal | 387 | Electric Utility
4937 | Thomas C Ferguson | CT-1 | Natural Gas Fired Combined Cycle | 185.3 | Electric Utility
4937 | Thomas C Ferguson | CT-2 | Natural Gas Fired Combined Cycle | 185.3 | Electric Utility
4937 | Thomas C Ferguson | STG | Natural Gas Fired Combined Cycle | 195 | Electric Utility
4939 | Barney M Davis | 1 | Natural Gas Steam Turbine | 352 | IPP Non-CHP
4939 | Barney M Davis | 2 | Natural Gas Fired Combined Cycle | 351 | IPP Non-CHP
4939 | Barney M Davis | 3 | Natural Gas Fired Combined Cycle | 189.6 | IPP Non-CHP
4939 | Barney M Davis | 4 | Natural Gas Fired Combined Cycle | 189.6 | IPP Non-CHP
4940 | Riverside (OK) | 1 | Natural Gas Steam Turbine | 473 | Electric Utility
4940 | Riverside (OK) | 2 | Natural Gas Steam Turbine | 473 | Electric Utility
4940 | Riverside (OK) | 3 | Natural Gas Fired Combustion Turbine | 86.5 | Electric Utility
4940 | Riverside (OK) | 4 | Natural Gas Fired Combustion Turbine | 86.5 | Electric Utility
4940 | Riverside (OK) | IC1 | Petroleum Liquids | 2.7 | Electric Utility
4941 | Navajo | NAV1 | Conventional Steam Coal | 803.1 | Electric Utility
4941 | Navajo | NAV2 | Conventional Steam Coal | 803.1 | Electric Utility
4941 | Navajo | NAV3 | Conventional Steam Coal | 803.1 | Electric Utility
5083 | Cumberland (NJ) | CUMB | Natural Gas Fired Combustion Turbine | 99.4 | IPP Non-CHP
5083 | Cumberland (NJ) | CUMB2 | Natural Gas Fired Combustion Turbine | 131.8 | IPP Non-CHP
6000 | Donald C Cook | 1 | Nuclear | 1152 | Electric Utility
6000 | Donald C Cook | 2 | Nuclear | 1133.3 | Electric Utility
6001 | Joseph M Farley | 1 | Nuclear | 888.2 | Electric Utility
6001 | Joseph M Farley | 2 | Nuclear | 888.2 | Electric Utility
6002 | James H Miller Jr | 1 | Conventional Steam Coal | 705.5 | Electric Utility
6002 | James H Miller Jr | 2 | Conventional Steam Coal | 705.5 | Electric Utility
6002 | James H Miller Jr | 3 | Conventional Steam Coal | 705.5 | Electric Utility
6002 | James H Miller Jr | 4 | Conventional Steam Coal | 705.5 | Electric Utility
6004 | FirstEnergy Pleasants Power Station | 1 | Conventional Steam Coal | 684 | IPP Non-CHP
6004 | FirstEnergy Pleasants Power Station | 2 | Conventional Steam Coal | 684 | IPP Non-CHP
6006 | Racine | 1 | Conventional Hydroelectric | 23.7 | IPP Non-CHP
6006 | Racine | 2 | Conventional Hydroelectric | 23.7 | IPP Non-CHP
6008 | Palo Verde | 1 | Nuclear | 1403.2 | Electric Utility
6008 | Palo Verde | 2 | Nuclear | 1403.2 | Electric Utility
6008 | Palo Verde | 3 | Nuclear | 1403.2 | Electric Utility
6009 | White Bluff | 1 | Conventional Steam Coal | 900 | Electric Utility
6009 | White Bluff | 2 | Conventional Steam Coal | 900 | Electric Utility
6011 | Calvert Cliffs Nuclear Power Plant | 1 | Nuclear | 918 | IPP Non-CHP
6011 | Calvert Cliffs Nuclear Power Plant | 2 | Nuclear | 910.7 | IPP Non-CHP
6012 | Sherman | GEN1 | Conventional Hydroelectric | 7.2 | IPP Non-CHP
6013 | Olive | O1 | Natural Gas Steam Turbine | 50 | Electric Utility
6013 | Olive | O2 | Natural Gas Steam Turbine | 59.7 | Electric Utility
6014 | Brunswick Nuclear | 1 | Nuclear | 1001.6 | Electric Utility
6014 | Brunswick Nuclear | 2 | Nuclear | 1001.6 | Electric Utility
6015 | Harris | 1 | Nuclear | 950.9 | Electric Utility
6016 | Duck Creek | 1 | Conventional Steam Coal | 441 | IPP Non-CHP
6017 | Newton | 1 | Conventional Steam Coal | 617.4 | IPP Non-CHP
6017 | Newton | 2 | Conventional Steam Coal | 617.4 | IPP Non-CHP
6018 | East Bend | 2 | Conventional Steam Coal | 772 | Electric Utility
6019 | W H Zimmer | ST1 | Conventional Steam Coal | 1425.6 | IPP Non-CHP
6020 | Perry | 1 | Nuclear | 1311.6 | IPP Non-CHP
6021 | Craig (CO) | 1 | Conventional Steam Coal | 446.4 | Electric Utility
6021 | Craig (CO) | 2 | Conventional Steam Coal | 446.4 | Electric Utility
6021 | Craig (CO) | 3 | Conventional Steam Coal | 534.8 | Electric Utility
6022 | Braidwood Generation Station | 1 | Nuclear | 1224.9 | IPP Non-CHP
6022 | Braidwood Generation Station | 2 | Nuclear | 1224.9 | IPP Non-CHP
6023 | Byron Generating Station | 1 | Nuclear | 1224.9 | IPP Non-CHP
6023 | Byron Generating Station | 2 | Nuclear | 1224.9 | IPP Non-CHP
6026 | LaSalle Generating Station | 1 | Nuclear | 1170 | IPP Non-CHP
6026 | LaSalle Generating Station | 2 | Nuclear | 1170 | IPP Non-CHP
6030 | Coal Creek | 1 | Conventional Steam Coal | 604.8 | Electric Utility
6030 | Coal Creek | 2 | Conventional Steam Coal | 604.8 | Electric Utility
6030 | Coal Creek | 3 | Petroleum Liquids | 2 | Electric Utility
6031 | Killen Station | 2 | Conventional Steam Coal | 660.6 | Electric Utility
6031 | Killen Station | GT1 | Petroleum Liquids | 28.7 | Electric Utility
6034 | Belle River | 12-1 | Natural Gas Fired Combustion Turbine | 85.3 | Electric Utility
6034 | Belle River | 12-2 | Natural Gas Fired Combustion Turbine | 85.3 | Electric Utility
6034 | Belle River | 13-1 | Natural Gas Fired Combustion Turbine | 85.3 | Electric Utility
6034 | Belle River | 3 | Petroleum Liquids | 2.7 | Electric Utility
6034 | Belle River | 4 | Petroleum Liquids | 2.7 | Electric Utility
6034 | Belle River | 5 | Petroleum Liquids | 2.7 | Electric Utility
6034 | Belle River | IC1 | Petroleum Liquids | 2.7 | Electric Utility
6034 | Belle River | IC2 | Petroleum Liquids | 2.7 | Electric Utility
6034 | Belle River | ST1 | Conventional Steam Coal | 697.5 | Electric Utility
6034 | Belle River | ST2 | Conventional Steam Coal | 697.5 | Electric Utility
6035 | Greenwood (MI) | 1 | Natural Gas Steam Turbine | 815.4 | Electric Utility
6035 | Greenwood (MI) | 11-1 | Natural Gas Fired Combustion Turbine | 85.3 | Electric Utility
6035 | Greenwood (MI) | 11-2 | Natural Gas Fired Combustion Turbine | 85.3 | Electric Utility
6035 | Greenwood (MI) | 11-3 | Natural Gas Fired Combustion Turbine | 85.3 | Electric Utility
6036 | Catawba | 1 | Nuclear | 1205.1 | Electric Utility
6036 | Catawba | 2 | Nuclear | 1205.1 | Electric Utility
6038 | McGuire | 1 | Nuclear | 1220.3 | Electric Utility
6038 | McGuire | 2 | Nuclear | 1220.3 | Electric Utility
6040 | Beaver Valley | 1 | Nuclear | 923.4 | IPP Non-CHP
6040 | Beaver Valley | 2 | Nuclear | 923.4 | IPP Non-CHP
6041 | H L Spurlock | 1 | Conventional Steam Coal | 357.6 | Electric Utility
6041 | H L Spurlock | 2 | Conventional Steam Coal | 592.1 | Electric Utility
6041 | H L Spurlock | 3 | Conventional Steam Coal | 329.4 | Electric Utility
6041 | H L Spurlock | 4 | Conventional Steam Coal | 329.4 | Electric Utility
6042 | Manatee | 1 | Petroleum Liquids | 863.3 | Electric Utility
6042 | Manatee | 2 | Petroleum Liquids | 863.3 | Electric Utility
6042 | Manatee | 3 | Natural Gas Fired Combined Cycle | 471.8 | Electric Utility
6042 | Manatee | A | Natural Gas Fired Combined Cycle | 188.2 | Electric Utility
6042 | Manatee | B | Natural Gas Fired Combined Cycle | 188.2 | Electric Utility
6042 | Manatee | C | Natural Gas Fired Combined Cycle | 188.2 | Electric Utility
6042 | Manatee | D | Natural Gas Fired Combined Cycle | 188.2 | Electric Utility
6043 | Martin | 1 | Petroleum Liquids | 934.5 | Electric Utility
6043 | Martin | 2 | Petroleum Liquids | 934.5 | Electric Utility
6043 | Martin | 3GT1 | Natural Gas Fired Combined Cycle | 204 | Electric Utility
6043 | Martin | 3GT2 | Natural Gas Fired Combined Cycle | 204 | Electric Utility
6043 | Martin | 3ST | Natural Gas Fired Combined Cycle | 204 | Electric Utility
6043 | Martin | 4GT1 | Natural Gas Fired Combined Cycle | 204 | Electric Utility
6043 | Martin | 4GT2 | Natural Gas Fired Combined Cycle | 204 | Electric Utility
6043 | Martin | 4ST | Natural Gas Fired Combined Cycle | 204 | Electric Utility
6043 | Martin | 8 | Natural Gas Fired Combined Cycle | 471.7 | Electric Utility
6043 | Martin | 8A | Natural Gas Fired Combined Cycle | 188.2 | Electric Utility
6043 | Martin | 8B | Natural Gas Fired Combined Cycle | 188.2 | Electric Utility
6043 | Martin | 8C | Natural Gas Fired Combined Cycle | 188.2 | Electric Utility
6043 | Martin | 8D | Natural Gas Fired Combined Cycle | 188.2 | Electric Utility
6045 | St Lucie | 1 | Nuclear | 1080 | Electric Utility
6045 | St Lucie | 2 | Nuclear | 1080 | Electric Utility
6046 | DeBary | 10 | Petroleum Liquids | 105.3 | Electric Utility
6046 | DeBary | 2 | Petroleum Liquids | 66.8 | Electric Utility
6046 | DeBary | 3 | Petroleum Liquids | 66.8 | Electric Utility
6046 | DeBary | 4 | Petroleum Liquids | 66.8 | Electric Utility
6046 | DeBary | 5 | Petroleum Liquids | 66.8 | Electric Utility
6046 | DeBary | 6 | Petroleum Liquids | 66.8 | Electric Utility
6046 | DeBary | 7 | Natural Gas Fired Combustion Turbine | 105.3 | Electric Utility
6046 | DeBary | 8 | Natural Gas Fired Combustion Turbine | 105.3 | Electric Utility
6046 | DeBary | 9 | Natural Gas Fired Combustion Turbine | 105.3 | Electric Utility
6046 | DeBary | P1 | Petroleum Liquids | 66.8 | Electric Utility
6047 | Deerfield 2 | GEN1 | Conventional Hydroelectric | 1.6 | IPP Non-CHP
6047 | Deerfield 2 | GEN2 | Conventional Hydroelectric | 1.6 | IPP Non-CHP
6047 | Deerfield 2 | GEN3 | Conventional Hydroelectric | 1.6 | IPP Non-CHP
6049 | West Tisbury Generating Facility | UN1 | Petroleum Liquids | 2.7 | IPP Non-CHP
6049 | West Tisbury Generating Facility | UN2 | Petroleum Liquids | 2.7 | IPP Non-CHP
6051 | Edwin I Hatch | 1 | Nuclear | 857.1 | Electric Utility
6051 | Edwin I Hatch | 2 | Nuclear | 864.7 | Electric Utility
6052 | Wansley | 1 | Conventional Steam Coal | 952 | Electric Utility
6052 | Wansley | 2 | Conventional Steam Coal | 952 | Electric Utility
6052 | Wansley | 5A | Petroleum Liquids | 52.8 | Electric Utility
6055 | Big Cajun 2 | 1 | Conventional Steam Coal | 657.9 | IPP Non-CHP
6055 | Big Cajun 2 | 2 | Natural Gas Steam Turbine | 626 | IPP Non-CHP
6055 | Big Cajun 2 | 3 | Conventional Steam Coal | 619 | IPP Non-CHP
6056 | Kahului | 1 | Petroleum Liquids | 5 | Electric Utility
6056 | Kahului | 2 | Petroleum Liquids | 5 | Electric Utility
6056 | Kahului | 3 | Petroleum Liquids | 11.5 | Electric Utility
6056 | Kahului | 4 | Petroleum Liquids | 12.5 | Electric Utility
6058 | Cascade Creek | 1 | Natural Gas Fired Combustion Turbine | 35 | Electric Utility
6058 | Cascade Creek | 2 | Natural Gas Fired Combustion Turbine | 49.9 | Electric Utility
6060 | Coachella | 1 | Natural Gas Fired Combustion Turbine | 23.1 | Electric Utility
6060 | Coachella | 2 | Natural Gas Fired Combustion Turbine | 23.1 | Electric Utility
6060 | Coachella | 3 | Natural Gas Fired Combustion Turbine | 23.1 | Electric Utility
6060 | Coachella | 4 | Natural Gas Fired Combustion Turbine | 23.1 | Electric Utility
6061 | R D Morrow | 1 | Conventional Steam Coal | 200 | Electric Utility
6061 | R D Morrow | 2 | Conventional Steam Coal | 200 | Electric Utility
6063 | Electrifarm | 1 | Natural Gas Fired Combustion Turbine | 71.2 | Electric Utility
6063 | Electrifarm | 2 | Natural Gas Fired Combustion Turbine | 89 | Electric Utility
6063 | Electrifarm | 3 | Natural Gas Fired Combustion Turbine | 103.9 | Electric Utility
6064 | Nearman Creek | 1 | Conventional Steam Coal | 261 | Electric Utility
6064 | Nearman Creek | CT4 | Natural Gas Fired Combustion Turbine | 94 | Electric Utility
6065 | Iatan | 1 | Conventional Steam Coal | 726 | Electric Utility
6065 | Iatan | 2 | Conventional Steam Coal | 914 | Electric Utility
6068 | Jeffrey Energy Center | 1 | Conventional Steam Coal | 720 | Electric Utility
6068 | Jeffrey Energy Center | 2 | Conventional Steam Coal | 720 | Electric Utility
6068 | Jeffrey Energy Center | 3 | Conventional Steam Coal | 720 | Electric Utility
6071 | Trimble County | 1 | Conventional Steam Coal | 566.1 | Electric Utility
6071 | Trimble County | 10 | Natural Gas Fired Combustion Turbine | 199 | Electric Utility
6071 | Trimble County | 2 | Conventional Steam Coal | 834 | Electric Utility
6071 | Trimble County | 5 | Natural Gas Fired Combustion Turbine | 199 | Electric Utility
6071 | Trimble County | 6 | Natural Gas Fired Combustion Turbine | 199 | Electric Utility
6071 | Trimble County | 7 | Natural Gas Fired Combustion Turbine | 199 | Electric Utility
6071 | Trimble County | 8 | Natural Gas Fired Combustion Turbine | 199 | Electric Utility
6071 | Trimble County | 9 | Natural Gas Fired Combustion Turbine | 199 | Electric Utility
6072 | Grand Gulf | 1 | Nuclear | 1440 | Electric Utility
6073 | Victor J Daniel Jr | 1 | Conventional Steam Coal | 548.3 | Electric Utility
6073 | Victor J Daniel Jr | 2 | Conventional Steam Coal | 548.3 | Electric Utility
6073 | Victor J Daniel Jr | 3 | Natural Gas Fired Combined Cycle | 185.5 | Electric Utility
6073 | Victor J Daniel Jr | 3CT | Natural Gas Fired Combined Cycle | 185.5 | Electric Utility
6073 | Victor J Daniel Jr | 3ST | Natural Gas Fired Combined Cycle | 195.2 | Electric Utility
6073 | Victor J Daniel Jr | 4 | Natural Gas Fired Combined Cycle | 185.5 | Electric Utility
6073 | Victor J Daniel Jr | 4CT | Natural Gas Fired Combined Cycle | 185.5 | Electric Utility
6073 | Victor J Daniel Jr | 4ST | Natural Gas Fired Combined Cycle | 195.2 | Electric Utility
6074 | Greenwood (MO) | 1 | Natural Gas Fired Combustion Turbine | 61 | Electric Utility
6074 | Greenwood (MO) | 2 | Natural Gas Fired Combustion Turbine | 61 | Electric Utility
6074 | Greenwood (MO) | 3 | Natural Gas Fired Combustion Turbine | 61 | Electric Utility
6074 | Greenwood (MO) | 4 | Natural Gas Fired Combustion Turbine | 61 | Electric Utility
6076 | Colstrip | 1 | Conventional Steam Coal | 358 | IPP Non-CHP
6076 | Colstrip | 2 | Conventional Steam Coal | 358 | IPP Non-CHP
6076 | Colstrip | 3 | Conventional Steam Coal | 778 | IPP Non-CHP
6076 | Colstrip | 4 | Conventional Steam Coal | 778 | IPP Non-CHP
6077 | Gerald Gentleman | 1 | Conventional Steam Coal | 681.3 | Electric Utility
6077 | Gerald Gentleman | 2 | Conventional Steam Coal | 681.3 | Electric Utility
6081 | Stony Brook | 1 | Petroleum Liquids | 85 | Electric Utility
6081 | Stony Brook | 2 | Petroleum Liquids | 85 | Electric Utility
6081 | Stony Brook | BS#1 | Petroleum Liquids | 2 | Electric Utility
6081 | Stony Brook | BS#2 | Petroleum Liquids | 2 | Electric Utility
6081 | Stony Brook | CA1 | Petroleum Liquids | 105 | Electric Utility
6081 | Stony Brook | CT1 | Petroleum Liquids | 85 | Electric Utility
6081 | Stony Brook | CT2 | Petroleum Liquids | 85 | Electric Utility
6081 | Stony Brook | CT3 | Petroleum Liquids | 85 | Electric Utility
6081 | Stony Brook | EDSI | Petroleum Liquids | 0.6 | Electric Utility
6082 | Somerset Operating Co LLC | 1 | Conventional Steam Coal | 655.1 | IPP Non-CHP
6083 | Deerfield 3 | GEN1 | Conventional Hydroelectric | 1.6 | IPP Non-CHP
6083 | Deerfield 3 | GEN2 | Conventional Hydroelectric | 1.6 | IPP Non-CHP
6083 | Deerfield 3 | GEN3 | Conventional Hydroelectric | 1.6 | IPP Non-CHP
6085 | R M Schahfer | 14 | Conventional Steam Coal | 540 | Electric Utility
6085 | R M Schahfer | 15 | Conventional Steam Coal | 556.4 | Electric Utility
6085 | R M Schahfer | 16A | Natural Gas Fired Combustion Turbine | 129 | Electric Utility
6085 | R M Schahfer | 16B | Natural Gas Fired Combustion Turbine | 129 | Electric Utility
6085 | R M Schahfer | 17 | Conventional Steam Coal | 423.5 | Electric Utility
6085 | R M Schahfer | 18 | Conventional Steam Coal | 423.5 | Electric Utility
6086 | Cornell | 1 | Conventional Hydroelectric | 11.5 | Electric Utility
6086 | Cornell | 2 | Conventional Hydroelectric | 11.5 | Electric Utility
6086 | Cornell | 3 | Conventional Hydroelectric | 11.5 | Electric Utility
6086 | Cornell | 4 | Conventional Hydroelectric | 0.8 | Electric Utility
6087 | Wallace Dam | 1 | Hydroelectric Pumped Storage | 52.2 | Electric Utility
6087 | Wallace Dam | 2 | Hydroelectric Pumped Storage | 52.2 | Electric Utility
6087 | Wallace Dam | 3 | Conventional Hydroelectric | 56.2 | Electric Utility
6087 | Wallace Dam | 4 | Conventional Hydroelectric | 56.2 | Electric Utility
6087 | Wallace Dam | 5 | Hydroelectric Pumped Storage | 52.2 | Electric Utility
6087 | Wallace Dam | 6 | Hydroelectric Pumped Storage | 52.2 | Electric Utility
6088 | North Loop | 1 | Natural Gas Fired Combustion Turbine | 27 | Electric Utility
6088 | North Loop | 2 | Natural Gas Fired Combustion Turbine | 27 | Electric Utility
6088 | North Loop | 3 | Natural Gas Fired Combustion Turbine | 27 | Electric Utility
6088 | North Loop | 4 | Natural Gas Fired Combustion Turbine | 26.8 | Electric Utility
6089 | Lewis & Clark | 1 | Conventional Steam Coal | 50 | Electric Utility
6090 | Sherburne County | 1 | Conventional Steam Coal | 765.3 | Electric Utility
6090 | Sherburne County | 2 | Conventional Steam Coal | 765.3 | Electric Utility
6090 | Sherburne County | 3 | Conventional Steam Coal | 938.7 | Electric Utility
6092 | Spirit Mound | 1 | Petroleum Liquids | 67.5 | Electric Utility
6092 | Spirit Mound | 2 | Petroleum Liquids | 67.5 | Electric Utility
6094 | FirstEnergy Bruce Mansfield | 1 | Conventional Steam Coal | 913.7 | IPP Non-CHP
6094 | FirstEnergy Bruce Mansfield | 2 | Conventional Steam Coal | 913.7 | IPP Non-CHP
6094 | FirstEnergy Bruce Mansfield | 3 | Conventional Steam Coal | 913.7 | IPP Non-CHP
6095 | Sooner | 1 | Conventional Steam Coal | 569 | Electric Utility
6095 | Sooner | 2 | Conventional Steam Coal | 569 | Electric Utility
6096 | Nebraska City | 1 | Conventional Steam Coal | 651.6 | Electric Utility
6096 | Nebraska City | 2 | Conventional Steam Coal | 738 | Electric Utility
6098 | Big Stone | 1 | Conventional Steam Coal | 456 | Electric Utility
6098 | Big Stone | D1 | Petroleum Liquids | 1 | Electric Utility
6099 | Diablo Canyon | 1 | Nuclear | 1159 | Electric Utility
6099 | Diablo Canyon | 2 | Nuclear | 1164 | Electric Utility
6100 | Helms Pumped Storage | 1 | Hydroelectric Pumped Storage | 351 | Electric Utility
6100 | Helms Pumped Storage | 2 | Hydroelectric Pumped Storage | 351 | Electric Utility
6100 | Helms Pumped Storage | 3 | Hydroelectric Pumped Storage | 351 | Electric Utility
6101 | Wyodak | 1 | Conventional Steam Coal | 402.3 | Electric Utility
6103 | TalenEnergy Susquehanna | 1 | Nuclear | 1298 | IPP Non-CHP
6103 | TalenEnergy Susquehanna | 2 | Nuclear | 1298 | IPP Non-CHP
6105 | Limerick | 1 | Nuclear | 1138.5 | IPP Non-CHP
6105 | Limerick | 2 | Nuclear | 1138.5 | IPP Non-CHP
6106 | Boardman | 1 | Conventional Steam Coal | 642.2 | Electric Utility
6110 | James A Fitzpatrick | 1 | Nuclear | 882 | IPP Non-CHP
6112 | Fort St Vrain | 1 | Natural Gas Fired Combined Cycle | 342.6 | Electric Utility
6112 | Fort St Vrain | 2 | Natural Gas Fired Combined Cycle | 175.1 | Electric Utility
6112 | Fort St Vrain | 3 | Natural Gas Fired Combined Cycle | 175.1 | Electric Utility
6112 | Fort St Vrain | 4 | Natural Gas Fired Combined Cycle | 175.1 | Electric Utility
6112 | Fort St Vrain | 5 | Natural Gas Fired Combustion Turbine | 140.3 | Electric Utility
6112 | Fort St Vrain | 6 | Natural Gas Fired Combustion Turbine | 140.3 | Electric Utility
6113 | Gibson | 1 | Conventional Steam Coal | 667.9 | Electric Utility
6113 | Gibson | 2 | Conventional Steam Coal | 667.9 | Electric Utility
6113 | Gibson | 3 | Conventional Steam Coal | 667.9 | Electric Utility
6113 | Gibson | 4 | Conventional Steam Coal | 667.9 | Electric Utility
6113 | Gibson | 5 | Conventional Steam Coal | 667.9 | Electric Utility
6115 | Seabrook | 1 | Nuclear | 1242 | IPP Non-CHP
6118 | PSEG Hope Creek Generating Station | 1 | Nuclear | 1290.7 | IPP Non-CHP
6119 | Deerfield 4 | GEN1 | Conventional Hydroelectric | 1.6 | IPP Non-CHP
6119 | Deerfield 4 | GEN2 | Conventional Hydroelectric | 1.6 | IPP Non-CHP
6119 | Deerfield 4 | GEN3 | Conventional Hydroelectric | 1.6 | IPP Non-CHP
6120 | Whitehorn | 2 | Natural Gas Fired Combustion Turbine | 84.6 | Electric Utility
6120 | Whitehorn | 3 | Natural Gas Fired Combustion Turbine | 84.6 | Electric Utility
6122 | R E Ginna Nuclear Power Plant | 1 | Nuclear | 614 | IPP Non-CHP
6124 | McIntosh | 1 | Conventional Steam Coal | 177.6 | Electric Utility
6124 | McIntosh | CT1 | Natural Gas Fired Combustion Turbine | 101.3 | Electric Utility
6124 | McIntosh | CT2 | Natural Gas Fired Combustion Turbine | 101.3 | Electric Utility
6124 | McIntosh | CT3 | Natural Gas Fired Combustion Turbine | 101.3 | Electric Utility
6124 | McIntosh | CT4 | Natural Gas Fired Combustion Turbine | 101.3 | Electric Utility
6124 | McIntosh | CT5 | Natural Gas Fired Combustion Turbine | 101.3 | Electric Utility
6124 | McIntosh | CT6 | Natural Gas Fired Combustion Turbine | 101.3 | Electric Utility
6124 | McIntosh | CT7 | Natural Gas Fired Combustion Turbine | 101.3 | Electric Utility
6124 | McIntosh | CT8 | Natural Gas Fired Combustion Turbine | 101.3 | Electric Utility
6125 | Shrewsbury | 1 | Petroleum Liquids | 2.8 | Electric Utility
6125 | Shrewsbury | 2 | Petroleum Liquids | 2.8 | Electric Utility
6125 | Shrewsbury | 3 | Petroleum Liquids | 2.8 | Electric Utility
6125 | Shrewsbury | 4 | Petroleum Liquids | 2.8 | Electric Utility
6125 | Shrewsbury | 5 | Petroleum Liquids | 2.8 | Electric Utility
6126 | Fairfield Pumped Storage | 1 | Hydroelectric Pumped Storage | 63.9 | Electric Utility
6126 | Fairfield Pumped Storage | 2 | Hydroelectric Pumped Storage | 63.9 | Electric Utility
6126 | Fairfield Pumped Storage | 3 | Hydroelectric Pumped Storage | 63.9 | Electric Utility
6126 | Fairfield Pumped Storage | 4 | Hydroelectric Pumped Storage | 63.9 | Electric Utility
6126 | Fairfield Pumped Storage | 5 | Hydroelectric Pumped Storage | 63.9 | Electric Utility
6126 | Fairfield Pumped Storage | 6 | Hydroelectric Pumped Storage | 63.9 | Electric Utility
6126 | Fairfield Pumped Storage | 7 | Hydroelectric Pumped Storage | 63.9 | Electric Utility
6126 | Fairfield Pumped Storage | 8 | Hydroelectric Pumped Storage | 63.9 | Electric Utility
6127 | V C Summer | 1 | Nuclear | 1029.6 | Electric Utility
6128 | Amistad Dam & Power | 1 | Conventional Hydroelectric | 33 | Electric Utility
6128 | Amistad Dam & Power | 2 | Conventional Hydroelectric | 33 | Electric Utility
6130 | Carters | 1 | Conventional Hydroelectric | 125 | Electric Utility
6130 | Carters | 2 | Conventional Hydroelectric | 125 | Electric Utility
6130 | Carters | 3 | Hydroelectric Pumped Storage | 125 | Electric Utility
6130 | Carters | 4 | Hydroelectric Pumped Storage | 125 | Electric Utility
6131 | Jones Bluff | 1 | Conventional Hydroelectric | 20.5 | Electric Utility
6131 | Jones Bluff | 2 | Conventional Hydroelectric | 20.5 | Electric Utility
6131 | Jones Bluff | 3 | Conventional Hydroelectric | 20.5 | Electric Utility
6131 | Jones Bluff | 4 | Conventional Hydroelectric | 20.5 | Electric Utility
6132 | Richard B Russell | 1 | Conventional Hydroelectric | 75 | Electric Utility
6132 | Richard B Russell | 2 | Conventional Hydroelectric | 75 | Electric Utility
6132 | Richard B Russell | 3 | Conventional Hydroelectric | 75 | Electric Utility
6132 | Richard B Russell | 4 | Conventional Hydroelectric | 75 | Electric Utility
6132 | Richard B Russell | 5 | Hydroelectric Pumped Storage | 82 | Electric Utility
6132 | Richard B Russell | 6 | Hydroelectric Pumped Storage | 82 | Electric Utility
6132 | Richard B Russell | 7 | Hydroelectric Pumped Storage | 82 | Electric Utility
6132 | Richard B Russell | 8 | Hydroelectric Pumped Storage | 82 | Electric Utility
6133 | West Point (GA) | 1 | Conventional Hydroelectric | 3.3 | Electric Utility
6133 | West Point (GA) | 2 | Conventional Hydroelectric | 35 | Electric Utility
6133 | West Point (GA) | 3 | Conventional Hydroelectric | 35 | Electric Utility
6136 | Gibbons Creek | 1 | Conventional Steam Coal | 453.5 | Electric Utility
6137 | A B Brown | 1 | Conventional Steam Coal | 265.2 | Electric Utility
6137 | A B Brown | 2 | Conventional Steam Coal | 265.2 | Electric Utility
6137 | A B Brown | 4 | Natural Gas Fired Combustion Turbine | 88.2 | Electric Utility
6137 | A B Brown | 5 | Natural Gas Fired Combustion Turbine | 88.2 | Electric Utility
6138 | Flint Creek | 1 | Conventional Steam Coal | 558 | Electric Utility
6139 | Welsh | 1 | Conventional Steam Coal | 558 | Electric Utility
6139 | Welsh | 2 | Conventional Steam Coal | 558 | Electric Utility
6139 | Welsh | 3 | Conventional Steam Coal | 558 | Electric Utility
6140 | Clarence Cannon | 1 | Conventional Hydroelectric | 27 | Electric Utility
6140 | Clarence Cannon | 2 | Hydroelectric Pumped Storage | 31 | Electric Utility
6141 | Harry Truman | 1 | Hydroelectric Pumped Storage | 26.9 | Electric Utility
6141 | Harry Truman | 2 | Hydroelectric Pumped Storage | 26.9 | Electric Utility
6141 | Harry Truman | 3 | Hydroelectric Pumped Storage | 26.9 | Electric Utility
6141 | Harry Truman | 4 | Hydroelectric Pumped Storage | 26.9 | Electric Utility
6141 | Harry Truman | 5 | Hydroelectric Pumped Storage | 26.9 | Electric Utility
6141 | Harry Truman | 6 | Hydroelectric Pumped Storage | 26.9 | Electric Utility
6142 | Ozark | 1 | Conventional Hydroelectric | 20 | Electric Utility
6142 | Ozark | 2 | Conventional Hydroelectric | 20 | Electric Utility
6142 | Ozark | 3 | Conventional Hydroelectric | 20 | Electric Utility
6142 | Ozark | 4 | Conventional Hydroelectric | 20 | Electric Utility
6142 | Ozark | 5 | Conventional Hydroelectric | 20 | Electric Utility
6144 | Kansas City International | 1 | Natural Gas Fired Combustion Turbine | 18 | Electric Utility
6144 | Kansas City International | 2 | Natural Gas Fired Combustion Turbine | 18 | Electric Utility
6145 | Comanche Peak | 1 | Nuclear | 1215 | IPP Non-CHP
6145 | Comanche Peak | 2 | Nuclear | 1215 | IPP Non-CHP
6146 | Martin Lake | 1 | Conventional Steam Coal | 793.2 | IPP Non-CHP
6146 | Martin Lake | 2 | Conventional Steam Coal | 793.2 | IPP Non-CHP
6146 | Martin Lake | 3 | Conventional Steam Coal | 793.2 | IPP Non-CHP
6147 | Monticello | 1 | Conventional Steam Coal | 593.4 | IPP Non-CHP
6147 | Monticello | 2 | Conventional Steam Coal | 593.4 | IPP Non-CHP
6147 | Monticello | 3 | Conventional Steam Coal | 793.2 | IPP Non-CHP
6149 | Davis Besse | 1 | Nuclear | 925.2 | IPP Non-CHP
6150 | Bellefonte | DG-1 | Petroleum Liquids | 7 | Electric Utility
6150 | Bellefonte | DG-2 | Petroleum Liquids | 7 | Electric Utility
6151 | Raccoon Mountain | 1 | Hydroelectric Pumped Storage | 428.4 | Electric Utility
6151 | Raccoon Mountain | 2 | Hydroelectric Pumped Storage | 428.4 | Electric Utility
6151 | Raccoon Mountain | 3 | Hydroelectric Pumped Storage | 428.4 | Electric Utility
6151 | Raccoon Mountain | 4 | Hydroelectric Pumped Storage | 428.4 | Electric Utility
6152 | Sequoyah | 1 | Nuclear | 1220.5 | Electric Utility
6152 | Sequoyah | 2 | Nuclear | 1220.5 | Electric Utility
6153 | Callaway | 1 | Nuclear | 1235.8 | Electric Utility
6155 | Rush Island | 1 | Conventional Steam Coal | 621 | Electric Utility
6155 | Rush Island | 2 | Conventional Steam Coal | 621 | Electric Utility
6156 | New Haven Harbor | 1 | Petroleum Liquids | 460 | IPP Non-CHP
6156 | New Haven Harbor | 2 | Petroleum Liquids | 60.5 | IPP Non-CHP
6156 | New Haven Harbor | 3 | Petroleum Liquids | 60.5 | IPP Non-CHP
6156 | New Haven Harbor | 4 | Petroleum Liquids | 60.5 | IPP Non-CHP
6158 | New Melones | 1 | Conventional Hydroelectric | 150 | Electric Utility
6158 | New Melones | 2 | Conventional Hydroelectric | 150 | Electric Utility
6159 | Crystal | 1 | Conventional Hydroelectric | 28 | Electric Utility
6163 | Grand Coulee | 1 | Conventional Hydroelectric | 125 | Electric Utility
6163 | Grand Coulee | 10 | Conventional Hydroelectric | 125 | Electric Utility
6163 | Grand Coulee | 11 | Conventional Hydroelectric | 125 | Electric Utility
6163 | Grand Coulee | 12 | Conventional Hydroelectric | 125 | Electric Utility
6163 | Grand Coulee | 13 | Conventional Hydroelectric | 125 | Electric Utility
6163 | Grand Coulee | 14 | Conventional Hydroelectric | 125 | Electric Utility
6163 | Grand Coulee | 15 | Conventional Hydroelectric | 125 | Electric Utility
6163 | Grand Coulee | 16 | Conventional Hydroelectric | 125 | Electric Utility
6163 | Grand Coulee | 17 | Conventional Hydroelectric | 125 | Electric Utility
6163 | Grand Coulee | 18 | Conventional Hydroelectric | 125 | Electric Utility
6163 | Grand Coulee | 19 | Conventional Hydroelectric | 600 | Electric Utility
6163 | Grand Coulee | 2 | Conventional Hydroelectric | 125 | Electric Utility
6163 | Grand Coulee | 20 | Conventional Hydroelectric | 600 | Electric Utility
6163 | Grand Coulee | 21 | Conventional Hydroelectric | 600 | Electric Utility
6163 | Grand Coulee | 22 | Conventional Hydroelectric | 805 | Electric Utility
6163 | Grand Coulee | 23 | Conventional Hydroelectric | 805 | Electric Utility
6163 | Grand Coulee | 24 | Conventional Hydroelectric | 805 | Electric Utility
6163 | Grand Coulee | 3 | Conventional Hydroelectric | 125 | Electric Utility
6163 | Grand Coulee | 4 | Conventional Hydroelectric | 125 | Electric Utility
6163 | Grand Coulee | 5 | Conventional Hydroelectric | 125 | Electric Utility
6163 | Grand Coulee | 6 | Conventional Hydroelectric | 125 | Electric Utility
6163 | Grand Coulee | 7 | Conventional Hydroelectric | 125 | Electric Utility
6163 | Grand Coulee | 8 | Conventional Hydroelectric | 125 | Electric Utility
6163 | Grand Coulee | 9 | Conventional Hydroelectric | 125 | Electric Utility
6163 | Grand Coulee | LS1 | Conventional Hydroelectric | 10 | Electric Utility
6163 | Grand Coulee | LS2 | Conventional Hydroelectric | 10 | Electric Utility
6163 | Grand Coulee | LS3 | Conventional Hydroelectric | 10 | Electric Utility
6163 | Grand Coulee | PG10 | Hydroelectric Pumped Storage | 53.5 | Electric Utility
6163 | Grand Coulee | PG11 | Hydroelectric Pumped Storage | 53.5 | Electric Utility
6163 | Grand Coulee | PG12 | Hydroelectric Pumped Storage | 53.5 | Electric Utility
6163 | Grand Coulee | PG7 | Hydroelectric Pumped Storage | 50 | Electric Utility
6163 | Grand Coulee | PG8 | Hydroelectric Pumped Storage | 50 | Electric Utility
6163 | Grand Coulee | PG9 | Hydroelectric Pumped Storage | 53.5 | Electric Utility
6165 | Hunter | 1 | Conventional Steam Coal | 525 | Electric Utility
6165 | Hunter | 2 | Conventional Steam Coal | 525 | Electric Utility
6165 | Hunter | 3 | Conventional Steam Coal | 527.2 | Electric Utility
6166 | Rockport | 1 | Conventional Steam Coal | 1300 | Electric Utility
6166 | Rockport | 2 | Conventional Steam Coal | 1300 | Electric Utility
6167 | Bath County | 1 | Hydroelectric Pumped Storage | 477 | Electric Utility
6167 | Bath County | 2 | Hydroelectric Pumped Storage | 477 | Electric Utility
6167 | Bath County | 3 | Hydroelectric Pumped Storage | 477 | Electric Utility
6167 | Bath County | 4 | Hydroelectric Pumped Storage | 477 | Electric Utility
6167 | Bath County | 5 | Hydroelectric Pumped Storage | 477 | Electric Utility
6167 | Bath County | 6 | Hydroelectric Pumped Storage | 477 | Electric Utility
6168 | North Anna | 1 | Nuclear | 979.7 | Electric Utility
6168 | North Anna | 2 | Nuclear | 979.7 | Electric Utility
6168 | North Anna | HC1 | Conventional Hydroelectric | 1 | Electric Utility
6170 | Pleasant Prairie | 1 | Conventional Steam Coal | 616.6 | Electric Utility
6170 | Pleasant Prairie | 2 | Conventional Steam Coal | 616.6 | Electric Utility
6170 | Pleasant Prairie | 3 | Petroleum Liquids | 2 | Electric Utility
6171 | Laurel Dam | 1 | Conventional Hydroelectric | 70 | Electric Utility
6172 | Libby | 1 | Conventional Hydroelectric | 105 | Electric Utility
6172 | Libby | 2 | Conventional Hydroelectric | 105 | Electric Utility
6172 | Libby | 3 | Conventional Hydroelectric | 105 | Electric Utility
6172 | Libby | 4 | Conventional Hydroelectric | 105 | Electric Utility
6172 | Libby | 5 | Conventional Hydroelectric | 105 | Electric Utility
6174 | Lost Creek | 1 | Conventional Hydroelectric | 24.5 | Electric Utility
6174 | Lost Creek | 2 | Conventional Hydroelectric | 24.5 | Electric Utility
6175 | Lower Granite | 1 | Conventional Hydroelectric | 135 | Electric Utility
6175 | Lower Granite | 2 | Conventional Hydroelectric | 135 | Electric Utility
6175 | Lower Granite | 3 | Conventional Hydroelectric | 135 | Electric Utility
6175 | Lower Granite | 4 | Conventional Hydroelectric | 135 | Electric Utility
6175 | Lower Granite | 5 | Conventional Hydroelectric | 135 | Electric Utility
6175 | Lower Granite | 6 | Conventional Hydroelectric | 135 | Electric Utility
6177 | Coronado | CO1 | Conventional Steam Coal | 410.9 | Electric Utility
6177 | Coronado | CO2 | Conventional Steam Coal | 410.9 | Electric Utility
6178 | Coleto Creek | 1 | Conventional Steam Coal | 622.4 | IPP Non-CHP
6179 | Fayette Power Project | 1 | Conventional Steam Coal | 615 | Electric Utility
6179 | Fayette Power Project | 2 | Conventional Steam Coal | 615 | Electric Utility
6179 | Fayette Power Project | 3 | Conventional Steam Coal | 460 | Electric Utility
6180 | Oak Grove (TX) | OG1 | Conventional Steam Coal | 916.8 | IPP Non-CHP
6180 | Oak Grove (TX) | OG2 | Conventional Steam Coal | 878.6 | IPP Non-CHP
6181 | J T Deely | 1 | Conventional Steam Coal | 486 | Electric Utility
6181 | J T Deely | 2 | Conventional Steam Coal | 446 | Electric Utility
6183 | San Miguel | 1 | Conventional Steam Coal | 410 | Electric Utility
6188 | Harris Dam | 1 | Conventional Hydroelectric | 67.5 | Electric Utility
6188 | Harris Dam | 2 | Conventional Hydroelectric | 67.5 | Electric Utility
6189 | Rocky Mountain Hydroelectric Plant | 1 | Hydroelectric Pumped Storage | 282.6 | Electric Utility
6189 | Rocky Mountain Hydroelectric Plant | 2 | Hydroelectric Pumped Storage | 282.6 | Electric Utility
6189 | Rocky Mountain Hydroelectric Plant | 3 | Hydroelectric Pumped Storage | 282.6 | Electric Utility
6190 | Brame Energy Center | 1 | Natural Gas Steam Turbine | 445.5 | Electric Utility
6190 | Brame Energy Center | 2 | Conventional Steam Coal | 558 | Electric Utility
6190 | Brame Energy Center | 3 | Petroleum Coke | 703.8 | Electric Utility
6193 | Harrington | 1 | Conventional Steam Coal | 360 | Electric Utility
6193 | Harrington | 2 | Conventional Steam Coal | 360 | Electric Utility
6193 | Harrington | 3 | Conventional Steam Coal | 360 | Electric Utility
6194 | Tolk | 1 | Conventional Steam Coal | 567.9 | Electric Utility
6194 | Tolk | 2 | Conventional Steam Coal | 567.9 | Electric Utility
6195 | John Twitty Energy Center | GT1 | Natural Gas Fired Combustion Turbine | 57 | Electric Utility
6195 | John Twitty Energy Center | GT2 | Natural Gas Fired Combustion Turbine | 52 | Electric Utility
6195 | John Twitty Energy Center | ST1 | Conventional Steam Coal | 194 | Electric Utility
6195 | John Twitty Energy Center | ST2 | Conventional Steam Coal | 300 | Electric Utility
6196 | W E Warne | 1 | Conventional Hydroelectric | 37.1 | Electric Utility
6196 | W E Warne | 2 | Conventional Hydroelectric | 37.1 | Electric Utility
6200 | Rock Island | A | Conventional Hydroelectric | 1.2 | Electric Utility
6200 | Rock Island | B-1 | Conventional Hydroelectric | 20.7 | Electric Utility
6200 | Rock Island | B-10 | Conventional Hydroelectric | 22.5 | Electric Utility
6200 | Rock Island | B-2 | Conventional Hydroelectric | 20.7 | Electric Utility
6200 | Rock Island | B-3 | Conventional Hydroelectric | 20.7 | Electric Utility
6200 | Rock Island | B-4 | Conventional Hydroelectric | 20.7 | Electric Utility
6200 | Rock Island | B-5 | Conventional Hydroelectric | 22.5 | Electric Utility
6200 | Rock Island | B-6 | Conventional Hydroelectric | 22.5 | Electric Utility
6200 | Rock Island | B-7 | Conventional Hydroelectric | 22.5 | Electric Utility
6200 | Rock Island | B-8 | Conventional Hydroelectric | 22.5 | Electric Utility
6200 | Rock Island | B-9 | Conventional Hydroelectric | 22.5 | Electric Utility
6200 | Rock Island | U-1 | Conventional Hydroelectric | 51.3 | Electric Utility
6200 | Rock Island | U-2 | Conventional Hydroelectric | 51.3 | Electric Utility
6200 | Rock Island | U-3 | Conventional Hydroelectric | 51.3 | Electric Utility
6200 | Rock Island | U-4 | Conventional Hydroelectric | 51.3 | Electric Utility
6200 | Rock Island | U-5 | Conventional Hydroelectric | 51.3 | Electric Utility
6200 | Rock Island | U-6 | Conventional Hydroelectric | 51.3 | Electric Utility
6200 | Rock Island | U-7 | Conventional Hydroelectric | 51.3 | Electric Utility
6200 | Rock Island | U-8 | Conventional Hydroelectric | 51.3 | Electric Utility
6202 | Ross | 41 | Conventional Hydroelectric | 112.5 | Electric Utility
6202 | Ross | 42 | Conventional Hydroelectric | 112.5 | Electric Utility
6202 | Ross | 43 | Conventional Hydroelectric | 112.5 | Electric Utility
6202 | Ross | 44 | Conventional Hydroelectric | 112.5 | Electric Utility
6204 | Laramie River Station | 1 | Conventional Steam Coal | 570 | Electric Utility
6204 | Laramie River Station | 2 | Conventional Steam Coal | 570 | Electric Utility
6204 | Laramie River Station | 3 | Conventional Steam Coal | 570 | Electric Utility
6206 | Tacoma | 1 | Conventional Hydroelectric | 2.3 | Electric Utility
6206 | Tacoma | 2 | Conventional Hydroelectric | 2.3 | Electric Utility
6207 | Ames Hydro | 1 | Conventional Hydroelectric | 3.6 | Electric Utility
6208 | Mount Elbert | 1 | Hydroelectric Pumped Storage | 100 | Electric Utility
6208 | Mount Elbert | 2 | Hydroelectric Pumped Storage | 100 | Electric Utility
6210 | Northeast (WA) | 1 | Natural Gas Fired Combustion Turbine | 61.8 | Electric Utility
6211 | Dynegy Oakland Power Plant | GEN1 | Petroleum Liquids | 74.5 | IPP Non-CHP
6211 | Dynegy Oakland Power Plant | GEN2 | Petroleum Liquids | 74.5 | IPP Non-CHP
6211 | Dynegy Oakland Power Plant | GEN3 | Petroleum Liquids | 74.5 | IPP Non-CHP
6213 | Merom | 1 | Conventional Steam Coal | 540 | Electric Utility
6213 | Merom | 2 | Conventional Steam Coal | 540 | Electric Utility
6220 | Durant | 6A | Petroleum Liquids | 2 | Electric Utility
6220 | Durant | 7 | Petroleum Liquids | 1.8 | Electric Utility
6220 | Durant | 8 | Petroleum Liquids | 2.6 | Electric Utility
6223 | Empire Energy Center | 1 | Natural Gas Fired Combustion Turbine | 129 | Electric Utility
6223 | Empire Energy Center | 2 | Natural Gas Fired Combustion Turbine | 129 | Electric Utility
6223 | Empire Energy Center | 3 | Natural Gas Fired Combustion Turbine | 60.5 | Electric Utility
6223 | Empire Energy Center | 4 | Natural Gas Fired Combustion Turbine | 60.5 | Electric Utility
6225 | Jasper 2 | 1 | Conventional Steam Coal | 14.5 | Electric Utility
6229 | Mobile | 1 | Petroleum Liquids | 1 | Electric Utility
6229 | Mobile | 2 | Petroleum Liquids | 1.6 | Electric Utility
6229 | Mobile | 500 | Petroleum Liquids | 0.5 | Electric Utility
6231 | Apple River | 1 | Conventional Hydroelectric | 0.8 | Electric Utility
6231 | Apple River | 3 | Conventional Hydroelectric | 0.8 | Electric Utility
6231 | Apple River | 4 | Conventional Hydroelectric | 0.8 | Electric Utility
6238 | Pearl Station | GT1 | Petroleum Liquids | 24 | Electric Utility
6243 | Dansby | 1 | Natural Gas Steam Turbine | 105 | Electric Utility
6243 | Dansby | 2 | Natural Gas Fired Combustion Turbine | 49.1 | Electric Utility
6243 | Dansby | 3 | Natural Gas Fired Combustion Turbine | 49.1 | Electric Utility
6248 | Pawnee | 1 | Conventional Steam Coal | 552.3 | Electric Utility
6249 | Winyah | 1 | Conventional Steam Coal | 315 | Electric Utility
6249 | Winyah | 2 | Conventional Steam Coal | 315 | Electric Utility
6249 | Winyah | 3 | Conventional Steam Coal | 315 | Electric Utility
6249 | Winyah | 4 | Conventional Steam Coal | 315 | Electric Utility
6250 | Mayo | 1 | Conventional Steam Coal | 763.2 | Electric Utility
6251 | South Texas Project | 1 | Nuclear | 1354.3 | IPP Non-CHP
6251 | South Texas Project | 2 | Nuclear | 1354.3 | IPP Non-CHP
6253 | Germantown | 1 | Petroleum Liquids | 61.2 | Electric Utility
6253 | Germantown | 2 | Petroleum Liquids | 61.2 | Electric Utility
6253 | Germantown | 3 | Petroleum Liquids | 61.2 | Electric Utility
6253 | Germantown | 4 | Petroleum Liquids | 61.2 | Electric Utility
6253 | Germantown | 5 | Natural Gas Fired Combustion Turbine | 90.9 | Electric Utility
6254 | Ottumwa | 1 | Conventional Steam Coal | 725.9 | Electric Utility
6257 | Scherer | 1 | Conventional Steam Coal | 891 | Electric Utility
6257 | Scherer | 2 | Conventional Steam Coal | 891 | Electric Utility
6257 | Scherer | 3 | Conventional Steam Coal | 891 | Electric Utility
6257 | Scherer | 4 | Conventional Steam Coal | 891 | Electric Utility
6258 | Wilson | 5A | Petroleum Liquids | 53.1 | Electric Utility
6258 | Wilson | 5B | Petroleum Liquids | 53.1 | Electric Utility
6258 | Wilson | 5C | Petroleum Liquids | 53.1 | Electric Utility
6258 | Wilson | 5D | Petroleum Liquids | 53.1 | Electric Utility
6258 | Wilson | 5E | Petroleum Liquids | 53.1 | Electric Utility
6258 | Wilson | 5F | Petroleum Liquids | 53.1 | Electric Utility
6258 | Wilson | IC1 | Petroleum Liquids | 2.6 | Electric Utility
6264 | Mountaineer | 1 | Conventional Steam Coal | 1300 | Electric Utility
6265 | Swift 2 | 21 | Conventional Hydroelectric | 36 | Electric Utility
6265 | Swift 2 | 22 | Conventional Hydroelectric | 36 | Electric Utility
6280 | Ozark Beach | 5 | Conventional Hydroelectric | 4 | Electric Utility
6280 | Ozark Beach | 6 | Conventional Hydroelectric | 4 | Electric Utility
6280 | Ozark Beach | 7 | Conventional Hydroelectric | 4 | Electric Utility
6280 | Ozark Beach | 8 | Conventional Hydroelectric | 4 | Electric Utility
6281 | Kodiak | 1 | Petroleum Liquids | 2.5 | Electric Utility
6281 | Kodiak | 2c | Petroleum Liquids | 4.4 | Electric Utility
6281 | Kodiak | 3c | Petroleum Liquids | 4.4 | Electric Utility
6281 | Kodiak | 4 | Petroleum Liquids | 7 | Electric Utility
6282 | Port Lions | 1 | Petroleum Liquids | 0.3 | Electric Utility
6282 | Port Lions | 2 | Petroleum Liquids | 0.3 | Electric Utility
6282 | Port Lions | 3 | Petroleum Liquids | 0.2 | Electric Utility
6282 | Port Lions | 4 | Petroleum Liquids | 0.2 | Electric Utility
6283 | Seldovia | 5 | Petroleum Liquids | 1.2 | Electric Utility
6283 | Seldovia | 6 | Petroleum Liquids | 1.2 | Electric Utility
6285 | North Pole | 1 | Petroleum Liquids | 60.5 | Electric Utility
6285 | North Pole | 2 | Petroleum Liquids | 60.5 | Electric Utility
6285 | North Pole | GT3 | Petroleum Liquids | 47 | Electric Utility
6285 | North Pole | STG1 | Petroleum Liquids | 13 | Electric Utility
6286 | Fairbanks | 5 | Petroleum Liquids | 2.7 | Electric Utility
6286 | Fairbanks | 6 | Petroleum Liquids | 2.7 | Electric Utility
6286 | Fairbanks | GT1 | Petroleum Liquids | 18.4 | Electric Utility
6286 | Fairbanks | GT2 | Petroleum Liquids | 18.4 | Electric Utility
6288 | Healy | 1 | Conventional Steam Coal | 28 | Electric Utility
6288 | Healy | IC1 | Petroleum Liquids | 2.8 | Electric Utility
6291 | Cooper Lake | 1 | Conventional Hydroelectric | 9.7 | Electric Utility
6291 | Cooper Lake | 2 | Conventional Hydroelectric | 9.7 | Electric Utility
6292 | Bernice Lake | 2 | Natural Gas Fired Combustion Turbine | 20.7 | Electric Utility
6292 | Bernice Lake | 3 | Natural Gas Fired Combustion Turbine | 28.8 | Electric Utility
6292 | Bernice Lake | 4 | Natural Gas Fired Combustion Turbine | 27.2 | Electric Utility
6293 | International | 1 | Natural Gas Fired Combustion Turbine | 15 | Electric Utility
6293 | International | 2 | Natural Gas Fired Combustion Turbine | 15 | Electric Utility
6299 | Unalakleet | 5 | Petroleum Liquids | 0.5 | Electric Utility
6299 | Unalakleet | 6 | Petroleum Liquids | 0.5 | Electric Utility
6299 | Unalakleet | 7 | Petroleum Liquids | 0.5 | Electric Utility
6299 | Unalakleet | 8 | Petroleum Liquids | 0.5 | Electric Utility
6301 | Naknek | 4A | Petroleum Liquids | 1.3 | Electric Utility
6301 | Naknek | 5A | Petroleum Liquids | 1 | Electric Utility
6301 | Naknek | 6A | Petroleum Liquids | 1 | Electric Utility
6301 | Naknek | 7A | Petroleum Liquids | 1 | Electric Utility
6301 | Naknek | 8 | Petroleum Liquids | 1 | Electric Utility
6301 | Naknek | NA1 | Petroleum Liquids | 1.1 | Electric Utility
6301 | Naknek | NA2 | Petroleum Liquids | 1.1 | Electric Utility
6301 | Naknek | NA3 | Petroleum Liquids | 0.8 | Electric Utility
6301 | Naknek | NA4 | Petroleum Liquids | 0.8 | Electric Utility
6301 | Naknek | NA5 | Petroleum Liquids | 0.8 | Electric Utility
6302 | Purple Lake | 1 | Conventional Hydroelectric | 1.3 | Electric Utility
6302 | Purple Lake | 2 | Conventional Hydroelectric | 1.3 | Electric Utility
6302 | Purple Lake | 3 | Conventional Hydroelectric | 1.3 | Electric Utility
6304 | Kotzebue | 10 | Petroleum Liquids | 3 | Electric Utility
6304 | Kotzebue | 10wt | Onshore Wind Turbine | 0.1 | Electric Utility
6304 | Kotzebue | 11wt | Onshore Wind Turbine | 0.1 | Electric Utility
6304 | Kotzebue | 12wt | Onshore Wind Turbine | 0.1 | Electric Utility
6304 | Kotzebue | 13WT | Onshore Wind Turbine | 0.1 | Electric Utility
6304 | Kotzebue | 14 | Petroleum Liquids | 2.8 | Electric Utility
6304 | Kotzebue | 14wt | Onshore Wind Turbine | 0.1 | Electric Utility
6304 | Kotzebue | 15 | Petroleum Liquids | 2.8 | Electric Utility
6304 | Kotzebue | 15WT | Onshore Wind Turbine | 0.1 | Electric Utility
6304 | Kotzebue | 16 | Petroleum Liquids | 1.4 | Electric Utility
6304 | Kotzebue | 16WT | Onshore Wind Turbine | 0.1 | Electric Utility
6304 | Kotzebue | 17WT | Onshore Wind Turbine | 0.1 | Electric Utility
6304 | Kotzebue | 18WT | Onshore Wind Turbine | 0.9 | Electric Utility
6304 | Kotzebue | 19WT | Onshore Wind Turbine | 0.9 | Electric Utility
6304 | Kotzebue | 1WT | Onshore Wind Turbine | 0.6 | Electric Utility
6304 | Kotzebue | 2WT | Onshore Wind Turbine | 0.1 | Electric Utility
6304 | Kotzebue | 3WT | Onshore Wind Turbine | 0.2 | Electric Utility
6304 | Kotzebue | 4WT | Onshore Wind Turbine | 0.5 | Electric Utility
6304 | Kotzebue | 5WT | Onshore Wind Turbine | 0.1 | Electric Utility
6304 | Kotzebue | 6WT | Onshore Wind Turbine | 0.1 | Electric Utility
6304 | Kotzebue | 7A | Petroleum Liquids | 1.1 | Electric Utility
6304 | Kotzebue | 7WT | Onshore Wind Turbine | 0.1 | Electric Utility
6304 | Kotzebue | 8WT | Onshore Wind Turbine | 0.1 | Electric Utility
6304 | Kotzebue | 9wt | Onshore Wind Turbine | 0.1 | Electric Utility
6305 | Glennallen | 3 | Petroleum Liquids | 0.5 | Electric Utility
6305 | Glennallen | 4 | Petroleum Liquids | 0.5 | Electric Utility
6305 | Glennallen | 5 | Petroleum Liquids | 0.5 | Electric Utility
6305 | Glennallen | 6 | Petroleum Liquids | 2.6 | Electric Utility
6305 | Glennallen | 7 | Petroleum Liquids | 2.6 | Electric Utility
6305 | Glennallen | 8 | Petroleum Liquids | 1.2 | Electric Utility
6305 | Glennallen | 9 | Petroleum Liquids | 2.8 | Electric Utility
6306 | Valdez | 1 | Petroleum Liquids | 0.5 | Electric Utility
6306 | Valdez | 2 | Petroleum Liquids | 0.5 | Electric Utility
6306 | Valdez | 3 | Petroleum Liquids | 0.5 | Electric Utility
6306 | Valdez | 4 | Petroleum Liquids | 1.9 | Electric Utility
6306 | Valdez | 5 | Petroleum Liquids | 2.6 | Electric Utility
6306 | Valdez | 6 | Petroleum Liquids | 0.9 | Electric Utility
6306 | Valdez | 7 | Petroleum Liquids | 2.8 | Electric Utility
6311 | Chevak | 1A | Petroleum Liquids | 0.5 | Electric Utility
6311 | Chevak | 2A | Petroleum Liquids | 0.5 | Electric Utility
6311 | Chevak | 3A | Petroleum Liquids | 0.8 | Electric Utility
6314 | Emmonak | 2A | Petroleum Liquids | 0.5 | Electric Utility
6314 | Emmonak | 4a | Petroleum Liquids | 0.5 | Electric Utility
6314 | Emmonak | 5a | Petroleum Liquids | 0.5 | Electric Utility
6314 | Emmonak | 6 | Petroleum Liquids | 0.9 | Electric Utility
6319 | Hooper Bay | 3A | Petroleum Liquids | 0.3 | Electric Utility
6319 | Hooper Bay | 4B | Petroleum Liquids | 0.5 | Electric Utility
6319 | Hooper Bay | 5 | Petroleum Liquids | 0.5 | Electric Utility
6319 | Hooper Bay | 6 | Petroleum Liquids | 0.5 | Electric Utility
6323 | Kiana | 1B | Petroleum Liquids | 0.3 | Electric Utility
6323 | Kiana | 3A | Petroleum Liquids | 0.3 | Electric Utility
6323 | Kiana | 4 | Petroleum Liquids | 0.5 | Electric Utility
6329 | Mountain Village | 1 | Petroleum Liquids | 0.3 | Electric Utility
6329 | Mountain Village | 3B | Petroleum Liquids | 0.5 | Electric Utility
6329 | Mountain Village | 4A | Petroleum Liquids | 0.8 | Electric Utility
6329 | Mountain Village | 5A | Petroleum Liquids | 0.7 | Electric Utility
6330 | Noorvik | 1A | Petroleum Liquids | 0.3 | Electric Utility
6330 | Noorvik | 2A | Petroleum Liquids | 0.4 | Electric Utility
6330 | Noorvik | 3A | Petroleum Liquids | 0.7 | Electric Utility
6333 | Nunapitchuk | 1A | Petroleum Liquids | 0.5 | Electric Utility
6338 | St Marys IC | 1B | Petroleum Liquids | 5 | Electric Utility
6338 | St Marys IC | 2 | Petroleum Liquids | 0.6 | Electric Utility
6338 | St Marys IC | 3 | Petroleum Liquids | 0.9 | Electric Utility
6341 | Selawik | 1A | Petroleum Liquids | 0.3 | Electric Utility
6341 | Selawik | 2B | Petroleum Liquids | 0.5 | Electric Utility
6341 | Selawik | 3B | Petroleum Liquids | 0.9 | Electric Utility
6345 | Shishmaref | 1 | Petroleum Liquids | 0.3 | Electric Utility
6345 | Shishmaref | 2 | Petroleum Liquids | 0.3 | Electric Utility
6345 | Shishmaref | 3A | Petroleum Liquids | 0.4 | Electric Utility
6345 | Shishmaref | 4A | Petroleum Liquids | 0.5 | Electric Utility
6348 | Togiak | 2a | Petroleum Liquids | 0.5 | Electric Utility
6348 | Togiak | 4 | Petroleum Liquids | 0.3 | Electric Utility
6348 | Togiak | 4B | Petroleum Liquids | 0.8 | Electric Utility
6348 | Togiak | 5A | Petroleum Liquids | 0.8 | Electric Utility
6356 | Sixth Street Gas Turbine | 1 | Petroleum Liquids | 24 | Electric Utility
6358 | Hutchinson Plant #2 | 2 | Natural Gas Fired Combined Cycle | 54 | Electric Utility
6358 | Hutchinson Plant #2 | 3 | Natural Gas Fired Combined Cycle | 11.5 | Electric Utility
6358 | Hutchinson Plant #2 | 9 | Natural Gas Fired Combustion Turbine | 25 | Electric Utility
6359 | Felt | 1 | Conventional Hydroelectric | 2.8 | Electric Utility
6359 | Felt | 2 | Conventional Hydroelectric | 2.8 | Electric Utility
6359 | Felt | 4 | Conventional Hydroelectric | 0.6 | Electric Utility
6359 | Felt | 5 | Conventional Hydroelectric | 0.7 | Electric Utility
6369 | Detour | 6 | Petroleum Liquids | 3 | Electric Utility
6369 | Detour | 7 | Petroleum Liquids | 3 | Electric Utility
6373 | Rokeby | 1 | Natural Gas Fired Combustion Turbine | 72.4 | Electric Utility
6373 | Rokeby | 2 | Natural Gas Fired Combustion Turbine | 95.4 | Electric Utility
6373 | Rokeby | 3 | Natural Gas Fired Combustion Turbine | 95.4 | Electric Utility
6373 | Rokeby | BSU | Petroleum Liquids | 2.9 | Electric Utility
6377 | Ocracoke | 1 | Petroleum Liquids | 3 | Electric Utility
6378 | Dwight | DW2 | Conventional Hydroelectric | 0.4 | IPP Non-CHP
6378 | Dwight | DW3 | Conventional Hydroelectric | 0.4 | IPP Non-CHP
6378 | Dwight | DW4 | Conventional Hydroelectric | 0.4 | IPP Non-CHP
6379 | Indian Orchard | IO3 | Conventional Hydroelectric | 1.5 | IPP Non-CHP
6379 | Indian Orchard | IO4 | Conventional Hydroelectric | 2.2 | IPP Non-CHP
6388 | Turners Falls | 1 | Conventional Hydroelectric | 1.4 | IPP Non-CHP
6388 | Turners Falls | 2 | Conventional Hydroelectric | 0.4 | IPP Non-CHP
6388 | Turners Falls | 3 | Conventional Hydroelectric | 1.3 | IPP Non-CHP
6388 | Turners Falls | 5 | Conventional Hydroelectric | 1.3 | IPP Non-CHP
6388 | Turners Falls | 7 | Conventional Hydroelectric | 1.3 | IPP Non-CHP
6390 | Tangier | 3 | Petroleum Liquids | 0.7 | Electric Utility
6390 | Tangier | 4 | Petroleum Liquids | 1 | Electric Utility
6390 | Tangier | 5 | Petroleum Liquids | 1.2 | Electric Utility
6390 | Tangier | 6 | Petroleum Liquids | 1.2 | Electric Utility
6391 | Smith Island | 2 | Petroleum Liquids | 0.5 | Electric Utility
6391 | Smith Island | 3 | Petroleum Liquids | 1.2 | Electric Utility
6393 | Strawberry Creek | 1 | Conventional Hydroelectric | 0.5 | Electric Utility
6393 | Strawberry Creek | 2 | Conventional Hydroelectric | 0.5 | Electric Utility
6393 | Strawberry Creek | 3 | Conventional Hydroelectric | 0.5 | Electric Utility
6394 | Swift Creek | 3 | Conventional Hydroelectric | 0.8 | Electric Utility
6394 | Swift Creek | 4 | Conventional Hydroelectric | 0.6 | Electric Utility
6394 | Swift Creek | 5 | Conventional Hydroelectric | 0.3 | Electric Utility
6395 | Anderson Ranch | 1 | Conventional Hydroelectric | 20 | Electric Utility
6395 | Anderson Ranch | 2 | Conventional Hydroelectric | 20 | Electric Utility
6396 | Black Canyon | 1 | Conventional Hydroelectric | 5.1 | Electric Utility
6396 | Black Canyon | 2 | Conventional Hydroelectric | 5.1 | Electric Utility
6397 | Boise R Diversion | 1A | Conventional Hydroelectric | 1.1 | Electric Utility
6397 | Boise R Diversion | 2A | Conventional Hydroelectric | 1.1 | Electric Utility
6397 | Boise R Diversion | 3A | Conventional Hydroelectric | 1.1 | Electric Utility
6398 | Minidoka | 6 | Conventional Hydroelectric | 2.7 | Electric Utility
6398 | Minidoka | 7 | Conventional Hydroelectric | 5 | Electric Utility
6398 | Minidoka | 8 | Conventional Hydroelectric | 10 | Electric Utility
6398 | Minidoka | 9 | Conventional Hydroelectric | 10 | Electric Utility
6400 | Canyon Ferry | 1 | Conventional Hydroelectric | 16.6 | Electric Utility
6400 | Canyon Ferry | 2 | Conventional Hydroelectric | 16.6 | Electric Utility
6400 | Canyon Ferry | 3 | Conventional Hydroelectric | 16.6 | Electric Utility
6402 | Elephant Butte | 1 | Conventional Hydroelectric | 9.3 | Electric Utility
6402 | Elephant Butte | 2 | Conventional Hydroelectric | 9.3 | Electric Utility
6402 | Elephant Butte | 3 | Conventional Hydroelectric | 9.3 | Electric Utility
6403 | Green Springs | 1 | Conventional Hydroelectric | 17.2 | Electric Utility
6404 | Deer Creek (UT) | 1 | Conventional Hydroelectric | 2.4 | Electric Utility
6404 | Deer Creek (UT) | 2 | Conventional Hydroelectric | 2.4 | Electric Utility
6405 | Flaming Gorge | 1 | Conventional Hydroelectric | 50.6 | Electric Utility
6405 | Flaming Gorge | 2 | Conventional Hydroelectric | 50.6 | Electric Utility
6405 | Flaming Gorge | 3 | Conventional Hydroelectric | 50.6 | Electric Utility
6406 | Chandler | 1 | Conventional Hydroelectric | 6 | Electric Utility
6406 | Chandler | 2 | Conventional Hydroelectric | 6 | Electric Utility
6407 | Roza | 1 | Conventional Hydroelectric | 12.9 | Electric Utility
6408 | Heart Mountain | 1 | Conventional Hydroelectric | 5 | Electric Utility
6409 | Alcova | 1 | Conventional Hydroelectric | 20.7 | Electric Utility
6409 | Alcova | 2 | Conventional Hydroelectric | 20.7 | Electric Utility
6410 | Falcon Dam & Power | 1 | Conventional Hydroelectric | 10.5 | Electric Utility
6410 | Falcon Dam & Power | 2 | Conventional Hydroelectric | 10.5 | Electric Utility
6410 | Falcon Dam & Power | 3 | Conventional Hydroelectric | 10.5 | Electric Utility
6413 | Sam Rayburn Dam | 1 | Conventional Hydroelectric | 26 | Electric Utility
6413 | Sam Rayburn Dam | 2 | Conventional Hydroelectric | 26 | Electric Utility
6414 | Whitney | 1 | Conventional Hydroelectric | 20.9 | Electric Utility
6414 | Whitney | 2 | Conventional Hydroelectric | 20.9 | Electric Utility
6415 | Broken Bow Dam | 1 | Conventional Hydroelectric | 50 | Electric Utility
6415 | Broken Bow Dam | 2 | Conventional Hydroelectric | 50 | Electric Utility
6416 | Denison | 1 | Conventional Hydroelectric | 50.8 | Electric Utility
6416 | Denison | 2 | Conventional Hydroelectric | 50.8 | Electric Utility
6417 | Center Hill | 1 | Conventional Hydroelectric | 45 | Electric Utility
6417 | Center Hill | 2 | Conventional Hydroelectric | 45 | Electric Utility
6417 | Center Hill | 3 | Conventional Hydroelectric | 45 | Electric Utility
6418 | Cheatham | 1 | Conventional Hydroelectric | 12 | Electric Utility
6418 | Cheatham | 2 | Conventional Hydroelectric | 12 | Electric Utility
6418 | Cheatham | 3 | Conventional Hydroelectric | 12 | Electric Utility
6419 | Eufaula Dam | 1 | Conventional Hydroelectric | 30 | Electric Utility
6419 | Eufaula Dam | 2 | Conventional Hydroelectric | 30 | Electric Utility
6419 | Eufaula Dam | 3 | Conventional Hydroelectric | 30 | Electric Utility
6421 | Lemolo 2 | 1 | Conventional Hydroelectric | 38.5 | Electric Utility
6422 | Madison Dam | MAD1 | Conventional Hydroelectric | 2.2 | Electric Utility
6422 | Madison Dam | MAD2 | Conventional Hydroelectric | 2.2 | Electric Utility
6422 | Madison Dam | MAD3 | Conventional Hydroelectric | 2.2 | Electric Utility
6422 | Madison Dam | MAD4 | Conventional Hydroelectric | 2.2 | Electric Utility
6424 | Chelan | A-1 | Conventional Hydroelectric | 29.6 | Electric Utility
6424 | Chelan | A-2 | Conventional Hydroelectric | 29.6 | Electric Utility
6430 | Cedar Falls (WA) | 5 | Conventional Hydroelectric | 15 | Electric Utility
6430 | Cedar Falls (WA) | 6 | Conventional Hydroelectric | 15 | Electric Utility
6431 | Gorge | 21 | Conventional Hydroelectric | 36.8 | Electric Utility
6431 | Gorge | 22 | Conventional Hydroelectric | 36.8 | Electric Utility
6431 | Gorge | 23 | Conventional Hydroelectric | 36.8 | Electric Utility
6431 | Gorge | 24 | Conventional Hydroelectric | 96.9 | Electric Utility
6432 | Diablo | 31 | Conventional Hydroelectric | 90 | Electric Utility
6432 | Diablo | 32 | Conventional Hydroelectric | 90 | Electric Utility
6432 | Diablo | 35 | Conventional Hydroelectric | 1.2 | Electric Utility
6432 | Diablo | 36 | Conventional Hydroelectric | 1.2 | Electric Utility
6433 | Boundary | 51 | Conventional Hydroelectric | 158.4 | Electric Utility
6433 | Boundary | 52 | Conventional Hydroelectric | 161.5 | Electric Utility
6433 | Boundary | 53 | Conventional Hydroelectric | 158.4 | Electric Utility
6433 | Boundary | 54 | Conventional Hydroelectric | 161.5 | Electric Utility
6433 | Boundary | 55 | Conventional Hydroelectric | 239.4 | Electric Utility
6433 | Boundary | 56 | Conventional Hydroelectric | 239.4 | Electric Utility
6438 | Queens Creek | 1 | Conventional Hydroelectric | 1.4 | Electric Utility
6440 | Wilson Dam | 1 | Conventional Hydroelectric | 23 | Electric Utility
6440 | Wilson Dam | 10 | Conventional Hydroelectric | 29.2 | Electric Utility
6440 | Wilson Dam | 11 | Conventional Hydroelectric | 29.2 | Electric Utility
6440 | Wilson Dam | 12 | Conventional Hydroelectric | 29.2 | Electric Utility
6440 | Wilson Dam | 13 | Conventional Hydroelectric | 29.2 | Electric Utility
6440 | Wilson Dam | 14 | Conventional Hydroelectric | 25.2 | Electric Utility
6440 | Wilson Dam | 15 | Conventional Hydroelectric | 29.2 | Electric Utility
6440 | Wilson Dam | 16 | Conventional Hydroelectric | 29.2 | Electric Utility
6440 | Wilson Dam | 17 | Conventional Hydroelectric | 29.2 | Electric Utility
6440 | Wilson Dam | 18 | Conventional Hydroelectric | 25.2 | Electric Utility
6440 | Wilson Dam | 19 | Conventional Hydroelectric | 54 | Electric Utility
6440 | Wilson Dam | 2 | Conventional Hydroelectric | 23 | Electric Utility
6440 | Wilson Dam | 20 | Conventional Hydroelectric | 54 | Electric Utility
6440 | Wilson Dam | 21 | Conventional Hydroelectric | 54 | Electric Utility
6440 | Wilson Dam | 3 | Conventional Hydroelectric | 23 | Electric Utility
6440 | Wilson Dam | 4 | Conventional Hydroelectric | 23 | Electric Utility
6440 | Wilson Dam | 5 | Conventional Hydroelectric | 36 | Electric Utility
6440 | Wilson Dam | 6 | Conventional Hydroelectric | 30.9 | Electric Utility
6440 | Wilson Dam | 7 | Conventional Hydroelectric | 30.9 | Electric Utility
6440 | Wilson Dam | 8 | Conventional Hydroelectric | 30.9 | Electric Utility
6440 | Wilson Dam | 9 | Conventional Hydroelectric | 29.2 | Electric Utility
6449 | Azusa | 1 | Conventional Hydroelectric | 3 | Electric Utility
6450 | Proctor | 1 | Conventional Hydroelectric | 1.6 | Electric Utility
6450 | Proctor | 2 | Conventional Hydroelectric | 0.8 | Electric Utility
6450 | Proctor | 3 | Conventional Hydroelectric | 0.8 | Electric Utility
6450 | Proctor | 4 | Conventional Hydroelectric | 0.8 | Electric Utility
6450 | Proctor | 5 | Conventional Hydroelectric | 2.9 | Electric Utility
6451 | Beldens | 1 | Conventional Hydroelectric | 0.8 | Electric Utility
6451 | Beldens | 2 | Conventional Hydroelectric | 0.8 | Electric Utility
6451 | Beldens | HC3 | Conventional Hydroelectric | 4.1 | Electric Utility
6456 | Carver Falls | 1 | Conventional Hydroelectric | 1.3 | Electric Utility
6456 | Carver Falls | 2 | Conventional Hydroelectric | 0.6 | Electric Utility
6459 | Big Fork | 1 | Conventional Hydroelectric | 1.7 | Electric Utility
6459 | Big Fork | 2 | Conventional Hydroelectric | 1.7 | Electric Utility
6459 | Big Fork | 3 | Conventional Hydroelectric | 0.7 | Electric Utility
6462 | River Bend | 1 | Nuclear | 1035.9 | Electric Utility
6463 | Ames GT | GT1 | Petroleum Liquids | 21.3 | Electric Utility
6463 | Ames GT | GT2 | Petroleum Liquids | 57.4 | Electric Utility
6469 | Antelope Valley | 1 | Conventional Steam Coal | 434.9 | Electric Utility
6469 | Antelope Valley | 2 | Conventional Steam Coal | 434.9 | Electric Utility
6474 | Port Allen (HI) | 3 | Petroleum Liquids | 2.7 | Electric Utility
6474 | Port Allen (HI) | 4 | Petroleum Liquids | 2.7 | Electric Utility
6474 | Port Allen (HI) | 5 | Petroleum Liquids | 2.7 | Electric Utility
6474 | Port Allen (HI) | 8 | Petroleum Liquids | 8.6 | Electric Utility
6474 | Port Allen (HI) | 9 | Petroleum Liquids | 8.6 | Electric Utility
6474 | Port Allen (HI) | D6 | Petroleum Liquids | 8.6 | Electric Utility
6474 | Port Allen (HI) | D7 | Petroleum Liquids | 8.6 | Electric Utility
6474 | Port Allen (HI) | GT1 | Petroleum Liquids | 19.2 | Electric Utility
6474 | Port Allen (HI) | GT2 | Petroleum Liquids | 23.8 | Electric Utility
6474 | Port Allen (HI) | IC1 | Petroleum Liquids | 2 | Electric Utility
6474 | Port Allen (HI) | IC2 | Petroleum Liquids | 2 | Electric Utility
6474 | Port Allen (HI) | ST1 | Petroleum Liquids | 10 | Electric Utility
6475 | Gorge 18 | 1 | Conventional Hydroelectric | 3 | Electric Utility
6479 | San Francisquito 1 | 1A | Conventional Hydroelectric | 25 | Electric Utility
6479 | San Francisquito 1 | 3 | Conventional Hydroelectric | 9.3 | Electric Utility
6479 | San Francisquito 1 | 4 | Conventional Hydroelectric | 10 | Electric Utility
6479 | San Francisquito 1 | 6 | Conventional Hydroelectric | 25 | Electric Utility
6480 | San Francisquito 2 | 1 | Conventional Hydroelectric | 14 | Electric Utility
6480 | San Francisquito 2 | 2 | Conventional Hydroelectric | 14 | Electric Utility
6480 | San Francisquito 2 | 3 | Conventional Hydroelectric | 14 | Electric Utility
6481 | Intermountain Power Project | 1 | Conventional Steam Coal | 820 | Electric Utility
6481 | Intermountain Power Project | 2 | Conventional Steam Coal | 820 | Electric Utility
6483 | Mcindoes | GEN1 | Conventional Hydroelectric | 2.6 | IPP Non-CHP
6483 | Mcindoes | GEN2 | Conventional Hydroelectric | 2.6 | IPP Non-CHP
6483 | Mcindoes | GEN3 | Conventional Hydroelectric | 2.6 | IPP Non-CHP
6483 | Mcindoes | GEN4 | Conventional Hydroelectric | 2.6 | IPP Non-CHP
6484 | Bend | 1 | Conventional Hydroelectric | 0.2 | Electric Utility
6484 | Bend | 2 | Conventional Hydroelectric | 0.3 | Electric Utility
6484 | Bend | 3 | Conventional Hydroelectric | 0.6 | Electric Utility
6486 | Mill C | 1 | Conventional Hydroelectric | 1 | Electric Utility
6486 | Mill C | 2 | Conventional Hydroelectric | 1.2 | Electric Utility
6486 | Mill C | 3 | Conventional Hydroelectric | 3.8 | Electric Utility
6504 | Maalaea | 1 | Petroleum Liquids | 2.6 | Electric Utility
6504 | Maalaea | 10 | Petroleum Liquids | 12.5 | Electric Utility
6504 | Maalaea | 11 | Petroleum Liquids | 12.5 | Electric Utility
6504 | Maalaea | 12 | Petroleum Liquids | 12.5 | Electric Utility
6504 | Maalaea | 13 | Petroleum Liquids | 12.5 | Electric Utility
6504 | Maalaea | 14 | Petroleum Liquids | 23.6 | Electric Utility
6504 | Maalaea | 15 | Petroleum Liquids | 18 | Electric Utility
6504 | Maalaea | 16 | Petroleum Liquids | 23.6 | Electric Utility
6504 | Maalaea | 17 | Petroleum Liquids | 25 | Electric Utility
6504 | Maalaea | 18 | Petroleum Liquids | 18 | Electric Utility
6504 | Maalaea | 19 | Petroleum Liquids | 25 | Electric Utility
6504 | Maalaea | 2 | Petroleum Liquids | 2.6 | Electric Utility
6504 | Maalaea | 3 | Petroleum Liquids | 2.6 | Electric Utility
6504 | Maalaea | 4 | Petroleum Liquids | 5.6 | Electric Utility
6504 | Maalaea | 5 | Petroleum Liquids | 5.6 | Electric Utility
6504 | Maalaea | 6 | Petroleum Liquids | 5.6 | Electric Utility
6504 | Maalaea | 7 | Petroleum Liquids | 5.6 | Electric Utility
6504 | Maalaea | 8 | Petroleum Liquids | 5.6 | Electric Utility
6504 | Maalaea | 9 | Petroleum Liquids | 5.6 | Electric Utility
6504 | Maalaea | X1 | Petroleum Liquids | 2.6 | Electric Utility
6504 | Maalaea | X2 | Petroleum Liquids | 2.6 | Electric Utility
6505 | Oak Grove | 1 | Conventional Hydroelectric | 25.5 | Electric Utility
6505 | Oak Grove | 2 | Conventional Hydroelectric | 25.5 | Electric Utility
6506 | Moyie Springs | 1 | Conventional Hydroelectric | 1 | Electric Utility
6506 | Moyie Springs | 2 | Conventional Hydroelectric | 0.4 | Electric Utility
6506 | Moyie Springs | 3 | Conventional Hydroelectric | 1 | Electric Utility
6506 | Moyie Springs | 4 | Conventional Hydroelectric | 1.5 | Electric Utility
6507 | Drop 2 (WA) | 1 | Conventional Hydroelectric | 2.5 | Electric Utility
6508 | Drop 3 (WA) | 1 | Conventional Hydroelectric | 0.8 | Electric Utility
6508 | Drop 3 (WA) | 2 | Conventional Hydroelectric | 0.8 | Electric Utility
6510 | Brunswick | 1 | Petroleum Liquids | 2 | Electric Utility
6510 | Brunswick | 2 | Petroleum Liquids | 2 | Electric Utility
6510 | Brunswick | 3 | Petroleum Liquids | 2 | Electric Utility
6513 | Fleish | 1 | Conventional Hydroelectric | 2 | IPP Non-CHP
6515 | Valencia | GT1 | Natural Gas Fired Combustion Turbine | 18 | Electric Utility
6515 | Valencia | GT2 | Natural Gas Fired Combustion Turbine | 18 | Electric Utility
6515 | Valencia | GT3 | Natural Gas Fired Combustion Turbine | 18 | Electric Utility
6515 | Valencia | GT4 | Natural Gas Fired Combustion Turbine | 54 | Electric Utility
6516 | Rocky Ford | IC1 | Petroleum Liquids | 2 | Electric Utility
6516 | Rocky Ford | IC2 | Petroleum Liquids | 2 | Electric Utility
6516 | Rocky Ford | IC3 | Petroleum Liquids | 2 | Electric Utility
6516 | Rocky Ford | IC4 | Petroleum Liquids | 2 | Electric Utility
6516 | Rocky Ford | IC5 | Petroleum Liquids | 2 | Electric Utility
6517 | Keowee | 1 | Conventional Hydroelectric | 78.8 | Electric Utility
6517 | Keowee | 2 | Conventional Hydroelectric | 78.8 | Electric Utility
6518 | Kings Beach | KB1 | Petroleum Liquids | 2.5 | Electric Utility
6518 | Kings Beach | KB2 | Petroleum Liquids | 2.5 | Electric Utility
6518 | Kings Beach | KB3 | Petroleum Liquids | 2.5 | Electric Utility
6518 | Kings Beach | KB4 | Petroleum Liquids | 2.5 | Electric Utility
6518 | Kings Beach | KB5 | Petroleum Liquids | 2.5 | Electric Utility
6518 | Kings Beach | KB6 | Petroleum Liquids | 2.5 | Electric Utility
6519 | Vergennes 9 | 1 | Conventional Hydroelectric | 0.7 | Electric Utility
6519 | Vergennes 9 | 2 | Conventional Hydroelectric | 0.7 | Electric Utility
6519 | Vergennes 9 | 4 | Conventional Hydroelectric | 1 | Electric Utility
6519 | Vergennes 9 | 5 | Petroleum Liquids | 2 | Electric Utility
6519 | Vergennes 9 | 6 | Petroleum Liquids | 2 | Electric Utility
6520 | Waterbury 22 | 1 | Conventional Hydroelectric | 5.5 | Electric Utility
6521 | Lahontan | 1 | Conventional Hydroelectric | 0.6 | IPP Non-CHP
6521 | Lahontan | 2 | Conventional Hydroelectric | 0.6 | IPP Non-CHP
6521 | Lahontan | 3 | Conventional Hydroelectric | 0.6 | IPP Non-CHP
6522 | Yards Creek | 1 | Hydroelectric Pumped Storage | 151 | Electric Utility
6522 | Yards Creek | 2 | Hydroelectric Pumped Storage | 151 | Electric Utility
6522 | Yards Creek | 3 | Hydroelectric Pumped Storage | 151 | Electric Utility
6526 | Rainbow Falls Auscble | 1 | Conventional Hydroelectric | 1.3 | Electric Utility
6526 | Rainbow Falls Auscble | 2 | Conventional Hydroelectric | 1.3 | Electric Utility
6527 | E J West | 1 | Conventional Hydroelectric | 11 | IPP Non-CHP
6527 | E J West | 2 | Conventional Hydroelectric | 11 | IPP Non-CHP
6529 | Searsburg | GEN1 | Conventional Hydroelectric | 4.1 | IPP Non-CHP
6531 | Verdi | 1 | Conventional Hydroelectric | 2.4 | IPP Non-CHP
6532 | Washoe | 1 | Conventional Hydroelectric | 1.3 | IPP Non-CHP
6532 | Washoe | 2 | Conventional Hydroelectric | 1.3 | IPP Non-CHP
6537 | Little Cottonwood | 1 | Conventional Hydroelectric | 2.4 | Electric Utility
6537 | Little Cottonwood | 2 | Conventional Hydroelectric | 2.4 | Electric Utility
6543 | Dam No. 4 Hydro Station | 1 | Conventional Hydroelectric | 0.5 | IPP Non-CHP
6543 | Dam No. 4 Hydro Station | 2 | Conventional Hydroelectric | 0.5 | IPP Non-CHP
6543 | Dam No. 4 Hydro Station | 3 | Conventional Hydroelectric | 0.9 | IPP Non-CHP
6544 | Dam No. 5 Hydro Station | 1 | Conventional Hydroelectric | 0.5 | IPP Non-CHP
6544 | Dam No. 5 Hydro Station | 2 | Conventional Hydroelectric | 0.5 | IPP Non-CHP
6546 | Millville Hydro Station | 1 | Conventional Hydroelectric | 0.8 | IPP Non-CHP
6546 | Millville Hydro Station | 2 | Conventional Hydroelectric | 1 | IPP Non-CHP
6546 | Millville Hydro Station | 3 | Conventional Hydroelectric | 1 | IPP Non-CHP
6552 | Foster | 1 | Conventional Hydroelectric | 10 | Electric Utility
6552 | Foster | 2 | Conventional Hydroelectric | 10 | Electric Utility
6554 | Waverly Municipal Electric North Plant | 10 | Petroleum Liquids | 7 | Electric Utility
6554 | Waverly Municipal Electric North Plant | 17 | Petroleum Liquids | 1.8 | Electric Utility
6554 | Waverly Municipal Electric North Plant | 18 | Petroleum Liquids | 1.8 | Electric Utility
6554 | Waverly Municipal Electric North Plant | 19 | Petroleum Liquids | 1.8 | Electric Utility
6554 | Waverly Municipal Electric North Plant | 20 | Petroleum Liquids | 1.8 | Electric Utility
6554 | Waverly Municipal Electric North Plant | 7 | Natural Gas Internal Combustion Engine | 3.5 | Electric Utility
6554 | Waverly Municipal Electric North Plant | 8 | Natural Gas Internal Combustion Engine | 3.7 | Electric Utility
6554 | Waverly Municipal Electric North Plant | 9 | Natural Gas Internal Combustion Engine | 3.7 | Electric Utility
6555 | McGrath | 3A | Petroleum Liquids | 0.5 | Electric Utility
6555 | McGrath | 4A | Petroleum Liquids | 0.5 | Electric Utility
6555 | McGrath | 6 | Petroleum Liquids | 0.6 | Electric Utility
6555 | McGrath | 7 | Petroleum Liquids | 0.6 | Electric Utility
6558 | D G Hunter | 3 | Natural Gas Steam Turbine | 55 | Electric Utility
6558 | D G Hunter | 4 | Natural Gas Steam Turbine | 85 | Electric Utility
6559 | George M Sullivan Generation Plant 2 | 5 | Natural Gas Fired Combined Cycle | 38.1 | Electric Utility
6559 | George M Sullivan Generation Plant 2 | 6 | Natural Gas Fired Combined Cycle | 33 | Electric Utility
6559 | George M Sullivan Generation Plant 2 | 7 | Natural Gas Fired Combined Cycle | 102.6 | Electric Utility
6559 | George M Sullivan Generation Plant 2 | GT8 | Natural Gas Fired Combustion Turbine | 92.6 | Electric Utility
6560 | London | 1 | Conventional Hydroelectric | 4.8 | Electric Utility
6560 | London | 2 | Conventional Hydroelectric | 4.8 | Electric Utility
6560 | London | 3 | Conventional Hydroelectric | 4.8 | Electric Utility
6561 | Marmet | 1 | Conventional Hydroelectric | 4.8 | Electric Utility
6561 | Marmet | 2 | Conventional Hydroelectric | 4.8 | Electric Utility
6561 | Marmet | 3 | Conventional Hydroelectric | 4.8 | Electric Utility
6562 | Winfield | 1 | Conventional Hydroelectric | 14.7 | Electric Utility
6562 | Winfield | 2 | Conventional Hydroelectric | 4.9 | Electric Utility
6562 | Winfield | 3 | Conventional Hydroelectric | 4.9 | Electric Utility
6563 | Unionville | 1 | Petroleum Liquids | 26.6 | Electric Utility
6563 | Unionville | 2 | Petroleum Liquids | 26.6 | Electric Utility
6565 | Berlin | 1A | Petroleum Liquids | 1.1 | Electric Utility
6565 | Berlin | 2A | Petroleum Liquids | 1.8 | Electric Utility
6565 | Berlin | 3A | Petroleum Liquids | 1.8 | Electric Utility
6565 | Berlin | 4A | Petroleum Liquids | 1.8 | Electric Utility
6565 | Berlin | 5A | Petroleum Liquids | 2.5 | Electric Utility
6566 | Bethel | 1 | Petroleum Liquids | 2.1 | Electric Utility
6566 | Bethel | 2 | Petroleum Liquids | 2.1 | Electric Utility
6566 | Bethel | 3 | Petroleum Liquids | 2.1 | Electric Utility
6566 | Bethel | 4 | Petroleum Liquids | 2.1 | Electric Utility
6566 | Bethel | 6 | Petroleum Liquids | 2.1 | Electric Utility
6566 | Bethel | 7 | Petroleum Liquids | 2.1 | Electric Utility
6567 | Block Island | 22 | Petroleum Liquids | 1.3 | Electric Utility
6567 | Block Island | 23 | Petroleum Liquids | 1.2 | Electric Utility
6567 | Block Island | 24 | Petroleum Liquids | 1.6 | Electric Utility
6567 | Block Island | 25 | Petroleum Liquids | 1.8 | Electric Utility
6567 | Block Island | 26 | Petroleum Liquids | 1.8 | Electric Utility
6579 | Johnson | 1 | Petroleum Liquids | 0.6 | Electric Utility
6579 | Johnson | 2 | Petroleum Liquids | 0.9 | Electric Utility
6579 | Johnson | 4 | Petroleum Liquids | 0.5 | Electric Utility
6579 | Johnson | 5 | Petroleum Liquids | 0.3 | Electric Utility
6579 | Johnson | 7 | Petroleum Liquids | 1.5 | Electric Utility
6579 | Johnson | 8 | Natural Gas Internal Combustion Engine | 1.2 | Electric Utility
6579 | Johnson | IC6 | Petroleum Liquids | 1.5 | Electric Utility
6580 | Beaver Falls | 1 | Conventional Hydroelectric | 1 | Electric Utility
6580 | Beaver Falls | 3 | Conventional Hydroelectric | 2.2 | Electric Utility
6580 | Beaver Falls | 4 | Conventional Hydroelectric | 2.2 | Electric Utility
6581 | Silvis | 1 | Conventional Hydroelectric | 2.1 | Electric Utility
6584 | Stock Island | EP2 | Petroleum Liquids | 2.5 | Electric Utility
6584 | Stock Island | GT1 | Petroleum Liquids | 23.4 | Electric Utility
6584 | Stock Island | GT2 | Petroleum Liquids | 19.7 | Electric Utility
6584 | Stock Island | GT3 | Petroleum Liquids | 19.7 | Electric Utility
6584 | Stock Island | GT4 | Petroleum Liquids | 42 | Electric Utility
6584 | Stock Island | MSD1 | Petroleum Liquids | 9.6 | Electric Utility
6584 | Stock Island | MSD2 | Petroleum Liquids | 9.6 | Electric Utility
6586 | Wilkins Station | 1 | Petroleum Liquids | 2.7 | Electric Utility
6586 | Wilkins Station | 2 | Petroleum Liquids | 2.7 | Electric Utility
6595 | Toledo Bend | 1 | Conventional Hydroelectric | 40.5 | Electric Utility
6595 | Toledo Bend | 2 | Conventional Hydroelectric | 40.5 | Electric Utility
6612 | Union Valley | 1 | Conventional Hydroelectric | 38.6 | Electric Utility
6618 | Highgate Falls | 1 | Conventional Hydroelectric | 1.1 | Electric Utility
6618 | Highgate Falls | 2 | Conventional Hydroelectric | 1 | Electric Utility
6618 | Highgate Falls | 3 | Conventional Hydroelectric | 3.2 | Electric Utility
6618 | Highgate Falls | 4 | Conventional Hydroelectric | 5.8 | Electric Utility
6619 | Burlington (CO) | 1 | Petroleum Liquids | 64.7 | Electric Utility
6619 | Burlington (CO) | 2 | Petroleum Liquids | 64.7 | Electric Utility
6623 | Fort Peck | 1 | Conventional Hydroelectric | 43.5 | Electric Utility
6623 | Fort Peck | 2 | Conventional Hydroelectric | 18.3 | Electric Utility
6623 | Fort Peck | 3 | Conventional Hydroelectric | 43.5 | Electric Utility
6623 | Fort Peck | 4 | Conventional Hydroelectric | 40 | Electric Utility
6623 | Fort Peck | 5 | Conventional Hydroelectric | 40 | Electric Utility
6624 | Gavins Point | 1 | Conventional Hydroelectric | 44.1 | Electric Utility
6624 | Gavins Point | 2 | Conventional Hydroelectric | 44.1 | Electric Utility
6624 | Gavins Point | 3 | Conventional Hydroelectric | 44.1 | Electric Utility
6635 | A L Pierce | 4 | Natural Gas Fired Combustion Turbine | 84 | Electric Utility
6636 | Lake Lynn Hydro Station | 1 | Conventional Hydroelectric | 12.8 | IPP Non-CHP
6636 | Lake Lynn Hydro Station | 2 | Conventional Hydroelectric | 12.8 | IPP Non-CHP
6636 | Lake Lynn Hydro Station | 3 | Conventional Hydroelectric | 12.8 | IPP Non-CHP
6636 | Lake Lynn Hydro Station | 4 | Conventional Hydroelectric | 12.8 | IPP Non-CHP
6637 | Yakutat | 2B | Petroleum Liquids | 0.8 | Electric Utility
6637 | Yakutat | 3A | Petroleum Liquids | 0.6 | Electric Utility
6637 | Yakutat | 6 | Petroleum Liquids | 1.2 | Electric Utility
6637 | Yakutat | 7 | Petroleum Liquids | 1.2 | Electric Utility
6639 | R D Green | 1 | Conventional Steam Coal | 293 | Electric Utility
6639 | R D Green | 2 | Conventional Steam Coal | 293 | Electric Utility
6641 | Independence Steam Electric Station | 1 | Conventional Steam Coal | 900 | Electric Utility
6641 | Independence Steam Electric Station | 2 | Conventional Steam Coal | 900 | Electric Utility
6643 | Greg Avenue | 1 | Conventional Hydroelectric | 1 | Electric Utility
6644 | Lake Mathews | 1 | Conventional Hydroelectric | 4.9 | Electric Utility
6645 | Foothill Feeder | 1 | Conventional Hydroelectric | 4.5 | Electric Utility
6645 | Foothill Feeder | 2 | Conventional Hydroelectric | 4.5 | Electric Utility
6646 | San Dimas | 1 | Conventional Hydroelectric | 9.9 | Electric Utility
6647 | Yorba Linda | 1 | Conventional Hydroelectric | 5.1 | Electric Utility
6648 | Sandow No 4 | 4 | Conventional Steam Coal | 590.6 | IPP Non-CHP
6650 | Mexico | 1 | Petroleum Liquids | 60.7 | Electric Utility
6651 | Moberly | 1 | Petroleum Liquids | 60.6 | Electric Utility
6652 | Moreau | 1 | Petroleum Liquids | 60.8 | Electric Utility
6664 | Louisa | 1 | Conventional Steam Coal | 811.9 | Electric Utility
6702 | Pelican | HC1 | Conventional Hydroelectric | 0.6 | Electric Utility
6702 | Pelican | HC2 | Conventional Hydroelectric | 0.1 | Electric Utility
6702 | Pelican | IC6 | Petroleum Liquids | 0.4 | Electric Utility
6702 | Pelican | IC7 | Petroleum Liquids | 0.4 | Electric Utility
6702 | Pelican | IC8 | Petroleum Liquids | 0.2 | Electric Utility
6704 | Pebbly Beach | 10 | Petroleum Liquids | 1.1 | Electric Utility
6704 | Pebbly Beach | 12 | Petroleum Liquids | 1.5 | Electric Utility
6704 | Pebbly Beach | 14 | Petroleum Liquids | 1.4 | Electric Utility
6704 | Pebbly Beach | 15 | Petroleum Liquids | 2.8 | Electric Utility
6704 | Pebbly Beach | 7 | Petroleum Liquids | 1 | Electric Utility
6704 | Pebbly Beach | 8 | Petroleum Liquids | 1.5 | Electric Utility
6704 | Pebbly Beach | MT01 | Petroleum Liquids | 0.1 | Electric Utility
6704 | Pebbly Beach | MT02 | Petroleum Liquids | 0.1 | Electric Utility
6704 | Pebbly Beach | MT03 | Petroleum Liquids | 0.1 | Electric Utility
6704 | Pebbly Beach | MT04 | Petroleum Liquids | 0.1 | Electric Utility
6704 | Pebbly Beach | MT05 | Petroleum Liquids | 0.1 | Electric Utility
6704 | Pebbly Beach | MT06 | Petroleum Liquids | 0.1 | Electric Utility
6704 | Pebbly Beach | MT07 | Petroleum Liquids | 0.1 | Electric Utility
6704 | Pebbly Beach | MT08 | Petroleum Liquids | 0.1 | Electric Utility
6704 | Pebbly Beach | MT09 | Petroleum Liquids | 0.1 | Electric Utility
6704 | Pebbly Beach | MT10 | Petroleum Liquids | 0.1 | Electric Utility
6704 | Pebbly Beach | MT11 | Petroleum Liquids | 0.1 | Electric Utility
6704 | Pebbly Beach | MT14 | Petroleum Liquids | 0.1 | Electric Utility
6704 | Pebbly Beach | MT15 | Petroleum Liquids | 0.1 | Electric Utility
6704 | Pebbly Beach | MT16 | Petroleum Liquids | 0.1 | Electric Utility
6704 | Pebbly Beach | MT17 | Petroleum Liquids | 0.1 | Electric Utility
6704 | Pebbly Beach | MT18 | Petroleum Liquids | 0.1 | Electric Utility
6704 | Pebbly Beach | MT19 | Petroleum Liquids | 0.1 | Electric Utility
6704 | Pebbly Beach | MT20 | Petroleum Liquids | 0.1 | Electric Utility
6704 | Pebbly Beach | MT21 | Petroleum Liquids | 0.1 | Electric Utility
6704 | Pebbly Beach | MT22 | Petroleum Liquids | 0.1 | Electric Utility
6704 | Pebbly Beach | MT23 | Petroleum Liquids | 0.1 | Electric Utility
6704 | Pebbly Beach | MT24 | Petroleum Liquids | 0.1 | Electric Utility
6704 | Pebbly Beach | MT25 | Petroleum Liquids | 0.1 | Electric Utility
6705 | Warrick | 1 | Conventional Steam Coal | 166.6 | IPP CHP
6705 | Warrick | 2 | Conventional Steam Coal | 166.6 | IPP CHP
6705 | Warrick | 3 | Conventional Steam Coal | 166.6 | IPP CHP
6705 | Warrick | 4 | Conventional Steam Coal | 323 | IPP CHP
6741 | Rock Lake CT | 1 | Petroleum Liquids | 25 | Electric Utility
6761 | Rawhide | 1 | Conventional Steam Coal | 293.6 | Electric Utility
6761 | Rawhide | A | Natural Gas Fired Combustion Turbine | 89.3 | Electric Utility
6761 | Rawhide | B | Natural Gas Fired Combustion Turbine | 89.3 | Electric Utility
6761 | Rawhide | C | Natural Gas Fired Combustion Turbine | 89.3 | Electric Utility
6761 | Rawhide | D | Natural Gas Fired Combustion Turbine | 89.3 | Electric Utility
6761 | Rawhide | F | Natural Gas Fired Combustion Turbine | 149.6 | Electric Utility
6768 | Sikeston Power Station | 1 | Conventional Steam Coal | 261 | Electric Utility
6772 | Hugo | 1 | Conventional Steam Coal | 446 | Electric Utility
6776 | West Station (NJ) | 1 | Petroleum Liquids | 27 | Electric Utility
6789 | St Stephen | 1 | Conventional Hydroelectric | 28 | Electric Utility
6789 | St Stephen | 2 | Conventional Hydroelectric | 28 | Electric Utility
6789 | St Stephen | 3 | Conventional Hydroelectric | 28 | Electric Utility
6791 | Augusta Electric Plant No 2 | 1 | Natural Gas Internal Combustion Engine | 4 | Electric Utility
6791 | Augusta Electric Plant No 2 | 2 | Natural Gas Internal Combustion Engine | 4 | Electric Utility
6791 | Augusta Electric Plant No 2 | 3 | Natural Gas Internal Combustion Engine | 6 | Electric Utility
6791 | Augusta Electric Plant No 2 | 4 | Natural Gas Internal Combustion Engine | 6.7 | Electric Utility
6801 | Jarvis Street | 1 | Petroleum Liquids | 2 | Electric Utility
6801 | Jarvis Street | 2 | Petroleum Liquids | 2.8 | Electric Utility
6801 | Jarvis Street | 3 | Petroleum Liquids | 2.8 | Electric Utility
6801 | Jarvis Street | 4 | Petroleum Liquids | 4.5 | Electric Utility
6801 | Jarvis Street | 5 | Petroleum Liquids | 13.5 | Electric Utility
6823 | D B Wilson | 1 | Conventional Steam Coal | 509.4 | Electric Utility
6824 | St Bonifacius | 1 | Petroleum Liquids | 61.2 | Electric Utility
7011 | Hugoton 2 | 10 | Petroleum Liquids | 4.3 | Electric Utility
7011 | Hugoton 2 | 11 | Petroleum Liquids | 2.5 | Electric Utility
7011 | Hugoton 2 | 12 | Petroleum Liquids | 3 | Electric Utility
7011 | Hugoton 2 | 13 | Natural Gas Internal Combustion Engine | 0.8 | Electric Utility
7011 | Hugoton 2 | 7 | Petroleum Liquids | 2.3 | Electric Utility
7011 | Hugoton 2 | 8 | Petroleum Liquids | 2 | Electric Utility
7011 | Hugoton 2 | 9A | Petroleum Liquids | 4.3 | Electric Utility
7012 | Lower No 1 | 2 | Conventional Hydroelectric | 8 | Electric Utility
7013 | East 12th Street | 4 | Natural Gas Steam Turbine | 26.5 | Electric Utility
7013 | East 12th Street | 5 | Petroleum Liquids | 1.6 | Electric Utility
7015 | Unit 4 | 1 | Conventional Hydroelectric | 1.5 | Electric Utility
7018 | Chanute 3 | 10 | Natural Gas Internal Combustion Engine | 7.6 | Electric Utility
7018 | Chanute 3 | 11 | Natural Gas Internal Combustion Engine | 7.6 | Electric Utility
7018 | Chanute 3 | 12 | Petroleum Liquids | 6 | Electric Utility
7018 | Chanute 3 | 13 | Petroleum Liquids | 6 | Electric Utility
7018 | Chanute 3 | 9 | Natural Gas Internal Combustion Engine | 7.6 | Electric Utility
7028 | Whitehead | K1 | Natural Gas Internal Combustion Engine | 7 | Electric Utility
7028 | Whitehead | K2 | Natural Gas Internal Combustion Engine | 7 | Electric Utility
7028 | Whitehead | K3 | Natural Gas Internal Combustion Engine | 7 | Electric Utility
7028 | Whitehead | K4 | Natural Gas Internal Combustion Engine | 5 | Electric Utility
7030 | Major Oak Power | 1 | Conventional Steam Coal | 174.6 | IPP Non-CHP
7030 | Major Oak Power | 2 | Conventional Steam Coal | 174.6 | IPP Non-CHP
7032 | Gravel Neck | 1 | Petroleum Liquids | 16.3 | Electric Utility
7032 | Gravel Neck | 2 | Petroleum Liquids | 23.8 | Electric Utility
7032 | Gravel Neck | 3 | Natural Gas Fired Combustion Turbine | 91.9 | Electric Utility
7032 | Gravel Neck | 4 | Natural Gas Fired Combustion Turbine | 91.9 | Electric Utility
7032 | Gravel Neck | 5 | Natural Gas Fired Combustion Turbine | 91.9 | Electric Utility
7032 | Gravel Neck | 6 | Natural Gas Fired Combustion Turbine | 91.9 | Electric Utility
7034 | Hydro II | 1 | Conventional Hydroelectric | 3.3 | Electric Utility
7034 | Hydro II | 2 | Conventional Hydroelectric | 3.3 | Electric Utility
7039 | Lake (WY) | 1 | Petroleum Liquids | 2.7 | Electric Utility
7040 | Ellis Hydro | 1 | Conventional Hydroelectric | 10.8 | Electric Utility
7040 | Ellis Hydro | 2 | Conventional Hydroelectric | 10.8 | Electric Utility
7040 | Ellis Hydro | 3 | Conventional Hydroelectric | 10.8 | Electric Utility
7042 | Humpback Creek | 1 | Conventional Hydroelectric | 0.5 | Electric Utility
7042 | Humpback Creek | 2 | Conventional Hydroelectric | 0.5 | Electric Utility
7042 | Humpback Creek | 3 | Conventional Hydroelectric | 0.2 | Electric Utility
7051 | Wrightsville Hydro Plant | 1 | Conventional Hydroelectric | 0.1 | Electric Utility
7051 | Wrightsville Hydro Plant | 2 | Conventional Hydroelectric | 0.3 | Electric Utility
7051 | Wrightsville Hydro Plant | 3 | Conventional Hydroelectric | 0.6 | Electric Utility
7056 | Bolton Falls | 1 | Conventional Hydroelectric | 4.4 | Electric Utility
7056 | Bolton Falls | 2 | Conventional Hydroelectric | 4.4 | Electric Utility
7058 | Solon Diesel | 1 | Petroleum Liquids | 1 | Electric Utility
7058 | Solon Diesel | 2 | Petroleum Liquids | 1 | Electric Utility
7058 | Solon Diesel | 3 | Petroleum Liquids | 1 | Electric Utility
7058 | Solon Diesel | 4 | Petroleum Liquids | 1 | Electric Utility
7058 | Solon Diesel | 5 | Petroleum Liquids | 1 | Electric Utility
7058 | Solon Diesel | 6 | Petroleum Liquids | 1 | Electric Utility
7058 | Solon Diesel | 7 | Petroleum Liquids | 1 | Electric Utility
7058 | Solon Diesel | 8 | Petroleum Liquids | 1 | Electric Utility
7060 | Sibley No Two | 4 | Petroleum Liquids | 1.1 | Electric Utility
7063 | McIntosh (AL) | 1 | Natural Gas with Compressed Air Storage | 110 | Electric Utility
7063 | McIntosh (AL) | 2 | Natural Gas Fired Combustion Turbine | 113 | Electric Utility
7063 | McIntosh (AL) | 3 | Natural Gas Fired Combustion Turbine | 113 | Electric Utility
7063 | McIntosh (AL) | 4 | Natural Gas Fired Combustion Turbine | 170 | Electric Utility
7063 | McIntosh (AL) | 5 | Natural Gas Fired Combustion Turbine | 170 | Electric Utility
7066 | Stampede | 1 | Conventional Hydroelectric | 3 | Electric Utility
7066 | Stampede | 2 | Conventional Hydroelectric | 0.6 | Electric Utility
7072 | Mojave Siphon | 1 | Conventional Hydroelectric | 10.9 | Electric Utility
7072 | Mojave Siphon | 2 | Conventional Hydroelectric | 10.9 | Electric Utility
7072 | Mojave Siphon | 3 | Conventional Hydroelectric | 10.9 | Electric Utility
7079 | Upper Salmon B | 1 | Conventional Hydroelectric | 8.2 | Electric Utility
7079 | Upper Salmon B | 2 | Conventional Hydroelectric | 8.3 | Electric Utility
7080 | St George Red Rock | 1 | Petroleum Liquids | 7 | Electric Utility
7080 | St George Red Rock | 2 | Petroleum Liquids | 7 | Electric Utility
7082 | Harry Allen | 5 | Natural Gas Fired Combined Cycle | 167.5 | Electric Utility
7082 | Harry Allen | 6 | Natural Gas Fired Combined Cycle | 167.5 | Electric Utility
7082 | Harry Allen | 7 | Natural Gas Fired Combined Cycle | 223.5 | Electric Utility
7082 | Harry Allen | GT1 | Natural Gas Fired Combustion Turbine | 101.5 | Electric Utility
7082 | Harry Allen | GT4 | Natural Gas Fired Combustion Turbine | 85 | Electric Utility
7097 | J K Spruce | 1 | Conventional Steam Coal | 566 | Electric Utility
7097 | J K Spruce | 2 | Conventional Steam Coal | 878 | Electric Utility
7111 | Heber City | 1 | Natural Gas Internal Combustion Engine | 1.4 | Electric Utility
7111 | Heber City | 11 | Natural Gas Internal Combustion Engine | 1.9 | Electric Utility
7111 | Heber City | 12 | Natural Gas Internal Combustion Engine | 2.3 | Electric Utility
7111 | Heber City | 2 | Natural Gas Internal Combustion Engine | 1.4 | Electric Utility
7111 | Heber City | 4 | Natural Gas Internal Combustion Engine | 1.9 | Electric Utility
7111 | Heber City | NA10 | Natural Gas Internal Combustion Engine | 1.9 | Electric Utility
7111 | Heber City | NA5 | Natural Gas Internal Combustion Engine | 0.7 | Electric Utility
7111 | Heber City | NA6 | Natural Gas Internal Combustion Engine | 0.7 | Electric Utility
7111 | Heber City | NA9 | Natural Gas Internal Combustion Engine | 1.9 | Electric Utility
7112 | Centennial | IC6 | Petroleum Liquids | 3.3 | Electric Utility
7113 | PEC Headworks | 1 | Conventional Hydroelectric | 6.6 | Electric Utility
7115 | Hoist | 2 | Conventional Hydroelectric | 1.4 | Electric Utility
7115 | Hoist | 3 | Conventional Hydroelectric | 2 | Electric Utility
7116 | McClure Dam | 1 | Conventional Hydroelectric | 4 | Electric Utility
7116 | McClure Dam | 2 | Conventional Hydroelectric | 4 | Electric Utility
7118 | Cataract (MI) | 1 | Conventional Hydroelectric | 2 | IPP Non-CHP
7119 | Gladstone | 1 | Petroleum Liquids | 22.6 | Electric Utility
7125 | Bad Creek | 1 | Hydroelectric Pumped Storage | 324 | Electric Utility
7125 | Bad Creek | 2 | Hydroelectric Pumped Storage | 324 | Electric Utility
7125 | Bad Creek | 3 | Hydroelectric Pumped Storage | 324 | Electric Utility
7125 | Bad Creek | 4 | Hydroelectric Pumped Storage | 324 | Electric Utility
7127 | Wynoochee | 1 | Conventional Hydroelectric | 12.8 | Electric Utility
7128 | William F Matson Generating Station | 1 | Conventional Hydroelectric | 7 | Electric Utility
7128 | William F Matson Generating Station | 2 | Conventional Hydroelectric | 14.7 | Electric Utility
7129 | Thermalito Diverson Dam | TD1 | Conventional Hydroelectric | 3.4 | Electric Utility
7130 | Puna | 1 | Petroleum Liquids | 15.5 | Electric Utility
7130 | Puna | 3 | Petroleum Liquids | 23.6 | Electric Utility
7131 | Brandon Station | 1 | Natural Gas Fired Combustion Turbine | 21 | Electric Utility
7132 | Pine View Dam | NA1 | Conventional Hydroelectric | 1.8 | Electric Utility
7135 | Whillock | 1 | Conventional Hydroelectric | 10.8 | Electric Utility
7135 | Whillock | 2 | Conventional Hydroelectric | 10.8 | Electric Utility
7135 | Whillock | 3 | Conventional Hydroelectric | 10.8 | Electric Utility
7137 | Grinnell | 1 | Natural Gas Fired Combustion Turbine | 23.8 | Electric Utility
7137 | Grinnell | 2 | Natural Gas Fired Combustion Turbine | 23.8 | Electric Utility
7138 | Forked River | 1 | Natural Gas Fired Combustion Turbine | 38.4 | IPP Non-CHP
7138 | Forked River | 2 | Natural Gas Fired Combustion Turbine | 38.4 | IPP Non-CHP
7145 | Pleasant Hill | 1 | Natural Gas Fired Combustion Turbine | 41.4 | Electric Utility
7145 | Pleasant Hill | 2 | Natural Gas Fired Combustion Turbine | 41.4 | Electric Utility
7145 | Pleasant Hill | 3 | Natural Gas Fired Combustion Turbine | 97 | Electric Utility
7146 | Wading River | 02 | Petroleum Liquids | 79.5 | Electric Utility
7146 | Wading River | 03 | Petroleum Liquids | 79.5 | Electric Utility
7146 | Wading River | 1 | Petroleum Liquids | 79.5 | Electric Utility
7147 | Mill Creek 3 | 3 | Conventional Hydroelectric | 1 | Electric Utility
7147 | Mill Creek 3 | 4 | Conventional Hydroelectric | 1 | Electric Utility
7147 | Mill Creek 3 | 5 | Conventional Hydroelectric | 1 | Electric Utility
7151 | Stony Gorge | 1 | Conventional Hydroelectric | 2.5 | Electric Utility
7151 | Stony Gorge | 2 | Conventional Hydroelectric | 2.5 | Electric Utility
7153 | Hay Road | HR1 | Natural Gas Fired Combined Cycle | 122 | IPP Non-CHP
7153 | Hay Road | HR2 | Natural Gas Fired Combined Cycle | 122 | IPP Non-CHP
7153 | Hay Road | HR3 | Natural Gas Fired Combined Cycle | 122 | IPP Non-CHP
7153 | Hay Road | HR4 | Natural Gas Fired Combined Cycle | 200 | IPP Non-CHP
7153 | Hay Road | HR5 | Natural Gas Fired Combined Cycle | 144 | IPP Non-CHP
7153 | Hay Road | HR6 | Natural Gas Fired Combined Cycle | 144 | IPP Non-CHP
7153 | Hay Road | HR7 | Natural Gas Fired Combined Cycle | 144 | IPP Non-CHP
7153 | Hay Road | HR8 | Natural Gas Fired Combined Cycle | 195 | IPP Non-CHP
7155 | Lime Creek | 1 | Petroleum Liquids | 45.1 | Electric Utility
7155 | Lime Creek | 2 | Petroleum Liquids | 45.1 | Electric Utility
7158 | Woodsdale | GT1 | Natural Gas Fired Combustion Turbine | 95.3 | Electric Utility
7158 | Woodsdale | GT2 | Natural Gas Fired Combustion Turbine | 95.3 | Electric Utility
7158 | Woodsdale | GT3 | Natural Gas Fired Combustion Turbine | 95.3 | Electric Utility
7158 | Woodsdale | GT4 | Natural Gas Fired Combustion Turbine | 95.3 | Electric Utility
7158 | Woodsdale | GT5 | Natural Gas Fired Combustion Turbine | 95.3 | Electric Utility
7158 | Woodsdale | GT6 | Natural Gas Fired Combustion Turbine | 95.3 | Electric Utility
7159 | Concord | 1 | Natural Gas Fired Combustion Turbine | 95.4 | Electric Utility
7159 | Concord | 2 | Natural Gas Fired Combustion Turbine | 95.4 | Electric Utility
7159 | Concord | 3 | Natural Gas Fired Combustion Turbine | 95.4 | Electric Utility
7159 | Concord | 4 | Natural Gas Fired Combustion Turbine | 95.4 | Electric Utility
7164 | Waddell | PG3 | Hydroelectric Pumped Storage | 10 | Electric Utility
7164 | Waddell | PG6 | Hydroelectric Pumped Storage | 10 | Electric Utility
7164 | Waddell | PG7 | Hydroelectric Pumped Storage | 10 | Electric Utility
7164 | Waddell | PS1 | Hydroelectric Pumped Storage | 10 | Electric Utility
7166 | Murray | 1 | Conventional Hydroelectric | 22.7 | Electric Utility
7166 | Murray | 2 | Conventional Hydroelectric | 22.7 | Electric Utility
7168 | Chester Lake | 1 | Conventional Hydroelectric | 1 | Electric Utility
7169 | Northway | 1A | Petroleum Liquids | 0.5 | Electric Utility
7169 | Northway | 2A | Petroleum Liquids | 0.2 | Electric Utility
7169 | Northway | 5 | Petroleum Liquids | 0.4 | Electric Utility
7173 | Barrow | 10 | Natural Gas Internal Combustion Engine | 1.5 | Electric Utility
7173 | Barrow | 11 | Natural Gas Fired Combustion Turbine | 4.8 | Electric Utility
7173 | Barrow | 12 | Natural Gas Fired Combustion Turbine | 5 | Electric Utility
7173 | Barrow | 6 | Natural Gas Fired Combustion Turbine | 2.5 | Electric Utility
7173 | Barrow | 7 | Natural Gas Fired Combustion Turbine | 2.5 | Electric Utility
7173 | Barrow | 8 | Natural Gas Fired Combustion Turbine | 2.5 | Electric Utility
7173 | Barrow | 9 | Natural Gas Internal Combustion Engine | 1.5 | Electric Utility
7174 | Gwitchyaa Zhee | 1 | Petroleum Liquids | 0.6 | Electric Utility
7174 | Gwitchyaa Zhee | 2A | Petroleum Liquids | 0.5 | Electric Utility
7174 | Gwitchyaa Zhee | 4A | Petroleum Liquids | 0.5 | Electric Utility
7174 | Gwitchyaa Zhee | 7 | Petroleum Liquids | 1 | Electric Utility
7179 | Headgate Rock | 1 | Conventional Hydroelectric | 6.5 | Electric Utility
7179 | Headgate Rock | 2 | Conventional Hydroelectric | 6.5 | Electric Utility
7179 | Headgate Rock | 3 | Conventional Hydroelectric | 6.5 | Electric Utility
7182 | Aniak | 1 | Petroleum Liquids | 0.5 | Electric Utility
7182 | Aniak | 9 | Petroleum Liquids | 0.6 | Electric Utility
7183 | Newhalen | 5 | Petroleum Liquids | 0.3 | Electric Utility
7183 | Newhalen | 6 | Petroleum Liquids | 0.3 | Electric Utility
7183 | Newhalen | 7 | Petroleum Liquids | 0.3 | Electric Utility
7183 | Newhalen | H-1 | Conventional Hydroelectric | 0.4 | Electric Utility
7183 | Newhalen | H-2 | Conventional Hydroelectric | 0.4 | Electric Utility
7189 | Whiskeytown | 1 | Conventional Hydroelectric | 3.5 | Electric Utility
7190 | Milner Hydro | 1 | Conventional Hydroelectric | 46.6 | Electric Utility
7190 | Milner Hydro | 2 | Conventional Hydroelectric | 12.1 | Electric Utility
7190 | Milner Hydro | 3 | Conventional Hydroelectric | 0.8 | Electric Utility
7191 | Tallassee Hydro Project | 1 | Conventional Hydroelectric | 2.2 | IPP Non-CHP
7191 | Tallassee Hydro Project | 2 | Conventional Hydroelectric | 0.1 | IPP Non-CHP
7200 | Robert D Willis | 1 | Conventional Hydroelectric | 4 | Electric Utility
7200 | Robert D Willis | 2 | Conventional Hydroelectric | 4 | Electric Utility
7203 | South Fond Du Lac | CT1 | Natural Gas Fired Combustion Turbine | 95.4 | Electric Utility
7203 | South Fond Du Lac | CT2 | Natural Gas Fired Combustion Turbine | 95.4 | Electric Utility
7203 | South Fond Du Lac | CT3 | Natural Gas Fired Combustion Turbine | 95.4 | Electric Utility
7203 | South Fond Du Lac | CT4 | Natural Gas Fired Combustion Turbine | 95.4 | Electric Utility
7210 | Cope | ST1 | Conventional Steam Coal | 417.3 | Electric Utility
7212 | Darbytown | 1 | Natural Gas Fired Combustion Turbine | 92.1 | Electric Utility
7212 | Darbytown | 2 | Natural Gas Fired Combustion Turbine | 92.1 | Electric Utility
7212 | Darbytown | 3 | Natural Gas Fired Combustion Turbine | 92.1 | Electric Utility
7212 | Darbytown | 4 | Natural Gas Fired Combustion Turbine | 92.1 | Electric Utility
7213 | Clover | 1 | Conventional Steam Coal | 424 | Electric Utility
7213 | Clover | 2 | Conventional Steam Coal | 424 | Electric Utility
7229 | Black Butte | 1 | Conventional Hydroelectric | 6.1 | Electric Utility
7231 | Gianera | 1 | Natural Gas Fired Combustion Turbine | 32.3 | Electric Utility
7231 | Gianera | 2 | Natural Gas Fired Combustion Turbine | 32.3 | Electric Utility
7232 | Santa Clara Cogen | 1 | Natural Gas Fired Combustion Turbine | 3.9 | Electric Utility
7232 | Santa Clara Cogen | 2 | Natural Gas Fired Combustion Turbine | 3.9 | Electric Utility
7233 | Tesla | 1 | Conventional Hydroelectric | 27.6 | Electric Utility
7237 | Angus Anson | 1 | Natural Gas Fired Combustion Turbine | 119.7 | Electric Utility
7237 | Angus Anson | 2 | Natural Gas Fired Combustion Turbine | 119.7 | Electric Utility
7237 | Angus Anson | 4 | Natural Gas Fired Combustion Turbine | 166.3 | Electric Utility
7238 | Cane Island | 1 | Natural Gas Fired Combustion Turbine | 42 | Electric Utility
7238 | Cane Island | 2 | Natural Gas Fired Combined Cycle | 80 | Electric Utility
7238 | Cane Island | 2A | Natural Gas Fired Combined Cycle | 40 | Electric Utility
7238 | Cane Island | 3 | Natural Gas Fired Combined Cycle | 167.5 | Electric Utility
7238 | Cane Island | 3A | Natural Gas Fired Combined Cycle | 82.5 | Electric Utility
7238 | Cane Island | 4 | Natural Gas Fired Combined Cycle | 180 | Electric Utility
7238 | Cane Island | 4A | Natural Gas Fired Combined Cycle | 143.5 | Electric Utility
7242 | Polk | 1CA | Coal Integrated Gasification Combined Cycle | 133.4 | Electric Utility
7242 | Polk | 1CT | Coal Integrated Gasification Combined Cycle | 192.9 | Electric Utility
7242 | Polk | 2 | Natural Gas Fired Combined Cycle | 175.8 | Electric Utility
7242 | Polk | 3 | Natural Gas Fired Combined Cycle | 175.8 | Electric Utility
7242 | Polk | 4 | Natural Gas Fired Combined Cycle | 175.8 | Electric Utility
7242 | Polk | 5 | Natural Gas Fired Combined Cycle | 175.8 | Electric Utility
7246 | Dam 2 | 1 | Conventional Hydroelectric | 34.2 | Electric Utility
7246 | Dam 2 | 2 | Conventional Hydroelectric | 34.2 | Electric Utility
7246 | Dam 2 | 3 | Conventional Hydroelectric | 34.2 | Electric Utility
7247 | Watertown Power Plant | 1 | Petroleum Liquids | 67.5 | Electric Utility
7250 | Auke Bay | 13 | Petroleum Liquids | 2.8 | Electric Utility
7250 | Auke Bay | 14 | Petroleum Liquids | 30.9 | Electric Utility
7250 | Auke Bay | 4 | Petroleum Liquids | 2.5 | Electric Utility
7259 | Skookumchuck | 1 | Conventional Hydroelectric | 1 | IPP Non-CHP
7264 | Miki Basin | LL1 | Petroleum Liquids | 1 | Electric Utility
7264 | Miki Basin | LL2 | Petroleum Liquids | 1 | Electric Utility
7264 | Miki Basin | LL3 | Petroleum Liquids | 1 | Electric Utility
7264 | Miki Basin | LL4 | Petroleum Liquids | 1 | Electric Utility
7264 | Miki Basin | LL5 | Petroleum Liquids | 1 | Electric Utility
7264 | Miki Basin | LL6 | Petroleum Liquids | 1 | Electric Utility
7264 | Miki Basin | LL7 | Petroleum Liquids | 2.2 | Electric Utility
7264 | Miki Basin | LL8 | Petroleum Liquids | 2.2 | Electric Utility
7266 | Woodland | 2 | Natural Gas Fired Combined Cycle | 37.7 | Electric Utility
7266 | Woodland | 3 | Natural Gas Fired Combined Cycle | 60.5 | Electric Utility
7266 | Woodland | 3A | Natural Gas Internal Combustion Engine | 8.4 | Electric Utility
7266 | Woodland | 3B | Natural Gas Internal Combustion Engine | 8.4 | Electric Utility
7266 | Woodland | 3C | Natural Gas Internal Combustion Engine | 8.4 | Electric Utility
7266 | Woodland | 3D | Natural Gas Internal Combustion Engine | 8.4 | Electric Utility
7266 | Woodland | 3E | Natural Gas Internal Combustion Engine | 8.4 | Electric Utility
7266 | Woodland | 3F | Natural Gas Internal Combustion Engine | 8.4 | Electric Utility
7266 | Woodland | NA1 | Natural Gas Fired Combustion Turbine | 50.4 | Electric Utility
7268 | 491 E 48th Street | 7 | Natural Gas Fired Combustion Turbine | 39.1 | Electric Utility
7268 | 491 E 48th Street | 8 | Natural Gas Fired Combustion Turbine | 39.1 | Electric Utility
7268 | 491 E 48th Street | 9 | Natural Gas Fired Combustion Turbine | 83.5 | Electric Utility
7270 | Paris (WI) | 1 | Natural Gas Fired Combustion Turbine | 95.4 | Electric Utility
7270 | Paris (WI) | 2 | Natural Gas Fired Combustion Turbine | 95.4 | Electric Utility
7270 | Paris (WI) | 3 | Natural Gas Fired Combustion Turbine | 95.4 | Electric Utility
7270 | Paris (WI) | 4 | Natural Gas Fired Combustion Turbine | 95.4 | Electric Utility
7277 | Lincoln Combustion | 1 | Natural Gas Fired Combustion Turbine | 109.6 | Electric Utility
7277 | Lincoln Combustion | 10 | Natural Gas Fired Combustion Turbine | 109.6 | Electric Utility
7277 | Lincoln Combustion | 11 | Natural Gas Fired Combustion Turbine | 109.6 | Electric Utility
7277 | Lincoln Combustion | 12 | Natural Gas Fired Combustion Turbine | 109.6 | Electric Utility
7277 | Lincoln Combustion | 13 | Natural Gas Fired Combustion Turbine | 109.6 | Electric Utility
7277 | Lincoln Combustion | 14 | Natural Gas Fired Combustion Turbine | 109.6 | Electric Utility
7277 | Lincoln Combustion | 15 | Natural Gas Fired Combustion Turbine | 109.6 | Electric Utility
7277 | Lincoln Combustion | 16 | Natural Gas Fired Combustion Turbine | 109.6 | Electric Utility
7277 | Lincoln Combustion | 2 | Natural Gas Fired Combustion Turbine | 109.6 | Electric Utility
7277 | Lincoln Combustion | 3 | Natural Gas Fired Combustion Turbine | 109.6 | Electric Utility
7277 | Lincoln Combustion | 4 | Natural Gas Fired Combustion Turbine | 109.6 | Electric Utility
7277 | Lincoln Combustion | 5 | Natural Gas Fired Combustion Turbine | 109.6 | Electric Utility
7277 | Lincoln Combustion | 6 | Natural Gas Fired Combustion Turbine | 109.6 | Electric Utility
7277 | Lincoln Combustion | 7 | Natural Gas Fired Combustion Turbine | 109.6 | Electric Utility
7277 | Lincoln Combustion | 8 | Natural Gas Fired Combustion Turbine | 109.6 | Electric Utility
7277 | Lincoln Combustion | 9 | Natural Gas Fired Combustion Turbine | 109.6 | Electric Utility
7279 | O'Shaughnessy Hydro | 1 | Conventional Hydroelectric | 1.3 | Electric Utility
7279 | O'Shaughnessy Hydro | 2 | Conventional Hydroelectric | 3.9 | Electric Utility
7281 | Gardner Energy Center | CT1 | Natural Gas Fired Combustion Turbine | 19.6 | Electric Utility
7281 | Gardner Energy Center | CT2 | Natural Gas Fired Combustion Turbine | 19.6 | Electric Utility
7283 | Paragould Turbine | 1 | Natural Gas Fired Combustion Turbine | 3.4 | Electric Utility
7283 | Paragould Turbine | 2 | Natural Gas Fired Combustion Turbine | 3.4 | Electric Utility
7283 | Paragould Turbine | 3 | Natural Gas Fired Combustion Turbine | 3.4 | Electric Utility
7283 | Paragould Turbine | 4 | Natural Gas Fired Combustion Turbine | 3.4 | Electric Utility
7283 | Paragould Turbine | 5 | Petroleum Liquids | 0.3 | Electric Utility
7288 | Sherman Avenue | SEHR | Natural Gas Fired Combustion Turbine | 112.8 | IPP Non-CHP
7294 | Central Energy Plant | GTG | Natural Gas Fired Combined Cycle | 61.5 | Electric Utility
7294 | Central Energy Plant | STG | Natural Gas Fired Combined Cycle | 8.5 | Electric Utility
7296 | State Line Combined Cycle | 1 | Natural Gas Fired Combustion Turbine | 123 | Electric Utility
7296 | State Line Combined Cycle | 2-1 | Natural Gas Fired Combined Cycle | 181 | Electric Utility
7296 | State Line Combined Cycle | 2-2 | Natural Gas Fired Combined Cycle | 180 | Electric Utility
7296 | State Line Combined Cycle | 2-3 | Natural Gas Fired Combined Cycle | 206.5 | Electric Utility
7302 | Hines Energy Complex | 1GT | Natural Gas Fired Combined Cycle | 173.4 | Electric Utility
7302 | Hines Energy Complex | 1GT2 | Natural Gas Fired Combined Cycle | 173.4 | Electric Utility
7302 | Hines Energy Complex | 1ST | Natural Gas Fired Combined Cycle | 199.7 | Electric Utility
7302 | Hines Energy Complex | 2GT | Natural Gas Fired Combined Cycle | 167.7 | Electric Utility
7302 | Hines Energy Complex | 2GT2 | Natural Gas Fired Combined Cycle | 167.7 | Electric Utility
7302 | Hines Energy Complex | 2ST | Natural Gas Fired Combined Cycle | 180.6 | Electric Utility
7302 | Hines Energy Complex | 3GT | Natural Gas Fired Combined Cycle | 193 | Electric Utility
7302 | Hines Energy Complex | 3GT2 | Natural Gas Fired Combined Cycle | 193 | Electric Utility
7302 | Hines Energy Complex | 3ST | Natural Gas Fired Combined Cycle | 204 | Electric Utility
7302 | Hines Energy Complex | 4GT | Natural Gas Fired Combined Cycle | 199 | Electric Utility
7302 | Hines Energy Complex | 4GT2 | Natural Gas Fired Combined Cycle | 199 | Electric Utility
7302 | Hines Energy Complex | 4ST | Natural Gas Fired Combined Cycle | 212.5 | Electric Utility
7304 | Palmyra Municipal 2 | IC10 | Natural Gas Internal Combustion Engine | 3.5 | Electric Utility
7304 | Palmyra Municipal 2 | IC9 | Natural Gas Internal Combustion Engine | 3.5 | Electric Utility
7307 | Redding Power | 1 | Natural Gas Fired Combustion Turbine | 18 | Electric Utility
7307 | Redding Power | 2 | Natural Gas Fired Combustion Turbine | 27.9 | Electric Utility
7307 | Redding Power | 3 | Natural Gas Fired Combustion Turbine | 27.9 | Electric Utility
7307 | Redding Power | 4 | Natural Gas Fired Combined Cycle | 26.8 | Electric Utility
7307 | Redding Power | 5 | Natural Gas Fired Combined Cycle | 40 | Electric Utility
7307 | Redding Power | 6 | Natural Gas Fired Combined Cycle | 42.5 | Electric Utility
7314 | Richard M Flynn | NA1 | Natural Gas Fired Combined Cycle | 108 | Electric Utility
7314 | Richard M Flynn | NA2 | Natural Gas Fired Combined Cycle | 56 | Electric Utility
7315 | Almond Power Plant | 1 | Natural Gas Fired Combustion Turbine | 49.5 | Electric Utility
7315 | Almond Power Plant | 2 | Natural Gas Fired Combustion Turbine | 58 | Electric Utility
7315 | Almond Power Plant | 3 | Natural Gas Fired Combustion Turbine | 58 | Electric Utility
7315 | Almond Power Plant | 4 | Natural Gas Fired Combustion Turbine | 58 | Electric Utility
7317 | Buffalo Bill | 1 | Conventional Hydroelectric | 6 | Electric Utility
7317 | Buffalo Bill | 2 | Conventional Hydroelectric | 6 | Electric Utility
7317 | Buffalo Bill | 3 | Conventional Hydroelectric | 6 | Electric Utility
7318 | Van Sant Station | 1 | Natural Gas Fired Combustion Turbine | 45.1 | IPP Non-CHP
7325 | San Jacinto Steam Electric Station | 1 | Natural Gas Fired Combustion Turbine | 88.2 | IPP Non-CHP
7325 | San Jacinto Steam Electric Station | 2 | Natural Gas Fired Combustion Turbine | 88.2 | IPP Non-CHP
7335 | Richmond | RCT1 | Natural Gas Fired Combustion Turbine | 41.4 | Electric Utility
7335 | Richmond | RCT2 | Natural Gas Fired Combustion Turbine | 41.4 | Electric Utility
7336 | Anderson | ACT1 | Natural Gas Fired Combustion Turbine | 41.4 | Electric Utility
7336 | Anderson | ACT2 | Natural Gas Fired Combustion Turbine | 41.4 | Electric Utility
7336 | Anderson | ACT3 | Natural Gas Fired Combustion Turbine | 85.9 | Electric Utility
7337 | Florence | 1 | Petroleum Liquids | 4.6 | Electric Utility
7337 | Florence | 2 | Petroleum Liquids | 4.6 | Electric Utility
7338 | Grizzly | NA1 | Conventional Hydroelectric | 22 | Electric Utility
7339 | Wellington 2 | 6 | Natural Gas Fired Combustion Turbine | 20 | Electric Utility
7343 | George Neal South | 4 | Conventional Steam Coal | 695.9 | Electric Utility
7345 | University of Florida | P1 | Natural Gas Fired Combustion Turbine | 43 | Electric Utility
7348 | Robins | 1 | Natural Gas Fired Combustion Turbine | 91.9 | Electric Utility
7348 | Robins | 2 | Natural Gas Fired Combustion Turbine | 91.9 | Electric Utility
7350 | Coyote Springs | 1 | Natural Gas Fired Combined Cycle | 185.7 | Electric Utility
7350 | Coyote Springs | 2 | Natural Gas Fired Combined Cycle | 80.6 | Electric Utility
7366 | Lincoln Turbines | 1 | Onshore Wind Turbine | 9.2 | Electric Utility
7367 | Bradley Lake | 1 | Conventional Hydroelectric | 63 | Electric Utility
7367 | Bradley Lake | 2 | Conventional Hydroelectric | 63 | Electric Utility
7368 | Geothermal 1 | 1 | Geothermal | 55 | Electric Utility
7368 | Geothermal 1 | 2 | Geothermal | 55 | Electric Utility
7369 | Geothermal 2 | 3 | Geothermal | 55 | Electric Utility
7369 | Geothermal 2 | 4 | Geothermal | 55 | Electric Utility
7372 | McPhee | 1 | Conventional Hydroelectric | 1.2 | Electric Utility
7373 | Towaoc | 1 | Conventional Hydroelectric | 11.4 | Electric Utility
7378 | United Hospital | 1 | Petroleum Liquids | 1.6 | Commercial Non-CHP
7378 | United Hospital | 2 | Petroleum Liquids | 1.6 | Commercial Non-CHP
7378 | United Hospital | 3 | Petroleum Liquids | 1.6 | Commercial Non-CHP
7380 | Midulla Generating Station | CT1 | Natural Gas Fired Combined Cycle | 199 | Electric Utility
7380 | Midulla Generating Station | CT2 | Natural Gas Fired Combined Cycle | 199 | Electric Utility
7380 | Midulla Generating Station | GT4 | Natural Gas Fired Combustion Turbine | 62 | Electric Utility
7380 | Midulla Generating Station | GT5 | Natural Gas Fired Combustion Turbine | 62 | Electric Utility
7380 | Midulla Generating Station | GT6 | Natural Gas Fired Combustion Turbine | 62 | Electric Utility
7380 | Midulla Generating Station | GT7 | Natural Gas Fired Combustion Turbine | 62 | Electric Utility
7380 | Midulla Generating Station | GT8 | Natural Gas Fired Combustion Turbine | 62 | Electric Utility
7380 | Midulla Generating Station | ST3 | Natural Gas Fired Combined Cycle | 189 | Electric Utility
7381 | Searsburg Wind Turbine | 1 | Onshore Wind Turbine | 6 | Electric Utility
7392 | Poplar Bluff Generating Station | 1 | Natural Gas Internal Combustion Engine | 7 | Electric Utility
7392 | Poplar Bluff Generating Station | 2 | Natural Gas Internal Combustion Engine | 7 | Electric Utility
7392 | Poplar Bluff Generating Station | 3 | Natural Gas Internal Combustion Engine | 6.7 | Electric Utility
7392 | Poplar Bluff Generating Station | 4 | Natural Gas Internal Combustion Engine | 6.7 | Electric Utility
7392 | Poplar Bluff Generating Station | 5 | Natural Gas Internal Combustion Engine | 6.7 | Electric Utility
7393 | Lakin Municipal | LK1 | Natural Gas Internal Combustion Engine | 4.4 | Electric Utility
7394 | Gonzales Hydro Plant | 1 | Conventional Hydroelectric | 0.5 | Electric Utility
7394 | Gonzales Hydro Plant | 2 | Conventional Hydroelectric | 0.5 | Electric Utility
7394 | Gonzales Hydro Plant | 3 | Conventional Hydroelectric | 0.5 | Electric Utility
7396 | Front Street | 1 | Petroleum Liquids | 2.7 | Electric Utility
7396 | Front Street | 2 | Petroleum Liquids | 2.7 | Electric Utility
7396 | Front Street | 3 | Petroleum Liquids | 2.7 | Electric Utility
7397 | Falling Spring | 5 | Natural Gas Internal Combustion Engine | 2 | Electric Utility
7397 | Falling Spring | 6 | Natural Gas Internal Combustion Engine | 2 | Electric Utility
7397 | Falling Spring | 7 | Natural Gas Internal Combustion Engine | 3.2 | Electric Utility
7398 | Water Street Station | GEN1 | Natural Gas Internal Combustion Engine | 5.7 | Electric Utility
7398 | Water Street Station | GEN2 | Natural Gas Internal Combustion Engine | 6.9 | Electric Utility
7399 | Henry Station | GEN3 | Natural Gas Internal Combustion Engine | 7.7 | Electric Utility
7399 | Henry Station | GEN4 | Natural Gas Internal Combustion Engine | 7.7 | Electric Utility
7400 | Salisbury City of | 1 | Petroleum Liquids | 1 | Electric Utility
7400 | Salisbury City of | 2 | Petroleum Liquids | 1 | Electric Utility
7400 | Salisbury City of | 3 | Petroleum Liquids | 2.2 | Electric Utility
7400 | Salisbury City of | 4 | Petroleum Liquids | 2.2 | Electric Utility
7405 | Shelbina Power #1 | G1 | Petroleum Liquids | 3 | Electric Utility
7405 | Shelbina Power #1 | G2 | Petroleum Liquids | 1.6 | Electric Utility
7406 | Shelbina Power #2 | G3 | Petroleum Liquids | 1.6 | Electric Utility
7406 | Shelbina Power #2 | G4 | Petroleum Liquids | 1.6 | Electric Utility
7406 | Shelbina Power #2 | G5 | Petroleum Liquids | 1.6 | Electric Utility
7406 | Shelbina Power #2 | G6 | Petroleum Liquids | 1.8 | Electric Utility
7408 | Payson | 86-1 | Natural Gas Internal Combustion Engine | 2.6 | Electric Utility
7408 | Payson | 86-2 | Natural Gas Internal Combustion Engine | 2.6 | Electric Utility
7408 | Payson | 86-3 | Natural Gas Internal Combustion Engine | 2.5 | Electric Utility
7408 | Payson | 86-4 | Natural Gas Internal Combustion Engine | 2 | Electric Utility
7413 | Short Mountain | 1 | Landfill Gas | 0.8 | Electric Utility
7413 | Short Mountain | 2 | Landfill Gas | 0.8 | Electric Utility
7413 | Short Mountain | 3 | Landfill Gas | 0.8 | Electric Utility
7413 | Short Mountain | 4 | Landfill Gas | 0.8 | Electric Utility
7414 | Thorne Bay Plant | 2 | Petroleum Liquids | 0.6 | Electric Utility
7414 | Thorne Bay Plant | 4 | Petroleum Liquids | 0.4 | Electric Utility
7415 | Lakefield Utilities | 5 | Petroleum Liquids | 1.2 | Electric Utility
7415 | Lakefield Utilities | 6 | Petroleum Liquids | 2.2 | Electric Utility
7425 | Interstate | 1 | Natural Gas Fired Combustion Turbine | 138.6 | Electric Utility
7427 | Cowlitz Falls | U#1 | Conventional Hydroelectric | 35 | Electric Utility
7427 | Cowlitz Falls | U#2 | Conventional Hydroelectric | 35 | Electric Utility
7429 | Edenton Generators | 1 | Petroleum Liquids | 1.2 | Electric Utility
7429 | Edenton Generators | 2 | Petroleum Liquids | 1.2 | Electric Utility
7431 | Dalles Dam North Fishway Project | 1 | Conventional Hydroelectric | 6.5 | Electric Utility
7432 | Oxford (KS) | 1A | Petroleum Liquids | 1.7 | Electric Utility
7432 | Oxford (KS) | 2A | Petroleum Liquids | 1.7 | Electric Utility
7432 | Oxford (KS) | 3A | Petroleum Liquids | 1.7 | Electric Utility
7436 | Vernon | JH1 | Petroleum Liquids | 6 | Electric Utility
7436 | Vernon | JH2 | Petroleum Liquids | 6 | Electric Utility
7436 | Vernon | JH3 | Petroleum Liquids | 6 | Electric Utility
7436 | Vernon | JH4 | Petroleum Liquids | 6 | Electric Utility
7436 | Vernon | JH5 | Petroleum Liquids | 6 | Electric Utility
7437 | Galena Electric Utility | 1A | Petroleum Liquids | 0.8 | Electric Utility
7437 | Galena Electric Utility | 2A | Petroleum Liquids | 0.5 | Electric Utility
7437 | Galena Electric Utility | 3A | Petroleum Liquids | 0.8 | Electric Utility
7437 | Galena Electric Utility | 4A | Petroleum Liquids | 1 | Electric Utility
7437 | Galena Electric Utility | 5A | Petroleum Liquids | 0.8 | Electric Utility
7437 | Galena Electric Utility | 6 | Petroleum Liquids | 0.5 | Electric Utility
7438 | Church Street Plant | C1 | Petroleum Liquids | 1 | Electric Utility
7438 | Church Street Plant | C2 | Petroleum Liquids | 1 | Electric Utility
7438 | Church Street Plant | C3A | Petroleum Liquids | 1.1 | Electric Utility
7438 | Church Street Plant | C4 | Petroleum Liquids | 1 | Electric Utility
7438 | Church Street Plant | C5 | Petroleum Liquids | 1.6 | Electric Utility
7438 | Church Street Plant | C6 | Petroleum Liquids | 1.6 | Electric Utility
7439 | Godwin Drive Plant | C10 | Petroleum Liquids | 1.5 | Electric Utility
7439 | Godwin Drive Plant | C7 | Petroleum Liquids | 1.6 | Electric Utility
7439 | Godwin Drive Plant | C8 | Petroleum Liquids | 1.6 | Electric Utility
7439 | Godwin Drive Plant | C9 | Petroleum Liquids | 1.6 | Electric Utility
7440 | VMEA 1 Credit Gen | V10 | Petroleum Liquids | 1.6 | Electric Utility
7440 | VMEA 1 Credit Gen | V3 | Petroleum Liquids | 1.6 | Electric Utility
7440 | VMEA 1 Credit Gen | V4 | Petroleum Liquids | 1.6 | Electric Utility
7440 | VMEA 1 Credit Gen | V5 | Petroleum Liquids | 1.6 | Electric Utility
7440 | VMEA 1 Credit Gen | V6 | Petroleum Liquids | 1.6 | Electric Utility
7440 | VMEA 1 Credit Gen | V7 | Petroleum Liquids | 1.6 | Electric Utility
7440 | VMEA 1 Credit Gen | V8 | Petroleum Liquids | 1.6 | Electric Utility
7440 | VMEA 1 Credit Gen | V9-1 | Petroleum Liquids | 2 | Electric Utility
7441 | VMEA Peaking Gen | V1 | Petroleum Liquids | 1.6 | Electric Utility
7441 | VMEA Peaking Gen | V11 | Petroleum Liquids | 1.6 | Electric Utility
7441 | VMEA Peaking Gen | V12 | Petroleum Liquids | 1.6 | Electric Utility
7441 | VMEA Peaking Gen | V2 | Petroleum Liquids | 1.6 | Electric Utility
7447 | Pratt 2 | IC2 | Natural Gas Internal Combustion Engine | 8 | Electric Utility
7447 | Pratt 2 | IC3 | Natural Gas Internal Combustion Engine | 8 | Electric Utility
7449 | Combustion Turbine Project No 2 | NA1 | Natural Gas Fired Combustion Turbine | 50 | Electric Utility
7450 | Alameda | 1 | Natural Gas Fired Combustion Turbine | 27.4 | Electric Utility
7450 | Alameda | 2 | Natural Gas Fired Combustion Turbine | 27.4 | Electric Utility
7451 | Lodi | 1 | Natural Gas Fired Combustion Turbine | 27.4 | Electric Utility
7452 | Roseville | 1 | Natural Gas Fired Combustion Turbine | 27.4 | Electric Utility
7452 | Roseville | 2 | Natural Gas Fired Combustion Turbine | 27.4 | Electric Utility
7456 | Rathdrum | 1 | Natural Gas Fired Combustion Turbine | 83.2 | Electric Utility
7456 | Rathdrum | 2 | Natural Gas Fired Combustion Turbine | 83.2 | Electric Utility
7458 | Basalt | 1 | Conventional Hydroelectric | 5 | Electric Utility
7462 | Angoon | 1A | Petroleum Liquids | 0.5 | Electric Utility
7462 | Angoon | 2A | Petroleum Liquids | 0.5 | Electric Utility
7462 | Angoon | 3 | Petroleum Liquids | 0.5 | Electric Utility
7463 | Hoonah | 2A | Petroleum Liquids | 1 | Electric Utility
7463 | Hoonah | 3A | Petroleum Liquids | 0.5 | Electric Utility
7463 | Hoonah | 4 | Petroleum Liquids | 0.5 | Electric Utility
7464 | Kake | 1A | Petroleum Liquids | 0.5 | Electric Utility
7464 | Kake | 2 | Petroleum Liquids | 1.1 | Electric Utility
7464 | Kake | 3A | Petroleum Liquids | 0.8 | Electric Utility
7469 | Madison Utilities | FM1 | Petroleum Liquids | 2 | Electric Utility
7469 | Madison Utilities | FM2 | Petroleum Liquids | 1.3 | Electric Utility
7469 | Madison Utilities | FM3 | Petroleum Liquids | 1.1 | Electric Utility
7469 | Madison Utilities | FM5 | Petroleum Liquids | 1.4 | Electric Utility
7470 | Marceline | 1 | Petroleum Liquids | 1 | Electric Utility
7470 | Marceline | 2 | Petroleum Liquids | 3 | Electric Utility
7470 | Marceline | 5 | Petroleum Liquids | 2 | Electric Utility
7470 | Marceline | 6 | Petroleum Liquids | 2 | Electric Utility
7474 | Upper Sterling | 1 | Conventional Hydroelectric | 1.1 | Electric Utility
7474 | Upper Sterling | 2 | Conventional Hydroelectric | 1.1 | Electric Utility
7479 | North Road Peak | EAST | Petroleum Liquids | 7 | Electric Utility
7479 | North Road Peak | WEST | Petroleum Liquids | 7 | Electric Utility
7480 | Rowesville Rd Plant | GEN3 | Natural Gas Fired Combustion Turbine | 4.8 | Electric Utility
7480 | Rowesville Rd Plant | GEN4 | Natural Gas Fired Combustion Turbine | 4.8 | Electric Utility
7481 | City Light & Water | 1 | Petroleum Liquids | 0.9 | Electric Utility
7481 | City Light & Water | 2 | Petroleum Liquids | 0.4 | Electric Utility
7482 | NSB Atqasuk Utility | NA1 | Petroleum Liquids | 0.9 | Electric Utility
7482 | NSB Atqasuk Utility | NA2 | Petroleum Liquids | 0.9 | Electric Utility
7482 | NSB Atqasuk Utility | NA3 | Petroleum Liquids | 0.4 | Electric Utility
7482 | NSB Atqasuk Utility | PG2 | Petroleum Liquids | 0.4 | Electric Utility
7482 | NSB Atqasuk Utility | PG3 | Petroleum Liquids | 0.6 | Electric Utility
7483 | NSB Kaktovik Utility | PG1A | Petroleum Liquids | 0.9 | Electric Utility
7483 | NSB Kaktovik Utility | PG2A | Petroleum Liquids | 0.9 | Electric Utility
7483 | NSB Kaktovik Utility | PG3A | Petroleum Liquids | 0.4 | Electric Utility
7483 | NSB Kaktovik Utility | PG4A | Petroleum Liquids | 0.4 | Electric Utility
7484 | NSB Nuiqsut Utility | PG1A | Petroleum Liquids | 0.9 | Electric Utility
7484 | NSB Nuiqsut Utility | PG2A | Petroleum Liquids | 0.9 | Electric Utility
7484 | NSB Nuiqsut Utility | PG3A | Petroleum Liquids | 0.4 | Electric Utility
7484 | NSB Nuiqsut Utility | PG3B | Natural Gas Internal Combustion Engine | 0.6 | Electric Utility
7484 | NSB Nuiqsut Utility | PG5A | Natural Gas Internal Combustion Engine | 0.8 | Electric Utility
7484 | NSB Nuiqsut Utility | PG6A | Natural Gas Internal Combustion Engine | 0.8 | Electric Utility
7485 | NSB Point Hope Utility | PG1A | Petroleum Liquids | 1 | Electric Utility
7485 | NSB Point Hope Utility | PG6 | Petroleum Liquids | 0.6 | Electric Utility
7485 | NSB Point Hope Utility | PG7 | Petroleum Liquids | 0.6 | Electric Utility
7485 | NSB Point Hope Utility | PG8 | Petroleum Liquids | 0.9 | Electric Utility
7486 | NSB Point Lay Utility | PG10 | Petroleum Liquids | 0.6 | Electric Utility
7486 | NSB Point Lay Utility | PG7 | Petroleum Liquids | 0.6 | Electric Utility
7486 | NSB Point Lay Utility | PG8 | Petroleum Liquids | 0.6 | Electric Utility
7486 | NSB Point Lay Utility | PG9 | Petroleum Liquids | 0.6 | Electric Utility
7487 | NSB Anaktuvuk Pass | 1 | Petroleum Liquids | 0.3 | Electric Utility
7487 | NSB Anaktuvuk Pass | 2 | Petroleum Liquids | 0.3 | Electric Utility
7487 | NSB Anaktuvuk Pass | 3 | Petroleum Liquids | 0.3 | Electric Utility
7487 | NSB Anaktuvuk Pass | 6 | Petroleum Liquids | 0.9 | Electric Utility
7487 | NSB Anaktuvuk Pass | 7 | Petroleum Liquids | 0.9 | Electric Utility
7488 | NSB Wainwright Utility | PG1 | Petroleum Liquids | 0.4 | Electric Utility
7488 | NSB Wainwright Utility | PG2 | Petroleum Liquids | 0.4 | Electric Utility
7488 | NSB Wainwright Utility | PG3 | Petroleum Liquids | 0.4 | Electric Utility
7488 | NSB Wainwright Utility | PG4A | Petroleum Liquids | 0.9 | Electric Utility
7488 | NSB Wainwright Utility | PG5 | Petroleum Liquids | 0.9 | Electric Utility
7489 | Lake Mendocino | G1 | Conventional Hydroelectric | 1 | Electric Utility
7489 | Lake Mendocino | G2 | Conventional Hydroelectric | 2.5 | Electric Utility
7493 | King Cove | 1 | Petroleum Liquids | 0.3 | Electric Utility
7493 | King Cove | 2 | Petroleum Liquids | 0.5 | Electric Utility
7493 | King Cove | 3 | Petroleum Liquids | 0.7 | Electric Utility
7493 | King Cove | 4 | Conventional Hydroelectric | 0.8 | Electric Utility
7493 | King Cove | 5 | Petroleum Liquids | 0.3 | Electric Utility
7497 | Croswell | 1 | Petroleum Liquids | 0.6 | Electric Utility
7497 | Croswell | 2 | Petroleum Liquids | 0.7 | Electric Utility
7497 | Croswell | 3 | Petroleum Liquids | 1.2 | Electric Utility
7497 | Croswell | 4 | Petroleum Liquids | 1.3 | Electric Utility
7497 | Croswell | 5 | Petroleum Liquids | 1.3 | Electric Utility
7501 | Princeton Wind Farm | 2 | Onshore Wind Turbine | 3 | Electric Utility
7502 | Dutch Harbor | 10 | Petroleum Liquids | 5.2 | Electric Utility
7502 | Dutch Harbor | 11 | Petroleum Liquids | 5.2 | Electric Utility
7502 | Dutch Harbor | 12 | Petroleum Liquids | 4.4 | Electric Utility
7502 | Dutch Harbor | 13 | Petroleum Liquids | 4.4 | Electric Utility
7502 | Dutch Harbor | 15 | Petroleum Liquids | 0.3 | Electric Utility
7502 | Dutch Harbor | 8 | Petroleum Liquids | 1.2 | Electric Utility
7502 | Dutch Harbor | 9 | Petroleum Liquids | 1.2 | Electric Utility
7503 | Unalaska Power Module | 7 | Petroleum Liquids | 1.1 | Electric Utility
7504 | Neil Simpson II | 2 | Conventional Steam Coal | 90 | Electric Utility
7504 | Neil Simpson II | GT1 | Natural Gas Fired Combustion Turbine | 40 | Electric Utility
7505 | Fergus Control Ctr | 1 | Petroleum Liquids | 2 | Electric Utility
7507 | Deadwood Creek | 1 | Conventional Hydroelectric | 2 | Electric Utility
7508 | Stone Creek | 1 | Conventional Hydroelectric | 12 | Electric Utility
7511 | McNary Dam Fish Attraction Project | 1 | Conventional Hydroelectric | 10 | Electric Utility
7512 | Arthur Von Rosenberg | 1 | Natural Gas Fired Combined Cycle | 175 | Electric Utility
7512 | Arthur Von Rosenberg | 2 | Natural Gas Fired Combined Cycle | 175 | Electric Utility
7512 | Arthur Von Rosenberg | 3 | Natural Gas Fired Combined Cycle | 200 | Electric Utility
7513 | ReEnergy Fort Fairfield | GEN1 | Wood/Wood Waste Biomass | 37.5 | IPP Non-CHP
7515 | McPherson 3 | NA1 | Natural Gas Fired Combustion Turbine | 115.6 | Electric Utility
7526 | Solano Wind | 1 | Onshore Wind Turbine | 13.2 | Electric Utility
7526 | Solano Wind | 2 | Onshore Wind Turbine | 24 | Electric Utility
7526 | Solano Wind | 2B | Onshore Wind Turbine | 63 | Electric Utility
7526 | Solano Wind | 3 | Onshore Wind Turbine | 128 | Electric Utility
7527 | Carson Ice-Gen Project | 1 | Natural Gas Fired Combustion Turbine | 54 | Electric Utility
7527 | Carson Ice-Gen Project | 2 | Natural Gas Fired Combined Cycle | 17.5 | Electric Utility
7527 | Carson Ice-Gen Project | CCCT | Natural Gas Fired Combined Cycle | 54 | Electric Utility
7538 | Wayne County | 1 | Natural Gas Fired Combustion Turbine | 195.2 | Electric Utility
7538 | Wayne County | 2 | Natural Gas Fired Combustion Turbine | 195.2 | Electric Utility
7538 | Wayne County | 3 | Natural Gas Fired Combustion Turbine | 195.2 | Electric Utility
7538 | Wayne County | 4 | Natural Gas Fired Combustion Turbine | 195.2 | Electric Utility
7538 | Wayne County | 5 | Natural Gas Fired Combustion Turbine | 198.9 | Electric Utility
7541 | Spirit Mountain | 1 | Conventional Hydroelectric | 4.5 | Electric Utility
7545 | Kaw Hydro | 1 | Conventional Hydroelectric | 37 | Electric Utility
7546 | Ponca City | 1 | Natural Gas Fired Combined Cycle | 19.8 | Electric Utility
7546 | Ponca City | 3 | Natural Gas Fired Combined Cycle | 54 | Electric Utility
7546 | Ponca City | 4 | Natural Gas Fired Combustion Turbine | 60.5 | Electric Utility
7548 | Causey | 1 | Conventional Hydroelectric | 1.5 | Electric Utility
7548 | Causey | 2 | Conventional Hydroelectric | 0.6 | Electric Utility
7549 | Milwaukee County | 1 | Conventional Steam Coal | 11 | Electric Utility
7551 | SCA Cogen 2 | CCST | Natural Gas Fired Combined Cycle | 49.8 | Electric Utility
7551 | SCA Cogen 2 | CT1A | Natural Gas Fired Combined Cycle | 49.8 | Electric Utility
7551 | SCA Cogen 2 | CT1B | Natural Gas Fired Combined Cycle | 49.8 | Electric Utility
7551 | SCA Cogen 2 | CT1C | Natural Gas Fired Combustion Turbine | 44 | Electric Utility
7552 | SPA Cogen 3 | CCCT | Natural Gas Fired Combined Cycle | 118.7 | Electric Utility
7552 | SPA Cogen 3 | CCST | Natural Gas Fired Combined Cycle | 55.2 | Electric Utility
7555 | Nebraska City # 2 | 11 | Natural Gas Internal Combustion Engine | 4.5 | Electric Utility
7555 | Nebraska City # 2 | 12 | Natural Gas Internal Combustion Engine | 4.5 | Electric Utility
7555 | Nebraska City # 2 | 13 | Petroleum Liquids | 4.5 | Electric Utility
7556 | State Farm | 1 | Petroleum Liquids | 1.7 | Commercial Non-CHP
7556 | State Farm | 2 | Petroleum Liquids | 1.7 | Commercial Non-CHP
7556 | State Farm | 3 | Petroleum Liquids | 1.7 | Commercial Non-CHP
7575 | Bowling Green | 1 | Petroleum Liquids | 1.6 | Electric Utility
7575 | Bowling Green | 2 | Petroleum Liquids | 7.2 | Electric Utility
7576 | Engle | 16 | Petroleum Liquids | 9 | Electric Utility
7577 | Jackson (OH) | 12 | Petroleum Liquids | 3.6 | Electric Utility
7578 | Napoleon | 1 | Petroleum Liquids | 1.8 | Electric Utility
7578 | Napoleon | 2 | Petroleum Liquids | 1.8 | Electric Utility
7578 | Napoleon | 3 | Petroleum Liquids | 1.8 | Electric Utility
7579 | Niles | 13 | Petroleum Liquids | 5.4 | Electric Utility
7580 | Wadsworth | 13 | Petroleum Liquids | 5.4 | Electric Utility
7583 | Talcville | 1 | Conventional Hydroelectric | 1 | IPP Non-CHP
7583 | Talcville | 2 | Conventional Hydroelectric | 0.1 | IPP Non-CHP
7584 | Panora | 1 | Petroleum Liquids | 1.5 | Electric Utility
7584 | Panora | 2 | Petroleum Liquids | 1 | Electric Utility
7584 | Panora | 3 | Petroleum Liquids | 2 | Electric Utility
7588 | H M Jackson | 1 | Conventional Hydroelectric | 47.5 | Electric Utility
7588 | H M Jackson | 2 | Conventional Hydroelectric | 47.5 | Electric Utility
7588 | H M Jackson | 3 | Conventional Hydroelectric | 8.4 | Electric Utility
7588 | H M Jackson | 4 | Conventional Hydroelectric | 8.4 | Electric Utility
7593 | El Vado Dam | 1 | Conventional Hydroelectric | 8 | Electric Utility
7594 | Belleville Dam | 1 | Conventional Hydroelectric | 21 | Electric Utility
7594 | Belleville Dam | 2 | Conventional Hydroelectric | 21 | Electric Utility
7595 | Red Cedar | 1 | Natural Gas Fired Combustion Turbine | 22.5 | Electric Utility
7603 | Prospect Municipal | 1 | Petroleum Liquids | 1.8 | Electric Utility
7604 | St Francis Energy Facility | 1 | Natural Gas Fired Combined Cycle | 253.3 | Electric Utility
7604 | St Francis Energy Facility | 2 | Natural Gas Fired Combined Cycle | 253.3 | Electric Utility
7605 | River Road Gen Plant | 1 | Natural Gas Fired Combined Cycle | 248 | Electric Utility
7646 | Monticello Dam | 1 | Conventional Hydroelectric | 5 | Electric Utility
7646 | Monticello Dam | 2 | Conventional Hydroelectric | 5 | Electric Utility
7646 | Monticello Dam | 3 | Conventional Hydroelectric | 1.5 | Electric Utility
7657 | Auglaize Hydro | 1 | Conventional Hydroelectric | 0.7 | Electric Utility
7657 | Auglaize Hydro | 2A | Conventional Hydroelectric | 0.9 | Electric Utility
7657 | Auglaize Hydro | 3A | Conventional Hydroelectric | 0.9 | Electric Utility
7657 | Auglaize Hydro | 4 | Conventional Hydroelectric | 0.5 | Electric Utility
7657 | Auglaize Hydro | 5 | Conventional Hydroelectric | 0.5 | Electric Utility
7657 | Auglaize Hydro | 6 | Conventional Hydroelectric | 0.1 | Electric Utility
7690 | Pennsbury | 1 | Landfill Gas | 3 | IPP Non-CHP
7690 | Pennsbury | 2 | Landfill Gas | 3 | IPP Non-CHP
7693 | Anaheim GT | 1 | Natural Gas Fired Combustion Turbine | 49.2 | Electric Utility
7697 | Washington County Cogeneration Facility | 1 | Natural Gas Fired Combined Cycle | 82.6 | Electric Utility
7697 | Washington County Cogeneration Facility | 2 | Natural Gas Fired Combined Cycle | 39.9 | Electric Utility
7698 | General Electric Plastic | 1 | Natural Gas Fired Combined Cycle | 82.2 | Electric Utility
7698 | General Electric Plastic | 2 | Natural Gas Fired Combined Cycle | 14.8 | Electric Utility
7699 | Tiger Bay | CT1 | Natural Gas Fired Combined Cycle | 195.2 | Electric Utility
7699 | Tiger Bay | CW1 | Natural Gas Fired Combined Cycle | 82.9 | Electric Utility
7701 | Fairless Hills | A | Landfill Gas | 30 | IPP Non-CHP
7701 | Fairless Hills | B | Landfill Gas | 30 | IPP Non-CHP
7709 | Dahlberg | 1 | Natural Gas Fired Combustion Turbine | 91.9 | IPP Non-CHP
7709 | Dahlberg | 10 | Natural Gas Fired Combustion Turbine | 91.9 | IPP Non-CHP
7709 | Dahlberg | 2 | Natural Gas Fired Combustion Turbine | 91.9 | IPP Non-CHP
7709 | Dahlberg | 3 | Natural Gas Fired Combustion Turbine | 91.9 | IPP Non-CHP
7709 | Dahlberg | 4 | Natural Gas Fired Combustion Turbine | 91.9 | IPP Non-CHP
7709 | Dahlberg | 5 | Natural Gas Fired Combustion Turbine | 91.9 | IPP Non-CHP
7709 | Dahlberg | 6 | Natural Gas Fired Combustion Turbine | 91.9 | IPP Non-CHP
7709 | Dahlberg | 7 | Natural Gas Fired Combustion Turbine | 91.9 | IPP Non-CHP
7709 | Dahlberg | 8 | Natural Gas Fired Combustion Turbine | 91.9 | IPP Non-CHP
7709 | Dahlberg | 9 | Natural Gas Fired Combustion Turbine | 91.9 | IPP Non-CHP
7710 | H Allen Franklin Combined Cycle | CT1A | Natural Gas Fired Combined Cycle | 203.1 | IPP Non-CHP
7710 | H Allen Franklin Combined Cycle | CT1B | Natural Gas Fired Combined Cycle | 203.1 | IPP Non-CHP
7710 | H Allen Franklin Combined Cycle | CT2A | Natural Gas Fired Combined Cycle | 203.1 | IPP Non-CHP
7710 | H Allen Franklin Combined Cycle | CT2B | Natural Gas Fired Combined Cycle | 203.1 | IPP Non-CHP
7710 | H Allen Franklin Combined Cycle | CT3A | Natural Gas Fired Combined Cycle | 203.1 | IPP Non-CHP
7710 | H Allen Franklin Combined Cycle | CT3B | Natural Gas Fired Combined Cycle | 203.1 | IPP Non-CHP
7710 | H Allen Franklin Combined Cycle | ST1 | Natural Gas Fired Combined Cycle | 213.3 | IPP Non-CHP
7710 | H Allen Franklin Combined Cycle | ST2 | Natural Gas Fired Combined Cycle | 281.9 | IPP Non-CHP
7710 | H Allen Franklin Combined Cycle | ST3 | Natural Gas Fired Combined Cycle | 281.9 | IPP Non-CHP
7715 | Pea Ridge | 1 | Natural Gas Fired Combustion Turbine | 4.7 | Electric Utility
7715 | Pea Ridge | 2 | Natural Gas Fired Combustion Turbine | 4.7 | Electric Utility
7715 | Pea Ridge | 3 | Natural Gas Fired Combustion Turbine | 4.7 | Electric Utility
7719 | Meridian | 1 | Petroleum Liquids | 1.8 | Electric Utility
7719 | Meridian | 2 | Petroleum Liquids | 1.8 | Electric Utility
7719 | Meridian | 3 | Petroleum Liquids | 1.8 | Electric Utility
7719 | Meridian | 4 | Petroleum Liquids | 1.8 | Electric Utility
7719 | Meridian | 5 | Petroleum Liquids | 1.8 | Electric Utility
7721 | Theodore Cogen Facility | 1 | Natural Gas Fired Combined Cycle | 229 | Electric Utility
7721 | Theodore Cogen Facility | 2 | Natural Gas Fired Combined Cycle | 88.4 | Electric Utility
7722 | Watts Bar Nuclear Plant | 1 | Nuclear | 1269.9 | Electric Utility
7723 | Nymans Plant | 1 | Petroleum Liquids | 2.5 | Electric Utility
7723 | Nymans Plant | 2 | Petroleum Liquids | 7.5 | Electric Utility
7725 | Coffin Butte | 1 | Landfill Gas | 0.8 | Electric Utility
7725 | Coffin Butte | 2 | Landfill Gas | 0.8 | Electric Utility
7725 | Coffin Butte | 3 | Landfill Gas | 0.8 | Electric Utility
7725 | Coffin Butte | 4 | Landfill Gas | 1.6 | Electric Utility
7725 | Coffin Butte | 5 | Landfill Gas | 1.6 | Electric Utility
7737 | Kapstone | 1 | Conventional Steam Coal | 99.2 | Electric Utility
7749 | Essex | 1 | Natural Gas Fired Combustion Turbine | 121.2 | Electric Utility
7751 | Goat Lake Hydro | 1 | Conventional Hydroelectric | 4 | Electric Utility
7752 | Black Bear Lake | 1 | Conventional Hydroelectric | 4.5 | Electric Utility
7754 | Nodaway | 1 | Natural Gas Fired Combustion Turbine | 157.8 | Electric Utility
7754 | Nodaway | 2 | Natural Gas Fired Combustion Turbine | 157.8 | Electric Utility
7757 | Chouteau | 1 | Natural Gas Fired Combined Cycle | 176 | Electric Utility
7757 | Chouteau | 2 | Natural Gas Fired Combined Cycle | 176 | Electric Utility
7757 | Chouteau | 3 | Natural Gas Fired Combined Cycle | 182.8 | Electric Utility
7757 | Chouteau | 4 | Natural Gas Fired Combined Cycle | 176 | Electric Utility
7757 | Chouteau | 5 | Natural Gas Fired Combined Cycle | 176 | Electric Utility
7757 | Chouteau | 6 | Natural Gas Fired Combined Cycle | 182.8 | Electric Utility
7758 | South Plant | 1 | Petroleum Liquids | 2 | Electric Utility
7758 | South Plant | 2 | Petroleum Liquids | 2 | Electric Utility
7758 | South Plant | 3 | Petroleum Liquids | 2 | Electric Utility
7758 | South Plant | 4 | Petroleum Liquids | 2 | Electric Utility
7758 | South Plant | 5 | Petroleum Liquids | 2 | Electric Utility
7758 | South Plant | 6 | Petroleum Liquids | 2 | Electric Utility
7759 | Georgetown | GT1 | Natural Gas Fired Combustion Turbine | 85 | Electric Utility
7759 | Georgetown | GT2 | Natural Gas Fired Combustion Turbine | 85 | Electric Utility
7759 | Georgetown | GT3 | Natural Gas Fired Combustion Turbine | 85 | Electric Utility
7759 | Georgetown | GT4 | Natural Gas Fired Combustion Turbine | 85 | Electric Utility
7760 | Tilton | 1 | Natural Gas Fired Combustion Turbine | 47 | IPP Non-CHP
7760 | Tilton | 2 | Natural Gas Fired Combustion Turbine | 47 | IPP Non-CHP
7760 | Tilton | 3 | Natural Gas Fired Combustion Turbine | 47 | IPP Non-CHP
7760 | Tilton | 4 | Natural Gas Fired Combustion Turbine | 47 | IPP Non-CHP
7763 | Henry County | 1 | Natural Gas Fired Combustion Turbine | 60.5 | Electric Utility
7763 | Henry County | 2 | Natural Gas Fired Combustion Turbine | 60.5 | Electric Utility
7763 | Henry County | 3 | Natural Gas Fired Combustion Turbine | 60.5 | Electric Utility
7764 | MPC Generating | 1 | Natural Gas Fired Combustion Turbine | 185.4 | IPP Non-CHP
7764 | MPC Generating | 2 | Natural Gas Fired Combustion Turbine | 200.7 | IPP Non-CHP
7766 | Erie Energy Center | 1 | Petroleum Liquids | 2.5 | Electric Utility
7766 | Erie Energy Center | 2 | Petroleum Liquids | 2.5 | Electric Utility
7766 | Erie Energy Center | 3 | Petroleum Liquids | 2.5 | Electric Utility
7766 | Erie Energy Center | 4 | Petroleum Liquids | 2.5 | Electric Utility
7766 | Erie Energy Center | 5 | Petroleum Liquids | 2.5 | Electric Utility
7766 | Erie Energy Center | 6 | Petroleum Liquids | 2.5 | Electric Utility
7766 | Erie Energy Center | 7 | Petroleum Liquids | 2.5 | Electric Utility
7766 | Erie Energy Center | 8 | Petroleum Liquids | 2.5 | Electric Utility
7767 | Bloomington Power Plant | 1 | Petroleum Liquids | 1.7 | Electric Utility
7767 | Bloomington Power Plant | 2 | Petroleum Liquids | 1.7 | Electric Utility
7767 | Bloomington Power Plant | 3 | Petroleum Liquids | 1.7 | Electric Utility
7767 | Bloomington Power Plant | 4 | Petroleum Liquids | 1.7 | Electric Utility
7767 | Bloomington Power Plant | 5 | Petroleum Liquids | 1.7 | Electric Utility
7767 | Bloomington Power Plant | 6 | Petroleum Liquids | 1.7 | Electric Utility
7768 | Sowega Power | CTG2 | Natural Gas Fired Combustion Turbine | 49.8 | IPP Non-CHP
7768 | Sowega Power | CTG3 | Natural Gas Fired Combustion Turbine | 49.8 | IPP Non-CHP
7770 | 1515 S Caron Road | GT1 | Natural Gas Fired Combustion Turbine | 4.2 | Electric Utility
7771 | Springview | 3 | Onshore Wind Turbine | 1.5 | IPP Non-CHP
7771 | Springview | 4 | Onshore Wind Turbine | 1.5 | IPP Non-CHP
7774 | Cleveland Peaking | 1 | Petroleum Liquids | 1.8 | Electric Utility
7774 | Cleveland Peaking | 2 | Petroleum Liquids | 1.8 | Electric Utility
7774 | Cleveland Peaking | 3 | Petroleum Liquids | 1.8 | Electric Utility
7774 | Cleveland Peaking | 4 | Petroleum Liquids | 1.8 | Electric Utility
7774 | Cleveland Peaking | 5 | Petroleum Liquids | 1.8 | Electric Utility
7774 | Cleveland Peaking | 6 | Petroleum Liquids | 1.8 | Electric Utility
7775 | Versailles Peaking | 1 | Petroleum Liquids | 1.8 | Electric Utility
7775 | Versailles Peaking | 2 | Petroleum Liquids | 1.8 | Electric Utility
7775 | Versailles Peaking | 3 | Petroleum Liquids | 1.8 | Electric Utility
7776 | Napoleon Peaking | 4 | Petroleum Liquids | 1.8 | Electric Utility
7776 | Napoleon Peaking | 5 | Petroleum Liquids | 1.8 | Electric Utility
7776 | Napoleon Peaking | 6 | Petroleum Liquids | 1.8 | Electric Utility
7777 | Dover Peaking | 1 | Petroleum Liquids | 1.8 | Electric Utility
7777 | Dover Peaking | 2 | Petroleum Liquids | 1.8 | Electric Utility
7777 | Dover Peaking | 3 | Petroleum Liquids | 1.8 | Electric Utility
7777 | Dover Peaking | 4 | Petroleum Liquids | 1.8 | Electric Utility
7777 | Dover Peaking | 5 | Petroleum Liquids | 1.8 | Electric Utility
7777 | Dover Peaking | 6 | Petroleum Liquids | 1.8 | Electric Utility
7778 | Orrville Peaking | 1 | Petroleum Liquids | 1.8 | Electric Utility
7778 | Orrville Peaking | 2 | Petroleum Liquids | 1.8 | Electric Utility
7778 | Orrville Peaking | 3 | Petroleum Liquids | 1.8 | Electric Utility
7779 | Bryan Peaking | 1 | Petroleum Liquids | 1.8 | Electric Utility
7779 | Bryan Peaking | 2 | Petroleum Liquids | 1.8 | Electric Utility
7779 | Bryan Peaking | 3 | Petroleum Liquids | 1.8 | Electric Utility
7779 | Bryan Peaking | 4 | Petroleum Liquids | 1.8 | Electric Utility
7779 | Bryan Peaking | 5 | Petroleum Liquids | 1.8 | Electric Utility
7779 | Bryan Peaking | 6 | Petroleum Liquids | 1.8 | Electric Utility
7780 | Jackson Cntr Peaking | 1 | Petroleum Liquids | 1.8 | Electric Utility
7781 | Arcanum Peaking | 1 | Petroleum Liquids | 1.8 | Electric Utility
7782 | Hamilton Peaking | 1 | Natural Gas Fired Combustion Turbine | 32 | Electric Utility
7783 | Bowling Green Peaking | 1 | Natural Gas Fired Combustion Turbine | 32 | Electric Utility
7784 | Allegany Cogen | 1 | Natural Gas Fired Combined Cycle | 42 | IPP Non-CHP
7784 | Allegany Cogen | 2 | Natural Gas Fired Combined Cycle | 25 | IPP Non-CHP
7789 | Abiquiu Dam | 1 | Conventional Hydroelectric | 6.3 | Electric Utility
7789 | Abiquiu Dam | 2 | Conventional Hydroelectric | 6.3 | Electric Utility
7789 | Abiquiu Dam | 3 | Conventional Hydroelectric | 3 | Electric Utility
7790 | Bonanza | 1 | Conventional Steam Coal | 499.5 | Electric Utility
7791 | Montpelier | 1 | Petroleum Liquids | 1.8 | Electric Utility
7791 | Montpelier | 2 | Petroleum Liquids | 1.8 | Electric Utility
7791 | Montpelier | 3 | Petroleum Liquids | 1.8 | Electric Utility
7791 | Montpelier | 4 | Petroleum Liquids | 1.8 | Electric Utility
7791 | Montpelier | 5 | Petroleum Liquids | 1.8 | Electric Utility
7791 | Montpelier | 6 | Petroleum Liquids | 1.8 | Electric Utility
7795 | Custer Energy Center | 1 | Natural Gas Fired Combustion Turbine | 24.5 | Electric Utility
7797 | Dominion/Lo Mar | DOM1 | Petroleum Liquids | 12 | Electric Utility
7797 | Dominion/Lo Mar | DOM2 | Petroleum Liquids | 1.8 | Electric Utility
7797 | Dominion/Lo Mar | LOM1 | Petroleum Liquids | 1.8 | Electric Utility
7797 | Dominion/Lo Mar | LOM2 | Petroleum Liquids | 1.8 | Electric Utility
7797 | Dominion/Lo Mar | LOM3 | Petroleum Liquids | 1.8 | Electric Utility
7798 | Gateway Gen | 1 | Petroleum Liquids | 1.8 | Electric Utility
7798 | Gateway Gen | 2 | Petroleum Liquids | 1.8 | Electric Utility
7799 | West Marinette 34 | 34 | Natural Gas Fired Combustion Turbine | 83 | Electric Utility
7805 | Sherwood H Smith Jr Energy Complex | 001 | Natural Gas Fired Combustion Turbine | 199.4 | Electric Utility
7805 | Sherwood H Smith Jr Energy Complex | 002 | Natural Gas Fired Combustion Turbine | 199.4 | Electric Utility
7805 | Sherwood H Smith Jr Energy Complex | 003 | Natural Gas Fired Combustion Turbine | 199.4 | Electric Utility
7805 | Sherwood H Smith Jr Energy Complex | 004 | Natural Gas Fired Combustion Turbine | 199.4 | Electric Utility
7805 | Sherwood H Smith Jr Energy Complex | 10 | Natural Gas Fired Combined Cycle | 191.2 | Electric Utility
7805 | Sherwood H Smith Jr Energy Complex | 6 | Natural Gas Fired Combustion Turbine | 199.4 | Electric Utility
7805 | Sherwood H Smith Jr Energy Complex | 7 | Natural Gas Fired Combined Cycle | 199.4 | Electric Utility
7805 | Sherwood H Smith Jr Energy Complex | 8 | Natural Gas Fired Combined Cycle | 199.4 | Electric Utility
7805 | Sherwood H Smith Jr Energy Complex | 9 | Natural Gas Fired Combined Cycle | 191.2 | Electric Utility
7805 | Sherwood H Smith Jr Energy Complex | ST4 | Natural Gas Fired Combined Cycle | 195.5 | Electric Utility
7805 | Sherwood H Smith Jr Energy Complex | ST5 | Natural Gas Fired Combined Cycle | 271.1 | Electric Utility
7806 | Pine Street | 1 | Natural Gas Internal Combustion Engine | 1.1 | Electric Utility
7806 | Pine Street | 2 | Natural Gas Internal Combustion Engine | 1.1 | Electric Utility
7806 | Pine Street | 3 | Petroleum Liquids | 1.1 | Electric Utility
7806 | Pine Street | 4 | Petroleum Liquids | 1.1 | Electric Utility
7806 | Pine Street | 5 | Natural Gas Internal Combustion Engine | 1.3 | Electric Utility
7806 | Pine Street | 6 | Natural Gas Internal Combustion Engine | 1.3 | Electric Utility
7807 | Hamilton Hydro | 3 | Conventional Hydroelectric | 1.1 | Electric Utility
7807 | Hamilton Hydro | 4 | Conventional Hydroelectric | 1.1 | Electric Utility
7810 | Argyle | 3 | Conventional Hydroelectric | 0.1 | Electric Utility
7810 | Argyle | 5 | Petroleum Liquids | 2.2 | Electric Utility
7813 | Sewell Creek Energy | 1 | Natural Gas Fired Combustion Turbine | 121 | Electric Utility
7813 | Sewell Creek Energy | 2 | Natural Gas Fired Combustion Turbine | 121 | Electric Utility
7813 | Sewell Creek Energy | 3 | Natural Gas Fired Combustion Turbine | 164 | Electric Utility
7813 | Sewell Creek Energy | 4 | Natural Gas Fired Combustion Turbine | 164 | Electric Utility
7814 | Webb Forging | 1 | Petroleum Liquids | 2.9 | Electric Utility
7814 | Webb Forging | 2 | Petroleum Liquids | 2.9 | Electric Utility
7818 | Alsey | 1 | Natural Gas Fired Combustion Turbine | 30 | Electric Utility
7818 | Alsey | 2 | Natural Gas Fired Combustion Turbine | 30 | Electric Utility
7818 | Alsey | 3 | Natural Gas Fired Combustion Turbine | 20 | Electric Utility
7818 | Alsey | 4 | Natural Gas Fired Combustion Turbine | 20 | Electric Utility
7818 | Alsey | 5 | Natural Gas Fired Combustion Turbine | 25 | Electric Utility
7820 | Big Quinnesec 92 | 1 | Conventional Hydroelectric | 8 | Electric Utility
7820 | Big Quinnesec 92 | 2 | Conventional Hydroelectric | 8 | Electric Utility
7821 | Big Quinnesec 61 | 4 | Conventional Hydroelectric | 2.2 | Electric Utility
7821 | Big Quinnesec 61 | 5 | Conventional Hydroelectric | 2.2 | Electric Utility
7822 | Kaukauna City Hydro | 1 | Conventional Hydroelectric | 2.4 | Electric Utility
7822 | Kaukauna City Hydro | 2 | Conventional Hydroelectric | 2.4 | Electric Utility
7824 | Rockwood | 1 | Natural Gas Fired Combustion Turbine | 24.9 | Electric Utility
7824 | Rockwood | 2 | Petroleum Liquids | 24.9 | Electric Utility
7825 | Fulton (AR) | 1 | Natural Gas Fired Combustion Turbine | 154.8 | Electric Utility
7826 | Rowan | 001 | Natural Gas Fired Combustion Turbine | 199.4 | IPP Non-CHP
7826 | Rowan | 002 | Natural Gas Fired Combustion Turbine | 199.4 | IPP Non-CHP
7826 | Rowan | 003 | Natural Gas Fired Combustion Turbine | 199.4 | IPP Non-CHP
7826 | Rowan | 4 | Natural Gas Fired Combined Cycle | 199.4 | IPP Non-CHP
7826 | Rowan | 5 | Natural Gas Fired Combined Cycle | 199.4 | IPP Non-CHP
7826 | Rowan | STG | Natural Gas Fired Combined Cycle | 195 | IPP Non-CHP
7827 | Shelby North | 1 | Petroleum Liquids | 1.8 | Electric Utility
7828 | Shelby South | 1 | Petroleum Liquids | 1.8 | Electric Utility
7829 | Smarr Energy Center | 1 | Natural Gas Fired Combustion Turbine | 121 | Electric Utility
7829 | Smarr Energy Center | 2 | Natural Gas Fired Combustion Turbine | 121 | Electric Utility
7831 | Beaver Island | 1 | Petroleum Liquids | 1.2 | Electric Utility
7831 | Beaver Island | 2 | Petroleum Liquids | 1.2 | Electric Utility
7831 | Beaver Island | 3 | Petroleum Liquids | 0.9 | Electric Utility
7832 | Roosevelt Biogas 1 | 1 | Landfill Gas | 2.1 | Electric Utility
7832 | Roosevelt Biogas 1 | 2 | Landfill Gas | 2.1 | Electric Utility
7832 | Roosevelt Biogas 1 | 3 | Landfill Gas | 2.1 | Electric Utility
7832 | Roosevelt Biogas 1 | 4 | Landfill Gas | 2.1 | Electric Utility
7832 | Roosevelt Biogas 1 | 5 | Landfill Gas | 2.1 | Electric Utility
7832 | Roosevelt Biogas 1 | 7 | Landfill Gas | 10 | Electric Utility
7832 | Roosevelt Biogas 1 | 8 | Landfill Gas | 10 | Electric Utility
7832 | Roosevelt Biogas 1 | 9 | Landfill Gas | 6 | Electric Utility
7834 | John S Rainey | CT1A | Natural Gas Fired Combined Cycle | 165 | Electric Utility
7834 | John S Rainey | CT1B | Natural Gas Fired Combined Cycle | 165 | Electric Utility
7834 | John S Rainey | CT2A | Natural Gas Fired Combustion Turbine | 165 | Electric Utility
7834 | John S Rainey | CT2B | Natural Gas Fired Combustion Turbine | 165 | Electric Utility
7834 | John S Rainey | CT3A | Natural Gas Fired Combustion Turbine | 84 | Electric Utility
7834 | John S Rainey | CT3B | Natural Gas Fired Combustion Turbine | 84 | Electric Utility
7834 | John S Rainey | CT4A | Natural Gas Fired Combustion Turbine | 84 | Electric Utility
7834 | John S Rainey | ST1S | Natural Gas Fired Combined Cycle | 190 | Electric Utility
7835 | Essential Power Rock Springs LLC | 1 | Natural Gas Fired Combustion Turbine | 198.9 | IPP Non-CHP
7835 | Essential Power Rock Springs LLC | 2 | Natural Gas Fired Combustion Turbine | 175.9 | IPP Non-CHP
7835 | Essential Power Rock Springs LLC | 3 | Natural Gas Fired Combustion Turbine | 198.9 | IPP Non-CHP
7835 | Essential Power Rock Springs LLC | 4 | Natural Gas Fired Combustion Turbine | 198.9 | IPP Non-CHP
7836 | Marsh Run Generation Facility | 1 | Natural Gas Fired Combustion Turbine | 171.1 | Electric Utility
7836 | Marsh Run Generation Facility | 2 | Natural Gas Fired Combustion Turbine | 171.1 | Electric Utility
7836 | Marsh Run Generation Facility | 3 | Natural Gas Fired Combustion Turbine | 171.1 | Electric Utility
7837 | Louisa Generation Facility | 1 | Natural Gas Fired Combustion Turbine | 84.5 | Electric Utility
7837 | Louisa Generation Facility | 2 | Natural Gas Fired Combustion Turbine | 84.5 | Electric Utility
7837 | Louisa Generation Facility | 3 | Natural Gas Fired Combustion Turbine | 84.5 | Electric Utility
7837 | Louisa Generation Facility | 4 | Natural Gas Fired Combustion Turbine | 84.5 | Electric Utility
7837 | Louisa Generation Facility | 5 | Natural Gas Fired Combustion Turbine | 171.1 | Electric Utility
7838 | Remington | 1 | Natural Gas Fired Combustion Turbine | 178.5 | Electric Utility
7838 | Remington | 2 | Natural Gas Fired Combustion Turbine | 170 | Electric Utility
7838 | Remington | 3 | Natural Gas Fired Combustion Turbine | 178.5 | Electric Utility
7838 | Remington | 4 | Natural Gas Fired Combustion Turbine | 178.5 | Electric Utility
7839 | Ladysmith | 1 | Natural Gas Fired Combustion Turbine | 178.5 | Electric Utility
7839 | Ladysmith | 2 | Natural Gas Fired Combustion Turbine | 178.5 | Electric Utility
7839 | Ladysmith | 3 | Natural Gas Fired Combustion Turbine | 178.5 | Electric Utility
7839 | Ladysmith | 4 | Natural Gas Fired Combustion Turbine | 178.5 | Electric Utility
7839 | Ladysmith | 5 | Natural Gas Fired Combustion Turbine | 178.5 | Electric Utility
7841 | Valdez Cogen | 1 | Petroleum Liquids | 5.3 | Electric Utility
7842 | Freedom Power Project | CT1 | Natural Gas Fired Combustion Turbine | 71 | Electric Utility
7843 | Pleasant Valley (MN) | 11 | Natural Gas Fired Combustion Turbine | 167.5 | Electric Utility
7843 | Pleasant Valley (MN) | 12 | Natural Gas Fired Combustion Turbine | 167.5 | Electric Utility
7843 | Pleasant Valley (MN) | 13 | Natural Gas Fired Combustion Turbine | 132.8 | Electric Utility
7844 | Minnesota River | UOO1 | Natural Gas Fired Combustion Turbine | 49 | Electric Utility
7845 | Lagoon Creek | CTG1 | Natural Gas Fired Combined Cycle | 173.4 | Electric Utility
7845 | Lagoon Creek | CTG2 | Natural Gas Fired Combined Cycle | 173.4 | Electric Utility
7845 | Lagoon Creek | GT1 | Natural Gas Fired Combustion Turbine | 84.5 | Electric Utility
7845 | Lagoon Creek | GT10 | Natural Gas Fired Combustion Turbine | 86.2 | Electric Utility
7845 | Lagoon Creek | GT11 | Natural Gas Fired Combustion Turbine | 86.2 | Electric Utility
7845 | Lagoon Creek | GT12 | Natural Gas Fired Combustion Turbine | 86.2 | Electric Utility
7845 | Lagoon Creek | GT2 | Natural Gas Fired Combustion Turbine | 84.5 | Electric Utility
7845 | Lagoon Creek | GT3 | Natural Gas Fired Combustion Turbine | 84.5 | Electric Utility
7845 | Lagoon Creek | GT4 | Natural Gas Fired Combustion Turbine | 84.5 | Electric Utility
7845 | Lagoon Creek | GT5 | Natural Gas Fired Combustion Turbine | 84.5 | Electric Utility
7845 | Lagoon Creek | GT6 | Natural Gas Fired Combustion Turbine | 84.5 | Electric Utility
7845 | Lagoon Creek | GT7 | Natural Gas Fired Combustion Turbine | 84.5 | Electric Utility
7845 | Lagoon Creek | GT8 | Natural Gas Fired Combustion Turbine | 84.5 | Electric Utility
7845 | Lagoon Creek | GT9 | Natural Gas Fired Combustion Turbine | 86.2 | Electric Utility
7845 | Lagoon Creek | STG1 | Natural Gas Fired Combined Cycle | 257.6 | Electric Utility
7846 | Brandy Branch | 001 | Natural Gas Fired Combustion Turbine | 185 | Electric Utility
7846 | Brandy Branch | 002 | Natural Gas Fired Combined Cycle | 185 | Electric Utility
7846 | Brandy Branch | 003 | Natural Gas Fired Combined Cycle | 185 | Electric Utility
7846 | Brandy Branch | 004 | Natural Gas Fired Combined Cycle | 228.1 | Electric Utility
7847 | Coon Rapids II | 1 | Petroleum Liquids | 1.8 | Electric Utility
7847 | Coon Rapids II | 2 | Petroleum Liquids | 1.8 | Electric Utility
7847 | Coon Rapids II | 3 | Petroleum Liquids | 1.8 | Electric Utility
7848 | Holden | 11 | Natural Gas Fired Combustion Turbine | 107.1 | Electric Utility
7848 | Holden | 12 | Natural Gas Fired Combustion Turbine | 107.1 | Electric Utility
7848 | Holden | 13 | Natural Gas Fired Combustion Turbine | 107.1 | Electric Utility
7849 | Knoxville Industrial | 1 | Petroleum Liquids | 2 | Electric Utility
7849 | Knoxville Industrial | 2 | Petroleum Liquids | 2 | Electric Utility
7849 | Knoxville Industrial | 3 | Petroleum Liquids | 2 | Electric Utility
7849 | Knoxville Industrial | 4 | Petroleum Liquids | 2 | Electric Utility
7849 | Knoxville Industrial | 5 | Petroleum Liquids | 2 | Electric Utility
7849 | Knoxville Industrial | 6 | Petroleum Liquids | 2 | Electric Utility
7849 | Knoxville Industrial | 7 | Petroleum Liquids | 2 | Electric Utility
7849 | Knoxville Industrial | 8 | Petroleum Liquids | 2 | Electric Utility
7850 | Shenandoah | 1 | Petroleum Liquids | 2 | Electric Utility
7850 | Shenandoah | 10 | Petroleum Liquids | 2 | Electric Utility
7850 | Shenandoah | 2 | Petroleum Liquids | 2 | Electric Utility
7850 | Shenandoah | 3 | Petroleum Liquids | 2 | Electric Utility
7850 | Shenandoah | 4 | Petroleum Liquids | 2 | Electric Utility
7850 | Shenandoah | 5 | Petroleum Liquids | 2 | Electric Utility
7850 | Shenandoah | 6 | Petroleum Liquids | 2 | Electric Utility
7850 | Shenandoah | 7 | Petroleum Liquids | 2 | Electric Utility
7850 | Shenandoah | 8 | Petroleum Liquids | 2 | Electric Utility
7850 | Shenandoah | 9 | Petroleum Liquids | 2 | Electric Utility
7851 | Waterloo Lundquist | 1 | Petroleum Liquids | 2 | Electric Utility
7851 | Waterloo Lundquist | 2 | Petroleum Liquids | 2 | Electric Utility
7851 | Waterloo Lundquist | 3 | Petroleum Liquids | 2 | Electric Utility
7851 | Waterloo Lundquist | 4 | Petroleum Liquids | 2 | Electric Utility
7851 | Waterloo Lundquist | 5 | Petroleum Liquids | 2 | Electric Utility
7851 | Waterloo Lundquist | 6 | Petroleum Liquids | 2 | Electric Utility
7851 | Waterloo Lundquist | 7 | Petroleum Liquids | 2 | Electric Utility
7851 | Waterloo Lundquist | 8 | Petroleum Liquids | 2 | Electric Utility
7851 | Waterloo Lundquist | 9 | Petroleum Liquids | 2 | Electric Utility
7853 | West Receiving | 1 | Petroleum Liquids | 2 | Electric Utility
7854 | Avenue A Generator Sets | 1 | Petroleum Liquids | 1.8 | Electric Utility
7854 | Avenue A Generator Sets | 2 | Petroleum Liquids | 1.8 | Electric Utility
7855 | Moorhead Wind Turbine | 8 | Onshore Wind Turbine | 0.7 | Electric Utility
7855 | Moorhead Wind Turbine | 9 | Onshore Wind Turbine | 0.7 | Electric Utility
7856 | North | 1 | Petroleum Liquids | 1.8 | Electric Utility
7856 | North | 2 | Petroleum Liquids | 1.8 | Electric Utility
7856 | North | 3 | Petroleum Liquids | 2.2 | Electric Utility
7856 | North | 4 | Petroleum Liquids | 2.2 | Electric Utility
7857 | Gilliam South | 1 | Petroleum Liquids | 1.8 | Electric Utility
7857 | Gilliam South | 7 | Petroleum Liquids | 2.5 | Electric Utility
7858 | MEPI GT Facility | 1 | Natural Gas Fired Combustion Turbine | 64.5 | IPP Non-CHP
7858 | MEPI GT Facility | 2 | Natural Gas Fired Combustion Turbine | 64.5 | IPP Non-CHP
7858 | MEPI GT Facility | 3 | Natural Gas Fired Combustion Turbine | 64.5 | IPP Non-CHP
7858 | MEPI GT Facility | 4 | Natural Gas Fired Combustion Turbine | 54 | IPP Non-CHP
7858 | MEPI GT Facility | 5 | Natural Gas Fired Combustion Turbine | 54 | IPP Non-CHP
7860 | Shelbina Power #3 | G7 | Petroleum Liquids | 1.8 | Electric Utility
7860 | Shelbina Power #3 | G8 | Petroleum Liquids | 1.8 | Electric Utility
7862 | Power Creek | 4 | Conventional Hydroelectric | 3 | Electric Utility
7862 | Power Creek | 5 | Conventional Hydroelectric | 3 | Electric Utility
7863 | Elk Mound | 1 | Natural Gas Fired Combustion Turbine | 35.5 | Electric Utility
7863 | Elk Mound | 2 | Natural Gas Fired Combustion Turbine | 35.5 | Electric Utility
7865 | Earlville | 1 | Petroleum Liquids | 1.8 | Electric Utility
7867 | Snoqualmie 2 | 6A | Conventional Hydroelectric | 14.4 | Electric Utility
7867 | Snoqualmie 2 | 7 | Conventional Hydroelectric | 24.3 | Electric Utility
7869 | Glenwood Landing | GT1 | Petroleum Liquids | 16 | Electric Utility
7869 | Glenwood Landing | GT4 | Natural Gas Fired Combustion Turbine | 53 | Electric Utility
7869 | Glenwood Landing | GT5 | Natural Gas Fired Combustion Turbine | 53 | Electric Utility
7870 | Encogen | CTG1 | Natural Gas Fired Combined Cycle | 39.4 | Electric Utility
7870 | Encogen | CTG2 | Natural Gas Fired Combined Cycle | 39.4 | Electric Utility
7870 | Encogen | CTG3 | Natural Gas Fired Combined Cycle | 39.4 | Electric Utility
7870 | Encogen | STG | Natural Gas Fired Combined Cycle | 58.2 | Electric Utility
7872 | Robert P Mone Plant | 1 | Natural Gas Fired Combustion Turbine | 198 | Electric Utility
7872 | Robert P Mone Plant | 2 | Natural Gas Fired Combustion Turbine | 198 | Electric Utility
7872 | Robert P Mone Plant | 3 | Natural Gas Fired Combustion Turbine | 198 | Electric Utility
7873 | H L Culbreath Bayside Power Station | 1A | Natural Gas Fired Combined Cycle | 189.9 | Electric Utility
7873 | H L Culbreath Bayside Power Station | 1B | Natural Gas Fired Combined Cycle | 189.9 | Electric Utility
7873 | H L Culbreath Bayside Power Station | 1C | Natural Gas Fired Combined Cycle | 189.9 | Electric Utility
7873 | H L Culbreath Bayside Power Station | 1ST | Natural Gas Fired Combined Cycle | 239.4 | Electric Utility
7873 | H L Culbreath Bayside Power Station | 2A | Natural Gas Fired Combined Cycle | 189.9 | Electric Utility
7873 | H L Culbreath Bayside Power Station | 2B | Natural Gas Fired Combined Cycle | 189.9 | Electric Utility
7873 | H L Culbreath Bayside Power Station | 2C | Natural Gas Fired Combined Cycle | 189.9 | Electric Utility
7873 | H L Culbreath Bayside Power Station | 2D | Natural Gas Fired Combined Cycle | 189.9 | Electric Utility
7873 | H L Culbreath Bayside Power Station | 2ST | Natural Gas Fired Combined Cycle | 445.7 | Electric Utility
7873 | H L Culbreath Bayside Power Station | 3 | Natural Gas Fired Combustion Turbine | 69.9 | Electric Utility
7873 | H L Culbreath Bayside Power Station | 4 | Natural Gas Fired Combustion Turbine | 69.9 | Electric Utility
7873 | H L Culbreath Bayside Power Station | 5 | Natural Gas Fired Combustion Turbine | 69.9 | Electric Utility
7873 | H L Culbreath Bayside Power Station | 6 | Natural Gas Fired Combustion Turbine | 69.9 | Electric Utility
7874 | Edgerton | 1 | Petroleum Liquids | 1.8 | Electric Utility
7874 | Edgerton | 2 | Petroleum Liquids | 1.8 | Electric Utility
7878 | Wellington | 1 | Petroleum Liquids | 1 | Electric Utility
7883 | Powell Valley | 1 | Petroleum Liquids | 2 | Electric Utility
7883 | Powell Valley | 10 | Petroleum Liquids | 2 | Electric Utility
7883 | Powell Valley | 11 | Petroleum Liquids | 2 | Electric Utility
7883 | Powell Valley | 2 | Petroleum Liquids | 2 | Electric Utility
7883 | Powell Valley | 3 | Petroleum Liquids | 2 | Electric Utility
7883 | Powell Valley | 4 | Petroleum Liquids | 2 | Electric Utility
7883 | Powell Valley | 5 | Petroleum Liquids | 2 | Electric Utility
7883 | Powell Valley | 6 | Petroleum Liquids | 2 | Electric Utility
7883 | Powell Valley | 7 | Petroleum Liquids | 2 | Electric Utility
7883 | Powell Valley | 8 | Petroleum Liquids | 2 | Electric Utility
7883 | Powell Valley | 9 | Petroleum Liquids | 2 | Electric Utility
7884 | Dakota Magic | 1 | Petroleum Liquids | 1.5 | Commercial Non-CHP
7886 | Wind Turbine | 1 | Onshore Wind Turbine | 11 | Electric Utility
7887 | Terry Bundy Generating Station | 1 | Natural Gas Fired Combined Cycle | 28.2 | Electric Utility
7887 | Terry Bundy Generating Station | 2 | Natural Gas Fired Combined Cycle | 60.5 | Electric Utility
7887 | Terry Bundy Generating Station | 3 | Natural Gas Fired Combined Cycle | 60.5 | Electric Utility
7887 | Terry Bundy Generating Station | 4 | Natural Gas Fired Combustion Turbine | 60.5 | Electric Utility
7887 | Terry Bundy Generating Station | BSU | Petroleum Liquids | 1.8 | Electric Utility
7887 | Terry Bundy Generating Station | LFG1 | Landfill Gas | 1.6 | Electric Utility
7887 | Terry Bundy Generating Station | LFG2 | Landfill Gas | 1.6 | Electric Utility
7887 | Terry Bundy Generating Station | LFG3 | Landfill Gas | 1.6 | Electric Utility
7897 | E B Harris Electric Generating Plant | CT1A | Natural Gas Fired Combined Cycle | 185 | IPP Non-CHP
7897 | E B Harris Electric Generating Plant | CT1B | Natural Gas Fired Combined Cycle | 185 | IPP Non-CHP
7897 | E B Harris Electric Generating Plant | CT2A | Natural Gas Fired Combined Cycle | 185 | IPP Non-CHP
7897 | E B Harris Electric Generating Plant | CT2B | Natural Gas Fired Combined Cycle | 185 | IPP Non-CHP
7897 | E B Harris Electric Generating Plant | ST1 | Natural Gas Fired Combined Cycle | 282 | IPP Non-CHP
7897 | E B Harris Electric Generating Plant | ST2 | Natural Gas Fired Combined Cycle | 282 | IPP Non-CHP
7898 | New Knoxville | 1 | Petroleum Liquids | 1.1 | Electric Utility
7900 | Sand Hill | 5A | Natural Gas Fired Combined Cycle | 198 | Electric Utility
7900 | Sand Hill | 5C | Natural Gas Fired Combined Cycle | 190 | Electric Utility
7900 | Sand Hill | SH1 | Natural Gas Fired Combustion Turbine | 51.4 | Electric Utility
7900 | Sand Hill | SH2 | Natural Gas Fired Combustion Turbine | 51.4 | Electric Utility
7900 | Sand Hill | SH3 | Natural Gas Fired Combustion Turbine | 51.4 | Electric Utility
7900 | Sand Hill | SH4 | Natural Gas Fired Combustion Turbine | 51.4 | Electric Utility
7900 | Sand Hill | SH6 | Natural Gas Fired Combustion Turbine | 51.4 | Electric Utility
7900 | Sand Hill | SH7 | Natural Gas Fired Combustion Turbine | 51.4 | Electric Utility
7901 | Byron | 1 | Onshore Wind Turbine | 0.7 | Electric Utility
7901 | Byron | 2 | Onshore Wind Turbine | 0.7 | Electric Utility
7902 | Pirkey | 1 | Conventional Steam Coal | 721 | Electric Utility
7903 | McCartney | MGS1 | Natural Gas Fired Combustion Turbine | 58.9 | Electric Utility
7903 | McCartney | MSG2 | Natural Gas Fired Combustion Turbine | 58.9 | Electric Utility
7907 | Pine Flat | 1 | Conventional Hydroelectric | 55 | Electric Utility
7907 | Pine Flat | 2 | Conventional Hydroelectric | 55 | Electric Utility
7907 | Pine Flat | 3 | Conventional Hydroelectric | 55 | Electric Utility
7909 | Vernon Boulevard | VG02 | Natural Gas Fired Combustion Turbine | 47 | Electric Utility
7909 | Vernon Boulevard | VG03 | Natural Gas Fired Combustion Turbine | 47 | Electric Utility
7910 | Joseph J Seymour Power Project | 1 | Natural Gas Fired Combustion Turbine | 47 | Electric Utility
7910 | Joseph J Seymour Power Project | 2 | Natural Gas Fired Combustion Turbine | 47 | Electric Utility
7911 | Kern Canyon | 1 | Conventional Hydroelectric | 9.5 | Electric Utility
7912 | Brentwood | 1 | Natural Gas Fired Combustion Turbine | 47 | Electric Utility
7913 | Hell Gate | HG01 | Natural Gas Fired Combustion Turbine | 47 | Electric Utility
7913 | Hell Gate | HG02 | Natural Gas Fired Combustion Turbine | 47 | Electric Utility
7914 | Harlem River Yard | HR01 | Natural Gas Fired Combustion Turbine | 47 | Electric Utility
7914 | Harlem River Yard | HR02 | Natural Gas Fired Combustion Turbine | 47 | Electric Utility
7915 | North 1st | N01 | Natural Gas Fired Combustion Turbine | 47 | Electric Utility
7916 | Talbot County Energy | 1 | Natural Gas Fired Combustion Turbine | 121 | Electric Utility
7916 | Talbot County Energy | 2 | Natural Gas Fired Combustion Turbine | 121 | Electric Utility
7916 | Talbot County Energy | 3 | Natural Gas Fired Combustion Turbine | 121 | Electric Utility
7916 | Talbot County Energy | 4 | Natural Gas Fired Combustion Turbine | 121 | Electric Utility
7916 | Talbot County Energy | 5 | Natural Gas Fired Combustion Turbine | 121 | Electric Utility
7916 | Talbot County Energy | 6 | Natural Gas Fired Combustion Turbine | 121 | Electric Utility
7917 | Chattahoochee Energy Facility | 1 | Natural Gas Fired Combined Cycle | 176 | Electric Utility
7917 | Chattahoochee Energy Facility | 2 | Natural Gas Fired Combined Cycle | 176 | Electric Utility
7917 | Chattahoochee Energy Facility | 3 | Natural Gas Fired Combined Cycle | 187.7 | Electric Utility
7918 | Galion | 1 | Petroleum Liquids | 1.8 | Electric Utility
7918 | Galion | 2 | Petroleum Liquids | 1.8 | Electric Utility
7918 | Galion | 3 | Petroleum Liquids | 1.8 | Electric Utility
7919 | Seville | 1 | Petroleum Liquids | 1.8 | Electric Utility
7919 | Seville | 2 | Petroleum Liquids | 1.8 | Electric Utility
7919 | Seville | 3 | Petroleum Liquids | 1.8 | Electric Utility
7920 | Traer South | 5 | Petroleum Liquids | 2 | Electric Utility
7921 | Maquoketa 2 | 11 | Petroleum Liquids | 2 | Electric Utility
7921 | Maquoketa 2 | 12 | Petroleum Liquids | 2 | Electric Utility
7921 | Maquoketa 2 | 13 | Petroleum Liquids | 2 | Electric Utility
7921 | Maquoketa 2 | 14 | Petroleum Liquids | 2 | Electric Utility
7922 | Brooklyn City North Plant | 6 | Petroleum Liquids | 2 | Electric Utility
7924 | Albertville | DG1 | Petroleum Liquids | 1 | Electric Utility
7924 | Albertville | DG2 | Petroleum Liquids | 1 | Electric Utility
7924 | Albertville | DG3 | Petroleum Liquids | 1 | Electric Utility
7924 | Albertville | DG4 | Petroleum Liquids | 1 | Electric Utility
7925 | Lakefield Junction | 1 | Natural Gas Fired Combustion Turbine | 89.3 | Electric Utility
7925 | Lakefield Junction | 2 | Natural Gas Fired Combustion Turbine | 89.3 | Electric Utility
7925 | Lakefield Junction | 3 | Natural Gas Fired Combustion Turbine | 89.3 | Electric Utility
7925 | Lakefield Junction | 4 | Natural Gas Fired Combustion Turbine | 89.3 | Electric Utility
7925 | Lakefield Junction | 5 | Natural Gas Fired Combustion Turbine | 89.3 | Electric Utility
7925 | Lakefield Junction | 6 | Natural Gas Fired Combustion Turbine | 89.3 | Electric Utility
7925 | Lakefield Junction | 7 | Petroleum Liquids | 2 | Electric Utility
7926 | South Strawberry | 1A | Petroleum Liquids | 1.8 | Electric Utility
7926 | South Strawberry | 2A | Petroleum Liquids | 1.8 | Electric Utility
7927 | Buffalo Mountain | 1 | Onshore Wind Turbine | 0.6 | Electric Utility
7927 | Buffalo Mountain | 2 | Onshore Wind Turbine | 0.6 | Electric Utility
7927 | Buffalo Mountain | 3 | Onshore Wind Turbine | 0.6 | Electric Utility
7928 | Osawatomie | 1 | Natural Gas Fired Combustion Turbine | 90 | Electric Utility
7929 | West Gardner | 1 | Natural Gas Fired Combustion Turbine | 91.3 | Electric Utility
7929 | West Gardner | 2 | Natural Gas Fired Combustion Turbine | 91.3 | Electric Utility
7929 | West Gardner | 3 | Natural Gas Fired Combustion Turbine | 91.3 | Electric Utility
7929 | West Gardner | 4 | Natural Gas Fired Combustion Turbine | 91.3 | Electric Utility
7930 | Russell Energy Center | T-1 | Natural Gas Fired Combustion Turbine | 7.5 | Electric Utility
7930 | Russell Energy Center | T-2 | Natural Gas Fired Combustion Turbine | 7.5 | Electric Utility
7931 | Coyote Springs II | 1 | Natural Gas Fired Combined Cycle | 170 | Electric Utility
7931 | Coyote Springs II | 2 | Natural Gas Fired Combined Cycle | 117 | Electric Utility
7932 | Gaylord - Wolverine | 1 | Natural Gas Fired Combustion Turbine | 23.4 | Electric Utility
7932 | Gaylord - Wolverine | 2 | Natural Gas Fired Combustion Turbine | 23.4 | Electric Utility
7932 | Gaylord - Wolverine | 3 | Natural Gas Fired Combustion Turbine | 23.4 | Electric Utility
7934 | Industrial Park | 3 | Petroleum Liquids | 1.8 | Electric Utility
7934 | Industrial Park | 4 | Petroleum Liquids | 1.8 | Electric Utility
7934 | Industrial Park | 5 | Petroleum Liquids | 1.8 | Electric Utility
7934 | Industrial Park | 6 | Petroleum Liquids | 1.8 | Electric Utility
7934 | Industrial Park | 7 | Petroleum Liquids | 1.8 | Electric Utility
7934 | Industrial Park | 8 | Petroleum Liquids | 2.2 | Electric Utility
7934 | Industrial Park | 9 | Petroleum Liquids | 2.2 | Electric Utility
7935 | Trenton South | 1 | Petroleum Liquids | 2 | Electric Utility
7935 | Trenton South | 2 | Petroleum Liquids | 2 | Electric Utility
7935 | Trenton South | 3 | Petroleum Liquids | 2 | Electric Utility
7935 | Trenton South | 4 | Petroleum Liquids | 2 | Electric Utility
7935 | Trenton South | 5 | Petroleum Liquids | 2 | Electric Utility
7935 | Trenton South | 6 | Petroleum Liquids | 2 | Electric Utility
7935 | Trenton South | 7 | Petroleum Liquids | 2 | Electric Utility
7936 | Nine Canyon | 1 | Onshore Wind Turbine | 95.9 | Electric Utility
7940 | Ponton Diesel Generating Facility | 1 | Petroleum Liquids | 2 | Electric Utility
7940 | Ponton Diesel Generating Facility | 2 | Petroleum Liquids | 2 | Electric Utility
7941 | Nottoway Diesel Generating Facility | 1 | Petroleum Liquids | 2 | Electric Utility
7941 | Nottoway Diesel Generating Facility | 2 | Petroleum Liquids | 2 | Electric Utility
7942 | Diamond Valley Lake | 10 | Conventional Hydroelectric | 3.3 | Electric Utility
7942 | Diamond Valley Lake | 11 | Conventional Hydroelectric | 3.3 | Electric Utility
7942 | Diamond Valley Lake | 12 | Conventional Hydroelectric | 3.3 | Electric Utility
7942 | Diamond Valley Lake | 2 | Conventional Hydroelectric | 3.3 | Electric Utility
7942 | Diamond Valley Lake | 3 | Conventional Hydroelectric | 3.3 | Electric Utility
7942 | Diamond Valley Lake | 4 | Conventional Hydroelectric | 3.3 | Electric Utility
7942 | Diamond Valley Lake | 6 | Conventional Hydroelectric | 3.3 | Electric Utility
7942 | Diamond Valley Lake | 7 | Conventional Hydroelectric | 3.3 | Electric Utility
7942 | Diamond Valley Lake | 8 | Conventional Hydroelectric | 3.3 | Electric Utility
7946 | Wansley Unit 9 | CT1 | Natural Gas Fired Combined Cycle | 171 | Electric Utility
7946 | Wansley Unit 9 | CT2 | Natural Gas Fired Combined Cycle | 171 | Electric Utility
7946 | Wansley Unit 9 | ST1 | Natural Gas Fired Combined Cycle | 226 | Electric Utility
7947 | Solway CT | 1 | Natural Gas Fired Combustion Turbine | 50 | Electric Utility
7947 | Solway CT | D1 | Petroleum Liquids | 1.3 | Electric Utility
7948 | Lawrence County Station | 1 | Natural Gas Fired Combustion Turbine | 67 | Electric Utility
7948 | Lawrence County Station | 2 | Natural Gas Fired Combustion Turbine | 67 | Electric Utility
7948 | Lawrence County Station | 3 | Natural Gas Fired Combustion Turbine | 67 | Electric Utility
7948 | Lawrence County Station | 4 | Natural Gas Fired Combustion Turbine | 67 | Electric Utility
7948 | Lawrence County Station | 5 | Natural Gas Fired Combustion Turbine | 67 | Electric Utility
7948 | Lawrence County Station | 6 | Natural Gas Fired Combustion Turbine | 67 | Electric Utility
7953 | Evander Andrews Power Complex | 1 | Natural Gas Fired Combustion Turbine | 179.1 | Electric Utility
7953 | Evander Andrews Power Complex | 2 | Natural Gas Fired Combustion Turbine | 45.9 | Electric Utility
7953 | Evander Andrews Power Complex | 3 | Natural Gas Fired Combustion Turbine | 45.9 | Electric Utility
7954 | Field Street | 1 | Petroleum Liquids | 24 | Electric Utility
7954 | Field Street | 2 | Petroleum Liquids | 24 | Electric Utility
7955 | Elk City Station | 1 | Landfill Gas | 0.8 | Electric Utility
7955 | Elk City Station | 2 | Landfill Gas | 0.8 | Electric Utility
7955 | Elk City Station | 3 | Landfill Gas | 0.8 | Electric Utility
7955 | Elk City Station | 4 | Landfill Gas | 0.8 | Electric Utility
7955 | Elk City Station | 5 | Landfill Gas | 0.8 | Electric Utility
7955 | Elk City Station | 6 | Landfill Gas | 0.8 | Electric Utility
7955 | Elk City Station | 7 | Landfill Gas | 0.8 | Electric Utility
7955 | Elk City Station | 8 | Landfill Gas | 0.8 | Electric Utility
7957 | Sediver | 1 | Petroleum Liquids | 2.9 | Electric Utility
7958 | Horry Land Fill Gas Site | HG1 | Landfill Gas | 1 | Electric Utility
7958 | Horry Land Fill Gas Site | HG2 | Landfill Gas | 1 | Electric Utility
7958 | Horry Land Fill Gas Site | HG3 | Landfill Gas | 1.1 | Electric Utility
7960 | Kemper County | GT1 | Natural Gas Fired Combustion Turbine | 93 | Electric Utility
7960 | Kemper County | GT2 | Natural Gas Fired Combustion Turbine | 93 | Electric Utility
7960 | Kemper County | GT3 | Natural Gas Fired Combustion Turbine | 93 | Electric Utility
7960 | Kemper County | GT4 | Natural Gas Fired Combustion Turbine | 93 | Electric Utility
7962 | Warren F Sam Beasley Generation Station | 001 | Natural Gas Fired Combustion Turbine | 45 | Electric Utility
7962 | Warren F Sam Beasley Generation Station | 002 | Natural Gas Fired Combustion Turbine | 51 | Electric Utility
7964 | Peno Creek | GT1 | Natural Gas Fired Combustion Turbine | 60 | Electric Utility
7964 | Peno Creek | GT2 | Natural Gas Fired Combustion Turbine | 60 | Electric Utility
7964 | Peno Creek | GT3 | Natural Gas Fired Combustion Turbine | 60 | Electric Utility
7964 | Peno Creek | GT4 | Natural Gas Fired Combustion Turbine | 60 | Electric Utility
7965 | Salt Valley Wind Plant | G1 | Onshore Wind Turbine | 0.6 | Electric Utility
7965 | Salt Valley Wind Plant | G2 | Onshore Wind Turbine | 0.6 | Electric Utility
7966 | Iowa Distributed Wind Generation Project | IDWG | Onshore Wind Turbine | 2.3 | Electric Utility
7967 | Lordsburg Generating | GT1 | Natural Gas Fired Combustion Turbine | 44 | Electric Utility
7967 | Lordsburg Generating | GT2 | Natural Gas Fired Combustion Turbine | 44 | Electric Utility
7971 | Pella Peaking | 10 | Petroleum Liquids | 2 | Electric Utility
7971 | Pella Peaking | 11 | Petroleum Liquids | 2 | Electric Utility
7971 | Pella Peaking | 12 | Petroleum Liquids | 2 | Electric Utility
7971 | Pella Peaking | 13 | Petroleum Liquids | 2 | Electric Utility
7971 | Pella Peaking | 14 | Petroleum Liquids | 2 | Electric Utility
7971 | Pella Peaking | 15 | Petroleum Liquids | 2 | Electric Utility
7971 | Pella Peaking | 16 | Petroleum Liquids | 2 | Electric Utility
7971 | Pella Peaking | 3 | Petroleum Liquids | 2 | Electric Utility
7971 | Pella Peaking | 4 | Petroleum Liquids | 2 | Electric Utility
7971 | Pella Peaking | 5 | Petroleum Liquids | 2 | Electric Utility
7971 | Pella Peaking | 6 | Petroleum Liquids | 2 | Electric Utility
7971 | Pella Peaking | 7 | Petroleum Liquids | 2 | Electric Utility
7971 | Pella Peaking | 8 | Petroleum Liquids | 2 | Electric Utility
7971 | Pella Peaking | 9 | Petroleum Liquids | 2 | Electric Utility
7972 | Sumpter | 1 | Natural Gas Fired Combustion Turbine | 85 | Electric Utility
7972 | Sumpter | 2 | Natural Gas Fired Combustion Turbine | 85 | Electric Utility
7972 | Sumpter | 3 | Natural Gas Fired Combustion Turbine | 85 | Electric Utility
7972 | Sumpter | 4 | Natural Gas Fired Combustion Turbine | 85 | Electric Utility
7973 | Sharpe | 1 | Petroleum Liquids | 2 | Electric Utility
7973 | Sharpe | 10 | Petroleum Liquids | 2 | Electric Utility
7973 | Sharpe | 2 | Petroleum Liquids | 2 | Electric Utility
7973 | Sharpe | 3 | Petroleum Liquids | 2 | Electric Utility
7973 | Sharpe | 4 | Petroleum Liquids | 2 | Electric Utility
7973 | Sharpe | 5 | Petroleum Liquids | 2 | Electric Utility
7973 | Sharpe | 6 | Petroleum Liquids | 2 | Electric Utility
7973 | Sharpe | 7 | Petroleum Liquids | 2 | Electric Utility
7973 | Sharpe | 8 | Petroleum Liquids | 2 | Electric Utility
7973 | Sharpe | 9 | Petroleum Liquids | 2 | Electric Utility
7974 | Chamberlain Wind Project | WTC1 | Onshore Wind Turbine | 1.3 | Electric Utility
7974 | Chamberlain Wind Project | WTC2 | Onshore Wind Turbine | 1.3 | Electric Utility
7975 | Pyramid | 1 | Natural Gas Fired Combustion Turbine | 46.5 | Electric Utility
7975 | Pyramid | 2 | Natural Gas Fired Combustion Turbine | 46.5 | Electric Utility
7975 | Pyramid | 3 | Natural Gas Fired Combustion Turbine | 46.5 | Electric Utility
7975 | Pyramid | 4 | Natural Gas Fired Combustion Turbine | 46.5 | Electric Utility
7976 | Mulvane 2 | 10 | Petroleum Liquids | 4.1 | Electric Utility
7976 | Mulvane 2 | 11 | Petroleum Liquids | 4.1 | Electric Utility
7976 | Mulvane 2 | 9 | Petroleum Liquids | 1 | Electric Utility
7977 | Granite Falls 2 | 1 | Petroleum Liquids | 2 | Electric Utility
7977 | Granite Falls 2 | 2 | Petroleum Liquids | 2 | Electric Utility
7977 | Granite Falls 2 | 3 | Petroleum Liquids | 2 | Electric Utility
7981 | Mill Creek (SC) | 1 | Natural Gas Fired Combustion Turbine | 99.9 | Electric Utility
7981 | Mill Creek (SC) | 2 | Natural Gas Fired Combustion Turbine | 99.9 | Electric Utility
7981 | Mill Creek (SC) | 3 | Natural Gas Fired Combustion Turbine | 99.9 | Electric Utility
7981 | Mill Creek (SC) | 4 | Natural Gas Fired Combustion Turbine | 99.9 | Electric Utility
7981 | Mill Creek (SC) | 5 | Natural Gas Fired Combustion Turbine | 99.9 | Electric Utility
7981 | Mill Creek (SC) | 6 | Natural Gas Fired Combustion Turbine | 99.9 | Electric Utility
7981 | Mill Creek (SC) | 7 | Natural Gas Fired Combustion Turbine | 99.9 | Electric Utility
7981 | Mill Creek (SC) | 8 | Natural Gas Fired Combustion Turbine | 99.9 | Electric Utility
7982 | South Generation | 3 | Petroleum Liquids | 2.2 | Electric Utility
7982 | South Generation | 4 | Petroleum Liquids | 2.2 | Electric Utility
7982 | South Generation | 5 | Petroleum Liquids | 2.2 | Electric Utility
7984 | Kalkaska CT #1 | 001 | Natural Gas Fired Combustion Turbine | 60.5 | Electric Utility
7985 | Greater Des Moines | GT1 | Natural Gas Fired Combined Cycle | 190.4 | Electric Utility
7985 | Greater Des Moines | GT2 | Natural Gas Fired Combined Cycle | 190.4 | Electric Utility
7985 | Greater Des Moines | ST1 | Natural Gas Fired Combined Cycle | 195.5 | Electric Utility
7987 | Lake One | L1 | Natural Gas Fired Combustion Turbine | 60.5 | Electric Utility
7988 | Silver Creek | 1 | Natural Gas Fired Combustion Turbine | 83.5 | Electric Utility
7988 | Silver Creek | 2 | Natural Gas Fired Combustion Turbine | 83.5 | Electric Utility
7988 | Silver Creek | 3 | Natural Gas Fired Combustion Turbine | 83.5 | Electric Utility
7989 | Sylvarena | 1 | Natural Gas Fired Combustion Turbine | 47 | Electric Utility
7989 | Sylvarena | 2 | Natural Gas Fired Combustion Turbine | 47 | Electric Utility
7989 | Sylvarena | 3 | Natural Gas Fired Combustion Turbine | 47 | Electric Utility
7990 | Altamont | 1 | Petroleum Liquids | 1.8 | Electric Utility
7990 | Altamont | 2 | Petroleum Liquids | 1.8 | Electric Utility
7990 | Altamont | 3 | Petroleum Liquids | 1.8 | Electric Utility
7990 | Altamont | 4 | Petroleum Liquids | 1.8 | Electric Utility
7991 | West Campus Cogeneration Facility | 1 | Natural Gas Fired Combined Cycle | 54 | Electric Utility
7991 | West Campus Cogeneration Facility | CT2 | Natural Gas Fired Combined Cycle | 54 | Electric Utility
7991 | West Campus Cogeneration Facility | STG1 | Natural Gas Fired Combined Cycle | 61.3 | Electric Utility
7995 | Airport Industrial | IC1 | Petroleum Liquids | 2.5 | Electric Utility
7995 | Airport Industrial | IC2 | Petroleum Liquids | 2.5 | Electric Utility
7995 | Airport Industrial | IC3 | Petroleum Liquids | 2.5 | Electric Utility
7995 | Airport Industrial | IC4 | Petroleum Liquids | 2.5 | Electric Utility
7997 | Winston | WD01 | Petroleum Liquids | 2.5 | Electric Utility
7997 | Winston | WD02 | Petroleum Liquids | 2.5 | Electric Utility
7997 | Winston | WD03 | Petroleum Liquids | 2.5 | Electric Utility
7997 | Winston | WD04 | Petroleum Liquids | 2.5 | Electric Utility
7997 | Winston | WD05 | Petroleum Liquids | 2.5 | Electric Utility
7997 | Winston | WD06 | Petroleum Liquids | 2.5 | Electric Utility
7997 | Winston | WD07 | Petroleum Liquids | 2.5 | Electric Utility
7997 | Winston | WD08 | Petroleum Liquids | 2.5 | Electric Utility
7997 | Winston | WD09 | Petroleum Liquids | 2.5 | Electric Utility
7997 | Winston | WD10 | Petroleum Liquids | 2.5 | Electric Utility
7997 | Winston | WD11 | Petroleum Liquids | 2.5 | Electric Utility
7997 | Winston | WD12 | Petroleum Liquids | 2.5 | Electric Utility
7997 | Winston | WD13 | Petroleum Liquids | 2.5 | Electric Utility
7997 | Winston | WD14 | Petroleum Liquids | 2.5 | Electric Utility
7997 | Winston | WD15 | Petroleum Liquids | 2.5 | Electric Utility
7997 | Winston | WD16 | Petroleum Liquids | 2.5 | Electric Utility
7997 | Winston | WD17 | Petroleum Liquids | 2.5 | Electric Utility
7997 | Winston | WD18 | Petroleum Liquids | 2.5 | Electric Utility
7997 | Winston | WD19 | Petroleum Liquids | 2.5 | Electric Utility
7997 | Winston | WD20 | Petroleum Liquids | 2.5 | Electric Utility
7999 | Grays Harbor Energy Facility | CT1 | Natural Gas Fired Combined Cycle | 175 | IPP Non-CHP
7999 | Grays Harbor Energy Facility | CT2 | Natural Gas Fired Combined Cycle | 175 | IPP Non-CHP
7999 | Grays Harbor Energy Facility | ST1 | Natural Gas Fired Combined Cycle | 300 | IPP Non-CHP
8000 | Beatrice | CT1 | Natural Gas Fired Combined Cycle | 76.6 | Electric Utility
8000 | Beatrice | CT2 | Natural Gas Fired Combined Cycle | 76.6 | Electric Utility
8000 | Beatrice | ST1 | Natural Gas Fired Combined Cycle | 93.9 | Electric Utility
8002 | Newington | 1 | Petroleum Liquids | 414 | Electric Utility
8004 | Fife Brook | GEN1 | Conventional Hydroelectric | 11.2 | IPP Non-CHP
8005 | Bear Swamp | GEN1 | Hydroelectric Pumped Storage | 300 | IPP Non-CHP
8005 | Bear Swamp | GEN2 | Hydroelectric Pumped Storage | 300 | IPP Non-CHP
8006 | Roseton Generating Facility | 1 | Natural Gas Steam Turbine | 621 | IPP Non-CHP
8006 | Roseton Generating Facility | 2 | Natural Gas Steam Turbine | 621 | IPP Non-CHP
8007 | Holtsville | 1 | Petroleum Liquids | 56.7 | Electric Utility
8007 | Holtsville | 10 | Petroleum Liquids | 56.7 | Electric Utility
8007 | Holtsville | 2 | Petroleum Liquids | 56.7 | Electric Utility
8007 | Holtsville | 3 | Petroleum Liquids | 56.7 | Electric Utility
8007 | Holtsville | 4 | Petroleum Liquids | 56.7 | Electric Utility
8007 | Holtsville | 5 | Petroleum Liquids | 56.7 | Electric Utility
8007 | Holtsville | 6 | Petroleum Liquids | 56.7 | Electric Utility
8007 | Holtsville | 7 | Petroleum Liquids | 56.7 | Electric Utility
8007 | Holtsville | 8 | Petroleum Liquids | 56.7 | Electric Utility
8007 | Holtsville | 9 | Petroleum Liquids | 56.7 | Electric Utility
8008 | Mickleton Station | MICK | Natural Gas Fired Combustion Turbine | 71.2 | IPP Non-CHP
8009 | Auburn State Street | 1 | Natural Gas Fired Combustion Turbine | 7 | Electric Utility
8010 | Murray Turbine | 1 | Natural Gas Fired Combustion Turbine | 14 | Electric Utility
8010 | Murray Turbine | 2 | Natural Gas Fired Combustion Turbine | 14 | Electric Utility
8010 | Murray Turbine | 3 | Natural Gas Fired Combustion Turbine | 14 | Electric Utility
8011 | Three Mile Island | 1 | Nuclear | 980.8 | IPP Non-CHP
8012 | Croydon CT Generating Station | 11 | Petroleum Liquids | 68.3 | IPP Non-CHP
8012 | Croydon CT Generating Station | 12 | Petroleum Liquids | 68.3 | IPP Non-CHP
8012 | Croydon CT Generating Station | 21 | Petroleum Liquids | 68.3 | IPP Non-CHP
8012 | Croydon CT Generating Station | 22 | Petroleum Liquids | 68.3 | IPP Non-CHP
8012 | Croydon CT Generating Station | 31 | Petroleum Liquids | 68.3 | IPP Non-CHP
8012 | Croydon CT Generating Station | 32 | Petroleum Liquids | 68.3 | IPP Non-CHP
8012 | Croydon CT Generating Station | 41 | Petroleum Liquids | 68.3 | IPP Non-CHP
8012 | Croydon CT Generating Station | 42 | Petroleum Liquids | 68.3 | IPP Non-CHP
8013 | Winter | IC 1 | Petroleum Liquids | 2.8 | Electric Utility
8013 | Winter | IC 2 | Petroleum Liquids | 2.8 | Electric Utility
8015 | Paragould Reciprocating | 011 | Natural Gas Internal Combustion Engine | 6.4 | Electric Utility
8015 | Paragould Reciprocating | 021 | Natural Gas Internal Combustion Engine | 6.4 | Electric Utility
8015 | Paragould Reciprocating | 031 | Natural Gas Internal Combustion Engine | 6.4 | Electric Utility
8016 | Factory | 1 | Petroleum Liquids | 26.6 | Electric Utility
8019 | Portage | 1 | Petroleum Liquids | 22.6 | Electric Utility
8020 | Baldwin City Plant No 2 | 7 | Petroleum Liquids | 3.2 | Electric Utility
8020 | Baldwin City Plant No 2 | 8 | Petroleum Liquids | 3.2 | Electric Utility
8022 | Boulder Park | 1 | Natural Gas Internal Combustion Engine | 4.1 | Electric Utility
8022 | Boulder Park | 2 | Natural Gas Internal Combustion Engine | 4.1 | Electric Utility
8022 | Boulder Park | 3 | Natural Gas Internal Combustion Engine | 4.1 | Electric Utility
8022 | Boulder Park | 4 | Natural Gas Internal Combustion Engine | 4.1 | Electric Utility
8022 | Boulder Park | 5 | Natural Gas Internal Combustion Engine | 4.1 | Electric Utility
8022 | Boulder Park | 6 | Natural Gas Internal Combustion Engine | 4.1 | Electric Utility
8023 | Columbia (WI) | 1 | Conventional Steam Coal | 556 | Electric Utility
8023 | Columbia (WI) | 2 | Conventional Steam Coal | 556 | Electric Utility
8026 | Hartzog | 1 | Natural Gas Fired Combustion Turbine | 7.5 | Electric Utility
8026 | Hartzog | 2 | Natural Gas Fired Combustion Turbine | 7.5 | Electric Utility
8026 | Hartzog | 3 | Natural Gas Fired Combustion Turbine | 7.5 | Electric Utility
8027 | Blue Lake | 1 | Petroleum Liquids | 56.7 | Electric Utility
8027 | Blue Lake | 2 | Petroleum Liquids | 56.7 | Electric Utility
8027 | Blue Lake | 3 | Petroleum Liquids | 56.7 | Electric Utility
8027 | Blue Lake | 4 | Petroleum Liquids | 56.7 | Electric Utility
8027 | Blue Lake | 7 | Natural Gas Fired Combustion Turbine | 166.3 | Electric Utility
8027 | Blue Lake | 8 | Natural Gas Fired Combustion Turbine | 166.3 | Electric Utility
8028 | Arvada | 1 | Natural Gas Fired Combustion Turbine | 7.5 | Electric Utility
8028 | Arvada | 2 | Natural Gas Fired Combustion Turbine | 7.5 | Electric Utility
8028 | Arvada | 3 | Natural Gas Fired Combustion Turbine | 7.5 | Electric Utility
8029 | Sycamore (IA) | 1 | Natural Gas Fired Combustion Turbine | 78.8 | Electric Utility
8029 | Sycamore (IA) | 2 | Natural Gas Fired Combustion Turbine | 78.8 | Electric Utility
8030 | Barber Creek | 1 | Natural Gas Fired Combustion Turbine | 7.5 | Electric Utility
8030 | Barber Creek | 2 | Natural Gas Fired Combustion Turbine | 7.5 | Electric Utility
8030 | Barber Creek | 3 | Natural Gas Fired Combustion Turbine | 7.5 | Electric Utility
8031 | Emery Station | 11 | Natural Gas Fired Combined Cycle | 173.4 | Electric Utility
8031 | Emery Station | 12 | Natural Gas Fired Combined Cycle | 173.4 | Electric Utility
8031 | Emery Station | ST1 | Natural Gas Fired Combined Cycle | 256 | Electric Utility
8034 | Yankton | 1 | Natural Gas Internal Combustion Engine | 2.2 | Electric Utility
8034 | Yankton | 2 | Petroleum Liquids | 2.7 | Electric Utility
8034 | Yankton | 3 | Natural Gas Internal Combustion Engine | 6.5 | Electric Utility
8034 | Yankton | 4 | Petroleum Liquids | 2 | Electric Utility
8036 | Cooper Nuclear Station | 1 | Nuclear | 801 | Electric Utility
8037 | Clifton | 1 | Natural Gas Fired Combustion Turbine | 85 | Electric Utility
8037 | Clifton | 2 | Petroleum Liquids | 2.5 | Electric Utility
8042 | Belews Creek | 1 | Conventional Steam Coal | 1245.6 | Electric Utility
8042 | Belews Creek | 2 | Conventional Steam Coal | 1245.6 | Electric Utility
8048 | Anclote | 1 | Natural Gas Steam Turbine | 556.2 | Electric Utility
8048 | Anclote | 2 | Natural Gas Steam Turbine | 556.2 | Electric Utility
8049 | Intercession City | P1 | Petroleum Liquids | 56.7 | Electric Utility
8049 | Intercession City | P10 | Natural Gas Fired Combustion Turbine | 103.5 | Electric Utility
8049 | Intercession City | P11 | Petroleum Liquids | 103.5 | Electric Utility
8049 | Intercession City | P12 | Natural Gas Fired Combustion Turbine | 103.5 | Electric Utility
8049 | Intercession City | P13 | Natural Gas Fired Combustion Turbine | 103.5 | Electric Utility
8049 | Intercession City | P14 | Natural Gas Fired Combustion Turbine | 103.5 | Electric Utility
8049 | Intercession City | P2 | Petroleum Liquids | 56.7 | Electric Utility
8049 | Intercession City | P3 | Petroleum Liquids | 56.7 | Electric Utility
8049 | Intercession City | P4 | Petroleum Liquids | 56.7 | Electric Utility
8049 | Intercession City | P5 | Petroleum Liquids | 56.7 | Electric Utility
8049 | Intercession City | P6 | Petroleum Liquids | 56.7 | Electric Utility
8049 | Intercession City | P7 | Natural Gas Fired Combustion Turbine | 103.5 | Electric Utility
8049 | Intercession City | P8 | Natural Gas Fired Combustion Turbine | 103.5 | Electric Utility
8049 | Intercession City | P9 | Natural Gas Fired Combustion Turbine | 103.5 | Electric Utility
8050 | Juneau | 31 | Petroleum Liquids | 16 | Electric Utility
8053 | Pouch | N01 | Natural Gas Fired Combustion Turbine | 47 | Electric Utility
8054 | Gerald Andrus | 1 | Natural Gas Steam Turbine | 781.4 | Electric Utility
8055 | Arkansas Nuclear One | 1 | Nuclear | 902.5 | Electric Utility
8055 | Arkansas Nuclear One | 2 | Nuclear | 942.5 | Electric Utility
8056 | Waterford 1 & 2 | 1 | Natural Gas Steam Turbine | 445.5 | Electric Utility
8056 | Waterford 1 & 2 | 2 | Natural Gas Steam Turbine | 445.5 | Electric Utility
8056 | Waterford 1 & 2 | 4 | Petroleum Liquids | 41 | Electric Utility
8059 | Comanche (OK) | 1G1 | Natural Gas Fired Combined Cycle | 85 | Electric Utility
8059 | Comanche (OK) | 1G2 | Natural Gas Fired Combined Cycle | 85 | Electric Utility
8059 | Comanche (OK) | 1S | Natural Gas Fired Combined Cycle | 120 | Electric Utility
8059 | Comanche (OK) | IC1 | Petroleum Liquids | 4 | Electric Utility
8063 | DeCordova Steam Electric Station | CT1 | Natural Gas Fired Combustion Turbine | 89.4 | IPP Non-CHP
8063 | DeCordova Steam Electric Station | CT2 | Natural Gas Fired Combustion Turbine | 89.4 | IPP Non-CHP
8063 | DeCordova Steam Electric Station | CT3 | Natural Gas Fired Combustion Turbine | 89.4 | IPP Non-CHP
8063 | DeCordova Steam Electric Station | CT4 | Natural Gas Fired Combustion Turbine | 89.4 | IPP Non-CHP
8066 | Jim Bridger | 1 | Conventional Steam Coal | 608.3 | Electric Utility
8066 | Jim Bridger | 2 | Conventional Steam Coal | 617 | Electric Utility
8066 | Jim Bridger | 3 | Conventional Steam Coal | 608.3 | Electric Utility
8066 | Jim Bridger | 4 | Conventional Steam Coal | 608.3 | Electric Utility
8067 | Fort Lupton | 1 | Natural Gas Fired Combustion Turbine | 50.4 | Electric Utility
8067 | Fort Lupton | 2 | Natural Gas Fired Combustion Turbine | 50.4 | Electric Utility
8068 | Santan | ST1 | Natural Gas Fired Combined Cycle | 103.5 | Electric Utility
8068 | Santan | ST2 | Natural Gas Fired Combined Cycle | 103.5 | Electric Utility
8068 | Santan | ST3 | Natural Gas Fired Combined Cycle | 103.5 | Electric Utility
8068 | Santan | ST4 | Natural Gas Fired Combined Cycle | 103.5 | Electric Utility
8068 | Santan | ST5A | Natural Gas Fired Combined Cycle | 153.8 | Electric Utility
8068 | Santan | ST5B | Natural Gas Fired Combined Cycle | 153.8 | Electric Utility
8068 | Santan | ST5S | Natural Gas Fired Combined Cycle | 314.5 | Electric Utility
8068 | Santan | ST6A | Natural Gas Fired Combined Cycle | 153.8 | Electric Utility
8068 | Santan | ST6S | Natural Gas Fired Combined Cycle | 136.1 | Electric Utility
8069 | Huntington | 1 | Conventional Steam Coal | 541.3 | Electric Utility
8069 | Huntington | 2 | Conventional Steam Coal | 496 | Electric Utility
8073 | Beaver | 1 | Natural Gas Fired Combined Cycle | 68.3 | Electric Utility
8073 | Beaver | 2 | Natural Gas Fired Combined Cycle | 68.3 | Electric Utility
8073 | Beaver | 3 | Natural Gas Fired Combined Cycle | 68.3 | Electric Utility
8073 | Beaver | 4 | Natural Gas Fired Combined Cycle | 68.3 | Electric Utility
8073 | Beaver | 5 | Natural Gas Fired Combined Cycle | 68.3 | Electric Utility
8073 | Beaver | 6 | Natural Gas Fired Combined Cycle | 68.3 | Electric Utility
8073 | Beaver | 7 | Natural Gas Fired Combined Cycle | 176.4 | Electric Utility
8073 | Beaver | 8 | Natural Gas Fired Combustion Turbine | 24.5 | Electric Utility
8076 | Ellwood | 01 | Natural Gas Fired Combustion Turbine | 58 | IPP Non-CHP
8083 | Keahole | 2 | Petroleum Liquids | 17.6 | Electric Utility
8083 | Keahole | 21 | Petroleum Liquids | 2.5 | Electric Utility
8083 | Keahole | 22 | Petroleum Liquids | 2.5 | Electric Utility
8083 | Keahole | 23 | Petroleum Liquids | 2.5 | Electric Utility
8083 | Keahole | 7 | Petroleum Liquids | 18 | Electric Utility
8083 | Keahole | CT4 | Petroleum Liquids | 23 | Electric Utility
8083 | Keahole | CT5 | Petroleum Liquids | 23 | Electric Utility
8100 | Springfield (CO) | 1 | Petroleum Liquids | 1.2 | Electric Utility
8100 | Springfield (CO) | 2 | Petroleum Liquids | 0.2 | Electric Utility
8100 | Springfield (CO) | IC4 | Petroleum Liquids | 0.5 | Electric Utility
8100 | Springfield (CO) | IC5 | Petroleum Liquids | 0.8 | Electric Utility
8102 | General James M Gavin | 1 | Conventional Steam Coal | 1300 | IPP Non-CHP
8102 | General James M Gavin | 2 | Conventional Steam Coal | 1300 | IPP Non-CHP
8105 | Halstad | 4 | Petroleum Liquids | 2 | Electric Utility
8105 | Halstad | 5 | Petroleum Liquids | 2 | Electric Utility
8106 | Tipton | 1A | Natural Gas Internal Combustion Engine | 2 | Electric Utility
8106 | Tipton | 2 | Natural Gas Internal Combustion Engine | 1.3 | Electric Utility
8106 | Tipton | 3 | Natural Gas Internal Combustion Engine | 1.3 | Electric Utility
8106 | Tipton | 4 | Petroleum Liquids | 0.3 | Electric Utility
8106 | Tipton | 5 | Petroleum Liquids | 2 | Electric Utility
8106 | Tipton | 6 | Petroleum Liquids | 2 | Electric Utility
8108 | Hopkinton | 1 | Petroleum Liquids | 1.6 | Electric Utility
8108 | Hopkinton | CAT | Petroleum Liquids | 2.5 | Electric Utility
8110 | Stanberry | 1 | Natural Gas Internal Combustion Engine | 1.1 | Electric Utility
8110 | Stanberry | 2 | Natural Gas Internal Combustion Engine | 1.1 | Electric Utility
8110 | Stanberry | IC5 | Petroleum Liquids | 0.3 | Electric Utility
8110 | Stanberry | IC6 | Natural Gas Internal Combustion Engine | 1.8 | Electric Utility
8219 | Ray D Nixon | 1 | Conventional Steam Coal | 207 | Electric Utility
8219 | Ray D Nixon | GT1 | Natural Gas Fired Combustion Turbine | 37.8 | Electric Utility
8219 | Ray D Nixon | GT2 | Natural Gas Fired Combustion Turbine | 37.8 | Electric Utility
8222 | Coyote | 1 | Conventional Steam Coal | 450 | Electric Utility
8223 | Springerville | 1 | Conventional Steam Coal | 424.8 | Electric Utility
8223 | Springerville | 2 | Conventional Steam Coal | 424.8 | Electric Utility
8223 | Springerville | 3 | Conventional Steam Coal | 458.1 | Electric Utility
8223 | Springerville | 4 | Conventional Steam Coal | 458.1 | Electric Utility
8223 | Springerville | SGSS | Solar Photovoltaic | 3.7 | Electric Utility
8223 | Springerville | SGSS1 | Solar Photovoltaic | 1.4 | Electric Utility
8223 | Springerville | WMS | Solar Photovoltaic | 8.3 | Electric Utility
8224 | North Valmy | 1 | Conventional Steam Coal | 277.2 | Electric Utility
8224 | North Valmy | 2 | Conventional Steam Coal | 289.8 | Electric Utility
8225 | FirstEnergy Seneca | 1 | Hydroelectric Pumped Storage | 220 | IPP Non-CHP
8225 | FirstEnergy Seneca | 2 | Hydroelectric Pumped Storage | 220 | IPP Non-CHP
8225 | FirstEnergy Seneca | 3 | Hydroelectric Pumped Storage | 29 | IPP Non-CHP
8226 | Cheswick Power Plant | 1 | Conventional Steam Coal | 637 | IPP Non-CHP
8902 | Hoover Dam (AZ) | A0 | Conventional Hydroelectric | 2.4 | Electric Utility
8902 | Hoover Dam (AZ) | A1 | Conventional Hydroelectric | 130 | Electric Utility
8902 | Hoover Dam (AZ) | A2 | Conventional Hydroelectric | 130 | Electric Utility
8902 | Hoover Dam (AZ) | A3 | Conventional Hydroelectric | 130 | Electric Utility
8902 | Hoover Dam (AZ) | A4 | Conventional Hydroelectric | 130 | Electric Utility
8902 | Hoover Dam (AZ) | A5 | Conventional Hydroelectric | 127 | Electric Utility
8902 | Hoover Dam (AZ) | A6 | Conventional Hydroelectric | 130 | Electric Utility
8902 | Hoover Dam (AZ) | A7 | Conventional Hydroelectric | 130 | Electric Utility
8902 | Hoover Dam (AZ) | A8 | Conventional Hydroelectric | 61.5 | Electric Utility
8902 | Hoover Dam (AZ) | A9 | Conventional Hydroelectric | 68.5 | Electric Utility
8906 | Astoria Generating Station | 1 | Natural Gas Fired Combustion Turbine | 15 | IPP Non-CHP
8906 | Astoria Generating Station | 2 | Natural Gas Steam Turbine | 180 | IPP Non-CHP
8906 | Astoria Generating Station | 3 | Natural Gas Steam Turbine | 376 | IPP Non-CHP
8906 | Astoria Generating Station | 4 | Natural Gas Steam Turbine | 387 | IPP Non-CHP
8906 | Astoria Generating Station | ST5 | Natural Gas Steam Turbine | 387 | IPP Non-CHP
8907 | Indian Point 3 | 3 | Nuclear | 1012 | IPP Non-CHP
9038 | Cherry Street | 10 | Petroleum Liquids | 2.2 | Electric Utility
9038 | Cherry Street | 11 | Petroleum Liquids | 2.2 | Electric Utility
9038 | Cherry Street | 12 | Petroleum Liquids | 5.6 | Electric Utility
9038 | Cherry Street | 7 | Petroleum Liquids | 3.3 | Electric Utility
9038 | Cherry Street | 8 | Petroleum Liquids | 4 | Electric Utility
9095 | Monroe Street | 6 | Conventional Hydroelectric | 14.8 | Electric Utility
9096 | Upper Falls | 1 | Conventional Hydroelectric | 10 | Electric Utility
9674 | Nine Springs | GT1 | Natural Gas Fired Combustion Turbine | 16.2 | Electric Utility
9842 | Newhalem | 20 | Conventional Hydroelectric | 2.3 | Electric Utility
9864 | Cabot Holyoke | 1 | Conventional Hydroelectric | 0.8 | Electric Utility
9864 | Cabot Holyoke | 2 | Conventional Hydroelectric | 0.8 | Electric Utility
9864 | Cabot Holyoke | 3 | Conventional Hydroelectric | 0.4 | Electric Utility
9864 | Cabot Holyoke | 4 | Conventional Hydroelectric | 0.6 | Electric Utility
10003 | Colorado Energy Nations Company | GEN1 | Natural Gas Steam Turbine | 7.5 | IPP CHP
10003 | Colorado Energy Nations Company | GEN2 | Natural Gas Steam Turbine | 7.5 | IPP CHP
10003 | Colorado Energy Nations Company | GEN3 | Natural Gas Steam Turbine | 20 | IPP CHP
10004 | Mosaic South Pierce Operations | TG1 | All Other | 7.5 | Industrial CHP
10004 | Mosaic South Pierce Operations | TG2 | All Other | 38 | Industrial CHP
10005 | Dinosaur Point | WTGS | Onshore Wind Turbine | 17.4 | IPP Non-CHP
10008 | Baptist Medical Center | TG-2 | Natural Gas Fired Combustion Turbine | 2.5 | Commercial CHP
10008 | Baptist Medical Center | TG-3 | Natural Gas Fired Combustion Turbine | 3 | Commercial CHP
10008 | Baptist Medical Center | TG-4 | Natural Gas Fired Combustion Turbine | 3.5 | Commercial CHP
10012 | Covanta Warren Energy | 1 | Municipal Solid Waste | 13.5 | IPP Non-CHP
10013 | Covanta Hennepin Energy | GEN1 | Municipal Solid Waste | 39.5 | IPP Non-CHP
10014 | Lucky Peak Power Plant Project | U131 | Conventional Hydroelectric | 45 | IPP Non-CHP
10014 | Lucky Peak Power Plant Project | U132 | Conventional Hydroelectric | 45 | IPP Non-CHP
10014 | Lucky Peak Power Plant Project | U133 | Conventional Hydroelectric | 11.2 | IPP Non-CHP
10017 | WestRock-West Point Mill | GEN8 | Wood/Wood Waste Biomass | 5 | Industrial CHP
10017 | WestRock-West Point Mill | GEN9 | Wood/Wood Waste Biomass | 10 | Industrial CHP
10017 | WestRock-West Point Mill | GN10 | Wood/Wood Waste Biomass | 25 | Industrial CHP
10017 | WestRock-West Point Mill | GN11 | Wood/Wood Waste Biomass | 15 | Industrial CHP
10017 | WestRock-West Point Mill | GN12 | Wood/Wood Waste Biomass | 46 | Industrial CHP
10018 | Desert Peak Power Plant | GEN2 | Geothermal | 15 | IPP Non-CHP
10018 | Desert Peak Power Plant | OEC2 | Geothermal | 11 | IPP Non-CHP
10020 | Cutrale Citrus Juices USA I | GEN2 | Natural Gas Fired Combustion Turbine | 4.1 | Industrial CHP
10025 | RED-Rochester, LLC | 17TG | Conventional Steam Coal | 15 | Industrial CHP
10025 | RED-Rochester, LLC | 22TG | Conventional Steam Coal | 12.5 | Industrial CHP
10025 | RED-Rochester, LLC | 41TG | Conventional Steam Coal | 25.6 | Industrial CHP
10025 | RED-Rochester, LLC | 42TG | Conventional Steam Coal | 25.6 | Industrial CHP
10025 | RED-Rochester, LLC | 43TG | Conventional Steam Coal | 25.6 | Industrial CHP
10025 | RED-Rochester, LLC | 44TG | Conventional Steam Coal | 25.6 | Industrial CHP
10025 | RED-Rochester, LLC | 75TG | Conventional Steam Coal | 3 | Industrial CHP
10025 | RED-Rochester, LLC | KPR1 | Conventional Hydroelectric | 0.4 | Industrial CHP
10026 | Encina Water Pollution Control | EG10 | Other Waste Biomass | 0.8 | Commercial Non-CHP
10026 | Encina Water Pollution Control | EG20 | Other Waste Biomass | 0.8 | Commercial Non-CHP
10026 | Encina Water Pollution Control | EG30 | Other Waste Biomass | 0.8 | Commercial Non-CHP
10026 | Encina Water Pollution Control | EG40 | Other Waste Biomass | 0.8 | Commercial Non-CHP
10027 | Windpark Unlimited 1 | EXIS | Onshore Wind Turbine | 9.4 | IPP Non-CHP
10028 | Felt Hydroelectric Plant | GEN1 | Conventional Hydroelectric | 2.7 | IPP Non-CHP
10028 | Felt Hydroelectric Plant | GEN2 | Conventional Hydroelectric | 2.7 | IPP Non-CHP
10028 | Felt Hydroelectric Plant | GEN3 | Conventional Hydroelectric | 1.1 | IPP Non-CHP
10028 | Felt Hydroelectric Plant | GEN4 | Conventional Hydroelectric | 0.9 | IPP Non-CHP
10029 | General Electric Aircraft Engines | GEN5 | Natural Gas Steam Turbine | 10 | Industrial CHP
10029 | General Electric Aircraft Engines | GEN6 | Natural Gas Steam Turbine | 10 | Industrial CHP
10029 | General Electric Aircraft Engines | GEN7 | Natural Gas Steam Turbine | 12.5 | Industrial CHP
10029 | General Electric Aircraft Engines | GEN8 | Natural Gas Fired Combustion Turbine | 21.1 | Industrial CHP
10030 | NRG Energy Center Dover | COG1 | Natural Gas Fired Combined Cycle | 18 | IPP CHP
10030 | NRG Energy Center Dover | KD-1 | Natural Gas Fired Combined Cycle | 50 | IPP CHP
10030 | NRG Energy Center Dover | KD-2 | Natural Gas Fired Combustion Turbine | 50 | IPP CHP
10033 | Greater Detroit Resource Recovery | GEN1 | Municipal Solid Waste | 68.4 | Commercial CHP
10034 | Gilroy Power Plant | GEN1 | Natural Gas Fired Combined Cycle | 90 | IPP CHP
10034 | Gilroy Power Plant | GEN2 | Natural Gas Fired Combined Cycle | 40 | IPP CHP
10036 | Hillsborough Hosiery | GEN1 | Conventional Hydroelectric | 0.6 | IPP Non-CHP
10036 | Hillsborough Hosiery | GEN2 | Conventional Hydroelectric | 0.6 | IPP Non-CHP
10042 | Kaweah Delta District Hospital | KDHT1 | Natural Gas Fired Combustion Turbine | 3.5 | Commercial Non-CHP
10043 | Logan Generating Company LP | GEN1 | Conventional Steam Coal | 242.3 | IPP CHP
10049 | Little Mac Project | 1 | Conventional Hydroelectric | 0.3 | IPP Non-CHP
10049 | Little Mac Project | 2 | Conventional Hydroelectric | 0.4 | IPP Non-CHP
10049 | Little Mac Project | 3 | Conventional Hydroelectric | 0.4 | IPP Non-CHP
10049 | Little Mac Project | 4 | Conventional Hydroelectric | 0.4 | IPP Non-CHP
10050 | Fourche Creek Wastewater | 4 | Other Waste Biomass | 1.3 | Commercial CHP
10051 | Lockville Hydropower | GEN1 | Conventional Hydroelectric | 0.6 | IPP Non-CHP
10051 | Lockville Hydropower | GEN2 | Conventional Hydroelectric | 0.6 | IPP Non-CHP
10052 | Fairhaven Power | GEN1 | Wood/Wood Waste Biomass | 18.8 | IPP Non-CHP
10058 | General Electric Diesel Engine Plant | REGN | Petroleum Liquids | 4.4 | Industrial Non-CHP
10059 | General Electric Great Falls Upper Hydro | 1575 | Conventional Hydroelectric | 1.6 | Industrial Non-CHP
10059 | General Electric Great Falls Upper Hydro | 500 | Conventional Hydroelectric | 0.5 | Industrial Non-CHP
10061 | MARS Chocolate North American LLC | GEN1 | Natural Gas Fired Combined Cycle | 8.8 | Industrial CHP
10061 | MARS Chocolate North American LLC | GEN2 | Natural Gas Fired Combined Cycle | 1.4 | Industrial CHP
10062 | Miami Dade County Resource Recovery Fac | GEN1 | Municipal Solid Waste | 38.5 | IPP Non-CHP
10062 | Miami Dade County Resource Recovery Fac | GEN2 | Municipal Solid Waste | 38.5 | IPP Non-CHP
10063 | Derby Hydro | GEN1 | Conventional Hydroelectric | 4 | IPP Non-CHP
10063 | Derby Hydro | GEN2 | Conventional Hydroelectric | 4 | IPP Non-CHP
10063 | Derby Hydro | GEN3 | Conventional Hydroelectric | 0.3 | IPP Non-CHP
10063 | Derby Hydro | GEN4 | Conventional Hydroelectric | 0.3 | IPP Non-CHP
10066 | Lockwood Hydroelectric Facility | GEN1 | Conventional Hydroelectric | 0.8 | IPP Non-CHP
10066 | Lockwood Hydroelectric Facility | GEN2 | Conventional Hydroelectric | 0.8 | IPP Non-CHP
10066 | Lockwood Hydroelectric Facility | GEN3 | Conventional Hydroelectric | 0.8 | IPP Non-CHP
10066 | Lockwood Hydroelectric Facility | GEN4 | Conventional Hydroelectric | 0.8 | IPP Non-CHP
10066 | Lockwood Hydroelectric Facility | GEN5 | Conventional Hydroelectric | 0.8 | IPP Non-CHP
10066 | Lockwood Hydroelectric Facility | GEN6 | Conventional Hydroelectric | 0.8 | IPP Non-CHP
10066 | Lockwood Hydroelectric Facility | GEN7 | Conventional Hydroelectric | 2.4 | IPP Non-CHP
10070 | Foothills Hydro Plant | GEN1 | Conventional Hydroelectric | 3.1 | IPP Non-CHP
10071 | Portsmouth Genco LLC | GEN1 | Conventional Steam Coal | 57.4 | IPP Non-CHP
10071 | Portsmouth Genco LLC | GEN2 | Conventional Steam Coal | 57.4 | IPP Non-CHP
10072 | Engineered Carbons Borger Cogen | GEN1 | Other Gases | 20 | Industrial Non-CHP
10074 | Pulp Mill Power House | GEN1 | Wood/Wood Waste Biomass | 20 | Industrial CHP
10075 | Taconite Harbor Energy Center | GEN1 | Conventional Steam Coal | 84 | Electric Utility
10075 | Taconite Harbor Energy Center | GEN2 | Conventional Steam Coal | 84 | Electric Utility
10081 | Strontia Springs Hydro Plant | GEN1 | Conventional Hydroelectric | 1 | IPP Non-CHP
10090 | Commerce Refuse To Energy | GEN1 | Municipal Solid Waste | 12 | IPP Non-CHP
10091 | Total Energy Facilities | G2 | Other Waste Biomass | 9.9 | Commercial CHP
10091 | Total Energy Facilities | G3 | Other Waste Biomass | 9.9 | Commercial CHP
10091 | Total Energy Facilities | GEN1 | Other Waste Biomass | 9.9 | Commercial CHP
10091 | Total Energy Facilities | GEN4 | Other Waste Biomass | 8.7 | Commercial CHP
10093 | Tesoro Hawaii | GEN1 | Petroleum Liquids | 20 | Industrial CHP
10099 | Pedricktown Cogeneration Company LP | GEN1 | Natural Gas Fired Combined Cycle | 92.1 | IPP Non-CHP
10099 | Pedricktown Cogeneration Company LP | GEN2 | Natural Gas Fired Combined Cycle | 42.4 | IPP Non-CHP
10108 | Hampton Facility | GEN1 | Petroleum Liquids | 0.5 | Industrial CHP
10108 | Hampton Facility | GEN2 | Petroleum Liquids | 0.5 | Industrial CHP
10108 | Hampton Facility | GEN3 | Petroleum Liquids | 0.7 | Industrial CHP
10108 | Hampton Facility | GEN4 | Petroleum Liquids | 0.7 | Industrial CHP
10108 | Hampton Facility | GEN5 | Petroleum Liquids | 0.7 | Industrial CHP
10108 | Hampton Facility | GEN6 | Petroleum Liquids | 0.7 | Industrial CHP
10108 | Hampton Facility | GEN8 | Natural Gas Fired Combustion Turbine | 5 | Industrial CHP
10109 | Franklin Industrial Complex | 1 | Conventional Hydroelectric | 1.5 | IPP Non-CHP
10109 | Franklin Industrial Complex | 2 | Conventional Hydroelectric | 0.2 | IPP Non-CHP
10110 | Frito-Lay Cogen Plant | GEN1 | Natural Gas Fired Combustion Turbine | 6 | Industrial CHP
10113 | John B Rich Memorial Power Station | GEN1 | Conventional Steam Coal | 88.4 | IPP CHP
10115 | Grossmont Hospital | GEN1 | Natural Gas Fired Combustion Turbine | 0.8 | Commercial CHP
10115 | Grossmont Hospital | GEN2 | Natural Gas Fired Combustion Turbine | 0.8 | Commercial CHP
10116 | Hampshire Paper | 05 | Conventional Hydroelectric | 3.4 | IPP Non-CHP
10118 | Harrisburg Facility | GEN3 | Municipal Solid Waste | 24.1 | IPP CHP
10120 | PInova Inc | GEN5 | Wood/Wood Waste Biomass | 7.1 | Industrial CHP
10121 | High Shoals Hydro (GA) | GEN1 | Conventional Hydroelectric | 1.4 | IPP Non-CHP
10122 | CIP II/AR Bridgewater Holdings - NJCOE | 02 | Natural Gas Fired Combustion Turbine | 5 | Commercial CHP
10123 | Hoffmann LaRoche | TG01 | Natural Gas Fired Combustion Turbine | 5.3 | Industrial CHP
10123 | Hoffmann LaRoche | TG03 | Natural Gas Fired Combustion Turbine | 5.3 | Industrial CHP
10124 | Hollow Dam Power Partnership | HY1 | Conventional Hydroelectric | 0.5 | IPP Non-CHP
10124 | Hollow Dam Power Partnership | HY2 | Conventional Hydroelectric | 0.5 | IPP Non-CHP
10125 | Honeywell Farms | 1 | Natural Gas Internal Combustion Engine | 0.8 | Industrial CHP
10125 | Honeywell Farms | 2 | Natural Gas Internal Combustion Engine | 0.8 | Industrial CHP
10125 | Honeywell Farms | 3 | Petroleum Liquids | 0.8 | Industrial CHP
10125 | Honeywell Farms | 4 | Petroleum Liquids | 0.8 | Industrial CHP
10125 | Honeywell Farms | 5 | Natural Gas Internal Combustion Engine | 0.8 | Industrial CHP
10125 | Honeywell Farms | 6 | Natural Gas Internal Combustion Engine | 0.4 | Industrial CHP
10128 | Gosselin Hydro Plant | GEN1 | Conventional Hydroelectric | 1 | IPP Non-CHP
10128 | Gosselin Hydro Plant | GEN2 | Conventional Hydroelectric | 1 | IPP Non-CHP
10129 | Indiana University of Pennsylvania | GEN1 | Natural Gas Internal Combustion Engine | 6.1 | Commercial CHP
10129 | Indiana University of Pennsylvania | GEN2 | Natural Gas Internal Combustion Engine | 6.1 | Commercial CHP
10129 | Indiana University of Pennsylvania | GEN3 | Natural Gas Internal Combustion Engine | 6.1 | Commercial CHP
10129 | Indiana University of Pennsylvania | GEN4 | Natural Gas Internal Combustion Engine | 6.1 | Commercial CHP
10137 | Deweys Mill | GEN1 | Conventional Hydroelectric | 2.5 | IPP Non-CHP
10137 | Deweys Mill | GEN2 | Conventional Hydroelectric | 0.5 | IPP Non-CHP
10138 | South Dry Creek Hydro | 1 | Conventional Hydroelectric | 2 | IPP Non-CHP
10139 | Isabella Hydro Project | GEN1 | Conventional Hydroelectric | 5.9 | IPP Non-CHP
10139 | Isabella Hydro Project | GEN2 | Conventional Hydroelectric | 5.9 | IPP Non-CHP
10140 | Birch Creek Power | GEN1 | Conventional Hydroelectric | 2.6 | IPP Non-CHP
10143 | Colver Power Project | COLV | Conventional Steam Coal | 118 | IPP Non-CHP
10144 | Sierra Pacific Lincoln Facility | GEN4 | Wood/Wood Waste Biomass | 19.2 | Industrial CHP
10148 | White Pine Electric Power | GEN1 | Natural Gas Steam Turbine | 20 | IPP Non-CHP
10148 | White Pine Electric Power | GEN3 | Natural Gas Steam Turbine | 20 | IPP Non-CHP
10149 | Decorative Panels Intl | GEN1 | Natural Gas Steam Turbine | 7.5 | Industrial CHP
10151 | Grant Town Power Plant | GEN1 | Conventional Steam Coal | 95.7 | IPP Non-CHP
10152 | Warrior Ridge Hydro | L-1 | Conventional Hydroelectric | 0.7 | IPP Non-CHP
10152 | Warrior Ridge Hydro | L-2 | Conventional Hydroelectric | 0.7 | IPP Non-CHP
10152 | Warrior Ridge Hydro | L-4 | Conventional Hydroelectric | 0.7 | IPP Non-CHP
10152 | Warrior Ridge Hydro | L-5 | Conventional Hydroelectric | 0.7 | IPP Non-CHP
10154 | Chocolate Bayou Works | GEN1 | Natural Gas Fired Combustion Turbine | 41 | Industrial CHP
10155 | Brasfield | 1 | Conventional Hydroelectric | 2.9 | IPP Non-CHP
10156 | Fresno Cogen Partners | GEN2 | Natural Gas Fired Combined Cycle | 10 | IPP CHP
10156 | Fresno Cogen Partners | GEN3 | Natural Gas Fired Combustion Turbine | 22.3 | IPP CHP
10156 | Fresno Cogen Partners | GEN4 | Natural Gas Fired Combined Cycle | 50.3 | IPP CHP
10162 | Whitewater Hydro Plant | WWHI | Conventional Hydroelectric | 1.3 | IPP Non-CHP
10167 | Seadrift Coke LP | GEN1 | Petroleum Coke | 7.6 | Industrial CHP
10169 | Carson Cogeneration | GEN1 | Natural Gas Fired Combined Cycle | 45.3 | IPP CHP
10169 | Carson Cogeneration | GEN2 | Natural Gas Fired Combined Cycle | 10.5 | IPP CHP
10173 | Cherokee Falls | T-1 | Conventional Hydroelectric | 4.3 | IPP Non-CHP
10175 | Childrens Hospital | 0799 | Petroleum Liquids | 2 | Commercial CHP
10175 | Childrens Hospital | 1711 | Natural Gas Fired Combustion Turbine | 3.5 | Commercial CHP
10175 | Childrens Hospital | 5083 | Petroleum Liquids | 1.5 | Commercial CHP
10175 | Childrens Hospital | 5084 | Petroleum Liquids | 1.5 | Commercial CHP
10175 | Childrens Hospital | 5085 | Petroleum Liquids | 1.5 | Commercial CHP
10176 | M Street Jet | NO.6 | Petroleum Liquids | 69 | IPP Non-CHP
10180 | Metro Wastewater Reclamation District | 1 | Other Waste Biomass | 2 | IPP CHP
10180 | Metro Wastewater Reclamation District | 2 | Other Waste Biomass | 2 | IPP CHP
10180 | Metro Wastewater Reclamation District | 3 | Other Waste Biomass | 2 | IPP CHP
10180 | Metro Wastewater Reclamation District | 4 | Other Waste Biomass | 2 | IPP CHP
10180 | Metro Wastewater Reclamation District | 5 | Other Waste Biomass | 3.5 | IPP CHP
10180 | Metro Wastewater Reclamation District | 6 | Other Waste Biomass | 3.5 | IPP CHP
10181 | Metropolitan Sewerage District | GEN1 | Conventional Hydroelectric | 0.8 | Commercial Non-CHP
10181 | Metropolitan Sewerage District | GEN2 | Conventional Hydroelectric | 0.8 | Commercial Non-CHP
10181 | Metropolitan Sewerage District | GEN3 | Conventional Hydroelectric | 0.8 | Commercial Non-CHP
10183 | Mine Falls Generating Station | GEN1 | Conventional Hydroelectric | 1.5 | IPP Non-CHP
10183 | Mine Falls Generating Station | GEN2 | Conventional Hydroelectric | 1.5 | IPP Non-CHP
10184 | Central Utility Plant | EG1 | Natural Gas Internal Combustion Engine | 6 | Commercial CHP
10184 | Central Utility Plant | EG2 | Natural Gas Internal Combustion Engine | 6 | Commercial CHP
10184 | Central Utility Plant | TG1 | Natural Gas Steam Turbine | 2.3 | Commercial CHP
10186 | Anson Abenaki Hydros | AB1 | Conventional Hydroelectric | 3 | Industrial CHP
10186 | Anson Abenaki Hydros | AB2 | Conventional Hydroelectric | 2.7 | Industrial CHP
10186 | Anson Abenaki Hydros | AB3 | Conventional Hydroelectric | 3 | Industrial CHP
10186 | Anson Abenaki Hydros | AB4 | Conventional Hydroelectric | 3 | Industrial CHP
10186 | Anson Abenaki Hydros | AB5 | Conventional Hydroelectric | 2.5 | Industrial CHP
10186 | Anson Abenaki Hydros | AB6 | Conventional Hydroelectric | 3 | Industrial CHP
10186 | Anson Abenaki Hydros | AB7 | Conventional Hydroelectric | 2.5 | Industrial CHP
10186 | Anson Abenaki Hydros | AB8 | Conventional Hydroelectric | 0.3 | Industrial CHP
10186 | Anson Abenaki Hydros | AN1 | Conventional Hydroelectric | 1.8 | Industrial CHP
10186 | Anson Abenaki Hydros | AN2 | Conventional Hydroelectric | 1.8 | Industrial CHP
10186 | Anson Abenaki Hydros | AN3 | Conventional Hydroelectric | 1.8 | Industrial CHP
10186 | Anson Abenaki Hydros | AN4 | Conventional Hydroelectric | 1.8 | Industrial CHP
10186 | Anson Abenaki Hydros | AN5 | Conventional Hydroelectric | 1.8 | Industrial CHP
10186 | Anson Abenaki Hydros | STG1 | Natural Gas Steam Turbine | 3 | Industrial CHP
10187 | Engineered Carbons Echo Cogeneration | GEN1 | Other Gases | 10 | Industrial Non-CHP
10188 | Cutrale Citrus Juices USA II | GEN4 | Natural Gas Fired Combustion Turbine | 4.1 | Industrial CHP
10188 | Cutrale Citrus Juices USA II | GEN5 | Natural Gas Fired Combustion Turbine | 4.1 | Industrial CHP
10190 | Castleton Energy Center | GEN1 | Natural Gas Fired Combined Cycle | 47 | IPP Non-CHP
10190 | Castleton Energy Center | GEN2 | Natural Gas Fired Combined Cycle | 25 | IPP Non-CHP
10191 | Tehachapi Wind Resource I | EXIS | Onshore Wind Turbine | 8.7 | IPP Non-CHP
10194 | Hawaii Cogen | GEN1 | Other Gases | 3 | Industrial CHP
10194 | Hawaii Cogen | GEN2 | Other Gases | 3 | Industrial CHP
10194 | Hawaii Cogen | GEN3 | Other Gases | 3 | Industrial CHP
10194 | Hawaii Cogen | GEN4 | Petroleum Liquids | 3.2 | Industrial CHP
10195 | CF Industries Yazoo City Complex | EXIS | Natural Gas Fired Combustion Turbine | 25 | Industrial CHP
10196 | Moose River | GEN1 | Conventional Hydroelectric | 12.6 | IPP Non-CHP
10197 | Philadlephia | GEN1 | Conventional Hydroelectric | 3.6 | IPP Non-CHP
10198 | Mosaic Phosphates Uncle Sam | GEN2 | All Other | 11 | Industrial CHP
10199 | West Ford Flat Power Plant | WFF1 | Geothermal | 19 | IPP Non-CHP
10199 | West Ford Flat Power Plant | WFF2 | Geothermal | 19 | IPP Non-CHP
10202 | Fernandina Beach Mill | GEN5 | Wood/Wood Waste Biomass | 44 | Industrial CHP
10202 | Fernandina Beach Mill | GEN6 | Wood/Wood Waste Biomass | 74.4 | Industrial CHP
10204 | Mosaic Co Tampa Facility | GEN1 | All Other | 35.4 | Industrial CHP
10204 | Mosaic Co Tampa Facility | GEN3 | All Other | 42.5 | Industrial CHP
10206 | Loma Linda University Cogen | GEN1 | Natural Gas Fired Combustion Turbine | 5.2 | Commercial CHP
10206 | Loma Linda University Cogen | GEN2 | Natural Gas Fired Combustion Turbine | 5.2 | Commercial CHP
10206 | Loma Linda University Cogen | GEN4 | Petroleum Liquids | 1.7 | Commercial CHP
10208 | Escanaba Mill | NO.7 | Wood/Wood Waste Biomass | 38.6 | Industrial CHP
10208 | Escanaba Mill | NO.8 | Wood/Wood Waste Biomass | 29.8 | Industrial CHP
10208 | Escanaba Mill | NO9 | Wood/Wood Waste Biomass | 54 | Industrial CHP
10213 | El Segundo Cogen | GEN1 | Natural Gas Fired Combined Cycle | 42.4 | Industrial CHP
10213 | El Segundo Cogen | GEN2 | Natural Gas Fired Combined Cycle | 42.4 | Industrial CHP
10213 | El Segundo Cogen | GEN5 | Natural Gas Fired Combined Cycle | 40.3 | Industrial CHP
10213 | El Segundo Cogen | GEN6 | Natural Gas Fired Combined Cycle | 9.1 | Industrial CHP
10213 | El Segundo Cogen | GEN7 | Natural Gas Fired Combined Cycle | 40.7 | Industrial CHP
10213 | El Segundo Cogen | GEN8 | Natural Gas Fired Combined Cycle | 5.2 | Industrial CHP
10214 | Lower Saranac Hydroelectric Facility | GEN1 | Conventional Hydroelectric | 3.2 | IPP Non-CHP
10214 | Lower Saranac Hydroelectric Facility | GEN2 | Conventional Hydroelectric | 3.2 | IPP Non-CHP
10214 | Lower Saranac Hydroelectric Facility | GEN3 | Conventional Hydroelectric | 0.3 | IPP Non-CHP
10215 | Snowbird Power Plant | 1367 | Natural Gas Internal Combustion Engine | 0.6 | Commercial CHP
10215 | Snowbird Power Plant | 1391 | Natural Gas Internal Combustion Engine | 0.6 | Commercial CHP
10215 | Snowbird Power Plant | 1392 | Natural Gas Internal Combustion Engine | 0.6 | Commercial CHP
10216 | Alabama River Pulp | GEN1 | Wood/Wood Waste Biomass | 48 | Industrial CHP
10218 | Warrensburg Hydroelectric | HY1 | Conventional Hydroelectric | 2.9 | IPP Non-CHP
10219 | Middle Falls Hydro | HY1 | Conventional Hydroelectric | 1.1 | IPP Non-CHP
10219 | Middle Falls Hydro | HY2 | Conventional Hydroelectric | 1.1 | IPP Non-CHP
10220 | Sissonville Hydro | HY1 | Conventional Hydroelectric | 3 | IPP Non-CHP
10221 | New York State Dam Hydro | GEN1 | Conventional Hydroelectric | 5.7 | IPP Non-CHP
10221 | New York State Dam Hydro | GEN2 | Conventional Hydroelectric | 5.7 | IPP Non-CHP
10222 | Tulare Success Power Project | SPP1 | Conventional Hydroelectric | 1.4 | IPP Non-CHP
10223 | AG Processing Inc | E.C. | Conventional Steam Coal | 8.5 | Industrial CHP
10224 | Merck Rahway Power Plant | GEN8 | Natural Gas Steam Turbine | 5 | Industrial CHP
10224 | Merck Rahway Power Plant | GEN9 | Natural Gas Steam Turbine | 10.8 | Industrial CHP
10233 | Leaf River Cellulose LLC | GEN1 | Wood/Wood Waste Biomass | 25.2 | Industrial CHP
10233 | Leaf River Cellulose LLC | GEN2 | Wood/Wood Waste Biomass | 25.2 | Industrial CHP
10234 | Biron Mill | GEN1 | Conventional Steam Coal | 17 | Industrial CHP
10234 | Biron Mill | GEN3 | Conventional Steam Coal | 7.5 | Industrial CHP
10234 | Biron Mill | GEN4 | Conventional Steam Coal | 15.6 | Industrial CHP
10234 | Biron Mill | GEN5 | Conventional Steam Coal | 21.5 | Industrial CHP
10237 | Diana Hydroelectric | GEN1 | Conventional Hydroelectric | 1.8 | IPP Non-CHP
10238 | Dolgeville Hydro | GEN1 | Conventional Hydroelectric | 5 | IPP Non-CHP
10243 | Ticona Polymers Inc | GEN5 | Natural Gas Fired Combustion Turbine | 44.2 | Industrial CHP
10244 | P H Glatfelter Co -Chillicothe Facility | T-10 | Wood/Wood Waste Biomass | 10.6 | Industrial CHP
10244 | P H Glatfelter Co -Chillicothe Facility | T-11 | Wood/Wood Waste Biomass | 24 | Industrial CHP
10244 | P H Glatfelter Co -Chillicothe Facility | T-12 | Wood/Wood Waste Biomass | 31 | Industrial CHP
10244 | P H Glatfelter Co -Chillicothe Facility | T-13 | Conventional Steam Coal | 27.2 | Industrial CHP
10245 | ArcelorMittal Burns Harbor | GEN5 | Other Gases | 62 | Industrial CHP
10245 | ArcelorMittal Burns Harbor | GEN6 | Other Gases | 51 | Industrial CHP
10245 | ArcelorMittal Burns Harbor | GEN7 | Other Gases | 63.2 | Industrial CHP
10250 | Bay County Waste to Energy | GEN1 | Municipal Solid Waste | 13.6 | IPP Non-CHP
10252 | Domtar Kingsport Mill | NO.1 | Wood/Wood Waste Biomass | 50 | Industrial CHP
10253 | Haypress | LGEN | Conventional Hydroelectric | 5 | IPP Non-CHP
10253 | Haypress | UGEN | Conventional Hydroelectric | 5 | IPP Non-CHP
10255 | West Enfield Hydro | GEN1 | Conventional Hydroelectric | 6.5 | IPP Non-CHP
10255 | West Enfield Hydro | GEN2 | Conventional Hydroelectric | 6.5 | IPP Non-CHP
10258 | Haw River Hydro | 1 | Conventional Hydroelectric | 1 | IPP Non-CHP
10258 | Haw River Hydro | 2 | Conventional Hydroelectric | 0.5 | IPP Non-CHP
10261 | Enterprise Products Operating | GEN1 | Natural Gas Fired Combustion Turbine | 2.5 | Industrial CHP
10261 | Enterprise Products Operating | GEN2 | Natural Gas Fired Combustion Turbine | 2.5 | Industrial CHP
10261 | Enterprise Products Operating | GEN3 | Natural Gas Fired Combustion Turbine | 3.4 | Industrial CHP
10261 | Enterprise Products Operating | GEN4 | Natural Gas Fired Combustion Turbine | 3.4 | Industrial CHP
10261 | Enterprise Products Operating | GEN5 | Natural Gas Fired Combustion Turbine | 3.4 | Industrial CHP
10261 | Enterprise Products Operating | GEN6 | Natural Gas Fired Combustion Turbine | 3.5 | Industrial CHP
10261 | Enterprise Products Operating | GEN7 | Natural Gas Fired Combustion Turbine | 3.5 | Industrial CHP
10261 | Enterprise Products Operating | GEN8 | Natural Gas Fired Combustion Turbine | 3.5 | Industrial CHP
10262 | California Institute of Technology | GEN6 | Natural Gas Fired Combined Cycle | 10.5 | Commercial CHP
10262 | California Institute of Technology | GEN7 | Natural Gas Fired Combined Cycle | 2.5 | Commercial CHP
10275 | Florida's Natural Growers | CE50 | Natural Gas Fired Combustion Turbine | 3.5 | Industrial CHP
10275 | Florida's Natural Growers | TA70 | Natural Gas Fired Combustion Turbine | 7.2 | Industrial CHP
10276 | Clement Dam Hydro LLC | 0049 | Conventional Hydroelectric | 2.4 | IPP Non-CHP
10279 | Kansas River Project | 1 | Conventional Hydroelectric | 0.3 | IPP Non-CHP
10279 | Kansas River Project | 10 | Conventional Hydroelectric | 1.3 | IPP Non-CHP
10279 | Kansas River Project | 11 | Conventional Hydroelectric | 1 | IPP Non-CHP
10279 | Kansas River Project | 2 | Conventional Hydroelectric | 0.3 | IPP Non-CHP
10279 | Kansas River Project | 3 | Conventional Hydroelectric | 0.3 | IPP Non-CHP
10279 | Kansas River Project | 4 | Conventional Hydroelectric | 0.3 | IPP Non-CHP
10279 | Kansas River Project | 5 | Conventional Hydroelectric | 0.4 | IPP Non-CHP
10279 | Kansas River Project | 6 | Conventional Hydroelectric | 0.4 | IPP Non-CHP
10279 | Kansas River Project | 7 | Conventional Hydroelectric | 0.4 | IPP Non-CHP
10279 | Kansas River Project | 8 | Conventional Hydroelectric | 1 | IPP Non-CHP
10279 | Kansas River Project | 9 | Conventional Hydroelectric | 1.3 | IPP Non-CHP
10280 | Bob Jones University Cogen Plant | ENG1 | Petroleum Liquids | 1.1 | Commercial CHP
10280 | Bob Jones University Cogen Plant | ENG2 | Natural Gas Internal Combustion Engine | 1.1 | Commercial CHP
10280 | Bob Jones University Cogen Plant | ENG4 | Natural Gas Internal Combustion Engine | 1.1 | Commercial CHP
10280 | Bob Jones University Cogen Plant | ENG5 | Petroleum Liquids | 1 | Commercial CHP
10280 | Bob Jones University Cogen Plant | ENG6 | Petroleum Liquids | 1 | Commercial CHP
10280 | Bob Jones University Cogen Plant | ENG7 | Petroleum Liquids | 1 | Commercial CHP
10282 | Big Creek Water Works | BCHY | Conventional Hydroelectric | 5 | Commercial Non-CHP
10285 | Townsend Hydro | GEN1 | Conventional Hydroelectric | 2.6 | IPP Non-CHP
10285 | Townsend Hydro | GEN2 | Conventional Hydroelectric | 2.6 | IPP Non-CHP
10286 | Cornell Hydro | 1 | Conventional Hydroelectric | 0.8 | Commercial Non-CHP
10286 | Cornell Hydro | 2 | Conventional Hydroelectric | 1.1 | Commercial Non-CHP
10287 | Beowawe Power | GEN1 | Geothermal | 17 | IPP Non-CHP
10287 | Beowawe Power | GEN2 | Geothermal | 3.6 | IPP Non-CHP
10288 | Big Valley Power LLC | IS27 | Wood/Wood Waste Biomass | 9.3 | Industrial Non-CHP
10290 | Bridgewater Power LP | GEN1 | Wood/Wood Waste Biomass | 20 | IPP Non-CHP
10294 | King City Power Plant | GTG | Natural Gas Fired Combined Cycle | 90.8 | IPP CHP
10294 | King City Power Plant | STG | Natural Gas Fired Combined Cycle | 42.4 | IPP CHP
10296 | South Forks Hydro | GEN1 | Conventional Hydroelectric | 4 | IPP Non-CHP
10296 | South Forks Hydro | GEN2 | Conventional Hydroelectric | 4 | IPP Non-CHP
10298 | Bayou Cogen Plant | GEN4 | Natural Gas Fired Combustion Turbine | 75 | Industrial CHP
10298 | Bayou Cogen Plant | GT1 | Natural Gas Fired Combustion Turbine | 79.6 | Industrial CHP
10298 | Bayou Cogen Plant | GT2 | Natural Gas Fired Combustion Turbine | 79.6 | Industrial CHP
10298 | Bayou Cogen Plant | GT3 | Natural Gas Fired Combustion Turbine | 79.6 | Industrial CHP
10300 | Desert View Power | GEN1 | Wood/Wood Waste Biomass | 55.5 | IPP Non-CHP
10301 | Louisiana Sugar Refining | GEN2 | Natural Gas Steam Turbine | 2.5 | Industrial CHP
10301 | Louisiana Sugar Refining | GEN3 | Natural Gas Steam Turbine | 1.7 | Industrial CHP
10301 | Louisiana Sugar Refining | GEN4 | Natural Gas Steam Turbine | 2.5 | Industrial CHP
10302 | Juniata Locomotive Shop | GEN1 | Conventional Steam Coal | 2 | Commercial CHP
10302 | Juniata Locomotive Shop | GEN2 | Conventional Steam Coal | 2 | Commercial CHP
10305 | Dutchess Cnty Resource Recovery Facility | GEN1 | Municipal Solid Waste | 9.2 | Commercial CHP
10307 | Bellingham Cogeneration Facility | CT1 | Natural Gas Fired Combined Cycle | 128.7 | IPP Non-CHP
10307 | Bellingham Cogeneration Facility | CT2 | Natural Gas Fired Combined Cycle | 128.7 | IPP Non-CHP
10307 | Bellingham Cogeneration Facility | ST1 | Natural Gas Fired Combined Cycle | 128.7 | IPP Non-CHP
10308 | Sayreville Cogeneration Facility | CT1 | Natural Gas Fired Combined Cycle | 143.4 | IPP Non-CHP
10308 | Sayreville Cogeneration Facility | CT2 | Natural Gas Fired Combined Cycle | 143.4 | IPP Non-CHP
10308 | Sayreville Cogeneration Facility | ST1 | Natural Gas Fired Combined Cycle | 143.4 | IPP Non-CHP
10319 | Geismar | GEN1 | Natural Gas Fired Combustion Turbine | 35.7 | Industrial CHP
10319 | Geismar | GEN2 | Natural Gas Fired Combustion Turbine | 41.2 | Industrial CHP
10319 | Geismar | GEN3 | Natural Gas Steam Turbine | 7.2 | Industrial CHP
10323 | Copper Dam Plant | TURGO | Conventional Hydroelectric | 2.6 | IPP Non-CHP
10324 | Peters Drive Plant | GEN3 | Conventional Hydroelectric | 1.8 | IPP Non-CHP
10325 | Mink Creek Hydro | GEN1 | Conventional Hydroelectric | 3.1 | IPP Non-CHP
10328 | T B Simon Power Plant | GEN1 | Natural Gas Steam Turbine | 12.5 | Commercial CHP
10328 | T B Simon Power Plant | GEN2 | Natural Gas Steam Turbine | 12.5 | Commercial CHP
10328 | T B Simon Power Plant | GEN3 | Natural Gas Steam Turbine | 15 | Commercial CHP
10328 | T B Simon Power Plant | GEN4 | Conventional Steam Coal | 21 | Commercial CHP
10328 | T B Simon Power Plant | GEN5 | Natural Gas Steam Turbine | 24 | Commercial CHP
10328 | T B Simon Power Plant | GEN6 | Natural Gas Fired Combustion Turbine | 14.3 | Commercial CHP
10333 | Florida Power Development | GEN1 | Other Waste Biomass | 125 | IPP Non-CHP
10334 | H Power | GEN1 | Municipal Solid Waste | 63.7 | Commercial Non-CHP
10334 | H Power | GEN2 | Municipal Solid Waste | 33.6 | Commercial Non-CHP
10339 | Southside Water Reclamation Plant | GEN1 | Natural Gas Internal Combustion Engine | 2.2 | IPP CHP
10339 | Southside Water Reclamation Plant | GEN2 | Natural Gas Internal Combustion Engine | 2.2 | IPP CHP
10339 | Southside Water Reclamation Plant | GEN3 | Other Waste Biomass | 1.1 | IPP CHP
10339 | Southside Water Reclamation Plant | GEN4 | Other Waste Biomass | 1.1 | IPP CHP
10342 | Foster Wheeler Martinez | TG1 | Natural Gas Fired Combined Cycle | 40 | IPP CHP
10342 | Foster Wheeler Martinez | TG2 | Natural Gas Fired Combined Cycle | 40 | IPP CHP
10342 | Foster Wheeler Martinez | TG3 | Natural Gas Fired Combined Cycle | 33.5 | IPP CHP
10343 | Foster Wheeler Mt Carmel Cogen | TG1 | Conventional Steam Coal | 47.3 | IPP CHP
10346 | Hillman Power LLC | GEN1 | Wood/Wood Waste Biomass | 20 | IPP Non-CHP
10349 | Greenleaf 2 Power Plant | GEN1 | Natural Gas Fired Combustion Turbine | 49.5 | IPP CHP
10350 | Greenleaf 1 Power Plant | GEN1 | Natural Gas Fired Combined Cycle | 46 | IPP CHP
10350 | Greenleaf 1 Power Plant | GEN2 | Natural Gas Fired Combined Cycle | 20 | IPP CHP
10354 | ReEnergy Livermore Falls | GEN1 | Wood/Wood Waste Biomass | 39.6 | IPP Non-CHP
10356 | ReEnergy Ashland | GEN1 | Wood/Wood Waste Biomass | 39.6 | IPP Non-CHP
10360 | Green Bay West Mill | GEN6 | Conventional Steam Coal | 18.7 | Industrial CHP
10360 | Green Bay West Mill | GEN7 | Conventional Steam Coal | 28.9 | Industrial CHP
10360 | Green Bay West Mill | GEN9 | Conventional Steam Coal | 43.2 | Industrial CHP
10361 | Savannah River Mill | GEN1 | Natural Gas Fired Combustion Turbine | 25.2 | Industrial CHP
10361 | Savannah River Mill | GEN2 | Natural Gas Fired Combustion Turbine | 25.2 | Industrial CHP
10361 | Savannah River Mill | GEN3 | Petroleum Coke | 45 | Industrial CHP
10361 | Savannah River Mill | GEN4 | Petroleum Coke | 45 | Industrial CHP
10362 | Muskogee Mill | GEN1 | Conventional Steam Coal | 25 | Industrial CHP
10362 | Muskogee Mill | GEN2 | Conventional Steam Coal | 44.5 | Industrial CHP
10362 | Muskogee Mill | GEN3 | Conventional Steam Coal | 44.5 | Industrial CHP
10377 | James River Genco LLC | GEN1 | Conventional Steam Coal | 57.4 | IPP CHP
10377 | James River Genco LLC | GEN2 | Conventional Steam Coal | 57.4 | IPP CHP
10378 | CPI USA NC Southport | GEN1 | All Other | 67.5 | IPP CHP
10378 | CPI USA NC Southport | GEN2 | All Other | 67.5 | IPP CHP
10379 | CPI USA NC Roxboro | GEN1 | Wood/Wood Waste Biomass | 67.5 | IPP Non-CHP
10380 | Elizabethtown Power LLC | GEN1 | Conventional Steam Coal | 34.7 | IPP CHP
10382 | Lumberton | GEN1 | Wood/Wood Waste Biomass | 34.7 | IPP CHP
10384 | Edgecombe Genco LLC | GEN1 | Conventional Steam Coal | 57.4 | IPP CHP
10384 | Edgecombe Genco LLC | GEN2 | Conventional Steam Coal | 57.4 | IPP CHP
10387 | Sycamore Energy 1 | 1A | Landfill Gas | 1.2 | IPP Non-CHP
10387 | Sycamore Energy 1 | 2A | Landfill Gas | 1.2 | IPP Non-CHP
10387 | Sycamore Energy 1 | 3 | Landfill Gas | 3 | IPP Non-CHP
10395 | GRS Coyote Canyon | GEN1 | Landfill Gas | 20 | IPP Non-CHP
10397 | ArcelorMittal Indiana Harbor West | GEN5 | Other Gases | 12.5 | Industrial CHP
10397 | ArcelorMittal Indiana Harbor West | GEN6 | Other Gases | 12.5 | Industrial CHP
10397 | ArcelorMittal Indiana Harbor West | GEN7 | Other Gases | 32 | Industrial CHP
10397 | ArcelorMittal Indiana Harbor West | GEN8 | Other Gases | 40 | Industrial CHP
10397 | ArcelorMittal Indiana Harbor West | GEN9 | Other Gases | 55 | Industrial CHP
10398 | Arcelormittal Cleveland Inc | GEN3 | Other Gases | 10 | Industrial CHP
10398 | Arcelormittal Cleveland Inc | GEN5 | Other Gases | 10 | Industrial CHP
10398 | Arcelormittal Cleveland Inc | GENA | Other Gases | 15 | Industrial CHP
10398 | Arcelormittal Cleveland Inc | GENB | Other Gases | 10 | Industrial CHP
10398 | Arcelormittal Cleveland Inc | GENC | Other Gases | 23 | Industrial CHP
10405 | Kingsburg Cogen | GEN1 | Natural Gas Fired Combined Cycle | 23.1 | IPP CHP
10405 | Kingsburg Cogen | GEN2 | Natural Gas Fired Combined Cycle | 13.1 | IPP CHP
10408 | Clark University | GEN2 | Natural Gas Internal Combustion Engine | 2 | Commercial CHP
10412 | Kalaheo Hydro | KAL | Conventional Hydroelectric | 1.1 | Industrial Non-CHP
10413 | Wainiha Hydro | WAIA | Conventional Hydroelectric | 1.8 | Industrial Non-CHP
10413 | Wainiha Hydro | WAIB | Conventional Hydroelectric | 1.8 | Industrial Non-CHP
10416 | Pensacola Florida Plant | GEN1 | Natural Gas Steam Turbine | 5 | Industrial CHP
10416 | Pensacola Florida Plant | GEN2 | Natural Gas Steam Turbine | 5 | Industrial CHP
10416 | Pensacola Florida Plant | GEN3 | Natural Gas Steam Turbine | 6 | Industrial CHP
10416 | Pensacola Florida Plant | GEN4 | Natural Gas Fired Combustion Turbine | 86 | Industrial CHP
10417 | Indian Orchard Plant 1 | TG | Natural Gas Steam Turbine | 5.7 | Industrial CHP
10418 | Ascend Performance Materials Texas Inc. | GEN1 | Other Gases | 6 | Industrial CHP
10418 | Ascend Performance Materials Texas Inc. | GEN4 | Other Gases | 46.1 | Industrial CHP
10421 | Dillon Hydro Plant | GEN1 | Conventional Hydroelectric | 1.8 | IPP Non-CHP
10422 | Williams Fork Hydro Plant | GEN1 | Conventional Hydroelectric | 3 | IPP Non-CHP
10422 | Williams Fork Hydro Plant | GEN2 | Conventional Hydroelectric | 0.5 | IPP Non-CHP
10423 | North Fork Hydro Plant | GEN1 | Conventional Hydroelectric | 5.5 | IPP Non-CHP
10424 | Gross Hydro Plant | GEN1 | Conventional Hydroelectric | 7.8 | IPP Non-CHP
10425 | International Paper - Orange | TG | Wood/Wood Waste Biomass | 48 | Industrial CHP
10426 | Inland Paperboard Packaging Rome | GEN2 | Wood/Wood Waste Biomass | 5 | Industrial CHP
10426 | Inland Paperboard Packaging Rome | GEN3 | Wood/Wood Waste Biomass | 5 | Industrial CHP
10426 | Inland Paperboard Packaging Rome | GEN4 | Wood/Wood Waste Biomass | 22 | Industrial CHP
10426 | Inland Paperboard Packaging Rome | GEN5 | Wood/Wood Waste Biomass | 38.4 | Industrial CHP
10427 | New-Indy Ontario Mill | GEN1 | Natural Gas Fired Combustion Turbine | 34 | Industrial CHP
10430 | Anheuser-Busch St Louis | GEN1 | Natural Gas Steam Turbine | 11 | Industrial CHP
10430 | Anheuser-Busch St Louis | GEN3 | Natural Gas Steam Turbine | 11 | Industrial CHP
10430 | Anheuser-Busch St Louis | GEN4 | Natural Gas Steam Turbine | 4.1 | Industrial CHP
10431 | Anheuser-Busch Jacksonville | GEN1 | Natural Gas Fired Combustion Turbine | 8.6 | Industrial CHP
10434 | Mosaic New Wales Operations | TG1 | All Other | 10 | Industrial CHP
10434 | Mosaic New Wales Operations | TG2 | All Other | 58.5 | Industrial CHP
10434 | Mosaic New Wales Operations | TG3 | All Other | 32 | Industrial CHP
10434 | Mosaic New Wales Operations | TG4 | All Other | 35 | Industrial CHP
10435 | Camden Resource Recovery Facility | TGA | Municipal Solid Waste | 17.5 | IPP Non-CHP
10435 | Camden Resource Recovery Facility | TGB | Municipal Solid Waste | 17.5 | IPP Non-CHP
10436 | ExxonMobil Baytown Refinery | GT38 | Natural Gas Fired Combustion Turbine | 36.5 | Industrial CHP
10436 | ExxonMobil Baytown Refinery | GT41 | Natural Gas Fired Combustion Turbine | 24.2 | Industrial CHP
10436 | ExxonMobil Baytown Refinery | GT42 | Natural Gas Fired Combustion Turbine | 24.2 | Industrial CHP
10436 | ExxonMobil Baytown Refinery | GT43 | Natural Gas Fired Combustion Turbine | 24.2 | Industrial CHP
10436 | ExxonMobil Baytown Refinery | GT44 | Natural Gas Fired Combustion Turbine | 24.2 | Industrial CHP
10436 | ExxonMobil Baytown Refinery | GT45 | Natural Gas Fired Combustion Turbine | 36.5 | Industrial CHP
10436 | ExxonMobil Baytown Refinery | ST34 | All Other | 7.5 | Industrial CHP
10439 | SEGS III | GEN1 | Solar Thermal without Energy Storage | 34.2 | IPP Non-CHP
10440 | SEGS IV | GEN1 | Solar Thermal without Energy Storage | 34.2 | IPP Non-CHP
10441 | SEGS V | GEN1 | Solar Thermal without Energy Storage | 34.2 | IPP Non-CHP
10442 | SEGS VI | GEN1 | Solar Thermal without Energy Storage | 35 | IPP Non-CHP
10443 | SEGS VII | GEN1 | Solar Thermal without Energy Storage | 35 | IPP Non-CHP
10444 | SEGS VIII | GEN1 | Solar Thermal without Energy Storage | 92 | IPP Non-CHP
10446 | SEGS IX | GEN1 | Solar Thermal without Energy Storage | 92 | IPP Non-CHP
10453 | LAC Courte Oreilles Hydroelect | U1 | Conventional Hydroelectric | 0.2 | IPP Non-CHP
10453 | LAC Courte Oreilles Hydroelect | U2 | Conventional Hydroelectric | 1.6 | IPP Non-CHP
10453 | LAC Courte Oreilles Hydroelect | U3 | Conventional Hydroelectric | 1.6 | IPP Non-CHP
10458 | Muck Valley Hydroelectric | GEN1 | Conventional Hydroelectric | 29.9 | IPP Non-CHP
10464 | ReEnergy Black River | GEN1 | Wood/Wood Waste Biomass | 55.5 | IPP Non-CHP
10466 | Wisconsin Rapids Paper Mill | GEN1 | All Other | 7.5 | Industrial CHP
10466 | Wisconsin Rapids Paper Mill | GEN2 | All Other | 8.3 | Industrial CHP
10466 | Wisconsin Rapids Paper Mill | GEN3 | All Other | 5 | Industrial CHP
10467 | Fourth Branch Hydroelectric Facility | 1 | Conventional Hydroelectric | 3.3 | IPP Non-CHP
10471 | Spadra Landfill Gas to Energy | GEN1 | Landfill Gas | 10.6 | Commercial Non-CHP
10472 | Puente Hills Energy Recovery | GEN1 | Landfill Gas | 50 | Commercial Non-CHP
10472 | Puente Hills Energy Recovery | GEN3 | Landfill Gas | 3.3 | Commercial Non-CHP
10472 | Puente Hills Energy Recovery | GEN4 | Landfill Gas | 3.3 | Commercial Non-CHP
10472 | Puente Hills Energy Recovery | GEN5 | Landfill Gas | 3.3 | Commercial Non-CHP
10475 | Expander Turbine | 16TG | Other Gases | 20 | Industrial Non-CHP
10477 | Wisconsin Rapids Pulp Mill | GEN1 | Wood/Wood Waste Biomass | 32 | Industrial CHP
10477 | Wisconsin Rapids Pulp Mill | GEN2 | Wood/Wood Waste Biomass | 40.3 | Industrial CHP
10478 | Pitchess Cogen Station | GEN1 | Natural Gas Fired Combined Cycle | 20.9 | Commercial CHP
10478 | Pitchess Cogen Station | GEN2 | Natural Gas Fired Combined Cycle | 7.4 | Commercial CHP
10479 | Ples I | T101 | Geothermal | 5 | IPP Non-CHP
10479 | Ples I | T102 | Geothermal | 5 | IPP Non-CHP
10479 | Ples I | T103 | Geothermal | 5 | IPP Non-CHP
10480 | Mammoth Pacific I | GEN1 | Geothermal | 5 | IPP Non-CHP
10480 | Mammoth Pacific I | GEN2 | Geothermal | 5 | IPP Non-CHP
10481 | Mammoth Pacific II | 1 | Geothermal | 5 | IPP Non-CHP
10481 | Mammoth Pacific II | 2 | Geothermal | 5 | IPP Non-CHP
10481 | Mammoth Pacific II | 3 | Geothermal | 5 | IPP Non-CHP
10481 | Mammoth Pacific II | T101 | Geothermal | 5 | IPP Non-CHP
10481 | Mammoth Pacific II | T102 | Geothermal | 5 | IPP Non-CHP
10481 | Mammoth Pacific II | T103 | Geothermal | 5 | IPP Non-CHP
10486 | Boise Cascade International Falls | GEN 6 | Wood/Wood Waste Biomass | 52.3 | Industrial CHP
10486 | Boise Cascade International Falls | GEN5 | Wood/Wood Waste Biomass | 6.2 | Industrial CHP
10487 | International Falls Power | GEN1 | Conventional Hydroelectric | 2.2 | Industrial Non-CHP
10487 | International Falls Power | GEN2 | Conventional Hydroelectric | 2.2 | Industrial Non-CHP
10487 | International Falls Power | GEN3 | Conventional Hydroelectric | 2.2 | Industrial Non-CHP
10487 | International Falls Power | GEN4 | Conventional Hydroelectric | 2.2 | Industrial Non-CHP
10487 | International Falls Power | GEN5 | Conventional Hydroelectric | 2.2 | Industrial Non-CHP
10487 | International Falls Power | GEN6 | Conventional Hydroelectric | 1.6 | Industrial Non-CHP
10487 | International Falls Power | GEN7 | Conventional Hydroelectric | 1.6 | Industrial Non-CHP
10488 | DeRidder Mill | TG | Wood/Wood Waste Biomass | 61.5 | Industrial CHP
10490 | Upper Beaver Falls Project | 1G | Conventional Hydroelectric | 1.5 | IPP Non-CHP
10491 | Mead Rumford Cogen | 3STG | Natural Gas Steam Turbine | 12.5 | Industrial CHP
10493 | Rumford Falls Hydro Facility | GEN1 | Conventional Hydroelectric | 8.1 | IPP Non-CHP
10493 | Rumford Falls Hydro Facility | GEN2 | Conventional Hydroelectric | 8.1 | IPP Non-CHP
10493 | Rumford Falls Hydro Facility | GEN3 | Conventional Hydroelectric | 8.8 | IPP Non-CHP
10493 | Rumford Falls Hydro Facility | GEN4 | Conventional Hydroelectric | 4.3 | IPP Non-CHP
10493 | Rumford Falls Hydro Facility | GEN5 | Conventional Hydroelectric | 7.6 | IPP Non-CHP
10493 | Rumford Falls Hydro Facility | GEN6 | Conventional Hydroelectric | 7.6 | IPP Non-CHP
10494 | Sheldon Springs Hydroelectric | IG-1 | Conventional Hydroelectric | 1.8 | IPP Non-CHP
10494 | Sheldon Springs Hydroelectric | IG-2 | Conventional Hydroelectric | 1.8 | IPP Non-CHP
10494 | Sheldon Springs Hydroelectric | IG-3 | Conventional Hydroelectric | 0.2 | IPP Non-CHP
10494 | Sheldon Springs Hydroelectric | SG-1 | Conventional Hydroelectric | 10.2 | IPP Non-CHP
10494 | Sheldon Springs Hydroelectric | SG-2 | Conventional Hydroelectric | 10.2 | IPP Non-CHP
10494 | Sheldon Springs Hydroelectric | SG-3 | Conventional Hydroelectric | 1 | IPP Non-CHP
10495 | Rumford Cogeneration | GEN1 | Wood/Wood Waste Biomass | 102.6 | IPP CHP
10496 | Kern River Cogeneration | GTAG | Natural Gas Fired Combustion Turbine | 75 | IPP CHP
10496 | Kern River Cogeneration | GTBG | Natural Gas Fired Combustion Turbine | 75 | IPP CHP
10496 | Kern River Cogeneration | GTCG | Natural Gas Fired Combustion Turbine | 75 | IPP CHP
10496 | Kern River Cogeneration | GTDG | Natural Gas Fired Combustion Turbine | 75 | IPP CHP
10501 | Mid-Set Cogeneration | K100 | Natural Gas Fired Combustion Turbine | 39.1 | IPP CHP
10502 | Thermal Energy Development Part LP | GEN1 | Wood/Wood Waste Biomass | 23 | IPP Non-CHP
10503 | Wheelabrator Hudson Falls | GEN1 | Municipal Solid Waste | 14.4 | IPP Non-CHP
10504 | Amalgamated Sugar Twin Falls | 1500 | Conventional Steam Coal | 1.5 | Industrial CHP
10504 | Amalgamated Sugar Twin Falls | 2500 | Conventional Steam Coal | 2.5 | Industrial CHP
10504 | Amalgamated Sugar Twin Falls | 4000 | Conventional Steam Coal | 6.2 | Industrial CHP
10511 | Finch Paper | GEN6 | Wood/Wood Waste Biomass | 29 | Industrial CHP
10519 | Milton Hydro | 1 | Conventional Hydroelectric | 0.2 | IPP Non-CHP
10519 | Milton Hydro | 2 | Conventional Hydroelectric | 0.4 | IPP Non-CHP
10519 | Milton Hydro | 3 | Conventional Hydroelectric | 0.3 | IPP Non-CHP
10519 | Milton Hydro | 4 | Conventional Hydroelectric | 0.5 | IPP Non-CHP
10520 | Dayton Hydro | 1 | Conventional Hydroelectric | 1.6 | IPP Non-CHP
10520 | Dayton Hydro | 2 | Conventional Hydroelectric | 1 | IPP Non-CHP
10520 | Dayton Hydro | 3 | Conventional Hydroelectric | 1 | IPP Non-CHP
10521 | Lederle Laboratories | 3A | Natural Gas Fired Combined Cycle | 1.5 | Industrial CHP
10521 | Lederle Laboratories | GEN1 | Natural Gas Fired Combined Cycle | 8.3 | Industrial CHP
10521 | Lederle Laboratories | GEN2 | Natural Gas Fired Combined Cycle | 8.3 | Industrial CHP
10521 | Lederle Laboratories | GEN3 | Natural Gas Fired Combined Cycle | 2.2 | Industrial CHP
10521 | Lederle Laboratories | TG4 | Natural Gas Fired Combined Cycle | 3.1 | Industrial CHP
10523 | Benton Falls Associates | GEN1 | Conventional Hydroelectric | 3.5 | IPP Non-CHP
10523 | Benton Falls Associates | GEN2 | Conventional Hydroelectric | 0.7 | IPP Non-CHP
10525 | Craven County Wood Energy LP | 1UNI | Wood/Wood Waste Biomass | 50 | IPP Non-CHP
10526 | Dodge Falls Associates | 1UNI | Conventional Hydroelectric | 5 | IPP Non-CHP
10530 | Feeder Dam Hydro Plant | 1 | Conventional Hydroelectric | 1 | IPP Non-CHP
10530 | Feeder Dam Hydro Plant | 2 | Conventional Hydroelectric | 1 | IPP Non-CHP
10530 | Feeder Dam Hydro Plant | 3 | Conventional Hydroelectric | 1 | IPP Non-CHP
10530 | Feeder Dam Hydro Plant | 4 | Conventional Hydroelectric | 1 | IPP Non-CHP
10530 | Feeder Dam Hydro Plant | 5 | Conventional Hydroelectric | 1 | IPP Non-CHP
10531 | Beebee Island Hydro Plant | 1 | Conventional Hydroelectric | 4 | IPP Non-CHP
10531 | Beebee Island Hydro Plant | 2 | Conventional Hydroelectric | 5 | IPP Non-CHP
10532 | Granger Electric Generating Station #2 | 2-1 | Landfill Gas | 0.8 | IPP Non-CHP
10532 | Granger Electric Generating Station #2 | 2-3 | Landfill Gas | 0.8 | IPP Non-CHP
10532 | Granger Electric Generating Station #2 | 2-4 | Landfill Gas | 0.8 | IPP Non-CHP
10532 | Granger Electric Generating Station #2 | 2-5 | Landfill Gas | 0.8 | IPP Non-CHP
10538 | Dexter Plant | GEN1 | Conventional Hydroelectric | 0.5 | IPP Non-CHP
10538 | Dexter Plant | GEN2 | Conventional Hydroelectric | 0.5 | IPP Non-CHP
10538 | Dexter Plant | GEN3 | Conventional Hydroelectric | 0.2 | IPP Non-CHP
10538 | Dexter Plant | GEN4 | Conventional Hydroelectric | 0.2 | IPP Non-CHP
10538 | Dexter Plant | GEN5 | Conventional Hydroelectric | 0.2 | IPP Non-CHP
10538 | Dexter Plant | GEN6 | Conventional Hydroelectric | 1.3 | IPP Non-CHP
10538 | Dexter Plant | GEN7 | Conventional Hydroelectric | 1.3 | IPP Non-CHP
10539 | Theresa Plant | GEN1 | Conventional Hydroelectric | 1 | IPP Non-CHP
10539 | Theresa Plant | GEN2 | Conventional Hydroelectric | 0.3 | IPP Non-CHP
10540 | Diamond Island Plant | GEN1 | Conventional Hydroelectric | 0.4 | IPP Non-CHP
10540 | Diamond Island Plant | GEN2 | Conventional Hydroelectric | 0.4 | IPP Non-CHP
10540 | Diamond Island Plant | GEN3 | Conventional Hydroelectric | 0.4 | IPP Non-CHP
10544 | Hailesboro 4 Plant | GEN1 | Conventional Hydroelectric | 0.8 | IPP Non-CHP
10544 | Hailesboro 4 Plant | GEN2 | Conventional Hydroelectric | 0.6 | IPP Non-CHP
10545 | Copenhagen Plant | GEN1 | Conventional Hydroelectric | 1.5 | IPP Non-CHP
10545 | Copenhagen Plant | GEN2 | Conventional Hydroelectric | 1.5 | IPP Non-CHP
10545 | Copenhagen Plant | GEN3 | Conventional Hydroelectric | 0.3 | IPP Non-CHP
10546 | Beaver Valley Patterson Dam | GEN1 | Conventional Hydroelectric | 0.4 | IPP Non-CHP
10546 | Beaver Valley Patterson Dam | GEN2 | Conventional Hydroelectric | 0.4 | IPP Non-CHP
10546 | Beaver Valley Patterson Dam | GEN3 | Conventional Hydroelectric | 0.4 | IPP Non-CHP
10547 | Pyrites Plant | GEN1 | Conventional Hydroelectric | 1.2 | IPP Non-CHP
10547 | Pyrites Plant | GEN2 | Conventional Hydroelectric | 3.5 | IPP Non-CHP
10547 | Pyrites Plant | GEN3 | Conventional Hydroelectric | 3.5 | IPP Non-CHP
10548 | San Jose Cogeneration | GEN1 | Natural Gas Fired Combustion Turbine | 6 | Commercial CHP
10549 | Al Turi | 2 | Landfill Gas | 0.8 | IPP Non-CHP
10549 | Al Turi | 3 | Landfill Gas | 0.8 | IPP Non-CHP
10549 | Al Turi | 3010 | Landfill Gas | 0.8 | IPP Non-CHP
10550 | High Shoals Hydro (NC) | GEN1 | Conventional Hydroelectric | 1.8 | IPP Non-CHP
10553 | Anderson Power Products Division | 3622 | Petroleum Liquids | 0.1 | Industrial Non-CHP
10553 | Anderson Power Products Division | 6033 | Petroleum Liquids | 0.3 | Industrial Non-CHP
10553 | Anderson Power Products Division | 6035 | Petroleum Liquids | 0.3 | Industrial Non-CHP
10553 | Anderson Power Products Division | 6046 | Petroleum Liquids | 0.3 | Industrial Non-CHP
10554 | Formosa Utility Venture Ltd | BO3 | Natural Gas Fired Combined Cycle | 36.2 | Industrial CHP
10554 | Formosa Utility Venture Ltd | ST1 | Natural Gas Fired Combined Cycle | 33.5 | Industrial CHP
10554 | Formosa Utility Venture Ltd | ST2 | Natural Gas Fired Combined Cycle | 66.3 | Industrial CHP
10554 | Formosa Utility Venture Ltd | ST3 | Natural Gas Fired Combined Cycle | 55 | Industrial CHP
10554 | Formosa Utility Venture Ltd | TBG1 | Natural Gas Fired Combined Cycle | 82.5 | Industrial CHP
10554 | Formosa Utility Venture Ltd | TBG2 | Natural Gas Fired Combined Cycle | 82.5 | Industrial CHP
10554 | Formosa Utility Venture Ltd | TBG3 | Natural Gas Fired Combined Cycle | 82.5 | Industrial CHP
10554 | Formosa Utility Venture Ltd | TBG4 | Natural Gas Fired Combined Cycle | 82.5 | Industrial CHP
10554 | Formosa Utility Venture Ltd | TBG5 | Natural Gas Fired Combined Cycle | 82.5 | Industrial CHP
10554 | Formosa Utility Venture Ltd | TBG6 | Natural Gas Fired Combined Cycle | 85.9 | Industrial CHP
10555 | Brassua Hydroelectric Project | 1 | Conventional Hydroelectric | 3.6 | IPP Non-CHP
10556 | Boott Hydropower | GEN1 | Conventional Hydroelectric | 7.5 | IPP Non-CHP
10556 | Boott Hydropower | GEN2 | Conventional Hydroelectric | 7.5 | IPP Non-CHP
10556 | Boott Hydropower | GEN3 | Conventional Hydroelectric | 7.9 | IPP Non-CHP
10560 | Rayonier Advanced Materials - Jesup Plant | GEN2 | Wood/Wood Waste Biomass | 5 | Industrial CHP
10560 | Rayonier Advanced Materials - Jesup Plant | GEN3 | Wood/Wood Waste Biomass | 7.5 | Industrial CHP
10560 | Rayonier Advanced Materials - Jesup Plant | GEN4 | Wood/Wood Waste Biomass | 7.5 | Industrial CHP
10560 | Rayonier Advanced Materials - Jesup Plant | GEN5 | Wood/Wood Waste Biomass | 30 | Industrial CHP
10560 | Rayonier Advanced Materials - Jesup Plant | GEN6 | Wood/Wood Waste Biomass | 27 | Industrial CHP
10562 | Fernandina Plant | GEN3 | Wood/Wood Waste Biomass | 7.5 | Industrial CHP
10562 | Fernandina Plant | GEN4 | Other Waste Biomass | 20 | Industrial CHP
10562 | Fernandina Plant | GEN5 | Wood/Wood Waste Biomass | 22 | Industrial CHP
10566 | Chambers Cogeneration LP | GEN1 | Conventional Steam Coal | 285 | IPP CHP
10567 | Algonquin Windsor Locks | GTG | Natural Gas Fired Combined Cycle | 40 | IPP CHP
10567 | Algonquin Windsor Locks | GTG2 | Natural Gas Fired Combined Cycle | 15 | IPP CHP
10567 | Algonquin Windsor Locks | STG | Natural Gas Fired Combined Cycle | 16 | IPP CHP
10568 | Port Arthur Texas Refinery | GEN1 | Natural Gas Fired Combustion Turbine | 38.4 | Industrial CHP
10570 | Errol Hydroelectric Project | 1 | Conventional Hydroelectric | 3 | IPP Non-CHP
10586 | Cameron Ridge LLC | EXIS | Onshore Wind Turbine | 59.6 | IPP Non-CHP
10593 | Agrilectric Power Partners Ltd | GEN1 | Other Waste Biomass | 12.1 | IPP Non-CHP
10597 | Ridgetop Energy LLC | WGN1 | Onshore Wind Turbine | 29 | IPP Non-CHP
10600 | MVUT | GEN1 | Natural Gas Fired Combustion Turbine | 3.1 | Industrial CHP
10601 | Tesoro Wilmington Calciner | GEN1 | All Other | 34 | Industrial CHP
10603 | Ebensburg Power | GEN1 | Conventional Steam Coal | 57.6 | IPP CHP
10604 | Hawaiian Comm & Sugar Puunene Mill | PUU3 | Other Waste Biomass | 10 | Industrial CHP
10604 | Hawaiian Comm & Sugar Puunene Mill | PUU4 | Other Waste Biomass | 20 | Industrial CHP
10604 | Hawaiian Comm & Sugar Puunene Mill | PUU5 | Other Waste Biomass | 16.1 | Industrial CHP
10605 | Brunswick Cellulose | GEN3 | Wood/Wood Waste Biomass | 9.2 | Industrial CHP
10605 | Brunswick Cellulose | GEN4 | Wood/Wood Waste Biomass | 50 | Industrial CHP
10605 | Brunswick Cellulose | GEN5 | Wood/Wood Waste Biomass | 13 | Industrial CHP
10606 | Georgia-Pacific Crossett LLC | GEN4 | Wood/Wood Waste Biomass | 25 | Industrial CHP
10606 | Georgia-Pacific Crossett LLC | GEN5 | Wood/Wood Waste Biomass | 30.6 | Industrial CHP
10606 | Georgia-Pacific Crossett LLC | GEN6 | Wood/Wood Waste Biomass | 36 | Industrial CHP
10608 | Gilman Mill | GEN1 | Conventional Hydroelectric | 2.2 | IPP Non-CHP
10608 | Gilman Mill | GEN2 | Conventional Hydroelectric | 1 | IPP Non-CHP
10608 | Gilman Mill | GEN3 | Conventional Hydroelectric | 0.8 | IPP Non-CHP
10608 | Gilman Mill | GEN4 | Conventional Hydroelectric | 0.8 | IPP Non-CHP
10610 | Georgia-Pacific Monticello Paper | GEN1 | Wood/Wood Waste Biomass | 32.6 | Industrial CHP
10610 | Georgia-Pacific Monticello Paper | GEN2 | Wood/Wood Waste Biomass | 32.2 | Industrial CHP
10611 | Georgia-Pacific Palatka Operations | GEN2 | Natural Gas Steam Turbine | 9.7 | Industrial CHP
10611 | Georgia-Pacific Palatka Operations | GEN4 | Wood/Wood Waste Biomass | 47.8 | Industrial CHP
10611 | Georgia-Pacific Palatka Operations | GEN8 | Wood/Wood Waste Biomass | 32 | Industrial CHP
10612 | Georgia-Pacific Port Hudson | GEN1 | Wood/Wood Waste Biomass | 67.7 | Industrial CHP
10612 | Georgia-Pacific Port Hudson | GEN2 | Petroleum Coke | 60 | Industrial CHP
10613 | Domtar - Woodland Mill | HG1 | Conventional Hydroelectric | 3 | Industrial CHP
10613 | Domtar - Woodland Mill | HG10 | Conventional Hydroelectric | 1.2 | Industrial CHP
10613 | Domtar - Woodland Mill | HG2 | Conventional Hydroelectric | 3 | Industrial CHP
10613 | Domtar - Woodland Mill | HG3 | Conventional Hydroelectric | 3.3 | Industrial CHP
10613 | Domtar - Woodland Mill | HG4 | Conventional Hydroelectric | 0.8 | Industrial CHP
10613 | Domtar - Woodland Mill | HG5 | Conventional Hydroelectric | 0.8 | Industrial CHP
10613 | Domtar - Woodland Mill | HG6 | Conventional Hydroelectric | 0.8 | Industrial CHP
10613 | Domtar - Woodland Mill | HG7 | Conventional Hydroelectric | 1.6 | Industrial CHP
10613 | Domtar - Woodland Mill | HG8 | Conventional Hydroelectric | 2 | Industrial CHP
10613 | Domtar - Woodland Mill | HG9 | Conventional Hydroelectric | 2 | Industrial CHP
10613 | Domtar - Woodland Mill | TG10 | Wood/Wood Waste Biomass | 23 | Industrial CHP
10613 | Domtar - Woodland Mill | TG11 | Wood/Wood Waste Biomass | 26.8 | Industrial CHP
10617 | CH Resources Beaver Falls | GEN1 | Natural Gas Fired Combined Cycle | 65.5 | IPP CHP
10617 | CH Resources Beaver Falls | GEN2 | Natural Gas Fired Combined Cycle | 42.3 | IPP CHP
10620 | Carthage Energy LLC | GEN1 | Natural Gas Fired Combined Cycle | 40.9 | IPP Non-CHP
10620 | Carthage Energy LLC | GEN2 | Natural Gas Fired Combined Cycle | 22 | IPP Non-CHP
10621 | CH Resources Syracuse | GEN1 | Natural Gas Fired Combined Cycle | 65.5 | IPP Non-CHP
10621 | CH Resources Syracuse | GEN2 | Natural Gas Fired Combined Cycle | 37.2 | IPP Non-CHP
10623 | Civic Center | GEN1 | Natural Gas Fired Combined Cycle | 22.1 | Commercial CHP
10623 | Civic Center | GEN2 | Natural Gas Fired Combined Cycle | 12.4 | Commercial CHP
10627 | Pine Bluff Mill | 1TG1 | Wood/Wood Waste Biomass | 40 | Industrial CHP
10627 | Pine Bluff Mill | 2TG1 | Wood/Wood Waste Biomass | 20 | Industrial CHP
10627 | Pine Bluff Mill | 3TG1 | Wood/Wood Waste Biomass | 25 | Industrial CHP
10629 | Wheelabrator Baltimore Refuse | GEN1 | Municipal Solid Waste | 60.2 | IPP CHP
10629 | Wheelabrator Baltimore Refuse | GEN2 | Municipal Solid Waste | 4.3 | IPP CHP
10631 | CE Leathers | GEN1 | Geothermal | 35.8 | IPP Non-CHP
10632 | Del Ranch Company | GEN1 | Geothermal | 35.8 | IPP Non-CHP
10633 | Hopewell Cogeneration | GT1 | Natural Gas Fired Combined Cycle | 101 | IPP CHP
10633 | Hopewell Cogeneration | GT2 | Natural Gas Fired Combined Cycle | 101 | IPP CHP
10633 | Hopewell Cogeneration | GT3 | Natural Gas Fired Combined Cycle | 101 | IPP CHP
10633 | Hopewell Cogeneration | ST1 | Natural Gas Fired Combined Cycle | 96 | IPP CHP
10634 | Elmore Company | GEN1 | Geothermal | 35.8 | IPP Non-CHP
10635 | Corona Cogen | GEN1 | Natural Gas Fired Combustion Turbine | 47 | IPP CHP
10641 | Cambria Cogen | GEN1 | Conventional Steam Coal | 98 | IPP CHP
10642 | Covanta Hempstead | GEN1 | Municipal Solid Waste | 78.6 | IPP Non-CHP
10643 | Covanta Essex Company | GEN1 | Municipal Solid Waste | 34.9 | IPP Non-CHP
10643 | Covanta Essex Company | GEN2 | Municipal Solid Waste | 34.9 | IPP Non-CHP
10646 | Covanta Southeastern Connecticut Company | GEN1 | Municipal Solid Waste | 16.9 | IPP Non-CHP
10648 | Olinda Landfill Gas Recovery Plant | GEN1 | Landfill Gas | 1.8 | IPP Non-CHP
10648 | Olinda Landfill Gas Recovery Plant | GEN2 | Landfill Gas | 1.8 | IPP Non-CHP
10648 | Olinda Landfill Gas Recovery Plant | GEN3 | Landfill Gas | 1.8 | IPP Non-CHP
10649 | Bear Mountain Cogen | GEN1 | Natural Gas Fired Combustion Turbine | 46 | IPP CHP
10650 | Badger Creek Cogen | GEN1 | Natural Gas Fired Combustion Turbine | 46 | IPP CHP
10652 | Burney Forest Products | GEN1 | Wood/Wood Waste Biomass | 31 | IPP CHP
10656 | French Paper Hydro | 1 | Conventional Hydroelectric | 0.3 | Industrial Non-CHP
10656 | French Paper Hydro | 2 | Conventional Hydroelectric | 0.4 | Industrial Non-CHP
10656 | French Paper Hydro | 3 | Conventional Hydroelectric | 0.4 | Industrial Non-CHP
10656 | French Paper Hydro | 4 | Conventional Hydroelectric | 0.2 | Industrial Non-CHP
10661 | Collins Pine Project | GEN4 | Wood/Wood Waste Biomass | 12 | Industrial CHP
10671 | AES Shady Point LLC | GEN1 | Conventional Steam Coal | 175 | IPP CHP
10671 | AES Shady Point LLC | GEN2 | Conventional Steam Coal | 175 | IPP CHP
10672 | Cedar Bay Generating Company LP | GEN1 | Conventional Steam Coal | 291.6 | IPP CHP
10673 | AES Hawaii | GEN1 | Conventional Steam Coal | 203 | IPP CHP
10677 | CES Placerita Power Plant | UNT2 | Natural Gas Fired Combined Cycle | 60 | IPP Non-CHP
10677 | CES Placerita Power Plant | UNT3 | Natural Gas Fired Combined Cycle | 30 | IPP Non-CHP
10678 | AES Warrior Run Cogeneration Facility | GEN1 | Conventional Steam Coal | 229 | IPP CHP
10682 | Brush Generation Facility | GT1 | Natural Gas Fired Combined Cycle | 23.8 | IPP Non-CHP
10682 | Brush Generation Facility | GT2 | Natural Gas Fired Combustion Turbine | 23.8 | IPP Non-CHP
10682 | Brush Generation Facility | GT3 | Natural Gas Fired Combined Cycle | 37 | IPP Non-CHP
10682 | Brush Generation Facility | GT4 | Natural Gas Fired Combined Cycle | 23.8 | IPP Non-CHP
10682 | Brush Generation Facility | GT5 | Natural Gas Fired Combined Cycle | 23.8 | IPP Non-CHP
10682 | Brush Generation Facility | ST1 | Natural Gas Fired Combined Cycle | 38 | IPP Non-CHP
10682 | Brush Generation Facility | ST2 | Natural Gas Fired Combined Cycle | 37 | IPP Non-CHP
10682 | Brush Generation Facility | ST4 | Natural Gas Fired Combined Cycle | 90 | IPP Non-CHP
10684 | Argus Cogen Plant | TG5 | Conventional Steam Coal | 7.5 | Industrial CHP
10684 | Argus Cogen Plant | TG8 | Conventional Steam Coal | 27.5 | Industrial CHP
10684 | Argus Cogen Plant | TG9 | Conventional Steam Coal | 27.5 | Industrial CHP
10685 | Westend Facility | PINA | Natural Gas Fired Combustion Turbine | 20 | Industrial CHP
10686 | Rapids Energy Center | 6 | Wood/Wood Waste Biomass | 12.5 | Electric Utility
10686 | Rapids Energy Center | 7 | Wood/Wood Waste Biomass | 14 | Electric Utility
10686 | Rapids Energy Center | HYD | Conventional Hydroelectric | 1.9 | Electric Utility
10687 | Black River Hydro Associates | DE1 | Conventional Hydroelectric | 1.6 | IPP Non-CHP
10687 | Black River Hydro Associates | PL1 | Conventional Hydroelectric | 2.2 | IPP Non-CHP
10687 | Black River Hydro Associates | RI1 | Conventional Hydroelectric | 1.9 | IPP Non-CHP
10690 | ExxonMobil Baton Rouge Turbine Generator | CTG1 | Natural Gas Fired Combustion Turbine | 85.3 | Industrial CHP
10692 | ExxonMobil Baytown Turbine | GEN1 | Natural Gas Fired Combustion Turbine | 39.7 | Industrial CHP
10692 | ExxonMobil Baytown Turbine | GEN2 | Natural Gas Fired Combustion Turbine | 39.7 | Industrial CHP
10692 | ExxonMobil Baytown Turbine | GEN3 | Natural Gas Fired Combustion Turbine | 39.7 | Industrial CHP
10692 | ExxonMobil Baytown Turbine | GEN4 | Natural Gas Fired Combustion Turbine | 98.9 | Industrial CHP
10692 | ExxonMobil Baytown Turbine | GEN5 | Natural Gas Fired Combustion Turbine | 163.8 | Industrial CHP
10693 | Eastern Correctional Institute | 1147 | Wood/Wood Waste Biomass | 1.9 | Commercial CHP
10693 | Eastern Correctional Institute | 1148 | Wood/Wood Waste Biomass | 1.9 | Commercial CHP
10693 | Eastern Correctional Institute | DG1 | Petroleum Liquids | 1 | Commercial CHP
10693 | Eastern Correctional Institute | DG2 | Petroleum Liquids | 1 | Commercial CHP
10694 | Pepperell Hydro Power Plant | 2121 | Conventional Hydroelectric | 0.8 | Industrial Non-CHP
10694 | Pepperell Hydro Power Plant | 8281 | Conventional Hydroelectric | 0.8 | Industrial Non-CHP
10694 | Pepperell Hydro Power Plant | G3 | Conventional Hydroelectric | 0.6 | Industrial Non-CHP
10697 | St Francisville Mill | GEN2 | Wood/Wood Waste Biomass | 12.5 | Industrial CHP
10698 | Graphic Packaging | GEN1 | Natural Gas Steam Turbine | 10 | Industrial CHP
10698 | Graphic Packaging | GEN2 | Natural Gas Steam Turbine | 1.8 | Industrial CHP
10699 | Georgia-Pacific Consr Prods LP-Naheola | GEN1 | Wood/Wood Waste Biomass | 15.6 | Industrial CHP
10699 | Georgia-Pacific Consr Prods LP-Naheola | GEN2 | Wood/Wood Waste Biomass | 15.6 | Industrial CHP
10699 | Georgia-Pacific Consr Prods LP-Naheola | GT3 | Wood/Wood Waste Biomass | 47.2 | Industrial CHP
10700 | Red Shield Envir Old Town Facility | TG4 | Wood/Wood Waste Biomass | 12.5 | Industrial CHP
10700 | Red Shield Envir Old Town Facility | TG6 | Wood/Wood Waste Biomass | 16 | Industrial CHP
10706 | Burney Creek | GEN1 | Conventional Hydroelectric | 3 | IPP Non-CHP
10707 | Cove Hydroelectric | GEN1 | Conventional Hydroelectric | 5 | IPP Non-CHP
10708 | Lost Creek I | GEN1 | Conventional Hydroelectric | 1.1 | IPP Non-CHP
10709 | Ponderosa Bailey Creek | GEN1 | Conventional Hydroelectric | 1.1 | IPP Non-CHP
10718 | Karen Avenue Wind Farm | WND | Onshore Wind Turbine | 11.7 | IPP Non-CHP
10720 | Kyocera America Project | 0287 | Natural Gas Internal Combustion Engine | 1.7 | Industrial CHP
10720 | Kyocera America Project | 0333 | Natural Gas Internal Combustion Engine | 2.1 | Industrial CHP
10725 | Selkirk Cogen | GEN1 | Natural Gas Fired Combined Cycle | 95.2 | IPP CHP
10725 | Selkirk Cogen | GEN2 | Natural Gas Fired Combined Cycle | 12 | IPP CHP
10725 | Selkirk Cogen | GEN3 | Natural Gas Fired Combined Cycle | 95.2 | IPP CHP
10725 | Selkirk Cogen | GEN4 | Natural Gas Fired Combined Cycle | 95.2 | IPP CHP
10725 | Selkirk Cogen | GEN5 | Natural Gas Fired Combined Cycle | 148.4 | IPP CHP
10726 | Masspower | GEN1 | Natural Gas Fired Combined Cycle | 90 | IPP CHP
10726 | Masspower | GEN2 | Natural Gas Fired Combined Cycle | 90 | IPP CHP
10726 | Masspower | GEN3 | Natural Gas Fired Combined Cycle | 80.9 | IPP CHP
10728 | Barker Lower | GEN1 | Conventional Hydroelectric | 1.5 | IPP Non-CHP
10735 | Barber Dam | GEN1 | Conventional Hydroelectric | 4.1 | IPP Non-CHP
10737 | Sprague Hydro | GEN1 | Conventional Hydroelectric | 1.2 | IPP Non-CHP
10739 | Hoge Lumber | AC3M | Wood/Wood Waste Biomass | 3 | Industrial Non-CHP
10739 | Hoge Lumber | W750 | Wood/Wood Waste Biomass | 0.7 | Industrial Non-CHP
10740 | Magic Dam Hydroelectric Project | GEN1 | Conventional Hydroelectric | 3 | IPP Non-CHP
10740 | Magic Dam Hydroelectric Project | GEN2 | Conventional Hydroelectric | 3 | IPP Non-CHP
10740 | Magic Dam Hydroelectric Project | GEN3 | Conventional Hydroelectric | 3 | IPP Non-CHP
10741 | Clear Lake Cogeneration Ltd | G102 | Natural Gas Fired Combined Cycle | 129 | IPP CHP
10741 | Clear Lake Cogeneration Ltd | G103 | Natural Gas Fired Combined Cycle | 129 | IPP CHP
10741 | Clear Lake Cogeneration Ltd | G104 | Natural Gas Fired Combined Cycle | 129 | IPP CHP
10741 | Clear Lake Cogeneration Ltd | S101 | Natural Gas Fired Combined Cycle | 51.9 | IPP CHP
10741 | Clear Lake Cogeneration Ltd | S102 | Natural Gas Fired Combined Cycle | 14.3 | IPP CHP
10743 | Morgantown Energy Facility | GEN1 | Conventional Steam Coal | 68.9 | IPP CHP
10745 | Midland Cogeneration Venture | 1G12 | Petroleum Liquids | 5.2 | IPP CHP
10745 | Midland Cogeneration Venture | BP15 | Natural Gas Fired Combined Cycle | 13.4 | IPP CHP
10745 | Midland Cogeneration Venture | GT10 | Natural Gas Fired Combined Cycle | 87.1 | IPP CHP
10745 | Midland Cogeneration Venture | GT11 | Natural Gas Fired Combined Cycle | 87.1 | IPP CHP
10745 | Midland Cogeneration Venture | GT12 | Natural Gas Fired Combined Cycle | 87.1 | IPP CHP
10745 | Midland Cogeneration Venture | GT13 | Natural Gas Fired Combined Cycle | 87.1 | IPP CHP
10745 | Midland Cogeneration Venture | GT14 | Natural Gas Fired Combined Cycle | 87.1 | IPP CHP
10745 | Midland Cogeneration Venture | GT3 | Natural Gas Fired Combined Cycle | 87.1 | IPP CHP
10745 | Midland Cogeneration Venture | GT4 | Natural Gas Fired Combined Cycle | 87.1 | IPP CHP
10745 | Midland Cogeneration Venture | GT5 | Natural Gas Fired Combined Cycle | 87.1 | IPP CHP
10745 | Midland Cogeneration Venture | GT6 | Natural Gas Fired Combined Cycle | 87.1 | IPP CHP
10745 | Midland Cogeneration Venture | GT7 | Natural Gas Fired Combined Cycle | 87.1 | IPP CHP
10745 | Midland Cogeneration Venture | GT8 | Natural Gas Fired Combined Cycle | 87.1 | IPP CHP
10745 | Midland Cogeneration Venture | GT9 | Natural Gas Fired Combined Cycle | 87.1 | IPP CHP
10745 | Midland Cogeneration Venture | ST1 | Natural Gas Fired Combined Cycle | 410 | IPP CHP
10745 | Midland Cogeneration Venture | ST2 | Natural Gas Fired Combined Cycle | 380 | IPP CHP
10746 | Covanta Delaware Valley | GEN1 | Municipal Solid Waste | 90 | IPP Non-CHP
10748 | Marina Landfill Gas | U1C06 | Landfill Gas | 1.6 | Commercial Non-CHP
10748 | Marina Landfill Gas | U2J02 | Landfill Gas | 1 | Commercial Non-CHP
10748 | Marina Landfill Gas | U3J98 | Landfill Gas | 1 | Commercial Non-CHP
10748 | Marina Landfill Gas | U4J08 | Landfill Gas | 1.4 | Commercial Non-CHP
10751 | Camden Plant Holding LLC | GEN1 | Natural Gas Fired Combined Cycle | 95.2 | IPP Non-CHP
10751 | Camden Plant Holding LLC | GEN2 | Natural Gas Fired Combined Cycle | 61.8 | IPP Non-CHP
10752 | Lachute Hydro Lower | GEN1 | Conventional Hydroelectric | 3.8 | IPP Non-CHP
10753 | Lachute Hydro Upper | GEN1 | Conventional Hydroelectric | 5.2 | IPP Non-CHP
10755 | Rifle Generating Station | GT2 | Natural Gas Fired Combined Cycle | 15 | Electric Utility
10755 | Rifle Generating Station | GT3 | Natural Gas Fired Combined Cycle | 15 | Electric Utility
10755 | Rifle Generating Station | GT4 | Natural Gas Fired Combined Cycle | 15 | Electric Utility
10755 | Rifle Generating Station | ST1 | Natural Gas Fired Combined Cycle | 39 | Electric Utility
10759 | Salton Sea Power Gen Co - Unit 3 | GEN1 | Geothermal | 53.9 | IPP Non-CHP
10761 | Las Vegas Generating Station | GEN1 | Natural Gas Fired Combined Cycle | 49.8 | Electric Utility
10761 | Las Vegas Generating Station | GEN2 | Natural Gas Fired Combined Cycle | 11.5 | Electric Utility
10761 | Las Vegas Generating Station | GEN3 | Natural Gas Fired Combined Cycle | 60.5 | Electric Utility
10761 | Las Vegas Generating Station | GEN4 | Natural Gas Fired Combined Cycle | 60.5 | Electric Utility
10761 | Las Vegas Generating Station | GEN5 | Natural Gas Fired Combined Cycle | 60.5 | Electric Utility
10761 | Las Vegas Generating Station | GEN6 | Natural Gas Fired Combined Cycle | 60.5 | Electric Utility
10761 | Las Vegas Generating Station | GEN7 | Natural Gas Fired Combined Cycle | 27.8 | Electric Utility
10761 | Las Vegas Generating Station | GEN8 | Natural Gas Fired Combined Cycle | 27.8 | Electric Utility
10763 | Geo East Mesa III | GBU | Geothermal | 8 | IPP Non-CHP
10763 | Geo East Mesa III | GEN1 | Geothermal | 21.6 | IPP Non-CHP
10764 | Blue Lake Power LLC | GEN1 | Wood/Wood Waste Biomass | 13.8 | IPP Non-CHP
10765 | Indeck Jonesboro Energy Center | GEN1 | Wood/Wood Waste Biomass | 27.5 | IPP Non-CHP
10766 | Indeck West Enfield Energy Center | GEN1 | Wood/Wood Waste Biomass | 27.5 | IPP Non-CHP
10767 | Rio Bravo Fresno | GEN1 | Wood/Wood Waste Biomass | 28 | IPP Non-CHP
10768 | Rio Bravo Jasmin | UP9 | Conventional Steam Coal | 38.2 | IPP CHP
10771 | Hopewell Power Station | 1 | Wood/Wood Waste Biomass | 71.1 | Electric Utility
10772 | Rio Bravo Rocklin | GEN1 | Wood/Wood Waste Biomass | 27.9 | IPP Non-CHP
10773 | Altavista Power Station | 1 | Wood/Wood Waste Biomass | 71.1 | Electric Utility
10774 | Southampton Power Station | 1 | Wood/Wood Waste Biomass | 71.1 | Electric Utility
10776 | E F Oxnard Energy Facility | GTG | Natural Gas Fired Combustion Turbine | 48.5 | IPP CHP
10777 | HL Power | GEN1 | Wood/Wood Waste Biomass | 36.2 | IPP Non-CHP
10781 | Koyle Ranch Hydroelectric Project | GEN1 | Conventional Hydroelectric | 0.2 | IPP Non-CHP
10781 | Koyle Ranch Hydroelectric Project | GEN2 | Conventional Hydroelectric | 0.3 | IPP Non-CHP
10781 | Koyle Ranch Hydroelectric Project | GEN3 | Conventional Hydroelectric | 0.8 | IPP Non-CHP
10784 | Colstrip Energy LP | GEN1 | Conventional Steam Coal | 46.1 | IPP Non-CHP
10787 | Piedmont Hydro Power Project | GEN1 | Conventional Hydroelectric | 1 | IPP Non-CHP
10789 | Sabine River Works | GEN1 | Natural Gas Fired Combined Cycle | 89.9 | Industrial CHP
10789 | Sabine River Works | GEN3 | Natural Gas Fired Combined Cycle | 6.2 | Industrial CHP
10789 | Sabine River Works | GT1A | Natural Gas Fired Combined Cycle | 180 | Industrial CHP
10789 | Sabine River Works | GT1B | Natural Gas Fired Combined Cycle | 180 | Industrial CHP
10789 | Sabine River Works | ST1A | Natural Gas Fired Combined Cycle | 145 | Industrial CHP
10790 | Victoria Texas Plant | GEN1 | Natural Gas Fired Combustion Turbine | 102.4 | Industrial CHP
10795 | Camden South Carolina | GEN1 | Natural Gas Steam Turbine | 5.5 | Industrial CHP
10795 | Camden South Carolina | GEN2 | Natural Gas Steam Turbine | 5.5 | Industrial CHP
10795 | Camden South Carolina | GEN3 | Natural Gas Steam Turbine | 19 | Industrial CHP
10798 | Fries Hydroelectric Project | GEN1 | Conventional Hydroelectric | 2 | IPP Non-CHP
10798 | Fries Hydroelectric Project | GEN2 | Conventional Hydroelectric | 0.8 | IPP Non-CHP
10798 | Fries Hydroelectric Project | GEN3 | Conventional Hydroelectric | 0.2 | IPP Non-CHP
10798 | Fries Hydroelectric Project | GEN4 | Conventional Hydroelectric | 2.4 | IPP Non-CHP
10799 | Pelzer Upper | GEN1 | Conventional Hydroelectric | 2 | IPP Non-CHP
10800 | Pelzer Lower | GEN1 | Conventional Hydroelectric | 3.3 | IPP Non-CHP
10801 | Ware Shoals Hydro Project | GEN1 | Conventional Hydroelectric | 3 | IPP Non-CHP
10801 | Ware Shoals Hydro Project | GEN2 | Conventional Hydroelectric | 3.2 | IPP Non-CHP
10803 | Ogdensburg Power | GEN3 | Natural Gas Steam Turbine | 26.9 | IPP CHP
10805 | Kenilworth Energy Facility | GEN1 | Natural Gas Fired Combined Cycle | 22 | IPP CHP
10805 | Kenilworth Energy Facility | GEN2 | Natural Gas Fired Combined Cycle | 6.8 | IPP CHP
10806 | Crystal Springs | GEN1 | Conventional Hydroelectric | 2.3 | IPP Non-CHP
10807 | Dietrich Drop | GEN1 | Conventional Hydroelectric | 4.8 | IPP Non-CHP
10808 | Low Line Rapids | GEN1 | Conventional Hydroelectric | 2.8 | IPP Non-CHP
10809 | Rock Creek II | GEN1 | Conventional Hydroelectric | 1.9 | IPP Non-CHP
10810 | NTC/MCRD Energy Facility | GEN1 | Natural Gas Fired Combined Cycle | 23 | IPP CHP
10810 | NTC/MCRD Energy Facility | GEN2 | Natural Gas Fired Combined Cycle | 2.6 | IPP CHP
10811 | Naval Station Energy Facility | GEN1 | Natural Gas Fired Combined Cycle | 38.4 | IPP CHP
10811 | Naval Station Energy Facility | GEN2 | Natural Gas Fired Combined Cycle | 11.6 | IPP CHP
10811 | Naval Station Energy Facility | GEN3 | Natural Gas Fired Combined Cycle | 5.2 | IPP CHP
10812 | North Island Energy Facility | GEN1 | Natural Gas Fired Combined Cycle | 36.3 | IPP CHP
10812 | North Island Energy Facility | GEN2 | Natural Gas Fired Combined Cycle | 4 | IPP CHP
10817 | Port Leyden Hydroelectric Project | GEN1 | Conventional Hydroelectric | 0.5 | IPP Non-CHP
10817 | Port Leyden Hydroelectric Project | GEN2 | Conventional Hydroelectric | 0.5 | IPP Non-CHP
10819 | Ada Cogeneration LP | GEN1 | Natural Gas Fired Combined Cycle | 23 | IPP CHP
10819 | Ada Cogeneration LP | GEN2 | Natural Gas Fired Combined Cycle | 10.1 | IPP CHP
10820 | Aliso Water Management Agency | GEN1 | Other Waste Biomass | 0.4 | Commercial CHP
10820 | Aliso Water Management Agency | GEN2 | Other Waste Biomass | 0.4 | Commercial CHP
10820 | Aliso Water Management Agency | GEN3 | Other Waste Biomass | 0.4 | Commercial CHP
10822 | Grayling Generating Station | GEN1 | Wood/Wood Waste Biomass | 38 | IPP Non-CHP
10823 | Deer Island Treatment Plant | G101 | Petroleum Liquids | 26 | Commercial CHP
10823 | Deer Island Treatment Plant | G201 | Petroleum Liquids | 26 | Commercial CHP
10823 | Deer Island Treatment Plant | H101 | Conventional Hydroelectric | 1 | Commercial CHP
10823 | Deer Island Treatment Plant | H201 | Conventional Hydroelectric | 1 | Commercial CHP
10823 | Deer Island Treatment Plant | PV101 | Solar Photovoltaic | 0.1 | Commercial CHP
10823 | Deer Island Treatment Plant | S101 | Other Waste Biomass | 17.5 | Commercial CHP
10823 | Deer Island Treatment Plant | WT101 | Onshore Wind Turbine | 0.6 | Commercial CHP
10823 | Deer Island Treatment Plant | WT102 | Onshore Wind Turbine | 0.6 | Commercial CHP
10824 | Oakdale Power Station | OAKD | Conventional Hydroelectric | 3.5 | IPP Non-CHP
10825 | Cosgrove Intake and Power Station | UNI1 | Conventional Hydroelectric | 1.6 | IPP Non-CHP
10825 | Cosgrove Intake and Power Station | UNI2 | Conventional Hydroelectric | 1.6 | IPP Non-CHP
10836 | Woodland Biomass Power Ltd | GEN1 | Wood/Wood Waste Biomass | 28 | IPP Non-CHP
10837 | Covanta Mendota | GEN1 | Wood/Wood Waste Biomass | 28 | IPP Non-CHP
10838 | Springfield Power LLC | GEN1 | Wood/Wood Waste Biomass | 20 | IPP Non-CHP
10839 | DG Whitefield LLC | GEN1 | Wood/Wood Waste Biomass | 19.9 | IPP Non-CHP
10840 | Covanta Delano Energy | GEN1 | Wood/Wood Waste Biomass | 31.8 | IPP Non-CHP
10840 | Covanta Delano Energy | GEN2 | Wood/Wood Waste Biomass | 25.2 | IPP Non-CHP
10848 | Walden | GEN1 | Conventional Hydroelectric | 1.2 | IPP Non-CHP
10848 | Walden | GEN2 | Conventional Hydroelectric | 0.8 | IPP Non-CHP
10848 | Walden | GEN3 | Conventional Hydroelectric | 0.4 | IPP Non-CHP
10849 | Silver Bay Power | GEN1 | Conventional Steam Coal | 50 | Industrial CHP
10849 | Silver Bay Power | GEN2 | Conventional Steam Coal | 81.6 | Industrial CHP
10853 | Center Falls | 1 | Conventional Hydroelectric | 0.4 | Industrial Non-CHP
10853 | Center Falls | 2 | Conventional Hydroelectric | 0.4 | Industrial Non-CHP
10853 | Center Falls | 3 | Conventional Hydroelectric | 0.3 | Industrial Non-CHP
10855 | Cargill Corn Milling Division | GEN1 | Conventional Steam Coal | 20 | Industrial CHP
10855 | Cargill Corn Milling Division | GEN2 | Conventional Steam Coal | 20 | Industrial CHP
10860 | Archer Daniels Midland Clinton | 1A | Conventional Steam Coal | 75 | Industrial CHP
10860 | Archer Daniels Midland Clinton | 2A | Conventional Steam Coal | 105 | Industrial CHP
10861 | Archer Daniels Midland Des Moines | GEN1 | Conventional Steam Coal | 7.9 | Industrial CHP
10862 | Archer Daniels Midland Lincoln | GEN1 | Conventional Steam Coal | 7.9 | Industrial CHP
10863 | Archer Daniels Midland Mankato | GEN1 | Conventional Steam Coal | 6.1 | Industrial CHP
10864 | Archer Daniels Midland Cedar Rapids | GEN1 | Conventional Steam Coal | 31 | Industrial CHP
10864 | Archer Daniels Midland Cedar Rapids | GEN2 | Conventional Steam Coal | 31 | Industrial CHP
10864 | Archer Daniels Midland Cedar Rapids | GEN3 | Conventional Steam Coal | 31 | Industrial CHP
10864 | Archer Daniels Midland Cedar Rapids | GEN4 | Conventional Steam Coal | 31 | Industrial CHP
10864 | Archer Daniels Midland Cedar Rapids | GEN5 | Conventional Steam Coal | 31 | Industrial CHP
10864 | Archer Daniels Midland Cedar Rapids | GEN6 | Conventional Steam Coal | 101.1 | Industrial CHP
10865 | Archer Daniels Midland Decatur | GEN2 | Conventional Steam Coal | 31 | Industrial CHP
10865 | Archer Daniels Midland Decatur | GEN3 | Conventional Steam Coal | 31 | Industrial CHP
10865 | Archer Daniels Midland Decatur | GEN4 | Conventional Steam Coal | 31 | Industrial CHP
10865 | Archer Daniels Midland Decatur | GEN5 | Conventional Steam Coal | 31 | Industrial CHP
10865 | Archer Daniels Midland Decatur | GEN6 | Conventional Steam Coal | 31 | Industrial CHP
10865 | Archer Daniels Midland Decatur | GEN7 | Conventional Steam Coal | 75 | Industrial CHP
10865 | Archer Daniels Midland Decatur | GEN8 | Conventional Steam Coal | 105 | Industrial CHP
10866 | Archer Daniels Midland Peoria | GEN6 | Natural Gas Fired Combustion Turbine | 18 | Industrial CHP
10866 | Archer Daniels Midland Peoria | GEN7 | Natural Gas Fired Combustion Turbine | 18 | Industrial CHP
10867 | Tate & Lyle Decatur Plant Cogen | GEN1 | Conventional Steam Coal | 62 | Industrial CHP
10869 | Biomass One LP | BBC | Wood/Wood Waste Biomass | 10 | IPP Non-CHP
10869 | Biomass One LP | GE | Wood/Wood Waste Biomass | 15 | IPP Non-CHP
10869 | Biomass One LP | GE-2 | Wood/Wood Waste Biomass | 15 | IPP Non-CHP
10870 | Hazelton | GEN1 | Natural Gas Fired Combustion Turbine | 72.5 | IPP Non-CHP
10870 | Hazelton | GEN2 | Natural Gas Fired Combustion Turbine | 33 | IPP Non-CHP
10870 | Hazelton | GEN3 | Natural Gas Fired Combustion Turbine | 33 | IPP Non-CHP
10870 | Hazelton | GEN4 | Natural Gas Fired Combustion Turbine | 33 | IPP Non-CHP
10872 | Kings Falls Hydroelectric | 1 | Conventional Hydroelectric | 1.6 | IPP Non-CHP
10873 | Coso Finance Partners | GEN1 | Geothermal | 32.2 | IPP Non-CHP
10873 | Coso Finance Partners | GEN2 | Geothermal | 30 | IPP Non-CHP
10873 | Coso Finance Partners | GEN3 | Geothermal | 30 | IPP Non-CHP
10874 | Coso Power Developers | GEN4 | Geothermal | 30 | IPP Non-CHP
10874 | Coso Power Developers | GEN5 | Geothermal | 30 | IPP Non-CHP
10874 | Coso Power Developers | GEN6 | Geothermal | 30 | IPP Non-CHP
10875 | Coso Energy Developers | GEN7 | Geothermal | 30 | IPP Non-CHP
10875 | Coso Energy Developers | GEN8 | Geothermal | 30 | IPP Non-CHP
10875 | Coso Energy Developers | GEN9 | Geothermal | 30 | IPP Non-CHP
10878 | Salton Sea Power Gen Co Unit 1 | EE11 | Geothermal | 10 | IPP Non-CHP
10879 | Salton Sea Power Gen Co - Unit 2 | GEN1 | Geothermal | 11.5 | IPP Non-CHP
10879 | Salton Sea Power Gen Co - Unit 2 | GEN2 | Geothermal | 5 | IPP Non-CHP
10879 | Salton Sea Power Gen Co - Unit 2 | GEN3 | Geothermal | 3.5 | IPP Non-CHP
10880 | Bidwell Ditch Project | GEN1 | Conventional Hydroelectric | 1.8 | IPP Non-CHP
10881 | Roaring Creek Water Power | GEN1 | Conventional Hydroelectric | 2 | IPP Non-CHP
10882 | Hatchet Creek Project | GEN1 | Conventional Hydroelectric | 6.8 | IPP Non-CHP
10883 | Medical Area Total Energy Plant | CT1 | Natural Gas Fired Combustion Turbine | 12.5 | Commercial CHP
10883 | Medical Area Total Energy Plant | CT2 | Natural Gas Fired Combustion Turbine | 12.5 | Commercial CHP
10883 | Medical Area Total Energy Plant | DEG1 | Petroleum Liquids | 6.8 | Commercial CHP
10883 | Medical Area Total Energy Plant | DEG2 | Petroleum Liquids | 6.8 | Commercial CHP
10883 | Medical Area Total Energy Plant | DEG3 | Petroleum Liquids | 6.8 | Commercial CHP
10883 | Medical Area Total Energy Plant | DEG4 | Petroleum Liquids | 6.8 | Commercial CHP
10883 | Medical Area Total Energy Plant | DEG5 | Petroleum Liquids | 6.8 | Commercial CHP
10883 | Medical Area Total Energy Plant | DEG6 | Petroleum Liquids | 6.8 | Commercial CHP
10883 | Medical Area Total Energy Plant | STG2 | Natural Gas Steam Turbine | 11 | Commercial CHP
10883 | Medical Area Total Energy Plant | STG3 | Natural Gas Steam Turbine | 11 | Commercial CHP
10884 | Olive View Medical Center | CTC1 | Natural Gas Fired Combustion Turbine | 2.8 | Commercial CHP
10884 | Olive View Medical Center | CTC2 | Natural Gas Fired Combustion Turbine | 2.8 | Commercial CHP
10902 | Victory Mills | GEN1 | Conventional Hydroelectric | 1.7 | IPP Non-CHP
10903 | Lockport Powerhouse | 1GEN | Conventional Hydroelectric | 8 | IPP Non-CHP
10903 | Lockport Powerhouse | 2GEN | Conventional Hydroelectric | 8 | IPP Non-CHP
50001 | Altamont Midway Ltd | WTGS | Onshore Wind Turbine | 10.9 | IPP Non-CHP
50002 | Pittsfield Generating LP | GEN1 | Natural Gas Fired Combined Cycle | 40.7 | IPP CHP
50002 | Pittsfield Generating LP | GEN2 | Natural Gas Fired Combined Cycle | 40.7 | IPP CHP
50002 | Pittsfield Generating LP | GEN3 | Natural Gas Fired Combined Cycle | 40.7 | IPP CHP
50002 | Pittsfield Generating LP | GEN4 | Natural Gas Fired Combined Cycle | 53.4 | IPP CHP
50003 | Chalk Cliff Cogen | GEN1 | Natural Gas Fired Combustion Turbine | 46 | IPP CHP
50006 | Linden Cogen Plant | GTG1 | Natural Gas Fired Combined Cycle | 95.2 | IPP CHP
50006 | Linden Cogen Plant | GTG2 | Natural Gas Fired Combined Cycle | 95.2 | IPP CHP
50006 | Linden Cogen Plant | GTG3 | Natural Gas Fired Combined Cycle | 95.2 | IPP CHP
50006 | Linden Cogen Plant | GTG4 | Natural Gas Fired Combined Cycle | 95.2 | IPP CHP
50006 | Linden Cogen Plant | GTG5 | Natural Gas Fired Combined Cycle | 95.2 | IPP CHP
50006 | Linden Cogen Plant | GTG6 | Natural Gas Fired Combined Cycle | 212.5 | IPP CHP
50006 | Linden Cogen Plant | STG1 | Natural Gas Fired Combined Cycle | 95.2 | IPP CHP
50006 | Linden Cogen Plant | STG2 | Natural Gas Fired Combined Cycle | 95.2 | IPP CHP
50006 | Linden Cogen Plant | STG3 | Natural Gas Fired Combined Cycle | 95.2 | IPP CHP
50010 | Glen Ferris Hydro | GEN1 | Conventional Hydroelectric | 0.4 | Industrial Non-CHP
50010 | Glen Ferris Hydro | GEN2 | Conventional Hydroelectric | 0.4 | Industrial Non-CHP
50010 | Glen Ferris Hydro | GEN3 | Conventional Hydroelectric | 0.4 | Industrial Non-CHP
50010 | Glen Ferris Hydro | GEN4 | Conventional Hydroelectric | 0.4 | Industrial Non-CHP
50010 | Glen Ferris Hydro | GEN5 | Conventional Hydroelectric | 0.4 | Industrial Non-CHP
50010 | Glen Ferris Hydro | GEN6 | Conventional Hydroelectric | 0.4 | Industrial Non-CHP
50010 | Glen Ferris Hydro | GEN7 | Conventional Hydroelectric | 1.9 | Industrial Non-CHP
50010 | Glen Ferris Hydro | GEN8 | Conventional Hydroelectric | 1.9 | Industrial Non-CHP
50011 | Hawks Nest Hydro | GEN1 | Conventional Hydroelectric | 25.5 | Industrial Non-CHP
50011 | Hawks Nest Hydro | GEN2 | Conventional Hydroelectric | 25.5 | Industrial Non-CHP
50011 | Hawks Nest Hydro | GEN3 | Conventional Hydroelectric | 25.5 | Industrial Non-CHP
50011 | Hawks Nest Hydro | GEN4 | Conventional Hydroelectric | 25.5 | Industrial Non-CHP
50024 | HGST San Jose Standby Generator | 50MW | Petroleum Liquids | 55.3 | Industrial Non-CHP
50026 | Corpus Refinery | FR6 | Natural Gas Fired Combustion Turbine | 47 | Industrial CHP
50028 | Plant 31 Paper Mill | GEN5 | Wood/Wood Waste Biomass | 25 | Industrial CHP
50028 | Plant 31 Paper Mill | GEN6 | Wood/Wood Waste Biomass | 20 | Industrial CHP
50031 | Mt Ida Hydroelectric | 3983 | Conventional Hydroelectric | 1.5 | IPP Non-CHP
50031 | Mt Ida Hydroelectric | 3986 | Conventional Hydroelectric | 1.5 | IPP Non-CHP
50034 | Valley Falls Hydroelectric Facility | GEN1 | Conventional Hydroelectric | 2.5 | IPP Non-CHP
50035 | MMWAC Resource Recovery Facility | ST1 | Municipal Solid Waste | 5 | Commercial Non-CHP
50036 | New Martinsville Hannibal Hydro | UNT1 | Conventional Hydroelectric | 18.7 | IPP Non-CHP
50036 | New Martinsville Hannibal Hydro | UNT2 | Conventional Hydroelectric | 18.7 | IPP Non-CHP
50037 | Rio Bravo Hydro Project | UNT1 | Conventional Hydroelectric | 7 | IPP Non-CHP
50037 | Rio Bravo Hydro Project | UNT2 | Conventional Hydroelectric | 7 | IPP Non-CHP
50039 | Kline Township Cogen Facility | GEN1 | Conventional Steam Coal | 59 | IPP CHP
50041 | Norton Powerhouse | GEN1 | Natural Gas Steam Turbine | 2.5 | Industrial CHP
50041 | Norton Powerhouse | GEN2 | Natural Gas Steam Turbine | 3.1 | Industrial CHP
50043 | Houston Chemical Complex Battleground | GT1 | Natural Gas Fired Combined Cycle | 104.2 | Industrial CHP
50043 | Houston Chemical Complex Battleground | GT2 | Natural Gas Fired Combined Cycle | 104.2 | Industrial CHP
50043 | Houston Chemical Complex Battleground | GT3 | Natural Gas Fired Combined Cycle | 84.9 | Industrial CHP
50043 | Houston Chemical Complex Battleground | ST | Natural Gas Fired Combined Cycle | 87.4 | Industrial CHP
50047 | International Paper Jay Hydro | GEN1 | Conventional Hydroelectric | 0.5 | Industrial Non-CHP
50047 | International Paper Jay Hydro | GEN2 | Conventional Hydroelectric | 0.5 | Industrial Non-CHP
50047 | International Paper Jay Hydro | GEN3 | Conventional Hydroelectric | 0.5 | Industrial Non-CHP
50047 | International Paper Jay Hydro | GEN4 | Conventional Hydroelectric | 0.5 | Industrial Non-CHP
50047 | International Paper Jay Hydro | GEN5 | Conventional Hydroelectric | 0.5 | Industrial Non-CHP
50047 | International Paper Jay Hydro | GEN6 | Conventional Hydroelectric | 0.6 | Industrial Non-CHP
50049 | Scotia Co-gen Humboldt Redwood Company LLC | GEN1 | Wood/Wood Waste Biomass | 12.5 | Industrial CHP
50049 | Scotia Co-gen Humboldt Redwood Company LLC | GEN2 | Wood/Wood Waste Biomass | 12.5 | Industrial CHP
50049 | Scotia Co-gen Humboldt Redwood Company LLC | GEN3 | Wood/Wood Waste Biomass | 7.5 | Industrial CHP
50051 | Penobscot Energy Recovery | GEN1 | Municipal Solid Waste | 25.3 | Commercial Non-CHP
50054 | Rice University | GEN1 | Natural Gas Fired Combustion Turbine | 3.1 | Commercial CHP
50054 | Rice University | GEN2 | Natural Gas Fired Combustion Turbine | 3.8 | Commercial CHP
50060 | Brown Station Road Plant I | 3972 | Landfill Gas | 0.9 | Commercial Non-CHP
50060 | Brown Station Road Plant I | 9314 | Landfill Gas | 0.9 | Commercial Non-CHP
50060 | Brown Station Road Plant I | 9340 | Landfill Gas | 0.9 | Commercial Non-CHP
50061 | San Diego State University | GEN2 | Natural Gas Fired Combined Cycle | 5.1 | Commercial CHP
50061 | San Diego State University | GEN3 | Natural Gas Fired Combined Cycle | 5.1 | Commercial CHP
50061 | San Diego State University | GEN4 | Natural Gas Fired Combined Cycle | 4.1 | Commercial CHP
50062 | San Joaquin Cogen | GEN1 | Natural Gas Fired Combustion Turbine | 46 | IPP Non-CHP
50064 | Univ of Calif Santa Cruz Cogeneration | 003 | Natural Gas Fired Combustion Turbine | 4.4 | Commercial CHP
50066 | Calistoga Power Plant | UNT1 | Geothermal | 88.2 | IPP Non-CHP
50066 | Calistoga Power Plant | UNT2 | Geothermal | 88.2 | IPP Non-CHP
50067 | Borger Plant | GEN1 | Other Gases | 37.5 | Industrial CHP
50071 | Palm Beach Renewable Energy Facility 1 | GEN1 | Municipal Solid Waste | 62.3 | IPP Non-CHP
50074 | Marcus Hook Refinery Cogen | GEN1 | Natural Gas Fired Combustion Turbine | 50.5 | IPP CHP
50076 | Santa Felicia Dam | UNT1 | Conventional Hydroelectric | 0.2 | IPP Non-CHP
50076 | Santa Felicia Dam | UNT2 | Conventional Hydroelectric | 1.1 | IPP Non-CHP
50077 | Waste Energy Services | CAT1 | Landfill Gas | 0.5 | IPP CHP
50077 | Waste Energy Services | CAT2 | Landfill Gas | 0.3 | IPP CHP
50077 | Waste Energy Services | CAT3 | Landfill Gas | 0.3 | IPP CHP
50077 | Waste Energy Services | CAT4 | Landfill Gas | 0.3 | IPP CHP
50079 | Goodyear Lake Plant | GEN1 | Conventional Hydroelectric | 0.8 | IPP Non-CHP
50079 | Goodyear Lake Plant | GEN2 | Conventional Hydroelectric | 0.6 | IPP Non-CHP
50080 | Otis Hydro | GEN1 | Conventional Hydroelectric | 5.1 | Industrial Non-CHP
50080 | Otis Hydro | GEN2 | Conventional Hydroelectric | 5.1 | Industrial Non-CHP
50081 | International Paper Riley Hydro | GEN1 | Conventional Hydroelectric | 1.1 | Industrial Non-CHP
50081 | International Paper Riley Hydro | GEN2 | Conventional Hydroelectric | 1.1 | Industrial Non-CHP
50081 | International Paper Riley Hydro | GEN3 | Conventional Hydroelectric | 1.1 | Industrial Non-CHP
50081 | International Paper Riley Hydro | GEN4 | Conventional Hydroelectric | 1.1 | Industrial Non-CHP
50081 | International Paper Riley Hydro | GEN5 | Conventional Hydroelectric | 1.1 | Industrial Non-CHP
50081 | International Paper Riley Hydro | GEN6 | Conventional Hydroelectric | 1.1 | Industrial Non-CHP
50082 | International Paper Livermore Hydro | GEN1 | Conventional Hydroelectric | 1.1 | Industrial Non-CHP
50082 | International Paper Livermore Hydro | GEN2 | Conventional Hydroelectric | 1.1 | Industrial Non-CHP
50082 | International Paper Livermore Hydro | GEN3 | Conventional Hydroelectric | 1.1 | Industrial Non-CHP
50082 | International Paper Livermore Hydro | GEN4 | Conventional Hydroelectric | 1.2 | Industrial Non-CHP
50082 | International Paper Livermore Hydro | GEN5 | Conventional Hydroelectric | 1.1 | Industrial Non-CHP
50082 | International Paper Livermore Hydro | GEN6 | Conventional Hydroelectric | 0.7 | Industrial Non-CHP
50082 | International Paper Livermore Hydro | GEN7 | Conventional Hydroelectric | 0.9 | Industrial Non-CHP
50082 | International Paper Livermore Hydro | GEN8 | Conventional Hydroelectric | 1 | Industrial Non-CHP
50082 | International Paper Livermore Hydro | GEN9 | Conventional Hydroelectric | 1 | Industrial Non-CHP
50087 | Univ of Massachusetts Medical Center | GEN1 | Natural Gas Steam Turbine | 2.5 | Commercial CHP
50087 | Univ of Massachusetts Medical Center | GEN2 | Natural Gas Steam Turbine | 2.5 | Commercial CHP
50087 | Univ of Massachusetts Medical Center | GEN3 | Natural Gas Steam Turbine | 5 | Commercial CHP
50087 | Univ of Massachusetts Medical Center | GEN4 | Natural Gas Fired Combustion Turbine | 7.5 | Commercial CHP
50088 | University of Northern Iowa | GEN1 | Conventional Steam Coal | 7.5 | Commercial CHP
50089 | Univ of San Francisco Cogen | S-17 | Natural Gas Internal Combustion Engine | 1.5 | Commercial CHP
50091 | Sheep Creek Hydro | TB1 | Conventional Hydroelectric | 1.3 | IPP Non-CHP
50091 | Sheep Creek Hydro | TB2 | Conventional Hydroelectric | 0.3 | IPP Non-CHP
50093 | Chateaugay High Falls Hydro | WT | Conventional Hydroelectric | 1.7 | IPP Non-CHP
50094 | Veolia Energy Trenton L.P. | 7214 | Natural Gas Internal Combustion Engine | 6 | Commercial CHP
50099 | Tamarack Energy Partnership | GEN1 | Wood/Wood Waste Biomass | 6.2 | IPP CHP
50101 | WestRock (TX) | GEN1 | Wood/Wood Waste Biomass | 7.5 | Industrial CHP
50101 | WestRock (TX) | GEN2 | Wood/Wood Waste Biomass | 32.6 | Industrial CHP
50101 | WestRock (TX) | GEN3 | Wood/Wood Waste Biomass | 17.6 | Industrial CHP
50103 | China Mill Hydro | GEN 1 | Conventional Hydroelectric | 1.7 | IPP Non-CHP
50105 | Ground Water Pumping Station | GPS1 | Conventional Hydroelectric | 0.9 | IPP Non-CHP
50105 | Ground Water Pumping Station | GPS2 | Conventional Hydroelectric | 0.9 | IPP Non-CHP
50105 | Ground Water Pumping Station | GPS3 | Conventional Hydroelectric | 0.9 | IPP Non-CHP
50105 | Ground Water Pumping Station | GPS4 | Conventional Hydroelectric | 0.9 | IPP Non-CHP
50105 | Ground Water Pumping Station | GPS5 | Conventional Hydroelectric | 0.9 | IPP Non-CHP
50105 | Ground Water Pumping Station | GPS6 | Conventional Hydroelectric | 0.9 | IPP Non-CHP
50109 | Paris Energy Center | GEN1 | Natural Gas Fired Combined Cycle | 87.8 | IPP Non-CHP
50109 | Paris Energy Center | GEN2 | Natural Gas Fired Combined Cycle | 87.8 | IPP Non-CHP
50109 | Paris Energy Center | GEN3 | Natural Gas Fired Combined Cycle | 90 | IPP Non-CHP
50110 | Sierra Pacific Burney Facility | GEN1 | Wood/Wood Waste Biomass | 20 | Industrial CHP
50112 | Sierra Pacific Quincy Facility | GEN1 | Wood/Wood Waste Biomass | 20 | Industrial CHP
50112 | Sierra Pacific Quincy Facility | GEN2 | Wood/Wood Waste Biomass | 7.5 | Industrial CHP
50115 | US Borax | GEN1 | Natural Gas Fired Combustion Turbine | 48.2 | Industrial CHP
50118 | Hal C Weaver Power Plant | GEN10 | Natural Gas Fired Combined Cycle | 34.4 | Commercial CHP
50118 | Hal C Weaver Power Plant | GEN4 | Natural Gas Fired Combined Cycle | 7.6 | Commercial CHP
50118 | Hal C Weaver Power Plant | GEN5 | Natural Gas Fired Combined Cycle | 6 | Commercial CHP
50118 | Hal C Weaver Power Plant | GEN7 | Natural Gas Fired Combined Cycle | 28.8 | Commercial CHP
50118 | Hal C Weaver Power Plant | GEN8 | Natural Gas Fired Combined Cycle | 48.5 | Commercial CHP
50118 | Hal C Weaver Power Plant | GEN9 | Natural Gas Fired Combined Cycle | 27.2 | Commercial CHP
50119 | Phillips 66 Rodeo Refinery | GENA | Other Gases | 18.3 | Industrial CHP
50119 | Phillips 66 Rodeo Refinery | GENB | Other Gases | 18.3 | Industrial CHP
50119 | Phillips 66 Rodeo Refinery | GENC | Other Gases | 18.3 | Industrial CHP
50121 | Valero Refinery Corpus Christi West | PRU | All Other | 12 | Industrial Non-CHP
50121 | Valero Refinery Corpus Christi West | TG1 | Petroleum Coke | 28.6 | Industrial Non-CHP
50121 | Valero Refinery Corpus Christi West | TG2 | Petroleum Coke | 28.6 | Industrial Non-CHP
50123 | Normanskill Hydro Project | GEN1 | Conventional Hydroelectric | 1.2 | IPP Non-CHP
50126 | Ottauquechee Hydro | 1 | Conventional Hydroelectric | 1.2 | IPP Non-CHP
50126 | Ottauquechee Hydro | 2 | Conventional Hydroelectric | 0.6 | IPP Non-CHP
50127 | CCI Signal Hill LLC | GTA | Natural Gas Fired Combined Cycle | 20 | IPP Non-CHP
50127 | CCI Signal Hill LLC | GTB | Natural Gas Fired Combined Cycle | 20 | IPP Non-CHP
50127 | CCI Signal Hill LLC | GTC | Natural Gas Fired Combined Cycle | 20 | IPP Non-CHP
50127 | CCI Signal Hill LLC | STD | Natural Gas Fired Combined Cycle | 20 | IPP Non-CHP
50128 | Clear Lake Hydro Project | 3381 | Conventional Hydroelectric | 2.5 | IPP Non-CHP
50129 | Indian Valley Dam Hydro Project | 1641 | Conventional Hydroelectric | 1.4 | IPP Non-CHP
50129 | Indian Valley Dam Hydro Project | 1642 | Conventional Hydroelectric | 1.4 | IPP Non-CHP
50129 | Indian Valley Dam Hydro Project | 8332 | Conventional Hydroelectric | 0.1 | IPP Non-CHP
50131 | Coalinga Cogeneration | K100 | Natural Gas Fired Combustion Turbine | 38.4 | IPP CHP
50134 | Sycamore Cogeneration | GTAG | Natural Gas Fired Combustion Turbine | 75 | IPP CHP
50134 | Sycamore Cogeneration | GTBG | Natural Gas Fired Combustion Turbine | 75 | IPP CHP
50134 | Sycamore Cogeneration | GTCG | Natural Gas Fired Combustion Turbine | 75 | IPP CHP
50134 | Sycamore Cogeneration | GTDG | Natural Gas Fired Combustion Turbine | 75 | IPP CHP
50136 | South Oaks Hospital | CG1 | Natural Gas Internal Combustion Engine | 0.2 | Commercial CHP
50136 | South Oaks Hospital | CG2 | Natural Gas Internal Combustion Engine | 0.2 | Commercial CHP
50136 | South Oaks Hospital | CG3 | Natural Gas Internal Combustion Engine | 0.2 | Commercial CHP
50136 | South Oaks Hospital | CG4 | Natural Gas Internal Combustion Engine | 0.2 | Commercial CHP
50136 | South Oaks Hospital | CG5 | Natural Gas Internal Combustion Engine | 0.2 | Commercial CHP
50137 | Newgulf Cogen | GEN1 | Natural Gas Fired Combustion Turbine | 101.9 | IPP Non-CHP
50141 | Snider Industries | WGN1 | Wood/Wood Waste Biomass | 5 | Industrial CHP
50146 | Imperial Savannah LP | GENA | Natural Gas Steam Turbine | 2.7 | Industrial CHP
50146 | Imperial Savannah LP | GENB | Natural Gas Steam Turbine | 3 | Industrial CHP
50146 | Imperial Savannah LP | GENC | Natural Gas Steam Turbine | 1 | Industrial CHP
50146 | Imperial Savannah LP | GEND | Natural Gas Steam Turbine | 5 | Industrial CHP
50147 | R E Badger Filtration Plant | 1 | Conventional Hydroelectric | 1.4 | IPP Non-CHP
50148 | Linde Wilmington | GEN1 | Natural Gas Fired Combined Cycle | 25 | Industrial CHP
50148 | Linde Wilmington | GEN2 | Natural Gas Fired Combined Cycle | 6 | Industrial CHP
50150 | Union Carbide Seadrift Cogen | GE10 | Natural Gas Fired Combined Cycle | 15 | Industrial CHP
50150 | Union Carbide Seadrift Cogen | GE11 | Natural Gas Fired Combined Cycle | 35 | Industrial CHP
50150 | Union Carbide Seadrift Cogen | GEN5 | Natural Gas Fired Combined Cycle | 15 | Industrial CHP
50150 | Union Carbide Seadrift Cogen | GEN6 | Natural Gas Fired Combined Cycle | 35 | Industrial CHP
50150 | Union Carbide Seadrift Cogen | GEN7 | Natural Gas Fired Combined Cycle | 6 | Industrial CHP
50150 | Union Carbide Seadrift Cogen | GEN8 | Natural Gas Fired Combined Cycle | 35 | Industrial CHP
50150 | Union Carbide Seadrift Cogen | GEN9 | Natural Gas Fired Combined Cycle | 15 | Industrial CHP
50150 | Union Carbide Seadrift Cogen | IGT | Natural Gas Fired Combined Cycle | 12 | Industrial CHP
50152 | Dow St Charles Operations | CGN1 | Natural Gas Fired Combined Cycle | 125.8 | Industrial CHP
50152 | Dow St Charles Operations | CGN2 | Natural Gas Fired Combined Cycle | 125.8 | Industrial CHP
50152 | Dow St Charles Operations | CSTG | Natural Gas Fired Combined Cycle | 50 | Industrial CHP
50152 | Dow St Charles Operations | STG | Natural Gas Fired Combined Cycle | 22 | Industrial CHP
50153 | Texas City Plant Union Carbide | STG | All Other | 56 | Industrial CHP
50156 | Bear Creek | GEN1 | Conventional Hydroelectric | 3.2 | IPP Non-CHP
50157 | Sanford Dam | 1 | Conventional Hydroelectric | 1.2 | IPP Non-CHP
50157 | Sanford Dam | 2 | Conventional Hydroelectric | 1.2 | IPP Non-CHP
50157 | Sanford Dam | 3 | Conventional Hydroelectric | 1.2 | IPP Non-CHP
50158 | Edenville | 1 | Conventional Hydroelectric | 2.4 | IPP Non-CHP
50158 | Edenville | 2 | Conventional Hydroelectric | 2.4 | IPP Non-CHP
50159 | Secord | 1 | Conventional Hydroelectric | 1.2 | IPP Non-CHP
50160 | Smallwood | 1 | Conventional Hydroelectric | 1.2 | IPP Non-CHP
50166 | International Paper Woronoco Mill | GEN2 | Conventional Hydroelectric | 1.8 | Industrial Non-CHP
50169 | Wichita Plant | GEN1 | Natural Gas Fired Combustion Turbine | 43.7 | Industrial CHP
50170 | Berry Cogen | GEN1 | Natural Gas Fired Combustion Turbine | 38.7 | Industrial CHP
50175 | Emporia | GEN1 | Conventional Hydroelectric | 2 | IPP Non-CHP
50175 | Emporia | GEN2 | Conventional Hydroelectric | 0.5 | IPP Non-CHP
50176 | Union Falls | GEN1 | Conventional Hydroelectric | 1.3 | IPP Non-CHP
50176 | Union Falls | GEN2 | Conventional Hydroelectric | 1.3 | IPP Non-CHP
50177 | Blackstone/Tupperware | GEN1 | Conventional Hydroelectric | 0.4 | IPP Non-CHP
50177 | Blackstone/Tupperware | GEN2 | Conventional Hydroelectric | 0.4 | IPP Non-CHP
50177 | Blackstone/Tupperware | GEN3 | Conventional Hydroelectric | 0.4 | IPP Non-CHP
50177 | Blackstone/Tupperware | GEN4 | Conventional Hydroelectric | 0.4 | IPP Non-CHP
50178 | Halifax | GEN1 | Conventional Hydroelectric | 0.8 | IPP Non-CHP
50178 | Halifax | GEN2 | Conventional Hydroelectric | 0.4 | IPP Non-CHP
50178 | Halifax | GEN3 | Conventional Hydroelectric | 0.4 | IPP Non-CHP
50179 | Box Canyon Dam | GEN1 | Conventional Hydroelectric | 2.5 | IPP Non-CHP
50179 | Box Canyon Dam | GEN2 | Conventional Hydroelectric | 2.5 | IPP Non-CHP
50180 | Olsen | GEN1 | Conventional Hydroelectric | 5 | IPP Non-CHP
50184 | Weyerhaeuser Columbus MS | TG1 | Wood/Wood Waste Biomass | 64 | Industrial CHP
50184 | Weyerhaeuser Columbus MS | TG2 | Wood/Wood Waste Biomass | 46 | Industrial CHP
50184 | Weyerhaeuser Columbus MS | TG3 | Wood/Wood Waste Biomass | 14.6 | Industrial CHP
50184 | Weyerhaeuser Columbus MS | TG4 | Wood/Wood Waste Biomass | 4 | Industrial CHP
50185 | Cosmo Specialty Fibers Plant | TG1 | Wood/Wood Waste Biomass | 7.5 | Industrial CHP
50185 | Cosmo Specialty Fibers Plant | TG2 | Wood/Wood Waste Biomass | 7.5 | Industrial CHP
50187 | Weyerhaeuser Longview WA | TG1 | Wood/Wood Waste Biomass | 5 | Industrial CHP
50187 | Weyerhaeuser Longview WA | TG2 | Wood/Wood Waste Biomass | 5 | Industrial CHP
50187 | Weyerhaeuser Longview WA | TG4 | Wood/Wood Waste Biomass | 18 | Industrial CHP
50187 | Weyerhaeuser Longview WA | TG5 | Wood/Wood Waste Biomass | 31.4 | Industrial CHP
50188 | Weyerhaeuser New Bern NC | TG2 | Wood/Wood Waste Biomass | 38.1 | Industrial CHP
50189 | Domtar Paper Co LLC Plymouth NC | TG10 | Wood/Wood Waste Biomass | 72 | Industrial CHP
50189 | Domtar Paper Co LLC Plymouth NC | TG7 | Wood/Wood Waste Biomass | 7.5 | Industrial CHP
50189 | Domtar Paper Co LLC Plymouth NC | TG8 | Wood/Wood Waste Biomass | 25 | Industrial CHP
50189 | Domtar Paper Co LLC Plymouth NC | TG9 | Wood/Wood Waste Biomass | 42 | Industrial CHP
50190 | Domtar Paper Company Rothschild | HG1 | Conventional Hydroelectric | 0.6 | Industrial Non-CHP
50190 | Domtar Paper Company Rothschild | HG2 | Conventional Hydroelectric | 0.5 | Industrial Non-CHP
50190 | Domtar Paper Company Rothschild | HG3 | Conventional Hydroelectric | 0.6 | Industrial Non-CHP
50190 | Domtar Paper Company Rothschild | HG4 | Conventional Hydroelectric | 0.5 | Industrial Non-CHP
50190 | Domtar Paper Company Rothschild | HG5 | Conventional Hydroelectric | 1 | Industrial Non-CHP
50190 | Domtar Paper Company Rothschild | HG6 | Conventional Hydroelectric | 0.7 | Industrial Non-CHP
50190 | Domtar Paper Company Rothschild | HG7 | Conventional Hydroelectric | 0.5 | Industrial Non-CHP
50191 | IP Springfield Oregon | TG1 | Wood/Wood Waste Biomass | 7.5 | Industrial CHP
50191 | IP Springfield Oregon | TG2 | Wood/Wood Waste Biomass | 5 | Industrial CHP
50191 | IP Springfield Oregon | TG3 | Wood/Wood Waste Biomass | 12.5 | Industrial CHP
50191 | IP Springfield Oregon | TG4 | Wood/Wood Waste Biomass | 40 | Industrial CHP
50192 | International Paper Valliant OK | TG1 | Wood/Wood Waste Biomass | 68 | Industrial CHP
50200 | B Braun Medical | GEN1 | Natural Gas Fired Combustion Turbine | 2.8 | Industrial CHP
50200 | B Braun Medical | GEN2 | Natural Gas Fired Combustion Turbine | 3.3 | Industrial CHP
50201 | Rabun Gap Cogen Facility | ST2 | Wood/Wood Waste Biomass | 20 | IPP Non-CHP
50202 | WPS Power Niagara | GEN1 | Wood/Wood Waste Biomass | 56 | IPP Non-CHP
50203 | US Gypsum Oakfield | GEN1 | Natural Gas Fired Combustion Turbine | 5.8 | Industrial CHP
50205 | Williams Ignacio Natural Gas Plant | 7101 | All Other | 6.1 | Industrial Non-CHP
50206 | Vallecito Hydroelectric | GEN1 | Conventional Hydroelectric | 0.8 | IPP Non-CHP
50206 | Vallecito Hydroelectric | GEN2 | Conventional Hydroelectric | 2.5 | IPP Non-CHP
50206 | Vallecito Hydroelectric | GEN3 | Conventional Hydroelectric | 2.5 | IPP Non-CHP
50208 | Pinetree Power | GEN1 | Wood/Wood Waste Biomass | 17.5 | IPP Non-CHP
50210 | Vulcan-BN Geothermal Power Company | GEN1 | Geothermal | 30.1 | IPP Non-CHP
50210 | Vulcan-BN Geothermal Power Company | GEN2 | Geothermal | 9.5 | IPP Non-CHP
50215 | York County Resource Recovery | GEN1 | Municipal Solid Waste | 36.5 | IPP Non-CHP
50216 | Watson Cogeneration | GN91 | Natural Gas Fired Combined Cycle | 82 | Industrial CHP
50216 | Watson Cogeneration | GN92 | Natural Gas Fired Combined Cycle | 82 | Industrial CHP
50216 | Watson Cogeneration | GN93 | Natural Gas Fired Combined Cycle | 82 | Industrial CHP
50216 | Watson Cogeneration | GN94 | Natural Gas Fired Combined Cycle | 82 | Industrial CHP
50216 | Watson Cogeneration | GN95 | Natural Gas Fired Combined Cycle | 38.5 | Industrial CHP
50216 | Watson Cogeneration | GN96 | Natural Gas Fired Combined Cycle | 38.5 | Industrial CHP
50218 | Woodward Power Plant | U1 | Conventional Hydroelectric | 2.8 | IPP Non-CHP
50219 | Frankenheimer Power Plant | U1 | Conventional Hydroelectric | 5.3 | IPP Non-CHP
50223 | Nelson Creek | 1296 | Conventional Hydroelectric | 1.2 | IPP Non-CHP
50224 | Oxnard Wastewater Treatment Plant | 7610 | Other Waste Biomass | 0.5 | Commercial CHP
50224 | Oxnard Wastewater Treatment Plant | 7710 | Other Waste Biomass | 0.5 | Commercial CHP
50224 | Oxnard Wastewater Treatment Plant | 7810 | Other Waste Biomass | 0.5 | Commercial CHP
50225 | Regional Waste Systems | TG1 | Municipal Solid Waste | 13.3 | IPP Non-CHP
50228 | Rocky Brook Hydroelectric | GEN1 | Conventional Hydroelectric | 1.6 | IPP Non-CHP
50229 | Texas Petrochemicals | TG2 | Natural Gas Steam Turbine | 35 | Industrial CHP
50230 | Robbins Lumber | CAT | Petroleum Liquids | 2 | Industrial CHP
50230 | Robbins Lumber | WEST | Wood/Wood Waste Biomass | 1.2 | Industrial CHP
50231 | SDS Lumber Gorge Energy Division | TG2 | Wood/Wood Waste Biomass | 5 | Industrial CHP
50231 | SDS Lumber Gorge Energy Division | TG3 | Wood/Wood Waste Biomass | 5 | Industrial CHP
50233 | San Dimas Wash Generating Station | 4011 | Conventional Hydroelectric | 1 | IPP Non-CHP
50234 | San Antonio Regional Hospital | 2074 | Natural Gas Internal Combustion Engine | 0.9 | Commercial CHP
50234 | San Antonio Regional Hospital | 2075 | Natural Gas Internal Combustion Engine | 0.9 | Commercial CHP
50234 | San Antonio Regional Hospital | 2076 | Natural Gas Internal Combustion Engine | 0.9 | Commercial CHP
50240 | Purdue University | GEN1 | Natural Gas Steam Turbine | 30.8 | Commercial CHP
50240 | Purdue University | GEN2 | Natural Gas Steam Turbine | 10.6 | Commercial CHP
50240 | Purdue University | GEN3 | Petroleum Liquids | 1.8 | Commercial CHP
50241 | Providence Memorial Hospital | 9541 | Natural Gas Internal Combustion Engine | 2.1 | Commercial CHP
50241 | Providence Memorial Hospital | 9542 | Natural Gas Internal Combustion Engine | 2.1 | Commercial CHP
50242 | VC Porterdale Hydroelectric | TB-1 | Conventional Hydroelectric | 1.5 | IPP Non-CHP
50242 | VC Porterdale Hydroelectric | TB-2 | Conventional Hydroelectric | 1.5 | IPP Non-CHP
50243 | Bucksport Generation LLC | GEN2 | Wood/Wood Waste Biomass | 15.6 | IPP CHP
50243 | Bucksport Generation LLC | GEN3 | Wood/Wood Waste Biomass | 72 | IPP CHP
50243 | Bucksport Generation LLC | GEN4 | Natural Gas Fired Combustion Turbine | 186.8 | IPP CHP
50243 | Bucksport Generation LLC | GEN5 | Wood/Wood Waste Biomass | 24 | IPP CHP
50244 | Canton North Carolina | GEN8 | Conventional Steam Coal | 7.5 | Industrial CHP
50244 | Canton North Carolina | GEN9 | Conventional Steam Coal | 7.5 | Industrial CHP
50244 | Canton North Carolina | GN10 | Conventional Steam Coal | 7.5 | Industrial CHP
50244 | Canton North Carolina | GN11 | Conventional Steam Coal | 7.5 | Industrial CHP
50244 | Canton North Carolina | GN12 | Conventional Steam Coal | 10 | Industrial CHP
50244 | Canton North Carolina | GN13 | Conventional Steam Coal | 12.5 | Industrial CHP
50250 | International Paper Pensacola | GEN1 | Wood/Wood Waste Biomass | 39.6 | Industrial CHP
50250 | International Paper Pensacola | GEN2 | Wood/Wood Waste Biomass | 43.2 | Industrial CHP
50251 | Verso Paper Quinnesec Mich Mill | GEN1 | Wood/Wood Waste Biomass | 28 | Industrial CHP
50251 | Verso Paper Quinnesec Mich Mill | GEN2 | Wood/Wood Waste Biomass | 28 | Industrial CHP
50252 | Sartell Dam | HG10 | Conventional Hydroelectric | 0.9 | Industrial Non-CHP
50252 | Sartell Dam | HG11 | Conventional Hydroelectric | 0.9 | Industrial Non-CHP
50252 | Sartell Dam | HG12 | Conventional Hydroelectric | 0.9 | Industrial Non-CHP
50252 | Sartell Dam | HG2 | Conventional Hydroelectric | 0.9 | Industrial Non-CHP
50252 | Sartell Dam | HG3 | Conventional Hydroelectric | 0.9 | Industrial Non-CHP
50252 | Sartell Dam | HG4 | Conventional Hydroelectric | 0.9 | Industrial Non-CHP
50252 | Sartell Dam | HG5 | Conventional Hydroelectric | 0.9 | Industrial Non-CHP
50252 | Sartell Dam | HG6 | Conventional Hydroelectric | 0.8 | Industrial Non-CHP
50252 | Sartell Dam | HG7 | Conventional Hydroelectric | 0.8 | Industrial Non-CHP
50252 | Sartell Dam | HG8 | Conventional Hydroelectric | 0.7 | Industrial Non-CHP
50252 | Sartell Dam | HG9 | Conventional Hydroelectric | 0.7 | Industrial Non-CHP
50254 | KapStone Kraft Paper Corp | GEN1 | Wood/Wood Waste Biomass | 28.3 | Industrial CHP
50260 | Oakwood Hospital & Medical Center | 1 2M | Petroleum Liquids | 2 | Commercial Non-CHP
50260 | Oakwood Hospital & Medical Center | 2 2M | Petroleum Liquids | 2 | Commercial Non-CHP
50260 | Oakwood Hospital & Medical Center | 500A | Petroleum Liquids | 0.5 | Commercial Non-CHP
50260 | Oakwood Hospital & Medical Center | 500KW | Petroleum Liquids | 0.5 | Commercial Non-CHP
50261 | New Lahontan | GEN1 | Conventional Hydroelectric | 4 | IPP Non-CHP
50267 | Redlands Water & Power | RED1 | Conventional Hydroelectric | 1.4 | IPP Non-CHP
50268 | Hewittville Hydroelectric | HY1 | Conventional Hydroelectric | 3 | IPP Non-CHP
50269 | Unionville Hydro Project 2499 NY | HY1 | Conventional Hydroelectric | 3 | IPP Non-CHP
50270 | ExxonMobil Santa Ynez Facility | GTG1 | Natural Gas Fired Combined Cycle | 39.5 | Industrial CHP
50270 | ExxonMobil Santa Ynez Facility | STG1 | Natural Gas Fired Combined Cycle | 9.8 | Industrial CHP
50273 | Pioneer Valley Resource Recovery | DLV1 | Municipal Solid Waste | 9.4 | IPP Non-CHP
50274 | Simplot Leasing Don Plant | GEN1 | All Other | 15.9 | Industrial CHP
50275 | Park 500 Philip Morris USA | TG3 | Natural Gas Steam Turbine | 13 | Industrial CHP
50276 | Wintec Energy Ltd | EXIS | Onshore Wind Turbine | 5.9 | IPP Non-CHP
50277 | ReEnergy Chateaugay Power Station | GEN1 | Wood/Wood Waste Biomass | 19.7 | IPP Non-CHP
50278 | Worumbo Hydro Station | GEN1 | Conventional Hydroelectric | 9.7 | IPP Non-CHP
50278 | Worumbo Hydro Station | GEN2 | Conventional Hydroelectric | 9.7 | IPP Non-CHP
50279 | Archbald Power Station | GEN1 | Landfill Gas | 23.2 | IPP Non-CHP
50279 | Archbald Power Station | GEN5 | Landfill Gas | 4.6 | IPP Non-CHP
50279 | Archbald Power Station | GEN6 | Landfill Gas | 4.6 | IPP Non-CHP
50279 | Archbald Power Station | Gen2 | Natural Gas Fired Combustion Turbine | 60.5 | IPP Non-CHP
50280 | Dahowa Hydro | GEN1 | Conventional Hydroelectric | 10.5 | IPP Non-CHP
50281 | San Gorgonio Farms Wind Farm | WGEN | Onshore Wind Turbine | 31 | IPP Non-CHP
50282 | Luke Mill | GEN1 | Conventional Steam Coal | 35 | Industrial CHP
50282 | Luke Mill | GEN2 | Conventional Steam Coal | 30 | Industrial CHP
50284 | American Eagle Paper Mills | TG3 | Conventional Steam Coal | 2.5 | Industrial CHP
50284 | American Eagle Paper Mills | TG4 | Conventional Steam Coal | 4.5 | Industrial CHP
50284 | American Eagle Paper Mills | TG5 | Conventional Steam Coal | 3 | Industrial CHP
50284 | American Eagle Paper Mills | TG6 | Conventional Steam Coal | 7.5 | Industrial CHP
50285 | Lower Village Water Power Project | 0001 | Conventional Hydroelectric | 0.6 | IPP Non-CHP
50285 | Lower Village Water Power Project | 0002 | Conventional Hydroelectric | 0.6 | IPP Non-CHP
50290 | SEMASS Resource Recovery | GEN1 | Municipal Solid Waste | 64.5 | IPP Non-CHP
50290 | SEMASS Resource Recovery | GEN2 | Municipal Solid Waste | 34 | IPP Non-CHP
50292 | Bethpage Power Plant | GEN1 | Natural Gas Fired Combined Cycle | 33.7 | IPP Non-CHP
50292 | Bethpage Power Plant | GEN2 | Natural Gas Fired Combined Cycle | 33.7 | IPP Non-CHP
50292 | Bethpage Power Plant | GEN3 | Natural Gas Fired Combined Cycle | 16.2 | IPP Non-CHP
50292 | Bethpage Power Plant | GEN4 | Petroleum Liquids | 0.4 | IPP Non-CHP
50292 | Bethpage Power Plant | GEN5 | Natural Gas Fired Combustion Turbine | 60 | IPP Non-CHP
50292 | Bethpage Power Plant | GEN6 | Natural Gas Fired Combined Cycle | 60 | IPP Non-CHP
50292 | Bethpage Power Plant | GEN7 | Natural Gas Fired Combined Cycle | 36 | IPP Non-CHP
50293 | Wadham Energy LP | GEN1 | Other Waste Biomass | 28.6 | IPP Non-CHP
50296 | Packaging Corp of America | GEN1 | Wood/Wood Waste Biomass | 50 | Industrial CHP
50296 | Packaging Corp of America | GEN2 | Wood/Wood Waste Biomass | 22.5 | Industrial CHP
50299 | AltaGas Ripon Energy Inc. | GEN1 | Natural Gas Fired Combustion Turbine | 49.5 | IPP CHP
50300 | AltaGas Pomona Energy Inc. | GEN1 | Natural Gas Fired Combustion Turbine | 46 | IPP CHP
50304 | Shell Deer Park | GEN1 | All Other | 51 | Industrial CHP
50304 | Shell Deer Park | GEN2 | All Other | 51 | Industrial CHP
50304 | Shell Deer Park | GEN4 | Other Gases | 75 | Industrial CHP
50304 | Shell Deer Park | GEN5 | Other Gases | 75 | Industrial CHP
50305 | LaFarge Alpena | GE10 | Petroleum Coke | 3.2 | Industrial CHP
50305 | LaFarge Alpena | GEN6 | Petroleum Coke | 12 | Industrial CHP
50305 | LaFarge Alpena | GEN7 | Petroleum Coke | 10 | Industrial CHP
50305 | LaFarge Alpena | GEN8 | Petroleum Coke | 11 | Industrial CHP
50305 | LaFarge Alpena | GEN9 | Petroleum Coke | 11 | Industrial CHP
50307 | University of Oklahoma | GEN1 | Natural Gas Steam Turbine | 7.5 | Commercial CHP
50307 | University of Oklahoma | GEN2 | Natural Gas Steam Turbine | 2.5 | Commercial CHP
50307 | University of Oklahoma | GEN3 | Natural Gas Steam Turbine | 2.5 | Commercial CHP
50307 | University of Oklahoma | GEN4 | Natural Gas Steam Turbine | 4.3 | Commercial CHP
50307 | University of Oklahoma | GEN5 | Petroleum Liquids | 1.8 | Commercial CHP
50308 | Utility Plants Section | GEN1 | Conventional Steam Coal | 5 | Electric Utility
50308 | Utility Plants Section | GEN3 | Conventional Steam Coal | 5 | Electric Utility
50308 | Utility Plants Section | GEN4 | Conventional Steam Coal | 5 | Electric Utility
50308 | Utility Plants Section | GEN5 | Conventional Steam Coal | 5 | Electric Utility
50310 | Standby Generation Plant | 1 | Natural Gas Internal Combustion Engine | 1.1 | Commercial Non-CHP
50310 | Standby Generation Plant | 1SB | Natural Gas Internal Combustion Engine | 1.3 | Commercial Non-CHP
50310 | Standby Generation Plant | 2 | Natural Gas Internal Combustion Engine | 1.1 | Commercial Non-CHP
50310 | Standby Generation Plant | 2SB | Natural Gas Internal Combustion Engine | 1.3 | Commercial Non-CHP
50310 | Standby Generation Plant | 3 | Natural Gas Internal Combustion Engine | 1.1 | Commercial Non-CHP
50310 | Standby Generation Plant | 3SB | Natural Gas Internal Combustion Engine | 1.3 | Commercial Non-CHP
50310 | Standby Generation Plant | 4SB | Natural Gas Internal Combustion Engine | 1.3 | Commercial Non-CHP
50310 | Standby Generation Plant | 5SB | Natural Gas Internal Combustion Engine | 1.3 | Commercial Non-CHP
50310 | Standby Generation Plant | 6SB | Natural Gas Internal Combustion Engine | 1.3 | Commercial Non-CHP
50310 | Standby Generation Plant | 7SB | Natural Gas Internal Combustion Engine | 1.3 | Commercial Non-CHP
50310 | Standby Generation Plant | 8SB | Natural Gas Internal Combustion Engine | 1.3 | Commercial Non-CHP
50311 | Passaic Valley Water Commission | GEN1 | Conventional Hydroelectric | 0.6 | IPP Non-CHP
50311 | Passaic Valley Water Commission | GEN2 | Conventional Hydroelectric | 0.6 | IPP Non-CHP
50311 | Passaic Valley Water Commission | GEN3 | Conventional Hydroelectric | 0.6 | IPP Non-CHP
50311 | Passaic Valley Water Commission | GEN4 | Conventional Hydroelectric | 0.6 | IPP Non-CHP
50312 | Pembroke Hydro | 1 | Conventional Hydroelectric | 2.7 | IPP Non-CHP
50315 | Chasm Hydro Partnership | 1100 | Conventional Hydroelectric | 1 | IPP Non-CHP
50315 | Chasm Hydro Partnership | 2600 | Conventional Hydroelectric | 0.6 | IPP Non-CHP
50316 | Bunge North America East LLC | 3516 | Natural Gas Steam Turbine | 2 | Industrial CHP
50318 | Par Sterile Products | 38-1 | Natural Gas Fired Combustion Turbine | 2.8 | Industrial CHP
50322 | Site 980 65 | GEN1 | Conventional Hydroelectric | 2.1 | IPP Non-CHP
50323 | Marco Ranch | 1 | Conventional Hydroelectric | 0.3 | IPP Non-CHP
50323 | Marco Ranch | 2 | Conventional Hydroelectric | 0.3 | IPP Non-CHP
50323 | Marco Ranch | 3 | Conventional Hydroelectric | 0.3 | IPP Non-CHP
50323 | Marco Ranch | 4 | Conventional Hydroelectric | 0.3 | IPP Non-CHP
50324 | Newfound Hydroelectric | 1 | Conventional Hydroelectric | 0.7 | IPP Non-CHP
50324 | Newfound Hydroelectric | 2 | Conventional Hydroelectric | 0.7 | IPP Non-CHP
50326 | Nalco | AT1 | Natural Gas Fired Combined Cycle | 4 | Commercial CHP
50326 | Nalco | DPOX | Natural Gas Fired Combined Cycle | 0.7 | Commercial CHP
50328 | Byllesby | 1 | Conventional Hydroelectric | 0.8 | IPP Non-CHP
50328 | Byllesby | 2 | Conventional Hydroelectric | 0.8 | IPP Non-CHP
50328 | Byllesby | 3 | Conventional Hydroelectric | 0.9 | IPP Non-CHP
50329 | West Point Treatment Plant | 4 | Other Waste Biomass | 2.3 | Commercial CHP
50329 | West Point Treatment Plant | 5 | Other Waste Biomass | 2.3 | Commercial CHP
50333 | Gay Robinson | DSL5 | Petroleum Liquids | 0.5 | Industrial Non-CHP
50333 | Gay Robinson | DSL6 | Petroleum Liquids | 0.5 | Industrial Non-CHP
50333 | Gay Robinson | HYD2 | Conventional Hydroelectric | 1.2 | Industrial Non-CHP
50337 | Mooseheart Power House | GEN1 | Natural Gas Internal Combustion Engine | 0.5 | Commercial CHP
50337 | Mooseheart Power House | GEN2 | Natural Gas Internal Combustion Engine | 0.5 | Commercial CHP
50337 | Mooseheart Power House | GEN3 | Natural Gas Internal Combustion Engine | 0.3 | Commercial CHP
50337 | Mooseheart Power House | GEN4 | Natural Gas Internal Combustion Engine | 0.5 | Commercial CHP
50341 | PCS Nitrogen Fertilizer LP | GEN2 | All Other | 10 | Industrial Non-CHP
50341 | PCS Nitrogen Fertilizer LP | GEN3 | Petroleum Liquids | 2 | Industrial Non-CHP
50341 | PCS Nitrogen Fertilizer LP | GEN4 | Petroleum Liquids | 2 | Industrial Non-CHP
50350 | Forks of Butte Hydro Project | GEN1 | Conventional Hydroelectric | 14.5 | IPP Non-CHP
50351 | Rolfe Canal Hydro | 1 | Conventional Hydroelectric | 4.3 | IPP Non-CHP
50352 | Nacimiento Hydro Project | 1 | Conventional Hydroelectric | 4 | IPP Non-CHP
50352 | Nacimiento Hydro Project | 2 | Conventional Hydroelectric | 0.4 | IPP Non-CHP
50353 | Penacook Lower Falls | 1 | Conventional Hydroelectric | 4.6 | IPP Non-CHP
50354 | Newport Hydro | 1 | Conventional Hydroelectric | 0.8 | IPP Non-CHP
50354 | Newport Hydro | 2 | Conventional Hydroelectric | 0.8 | IPP Non-CHP
50354 | Newport Hydro | 3 | Conventional Hydroelectric | 0.1 | IPP Non-CHP
50359 | Sloss Industries Corp | 10 | Other Gases | 12.5 | Industrial CHP
50359 | Sloss Industries Corp | 9 | Other Gases | 12.5 | Industrial CHP
50360 | Michell Butte Power Project | GEN1 | Conventional Hydroelectric | 1.8 | IPP Non-CHP
50361 | Owyhee Dam Power Project | GEN1 | Conventional Hydroelectric | 4.3 | IPP Non-CHP
50362 | Tunnel 1 Power Project | GEN1 | Conventional Hydroelectric | 7 | IPP Non-CHP
50363 | Mesquite Lake Energy Park Plant 2 | L313 | Wood/Wood Waste Biomass | 21 | IPP Non-CHP
50365 | Ridgewood Providence Power | PH21 | Landfill Gas | 1.6 | IPP Non-CHP
50365 | Ridgewood Providence Power | PH22 | Landfill Gas | 1.6 | IPP Non-CHP
50365 | Ridgewood Providence Power | PH23 | Landfill Gas | 1.6 | IPP Non-CHP
50365 | Ridgewood Providence Power | PH24 | Landfill Gas | 1.6 | IPP Non-CHP
50366 | University of Notre Dame | GEN1 | Natural Gas Steam Turbine | 3 | Commercial CHP
50366 | University of Notre Dame | GEN2 | Natural Gas Steam Turbine | 1.7 | Commercial CHP
50366 | University of Notre Dame | GEN3 | Petroleum Liquids | 1 | Commercial CHP
50366 | University of Notre Dame | GEN4 | Petroleum Liquids | 1 | Commercial CHP
50366 | University of Notre Dame | GEN5 | Conventional Steam Coal | 2 | Commercial CHP
50366 | University of Notre Dame | GEN6 | Conventional Steam Coal | 5 | Commercial CHP
50366 | University of Notre Dame | GEN7 | Conventional Steam Coal | 9.4 | Commercial CHP
50366 | University of Notre Dame | GEN8 | Petroleum Liquids | 1.9 | Commercial CHP
50366 | University of Notre Dame | GEN9 | Petroleum Liquids | 1.9 | Commercial CHP
50366 | University of Notre Dame | GN10 | Petroleum Liquids | 1.9 | Commercial CHP
50368 | Cornell University Central Heat | CT1 | Natural Gas Fired Combined Cycle | 15 | Commercial CHP
50368 | Cornell University Central Heat | CT2 | Natural Gas Fired Combined Cycle | 15 | Commercial CHP
50368 | Cornell University Central Heat | EDG1 | Petroleum Liquids | 1 | Commercial CHP
50368 | Cornell University Central Heat | EDG2 | Petroleum Liquids | 1 | Commercial CHP
50368 | Cornell University Central Heat | TG1 | Natural Gas Fired Combined Cycle | 1.8 | Commercial CHP
50368 | Cornell University Central Heat | TG2 | Natural Gas Fired Combined Cycle | 5.7 | Commercial CHP
50371 | The Mosaic Company, Plant City Facility | MI34 | All Other | 40.5 | Industrial CHP
50373 | Paxton Creek Cogeneration | GEN1 | Natural Gas Internal Combustion Engine | 6.3 | IPP CHP
50373 | Paxton Creek Cogeneration | GEN2 | Natural Gas Internal Combustion Engine | 6.3 | IPP CHP
50375 | East Portal Generator | GEN1 | Conventional Hydroelectric | 1.2 | IPP Non-CHP
50380 | Upriver Dam Hydro Plant | GEN1 | Conventional Hydroelectric | 2 | IPP Non-CHP
50380 | Upriver Dam Hydro Plant | GEN2 | Conventional Hydroelectric | 2 | IPP Non-CHP
50380 | Upriver Dam Hydro Plant | GEN3 | Conventional Hydroelectric | 2 | IPP Non-CHP
50380 | Upriver Dam Hydro Plant | GEN4 | Conventional Hydroelectric | 5.8 | IPP Non-CHP
50380 | Upriver Dam Hydro Plant | GEN5 | Conventional Hydroelectric | 5.8 | IPP Non-CHP
50382 | Twin Reservoirs | GEN1 | Conventional Hydroelectric | 2.2 | IPP Non-CHP
50384 | Gregg Falls | 1 | Conventional Hydroelectric | 2.2 | IPP Non-CHP
50384 | Gregg Falls | 2 | Conventional Hydroelectric | 1.3 | IPP Non-CHP
50385 | Newark Bay Cogeneration Partnership LP | GEN1 | Natural Gas Fired Combined Cycle | 42 | IPP Non-CHP
50385 | Newark Bay Cogeneration Partnership LP | GEN2 | Natural Gas Fired Combined Cycle | 42 | IPP Non-CHP
50385 | Newark Bay Cogeneration Partnership LP | GEN3 | Natural Gas Fired Combined Cycle | 55 | IPP Non-CHP
50386 | Windland | WING | Onshore Wind Turbine | 15.3 | IPP Non-CHP
50388 | Phillips 66 Carbon Plant | GEN1 | Petroleum Coke | 27.3 | Industrial CHP
50389 | Port Allen (LA) | GEN1 | Natural Gas Fired Combustion Turbine | 3.8 | Industrial CHP
50389 | Port Allen (LA) | GEN2 | Natural Gas Fired Combustion Turbine | 3.8 | Industrial CHP
50392 | Eielson AFB Central Heat & Power Plant | DG01 | Petroleum Liquids | 1.5 | Commercial CHP
50392 | Eielson AFB Central Heat & Power Plant | DG02 | Petroleum Liquids | 1.5 | Commercial CHP
50392 | Eielson AFB Central Heat & Power Plant | DG03 | Petroleum Liquids | 1.5 | Commercial CHP
50392 | Eielson AFB Central Heat & Power Plant | DG04 | Petroleum Liquids | 1.5 | Commercial CHP
50392 | Eielson AFB Central Heat & Power Plant | DG1 | Petroleum Liquids | 2.5 | Commercial CHP
50392 | Eielson AFB Central Heat & Power Plant | TG1 | Conventional Steam Coal | 2.5 | Commercial CHP
50392 | Eielson AFB Central Heat & Power Plant | TG2 | Conventional Steam Coal | 2.5 | Commercial CHP
50392 | Eielson AFB Central Heat & Power Plant | TG3 | Conventional Steam Coal | 5 | Commercial CHP
50392 | Eielson AFB Central Heat & Power Plant | TG4 | Conventional Steam Coal | 5 | Commercial CHP
50392 | Eielson AFB Central Heat & Power Plant | TG5 | Conventional Steam Coal | 10 | Commercial CHP
50393 | Friant Hydro Facility | FR1 | Conventional Hydroelectric | 18.4 | IPP Non-CHP
50393 | Friant Hydro Facility | M1 | Conventional Hydroelectric | 9.8 | IPP Non-CHP
50393 | Friant Hydro Facility | RO1 | Conventional Hydroelectric | 2.4 | IPP Non-CHP
50395 | Georgia-Pacific Corp - Nekoosa Mill | HY1 | Conventional Hydroelectric | 0.8 | Industrial CHP
50395 | Georgia-Pacific Corp - Nekoosa Mill | HY2 | Conventional Hydroelectric | 0.8 | Industrial CHP
50395 | Georgia-Pacific Corp - Nekoosa Mill | HY3 | Conventional Hydroelectric | 0.8 | Industrial CHP
50395 | Georgia-Pacific Corp - Nekoosa Mill | HY4 | Conventional Hydroelectric | 0.6 | Industrial CHP
50395 | Georgia-Pacific Corp - Nekoosa Mill | HY5 | Conventional Hydroelectric | 0.7 | Industrial CHP
50395 | Georgia-Pacific Corp - Nekoosa Mill | NHG1 | Conventional Hydroelectric | 0.2 | Industrial CHP
50395 | Georgia-Pacific Corp - Nekoosa Mill | TG14 | Wood/Wood Waste Biomass | 13.1 | Industrial CHP
50395 | Georgia-Pacific Corp - Nekoosa Mill | TG6 | Natural Gas Steam Turbine | 6 | Industrial CHP
50395 | Georgia-Pacific Corp - Nekoosa Mill | TG8 | Natural Gas Steam Turbine | 16 | Industrial CHP
50396 | Dillard Complex | GEN1 | Wood/Wood Waste Biomass | 5 | Industrial CHP
50396 | Dillard Complex | GEN2 | Wood/Wood Waste Biomass | 5 | Industrial CHP
50396 | Dillard Complex | GEN3 | Wood/Wood Waste Biomass | 7 | Industrial CHP
50396 | Dillard Complex | GEN4 | Wood/Wood Waste Biomass | 11.5 | Industrial CHP
50396 | Dillard Complex | GEN5 | Wood/Wood Waste Biomass | 11.5 | Industrial CHP
50396 | Dillard Complex | GEN6 | Wood/Wood Waste Biomass | 11.5 | Industrial CHP
50397 | P H Glatfelter | GEN1 | Conventional Steam Coal | 6 | Industrial CHP
50397 | P H Glatfelter | GEN2 | Conventional Steam Coal | 5.9 | Industrial CHP
50397 | P H Glatfelter | GEN3 | Conventional Steam Coal | 5.1 | Industrial CHP
50397 | P H Glatfelter | GEN4 | Conventional Steam Coal | 7.5 | Industrial CHP
50397 | P H Glatfelter | GEN5 | Conventional Steam Coal | 45.9 | Industrial CHP
50397 | P H Glatfelter | GEN6 | Wood/Wood Waste Biomass | 39.1 | Industrial CHP
50398 | International Paper Savanna Mill | GE10 | Wood/Wood Waste Biomass | 82.8 | Industrial CHP
50398 | International Paper Savanna Mill | GEN9 | Natural Gas Steam Turbine | 71.2 | Industrial CHP
50400 | Sand Bar Power Plant | GEN1 | Conventional Hydroelectric | 16.2 | IPP Non-CHP
50404 | BP Chemicals Green Lake Plant | TG2 | All Other | 15 | Industrial Non-CHP
50404 | BP Chemicals Green Lake Plant | TG3 | All Other | 23.8 | Industrial Non-CHP
50406 | Somerset Plant | GEN1 | Wood/Wood Waste Biomass | 48.5 | Industrial CHP
50406 | Somerset Plant | GEN2 | Wood/Wood Waste Biomass | 68.4 | Industrial CHP
50407 | Mobile Energy Services LLC | GEN5 | Wood/Wood Waste Biomass | 61 | IPP CHP
50407 | Mobile Energy Services LLC | GEN6 | Wood/Wood Waste Biomass | 35.7 | IPP CHP
50408 | Park Mill | 1 | Conventional Hydroelectric | 0.4 | Industrial Non-CHP
50408 | Park Mill | 10 | Conventional Hydroelectric | 0.3 | Industrial Non-CHP
50408 | Park Mill | 2 | Conventional Hydroelectric | 0.2 | Industrial Non-CHP
50408 | Park Mill | 3 | Conventional Hydroelectric | 0.4 | Industrial Non-CHP
50408 | Park Mill | 6 | Conventional Hydroelectric | 0.4 | Industrial Non-CHP
50408 | Park Mill | 7 | Conventional Hydroelectric | 0.4 | Industrial Non-CHP
50409 | Menominee Mill Marinette | 4 | Conventional Hydroelectric | 0.4 | Industrial Non-CHP
50409 | Menominee Mill Marinette | 5 | Conventional Hydroelectric | 0.4 | Industrial Non-CHP
50409 | Menominee Mill Marinette | 8 | Conventional Hydroelectric | 0.5 | Industrial Non-CHP
50409 | Menominee Mill Marinette | 9 | Conventional Hydroelectric | 0.5 | Industrial Non-CHP
50410 | Chester Operations | 5 | Petroleum Coke | 67 | Industrial CHP
50411 | University of Medicine Dentistry NJ | GEN1 | Natural Gas Fired Combustion Turbine | 3.5 | Commercial CHP
50411 | University of Medicine Dentistry NJ | GEN2 | Natural Gas Fired Combustion Turbine | 3.5 | Commercial CHP
50411 | University of Medicine Dentistry NJ | GEN3 | Natural Gas Fired Combustion Turbine | 3.5 | Commercial CHP
50413 | Olmsted Waste Energy | DGCAT | Petroleum Liquids | 1.7 | Commercial CHP
50413 | Olmsted Waste Energy | TG2 | Municipal Solid Waste | 2.2 | Commercial CHP
50413 | Olmsted Waste Energy | TG3 | Municipal Solid Waste | 5.5 | Commercial CHP
50413 | Olmsted Waste Energy | TGI | Municipal Solid Waste | 1.9 | Commercial CHP
50414 | Penacook Upper Falls Hydro | 1 | Conventional Hydroelectric | 3.4 | IPP Non-CHP
50416 | Tannery Island Power | GEN1 | Conventional Hydroelectric | 0.3 | IPP Non-CHP
50416 | Tannery Island Power | GEN2 | Conventional Hydroelectric | 0.3 | IPP Non-CHP
50416 | Tannery Island Power | GEN3 | Conventional Hydroelectric | 0.3 | IPP Non-CHP
50416 | Tannery Island Power | GEN4 | Conventional Hydroelectric | 0.3 | IPP Non-CHP
50416 | Tannery Island Power | GEN5 | Conventional Hydroelectric | 0.3 | IPP Non-CHP
50421 | Orchard Avenue 1 | 201 | Conventional Hydroelectric | 0.8 | IPP Non-CHP
50421 | Orchard Avenue 1 | 301 | Conventional Hydroelectric | 0.8 | IPP Non-CHP
50423 | Cowiche | 983 | Conventional Hydroelectric | 1.7 | IPP Non-CHP
50424 | Duluth Paper Mill | GEN1 | All Other | 10.6 | Industrial CHP
50426 | Warm Springs Forest Products | GEN1 | Wood/Wood Waste Biomass | 3 | Industrial CHP
50426 | Warm Springs Forest Products | GEN2 | Wood/Wood Waste Biomass | 3 | Industrial CHP
50426 | Warm Springs Forest Products | GEN3 | Wood/Wood Waste Biomass | 3 | Industrial CHP
50427 | Bronx Zoo | GEN1 | Natural Gas Internal Combustion Engine | 0.5 | Commercial CHP
50427 | Bronx Zoo | GEN2 | Natural Gas Internal Combustion Engine | 0.5 | Commercial CHP
50427 | Bronx Zoo | GEN3 | Natural Gas Internal Combustion Engine | 1.1 | Commercial CHP
50427 | Bronx Zoo | GEN4 | Natural Gas Internal Combustion Engine | 1.5 | Commercial CHP
50431 | University of Michigan | TG1 | Natural Gas Fired Combined Cycle | 12.5 | Commercial CHP
50431 | University of Michigan | TG10 | Natural Gas Fired Combined Cycle | 3.5 | Commercial CHP
50431 | University of Michigan | TG7 | Natural Gas Fired Combined Cycle | 12.5 | Commercial CHP
50431 | University of Michigan | TG8 | Natural Gas Fired Combined Cycle | 12.5 | Commercial CHP
50431 | University of Michigan | TG9 | Natural Gas Fired Combined Cycle | 3.5 | Commercial CHP
50433 | Ada Dam | ADA1 | Conventional Hydroelectric | 1.4 | IPP Non-CHP
50435 | Sugarloaf Hydro Plant | SUG1 | Conventional Hydroelectric | 2.5 | IPP Non-CHP
50436 | Cascade Dam | CAS1 | Conventional Hydroelectric | 1.6 | IPP Non-CHP
50437 | French Landing Dam | FRL1 | Conventional Hydroelectric | 1.6 | IPP Non-CHP
50439 | Oconto Falls Lower | GEN1 | Conventional Hydroelectric | 0.3 | Industrial Non-CHP
50439 | Oconto Falls Lower | GEN2 | Conventional Hydroelectric | 1.7 | Industrial Non-CHP
50447 | S D Warren Westbrook | GEN1 | Conventional Hydroelectric | 0.6 | Industrial CHP
50447 | S D Warren Westbrook | GEN2 | Conventional Hydroelectric | 0.6 | Industrial CHP
50447 | S D Warren Westbrook | GEN3 | Conventional Hydroelectric | 0.6 | Industrial CHP
50447 | S D Warren Westbrook | GEN4 | Conventional Hydroelectric | 0.8 | Industrial CHP
50447 | S D Warren Westbrook | GEN5 | Conventional Hydroelectric | 0.8 | Industrial CHP
50447 | S D Warren Westbrook | GEN6 | Conventional Hydroelectric | 0.8 | Industrial CHP
50447 | S D Warren Westbrook | GEN7 | Conventional Hydroelectric | 0.6 | Industrial CHP
50447 | S D Warren Westbrook | GEN9 | Wood/Wood Waste Biomass | 47.5 | Industrial CHP
50447 | S D Warren Westbrook | GN10 | Wood/Wood Waste Biomass | 15 | Industrial CHP
50447 | S D Warren Westbrook | GN11 | Conventional Hydroelectric | 0.6 | Industrial CHP
50447 | S D Warren Westbrook | GN12 | Conventional Hydroelectric | 0.2 | Industrial CHP
50447 | S D Warren Westbrook | GN13 | Conventional Hydroelectric | 0.2 | Industrial CHP
50447 | S D Warren Westbrook | GN14 | Conventional Hydroelectric | 0.2 | Industrial CHP
50447 | S D Warren Westbrook | GN15 | Conventional Hydroelectric | 0.2 | Industrial CHP
50447 | S D Warren Westbrook | GN16 | Conventional Hydroelectric | 0.5 | Industrial CHP
50447 | S D Warren Westbrook | GN17 | Conventional Hydroelectric | 0.5 | Industrial CHP
50447 | S D Warren Westbrook | GN18 | Conventional Hydroelectric | 0.4 | Industrial CHP
50447 | S D Warren Westbrook | GN19 | Conventional Hydroelectric | 0.4 | Industrial CHP
50447 | S D Warren Westbrook | GN20 | Conventional Hydroelectric | 0.4 | Industrial CHP
50449 | Indeck Silver Springs Energy Center | GEN1 | Natural Gas Fired Combined Cycle | 39.4 | IPP CHP
50449 | Indeck Silver Springs Energy Center | GEN2 | Natural Gas Fired Combined Cycle | 17.2 | IPP CHP
50450 | Indeck Oswego Energy Center | GEN1 | Natural Gas Fired Combined Cycle | 41.2 | IPP CHP
50450 | Indeck Oswego Energy Center | GEN2 | Natural Gas Fired Combined Cycle | 16.2 | IPP CHP
50451 | Indeck Yerkes Energy Center | GEN1 | Natural Gas Fired Combined Cycle | 40.6 | IPP CHP
50451 | Indeck Yerkes Energy Center | GEN2 | Natural Gas Fired Combined Cycle | 19.3 | IPP CHP
50456 | Procter & Gamble Cincinnati Plant | GEN1 | Conventional Steam Coal | 12.5 | Industrial CHP
50458 | Indeck Corinth Energy Center | GEN1 | Natural Gas Fired Combined Cycle | 92 | IPP CHP
50458 | Indeck Corinth Energy Center | GEN2 | Natural Gas Fired Combined Cycle | 55 | IPP CHP
50461 | Cheboygan | GEN1 | Conventional Hydroelectric | 1.5 | Industrial Non-CHP
50463 | Procter & Gamble Mehoopany Mill | GEN1 | Natural Gas Fired Combustion Turbine | 53.6 | Industrial CHP
50463 | Procter & Gamble Mehoopany Mill | GEN2 | Natural Gas Steam Turbine | 2.6 | Industrial CHP
50463 | Procter & Gamble Mehoopany Mill | GEN3 | Natural Gas Fired Combustion Turbine | 64 | Industrial CHP
50464 | Oxnard | GEN1 | Natural Gas Fired Combustion Turbine | 19.2 | Industrial CHP
50464 | Oxnard | GEN2 | Natural Gas Fired Combustion Turbine | 49.5 | Industrial CHP
50465 | Flint River Operations | GEN1 | Wood/Wood Waste Biomass | 46.6 | Industrial CHP
50465 | Flint River Operations | GEN2 | Wood/Wood Waste Biomass | 38.5 | Industrial CHP
50466 | Buckeye Florida LP | GEN2 | Wood/Wood Waste Biomass | 8.2 | Industrial CHP
50466 | Buckeye Florida LP | GEN3 | Wood/Wood Waste Biomass | 10.4 | Industrial CHP
50466 | Buckeye Florida LP | GEN4 | Wood/Wood Waste Biomass | 14.8 | Industrial CHP
50466 | Buckeye Florida LP | GEN5 | Wood/Wood Waste Biomass | 11 | Industrial CHP
50466 | Buckeye Florida LP | GEN6 | Wood/Wood Waste Biomass | 25 | Industrial CHP
50468 | Rocky Mount Mill | 1 | Conventional Hydroelectric | 0.6 | Industrial Non-CHP
50468 | Rocky Mount Mill | 2 | Conventional Hydroelectric | 0.5 | Industrial Non-CHP
50468 | Rocky Mount Mill | 3 | Conventional Hydroelectric | 0.5 | Industrial Non-CHP
50472 | Covanta Niagara LP | GEN1 | Municipal Solid Waste | 25 | IPP CHP
50472 | Covanta Niagara LP | GEN2 | Municipal Solid Waste | 25 | IPP CHP
50474 | Swift Creek Chemical Complex | SCC | All Other | 21 | Industrial CHP
50475 | Corpus Christi | GEN1 | Natural Gas Fired Combustion Turbine | 41 | Industrial CHP
50476 | Packaging of America Tomahawk Mill | GEN1 | Natural Gas Steam Turbine | 6.3 | Industrial CHP
50476 | Packaging of America Tomahawk Mill | GEN2 | Natural Gas Steam Turbine | 9.4 | Industrial CHP
50476 | Packaging of America Tomahawk Mill | GEN3 | Conventional Hydroelectric | 1 | Industrial CHP
50476 | Packaging of America Tomahawk Mill | GEN4 | Conventional Hydroelectric | 1 | Industrial CHP
50476 | Packaging of America Tomahawk Mill | GEN5 | Conventional Hydroelectric | 1 | Industrial CHP
50479 | Georgia-Pacific Big Island | BHG1 | Conventional Hydroelectric | 0.2 | Industrial CHP
50479 | Georgia-Pacific Big Island | BHG2 | Conventional Hydroelectric | 0.2 | Industrial CHP
50479 | Georgia-Pacific Big Island | GEN1 | Wood/Wood Waste Biomass | 7.5 | Industrial CHP
50481 | Tennessee Eastman Operations | TG10 | Conventional Steam Coal | 6 | Industrial CHP
50481 | Tennessee Eastman Operations | TG11 | Conventional Steam Coal | 6 | Industrial CHP
50481 | Tennessee Eastman Operations | TG12 | Conventional Steam Coal | 6 | Industrial CHP
50481 | Tennessee Eastman Operations | TG13 | Conventional Steam Coal | 7 | Industrial CHP
50481 | Tennessee Eastman Operations | TG14 | Conventional Steam Coal | 10 | Industrial CHP
50481 | Tennessee Eastman Operations | TG15 | Conventional Steam Coal | 7.5 | Industrial CHP
50481 | Tennessee Eastman Operations | TG16 | Conventional Steam Coal | 10.4 | Industrial CHP
50481 | Tennessee Eastman Operations | TG17 | Conventional Steam Coal | 10.4 | Industrial CHP
50481 | Tennessee Eastman Operations | TG18 | Conventional Steam Coal | 10.4 | Industrial CHP
50481 | Tennessee Eastman Operations | TG19 | Conventional Steam Coal | 10.4 | Industrial CHP
50481 | Tennessee Eastman Operations | TG20 | Conventional Steam Coal | 10.4 | Industrial CHP
50481 | Tennessee Eastman Operations | TG21 | Conventional Steam Coal | 15 | Industrial CHP
50481 | Tennessee Eastman Operations | TG22 | Conventional Steam Coal | 15.4 | Industrial CHP
50481 | Tennessee Eastman Operations | TG24 | Conventional Steam Coal | 16.8 | Industrial CHP
50481 | Tennessee Eastman Operations | TG25 | Conventional Steam Coal | 18 | Industrial CHP
50481 | Tennessee Eastman Operations | TG26 | Conventional Steam Coal | 16.6 | Industrial CHP
50481 | Tennessee Eastman Operations | TGO7 | Conventional Steam Coal | 6 | Industrial CHP
50481 | Tennessee Eastman Operations | TGO8 | Conventional Steam Coal | 6 | Industrial CHP
50481 | Tennessee Eastman Operations | TGO9 | Conventional Steam Coal | 6 | Industrial CHP
50482 | Clewiston Sugar House | TG5 | Other Waste Biomass | 21.6 | Industrial CHP
50482 | Clewiston Sugar House | TG6 | Other Waste Biomass | 15 | Industrial CHP
50482 | Clewiston Sugar House | TG7 | Other Waste Biomass | 20 | Industrial CHP
50482 | Clewiston Sugar House | TG8 | Other Waste Biomass | 14 | Industrial CHP
50485 | Altech III | GEN1 | Onshore Wind Turbine | 21.7 | IPP Non-CHP
50485 | Altech III | GEN2 | Onshore Wind Turbine | 3.4 | IPP Non-CHP
50487 | PPG Powerhouse A | A1 | All Other | 7.5 | Industrial Non-CHP
50487 | PPG Powerhouse A | A2 | All Other | 7.5 | Industrial Non-CHP
50487 | PPG Powerhouse A | A4 | All Other | 7.5 | Industrial Non-CHP
50487 | PPG Powerhouse A | A7 | All Other | 10 | Industrial Non-CHP
50487 | PPG Powerhouse A | A9 | All Other | 20 | Industrial Non-CHP
50488 | PPG Riverside | GEN1 | All Other | 35 | Industrial Non-CHP
50488 | PPG Riverside | GEN2 | All Other | 45 | Industrial Non-CHP
50488 | PPG Riverside | GEN3 | All Other | 82 | Industrial Non-CHP
50489 | PPG Powerhouse C | C1 | Natural Gas Fired Combustion Turbine | 73.1 | Industrial CHP
50489 | PPG Powerhouse C | C2 | Natural Gas Fired Combustion Turbine | 73.1 | Industrial CHP
50489 | PPG Powerhouse C | C3 | Natural Gas Steam Turbine | 57.1 | Industrial CHP
50489 | PPG Powerhouse C | C4 | Natural Gas Fired Combustion Turbine | 77.2 | Industrial CHP
50489 | PPG Powerhouse C | C5 | Natural Gas Fired Combustion Turbine | 77.2 | Industrial CHP
50490 | PPG Plant C Caustic | TE | Natural Gas Steam Turbine | 3.4 | Industrial CHP
50491 | PPG Natrium Plant | GEN3 | Conventional Steam Coal | 7.5 | Industrial CHP
50491 | PPG Natrium Plant | GEN4 | Conventional Steam Coal | 7.5 | Industrial CHP
50491 | PPG Natrium Plant | GEN6 | Conventional Steam Coal | 26 | Industrial CHP
50491 | PPG Natrium Plant | GEN7 | Conventional Steam Coal | 82 | Industrial CHP
50492 | Gas Utilization Facility | 1 | Other Waste Biomass | 2.3 | Commercial CHP
50492 | Gas Utilization Facility | 2 | Other Waste Biomass | 2.3 | Commercial CHP
50492 | Gas Utilization Facility | 3 | Conventional Hydroelectric | 1.5 | Commercial CHP
50493 | Double C | DC1 | Natural Gas Fired Combustion Turbine | 24.9 | IPP Non-CHP
50493 | Double C | DC2 | Natural Gas Fired Combustion Turbine | 24.9 | IPP Non-CHP
50494 | Kern Front | KF1 | Natural Gas Fired Combustion Turbine | 24.9 | IPP Non-CHP
50494 | Kern Front | KF2 | Natural Gas Fired Combustion Turbine | 24.9 | IPP Non-CHP
50495 | High Sierra | HS1 | Natural Gas Fired Combustion Turbine | 24.9 | IPP CHP
50495 | High Sierra | HS2 | Natural Gas Fired Combustion Turbine | 24.9 | IPP CHP
50497 | Bayonne Plant Holding LLC | GTG1 | Natural Gas Fired Combined Cycle | 43.4 | IPP CHP
50497 | Bayonne Plant Holding LLC | GTG2 | Natural Gas Fired Combined Cycle | 43.4 | IPP CHP
50497 | Bayonne Plant Holding LLC | GTG3 | Natural Gas Fired Combined Cycle | 43.4 | IPP CHP
50497 | Bayonne Plant Holding LLC | STG1 | Natural Gas Fired Combined Cycle | 61.4 | IPP CHP
50498 | Capital District Energy Center | GTG | Natural Gas Fired Combined Cycle | 44.1 | IPP CHP
50498 | Capital District Energy Center | STG | Natural Gas Fired Combined Cycle | 34.1 | IPP CHP
50509 | PCS Phosphate | GEN1 | All Other | 54 | Industrial CHP
50512 | Glen Park Hydroelectric Project | GEN1 | Conventional Hydroelectric | 14.5 | IPP Non-CHP
50512 | Glen Park Hydroelectric Project | GEN2 | Conventional Hydroelectric | 14.5 | IPP Non-CHP
50512 | Glen Park Hydroelectric Project | GEN3 | Conventional Hydroelectric | 3.6 | IPP Non-CHP
50513 | Stillwater Reservoir Hydro | GEN1 | Conventional Hydroelectric | 1.8 | IPP Non-CHP
50514 | Fort Miller Hydroelectric Facility | GEN1 | Conventional Hydroelectric | 2.5 | IPP Non-CHP
50514 | Fort Miller Hydroelectric Facility | GEN2 | Conventional Hydroelectric | 2.5 | IPP Non-CHP
50530 | Equilon Los Angeles Refining | GEN1 | Other Gases | 30 | Industrial CHP
50530 | Equilon Los Angeles Refining | GEN2 | Other Gases | 30 | Industrial CHP
50530 | Equilon Los Angeles Refining | GEN3 | Other Gases | 23 | Industrial CHP
50532 | Victory Garden (Tehachapi) | 15SLE | Onshore Wind Turbine | 1.5 | IPP Non-CHP
50532 | Victory Garden (Tehachapi) | WGNS | Onshore Wind Turbine | 19.6 | IPP Non-CHP
50533 | Painted Hills | WGNS | Onshore Wind Turbine | 19 | IPP Non-CHP
50534 | Santa Clara (85C) | WGNS | Onshore Wind Turbine | 18 | IPP Non-CHP
50535 | Mesa Wind Power Corp | WGNS | Onshore Wind Turbine | 29.9 | IPP Non-CHP
50536 | Sky River LLC | WGNS | Onshore Wind Turbine | 76.9 | IPP Non-CHP
50537 | SRI International Cogen Project | GEN1 | Natural Gas Fired Combustion Turbine | 6 | Commercial CHP
50539 | Boltonville Hydro Associates | 1 | Conventional Hydroelectric | 0.5 | IPP Non-CHP
50539 | Boltonville Hydro Associates | 2 | Conventional Hydroelectric | 0.3 | IPP Non-CHP
50539 | Boltonville Hydro Associates | 3 | Conventional Hydroelectric | 0.3 | IPP Non-CHP
50540 | BP Carson Refinery | GEN1 | Other Gases | 12 | Industrial Non-CHP
50540 | BP Carson Refinery | GEN2 | Natural Gas Steam Turbine | 1.5 | Industrial Non-CHP
50541 | Harbor Cogen | GEN1 | Natural Gas Fired Combined Cycle | 82.3 | IPP Non-CHP
50541 | Harbor Cogen | ST1 | Natural Gas Fired Combined Cycle | 13.6 | IPP Non-CHP
50541 | Harbor Cogen | ST2 | Natural Gas Fired Combined Cycle | 11.5 | IPP Non-CHP
50544 | Port Townsend Paper | GEN4 | Wood/Wood Waste Biomass | 3 | Industrial CHP
50544 | Port Townsend Paper | GEN6 | Wood/Wood Waste Biomass | 7.5 | Industrial CHP
50544 | Port Townsend Paper | HDRO | Conventional Hydroelectric | 0.4 | Industrial CHP
50545 | Lawrence Hydroelectric Associates | GEN1 | Conventional Hydroelectric | 7.4 | IPP Non-CHP
50545 | Lawrence Hydroelectric Associates | GEN2 | Conventional Hydroelectric | 7.4 | IPP Non-CHP
50546 | Bowman | GEN1 | Conventional Hydroelectric | 3.6 | IPP Non-CHP
50552 | Cabazon Wind Farm | WGNS | Onshore Wind Turbine | 39.7 | IPP Non-CHP
50553 | Edom Hills Project 1 LLC | 1 | Onshore Wind Turbine | 20 | IPP Non-CHP
50555 | Rosemary Power Station | GEN1 | Natural Gas Fired Combined Cycle | 86 | Electric Utility
50555 | Rosemary Power Station | GEN2 | Natural Gas Fired Combined Cycle | 40 | Electric Utility
50555 | Rosemary Power Station | GEN3 | Natural Gas Fired Combined Cycle | 54 | Electric Utility
50558 | Oklahoma Cogeneration Project | GT01 | Natural Gas Fired Combined Cycle | 72.5 | IPP CHP
50558 | Oklahoma Cogeneration Project | ST01 | Natural Gas Fired Combined Cycle | 49.9 | IPP CHP
50560 | Pacific-Ultrapower Chinese Station | GEN1 | Wood/Wood Waste Biomass | 25 | IPP Non-CHP
50561 | Eagle Point Power Generation | GTG1 | Natural Gas Fired Combined Cycle | 90 | IPP Non-CHP
50561 | Eagle Point Power Generation | GTG2 | Natural Gas Fired Combined Cycle | 90 | IPP Non-CHP
50561 | Eagle Point Power Generation | STG1 | Natural Gas Fired Combined Cycle | 45 | IPP Non-CHP
50563 | Settlers Hill Gas Recovery | GEN1 | Landfill Gas | 3 | IPP Non-CHP
50563 | Settlers Hill Gas Recovery | GEN2 | Landfill Gas | 3 | IPP Non-CHP
50564 | New Milford Gas Recovery | GEN2 | Landfill Gas | 0.8 | IPP Non-CHP
50564 | New Milford Gas Recovery | GEN3 | Landfill Gas | 0.8 | IPP Non-CHP
50564 | New Milford Gas Recovery | GEN4 | Landfill Gas | 0.8 | IPP Non-CHP
50565 | Monroe Livingston Gas Recovery | GEN1 | Landfill Gas | 0.8 | IPP Non-CHP
50565 | Monroe Livingston Gas Recovery | GEN2 | Landfill Gas | 0.8 | IPP Non-CHP
50566 | Milam Gas Recovery | GEN1 | Landfill Gas | 0.8 | IPP Non-CHP
50566 | Milam Gas Recovery | GEN2 | Landfill Gas | 0.8 | IPP Non-CHP
50566 | Milam Gas Recovery | GEN3 | Landfill Gas | 0.8 | IPP Non-CHP
50568 | High Acres Gas Recovery | GEN1 | Landfill Gas | 0.8 | IPP Non-CHP
50568 | High Acres Gas Recovery | GEN2 | Landfill Gas | 0.8 | IPP Non-CHP
50568 | High Acres Gas Recovery | GEN3 | Landfill Gas | 0.8 | IPP Non-CHP
50568 | High Acres Gas Recovery | GEN4 | Landfill Gas | 0.8 | IPP Non-CHP
50568 | High Acres Gas Recovery | GEN5 | Landfill Gas | 1.6 | IPP Non-CHP
50568 | High Acres Gas Recovery | GEN6 | Landfill Gas | 1.6 | IPP Non-CHP
50568 | High Acres Gas Recovery | GEN7 | Landfill Gas | 1.6 | IPP Non-CHP
50568 | High Acres Gas Recovery | GEN8 | Landfill Gas | 1.6 | IPP Non-CHP
50569 | DFW Gas Recovery | GEN1 | Landfill Gas | 3 | IPP Non-CHP
50569 | DFW Gas Recovery | GEN2 | Landfill Gas | 3 | IPP Non-CHP
50569 | DFW Gas Recovery | GEN3 | Landfill Gas | 1.6 | IPP Non-CHP
50569 | DFW Gas Recovery | GEN4 | Landfill Gas | 1.6 | IPP Non-CHP
50569 | DFW Gas Recovery | GEN5 | Landfill Gas | 1.6 | IPP Non-CHP
50569 | DFW Gas Recovery | GEN6 | Landfill Gas | 1.6 | IPP Non-CHP
50570 | Chestnut Ridge Gas Recovery | GEN1 | Landfill Gas | 0.8 | IPP Non-CHP
50570 | Chestnut Ridge Gas Recovery | GEN2 | Landfill Gas | 0.8 | IPP Non-CHP
50570 | Chestnut Ridge Gas Recovery | GEN3 | Landfill Gas | 0.8 | IPP Non-CHP
50570 | Chestnut Ridge Gas Recovery | GEN4 | Landfill Gas | 0.8 | IPP Non-CHP
50570 | Chestnut Ridge Gas Recovery | GEN5 | Landfill Gas | 1.6 | IPP Non-CHP
50571 | Altamont Gas Recovery | GEN1 | Landfill Gas | 3 | IPP Non-CHP
50571 | Altamont Gas Recovery | GEN2 | Landfill Gas | 3 | IPP Non-CHP
50571 | Altamont Gas Recovery | GEN3 | Landfill Gas | 1.3 | IPP Non-CHP
50571 | Altamont Gas Recovery | GEN4 | Landfill Gas | 1.3 | IPP Non-CHP
50572 | CSL Gas Recovery | GEN1 | Landfill Gas | 3 | IPP Non-CHP
50572 | CSL Gas Recovery | GEN2 | Landfill Gas | 3 | IPP Non-CHP
50572 | CSL Gas Recovery | GEN3 | Landfill Gas | 3 | IPP Non-CHP
50572 | CSL Gas Recovery | GEN4 | Landfill Gas | 2.2 | IPP Non-CHP
50573 | CID Gas Recovery | GEN2 | Landfill Gas | 3 | IPP Non-CHP
50575 | Lake Gas Recovery | GEN2 | Landfill Gas | 3 | IPP Non-CHP
50575 | Lake Gas Recovery | GEN3 | Landfill Gas | 3 | IPP Non-CHP
50576 | Metro Gas Recovery | GEN1 | Landfill Gas | 3 | IPP Non-CHP
50576 | Metro Gas Recovery | GEN2 | Landfill Gas | 3 | IPP Non-CHP
50576 | Metro Gas Recovery | GEN3 | Landfill Gas | 0.8 | IPP Non-CHP
50576 | Metro Gas Recovery | GEN4 | Landfill Gas | 0.8 | IPP Non-CHP
50576 | Metro Gas Recovery | GEN5 | Landfill Gas | 0.8 | IPP Non-CHP
50576 | Metro Gas Recovery | GEN6 | Landfill Gas | 0.8 | IPP Non-CHP
50577 | Omega Hills Gas Recovery | GEN1 | Landfill Gas | 3 | IPP Non-CHP
50577 | Omega Hills Gas Recovery | GEN2 | Landfill Gas | 3 | IPP Non-CHP
50577 | Omega Hills Gas Recovery | GEN3 | Landfill Gas | 3.3 | IPP Non-CHP
50577 | Omega Hills Gas Recovery | GEN5 | Landfill Gas | 3.3 | IPP Non-CHP
50610 | Saint Johns Health Center | 01 | Natural Gas Fired Combustion Turbine | 1.2 | Commercial CHP
50611 | Westwood Generation LLC | GEN1 | Conventional Steam Coal | 36 | IPP Non-CHP
50612 | McKittrick Cogen Facility | GEN1 | Natural Gas Fired Combustion Turbine | 46 | IPP CHP
50614 | Expera Specialty Solutions - Mosinee Mill | GEN1 | Wood/Wood Waste Biomass | 15 | Industrial CHP
50614 | Expera Specialty Solutions - Mosinee Mill | HYD1 | Conventional Hydroelectric | 2.2 | Industrial CHP
50614 | Expera Specialty Solutions - Mosinee Mill | HYD2 | Conventional Hydroelectric | 0.6 | Industrial CHP
50614 | Expera Specialty Solutions - Mosinee Mill | HYD3 | Conventional Hydroelectric | 0.6 | Industrial CHP
50614 | Expera Specialty Solutions - Mosinee Mill | WEST | Wood/Wood Waste Biomass | 5 | Industrial CHP
50620 | Flambeau River Papers | GEN1 | Wood/Wood Waste Biomass | 5.7 | Industrial CHP
50621 | Central Power Plant | GEN3 | Petroleum Liquids | 2 | Commercial CHP
50621 | Central Power Plant | GEN4 | Petroleum Liquids | 2 | Commercial CHP
50621 | Central Power Plant | GEN5 | Petroleum Liquids | 3 | Commercial CHP
50621 | Central Power Plant | GEN6 | Petroleum Liquids | 3 | Commercial CHP
50621 | Central Power Plant | GEN7 | Natural Gas Internal Combustion Engine | 2 | Commercial CHP
50622 | Berry Cogen Tanne Hills 18 | GEN1 | Natural Gas Fired Combustion Turbine | 8.8 | Industrial CHP
50622 | Berry Cogen Tanne Hills 18 | GEN2 | Natural Gas Fired Combustion Turbine | 8.8 | Industrial CHP
50623 | Gaviota Oil Plant | GENA | Natural Gas Fired Combustion Turbine | 3.5 | Industrial CHP
50623 | Gaviota Oil Plant | GENB | Natural Gas Fired Combustion Turbine | 3.5 | Industrial CHP
50623 | Gaviota Oil Plant | GENC | Natural Gas Fired Combustion Turbine | 3.5 | Industrial CHP
50623 | Gaviota Oil Plant | GEND | Natural Gas Fired Combustion Turbine | 3.5 | Industrial CHP
50624 | ExxonMobil Oil Torrance Refinery | EXP1 | All Other | 7.5 | Industrial CHP
50624 | ExxonMobil Oil Torrance Refinery | GTG1 | Natural Gas Fired Combustion Turbine | 22.5 | Industrial CHP
50624 | ExxonMobil Oil Torrance Refinery | STG1 | All Other | 19.3 | Industrial CHP
50625 | ExxonMobil Beaumont Refinery | ETG | Other Gases | 7.5 | Industrial CHP
50625 | ExxonMobil Beaumont Refinery | TG22 | Natural Gas Steam Turbine | 27.2 | Industrial CHP
50625 | ExxonMobil Beaumont Refinery | TG23 | Natural Gas Steam Turbine | 40.5 | Industrial CHP
50625 | ExxonMobil Beaumont Refinery | TG24 | Natural Gas Fired Combustion Turbine | 38.6 | Industrial CHP
50625 | ExxonMobil Beaumont Refinery | TG32 | Natural Gas Steam Turbine | 25 | Industrial CHP
50625 | ExxonMobil Beaumont Refinery | TG33 | Natural Gas Steam Turbine | 20 | Industrial CHP
50625 | ExxonMobil Beaumont Refinery | TG34 | Natural Gas Steam Turbine | 30 | Industrial CHP
50625 | ExxonMobil Beaumont Refinery | TG41 | Natural Gas Fired Combustion Turbine | 163 | Industrial CHP
50625 | ExxonMobil Beaumont Refinery | TG42 | Natural Gas Fired Combustion Turbine | 163 | Industrial CHP
50625 | ExxonMobil Beaumont Refinery | TG43 | Natural Gas Fired Combustion Turbine | 163 | Industrial CHP
50626 | Chalmette Refining LLC | GEN1 | All Other | 5.7 | Industrial Non-CHP
50627 | ExxonMobil Oil Joliet Refinery | GTG1 | Other Gases | 22 | Industrial CHP
50627 | ExxonMobil Oil Joliet Refinery | MG | Other Gases | 11.2 | Industrial CHP
50627 | ExxonMobil Oil Joliet Refinery | STG1 | Other Gases | 6.5 | Industrial CHP
50628 | Paulsboro Refinery | GEN1 | Natural Gas Fired Combustion Turbine | 27 | Industrial CHP
50628 | Paulsboro Refinery | GEN2 | Other Gases | 15 | Industrial CHP
50628 | Paulsboro Refinery | GEN3 | Other Gases | 15 | Industrial CHP
50628 | Paulsboro Refinery | GEN4 | Petroleum Coke | 18 | Industrial CHP
50629 | Covanta Lake County Energy | GEN1 | Municipal Solid Waste | 15.5 | IPP Non-CHP
50630 | Covanta Marion Inc | GEN1 | Municipal Solid Waste | 13.1 | IPP Non-CHP
50632 | Covanta Stanislaus Energy | GEN1 | Municipal Solid Waste | 24 | IPP Non-CHP
50633 | Mosaic Co Bartow Facility | GEN1 | All Other | 36.9 | Industrial CHP
50633 | Mosaic Co Bartow Facility | GEN2 | All Other | 45 | Industrial CHP
50636 | Brainerd Public Utilities | 1 | Conventional Hydroelectric | 0.6 | Electric Utility
50636 | Brainerd Public Utilities | 2 | Conventional Hydroelectric | 0.6 | Electric Utility
50636 | Brainerd Public Utilities | 3 | Conventional Hydroelectric | 0.5 | Electric Utility
50636 | Brainerd Public Utilities | 4 | Conventional Hydroelectric | 0.6 | Electric Utility
50636 | Brainerd Public Utilities | 5 | Conventional Hydroelectric | 0.6 | Electric Utility
50637 | Clearwater Paper IPP Lewiston | GEN1 | Natural Gas Steam Turbine | 10 | Industrial CHP
50637 | Clearwater Paper IPP Lewiston | GEN2 | Natural Gas Steam Turbine | 10 | Industrial CHP
50637 | Clearwater Paper IPP Lewiston | GEN3 | Wood/Wood Waste Biomass | 28.8 | Industrial CHP
50637 | Clearwater Paper IPP Lewiston | GEN4 | Wood/Wood Waste Biomass | 65 | Industrial CHP
50638 | Clearwater Paper APP CB | GEN1 | Natural Gas Steam Turbine | 20 | Industrial CHP
50639 | Sappi Cloquet Mill | GEN3 | Wood/Wood Waste Biomass | 19.2 | Industrial CHP
50639 | Sappi Cloquet Mill | GEN4 | Wood/Wood Waste Biomass | 41.5 | Industrial CHP
50639 | Sappi Cloquet Mill | GEN5 | Wood/Wood Waste Biomass | 27.6 | Industrial CHP
50639 | Sappi Cloquet Mill | HGN1 | Conventional Hydroelectric | 1.8 | Industrial CHP
50639 | Sappi Cloquet Mill | HGN5 | Conventional Hydroelectric | 0.8 | Industrial CHP
50639 | Sappi Cloquet Mill | HGN6 | Conventional Hydroelectric | 0.8 | Industrial CHP
50639 | Sappi Cloquet Mill | HGN7 | Conventional Hydroelectric | 2.8 | Industrial CHP
50640 | Warren Lumber Mill | GEN6 | Wood/Wood Waste Biomass | 15 | Industrial CHP
50647 | Covanta Indianapolis Energy | GEN1 | Municipal Solid Waste | 6.5 | Commercial CHP
50648 | Covanta Bristol Energy | GEN1 | Municipal Solid Waste | 16.3 | IPP Non-CHP
50649 | Covanta Babylon Inc | GEN1 | Municipal Solid Waste | 17 | Commercial Non-CHP
50650 | ReEnergy Stratton LLC | UNI1 | Wood/Wood Waste Biomass | 45.7 | IPP Non-CHP
50652 | Lyonsdale Associates | GEN1 | Conventional Hydroelectric | 1.5 | IPP Non-CHP
50652 | Lyonsdale Associates | GEN2 | Conventional Hydroelectric | 1.5 | IPP Non-CHP
50654 | Steamboat Hills LP | GEN1 | Geothermal | 14.6 | IPP Non-CHP
50654 | Steamboat Hills LP | OEC41 | Geothermal | 5.5 | IPP Non-CHP
50656 | Huntington Resource Recovery Facility | GEN1 | Municipal Solid Waste | 28 | IPP Non-CHP
50657 | Montgomery County Resource Recovery | GEN1 | Municipal Solid Waste | 67.8 | IPP Non-CHP
50658 | Covanta Fairfax Energy | GEN1 | Municipal Solid Waste | 62 | IPP Non-CHP
50658 | Covanta Fairfax Energy | GEN2 | Municipal Solid Waste | 62 | IPP Non-CHP
50660 | Covanta Tulsa Renewable Energy LLC | GEN1 | Municipal Solid Waste | 16.8 | Industrial CHP
50661 | Covanta Haverhill | GEN1 | Municipal Solid Waste | 46 | IPP Non-CHP
50662 | Onondaga County Resource Recovery | GEN1 | Municipal Solid Waste | 39.5 | Commercial Non-CHP
50663 | Covanta Alexandria/Arlington Energy | GEN1 | Municipal Solid Waste | 14.5 | Commercial Non-CHP
50663 | Covanta Alexandria/Arlington Energy | GEN2 | Municipal Solid Waste | 14.5 | Commercial Non-CHP
50666 | Pasco Cnty Solid Waste Resource Recovery | GEN1 | Municipal Solid Waste | 31.2 | IPP Non-CHP
50674 | Municipal Cogen Plant | GEN1A | Natural Gas Internal Combustion Engine | 1.2 | Commercial Non-CHP
50688 | Gardiner | GEN1 | Conventional Hydroelectric | 1 | IPP Non-CHP
50690 | San Gorgonio Westwinds II LLC | GEN1 | Onshore Wind Turbine | 43.4 | IPP Non-CHP
50696 | Plant No 1 Orange County | GEN1 | Other Waste Biomass | 2.5 | Commercial CHP
50696 | Plant No 1 Orange County | GEN2 | Other Waste Biomass | 2.5 | Commercial CHP
50696 | Plant No 1 Orange County | GEN3 | Other Waste Biomass | 2.5 | Commercial CHP
50699 | Pumpkin Hill | GEN1 | Conventional Hydroelectric | 1 | IPP Non-CHP
50700 | Lilliwaup Falls Generating | 4735 | Conventional Hydroelectric | 0.2 | IPP Non-CHP
50700 | Lilliwaup Falls Generating | 4736 | Conventional Hydroelectric | 0.2 | IPP Non-CHP
50700 | Lilliwaup Falls Generating | 4737 | Conventional Hydroelectric | 0.2 | IPP Non-CHP
50700 | Lilliwaup Falls Generating | 4738 | Conventional Hydroelectric | 0.2 | IPP Non-CHP
50700 | Lilliwaup Falls Generating | 4739 | Conventional Hydroelectric | 0.2 | IPP Non-CHP
50700 | Lilliwaup Falls Generating | 4740 | Conventional Hydroelectric | 0.2 | IPP Non-CHP
50700 | Lilliwaup Falls Generating | 4741 | Conventional Hydroelectric | 0.2 | IPP Non-CHP
50702 | Salmon Falls | GEN1 | Conventional Hydroelectric | 0.4 | IPP Non-CHP
50702 | Salmon Falls | GEN2 | Conventional Hydroelectric | 0.4 | IPP Non-CHP
50702 | Salmon Falls | GEN3 | Conventional Hydroelectric | 0.4 | IPP Non-CHP
50704 | Somersworth Lower Great Dam | GEN1 | Conventional Hydroelectric | 1.3 | IPP Non-CHP
50707 | JM Shafer Generating Station | LMA | Natural Gas Fired Combined Cycle | 58.5 | Electric Utility
50707 | JM Shafer Generating Station | LMB | Natural Gas Fired Combined Cycle | 58.5 | Electric Utility
50707 | JM Shafer Generating Station | LMC | Natural Gas Fired Combined Cycle | 58.5 | Electric Utility
50707 | JM Shafer Generating Station | LMD | Natural Gas Fired Combined Cycle | 58.5 | Electric Utility
50707 | JM Shafer Generating Station | LME | Natural Gas Fired Combined Cycle | 58.5 | Electric Utility
50707 | JM Shafer Generating Station | STA | Natural Gas Fired Combined Cycle | 52.2 | Electric Utility
50707 | JM Shafer Generating Station | STB | Natural Gas Fired Combined Cycle | 52.2 | Electric Utility
50709 | Thermo Greeley | GEN1 | Natural Gas Fired Combustion Turbine | 37 | IPP CHP
50711 | University of Alaska Fairbanks | GEN1 | Conventional Steam Coal | 1.5 | Commercial CHP
50711 | University of Alaska Fairbanks | GEN2 | Conventional Steam Coal | 1.5 | Commercial CHP
50711 | University of Alaska Fairbanks | GEN3 | Conventional Steam Coal | 10 | Commercial CHP
50711 | University of Alaska Fairbanks | GEN4 | Petroleum Liquids | 9.6 | Commercial CHP
50713 | Huntington Falls | GEN1 | Conventional Hydroelectric | 0.8 | Electric Utility
50713 | Huntington Falls | GEN2 | Conventional Hydroelectric | 0.8 | Electric Utility
50713 | Huntington Falls | GEN3 | Conventional Hydroelectric | 4.1 | Electric Utility
50718 | Notch Butte Hydro | HYD1 | Conventional Hydroelectric | 1 | IPP Non-CHP
50721 | Tazewell Gas Recovery | GEN1 | Landfill Gas | 0.8 | IPP Non-CHP
50721 | Tazewell Gas Recovery | GEN2 | Landfill Gas | 0.8 | IPP Non-CHP
50721 | Tazewell Gas Recovery | GEN3 | Landfill Gas | 0.8 | IPP Non-CHP
50722 | BP Naperville Cogeneration Facility | GEN1 | Natural Gas Fired Combustion Turbine | 8.3 | Industrial CHP
50729 | Clairton Works | GEN1 | Other Gases | 21 | Industrial CHP
50729 | Clairton Works | GEN3 | Other Gases | 10 | Industrial CHP
50730 | Fairfield Works | GEN1 | Other Gases | 20 | Industrial Non-CHP
50730 | Fairfield Works | GEN2 | Other Gases | 20 | Industrial Non-CHP
50730 | Fairfield Works | GEN3 | Other Gases | 20 | Industrial Non-CHP
50730 | Fairfield Works | GEN4 | Other Gases | 22 | Industrial Non-CHP
50732 | Mon Valley Works | GEN1 | Other Gases | 25 | Industrial CHP
50732 | Mon Valley Works | GEN2 | Other Gases | 25 | Industrial CHP
50732 | Mon Valley Works | GEN3 | Other Gases | 2.5 | Industrial CHP
50733 | Gary Works | STG1 | Other Gases | 161 | Industrial CHP
50736 | Exeter Energy LP | GEN1 | All Other | 31.3 | IPP Non-CHP
50739 | Pinetree Power Tamworth | GEN1 | Wood/Wood Waste Biomass | 25 | IPP Non-CHP
50741 | Pontook Hydro Facility | GEN1 | Conventional Hydroelectric | 3.5 | IPP Non-CHP
50741 | Pontook Hydro Facility | GEN2 | Conventional Hydroelectric | 3.5 | IPP Non-CHP
50741 | Pontook Hydro Facility | GEN3 | Conventional Hydroelectric | 3.5 | IPP Non-CHP
50743 | Starrett City Cogen Facility | GEN1 | Natural Gas Steam Turbine | 6 | Commercial CHP
50743 | Starrett City Cogen Facility | GEN2 | Natural Gas Steam Turbine | 6 | Commercial CHP
50743 | Starrett City Cogen Facility | GEN3 | Petroleum Liquids | 2 | Commercial CHP
50743 | Starrett City Cogen Facility | GEN4 | Petroleum Liquids | 2 | Commercial CHP
50743 | Starrett City Cogen Facility | GEN5 | Petroleum Liquids | 2 | Commercial CHP
50744 | Sterling Power Plant | GEN1 | Natural Gas Fired Combined Cycle | 47.7 | IPP Non-CHP
50744 | Sterling Power Plant | GEN2 | Natural Gas Fired Combined Cycle | 16.5 | IPP Non-CHP
50744 | Sterling Power Plant | GEN3 | Petroleum Liquids | 1.1 | IPP Non-CHP
50748 | Agnews Power Plant | GEN1 | Natural Gas Fired Combined Cycle | 24.4 | IPP Non-CHP
50748 | Agnews Power Plant | GEN2 | Natural Gas Fired Combined Cycle | 7.6 | IPP Non-CHP
50750 | Coalinga Cogeneration Facility | GEN1 | Natural Gas Fired Combustion Turbine | 3.4 | Industrial CHP
50750 | Coalinga Cogeneration Facility | GEN2 | Natural Gas Fired Combustion Turbine | 3.4 | Industrial CHP
50751 | Southeast Kern River Cogen | GTG1 | Natural Gas Fired Combustion Turbine | 24 | Industrial CHP
50751 | Southeast Kern River Cogen | GTG2 | Natural Gas Fired Combustion Turbine | 3.4 | Industrial CHP
50751 | Southeast Kern River Cogen | GTG3 | Natural Gas Fired Combustion Turbine | 3.4 | Industrial CHP
50752 | South Belridge Cogeneration Facility | GEN1 | Natural Gas Fired Combustion Turbine | 31.4 | Industrial CHP
50752 | South Belridge Cogeneration Facility | GEN2 | Natural Gas Fired Combustion Turbine | 31.4 | Industrial CHP
50752 | South Belridge Cogeneration Facility | GEN3 | Natural Gas Fired Combustion Turbine | 31.4 | Industrial CHP
50754 | Oak Creek Energy Systems I | GEN1 | Onshore Wind Turbine | 3.5 | IPP Non-CHP
50754 | Oak Creek Energy Systems I | GEN2 | Onshore Wind Turbine | 4.2 | IPP Non-CHP
50754 | Oak Creek Energy Systems I | GEN3 | Onshore Wind Turbine | 23.1 | IPP Non-CHP
50754 | Oak Creek Energy Systems I | GEN4 | Onshore Wind Turbine | 3.7 | IPP Non-CHP
50755 | New Hogan Power Plant | GEN1 | Conventional Hydroelectric | 2 | Electric Utility
50755 | New Hogan Power Plant | GEN2 | Conventional Hydroelectric | 1 | Electric Utility
50758 | Pejepscot Hydroelectric Project | GEN1 | Conventional Hydroelectric | 12.3 | IPP Non-CHP
50758 | Pejepscot Hydroelectric Project | GEN2 | Conventional Hydroelectric | 0.4 | IPP Non-CHP
50758 | Pejepscot Hydroelectric Project | GEN3 | Conventional Hydroelectric | 0.5 | IPP Non-CHP
50758 | Pejepscot Hydroelectric Project | GEN4 | Conventional Hydroelectric | 0.5 | IPP Non-CHP
50759 | West End Dam Hydroelectric Project | GEN1 | Conventional Hydroelectric | 2.2 | IPP Non-CHP
50759 | West End Dam Hydroelectric Project | GEN2 | Conventional Hydroelectric | 2.2 | IPP Non-CHP
50762 | Ormesa IH | OE11 | Geothermal | 1.2 | IPP Non-CHP
50762 | Ormesa IH | OE12 | Geothermal | 1.2 | IPP Non-CHP
50762 | Ormesa IH | OE14 | Geothermal | 1.2 | IPP Non-CHP
50762 | Ormesa IH | OE15 | Geothermal | 1.2 | IPP Non-CHP
50762 | Ormesa IH | OE21 | Geothermal | 1.2 | IPP Non-CHP
50762 | Ormesa IH | OE22 | Geothermal | 1.2 | IPP Non-CHP
50762 | Ormesa IH | OE24 | Geothermal | 1.2 | IPP Non-CHP
50762 | Ormesa IH | OE25 | Geothermal | 1.2 | IPP Non-CHP
50763 | Steamboat 1 | OE11 | Geothermal | 1.2 | IPP Non-CHP
50763 | Steamboat 1 | OE12 | Geothermal | 1.2 | IPP Non-CHP
50763 | Steamboat 1 | OE13 | Geothermal | 1.2 | IPP Non-CHP
50763 | Steamboat 1 | OE14 | Geothermal | 1.2 | IPP Non-CHP
50763 | Steamboat 1 | OE21 | Geothermal | 1.2 | IPP Non-CHP
50763 | Steamboat 1 | OE22 | Geothermal | 1.2 | IPP Non-CHP
50763 | Steamboat 1 | OE23 | Geothermal | 1.2 | IPP Non-CHP
50765 | Stillwater Facility | 1 | Solar Photovoltaic | 22 | IPP Non-CHP
50765 | Stillwater Facility | 1-1 | Geothermal | 11.8 | IPP Non-CHP
50765 | Stillwater Facility | 1-2 | Geothermal | 11.8 | IPP Non-CHP
50765 | Stillwater Facility | 2-1 | Geothermal | 11.8 | IPP Non-CHP
50765 | Stillwater Facility | 2-2 | Geothermal | 11.8 | IPP Non-CHP
50766 | Ormesa I | ITLU1 | Geothermal | 12 | IPP Non-CHP
50766 | Ormesa I | ITLU2 | Geothermal | 12 | IPP Non-CHP
50766 | Ormesa I | OE31 | Geothermal | 1.2 | IPP Non-CHP
50766 | Ormesa I | OE32 | Geothermal | 1.2 | IPP Non-CHP
50768 | Forestport | 1 | Conventional Hydroelectric | 3.4 | IPP Non-CHP
50770 | Viking Energy of McBain | GEN1 | Wood/Wood Waste Biomass | 18 | IPP Non-CHP
50771 | Viking Energy of Northumberland | GEN1 | Wood/Wood Waste Biomass | 18 | IPP CHP
50772 | Viking Energy of Lincoln | GEN1 | Wood/Wood Waste Biomass | 18 | IPP Non-CHP
50774 | Telogia Power | GEN1 | Wood/Wood Waste Biomass | 14 | IPP Non-CHP
50776 | Panther Creek Energy Facility | GEN1 | Conventional Steam Coal | 94 | IPP Non-CHP
50799 | Parlin Power Plant | GEN1 | Natural Gas Fired Combined Cycle | 45.9 | IPP Non-CHP
50799 | Parlin Power Plant | GEN2 | Natural Gas Fired Combined Cycle | 45.9 | IPP Non-CHP
50799 | Parlin Power Plant | GEN3 | Natural Gas Fired Combined Cycle | 21.6 | IPP Non-CHP
50799 | Parlin Power Plant | GEN4 | Natural Gas Fired Combined Cycle | 21.6 | IPP Non-CHP
50801 | Uncasville Mill | GEN1 | Natural Gas Steam Turbine | 2.8 | Industrial CHP
50803 | Seminole Mill | GEN3 | Natural Gas Steam Turbine | 30 | Industrial CHP
50804 | Port Wentworth Mill | GEN4 | Wood/Wood Waste Biomass | 47.3 | Industrial CHP
50804 | Port Wentworth Mill | GEN5 | Wood/Wood Waste Biomass | 25 | Industrial CHP
50806 | Florence Mill | GEN1 | Wood/Wood Waste Biomass | 12.5 | Industrial CHP
50806 | Florence Mill | GEN2 | Wood/Wood Waste Biomass | 16 | Industrial CHP
50806 | Florence Mill | GEN3 | Wood/Wood Waste Biomass | 79.1 | Industrial CHP
50807 | WestRock Panama City Mill | GEN3 | Wood/Wood Waste Biomass | 4 | Industrial CHP
50807 | WestRock Panama City Mill | GEN4 | Wood/Wood Waste Biomass | 10 | Industrial CHP
50807 | WestRock Panama City Mill | GEN6 | Wood/Wood Waste Biomass | 20 | Industrial CHP
50810 | Westrock Hodge (LA) | NO 6 | Wood/Wood Waste Biomass | 5 | Industrial CHP
50810 | Westrock Hodge (LA) | NO 7 | Wood/Wood Waste Biomass | 15.6 | Industrial CHP
50810 | Westrock Hodge (LA) | NO 8 | Wood/Wood Waste Biomass | 27.5 | Industrial CHP
50810 | Westrock Hodge (LA) | NO 9 | Wood/Wood Waste Biomass | 23.3 | Industrial CHP
50813 | Hopewell Mill | GEN1 | Wood/Wood Waste Biomass | 47.6 | Industrial CHP
50815 | Optim Energy Altura Cogen LLC | GEN1 | Natural Gas Fired Combined Cycle | 84.9 | IPP CHP
50815 | Optim Energy Altura Cogen LLC | GEN2 | Natural Gas Fired Combined Cycle | 84.9 | IPP CHP
50815 | Optim Energy Altura Cogen LLC | GEN3 | Natural Gas Fired Combined Cycle | 84.9 | IPP CHP
50815 | Optim Energy Altura Cogen LLC | GEN4 | Natural Gas Fired Combined Cycle | 84.9 | IPP CHP
50815 | Optim Energy Altura Cogen LLC | GEN5 | Natural Gas Fired Combined Cycle | 84.9 | IPP CHP
50815 | Optim Energy Altura Cogen LLC | GEN6 | Natural Gas Fired Combined Cycle | 129.2 | IPP CHP
50815 | Optim Energy Altura Cogen LLC | GEN7 | Natural Gas Fired Combined Cycle | 89.9 | IPP CHP
50818 | Dyer Road | GEN1 | Onshore Wind Turbine | 10.5 | IPP Non-CHP
50820 | East Winds Project | GEN1 | Onshore Wind Turbine | 3 | IPP Non-CHP
50821 | Mojave 16 | GEN1 | Onshore Wind Turbine | 30 | IPP Non-CHP
50822 | Mojave 17 | GEN1 | Onshore Wind Turbine | 25 | IPP Non-CHP
50823 | Mojave 18 | GEN1 | Onshore Wind Turbine | 30 | IPP Non-CHP
50827 | Twin Falls Hydro | UNI1 | Conventional Hydroelectric | 12 | IPP Non-CHP
50827 | Twin Falls Hydro | UNI2 | Conventional Hydroelectric | 12 | IPP Non-CHP
50831 | Nove Power Plant | GEN1 | Landfill Gas | 1 | IPP Non-CHP
50831 | Nove Power Plant | GEN2 | Landfill Gas | 1 | IPP Non-CHP
50831 | Nove Power Plant | GEN3 | Landfill Gas | 1 | IPP Non-CHP
50832 | Chicopee Hydroelectric Station | 1 | Conventional Hydroelectric | 1.2 | Electric Utility
50832 | Chicopee Hydroelectric Station | 2 | Conventional Hydroelectric | 1.2 | Electric Utility
50835 | TES Filer City Station | GEN1 | Conventional Steam Coal | 70 | IPP CHP
50837 | Southeast Resource Recovery | GEN1 | Municipal Solid Waste | 35.6 | IPP CHP
50846 | Noranda Alumina LLC | GT3 | Natural Gas Fired Combustion Turbine | 16 | Industrial CHP
50846 | Noranda Alumina LLC | GT4 | Natural Gas Fired Combustion Turbine | 24.7 | Industrial CHP
50846 | Noranda Alumina LLC | ST1 | Natural Gas Steam Turbine | 18.7 | Industrial CHP
50846 | Noranda Alumina LLC | ST2 | Natural Gas Steam Turbine | 18.7 | Industrial CHP
50846 | Noranda Alumina LLC | ST3 | Natural Gas Steam Turbine | 7.2 | Industrial CHP
50849 | PE Berkeley | GEN1 | Natural Gas Fired Combined Cycle | 23 | Commercial CHP
50849 | PE Berkeley | GEN2 | Natural Gas Fired Combined Cycle | 5.5 | Commercial CHP
50850 | OLS Energy Chino | GEN1 | Natural Gas Fired Combined Cycle | 23.5 | IPP CHP
50850 | OLS Energy Chino | GEN2 | Natural Gas Fired Combined Cycle | 7.3 | IPP CHP
50851 | CSUCI Site Authority | GEN1 | Natural Gas Fired Combined Cycle | 23.5 | IPP CHP
50851 | CSUCI Site Authority | GEN2 | Natural Gas Fired Combined Cycle | 7.6 | IPP CHP
50852 | Elmwood Energy Holdings LLC | GEN1 | Natural Gas Fired Combined Cycle | 59 | IPP Non-CHP
50852 | Elmwood Energy Holdings LLC | GEN2 | Natural Gas Fired Combined Cycle | 24 | IPP Non-CHP
50858 | Hillsborough County Resource Recovery | GEN1 | Municipal Solid Waste | 29 | IPP Non-CHP
50858 | Hillsborough County Resource Recovery | GEN2 | Municipal Solid Waste | 18 | IPP Non-CHP
50859 | Lancaster County Resource Recovery | GEN1 | Municipal Solid Waste | 35.7 | IPP Non-CHP
50860 | Kent County Waste to Energy Facility | GEN1 | Municipal Solid Waste | 18 | Commercial Non-CHP
50864 | Sargent Canyon Cogeneration | K100 | Natural Gas Fired Combustion Turbine | 38.2 | IPP CHP
50865 | Salinas River Cogeneration | K100 | Natural Gas Fired Combustion Turbine | 38.9 | IPP CHP
50872 | Wheelabrator Claremont Facility | GEN1 | Municipal Solid Waste | 4.5 | IPP Non-CHP
50873 | Wheelabrator Concord Facility | GEN1 | Municipal Solid Waste | 14 | IPP Non-CHP
50875 | McKay Bay Facility | GEN1 | Municipal Solid Waste | 22.1 | IPP Non-CHP
50876 | Wheelabrator Norwalk Energy | GEN1 | Natural Gas Fired Combined Cycle | 23 | IPP CHP
50876 | Wheelabrator Norwalk Energy | GEN2 | Natural Gas Fired Combined Cycle | 7.7 | IPP CHP
50877 | Wheelabrator North Andover | GEN1 | Municipal Solid Waste | 40.3 | IPP Non-CHP
50878 | Wheelabrator Millbury Facility | GEN1 | Municipal Solid Waste | 47.6 | IPP Non-CHP
50879 | Wheelabrator Frackville Energy | GEN1 | Conventional Steam Coal | 48 | IPP CHP
50880 | Wheelabrator Saugus | GEN1 | Municipal Solid Waste | 53.7 | IPP Non-CHP
50881 | Wheelabrator Shasta | GEN1 | Wood/Wood Waste Biomass | 18.3 | IPP Non-CHP
50881 | Wheelabrator Shasta | GEN2 | Wood/Wood Waste Biomass | 18.3 | IPP Non-CHP
50881 | Wheelabrator Shasta | GEN3 | Wood/Wood Waste Biomass | 18.3 | IPP Non-CHP
50882 | Wheelabrator Westchester | GEN1 | Municipal Solid Waste | 59.7 | IPP Non-CHP
50883 | Wheelabrator Bridgeport | GEN1 | Municipal Solid Waste | 67 | IPP Non-CHP
50884 | Pinellas County Resource Recovery | GEN1 | Municipal Solid Waste | 50.5 | IPP Non-CHP
50884 | Pinellas County Resource Recovery | GEN2 | Municipal Solid Waste | 26 | IPP Non-CHP
50885 | Wheelabrator Gloucester LP | GEN1 | Municipal Solid Waste | 14 | IPP Non-CHP
50886 | Spokane Waste to Energy | GEN1 | Municipal Solid Waste | 26 | IPP Non-CHP
50887 | Wheelabrator South Broward | GEN1 | Municipal Solid Waste | 66 | IPP Non-CHP
50888 | Northampton Generating Company LP | GEN1 | Conventional Steam Coal | 134.1 | IPP CHP
50890 | Ivy River Hydro | GEN1 | Conventional Hydroelectric | 0.2 | IPP Non-CHP
50890 | Ivy River Hydro | GEN2 | Conventional Hydroelectric | 0.2 | IPP Non-CHP
50890 | Ivy River Hydro | GEN3 | Conventional Hydroelectric | 0.2 | IPP Non-CHP
50890 | Ivy River Hydro | GEN4 | Conventional Hydroelectric | 0.2 | IPP Non-CHP
50890 | Ivy River Hydro | GEN5 | Conventional Hydroelectric | 0.2 | IPP Non-CHP
50890 | Ivy River Hydro | GEN6 | Conventional Hydroelectric | 0.2 | IPP Non-CHP
50891 | El Dorado Hydro Elk Creek | GEN1 | Conventional Hydroelectric | 2.6 | IPP Non-CHP
50892 | Rock Creek LP | GEN1 | Conventional Hydroelectric | 1.5 | IPP Non-CHP
50892 | Rock Creek LP | GEN2 | Conventional Hydroelectric | 1.5 | IPP Non-CHP
50893 | Allegheny No. 5 Hydro Station | GEN1 | Conventional Hydroelectric | 4.6 | IPP Non-CHP
50893 | Allegheny No. 5 Hydro Station | GEN2 | Conventional Hydroelectric | 4.6 | IPP Non-CHP
50894 | Allegheny No 6 Hydro Station | GEN1 | Conventional Hydroelectric | 4.6 | IPP Non-CHP
50894 | Allegheny No 6 Hydro Station | GEN2 | Conventional Hydroelectric | 4.6 | IPP Non-CHP
50895 | Bypass | GEN1 | Conventional Hydroelectric | 3.3 | IPP Non-CHP
50895 | Bypass | GEN2 | Conventional Hydroelectric | 3.3 | IPP Non-CHP
50895 | Bypass | GEN3 | Conventional Hydroelectric | 3.3 | IPP Non-CHP
50896 | S E Hazelton A | GEN1 | Conventional Hydroelectric | 2.8 | IPP Non-CHP
50896 | S E Hazelton A | GEN2 | Conventional Hydroelectric | 2.8 | IPP Non-CHP
50896 | S E Hazelton A | GEN3 | Conventional Hydroelectric | 2.8 | IPP Non-CHP
50897 | Allegheny Hydro No 8 | GEN1 | Conventional Hydroelectric | 6.8 | IPP Non-CHP
50897 | Allegheny Hydro No 8 | GEN2 | Conventional Hydroelectric | 6.8 | IPP Non-CHP
50898 | Allegheny Hydro No 9 | GEN1 | Conventional Hydroelectric | 8.9 | IPP Non-CHP
50898 | Allegheny Hydro No 9 | GEN2 | Conventional Hydroelectric | 8.9 | IPP Non-CHP
50900 | Covington Facility | GEN3 | Conventional Steam Coal | 10.5 | Industrial CHP
50900 | Covington Facility | GEN4 | Wood/Wood Waste Biomass | 34 | Industrial CHP
50900 | Covington Facility | GEN5 | Conventional Steam Coal | 34 | Industrial CHP
50900 | Covington Facility | GEN7 | Wood/Wood Waste Biomass | 82.4 | Industrial CHP
50903 | Sagamore Plant Cogeneration | GEN1 | Natural Gas Steam Turbine | 7.4 | Industrial CHP
50904 | Fox Metro Water Reclamation District | RU3 | Natural Gas Internal Combustion Engine | 1.1 | IPP CHP
50904 | Fox Metro Water Reclamation District | RU4 | Natural Gas Internal Combustion Engine | 1.1 | IPP CHP
50906 | Ford Utilities Center | 3 | Natural Gas Fired Combustion Turbine | 7 | Commercial CHP
50906 | Ford Utilities Center | 4 | Natural Gas Steam Turbine | 1.1 | Commercial CHP
50906 | Ford Utilities Center | 5 | Natural Gas Fired Combustion Turbine | 6.7 | Commercial CHP
50907 | Oswego County Energy Recovery | UNT1 | Municipal Solid Waste | 1.8 | Commercial CHP
50907 | Oswego County Energy Recovery | UNT2 | Municipal Solid Waste | 1.8 | Commercial CHP
50917 | Middle Fork Irrigation District | GEN1 | Conventional Hydroelectric | 2 | IPP Non-CHP
50917 | Middle Fork Irrigation District | GEN2 | Conventional Hydroelectric | 0.5 | IPP Non-CHP
50917 | Middle Fork Irrigation District | GEN3 | Conventional Hydroelectric | 0.8 | IPP Non-CHP
50920 | Erie Coke | 1 | Other Gases | 2.5 | Industrial CHP
50921 | Co-Gen LLC | GEN1 | Wood/Wood Waste Biomass | 7.5 | IPP CHP
50931 | Yellowstone Energy LP | GEN1 | Petroleum Coke | 68 | IPP CHP
50932 | Des Moines Wastewater Reclamation Fac | 01 | Other Waste Biomass | 0.6 | Commercial CHP
50932 | Des Moines Wastewater Reclamation Fac | 02 | Other Waste Biomass | 0.6 | Commercial CHP
50932 | Des Moines Wastewater Reclamation Fac | 03 | Other Waste Biomass | 0.6 | Commercial CHP
50932 | Des Moines Wastewater Reclamation Fac | 72-04 | Other Waste Biomass | 1.4 | Commercial CHP
50932 | Des Moines Wastewater Reclamation Fac | 72-05 | Other Waste Biomass | 1.4 | Commercial CHP
50933 | Rhinelander Mill | GEN5 | Natural Gas Steam Turbine | 10 | Industrial CHP
50933 | Rhinelander Mill | GEN6 | Conventional Steam Coal | 9.3 | Industrial CHP
50933 | Rhinelander Mill | HYD1 | Conventional Hydroelectric | 0.5 | Industrial CHP
50933 | Rhinelander Mill | HYD2 | Conventional Hydroelectric | 0.5 | Industrial CHP
50933 | Rhinelander Mill | HYD3 | Conventional Hydroelectric | 1 | Industrial CHP
50935 | Caterpillar | 3512 | Petroleum Liquids | 0.9 | Industrial Non-CHP
50935 | Caterpillar | 3516 | Petroleum Liquids | 1.2 | Industrial Non-CHP
50935 | Caterpillar | 516A | Petroleum Liquids | 1.8 | Industrial Non-CHP
50935 | Caterpillar | ET1 | Natural Gas Internal Combustion Engine | 2 | Industrial Non-CHP
50935 | Caterpillar | ET2 | Natural Gas Internal Combustion Engine | 2 | Industrial Non-CHP
50935 | Caterpillar | ET3 | Petroleum Liquids | 2.5 | Industrial Non-CHP
50935 | Caterpillar | ET4 | Natural Gas Internal Combustion Engine | 2.5 | Industrial Non-CHP
50935 | Caterpillar | R12 | Petroleum Liquids | 0.4 | Industrial Non-CHP
50936 | Winnebago County Landfill Gas | EG1 | Landfill Gas | 0.9 | IPP CHP
50936 | Winnebago County Landfill Gas | EG2 | Landfill Gas | 0.9 | IPP CHP
50936 | Winnebago County Landfill Gas | EG3 | Landfill Gas | 0.9 | IPP CHP
50936 | Winnebago County Landfill Gas | EG4 | Landfill Gas | 1 | IPP CHP
50936 | Winnebago County Landfill Gas | EG5 | Landfill Gas | 1.4 | IPP CHP
50937 | William Beaumont Hospital | GENA | Petroleum Liquids | 1.9 | Commercial Non-CHP
50937 | William Beaumont Hospital | GENB | Petroleum Liquids | 1.9 | Commercial Non-CHP
50938 | Galesville Project | GV1 | Conventional Hydroelectric | 0.8 | IPP Non-CHP
50938 | Galesville Project | GV2 | Conventional Hydroelectric | 0.8 | IPP Non-CHP
50942 | Lagoon Cogeneration Facility | 1 | Natural Gas Internal Combustion Engine | 1 | Commercial CHP
50942 | Lagoon Cogeneration Facility | 2 | Natural Gas Internal Combustion Engine | 1 | Commercial CHP
50942 | Lagoon Cogeneration Facility | 3 | Natural Gas Internal Combustion Engine | 1 | Commercial CHP
50945 | R & R Lumber | ST1 | Wood/Wood Waste Biomass | 1.5 | Industrial CHP
50949 | Hardee Power Station | GEN1 | Natural Gas Fired Combined Cycle | 86 | IPP Non-CHP
50949 | Hardee Power Station | GEN2 | Natural Gas Fired Combined Cycle | 86 | IPP Non-CHP
50949 | Hardee Power Station | GEN3 | Natural Gas Fired Combined Cycle | 86 | IPP Non-CHP
50949 | Hardee Power Station | GEN4 | Natural Gas Fired Combustion Turbine | 84 | IPP Non-CHP
50949 | Hardee Power Station | GEN5 | Natural Gas Fired Combustion Turbine | 90 | IPP Non-CHP
50951 | Sunnyside Cogen Associates | GEN1 | Conventional Steam Coal | 58.1 | IPP Non-CHP
50952 | Saint Francis Hospital | GEN1 | Natural Gas Internal Combustion Engine | 0.8 | Commercial CHP
50952 | Saint Francis Hospital | GEN2 | Natural Gas Internal Combustion Engine | 0.8 | Commercial CHP
50955 | Rousselot Inc | GEN1 | Natural Gas Steam Turbine | 1.5 | Industrial CHP
50955 | Rousselot Inc | GEN2 | Natural Gas Steam Turbine | 1.5 | Industrial CHP
50955 | Rousselot Inc | GEN3 | Natural Gas Steam Turbine | 3.7 | Industrial CHP
50956 | Bowater Newsprint Calhoun Operation | GEN1 | Wood/Wood Waste Biomass | 19 | Industrial CHP
50956 | Bowater Newsprint Calhoun Operation | GEN2 | Wood/Wood Waste Biomass | 19.2 | Industrial CHP
50956 | Bowater Newsprint Calhoun Operation | GEN3 | Wood/Wood Waste Biomass | 25 | Industrial CHP
50960 | Union County Resource Recovery | GEN1 | Municipal Solid Waste | 45 | Commercial Non-CHP
50961 | Slate Creek | GEN1 | Conventional Hydroelectric | 4.2 | IPP Non-CHP
50963 | Naval Hospital Medical Center | 4TG | Natural Gas Fired Combustion Turbine | 5.3 | Commercial CHP
50964 | Amedee Geothermal Venture I | IND | Geothermal | 1.5 | IPP Non-CHP
50964 | Amedee Geothermal Venture I | SYN | Geothermal | 1.5 | IPP Non-CHP
50965 | Toledo Ref Power Recovery Train | GEN1 | Petroleum Coke | 6 | Industrial CHP
50966 | Bellmeade Power Station | 1 | Natural Gas Fired Combined Cycle | 110 | Electric Utility
50966 | Bellmeade Power Station | 2 | Natural Gas Fired Combined Cycle | 110 | Electric Utility
50966 | Bellmeade Power Station | 3 | Natural Gas Fired Combined Cycle | 110 | Electric Utility
50969 | MU Combined Heat and Power Plant | DGT1 | Petroleum Liquids | 2 | Commercial CHP
50969 | MU Combined Heat and Power Plant | GEN1 | Conventional Steam Coal | 6.2 | Commercial CHP
50969 | MU Combined Heat and Power Plant | GEN2 | Conventional Steam Coal | 12.5 | Commercial CHP
50969 | MU Combined Heat and Power Plant | GEN3 | Conventional Steam Coal | 19.8 | Commercial CHP
50969 | MU Combined Heat and Power Plant | GEN4 | Conventional Steam Coal | 14.5 | Commercial CHP
50969 | MU Combined Heat and Power Plant | GEN6 | Petroleum Liquids | 0.5 | Commercial CHP
50969 | MU Combined Heat and Power Plant | GEN7 | Petroleum Liquids | 1 | Commercial CHP
50969 | MU Combined Heat and Power Plant | NTG1 | Natural Gas Fired Combustion Turbine | 17.3 | Commercial CHP
50969 | MU Combined Heat and Power Plant | NTG2 | Natural Gas Fired Combustion Turbine | 17.3 | Commercial CHP
50971 | Tropicana Products Bradent | GEN1 | Natural Gas Fired Combustion Turbine | 46.8 | Industrial CHP
50972 | Marsh Valley Development | 1 | Conventional Hydroelectric | 1.6 | IPP Non-CHP
50973 | Motiva Enterprises Port Arthur Refinery | GN31 | Natural Gas Fired Combined Cycle | 10 | Industrial CHP
50973 | Motiva Enterprises Port Arthur Refinery | GN32 | Natural Gas Fired Combined Cycle | 15.6 | Industrial CHP
50973 | Motiva Enterprises Port Arthur Refinery | GN33 | Natural Gas Fired Combined Cycle | 25.5 | Industrial CHP
50973 | Motiva Enterprises Port Arthur Refinery | GN34 | Natural Gas Fired Combustion Turbine | 18.8 | Industrial CHP
50973 | Motiva Enterprises Port Arthur Refinery | GN35 | Natural Gas Fired Combined Cycle | 40.5 | Industrial CHP
50973 | Motiva Enterprises Port Arthur Refinery | GN41 | Natural Gas Fired Combined Cycle | 41.6 | Industrial CHP
50973 | Motiva Enterprises Port Arthur Refinery | GN42 | Natural Gas Fired Combined Cycle | 41.6 | Industrial CHP
50973 | Motiva Enterprises Port Arthur Refinery | GN43 | Natural Gas Fired Combined Cycle | 41.6 | Industrial CHP
50973 | Motiva Enterprises Port Arthur Refinery | GN44 | Natural Gas Fired Combined Cycle | 41.6 | Industrial CHP
50974 | Scrubgrass Generating Company LP | GEN1 | Conventional Steam Coal | 94.7 | IPP Non-CHP
50976 | Indiantown Cogeneration LP | GEN1 | Conventional Steam Coal | 395.4 | IPP CHP
50978 | Carr Street Generating Station | GEN1 | Natural Gas Fired Combined Cycle | 48.8 | IPP Non-CHP
50978 | Carr Street Generating Station | GEN2 | Natural Gas Fired Combined Cycle | 48.8 | IPP Non-CHP
50978 | Carr Street Generating Station | GEN3 | Natural Gas Fired Combined Cycle | 25 | IPP Non-CHP
50980 | Siphon Power Project | GEN1 | Conventional Hydroelectric | 2.7 | IPP Non-CHP
50980 | Siphon Power Project | GEN2 | Conventional Hydroelectric | 2.7 | IPP Non-CHP
50985 | Solano County Cogen Plant | 3163 | Natural Gas Internal Combustion Engine | 1 | Commercial CHP
50985 | Solano County Cogen Plant | 3164 | Natural Gas Internal Combustion Engine | 0.4 | Commercial CHP
50985 | Solano County Cogen Plant | 3165 | Natural Gas Internal Combustion Engine | 1.4 | Commercial CHP
50987 | Rock Creek I | GEN1 | Conventional Hydroelectric | 2.1 | IPP Non-CHP
50989 | Ingersoll Milling Machine | 0071 | Natural Gas Fired Combustion Turbine | 0.6 | Industrial CHP
50989 | Ingersoll Milling Machine | 0072 | Natural Gas Fired Combustion Turbine | 0.6 | Industrial CHP
50989 | Ingersoll Milling Machine | 0073 | Natural Gas Fired Combustion Turbine | 0.6 | Industrial CHP
50989 | Ingersoll Milling Machine | 0074 | Natural Gas Fired Combustion Turbine | 0.6 | Industrial CHP
50989 | Ingersoll Milling Machine | 0075 | Natural Gas Fired Combustion Turbine | 0.6 | Industrial CHP
50989 | Ingersoll Milling Machine | 0076 | Natural Gas Fired Combustion Turbine | 0.8 | Industrial CHP
50989 | Ingersoll Milling Machine | 0077 | Natural Gas Fired Combustion Turbine | 0.8 | Industrial CHP
50990 | Marathon Electric | P1-1 | Petroleum Liquids | 0.4 | Industrial Non-CHP
50990 | Marathon Electric | P1-2 | Petroleum Liquids | 0.4 | Industrial Non-CHP
50990 | Marathon Electric | P2-3 | Petroleum Liquids | 0.9 | Industrial Non-CHP
50990 | Marathon Electric | P2-4 | Petroleum Liquids | 0.9 | Industrial Non-CHP
50993 | Co-Gen II LLC | GEN1 | Wood/Wood Waste Biomass | 7.5 | IPP CHP
50997 | Gallup Refinery | GEN1 | Natural Gas Fired Combustion Turbine | 3 | Industrial CHP
50997 | Gallup Refinery | GEN2 | Natural Gas Fired Combustion Turbine | 3 | Industrial CHP
50999 | Aziscohos Hydroelectric Project | GEN1 | Conventional Hydroelectric | 6.7 | IPP Non-CHP
51008 | Enterprise Sugar Factory | 1000 | Other Waste Biomass | 1 | Industrial CHP
51008 | Enterprise Sugar Factory | 2000 | Other Waste Biomass | 2 | Industrial CHP
51026 | Ryegate Power Station | GEN1 | Wood/Wood Waste Biomass | 21.5 | IPP Non-CHP
51030 | Ocean State Power | GEN1 | Natural Gas Fired Combined Cycle | 82.8 | IPP Non-CHP
51030 | Ocean State Power | GEN2 | Natural Gas Fired Combined Cycle | 82.8 | IPP Non-CHP
51030 | Ocean State Power | GEN3 | Natural Gas Fired Combined Cycle | 88.6 | IPP Non-CHP
51033 | West Delaware Tunnel Plant | GEN1 | Conventional Hydroelectric | 7.5 | IPP Non-CHP
51034 | Little Falls Hydro | GEN1 | Conventional Hydroelectric | 6.5 | IPP Non-CHP
51034 | Little Falls Hydro | GEN2 | Conventional Hydroelectric | 6.5 | IPP Non-CHP
51035 | Hofstra University | GEN1 | Natural Gas Internal Combustion Engine | 1.1 | Commercial CHP
51035 | Hofstra University | GEN2 | Natural Gas Internal Combustion Engine | 1.1 | Commercial CHP
51038 | MacArthur Waste to Energy Facility | GEN1 | Municipal Solid Waste | 12.5 | Commercial Non-CHP
52006 | LaO Energy Systems | GEN1 | Natural Gas Fired Combined Cycle | 57 | Industrial CHP
52006 | LaO Energy Systems | GEN2 | Natural Gas Fired Combined Cycle | 88 | Industrial CHP
52006 | LaO Energy Systems | GEN3 | Natural Gas Fired Combined Cycle | 90 | Industrial CHP
52006 | LaO Energy Systems | GEN4 | Natural Gas Fired Combined Cycle | 76.5 | Industrial CHP
52006 | LaO Energy Systems | GEN5 | Natural Gas Fired Combined Cycle | 76.5 | Industrial CHP
52006 | LaO Energy Systems | GEN6 | Natural Gas Fired Combined Cycle | 76.5 | Industrial CHP
52006 | LaO Energy Systems | GEN7 | Natural Gas Fired Combined Cycle | 125 | Industrial CHP
52007 | Mecklenburg Power Station | GEN1 | Conventional Steam Coal | 69.9 | Electric Utility
52007 | Mecklenburg Power Station | GEN2 | Conventional Steam Coal | 69.9 | Electric Utility
52010 | Lee County Solid Waste Energy | GEN1 | Municipal Solid Waste | 39 | IPP Non-CHP
52010 | Lee County Solid Waste Energy | GEN2 | Municipal Solid Waste | 20 | IPP Non-CHP
52015 | Terra-Gen Dixie Valley | GEN1 | Geothermal | 60.5 | IPP Non-CHP
52019 | Doswell Energy Center | GEN1 | Natural Gas Fired Combined Cycle | 122 | IPP Non-CHP
52019 | Doswell Energy Center | GEN2 | Natural Gas Fired Combined Cycle | 122 | IPP Non-CHP
52019 | Doswell Energy Center | GEN3 | Natural Gas Fired Combined Cycle | 132 | IPP Non-CHP
52019 | Doswell Energy Center | GEN4 | Natural Gas Fired Combined Cycle | 122 | IPP Non-CHP
52019 | Doswell Energy Center | GEN5 | Natural Gas Fired Combined Cycle | 122 | IPP Non-CHP
52019 | Doswell Energy Center | GEN6 | Natural Gas Fired Combined Cycle | 132 | IPP Non-CHP
52019 | Doswell Energy Center | GEN7 | Natural Gas Fired Combustion Turbine | 187 | IPP Non-CHP
52021 | ITT Cogen Facility | GEN1 | Natural Gas Fired Combustion Turbine | 3.7 | Commercial CHP
52021 | ITT Cogen Facility | GEN2 | Natural Gas Fired Combustion Turbine | 3.7 | Commercial CHP
52024 | Rhode Island Hospital | GEN2 | Natural Gas Steam Turbine | 1.7 | Commercial CHP
52024 | Rhode Island Hospital | GEN4 | Natural Gas Steam Turbine | 1.7 | Commercial CHP
52024 | Rhode Island Hospital | NEW1 | Natural Gas Steam Turbine | 3.5 | Commercial CHP
52024 | Rhode Island Hospital | NEW3 | Natural Gas Steam Turbine | 3.5 | Commercial CHP
52026 | Dartmouth Power Associates LP | GEN1 | Natural Gas Fired Combined Cycle | 45 | IPP Non-CHP
52026 | Dartmouth Power Associates LP | GEN2 | Natural Gas Fired Combined Cycle | 32 | IPP Non-CHP
52026 | Dartmouth Power Associates LP | GEN3 | Natural Gas Fired Combustion Turbine | 24.7 | IPP Non-CHP
52028 | Puna Geothermal Venture I | OEC11 | Geothermal | 3.5 | IPP Non-CHP
52028 | Puna Geothermal Venture I | OEC12 | Geothermal | 3.5 | IPP Non-CHP
52028 | Puna Geothermal Venture I | OEC13 | Geothermal | 3.5 | IPP Non-CHP
52028 | Puna Geothermal Venture I | OEC14 | Geothermal | 3.5 | IPP Non-CHP
52028 | Puna Geothermal Venture I | OEC15 | Geothermal | 3.5 | IPP Non-CHP
52028 | Puna Geothermal Venture I | OEC21 | Geothermal | 3.5 | IPP Non-CHP
52028 | Puna Geothermal Venture I | OEC22 | Geothermal | 3.5 | IPP Non-CHP
52028 | Puna Geothermal Venture I | OEC23 | Geothermal | 3.5 | IPP Non-CHP
52028 | Puna Geothermal Venture I | OEC24 | Geothermal | 3.5 | IPP Non-CHP
52028 | Puna Geothermal Venture I | OEC25 | Geothermal | 3.5 | IPP Non-CHP
52028 | Puna Geothermal Venture I | OEC31 | Geothermal | 8 | IPP Non-CHP
52028 | Puna Geothermal Venture I | OEC32 | Geothermal | 8 | IPP Non-CHP
52031 | Alliance Refinery | GEN1 | Other Gases | 6 | Industrial Non-CHP
52031 | Alliance Refinery | GEN2 | Other Gases | 19 | Industrial Non-CHP
52033 | Moretown Generating Station | 1 | Conventional Hydroelectric | 1.2 | IPP Non-CHP
52034 | Bunge Oil | 1 | Natural Gas Fired Combustion Turbine | 3.5 | Industrial CHP
52036 | Yough Hydro Power | GEN1 | Conventional Hydroelectric | 6.1 | IPP Non-CHP
52036 | Yough Hydro Power | GEN2 | Conventional Hydroelectric | 6.1 | IPP Non-CHP
52039 | Quail Creek Hydro Plant #1 | 1 | Conventional Hydroelectric | 2.3 | IPP Non-CHP
52048 | Vanderbilt University Power Plant | GT1 | Natural Gas Fired Combustion Turbine | 5.2 | Commercial CHP
52048 | Vanderbilt University Power Plant | GT2 | Natural Gas Fired Combustion Turbine | 5.2 | Commercial CHP
52048 | Vanderbilt University Power Plant | GT3 | Natural Gas Fired Combustion Turbine | 7.2 | Commercial CHP
52049 | Clifton Dam 3 Power Station | 1H | Conventional Hydroelectric | 0.7 | IPP Non-CHP
52049 | Clifton Dam 3 Power Station | 2V | Conventional Hydroelectric | 0.5 | IPP Non-CHP
52051 | I 95 Municipal Landfill Phase I | UNT1 | Landfill Gas | 0.8 | IPP Non-CHP
52051 | I 95 Municipal Landfill Phase I | UNT2 | Landfill Gas | 0.8 | IPP Non-CHP
52051 | I 95 Municipal Landfill Phase I | UNT3 | Landfill Gas | 0.8 | IPP Non-CHP
52051 | I 95 Municipal Landfill Phase I | UNT4 | Landfill Gas | 0.8 | IPP Non-CHP
52054 | Rapidan Hydro Facility | GEN1 | Conventional Hydroelectric | 3.4 | IPP Non-CHP
52054 | Rapidan Hydro Facility | GEN2 | Conventional Hydroelectric | 3.4 | IPP Non-CHP
52056 | Nassau Energy Corp | GT1 | Natural Gas Fired Combined Cycle | 43 | IPP CHP
52056 | Nassau Energy Corp | ST1 | Natural Gas Fired Combined Cycle | 12 | IPP CHP
52057 | Herkimer | 01 | Conventional Hydroelectric | 0.4 | IPP Non-CHP
52057 | Herkimer | 02 | Conventional Hydroelectric | 0.4 | IPP Non-CHP
52057 | Herkimer | 03 | Conventional Hydroelectric | 0.4 | IPP Non-CHP
52057 | Herkimer | 04 | Conventional Hydroelectric | 0.4 | IPP Non-CHP
52058 | Ogdensburg | 01 | Conventional Hydroelectric | 0.7 | IPP Non-CHP
52058 | Ogdensburg | 02 | Conventional Hydroelectric | 0.7 | IPP Non-CHP
52058 | Ogdensburg | 03 | Conventional Hydroelectric | 0.7 | IPP Non-CHP
52058 | Ogdensburg | 04 | Conventional Hydroelectric | 0.7 | IPP Non-CHP
52058 | Ogdensburg | 05 | Conventional Hydroelectric | 0.7 | IPP Non-CHP
52061 | Hartford Hospital Cogeneration | GEN2 | Natural Gas Fired Combined Cycle | 4.2 | Commercial CHP
52061 | Hartford Hospital Cogeneration | GEN3 | Natural Gas Fired Combined Cycle | 6.2 | Commercial CHP
52061 | Hartford Hospital Cogeneration | GEN4 | Other Natural Gas | 1.4 | Commercial CHP
52063 | Martinez Sulfuric Acid Regeneration Plt | GEN1 | All Other | 4 | Industrial CHP
52064 | Dominguez Plant | GEN1 | All Other | 5 | Industrial CHP
52065 | Houston Plant | GEN1 | All Other | 6 | Industrial CHP
52065 | Houston Plant | GEN2 | All Other | 1.5 | Industrial CHP
52068 | Great Falls Hydro Project | GEN1 | Conventional Hydroelectric | 4.1 | IPP Non-CHP
52068 | Great Falls Hydro Project | GEN2 | Conventional Hydroelectric | 4.1 | IPP Non-CHP
52068 | Great Falls Hydro Project | GEN3 | Conventional Hydroelectric | 4.1 | IPP Non-CHP
52069 | Point Comfort Operations | GEN1 | Natural Gas Steam Turbine | 16 | Industrial CHP
52069 | Point Comfort Operations | GEN2 | Natural Gas Steam Turbine | 16 | Industrial CHP
52069 | Point Comfort Operations | GEN3 | Natural Gas Steam Turbine | 16 | Industrial CHP
52069 | Point Comfort Operations | GEN4 | Natural Gas Steam Turbine | 15.1 | Industrial CHP
52071 | Sandow No 5 | 5 | Conventional Steam Coal | 661.5 | IPP Non-CHP
52072 | Radford Army Ammunition Plant | GEN1 | Conventional Steam Coal | 6 | Industrial CHP
52072 | Radford Army Ammunition Plant | GEN2 | Conventional Steam Coal | 6 | Industrial CHP
52072 | Radford Army Ammunition Plant | GEN3 | Conventional Steam Coal | 6 | Industrial CHP
52072 | Radford Army Ammunition Plant | GEN4 | Conventional Steam Coal | 6 | Industrial CHP
52073 | UCLA So Campus Cogen Project | GEN1 | Natural Gas Fired Combined Cycle | 14.5 | Commercial CHP
52073 | UCLA So Campus Cogen Project | GEN2 | Natural Gas Fired Combined Cycle | 14.5 | Commercial CHP
52073 | UCLA So Campus Cogen Project | GEN3 | Natural Gas Fired Combined Cycle | 14 | Commercial CHP
52076 | McKittrick Cogen | UNIT1 | Natural Gas Fired Combustion Turbine | 6 | Industrial CHP
52076 | McKittrick Cogen | UNIT2 | Natural Gas Fired Combustion Turbine | 6 | Industrial CHP
52077 | Lost Hills Cogeneration Plant | GEN4 | Natural Gas Fired Combustion Turbine | 3.5 | Industrial CHP
52077 | Lost Hills Cogeneration Plant | GEN5 | Natural Gas Fired Combustion Turbine | 3.5 | Industrial CHP
52077 | Lost Hills Cogeneration Plant | GEN6 | Natural Gas Fired Combustion Turbine | 3.5 | Industrial CHP
52078 | North Midway Cogen | GEN7 | Natural Gas Fired Combustion Turbine | 3.5 | Industrial CHP
52078 | North Midway Cogen | GEN8 | Natural Gas Fired Combustion Turbine | 3.5 | Industrial CHP
52078 | North Midway Cogen | GEN9 | Natural Gas Fired Combustion Turbine | 3.5 | Industrial CHP
52081 | Cymric 31X Cogen | TG1 | Natural Gas Fired Combustion Turbine | 3.4 | Industrial CHP
52081 | Cymric 31X Cogen | TG2 | Natural Gas Fired Combustion Turbine | 3.4 | Industrial CHP
52082 | Cymric 6Z Cogen | TG1 | Natural Gas Fired Combustion Turbine | 3.4 | Industrial CHP
52082 | Cymric 6Z Cogen | TG2 | Natural Gas Fired Combustion Turbine | 3.4 | Industrial CHP
52083 | Coalinga 6C Cogen | TG1 | Natural Gas Fired Combustion Turbine | 3.4 | Industrial CHP
52083 | Coalinga 6C Cogen | TG2 | Natural Gas Fired Combustion Turbine | 3.4 | Industrial CHP
52085 | Taft 26C Cogen | TG1 | Natural Gas Fired Combustion Turbine | 3.1 | Industrial CHP
52085 | Taft 26C Cogen | TG2 | Natural Gas Fired Combustion Turbine | 3.1 | Industrial CHP
52085 | Taft 26C Cogen | TG3 | Natural Gas Fired Combustion Turbine | 3.1 | Industrial CHP
52085 | Taft 26C Cogen | TG4 | Natural Gas Fired Combustion Turbine | 3.1 | Industrial CHP
52086 | Coalinga 25D Cogen | TG1 | Natural Gas Fired Combustion Turbine | 3.4 | Industrial CHP
52086 | Coalinga 25D Cogen | TG2 | Natural Gas Fired Combustion Turbine | 3.4 | Industrial CHP
52086 | Coalinga 25D Cogen | TG3 | Natural Gas Fired Combustion Turbine | 3.4 | Industrial CHP
52086 | Coalinga 25D Cogen | TG4 | Natural Gas Fired Combustion Turbine | 3.4 | Industrial CHP
52087 | Elizabeth River Power Station | GEN1 | Natural Gas Fired Combustion Turbine | 129.6 | Electric Utility
52087 | Elizabeth River Power Station | GEN2 | Natural Gas Fired Combustion Turbine | 129.6 | Electric Utility
52087 | Elizabeth River Power Station | GEN3 | Natural Gas Fired Combustion Turbine | 129.6 | Electric Utility
52088 | Texas City Power Plant | GEN1 | Natural Gas Fired Combined Cycle | 141 | IPP CHP
52088 | Texas City Power Plant | GEN2 | Natural Gas Fired Combined Cycle | 103 | IPP CHP
52088 | Texas City Power Plant | GEN3 | Natural Gas Fired Combined Cycle | 103 | IPP CHP
52088 | Texas City Power Plant | GEN4 | Natural Gas Fired Combined Cycle | 103 | IPP CHP
52089 | Celanese Acetate LLC | GEN1 | Natural Gas Steam Turbine | 6 | Industrial CHP
52089 | Celanese Acetate LLC | GEN2 | Natural Gas Steam Turbine | 6 | Industrial CHP
52089 | Celanese Acetate LLC | GEN3 | Natural Gas Steam Turbine | 6 | Industrial CHP
52089 | Celanese Acetate LLC | GEN4 | Natural Gas Steam Turbine | 9.2 | Industrial CHP
52096 | Berry Placerita Cogen | GEN1 | Natural Gas Fired Combustion Turbine | 21.4 | Industrial CHP
52096 | Berry Placerita Cogen | GEN2 | Natural Gas Fired Combustion Turbine | 21.4 | Industrial CHP
52099 | Plant No 2 Orange County | GEN1 | Other Waste Biomass | 3 | Commercial CHP
52099 | Plant No 2 Orange County | GEN2 | Other Waste Biomass | 3 | Commercial CHP
52099 | Plant No 2 Orange County | GEN3 | Other Waste Biomass | 3 | Commercial CHP
52099 | Plant No 2 Orange County | GEN4 | Other Waste Biomass | 3 | Commercial CHP
52099 | Plant No 2 Orange County | GEN5 | Other Waste Biomass | 3 | Commercial CHP
52099 | Plant No 2 Orange County | GEN6 | Other Waste Biomass | 1 | Commercial CHP
52104 | Cymric 36W Cogen | GEN1 | Natural Gas Fired Combustion Turbine | 3.1 | Industrial CHP
52104 | Cymric 36W Cogen | GEN2 | Natural Gas Fired Combustion Turbine | 3.1 | Industrial CHP
52104 | Cymric 36W Cogen | GEN3 | Natural Gas Fired Combustion Turbine | 3.1 | Industrial CHP
52104 | Cymric 36W Cogen | GEN4 | Natural Gas Fired Combustion Turbine | 3.1 | Industrial CHP
52106 | Philadelphia Refinery | GEN1 | Other Gases | 10 | Industrial CHP
52106 | Philadelphia Refinery | GEN2 | Other Gases | 10 | Industrial CHP
52106 | Philadelphia Refinery | GEN3 | Other Gases | 10 | Industrial CHP
52107 | Kern River Eastridge Cogen | 101A | Natural Gas Fired Combustion Turbine | 24.4 | Industrial CHP
52107 | Kern River Eastridge Cogen | 101B | Natural Gas Fired Combustion Turbine | 24.4 | Industrial CHP
52109 | Richmond Cogen | GEN1 | Natural Gas Fired Combined Cycle | 62.6 | Industrial CHP
52109 | Richmond Cogen | GEN2 | Natural Gas Fired Combined Cycle | 62.6 | Industrial CHP
52109 | Richmond Cogen | GEN5 | Other Gases | 30.4 | Industrial CHP
52115 | Ingredion Stockton | GEN1 | Natural Gas Fired Combustion Turbine | 2.8 | Industrial CHP
52118 | Multitrade of Pittsylvania LP | GEN1 | Wood/Wood Waste Biomass | 45 | Electric Utility
52118 | Multitrade of Pittsylvania LP | GEN2 | Wood/Wood Waste Biomass | 45 | Electric Utility
52120 | Freeport Energy | G-37 | Natural Gas Fired Combustion Turbine | 75 | Industrial CHP
52120 | Freeport Energy | G-61 | Natural Gas Fired Combined Cycle | 94.5 | Industrial CHP
52120 | Freeport Energy | G-63 | Natural Gas Fired Combined Cycle | 94.5 | Industrial CHP
52120 | Freeport Energy | G-64 | Natural Gas Fired Combined Cycle | 64.8 | Industrial CHP
52120 | Freeport Energy | G-65 | Natural Gas Fired Combined Cycle | 111.3 | Industrial CHP
52120 | Freeport Energy | G-66 | Natural Gas Fired Combined Cycle | 119 | Industrial CHP
52120 | Freeport Energy | G-67 | Natural Gas Fired Combined Cycle | 119 | Industrial CHP
52122 | Wasson CO2 Removal Plant | GEN1 | Natural Gas Fired Combustion Turbine | 23.4 | Industrial CHP
52127 | Elk Basin Gasoline Plant | GEN1 | Other Gases | 1 | Industrial CHP
52127 | Elk Basin Gasoline Plant | GEN2 | Other Gases | 1 | Industrial CHP
52130 | Whiting Refinery | 31TG | Other Gases | 12.5 | Industrial CHP
52130 | Whiting Refinery | 32TG | Other Gases | 12.5 | Industrial CHP
52130 | Whiting Refinery | 33TG | Other Gases | 18.8 | Industrial CHP
52130 | Whiting Refinery | 34TG | Other Gases | 10 | Industrial CHP
52130 | Whiting Refinery | 35TG | Other Gases | 30 | Industrial CHP
52132 | Power Station 4 | GEN1 | Natural Gas Fired Combined Cycle | 78.2 | Industrial CHP
52132 | Power Station 4 | GEN2 | Natural Gas Fired Combined Cycle | 78.2 | Industrial CHP
52132 | Power Station 4 | GEN3 | Natural Gas Fired Combined Cycle | 34.7 | Industrial CHP
52133 | Tesoro Mandan Cogeneration Plant | GEN1 | Other Gases | 2.5 | Industrial CHP
52133 | Tesoro Mandan Cogeneration Plant | GEN2 | Other Gases | 2.5 | Industrial CHP
52133 | Tesoro Mandan Cogeneration Plant | GEN3 | Other Gases | 2.5 | Industrial CHP
52138 | Steamboat 1A Power Plant | DE31 | Geothermal | 1.2 | IPP Non-CHP
52138 | Steamboat 1A Power Plant | DE32 | Geothermal | 1.2 | IPP Non-CHP
52140 | International Paper Prattville Mill | GEN1 | Wood/Wood Waste Biomass | 40.5 | Industrial CHP
52140 | International Paper Prattville Mill | GEN2 | Wood/Wood Waste Biomass | 49.3 | Industrial CHP
52142 | Mojave 4 | GEN1 | Onshore Wind Turbine | 29 | IPP Non-CHP
52143 | Mojave 3 | GEN1 | Onshore Wind Turbine | 23.5 | IPP Non-CHP
52144 | Mojave 5 | GEN1 | Onshore Wind Turbine | 22.5 | IPP Non-CHP
52147 | C P Kelco San Diego Plant | GEN1 | Natural Gas Fired Combustion Turbine | 8 | Industrial CHP
52147 | C P Kelco San Diego Plant | GEN2 | Natural Gas Fired Combustion Turbine | 10 | Industrial CHP
52147 | C P Kelco San Diego Plant | GEN3 | Natural Gas Fired Combustion Turbine | 10 | Industrial CHP
52148 | Elkton | GEN1 | Natural Gas Steam Turbine | 7.2 | Industrial CHP
52148 | Elkton | GEN2 | Petroleum Liquids | 0.9 | Industrial CHP
52148 | Elkton | GEN5 | Natural Gas Steam Turbine | 0.4 | Industrial CHP
52149 | West Point (PA) | COG3 | Natural Gas Fired Combustion Turbine | 38.4 | Industrial CHP
52149 | West Point (PA) | GEN2 | Natural Gas Fired Combustion Turbine | 32.3 | Industrial CHP
52149 | West Point (PA) | GEN3 | Petroleum Liquids | 2.5 | Industrial CHP
52149 | West Point (PA) | GEN4 | Natural Gas Internal Combustion Engine | 1.7 | Industrial CHP
52149 | West Point (PA) | GEN5 | Petroleum Liquids | 1.2 | Industrial CHP
52149 | West Point (PA) | GEN6 | Petroleum Liquids | 1.2 | Industrial CHP
52149 | West Point (PA) | GEN7 | Natural Gas Internal Combustion Engine | 0.7 | Industrial CHP
52149 | West Point (PA) | GEN8 | Natural Gas Internal Combustion Engine | 1 | Industrial CHP
52149 | West Point (PA) | GEN9 | Natural Gas Internal Combustion Engine | 1.3 | Industrial CHP
52149 | West Point (PA) | GN10 | Natural Gas Internal Combustion Engine | 1.3 | Industrial CHP
52149 | West Point (PA) | GN11 | Petroleum Liquids | 1 | Industrial CHP
52149 | West Point (PA) | GN12 | Petroleum Liquids | 2 | Industrial CHP
52149 | West Point (PA) | GN13 | Petroleum Liquids | 2 | Industrial CHP
52151 | International Paper Eastover Facility | GEN1 | Wood/Wood Waste Biomass | 48.4 | Industrial CHP
52151 | International Paper Eastover Facility | GEN2 | Wood/Wood Waste Biomass | 61.2 | Industrial CHP
52152 | International Paper Franklin Mill | GE10 | Natural Gas Fired Combustion Turbine | 46.4 | Industrial CHP
52152 | International Paper Franklin Mill | GEN9 | Wood/Wood Waste Biomass | 36.1 | Industrial CHP
52155 | Lacomb Irrigation District | GEN1 | Conventional Hydroelectric | 1 | IPP Non-CHP
52158 | Aidlin Geothermal Power Plant | GEN1 | Geothermal | 12.5 | IPP Non-CHP
52158 | Aidlin Geothermal Power Plant | GEN2 | Geothermal | 12.5 | IPP Non-CHP
52160 | Victory Garden Phase IV LLC | WGNS | Onshore Wind Turbine | 22 | IPP Non-CHP
52161 | Terra-Gen 251 Wind LLC | WGNS | Onshore Wind Turbine | 18.4 | IPP Non-CHP
52162 | 85 A | WGNS | Onshore Wind Turbine | 14.1 | IPP Non-CHP
52163 | 85 B | WTGN | Onshore Wind Turbine | 21.2 | IPP Non-CHP
52165 | Helzel & Schwarzhoff 88 Wind Farm | WGNS | Onshore Wind Turbine | 1.8 | IPP Non-CHP
52166 | Collins Facility | 1 | Conventional Hydroelectric | 0.6 | IPP Non-CHP
52166 | Collins Facility | 2 | Conventional Hydroelectric | 0.6 | IPP Non-CHP
52168 | Riverbay | GEN2 | Natural Gas Steam Turbine | 16 | Commercial CHP
52168 | Riverbay | GEN3 | Natural Gas Fired Combustion Turbine | 12.9 | Commercial CHP
52168 | Riverbay | GEN4 | Natural Gas Fired Combustion Turbine | 12.9 | Commercial CHP
52168 | Riverbay | U0007 | Petroleum Liquids | 1.7 | Commercial CHP
52169 | Midway Sunset Cogen | A | Natural Gas Fired Combustion Turbine | 78 | Industrial CHP
52169 | Midway Sunset Cogen | B | Natural Gas Fired Combustion Turbine | 78 | Industrial CHP
52169 | Midway Sunset Cogen | C | Natural Gas Fired Combustion Turbine | 78 | Industrial CHP
52171 | Upper Barker | GEN1 | Conventional Hydroelectric | 1 | IPP Non-CHP
52173 | Conemaugh Hydro Plant | GEN1 | Conventional Hydroelectric | 7.5 | IPP Non-CHP
52173 | Conemaugh Hydro Plant | GEN2 | Conventional Hydroelectric | 7.5 | IPP Non-CHP
52174 | Soda Lake Geothermal No I II | OE11 | Geothermal | 1.2 | IPP Non-CHP
52174 | Soda Lake Geothermal No I II | OE12 | Geothermal | 1.2 | IPP Non-CHP
52174 | Soda Lake Geothermal No I II | OE13 | Geothermal | 1.2 | IPP Non-CHP
52174 | Soda Lake Geothermal No I II | OE21 | Geothermal | 1.5 | IPP Non-CHP
52174 | Soda Lake Geothermal No I II | OEC1 | Geothermal | 3.5 | IPP Non-CHP
52174 | Soda Lake Geothermal No I II | OEC2 | Geothermal | 3.5 | IPP Non-CHP
52174 | Soda Lake Geothermal No I II | OEC3 | Geothermal | 3.5 | IPP Non-CHP
52174 | Soda Lake Geothermal No I II | OEC4 | Geothermal | 3.5 | IPP Non-CHP
52174 | Soda Lake Geothermal No I II | OEC5 | Geothermal | 3.5 | IPP Non-CHP
52174 | Soda Lake Geothermal No I II | OEC6 | Geothermal | 3.5 | IPP Non-CHP
52175 | CITGO Refinery Powerhouse | GEN1 | Natural Gas Steam Turbine | 25 | Industrial CHP
52175 | CITGO Refinery Powerhouse | GEN2 | Natural Gas Steam Turbine | 25 | Industrial CHP
52175 | CITGO Refinery Powerhouse | GEN3 | Natural Gas Steam Turbine | 25 | Industrial CHP
52176 | C R Wing Cogen Plant | GEN1 | Natural Gas Fired Combined Cycle | 77.5 | IPP CHP
52176 | C R Wing Cogen Plant | GEN2 | Natural Gas Fired Combined Cycle | 77.5 | IPP CHP
52176 | C R Wing Cogen Plant | GEN3 | Natural Gas Fired Combined Cycle | 75 | IPP CHP
52184 | Tesoro Kenai Cogeneration Plant | GEN1 | Natural Gas Fired Combustion Turbine | 4.3 | Industrial CHP
52184 | Tesoro Kenai Cogeneration Plant | GEN2 | Natural Gas Fired Combustion Turbine | 4.3 | Industrial CHP
52186 | Yuba City Cogen Partners | GEN1 | Natural Gas Fired Combustion Turbine | 49 | IPP CHP
52187 | Falls Creek | GE-1 | Conventional Hydroelectric | 4.1 | IPP Non-CHP
52193 | Delaware City Plant | CT1 | Natural Gas Fired Combustion Turbine | 92 | Industrial CHP
52193 | Delaware City Plant | CT2 | Natural Gas Fired Combustion Turbine | 92 | Industrial CHP
52193 | Delaware City Plant | G1 | Other Gases | 27.5 | Industrial CHP
52193 | Delaware City Plant | G2 | Other Gases | 27.5 | Industrial CHP
52193 | Delaware City Plant | G3 | Other Gases | 75 | Industrial CHP
52193 | Delaware City Plant | G4 | Other Gases | 10 | Industrial CHP
52204 | Otay | OTA1 | Landfill Gas | 1.8 | IPP Non-CHP
52204 | Otay | OTA2 | Landfill Gas | 1.8 | IPP Non-CHP
52204 | Otay | OTA3 | Landfill Gas | 3.3 | IPP Non-CHP
52204 | Otay | OTA5 | Landfill Gas | 1.6 | IPP Non-CHP
52204 | Otay | OTA6 | Landfill Gas | 1.6 | IPP Non-CHP
54004 | WestRock Southeast, LLC. | GEN1 | Wood/Wood Waste Biomass | 45 | Industrial CHP
54004 | WestRock Southeast, LLC. | GEN2 | Natural Gas Fired Combustion Turbine | 37.1 | Industrial CHP
54006 | Broadwater Power Project | GEN1 | Conventional Hydroelectric | 9.7 | IPP Non-CHP
54015 | MM West Covina | GEN2 | Landfill Gas | 6.8 | IPP Non-CHP
54015 | MM West Covina | GEN3 | Landfill Gas | 4.9 | IPP Non-CHP
54017 | San Gabriel Hydro Project | U1 | Conventional Hydroelectric | 3.9 | IPP Non-CHP
54017 | San Gabriel Hydro Project | U2 | Conventional Hydroelectric | 1.1 | IPP Non-CHP
54034 | Rensselaer Cogen | GEN1 | Natural Gas Fired Combined Cycle | 49.2 | IPP Non-CHP
54034 | Rensselaer Cogen | GEN2 | Natural Gas Fired Combined Cycle | 39 | IPP Non-CHP
54035 | Roanoke Valley Energy Facility I | GEN1 | Conventional Steam Coal | 182.3 | IPP CHP
54038 | Geo East Mesa II | GEN1 | Geothermal | 21.6 | IPP Non-CHP
54041 | Lockport Energy Associates LP | GEN1 | Natural Gas Fired Combined Cycle | 48.7 | IPP CHP
54041 | Lockport Energy Associates LP | GEN2 | Natural Gas Fired Combined Cycle | 48.7 | IPP CHP
54041 | Lockport Energy Associates LP | GEN3 | Natural Gas Fired Combined Cycle | 48.7 | IPP CHP
54041 | Lockport Energy Associates LP | GEN4 | Natural Gas Fired Combined Cycle | 75.2 | IPP CHP
54044 | University of Illinois Cogen Facility | CT1 | Natural Gas Fired Combustion Turbine | 7.8 | Commercial CHP
54044 | University of Illinois Cogen Facility | CT2 | Natural Gas Fired Combustion Turbine | 7.8 | Commercial CHP
54044 | University of Illinois Cogen Facility | CT3 | Natural Gas Fired Combustion Turbine | 7.8 | Commercial CHP
54044 | University of Illinois Cogen Facility | GEN1 | Natural Gas Internal Combustion Engine | 6.3 | Commercial CHP
54044 | University of Illinois Cogen Facility | GEN2 | Natural Gas Internal Combustion Engine | 6.3 | Commercial CHP
54044 | University of Illinois Cogen Facility | GEN3 | Natural Gas Internal Combustion Engine | 3.7 | Commercial CHP
54044 | University of Illinois Cogen Facility | GEN4 | Natural Gas Internal Combustion Engine | 3.7 | Commercial CHP
54044 | University of Illinois Cogen Facility | RE1 | Natural Gas Internal Combustion Engine | 5.5 | Commercial CHP
54044 | University of Illinois Cogen Facility | RE2 | Natural Gas Internal Combustion Engine | 5.5 | Commercial CHP
54044 | University of Illinois Cogen Facility | RE3 | Natural Gas Internal Combustion Engine | 5.5 | Commercial CHP
54056 | Pawtucket Power Associates | GEN1 | Natural Gas Fired Combined Cycle | 41.8 | IPP Non-CHP
54056 | Pawtucket Power Associates | GEN2 | Natural Gas Fired Combined Cycle | 27 | IPP Non-CHP
54057 | Riverview Energy Systems | GEN1 | Landfill Gas | 3.3 | IPP Non-CHP
54057 | Riverview Energy Systems | GEN2 | Landfill Gas | 3.3 | IPP Non-CHP
54076 | Indeck Olean Energy Center | GEN1 | Natural Gas Fired Combined Cycle | 46 | IPP CHP
54076 | Indeck Olean Energy Center | GEN2 | Natural Gas Fired Combined Cycle | 44.6 | IPP CHP
54081 | Spruance Genco LLC | GEN1 | Conventional Steam Coal | 57.4 | IPP CHP
54081 | Spruance Genco LLC | GEN2 | Conventional Steam Coal | 57.4 | IPP CHP
54081 | Spruance Genco LLC | GEN3 | Conventional Steam Coal | 57.4 | IPP CHP
54081 | Spruance Genco LLC | GEN4 | Conventional Steam Coal | 57.4 | IPP CHP
54085 | Androscoggin Mill | GEN1 | Wood/Wood Waste Biomass | 25 | Industrial CHP
54085 | Androscoggin Mill | GEN2 | Wood/Wood Waste Biomass | 25 | Industrial CHP
54085 | Androscoggin Mill | GEN3 | Wood/Wood Waste Biomass | 30 | Industrial CHP
54087 | International Paper Georgetown Mill | GEN1 | Wood/Wood Waste Biomass | 25.6 | Industrial CHP
54087 | International Paper Georgetown Mill | GEN2 | Wood/Wood Waste Biomass | 29.5 | Industrial CHP
54087 | International Paper Georgetown Mill | GEN3 | Wood/Wood Waste Biomass | 40.5 | Industrial CHP
54091 | Mansfield Mill | GEN1 | Wood/Wood Waste Biomass | 40 | Industrial CHP
54091 | Mansfield Mill | GEN2 | Wood/Wood Waste Biomass | 40 | Industrial CHP
54091 | Mansfield Mill | GEN3 | Wood/Wood Waste Biomass | 30 | Industrial CHP
54091 | Mansfield Mill | GEN4 | Natural Gas Fired Combustion Turbine | 25 | Industrial CHP
54096 | International Paper Riverdale Mill | GEN1 | Wood/Wood Waste Biomass | 11.6 | Industrial CHP
54096 | International Paper Riverdale Mill | GEN2 | Wood/Wood Waste Biomass | 37.4 | Industrial CHP
54096 | International Paper Riverdale Mill | GEN3 | Natural Gas Fired Combined Cycle | 17 | Industrial CHP
54096 | International Paper Riverdale Mill | GEN4 | Natural Gas Fired Combined Cycle | 38.2 | Industrial CHP
54097 | International Paper Texarkana Mill | GEN1 | Wood/Wood Waste Biomass | 25 | Industrial CHP
54097 | International Paper Texarkana Mill | GEN2 | Wood/Wood Waste Biomass | 40 | Industrial CHP
54098 | Kaukauna Paper Mill | GEN1 | Wood/Wood Waste Biomass | 6 | Industrial CHP
54098 | Kaukauna Paper Mill | GEN2 | Wood/Wood Waste Biomass | 11 | Industrial CHP
54098 | Kaukauna Paper Mill | GEN3 | Wood/Wood Waste Biomass | 15.6 | Industrial CHP
54098 | Kaukauna Paper Mill | GEN4 | Conventional Steam Coal | 12 | Industrial CHP
54099 | Ticonderoga Mill | GEN1 | Wood/Wood Waste Biomass | 42.1 | Industrial CHP
54100 | International Paper Vicksburg Mill | GEN1 | Wood/Wood Waste Biomass | 2.5 | Industrial CHP
54100 | International Paper Vicksburg Mill | GEN2 | Wood/Wood Waste Biomass | 48 | Industrial CHP
54101 | Georgia-Pacific Cedar Springs | GEN1 | Wood/Wood Waste Biomass | 50 | Industrial CHP
54101 | Georgia-Pacific Cedar Springs | GEN2 | Wood/Wood Waste Biomass | 51.2 | Industrial CHP
54103 | Port Edwards Mill | HG1 | Conventional Hydroelectric | 0.4 | Industrial Non-CHP
54103 | Port Edwards Mill | HG2 | Conventional Hydroelectric | 0.4 | Industrial Non-CHP
54103 | Port Edwards Mill | HG3 | Conventional Hydroelectric | 0.4 | Industrial Non-CHP
54103 | Port Edwards Mill | HG4 | Conventional Hydroelectric | 0.4 | Industrial Non-CHP
54103 | Port Edwards Mill | HG5 | Conventional Hydroelectric | 0.8 | Industrial Non-CHP
54103 | Port Edwards Mill | HG6 | Conventional Hydroelectric | 0.8 | Industrial Non-CHP
54103 | Port Edwards Mill | JHG1 | Conventional Hydroelectric | 1.3 | Industrial Non-CHP
54103 | Port Edwards Mill | JHG2 | Conventional Hydroelectric | 0.6 | Industrial Non-CHP
54103 | Port Edwards Mill | JHG3 | Conventional Hydroelectric | 0.6 | Industrial Non-CHP
54103 | Port Edwards Mill | JHG4 | Conventional Hydroelectric | 0.4 | Industrial Non-CHP
54103 | Port Edwards Mill | JHG5 | Conventional Hydroelectric | 0.6 | Industrial Non-CHP
54104 | Ashdown | GEN1 | Wood/Wood Waste Biomass | 19.5 | Industrial CHP
54104 | Ashdown | GEN2 | Wood/Wood Waste Biomass | 47 | Industrial CHP
54104 | Ashdown | GEN3 | Wood/Wood Waste Biomass | 45 | Industrial CHP
54104 | Ashdown | GEN4 | Wood/Wood Waste Biomass | 45 | Industrial CHP
54111 | Second Imperial Geothermal | GE10 | Geothermal | 4.5 | IPP Non-CHP
54111 | Second Imperial Geothermal | GE11 | Geothermal | 4.5 | IPP Non-CHP
54111 | Second Imperial Geothermal | GE12 | Geothermal | 4.5 | IPP Non-CHP
54111 | Second Imperial Geothermal | GE13 | Geothermal | 16 | IPP Non-CHP
54111 | Second Imperial Geothermal | GEN1 | Geothermal | 3.5 | IPP Non-CHP
54111 | Second Imperial Geothermal | GEN14 | Geothermal | 16 | IPP Non-CHP
54111 | Second Imperial Geothermal | GEN2 | Geothermal | 3.5 | IPP Non-CHP
54111 | Second Imperial Geothermal | GEN3 | Geothermal | 3.5 | IPP Non-CHP
54111 | Second Imperial Geothermal | GEN4 | Geothermal | 3.5 | IPP Non-CHP
54111 | Second Imperial Geothermal | GEN5 | Geothermal | 3.5 | IPP Non-CHP
54111 | Second Imperial Geothermal | GEN6 | Geothermal | 3.5 | IPP Non-CHP
54111 | Second Imperial Geothermal | GEN7 | Geothermal | 4.5 | IPP Non-CHP
54111 | Second Imperial Geothermal | GEN8 | Geothermal | 4.5 | IPP Non-CHP
54111 | Second Imperial Geothermal | GEN9 | Geothermal | 4.5 | IPP Non-CHP
54114 | Kennedy International Airport Cogen | GEN1 | Natural Gas Fired Combined Cycle | 47.1 | IPP CHP
54114 | Kennedy International Airport Cogen | GEN2 | Natural Gas Fired Combined Cycle | 47.1 | IPP CHP
54114 | Kennedy International Airport Cogen | GEN3 | Natural Gas Fired Combined Cycle | 27 | IPP CHP
54123 | Mechanic Falls | GEN1 | Conventional Hydroelectric | 1 | IPP Non-CHP
54123 | Mechanic Falls | GEN2 | Conventional Hydroelectric | 0.4 | IPP Non-CHP
54124 | Pittsfield Hydro | GEN1 | Conventional Hydroelectric | 0.4 | IPP Non-CHP
54124 | Pittsfield Hydro | GEN2 | Conventional Hydroelectric | 0.3 | IPP Non-CHP
54124 | Pittsfield Hydro | GEN3 | Conventional Hydroelectric | 0.4 | IPP Non-CHP
54131 | Fortistar North Tonawanda | GEN1 | Natural Gas Fired Combined Cycle | 38.3 | IPP CHP
54131 | Fortistar North Tonawanda | GEN2 | Natural Gas Fired Combined Cycle | 17 | IPP CHP
54134 | Great Lakes Hydro America - ME | DOH2 | Conventional Hydroelectric | 1.3 | IPP Non-CHP
54134 | Great Lakes Hydro America - ME | DOH3 | Conventional Hydroelectric | 1.3 | IPP Non-CHP
54134 | Great Lakes Hydro America - ME | DOH4 | Conventional Hydroelectric | 1.8 | IPP Non-CHP
54134 | Great Lakes Hydro America - ME | DOH5 | Conventional Hydroelectric | 5.3 | IPP Non-CHP
54134 | Great Lakes Hydro America - ME | DOH6 | Conventional Hydroelectric | 4.1 | IPP Non-CHP
54134 | Great Lakes Hydro America - ME | DOH7 | Conventional Hydroelectric | 4.1 | IPP Non-CHP
54134 | Great Lakes Hydro America - ME | DOH8 | Conventional Hydroelectric | 3 | IPP Non-CHP
54134 | Great Lakes Hydro America - ME | EMH1 | Conventional Hydroelectric | 1.6 | IPP Non-CHP
54134 | Great Lakes Hydro America - ME | EMH2 | Conventional Hydroelectric | 1.6 | IPP Non-CHP
54134 | Great Lakes Hydro America - ME | EMH3 | Conventional Hydroelectric | 1.6 | IPP Non-CHP
54134 | Great Lakes Hydro America - ME | EMH4 | Conventional Hydroelectric | 1.6 | IPP Non-CHP
54134 | Great Lakes Hydro America - ME | EMH5 | Conventional Hydroelectric | 1.6 | IPP Non-CHP
54134 | Great Lakes Hydro America - ME | EMH6 | Conventional Hydroelectric | 1.6 | IPP Non-CHP
54134 | Great Lakes Hydro America - ME | MCH1 | Conventional Hydroelectric | 12.2 | IPP Non-CHP
54134 | Great Lakes Hydro America - ME | MCH2 | Conventional Hydroelectric | 12.2 | IPP Non-CHP
54134 | Great Lakes Hydro America - ME | MCH3 | Conventional Hydroelectric | 13.2 | IPP Non-CHP
54134 | Great Lakes Hydro America - ME | MIH2 | Conventional Hydroelectric | 5.5 | IPP Non-CHP
54134 | Great Lakes Hydro America - ME | MIH3 | Conventional Hydroelectric | 5.5 | IPP Non-CHP
54134 | Great Lakes Hydro America - ME | MIH4 | Conventional Hydroelectric | 5.1 | IPP Non-CHP
54134 | Great Lakes Hydro America - ME | MIH5 | Conventional Hydroelectric | 5.1 | IPP Non-CHP
54134 | Great Lakes Hydro America - ME | MIH6 | Conventional Hydroelectric | 5.1 | IPP Non-CHP
54134 | Great Lakes Hydro America - ME | MIH7 | Conventional Hydroelectric | 4 | IPP Non-CHP
54134 | Great Lakes Hydro America - ME | MIH8 | Conventional Hydroelectric | 5.4 | IPP Non-CHP
54134 | Great Lakes Hydro America - ME | MIHI | Conventional Hydroelectric | 5.4 | IPP Non-CHP
54134 | Great Lakes Hydro America - ME | NOH1 | Conventional Hydroelectric | 3.2 | IPP Non-CHP
54134 | Great Lakes Hydro America - ME | NOH2 | Conventional Hydroelectric | 3.2 | IPP Non-CHP
54134 | Great Lakes Hydro America - ME | NOH3 | Conventional Hydroelectric | 3.2 | IPP Non-CHP
54134 | Great Lakes Hydro America - ME | WEH1 | Conventional Hydroelectric | 4.8 | IPP Non-CHP
54134 | Great Lakes Hydro America - ME | WEH2 | Conventional Hydroelectric | 4.8 | IPP Non-CHP
54134 | Great Lakes Hydro America - ME | WEH3 | Conventional Hydroelectric | 4.8 | IPP Non-CHP
54134 | Great Lakes Hydro America - ME | WEH4 | Conventional Hydroelectric | 4.8 | IPP Non-CHP
54142 | Hillcrest Pump Station | GEN1 | Conventional Hydroelectric | 2 | IPP Non-CHP
54148 | Hydro Kennebec Project | GEN1 | Conventional Hydroelectric | 7.7 | IPP Non-CHP
54148 | Hydro Kennebec Project | GEN2 | Conventional Hydroelectric | 7.7 | IPP Non-CHP
54149 | Stony Brook Cogen Plant | GEN1 | Natural Gas Fired Combustion Turbine | 47 | IPP CHP
54201 | Iowa State University | GEN3 | Conventional Steam Coal | 13.2 | Commercial CHP
54201 | Iowa State University | GEN4 | Conventional Steam Coal | 6.2 | Commercial CHP
54201 | Iowa State University | GEN5 | Conventional Steam Coal | 11.5 | Commercial CHP
54201 | Iowa State University | GEN6 | Conventional Steam Coal | 15.1 | Commercial CHP
54202 | Upper Androscoggin | 1 | Conventional Hydroelectric | 0.7 | IPP Non-CHP
54202 | Upper Androscoggin | 2 | Conventional Hydroelectric | 0.5 | IPP Non-CHP
54202 | Upper Androscoggin | 3 | Conventional Hydroelectric | 0.4 | IPP Non-CHP
54203 | Mississippi Baptist Medical Center | A | Natural Gas Fired Combustion Turbine | 4.2 | Commercial CHP
54207 | ArcelorMittal Warren | GEN1 | Other Gases | 3 | Industrial CHP
54207 | ArcelorMittal Warren | GEN2 | Other Gases | 7.5 | Industrial CHP
54207 | ArcelorMittal Warren | GEN3 | Other Gases | 10 | Industrial CHP
54210 | American Crystal Sugar Hillsboro | G1 | Conventional Steam Coal | 13.3 | Industrial CHP
54211 | American Crystal Sugar Moorhead | G1 | Conventional Steam Coal | 3 | Industrial CHP
54211 | American Crystal Sugar Moorhead | G2 | Conventional Steam Coal | 2 | Industrial CHP
54212 | American Crystal Sugar Crookston | G1 | Conventional Steam Coal | 3.5 | Industrial CHP
54212 | American Crystal Sugar Crookston | G2 | Conventional Steam Coal | 3 | Industrial CHP
54213 | American Crystal Sugar Drayton | G1 | Conventional Steam Coal | 6 | Industrial CHP
54214 | American Crystal Sugar East Grand Forks | G1 | Conventional Steam Coal | 2.5 | Industrial CHP
54214 | American Crystal Sugar East Grand Forks | G2 | Conventional Steam Coal | 5 | Industrial CHP
54216 | U S Alliance Coosa Pines | AOW6 | Natural Gas Steam Turbine | 12.5 | Industrial CHP
54216 | U S Alliance Coosa Pines | GEN7 | Wood/Wood Waste Biomass | 17.9 | Industrial CHP
54219 | Burney Mountain Power | GEN1 | Wood/Wood Waste Biomass | 11.4 | IPP Non-CHP
54224 | Franklin Heating Station | DG4 | Petroleum Liquids | 2 | Commercial CHP
54224 | Franklin Heating Station | DG5 | Petroleum Liquids | 2 | Commercial CHP
54224 | Franklin Heating Station | DG6 | Natural Gas Internal Combustion Engine | 2.4 | Commercial CHP
54224 | Franklin Heating Station | DG7 | Natural Gas Internal Combustion Engine | 2.4 | Commercial CHP
54224 | Franklin Heating Station | EG1 | Petroleum Liquids | 2 | Commercial CHP
54224 | Franklin Heating Station | EG2 | Petroleum Liquids | 2 | Commercial CHP
54224 | Franklin Heating Station | EG3 | Petroleum Liquids | 2 | Commercial CHP
54224 | Franklin Heating Station | GEN1 | Natural Gas Steam Turbine | 2.5 | Commercial CHP
54224 | Franklin Heating Station | GEN2 | Natural Gas Steam Turbine | 2.5 | Commercial CHP
54224 | Franklin Heating Station | GEN3 | Natural Gas Steam Turbine | 6.3 | Commercial CHP
54224 | Franklin Heating Station | GEN6 | All Other | 6.5 | Commercial CHP
54225 | Gillette SBMC | CTG3 | Natural Gas Fired Combustion Turbine | 7.2 | Industrial CHP
54225 | Gillette SBMC | DG | Petroleum Liquids | 0.5 | Industrial CHP
54225 | Gillette SBMC | DG2 | Petroleum Liquids | 0.5 | Industrial CHP
54225 | Gillette SBMC | DG3 | Petroleum Liquids | 1 | Industrial CHP
54225 | Gillette SBMC | TG2 | Natural Gas Steam Turbine | 5 | Industrial CHP
54228 | Erving Paper Mills | 2 | Natural Gas Steam Turbine | 0.6 | Industrial CHP
54228 | Erving Paper Mills | 3 | Natural Gas Fired Combustion Turbine | 5.6 | Industrial CHP
54236 | Pfizer Groton Plant | GT-1 | Natural Gas Fired Combustion Turbine | 10 | Industrial CHP
54236 | Pfizer Groton Plant | TG 3 | Natural Gas Steam Turbine | 10 | Industrial CHP
54236 | Pfizer Groton Plant | TG 4 | Natural Gas Steam Turbine | 10 | Industrial CHP
54236 | Pfizer Groton Plant | TG5 | Natural Gas Steam Turbine | 7.5 | Industrial CHP
54238 | Stockton Biomass | STG | Wood/Wood Waste Biomass | 54 | IPP CHP
54239 | Naval Submarine Base Kings Bay | 3023 | Petroleum Liquids | 2.5 | Commercial Non-CHP
54239 | Naval Submarine Base Kings Bay | 3024 | Petroleum Liquids | 2.5 | Commercial Non-CHP
54239 | Naval Submarine Base Kings Bay | 3025 | Petroleum Liquids | 2.5 | Commercial Non-CHP
54239 | Naval Submarine Base Kings Bay | 3027 | Petroleum Liquids | 2.5 | Commercial Non-CHP
54239 | Naval Submarine Base Kings Bay | 3028 | Petroleum Liquids | 2.5 | Commercial Non-CHP
54239 | Naval Submarine Base Kings Bay | 3029 | Petroleum Liquids | 2.5 | Commercial Non-CHP
54239 | Naval Submarine Base Kings Bay | 5876 | Petroleum Liquids | 2.5 | Commercial Non-CHP
54239 | Naval Submarine Base Kings Bay | 5877 | Petroleum Liquids | 2.5 | Commercial Non-CHP
54239 | Naval Submarine Base Kings Bay | 5878 | Petroleum Liquids | 2.5 | Commercial Non-CHP
54239 | Naval Submarine Base Kings Bay | 5879 | Petroleum Liquids | 2.5 | Commercial Non-CHP
54239 | Naval Submarine Base Kings Bay | 5880 | Petroleum Liquids | 2.5 | Commercial Non-CHP
54239 | Naval Submarine Base Kings Bay | 5881 | Petroleum Liquids | 2.5 | Commercial Non-CHP
54240 | Louisiana Tech University Power Plant | TG3 | Natural Gas Fired Combustion Turbine | 7.5 | Commercial CHP
54249 | Smith Falls Hydro Project | GEN1 | Conventional Hydroelectric | 18 | Electric Utility
54249 | Smith Falls Hydro Project | GEN2 | Conventional Hydroelectric | 18 | Electric Utility
54249 | Smith Falls Hydro Project | GEN3 | Conventional Hydroelectric | 2.1 | Electric Utility
54250 | Newman (PA) | 001 | Natural Gas Steam Turbine | 1.8 | Industrial CHP
54251 | Opal Springs Hydro | 1 | Conventional Hydroelectric | 4.3 | IPP Non-CHP
54258 | Westwind Trust | WIN1 | Onshore Wind Turbine | 16 | IPP Non-CHP
54261 | Warm Springs Hydro Project | 3385 | Conventional Hydroelectric | 2.7 | IPP Non-CHP
54262 | Saint Marys Hospital Power Plant | 1 | Natural Gas Fired Combined Cycle | 4.7 | Commercial CHP
54262 | Saint Marys Hospital Power Plant | 4 | Natural Gas Fired Combined Cycle | 3 | Commercial CHP
54262 | Saint Marys Hospital Power Plant | 5 | Petroleum Liquids | 2.5 | Commercial CHP
54262 | Saint Marys Hospital Power Plant | 6 | Natural Gas Internal Combustion Engine | 2.7 | Commercial CHP
54262 | Saint Marys Hospital Power Plant | 7 | Petroleum Liquids | 2.5 | Commercial CHP
54265 | Akron Recycle Energy Plant | 1 | Wood/Wood Waste Biomass | 2 | Commercial CHP
54265 | Akron Recycle Energy Plant | 2 | Wood/Wood Waste Biomass | 2 | Commercial CHP
54267 | Koma Kulshan Associates | GEN1 | Conventional Hydroelectric | 12 | IPP Non-CHP
54268 | March Point Cogeneration | GTG1 | Natural Gas Fired Combustion Turbine | 46.6 | IPP CHP
54268 | March Point Cogeneration | GTG2 | Natural Gas Fired Combustion Turbine | 46.6 | IPP CHP
54268 | March Point Cogeneration | GTG3 | Natural Gas Fired Combustion Turbine | 46.6 | IPP CHP
54271 | Saguaro Power | CTG1 | Natural Gas Fired Combined Cycle | 45.1 | IPP CHP
54271 | Saguaro Power | CTG2 | Natural Gas Fired Combined Cycle | 45.1 | IPP CHP
54271 | Saguaro Power | STG | Natural Gas Fired Combined Cycle | 37 | IPP CHP
54276 | Univ of NC Chapel Hill Cogen Facility | ES001 | Petroleum Liquids | 2 | Commercial CHP
54276 | Univ of NC Chapel Hill Cogen Facility | ES002 | Petroleum Liquids | 2 | Commercial CHP
54276 | Univ of NC Chapel Hill Cogen Facility | TG3 | Conventional Steam Coal | 28 | Commercial CHP
54281 | Interstate Paper LLC Riceboro | 577A | Wood/Wood Waste Biomass | 14.5 | Industrial CHP
54283 | Lee Creek Water Treatment Facility | 0209 | Conventional Hydroelectric | 1.3 | IPP Non-CHP
54285 | Hastings City Hydroelectric | 1 | Conventional Hydroelectric | 2.2 | IPP Non-CHP
54285 | Hastings City Hydroelectric | 2 | Conventional Hydroelectric | 2.2 | IPP Non-CHP
54286 | Rolls Royce | N8OT | Landfill Gas | 5 | Industrial CHP
54290 | Inforum | BUG1 | Petroleum Liquids | 1.3 | Commercial Non-CHP
54291 | Sherwin Alumina | 1 | All Other | 6 | Industrial CHP
54291 | Sherwin Alumina | 2 | All Other | 6 | Industrial CHP
54291 | Sherwin Alumina | 3 | All Other | 6 | Industrial CHP
54291 | Sherwin Alumina | 4 | All Other | 6 | Industrial CHP
54294 | West Group Data Center | 1 | Petroleum Liquids | 2 | Commercial Non-CHP
54294 | West Group Data Center | 2 | Petroleum Liquids | 2 | Commercial Non-CHP
54294 | West Group Data Center | 3 | Petroleum Liquids | 2 | Commercial Non-CHP
54294 | West Group Data Center | 4 | Petroleum Liquids | 2 | Commercial Non-CHP
54296 | Biola University | EG1 | Natural Gas Internal Combustion Engine | 0.6 | Commercial CHP
54296 | Biola University | EG2 | Natural Gas Internal Combustion Engine | 0.6 | Commercial CHP
54296 | Biola University | EG3 | Natural Gas Internal Combustion Engine | 1 | Commercial CHP
54298 | Coram Energy LLC (ECT) | GEWE | Onshore Wind Turbine | 7.5 | IPP Non-CHP
54299 | Coram Energy LLC | GEWE | Onshore Wind Turbine | 3 | IPP Non-CHP
54300 | CTV Power Purchase Contract Trust | GEWE | Onshore Wind Turbine | 4.5 | IPP Non-CHP
54300 | CTV Power Purchase Contract Trust | SX1S | Onshore Wind Turbine | 0.1 | IPP Non-CHP
54301 | Colebrook Hydroelectric | BK1 | Conventional Hydroelectric | 1.5 | IPP Non-CHP
54301 | Colebrook Hydroelectric | BK2 | Conventional Hydroelectric | 1.5 | IPP Non-CHP
54302 | Goodwin Hydroelectric | G1 | Conventional Hydroelectric | 1.6 | IPP Non-CHP
54302 | Goodwin Hydroelectric | G2 | Conventional Hydroelectric | 1.6 | IPP Non-CHP
54304 | Birchwood Power | 1 | Conventional Steam Coal | 258.3 | IPP Non-CHP
54305 | Westward Seafoods | 2 | Petroleum Liquids | 2.2 | Industrial CHP
54305 | Westward Seafoods | 3 | Petroleum Liquids | 2.2 | Industrial CHP
54305 | Westward Seafoods | 4 | Petroleum Liquids | 2.2 | Industrial CHP
54306 | Wilson Lake Hydroelectric Project | 1 | Conventional Hydroelectric | 4.2 | IPP Non-CHP
54306 | Wilson Lake Hydroelectric Project | 2 | Conventional Hydroelectric | 4.2 | IPP Non-CHP
54308 | Three Forks Water Power Project | 1 | Conventional Hydroelectric | 1.3 | IPP Non-CHP
54316 | Archer Daniels Midland Southport | GEN1 | Natural Gas Fired Combustion Turbine | 18 | Industrial CHP
54316 | Archer Daniels Midland Southport | GEN2 | Natural Gas Fired Combustion Turbine | 17.5 | Industrial CHP
54316 | Archer Daniels Midland Southport | GEN3 | Natural Gas Fired Combustion Turbine | 17 | Industrial CHP
54318 | General Chemical | TG1 | Conventional Steam Coal | 15 | Industrial CHP
54318 | General Chemical | TG2 | Conventional Steam Coal | 15 | Industrial CHP
54321 | Goodyear Beaumont Chemical Plant | 2N80 | Natural Gas Fired Combustion Turbine | 5 | Industrial CHP
54321 | Goodyear Beaumont Chemical Plant | 3N80 | Natural Gas Steam Turbine | 14.8 | Industrial CHP
54321 | Goodyear Beaumont Chemical Plant | N802 | Natural Gas Fired Combustion Turbine | 5 | Industrial CHP
54321 | Goodyear Beaumont Chemical Plant | N803 | Natural Gas Fired Combustion Turbine | 5 | Industrial CHP
54321 | Goodyear Beaumont Chemical Plant | N804 | Natural Gas Fired Combustion Turbine | 5 | Industrial CHP
54322 | Sibley Mill | 2 | Conventional Hydroelectric | 0.6 | Industrial Non-CHP
54322 | Sibley Mill | 3 | Conventional Hydroelectric | 0.7 | Industrial Non-CHP
54322 | Sibley Mill | 4 | Conventional Hydroelectric | 0.8 | Industrial Non-CHP
54323 | CNN Center | D4_1 | Petroleum Liquids | 1.5 | Commercial Non-CHP
54323 | CNN Center | D4_2 | Petroleum Liquids | 2 | Commercial Non-CHP
54323 | CNN Center | D4_3 | Petroleum Liquids | 2 | Commercial Non-CHP
54323 | CNN Center | D5_1 | Petroleum Liquids | 2 | Commercial Non-CHP
54323 | CNN Center | D5_2 | Petroleum Liquids | 2 | Commercial Non-CHP
54323 | CNN Center | D5_3 | Petroleum Liquids | 2 | Commercial Non-CHP
54323 | CNN Center | DK2 | Petroleum Liquids | 1.5 | Commercial Non-CHP
54324 | Ocean State Power II | GEN1 | Natural Gas Fired Combined Cycle | 82.8 | IPP Non-CHP
54324 | Ocean State Power II | GEN2 | Natural Gas Fired Combined Cycle | 82.8 | IPP Non-CHP
54324 | Ocean State Power II | GEN3 | Natural Gas Fired Combined Cycle | 88.6 | IPP Non-CHP
54327 | Toyon Power Station | TOY4 | Landfill Gas | 1.8 | IPP Non-CHP
54327 | Toyon Power Station | TOY5 | Landfill Gas | 1.8 | IPP Non-CHP
54330 | Westhollow Technology Center | 1 | Natural Gas Fired Combustion Turbine | 3.7 | Industrial CHP
54333 | Bucknell University | G001 | Natural Gas Fired Combined Cycle | 4.7 | Commercial CHP
54333 | Bucknell University | G502 | Natural Gas Fired Combined Cycle | 1.2 | Commercial CHP
54335 | Morton Salt Rittman | GEN2 | Conventional Steam Coal | 2.5 | Industrial CHP
54337 | NRG Energy San Diego | 0001 | Natural Gas Internal Combustion Engine | 0.8 | IPP CHP
54337 | NRG Energy San Diego | 0002 | Natural Gas Internal Combustion Engine | 0.8 | IPP CHP
54338 | Rio Grande Valley Sugar Growers | GENA | Other Waste Biomass | 2.5 | Industrial CHP
54338 | Rio Grande Valley Sugar Growers | GENB | Other Waste Biomass | 2.5 | Industrial CHP
54338 | Rio Grande Valley Sugar Growers | GENC | Other Waste Biomass | 2.5 | Industrial CHP
54338 | Rio Grande Valley Sugar Growers | GEND | Other Waste Biomass | 16 | Industrial CHP
54338 | Rio Grande Valley Sugar Growers | GENE | Petroleum Liquids | 1.4 | Industrial CHP
54340 | Norway Point Hydropower Project | 1 | Conventional Hydroelectric | 2.8 | IPP Non-CHP
54340 | Norway Point Hydropower Project | 2 | Conventional Hydroelectric | 1.2 | IPP Non-CHP
54341 | Four Mile Hydropower Project | 1 | Conventional Hydroelectric | 0.6 | IPP Non-CHP
54341 | Four Mile Hydropower Project | 2 | Conventional Hydroelectric | 0.6 | IPP Non-CHP
54341 | Four Mile Hydropower Project | 3 | Conventional Hydroelectric | 0.6 | IPP Non-CHP
54341 | Four Mile Hydropower Project | 4 | Conventional Hydroelectric | 0.2 | IPP Non-CHP
54342 | Ninth Street Hydropower Project | 1 | Conventional Hydroelectric | 0.4 | IPP Non-CHP
54342 | Ninth Street Hydropower Project | 2 | Conventional Hydroelectric | 0.4 | IPP Non-CHP
54342 | Ninth Street Hydropower Project | 3 | Conventional Hydroelectric | 0.4 | IPP Non-CHP
54343 | Terminus Hydroelectric Project | GEN1 | Conventional Hydroelectric | 20.1 | IPP Non-CHP
54347 | Howard F Curren Advncd Wastewater Plant | 1 | Other Waste Biomass | 0.5 | Commercial Non-CHP
54347 | Howard F Curren Advncd Wastewater Plant | 2 | Other Waste Biomass | 0.5 | Commercial Non-CHP
54347 | Howard F Curren Advncd Wastewater Plant | 3 | Other Waste Biomass | 0.5 | Commercial Non-CHP
54347 | Howard F Curren Advncd Wastewater Plant | 4 | Other Waste Biomass | 0.5 | Commercial Non-CHP
54347 | Howard F Curren Advncd Wastewater Plant | 5 | Other Waste Biomass | 0.5 | Commercial Non-CHP
54349 | Nevada Cogen Associates 2 Black Mountain | GTA | Natural Gas Fired Combined Cycle | 22.2 | IPP CHP
54349 | Nevada Cogen Associates 2 Black Mountain | GTB | Natural Gas Fired Combined Cycle | 22.2 | IPP CHP
54349 | Nevada Cogen Associates 2 Black Mountain | GTC | Natural Gas Fired Combined Cycle | 22.2 | IPP CHP
54349 | Nevada Cogen Associates 2 Black Mountain | STM | Natural Gas Fired Combined Cycle | 29.7 | IPP CHP
54350 | Nevada Cogen Assoc#1 GarnetVly | GTA | Natural Gas Fired Combined Cycle | 22.2 | IPP CHP
54350 | Nevada Cogen Assoc#1 GarnetVly | GTB | Natural Gas Fired Combined Cycle | 22.2 | IPP CHP
54350 | Nevada Cogen Assoc#1 GarnetVly | GTC | Natural Gas Fired Combined Cycle | 22.2 | IPP CHP
54350 | Nevada Cogen Assoc#1 GarnetVly | STM | Natural Gas Fired Combined Cycle | 29.7 | IPP CHP
54355 | Chace Mill Winooski One | GEN1 | Conventional Hydroelectric | 2.5 | Electric Utility
54355 | Chace Mill Winooski One | GEN2 | Conventional Hydroelectric | 2.5 | Electric Utility
54355 | Chace Mill Winooski One | GEN3 | Conventional Hydroelectric | 2.5 | Electric Utility
54358 | International Paper Augusta Mill | 1 | Wood/Wood Waste Biomass | 27 | Industrial CHP
54358 | International Paper Augusta Mill | 2 | Wood/Wood Waste Biomass | 39 | Industrial CHP
54358 | International Paper Augusta Mill | 3 | Wood/Wood Waste Biomass | 18.7 | Industrial CHP
54360 | PPG Industries Works 14 | PORT | Petroleum Liquids | 0.7 | Industrial Non-CHP
54360 | PPG Industries Works 14 | TK1 | Petroleum Liquids | 2 | Industrial Non-CHP
54360 | PPG Industries Works 14 | TK2 | Petroleum Liquids | 2 | Industrial Non-CHP
54363 | PPG Industries Shelby NC Works | GEN2 | Petroleum Liquids | 0.9 | Industrial Non-CHP
54363 | PPG Industries Shelby NC Works | GEN3 | Petroleum Liquids | 0.9 | Industrial Non-CHP
54363 | PPG Industries Shelby NC Works | GEN4 | Petroleum Liquids | 1.2 | Industrial Non-CHP
54363 | PPG Industries Shelby NC Works | GEN5 | Petroleum Liquids | 1.2 | Industrial Non-CHP
54364 | PPG Industries Works 4 | L1G | Petroleum Liquids | 2 | Industrial Non-CHP
54364 | PPG Industries Works 4 | L1PG | Petroleum Liquids | 0.9 | Industrial Non-CHP
54364 | PPG Industries Works 4 | L2G | Petroleum Liquids | 2 | Industrial Non-CHP
54364 | PPG Industries Works 4 | L2PG | Petroleum Liquids | 1.1 | Industrial Non-CHP
54365 | Orange Cogeneration Facility | APC1 | Natural Gas Fired Combined Cycle | 54 | IPP CHP
54365 | Orange Cogeneration Facility | APC2 | Natural Gas Fired Combined Cycle | 54 | IPP CHP
54365 | Orange Cogeneration Facility | APC3 | Natural Gas Fired Combined Cycle | 28.6 | IPP CHP
54371 | Oildale Energy LLC | ODC1 | Natural Gas Fired Combustion Turbine | 42.2 | IPP CHP
54372 | University of Colorado | GT1 | Natural Gas Fired Combined Cycle | 16 | Commercial CHP
54372 | University of Colorado | GT2 | Natural Gas Fired Combined Cycle | 16 | Commercial CHP
54372 | University of Colorado | ST1 | Natural Gas Fired Combined Cycle | 1 | Commercial CHP
54374 | Sinclair Oil Refinery | 2004 | Natural Gas Internal Combustion Engine | 1.3 | Industrial CHP
54374 | Sinclair Oil Refinery | 2006 | Natural Gas Internal Combustion Engine | 1.3 | Industrial CHP
54374 | Sinclair Oil Refinery | 2008 | Natural Gas Internal Combustion Engine | 1.3 | Industrial CHP
54374 | Sinclair Oil Refinery | NO2 | Other Gases | 0.4 | Industrial CHP
54374 | Sinclair Oil Refinery | NO3 | Other Gases | 1.3 | Industrial CHP
54374 | Sinclair Oil Refinery | NO5 | Petroleum Liquids | 1.1 | Industrial CHP
54384 | EHC West Hopkinton | GEN1 | Conventional Hydroelectric | 1 | IPP Non-CHP
54385 | Kinneytown New Old | GEN1 | Conventional Hydroelectric | 0.8 | IPP Non-CHP
54385 | Kinneytown New Old | GEN2 | Conventional Hydroelectric | 1.5 | IPP Non-CHP
54386 | Little Wood Hydro Project | GEN1 | Conventional Hydroelectric | 2.8 | IPP Non-CHP
54387 | Weeks Falls | GEN1 | Conventional Hydroelectric | 4.3 | IPP Non-CHP
54391 | Alice Falls Hydro Project | 1 | Conventional Hydroelectric | 1.5 | IPP Non-CHP
54391 | Alice Falls Hydro Project | 2 | Conventional Hydroelectric | 0.6 | IPP Non-CHP
54392 | BJ Gas Recovery | GEN1 | Landfill Gas | 0.8 | IPP Non-CHP
54392 | BJ Gas Recovery | GEN3 | Landfill Gas | 0.8 | IPP Non-CHP
54394 | Dry Creek Project | GEN1 | Conventional Hydroelectric | 3.6 | IPP Non-CHP
54395 | Stillwater Hydro Electric Project | 1 | Conventional Hydroelectric | 1.7 | IPP Non-CHP
54395 | Stillwater Hydro Electric Project | 2 | Conventional Hydroelectric | 1.7 | IPP Non-CHP
54406 | Capitol Heat and Power | P31 | Petroleum Liquids | 1 | Commercial Non-CHP
54406 | Capitol Heat and Power | P32 | Petroleum Liquids | 1 | Commercial Non-CHP
54407 | Waupun Correctional Central Heating Plt | 1 | Natural Gas Steam Turbine | 1 | Commercial CHP
54407 | Waupun Correctional Central Heating Plt | 2 | Natural Gas Steam Turbine | 1 | Commercial CHP
54407 | Waupun Correctional Central Heating Plt | 3 | Petroleum Liquids | 0.8 | Commercial CHP
54407 | Waupun Correctional Central Heating Plt | 4 | Petroleum Liquids | 1.5 | Commercial CHP
54408 | UW Madison Charter Street Plant | 1 | Natural Gas Steam Turbine | 9.7 | Commercial CHP
54408 | UW Madison Charter Street Plant | 3 | Petroleum Liquids | 1.3 | Commercial CHP
54409 | Dartmouth College Heating Plant | GEN1 | Petroleum Liquids | 2 | Commercial CHP
54409 | Dartmouth College Heating Plant | GEN2 | Petroleum Liquids | 2 | Commercial CHP
54409 | Dartmouth College Heating Plant | GEN3 | Petroleum Liquids | 3 | Commercial CHP
54410 | Western Power & Steam Inc | CTG | Natural Gas Fired Combustion Turbine | 27.7 | Industrial CHP
54414 | John Deere Dubuque Works | GE10 | Petroleum Liquids | 1.5 | Industrial Non-CHP
54414 | John Deere Dubuque Works | GEN5 | Petroleum Liquids | 1.5 | Industrial Non-CHP
54414 | John Deere Dubuque Works | GEN6 | Petroleum Liquids | 1.5 | Industrial Non-CHP
54414 | John Deere Dubuque Works | GEN7 | Petroleum Liquids | 1.5 | Industrial Non-CHP
54414 | John Deere Dubuque Works | GEN8 | Petroleum Liquids | 1.5 | Industrial Non-CHP
54414 | John Deere Dubuque Works | GEN9 | Petroleum Liquids | 1.5 | Industrial Non-CHP
54415 | Cadillac Renewable Energy | GEN1 | Wood/Wood Waste Biomass | 44 | IPP Non-CHP
54418 | Rollinsford | GEN1 | Conventional Hydroelectric | 0.7 | IPP Non-CHP
54418 | Rollinsford | GEN2 | Conventional Hydroelectric | 0.7 | IPP Non-CHP
54422 | Unisea G 2 | CAT4 | Petroleum Liquids | 1 | Industrial Non-CHP
54422 | Unisea G 2 | CAT5 | Petroleum Liquids | 1 | Industrial Non-CHP
54422 | Unisea G 2 | GEN1 | Petroleum Liquids | 2.5 | Industrial Non-CHP
54422 | Unisea G 2 | GEN2 | Petroleum Liquids | 2.6 | Industrial Non-CHP
54422 | Unisea G 2 | GEN3 | Petroleum Liquids | 2.7 | Industrial Non-CHP
54422 | Unisea G 2 | GEN4 | Petroleum Liquids | 2.5 | Industrial Non-CHP
54422 | Unisea G 2 | GEN5 | Petroleum Liquids | 2.7 | Industrial Non-CHP
54422 | Unisea G 2 | GEN6 | Petroleum Liquids | 2.5 | Industrial Non-CHP
54423 | Quantum Lake Power LP | GT1 | Natural Gas Fired Combined Cycle | 48.8 | IPP CHP
54423 | Quantum Lake Power LP | GT2 | Natural Gas Fired Combined Cycle | 58.9 | IPP CHP
54423 | Quantum Lake Power LP | ST1 | Natural Gas Fired Combined Cycle | 26.5 | IPP CHP
54424 | Quantum Pasco Power LP | EDG1 | Petroleum Liquids | 1.2 | IPP CHP
54424 | Quantum Pasco Power LP | EDG2 | Petroleum Liquids | 1.2 | IPP CHP
54424 | Quantum Pasco Power LP | GT1 | Natural Gas Fired Combined Cycle | 57.4 | IPP CHP
54424 | Quantum Pasco Power LP | GT2 | Natural Gas Fired Combined Cycle | 57.4 | IPP CHP
54424 | Quantum Pasco Power LP | ST1 | Natural Gas Fired Combined Cycle | 26.5 | IPP CHP
54426 | Mulberry Cogeneration Facility | GT1 | Natural Gas Fired Combined Cycle | 82 | IPP CHP
54426 | Mulberry Cogeneration Facility | ST1 | Natural Gas Fired Combined Cycle | 43.3 | IPP CHP
54427 | Gaylord Container Bogalusa | NO10 | Wood/Wood Waste Biomass | 37 | Industrial CHP
54427 | Gaylord Container Bogalusa | NO8 | Wood/Wood Waste Biomass | 25 | Industrial CHP
54427 | Gaylord Container Bogalusa | NO9 | Wood/Wood Waste Biomass | 37.5 | Industrial CHP
54429 | Alabama Pine Pulp | GEN2 | Wood/Wood Waste Biomass | 69 | Industrial CHP
54447 | Welport Lease Project | TI | Natural Gas Fired Combustion Turbine | 5 | Industrial CHP
54449 | Dome Project | T1 | Natural Gas Fired Combustion Turbine | 3 | Industrial CHP
54449 | Dome Project | T2 | Natural Gas Fired Combustion Turbine | 3 | Industrial CHP
54451 | Los Angeles Refinery Wilmington | G1 | Other Natural Gas | 10 | Industrial CHP
54451 | Los Angeles Refinery Wilmington | G2 | Other Gases | 58.5 | Industrial CHP
54452 | Agrium Kenai Nitrogen Operations | 744A | Natural Gas Fired Combustion Turbine | 2.5 | Industrial CHP
54452 | Agrium Kenai Nitrogen Operations | 744B | Natural Gas Fired Combustion Turbine | 2.5 | Industrial CHP
54452 | Agrium Kenai Nitrogen Operations | 744C | Natural Gas Fired Combustion Turbine | 2.5 | Industrial CHP
54452 | Agrium Kenai Nitrogen Operations | 744D | Natural Gas Fired Combustion Turbine | 2.5 | Industrial CHP
54452 | Agrium Kenai Nitrogen Operations | 744E | Natural Gas Fired Combustion Turbine | 2.5 | Industrial CHP
54453 | EDF Renewable Windfarm V Inc | GEN2 | Onshore Wind Turbine | 15.5 | IPP Non-CHP
54454 | San Gorgonio Windplant WPP1993 | GEN11 | Onshore Wind Turbine | 49.5 | IPP Non-CHP
54457 | Hewlett Packard Alpharetta | ALF1 | Petroleum Liquids | 1 | Commercial Non-CHP
54457 | Hewlett Packard Alpharetta | ALF2 | Petroleum Liquids | 1 | Commercial Non-CHP
54457 | Hewlett Packard Alpharetta | ALF3 | Petroleum Liquids | 1 | Commercial Non-CHP
54457 | Hewlett Packard Alpharetta | ALF4 | Petroleum Liquids | 1 | Commercial Non-CHP
54457 | Hewlett Packard Alpharetta | ALF5 | Petroleum Liquids | 1 | Commercial Non-CHP
54457 | Hewlett Packard Alpharetta | B1GN1 | Petroleum Liquids | 1.5 | Commercial Non-CHP
54457 | Hewlett Packard Alpharetta | B1GN2 | Petroleum Liquids | 1.5 | Commercial Non-CHP
54458 | Benedum Plant | BG3A | Natural Gas Internal Combustion Engine | 1 | Industrial Non-CHP
54458 | Benedum Plant | BG6 | Natural Gas Internal Combustion Engine | 1 | Industrial Non-CHP
54462 | Graniteville Enterprise Division | 1 | Conventional Hydroelectric | 0.6 | Industrial Non-CHP
54462 | Graniteville Enterprise Division | 2 | Conventional Hydroelectric | 0.6 | Industrial Non-CHP
54464 | Riverwood International Macon Mill | 0001 | Wood/Wood Waste Biomass | 7.5 | Industrial CHP
54464 | Riverwood International Macon Mill | 0002 | Wood/Wood Waste Biomass | 5 | Industrial CHP
54464 | Riverwood International Macon Mill | 0003 | Wood/Wood Waste Biomass | 5 | Industrial CHP
54464 | Riverwood International Macon Mill | 0004 | Wood/Wood Waste Biomass | 15.9 | Industrial CHP
54464 | Riverwood International Macon Mill | 0005 | Wood/Wood Waste Biomass | 40 | Industrial CHP
54466 | Orlando Cogen LP | GEN1 | Natural Gas Fired Combined Cycle | 122.4 | IPP CHP
54468 | Mt Lassen Power | GEN1 | Wood/Wood Waste Biomass | 11.4 | IPP Non-CHP
54469 | Pacific Oroville Power Inc | GEN1 | Wood/Wood Waste Biomass | 9 | IPP Non-CHP
54469 | Pacific Oroville Power Inc | GEN2 | Wood/Wood Waste Biomass | 9 | IPP Non-CHP
54471 | Mascoma Hydro | 01 | Conventional Hydroelectric | 0.5 | IPP Non-CHP
54471 | Mascoma Hydro | 02 | Conventional Hydroelectric | 0.5 | IPP Non-CHP
54471 | Mascoma Hydro | 03 | Conventional Hydroelectric | 0.5 | IPP Non-CHP
54472 | Simplot Phosphates | GEN1 | All Other | 11.5 | Industrial CHP
54476 | Sumas Power Plant | GEN1 | Natural Gas Fired Combined Cycle | 87.8 | Electric Utility
54476 | Sumas Power Plant | GEN2 | Natural Gas Fired Combined Cycle | 37.7 | Electric Utility
54477 | Oroville Cogeneration LP | GEN1 | Natural Gas Internal Combustion Engine | 1.1 | Industrial CHP
54477 | Oroville Cogeneration LP | GEN2 | Natural Gas Internal Combustion Engine | 1.1 | Industrial CHP
54477 | Oroville Cogeneration LP | GEN3 | Natural Gas Internal Combustion Engine | 1.1 | Industrial CHP
54477 | Oroville Cogeneration LP | GEN4 | Natural Gas Internal Combustion Engine | 1.1 | Industrial CHP
54477 | Oroville Cogeneration LP | GEN5 | Natural Gas Internal Combustion Engine | 1.1 | Industrial CHP
54477 | Oroville Cogeneration LP | GEN6 | Natural Gas Internal Combustion Engine | 1.1 | Industrial CHP
54477 | Oroville Cogeneration LP | GEN7 | Natural Gas Internal Combustion Engine | 1.1 | Industrial CHP
54512 | Domino Sugar Arabi Plant | TG1 | Natural Gas Steam Turbine | 5 | Industrial CHP
54512 | Domino Sugar Arabi Plant | TG2 | Natural Gas Steam Turbine | 5 | Industrial CHP
54512 | Domino Sugar Arabi Plant | TG3 | Natural Gas Steam Turbine | 4 | Industrial CHP
54513 | WestRock (IL) | E-1 | Natural Gas Internal Combustion Engine | 0.7 | Industrial Non-CHP
54513 | WestRock (IL) | E2-A | Natural Gas Internal Combustion Engine | 0.7 | Industrial Non-CHP
54513 | WestRock (IL) | E2-B | Natural Gas Internal Combustion Engine | 0.7 | Industrial Non-CHP
54513 | WestRock (IL) | E3 | Natural Gas Internal Combustion Engine | 0.8 | Industrial Non-CHP
54514 | Blind Canyon Hydro | 1 | Conventional Hydroelectric | 1.3 | IPP Non-CHP
54515 | Crotched Mountain Rehabilitation Center | GEN1 | Petroleum Liquids | 0.7 | Commercial CHP
54515 | Crotched Mountain Rehabilitation Center | GEN2 | Petroleum Liquids | 0.7 | Commercial CHP
54515 | Crotched Mountain Rehabilitation Center | GEN3 | Petroleum Liquids | 0.7 | Commercial CHP
54517 | Sierra Pacific Sonora | GEN2 | Wood/Wood Waste Biomass | 7.5 | Industrial CHP
54518 | Formosa Plastics | GT2 | Natural Gas Fired Combustion Turbine | 38 | Industrial CHP
54518 | Formosa Plastics | GT3 | Natural Gas Fired Combustion Turbine | 38.8 | Industrial CHP
54518 | Formosa Plastics | ST1 | Natural Gas Steam Turbine | 12 | Industrial CHP
54518 | Formosa Plastics | ST2 | Natural Gas Steam Turbine | 12 | Industrial CHP
54520 | Village Creek Water Reclamation Facility | SD1 | Natural Gas Internal Combustion Engine | 0.9 | Commercial Non-CHP
54520 | Village Creek Water Reclamation Facility | SD2 | Natural Gas Internal Combustion Engine | 0.9 | Commercial Non-CHP
54520 | Village Creek Water Reclamation Facility | TG1 | Other Waste Biomass | 5.3 | Commercial Non-CHP
54520 | Village Creek Water Reclamation Facility | TG2 | Other Waste Biomass | 5.3 | Commercial Non-CHP
54523 | Hoffer Plastics | GEN1 | Natural Gas Internal Combustion Engine | 0.8 | Industrial Non-CHP
54523 | Hoffer Plastics | GEN2 | Natural Gas Internal Combustion Engine | 0.8 | Industrial Non-CHP
54523 | Hoffer Plastics | GEN3 | Natural Gas Internal Combustion Engine | 0.8 | Industrial Non-CHP
54523 | Hoffer Plastics | GEN4 | Natural Gas Internal Combustion Engine | 0.8 | Industrial Non-CHP
54523 | Hoffer Plastics | GEN5 | Natural Gas Internal Combustion Engine | 0.8 | Industrial Non-CHP
54523 | Hoffer Plastics | GEN6 | Natural Gas Internal Combustion Engine | 0.8 | Industrial Non-CHP
54523 | Hoffer Plastics | GEN7 | Natural Gas Internal Combustion Engine | 0.8 | Industrial Non-CHP
54523 | Hoffer Plastics | GEN8 | Natural Gas Internal Combustion Engine | 0.8 | Industrial Non-CHP
54523 | Hoffer Plastics | GEN9 | Natural Gas Internal Combustion Engine | 0.8 | Industrial Non-CHP
54524 | Horseshoe Bend Hydroelectric Co | GEN1 | Conventional Hydroelectric | 4.7 | IPP Non-CHP
54524 | Horseshoe Bend Hydroelectric Co | GEN2 | Conventional Hydroelectric | 4.7 | IPP Non-CHP
54525 | Kankakee Hydro Facility | 1 | Conventional Hydroelectric | 0.4 | Commercial Non-CHP
54525 | Kankakee Hydro Facility | 2 | Conventional Hydroelectric | 0.4 | Commercial Non-CHP
54525 | Kankakee Hydro Facility | 3 | Conventional Hydroelectric | 0.4 | Commercial Non-CHP
54526 | ReEnergy Lyonsdale Biomass | STG | Wood/Wood Waste Biomass | 21.1 | IPP CHP
54529 | Wheelabrator Ridge Energy | 0001 | Wood/Wood Waste Biomass | 45.5 | IPP Non-CHP
54531 | Stingray Facility | 1S72 | Natural Gas Fired Combustion Turbine | 2.5 | Industrial Non-CHP
54533 | Southern Minnesota Beet Sugar | 0001 | Natural Gas Steam Turbine | 7.5 | Industrial CHP
54534 | St Josephs Hospital | 0001 | Natural Gas Internal Combustion Engine | 1.7 | Commercial CHP
54536 | Sumpter Energy Associates | 0201 | Landfill Gas | 0.8 | IPP Non-CHP
54536 | Sumpter Energy Associates | 0202 | Landfill Gas | 0.8 | IPP Non-CHP
54536 | Sumpter Energy Associates | 0203 | Landfill Gas | 0.8 | IPP Non-CHP
54536 | Sumpter Energy Associates | 0204 | Landfill Gas | 0.8 | IPP Non-CHP
54536 | Sumpter Energy Associates | 0205 | Landfill Gas | 0.8 | IPP Non-CHP
54536 | Sumpter Energy Associates | 0386 | Landfill Gas | 0.8 | IPP Non-CHP
54536 | Sumpter Energy Associates | 0388 | Landfill Gas | 0.8 | IPP Non-CHP
54536 | Sumpter Energy Associates | 0389 | Landfill Gas | 0.8 | IPP Non-CHP
54536 | Sumpter Energy Associates | 0392 | Landfill Gas | 0.8 | IPP Non-CHP
54536 | Sumpter Energy Associates | 0435 | Landfill Gas | 0.8 | IPP Non-CHP
54536 | Sumpter Energy Associates | 0437 | Landfill Gas | 0.8 | IPP Non-CHP
54536 | Sumpter Energy Associates | 0440 | Landfill Gas | 0.8 | IPP Non-CHP
54536 | Sumpter Energy Associates | 0447 | Landfill Gas | 0.8 | IPP Non-CHP
54536 | Sumpter Energy Associates | 0464 | Landfill Gas | 0.8 | IPP Non-CHP
54536 | Sumpter Energy Associates | 0467 | Landfill Gas | 0.8 | IPP Non-CHP
54537 | Ferndale Generating Station | CT1A | Natural Gas Fired Combined Cycle | 95.9 | Electric Utility
54537 | Ferndale Generating Station | CT1B | Natural Gas Fired Combined Cycle | 95.9 | Electric Utility
54537 | Ferndale Generating Station | ST1 | Natural Gas Fired Combined Cycle | 93.7 | Electric Utility
54538 | Hartwell Energy Facility | MAG1 | Natural Gas Fired Combustion Turbine | 180 | Electric Utility
54538 | Hartwell Energy Facility | MAG2 | Natural Gas Fired Combustion Turbine | 180 | Electric Utility
54539 | Venice Resources Gas Recovery | GEN1 | Landfill Gas | 0.8 | IPP Non-CHP
54539 | Venice Resources Gas Recovery | GEN2 | Landfill Gas | 0.8 | IPP Non-CHP
54540 | Charter Dura-Bar | 1A | Natural Gas Internal Combustion Engine | 1 | Industrial Non-CHP
54540 | Charter Dura-Bar | 1B | Natural Gas Internal Combustion Engine | 1 | Industrial Non-CHP
54540 | Charter Dura-Bar | 2A | Natural Gas Internal Combustion Engine | 1 | Industrial Non-CHP
54540 | Charter Dura-Bar | 2B | Natural Gas Internal Combustion Engine | 1 | Industrial Non-CHP
54540 | Charter Dura-Bar | 3A | Natural Gas Internal Combustion Engine | 1 | Industrial Non-CHP
54540 | Charter Dura-Bar | 3B | Natural Gas Internal Combustion Engine | 1 | Industrial Non-CHP
54547 | Sithe Independence Station | 1 | Natural Gas Fired Combined Cycle | 169.2 | IPP CHP
54547 | Sithe Independence Station | 2 | Natural Gas Fired Combined Cycle | 169.2 | IPP CHP
54547 | Sithe Independence Station | 3 | Natural Gas Fired Combined Cycle | 169.2 | IPP CHP
54547 | Sithe Independence Station | 4 | Natural Gas Fired Combined Cycle | 169.5 | IPP CHP
54547 | Sithe Independence Station | 5 | Natural Gas Fired Combined Cycle | 204.5 | IPP CHP
54547 | Sithe Independence Station | 6 | Natural Gas Fired Combined Cycle | 204.5 | IPP CHP
54548 | Longfalls Facility | 1 | Conventional Hydroelectric | 3.3 | IPP Non-CHP
54549 | Granger Electric Generating Station #1 | 1-1 | Landfill Gas | 0.8 | IPP Non-CHP
54549 | Granger Electric Generating Station #1 | 1-2 | Landfill Gas | 0.8 | IPP Non-CHP
54549 | Granger Electric Generating Station #1 | 1-3 | Landfill Gas | 0.8 | IPP Non-CHP
54549 | Granger Electric Generating Station #1 | 1-4 | Landfill Gas | 0.8 | IPP Non-CHP
54549 | Granger Electric Generating Station #1 | 1-5 | Landfill Gas | 1.6 | IPP Non-CHP
54549 | Granger Electric Generating Station #1 | 1-6 | Landfill Gas | 1.6 | IPP Non-CHP
54549 | Granger Electric Generating Station #1 | 1-7 | Landfill Gas | 1.6 | IPP Non-CHP
54550 | ExxonMobil Mobile Bay Onshore | 901 | Natural Gas Fired Combined Cycle | 0.9 | Industrial CHP
54550 | ExxonMobil Mobile Bay Onshore | 901A | Natural Gas Fired Combined Cycle | 3.7 | Industrial CHP
54550 | ExxonMobil Mobile Bay Onshore | 901B | Natural Gas Fired Combined Cycle | 3.7 | Industrial CHP
54550 | ExxonMobil Mobile Bay Onshore | 901C | Natural Gas Fired Combined Cycle | 3.7 | Industrial CHP
54554 | Spicer Meadow Project | GEN1 | Conventional Hydroelectric | 2.7 | Electric Utility
54554 | Spicer Meadow Project | GEN2 | Conventional Hydroelectric | 2.7 | Electric Utility
54554 | Spicer Meadow Project | GEN3 | Conventional Hydroelectric | 0.5 | Electric Utility
54555 | Collierville Powerhouse | GEN1 | Conventional Hydroelectric | 126.5 | Electric Utility
54555 | Collierville Powerhouse | GEN2 | Conventional Hydroelectric | 126.5 | Electric Utility
54556 | Ingredion Incorporated | TG03 | Natural Gas Fired Combustion Turbine | 4.8 | Industrial CHP
54556 | Ingredion Incorporated | TG04 | Natural Gas Fired Combustion Turbine | 4.8 | Industrial CHP
54556 | Ingredion Incorporated | TGO1 | Conventional Steam Coal | 22.5 | Industrial CHP
54556 | Ingredion Incorporated | TGO2 | Conventional Steam Coal | 22.5 | Industrial CHP
54558 | Hazelton B Hydro | U1 | Conventional Hydroelectric | 3.8 | IPP Non-CHP
54558 | Hazelton B Hydro | U2 | Conventional Hydroelectric | 3.8 | IPP Non-CHP
54561 | Jefferson Smurfit Santa Clara Mill | GT-G | Natural Gas Fired Combined Cycle | 24 | IPP CHP
54561 | Jefferson Smurfit Santa Clara Mill | ST-G | Natural Gas Fired Combined Cycle | 3 | IPP CHP
54562 | Longview Fibre | 4 | Wood/Wood Waste Biomass | 10 | Industrial CHP
54562 | Longview Fibre | 6 | Wood/Wood Waste Biomass | 20 | Industrial CHP
54562 | Longview Fibre | 7 | Wood/Wood Waste Biomass | 25 | Industrial CHP
54564 | General Mills Inc | GEN1 | Natural Gas Fired Combustion Turbine | 3.8 | Industrial CHP
54566 | YKK USA Chestney | BWP1 | Petroleum Liquids | 0.5 | Industrial Non-CHP
54566 | YKK USA Chestney | SEV1 | Petroleum Liquids | 0.3 | Industrial Non-CHP
54566 | YKK USA Chestney | SLD1 | Petroleum Liquids | 0.5 | Industrial Non-CHP
54567 | MM Yolo Power | 1 | Landfill Gas | 0.6 | IPP Non-CHP
54567 | MM Yolo Power | 2 | Landfill Gas | 0.6 | IPP Non-CHP
54567 | MM Yolo Power | 3 | Landfill Gas | 0.6 | IPP Non-CHP
54567 | MM Yolo Power | 4 | Landfill Gas | 0.6 | IPP Non-CHP
54567 | MM Yolo Power | 5 | Landfill Gas | 0.4 | IPP Non-CHP
54569 | Bayville Central Facility | COG1 | Other Waste Biomass | 0.3 | Commercial CHP
54569 | Bayville Central Facility | COG2 | Other Waste Biomass | 0.3 | Commercial CHP
54569 | Bayville Central Facility | COG3 | Other Waste Biomass | 0.3 | Commercial CHP
54569 | Bayville Central Facility | COG4 | Petroleum Liquids | 1.5 | Commercial CHP
54569 | Bayville Central Facility | COG5 | Petroleum Liquids | 1.5 | Commercial CHP
54569 | Bayville Central Facility | COG6 | Petroleum Liquids | 1.5 | Commercial CHP
54569 | Bayville Central Facility | COG7 | Petroleum Liquids | 1.5 | Commercial CHP
54569 | Bayville Central Facility | CPV1 | Solar Photovoltaic | 0.2 | Commercial CHP
54572 | Lochmere Hydroelectric Plant | UNT1 | Conventional Hydroelectric | 0.3 | IPP Non-CHP
54572 | Lochmere Hydroelectric Plant | UNT2 | Conventional Hydroelectric | 0.3 | IPP Non-CHP
54572 | Lochmere Hydroelectric Plant | UNT3 | Conventional Hydroelectric | 0.3 | IPP Non-CHP
54572 | Lochmere Hydroelectric Plant | UNT4 | Conventional Hydroelectric | 0.3 | IPP Non-CHP
54573 | Wappinger Falls Hydroelectric | 1 | Conventional Hydroelectric | 1 | IPP Non-CHP
54573 | Wappinger Falls Hydroelectric | 2 | Conventional Hydroelectric | 1 | IPP Non-CHP
54574 | Saranac Facility | GEN1 | Natural Gas Fired Combined Cycle | 95.2 | IPP Non-CHP
54574 | Saranac Facility | GEN2 | Natural Gas Fired Combined Cycle | 95.2 | IPP Non-CHP
54574 | Saranac Facility | GEN3 | Natural Gas Fired Combined Cycle | 95.2 | IPP Non-CHP
54578 | Glenns Ferry Cogen Facility | 1001 | Natural Gas Fired Combined Cycle | 10.4 | IPP CHP
54579 | Rupert Cogen Project | 1002 | Natural Gas Fired Combined Cycle | 10.4 | IPP CHP
54580 | Curtis Palmer Hydroelectric | C1 | Conventional Hydroelectric | 2.6 | IPP Non-CHP
54580 | Curtis Palmer Hydroelectric | C2 | Conventional Hydroelectric | 2.6 | IPP Non-CHP
54580 | Curtis Palmer Hydroelectric | C3 | Conventional Hydroelectric | 2.6 | IPP Non-CHP
54580 | Curtis Palmer Hydroelectric | C4 | Conventional Hydroelectric | 1 | IPP Non-CHP
54580 | Curtis Palmer Hydroelectric | C5 | Conventional Hydroelectric | 1 | IPP Non-CHP
54580 | Curtis Palmer Hydroelectric | P1 | Conventional Hydroelectric | 24.6 | IPP Non-CHP
54580 | Curtis Palmer Hydroelectric | P2 | Conventional Hydroelectric | 24.6 | IPP Non-CHP
54586 | Tanner Street Generation | TRENT | Natural Gas Fired Combined Cycle | 57.9 | IPP Non-CHP
54586 | Tanner Street Generation | VAX | Natural Gas Fired Combined Cycle | 27.1 | IPP Non-CHP
54592 | Massena Energy Facility | GEN1 | Natural Gas Fired Combined Cycle | 66.5 | IPP Non-CHP
54592 | Massena Energy Facility | GEN2 | Natural Gas Fired Combined Cycle | 35.6 | IPP Non-CHP
54592 | Massena Energy Facility | IC | Petroleum Liquids | 2 | IPP Non-CHP
54593 | Batavia Power Plant | GEN1 | Natural Gas Fired Combined Cycle | 47.7 | IPP Non-CHP
54593 | Batavia Power Plant | GEN2 | Natural Gas Fired Combined Cycle | 18.5 | IPP Non-CHP
54593 | Batavia Power Plant | GEN3 | Petroleum Liquids | 1.1 | IPP Non-CHP
54594 | University of Arizona - Biosphere 2 | G-1 | Petroleum Liquids | 1.5 | Commercial Non-CHP
54594 | University of Arizona - Biosphere 2 | G-4 | Natural Gas Internal Combustion Engine | 1.6 | Commercial Non-CHP
54604 | Warner Lambert | 016E | Petroleum Liquids | 1 | Commercial CHP
54604 | Warner Lambert | 0550 | Petroleum Liquids | 1.5 | Commercial CHP
54604 | Warner Lambert | 085-1 | Petroleum Liquids | 2.3 | Commercial CHP
54604 | Warner Lambert | 085-2 | Petroleum Liquids | 2.3 | Commercial CHP
54604 | Warner Lambert | 5164 | Natural Gas Fired Combustion Turbine | 3 | Commercial CHP
54604 | Warner Lambert | 800-1 | Petroleum Liquids | 2.3 | Commercial CHP
54605 | Pratt & Whitney | FT-8 | Natural Gas Fired Combustion Turbine | 25.8 | Industrial CHP
54606 | University of Texas at San Antonio | GEN1 | Natural Gas Internal Combustion Engine | 3.4 | Commercial CHP
54607 | University of Texas at Dallas | GEN1 | Natural Gas Internal Combustion Engine | 3.5 | Commercial CHP
54618 | Ingredion Winston Salem | 7500 | Wood/Wood Waste Biomass | 7.5 | Industrial CHP
54618 | Ingredion Winston Salem | 900 | Wood/Wood Waste Biomass | 0.9 | Industrial CHP
54620 | Pinetree Power Fitchburg | NO-1 | Wood/Wood Waste Biomass | 18 | IPP Non-CHP
54623 | Central District Wastewater Treat Plant | 3A | Other Waste Biomass | 1.2 | Commercial CHP
54623 | Central District Wastewater Treat Plant | 4A | Other Waste Biomass | 1.2 | Commercial CHP
54623 | Central District Wastewater Treat Plant | 5 | Other Waste Biomass | 1.2 | Commercial CHP
54623 | Central District Wastewater Treat Plant | 6 | Other Waste Biomass | 1.2 | Commercial CHP
54624 | South District Wastewater Treatment Plt | 1A | Other Waste Biomass | 2 | Commercial CHP
54624 | South District Wastewater Treatment Plt | 2A | Other Waste Biomass | 2 | Commercial CHP
54624 | South District Wastewater Treatment Plt | 3A | Other Waste Biomass | 2 | Commercial CHP
54624 | South District Wastewater Treatment Plt | 4A | Other Waste Biomass | 2 | Commercial CHP
54625 | Covanta Plymouth Renewable Energy | TGI | Municipal Solid Waste | 32.1 | Commercial Non-CHP
54626 | Mt Poso Cogeneration | TG01 | Wood/Wood Waste Biomass | 62 | IPP CHP
54627 | Okeelanta Cogeneration | GEN1 | Other Waste Biomass | 74.9 | IPP CHP
54627 | Okeelanta Cogeneration | GEN2 | Other Waste Biomass | 54 | IPP CHP
54628 | Phelps Dodge Refining | 2607 | Natural Gas Fired Combustion Turbine | 3.5 | Industrial CHP
54628 | Phelps Dodge Refining | 2608 | Natural Gas Fired Combustion Turbine | 3.5 | Industrial CHP
54628 | Phelps Dodge Refining | 3001 | Natural Gas Fired Combustion Turbine | 4.2 | Industrial CHP
54628 | Phelps Dodge Refining | 3002 | Natural Gas Fired Combustion Turbine | 4.2 | Industrial CHP
54628 | Phelps Dodge Refining | 3003 | Natural Gas Fired Combustion Turbine | 4.2 | Industrial CHP
54630 | American Gypsum Cogeneration | D-1 | Petroleum Liquids | 1.6 | Industrial CHP
54630 | American Gypsum Cogeneration | D-2 | Petroleum Liquids | 1.6 | Industrial CHP
54630 | American Gypsum Cogeneration | T-1 | Natural Gas Fired Combustion Turbine | 2.8 | Industrial CHP
54630 | American Gypsum Cogeneration | T-2 | Natural Gas Fired Combustion Turbine | 3.6 | Industrial CHP
54634 | St Nicholas Cogen Project | SNCP | Conventional Steam Coal | 99.2 | IPP CHP
54637 | JCO Oxides Olefins Plant | GCG1 | Natural Gas Fired Combustion Turbine | 38.6 | Industrial CHP
54637 | JCO Oxides Olefins Plant | GCG2 | Natural Gas Fired Combustion Turbine | 38.6 | Industrial CHP
54638 | Johnsonburg Mill | PT1 | Wood/Wood Waste Biomass | 54 | Industrial CHP
54639 | Berlin Gorham | CAS1 | Conventional Hydroelectric | 2.4 | IPP Non-CHP
54639 | Berlin Gorham | CAS2 | Conventional Hydroelectric | 2.4 | IPP Non-CHP
54639 | Berlin Gorham | CAS3 | Conventional Hydroelectric | 3.1 | IPP Non-CHP
54639 | Berlin Gorham | GOR1 | Conventional Hydroelectric | 1.2 | IPP Non-CHP
54639 | Berlin Gorham | GOR2 | Conventional Hydroelectric | 1.2 | IPP Non-CHP
54639 | Berlin Gorham | GOR3 | Conventional Hydroelectric | 1.2 | IPP Non-CHP
54639 | Berlin Gorham | GOR4 | Conventional Hydroelectric | 1.2 | IPP Non-CHP
54639 | Berlin Gorham | RS1 | Conventional Hydroelectric | 3.8 | IPP Non-CHP
54639 | Berlin Gorham | RS3 | Conventional Hydroelectric | 4.1 | IPP Non-CHP
54639 | Berlin Gorham | SH2 | Conventional Hydroelectric | 0.9 | IPP Non-CHP
54639 | Berlin Gorham | SHL1 | Conventional Hydroelectric | 0.9 | IPP Non-CHP
54639 | Berlin Gorham | SHL3 | Conventional Hydroelectric | 1.8 | IPP Non-CHP
54639 | Berlin Gorham | SM1 | Conventional Hydroelectric | 0.8 | IPP Non-CHP
54639 | Berlin Gorham | SM2 | Conventional Hydroelectric | 0.8 | IPP Non-CHP
54639 | Berlin Gorham | SM3 | Conventional Hydroelectric | 0.7 | IPP Non-CHP
54639 | Berlin Gorham | SM4 | Conventional Hydroelectric | 0.8 | IPP Non-CHP
54639 | Berlin Gorham | XP1 | Conventional Hydroelectric | 0.6 | IPP Non-CHP
54639 | Berlin Gorham | XP2 | Conventional Hydroelectric | 0.6 | IPP Non-CHP
54639 | Berlin Gorham | XP3 | Conventional Hydroelectric | 0.6 | IPP Non-CHP
54639 | Berlin Gorham | XP4 | Conventional Hydroelectric | 0.5 | IPP Non-CHP
54639 | Berlin Gorham | XP5 | Conventional Hydroelectric | 0.7 | IPP Non-CHP
54640 | NAEA Lakewood LLC | GEN1 | Natural Gas Fired Combined Cycle | 77.9 | IPP Non-CHP
54640 | NAEA Lakewood LLC | GEN2 | Natural Gas Fired Combined Cycle | 77.9 | IPP Non-CHP
54640 | NAEA Lakewood LLC | GEN3 | Natural Gas Fired Combined Cycle | 81 | IPP Non-CHP
54646 | Kalaeloa Cogen Plant | CT1 | Petroleum Liquids | 119.2 | IPP CHP
54646 | Kalaeloa Cogen Plant | CT2 | Petroleum Liquids | 119.2 | IPP CHP
54646 | Kalaeloa Cogen Plant | ST | Petroleum Liquids | 61 | IPP CHP
54647 | TPC Windfarms LLC | EXIS | Onshore Wind Turbine | 28.7 | IPP Non-CHP
54650 | Swanmill Windfarm I | EXI2 | Onshore Wind Turbine | 9.1 | IPP Non-CHP
54650 | Swanmill Windfarm I | EXIS | Onshore Wind Turbine | 9.6 | IPP Non-CHP
54653 | Kanaka | KAN1 | Conventional Hydroelectric | 1.1 | IPP Non-CHP
54654 | Kekawaka Power House | KEK1 | Conventional Hydroelectric | 4.9 | IPP Non-CHP
54655 | Schoolfield Dam | SCH1 | Conventional Hydroelectric | 1.5 | IPP Non-CHP
54655 | Schoolfield Dam | SCH2 | Conventional Hydroelectric | 1.5 | IPP Non-CHP
54655 | Schoolfield Dam | SCH3 | Conventional Hydroelectric | 1.5 | IPP Non-CHP
54656 | International Paper Riegelwood Mill | NO 1 | Wood/Wood Waste Biomass | 7.5 | Industrial CHP
54656 | International Paper Riegelwood Mill | NO 2 | Wood/Wood Waste Biomass | 10 | Industrial CHP
54656 | International Paper Riegelwood Mill | NO3 | Wood/Wood Waste Biomass | 44 | Industrial CHP
54659 | Kankakee Gas Recovery | GEN1 | Landfill Gas | 0.8 | IPP Non-CHP
54659 | Kankakee Gas Recovery | GEN2 | Landfill Gas | 0.8 | IPP Non-CHP
54661 | Pheasant Run Landfill Gas Recovery | GE10 | Landfill Gas | 0.8 | IPP Non-CHP
54661 | Pheasant Run Landfill Gas Recovery | GE11 | Landfill Gas | 0.8 | IPP Non-CHP
54661 | Pheasant Run Landfill Gas Recovery | GEN1 | Landfill Gas | 0.8 | IPP Non-CHP
54661 | Pheasant Run Landfill Gas Recovery | GEN2 | Landfill Gas | 0.8 | IPP Non-CHP
54661 | Pheasant Run Landfill Gas Recovery | GEN3 | Landfill Gas | 0.8 | IPP Non-CHP
54661 | Pheasant Run Landfill Gas Recovery | GEN4 | Landfill Gas | 0.8 | IPP Non-CHP
54661 | Pheasant Run Landfill Gas Recovery | GEN5 | Landfill Gas | 0.8 | IPP Non-CHP
54661 | Pheasant Run Landfill Gas Recovery | GEN6 | Landfill Gas | 0.8 | IPP Non-CHP
54661 | Pheasant Run Landfill Gas Recovery | GEN7 | Landfill Gas | 0.8 | IPP Non-CHP
54661 | Pheasant Run Landfill Gas Recovery | GEN8 | Landfill Gas | 0.8 | IPP Non-CHP
54661 | Pheasant Run Landfill Gas Recovery | GEN9 | Landfill Gas | 0.8 | IPP Non-CHP
54662 | Woodland Landfill Gas Recovery | GEN1 | Landfill Gas | 0.8 | IPP Non-CHP
54662 | Woodland Landfill Gas Recovery | GEN2 | Landfill Gas | 0.8 | IPP Non-CHP
54662 | Woodland Landfill Gas Recovery | GEN3 | Landfill Gas | 1.6 | IPP Non-CHP
54662 | Woodland Landfill Gas Recovery | GEN4 | Landfill Gas | 1.6 | IPP Non-CHP
54663 | Turnkey Landfill Gas Recovery | GEN1 | Landfill Gas | 0.8 | IPP Non-CHP
54663 | Turnkey Landfill Gas Recovery | GEN2 | Landfill Gas | 0.8 | IPP Non-CHP
54663 | Turnkey Landfill Gas Recovery | GEN3 | Landfill Gas | 0.8 | IPP Non-CHP
54663 | Turnkey Landfill Gas Recovery | GEN4 | Landfill Gas | 0.8 | IPP Non-CHP
54663 | Turnkey Landfill Gas Recovery | GEN5 | Landfill Gas | 3 | IPP Non-CHP
54663 | Turnkey Landfill Gas Recovery | GEN6 | Landfill Gas | 3 | IPP Non-CHP
54665 | Steamboat II | T201 | Geothermal | 9.1 | IPP Non-CHP
54665 | Steamboat II | T202 | Geothermal | 9.1 | IPP Non-CHP
54666 | Steamboat III | T301 | Geothermal | 9.1 | IPP Non-CHP
54666 | Steamboat III | T302 | Geothermal | 9.1 | IPP Non-CHP
54667 | Chino Mines | 7 | Natural Gas Fired Combined Cycle | 16.5 | Industrial Non-CHP
54667 | Chino Mines | 9 | Natural Gas Fired Combined Cycle | 37.5 | Industrial Non-CHP
54668 | Falls River Hydro | 1 | Conventional Hydroelectric | 4.5 | IPP Non-CHP
54668 | Falls River Hydro | 2 | Conventional Hydroelectric | 4.5 | IPP Non-CHP
54674 | Ford Hydro LP | GEN1 | Conventional Hydroelectric | 0.4 | IPP Non-CHP
54674 | Ford Hydro LP | GEN2 | Conventional Hydroelectric | 0.4 | IPP Non-CHP
54674 | Ford Hydro LP | GEN3 | Conventional Hydroelectric | 0.4 | IPP Non-CHP
54675 | Spartanburg Water System | DI2 | Petroleum Liquids | 2 | Commercial Non-CHP
54675 | Spartanburg Water System | DI3 | Petroleum Liquids | 1.3 | Commercial Non-CHP
54675 | Spartanburg Water System | HG1 | Conventional Hydroelectric | 0.5 | Commercial Non-CHP
54675 | Spartanburg Water System | HG2 | Conventional Hydroelectric | 0.5 | Commercial Non-CHP
54676 | Oyster Creek Unit VIII | G81 | Natural Gas Fired Combined Cycle | 99 | IPP CHP
54676 | Oyster Creek Unit VIII | G82 | Natural Gas Fired Combined Cycle | 99 | IPP CHP
54676 | Oyster Creek Unit VIII | G83 | Natural Gas Fired Combined Cycle | 99 | IPP CHP
54676 | Oyster Creek Unit VIII | G84 | Natural Gas Fired Combined Cycle | 200.9 | IPP CHP
54677 | CII Carbon LLC | TG-2 | All Other | 23 | Industrial CHP
54677 | CII Carbon LLC | TG-3 | All Other | 23 | Industrial CHP
54678 | Sidney A Murray Jr Hydroelectric | 01 | Conventional Hydroelectric | 24 | IPP Non-CHP
54678 | Sidney A Murray Jr Hydroelectric | 02 | Conventional Hydroelectric | 24 | IPP Non-CHP
54678 | Sidney A Murray Jr Hydroelectric | 03 | Conventional Hydroelectric | 24 | IPP Non-CHP
54678 | Sidney A Murray Jr Hydroelectric | 04 | Conventional Hydroelectric | 24 | IPP Non-CHP
54678 | Sidney A Murray Jr Hydroelectric | 05 | Conventional Hydroelectric | 24 | IPP Non-CHP
54678 | Sidney A Murray Jr Hydroelectric | 06 | Conventional Hydroelectric | 24 | IPP Non-CHP
54678 | Sidney A Murray Jr Hydroelectric | 07 | Conventional Hydroelectric | 24 | IPP Non-CHP
54678 | Sidney A Murray Jr Hydroelectric | 08 | Conventional Hydroelectric | 24 | IPP Non-CHP
54679 | Boulder City Lakewood Hydro | 0001 | Conventional Hydroelectric | 3.5 | IPP Non-CHP
54680 | Boulder City Betasso Hydro Plant | 0001 | Conventional Hydroelectric | 3 | IPP Non-CHP
54681 | Difwind Farms Ltd I | EXIS | Onshore Wind Turbine | 7.3 | IPP Non-CHP
54682 | Difwind Farms Ltd II | EXIS | Onshore Wind Turbine | 5.5 | IPP Non-CHP
54685 | Difwind Farms Ltd V | EXIS | Onshore Wind Turbine | 11.7 | IPP Non-CHP
54686 | Difwind Farms Ltd VI | EXIS | Onshore Wind Turbine | 27.1 | IPP Non-CHP
54688 | Thundermist Hydro | HYD1 | Conventional Hydroelectric | 1.2 | IPP Non-CHP
54689 | Heber Geothermal | 1 | Geothermal | 52 | IPP Non-CHP
54689 | Heber Geothermal | 2 | Geothermal | 7 | IPP Non-CHP
54689 | Heber Geothermal | 3 | Geothermal | 3.5 | IPP Non-CHP
54690 | Amalgamated Sugar LLC Nampa | 2250 | Conventional Steam Coal | 2.2 | Industrial CHP
54690 | Amalgamated Sugar LLC Nampa | 500 | Conventional Steam Coal | 0.5 | Industrial CHP
54690 | Amalgamated Sugar LLC Nampa | 6500 | Conventional Steam Coal | 6 | Industrial CHP
54691 | Lower Beaver Falls Project | 2G | Conventional Hydroelectric | 0.5 | IPP Non-CHP
54691 | Lower Beaver Falls Project | 3G | Conventional Hydroelectric | 0.5 | IPP Non-CHP
54693 | York Generation Company LLC | GT#1 | Natural Gas Fired Combined Cycle | 8.3 | IPP Non-CHP
54693 | York Generation Company LLC | GT#2 | Natural Gas Fired Combined Cycle | 8.3 | IPP Non-CHP
54693 | York Generation Company LLC | GT#5 | Natural Gas Fired Combined Cycle | 8.3 | IPP Non-CHP
54693 | York Generation Company LLC | GT#6 | Natural Gas Fired Combined Cycle | 8.3 | IPP Non-CHP
54693 | York Generation Company LLC | ST#1 | Natural Gas Fired Combined Cycle | 9.5 | IPP Non-CHP
54693 | York Generation Company LLC | ST#2 | Natural Gas Fired Combined Cycle | 9.5 | IPP Non-CHP
54694 | Yuma Cogeneration Associates | GEN1 | Natural Gas Fired Combined Cycle | 44.1 | IPP CHP
54694 | Yuma Cogeneration Associates | GEN2 | Natural Gas Fired Combined Cycle | 18.5 | IPP CHP
54700 | Metro Methane Recovery Facility | GEN1 | Landfill Gas | 0.8 | IPP Non-CHP
54700 | Metro Methane Recovery Facility | GEN10 | Landfill Gas | 1.6 | IPP Non-CHP
54700 | Metro Methane Recovery Facility | GEN11 | Landfill Gas | 1.6 | IPP Non-CHP
54700 | Metro Methane Recovery Facility | GEN12 | Landfill Gas | 1.6 | IPP Non-CHP
54700 | Metro Methane Recovery Facility | GEN2 | Landfill Gas | 0.8 | IPP Non-CHP
54700 | Metro Methane Recovery Facility | GEN3 | Landfill Gas | 0.8 | IPP Non-CHP
54700 | Metro Methane Recovery Facility | GEN4 | Landfill Gas | 0.8 | IPP Non-CHP
54700 | Metro Methane Recovery Facility | GEN5 | Landfill Gas | 0.8 | IPP Non-CHP
54700 | Metro Methane Recovery Facility | GEN6 | Landfill Gas | 0.8 | IPP Non-CHP
54700 | Metro Methane Recovery Facility | GEN7 | Landfill Gas | 0.8 | IPP Non-CHP
54700 | Metro Methane Recovery Facility | GEN8 | Landfill Gas | 0.8 | IPP Non-CHP
54705 | Toca Plant | EG-1 | Natural Gas Internal Combustion Engine | 0.8 | Industrial Non-CHP
54705 | Toca Plant | EG-3 | Natural Gas Internal Combustion Engine | 0.8 | Industrial Non-CHP
54705 | Toca Plant | EG-4 | Natural Gas Internal Combustion Engine | 0.7 | Industrial Non-CHP
54705 | Toca Plant | EG2A | Natural Gas Internal Combustion Engine | 0.5 | Industrial Non-CHP
54707 | Hunterdon Cogen Facility | 1 | Natural Gas Fired Combustion Turbine | 4.1 | Commercial CHP
54710 | Alliant SBD 9205 A Y McDonald | 0001 | Petroleum Liquids | 1.5 | IPP Non-CHP
54710 | Alliant SBD 9205 A Y McDonald | 0002 | Petroleum Liquids | 1.6 | IPP Non-CHP
54712 | Alliant SBD 9201 Norplex | 0002 | Petroleum Liquids | 1 | IPP Non-CHP
54712 | Alliant SBD 9201 Norplex | 0044 | Petroleum Liquids | 1.1 | IPP Non-CHP
54714 | Alliant SBD 8501 Aegon LI | 1265 | Petroleum Liquids | 1 | IPP Non-CHP
54714 | Alliant SBD 8501 Aegon LI | 1270 | Petroleum Liquids | 1 | IPP Non-CHP
54714 | Alliant SBD 8501 Aegon LI | 1794 | Petroleum Liquids | 1.1 | IPP Non-CHP
54715 | Alliant SBD 9107 JBS USA | 2665 | Petroleum Liquids | 1.6 | IPP Non-CHP
54715 | Alliant SBD 9107 JBS USA | 2688 | Petroleum Liquids | 1.6 | IPP Non-CHP
54715 | Alliant SBD 9107 JBS USA | 2689 | Petroleum Liquids | 1.6 | IPP Non-CHP
54715 | Alliant SBD 9107 JBS USA | 4644 | Petroleum Liquids | 1.6 | IPP Non-CHP
54715 | Alliant SBD 9107 JBS USA | 4658 | Petroleum Liquids | 1.6 | IPP Non-CHP
54715 | Alliant SBD 9107 JBS USA | 4659 | Petroleum Liquids | 1.6 | IPP Non-CHP
54715 | Alliant SBD 9107 JBS USA | 4660 | Petroleum Liquids | 1.8 | IPP Non-CHP
54716 | Alliant SBD 8602 Marion Sub | 1536 | Petroleum Liquids | 1.5 | IPP Non-CHP
54716 | Alliant SBD 8602 Marion Sub | 2734 | Petroleum Liquids | 1.5 | IPP Non-CHP
54716 | Alliant SBD 8602 Marion Sub | 2741 | Petroleum Liquids | 1.1 | IPP Non-CHP
54716 | Alliant SBD 8602 Marion Sub | 2785 | Petroleum Liquids | 1.5 | IPP Non-CHP
54717 | Alliant SBD 9106 Rockwell CR | 2671 | Petroleum Liquids | 1.6 | IPP Non-CHP
54717 | Alliant SBD 9106 Rockwell CR | 2672 | Petroleum Liquids | 1.6 | IPP Non-CHP
54717 | Alliant SBD 9106 Rockwell CR | 2675 | Petroleum Liquids | 1.6 | IPP Non-CHP
54717 | Alliant SBD 9106 Rockwell CR | 2678 | Petroleum Liquids | 1.6 | IPP Non-CHP
54717 | Alliant SBD 9106 Rockwell CR | 2679 | Petroleum Liquids | 1.6 | IPP Non-CHP
54717 | Alliant SBD 9106 Rockwell CR | 2682 | Petroleum Liquids | 1.6 | IPP Non-CHP
54717 | Alliant SBD 9106 Rockwell CR | 2683 | Petroleum Liquids | 1.6 | IPP Non-CHP
54717 | Alliant SBD 9106 Rockwell CR | 2684 | Petroleum Liquids | 1.6 | IPP Non-CHP
54717 | Alliant SBD 9106 Rockwell CR | 2685 | Petroleum Liquids | 1.6 | IPP Non-CHP
54717 | Alliant SBD 9106 Rockwell CR | 2690 | Petroleum Liquids | 1.6 | IPP Non-CHP
54718 | Alliant SBD 9206 Donaldson | 4632 | Petroleum Liquids | 1.6 | IPP Non-CHP
54719 | Alliant SBD 9203 Profol | 6916 | Petroleum Liquids | 1.8 | IPP Non-CHP
54719 | Alliant SBD 9203 Profol | 6917 | Petroleum Liquids | 1.8 | IPP Non-CHP
54719 | Alliant SBD 9203 Profol | 6918 | Petroleum Liquids | 2 | IPP Non-CHP
54720 | Alliant SBD 8601 Quad Graphics | 2736 | Petroleum Liquids | 1.5 | IPP Non-CHP
54720 | Alliant SBD 8601 Quad Graphics | 3489 | Petroleum Liquids | 1 | IPP Non-CHP
54720 | Alliant SBD 8601 Quad Graphics | 7164 | Petroleum Liquids | 1.1 | IPP Non-CHP
54721 | Warm Springs Power Enterprises | 0001 | Conventional Hydroelectric | 19.6 | IPP Non-CHP
54723 | I 95 Landfill Phase II | UNT1 | Landfill Gas | 0.8 | IPP Non-CHP
54723 | I 95 Landfill Phase II | UNT2 | Landfill Gas | 0.8 | IPP Non-CHP
54723 | I 95 Landfill Phase II | UNT3 | Landfill Gas | 0.8 | IPP Non-CHP
54723 | I 95 Landfill Phase II | UNT4 | Landfill Gas | 0.8 | IPP Non-CHP
54724 | Ormesa II | OEC21 | Geothermal | 12 | IPP Non-CHP
54724 | Ormesa II | OEC22 | Geothermal | 12 | IPP Non-CHP
54729 | Taylor Draw Hydroelectric Facility | COX1 | Conventional Hydroelectric | 2.3 | IPP Non-CHP
54730 | Shell Offshore Yellowhammer | 701 | Natural Gas Fired Combustion Turbine | 3.4 | Industrial Non-CHP
54731 | Hendricks Regional Health | GE06 | Petroleum Liquids | 1 | Commercial Non-CHP
54731 | Hendricks Regional Health | GEO1 | Petroleum Liquids | 0.5 | Commercial Non-CHP
54731 | Hendricks Regional Health | GEO2 | Petroleum Liquids | 0.5 | Commercial Non-CHP
54731 | Hendricks Regional Health | GEO3 | Petroleum Liquids | 0.3 | Commercial Non-CHP
54731 | Hendricks Regional Health | GEO4 | Petroleum Liquids | 1 | Commercial Non-CHP
54731 | Hendricks Regional Health | GEO5 | Petroleum Liquids | 1 | Commercial Non-CHP
54734 | Freeport McMoRan | 1 | Petroleum Liquids | 3 | Industrial Non-CHP
54734 | Freeport McMoRan | 10 | Petroleum Liquids | 3 | Industrial Non-CHP
54734 | Freeport McMoRan | 11 | Petroleum Liquids | 3 | Industrial Non-CHP
54734 | Freeport McMoRan | 12 | Petroleum Liquids | 3 | Industrial Non-CHP
54734 | Freeport McMoRan | 13 | Petroleum Liquids | 3 | Industrial Non-CHP
54734 | Freeport McMoRan | 14 | Petroleum Liquids | 3 | Industrial Non-CHP
54734 | Freeport McMoRan | 15 | Petroleum Liquids | 3.1 | Industrial Non-CHP
54734 | Freeport McMoRan | 2 | Petroleum Liquids | 3 | Industrial Non-CHP
54734 | Freeport McMoRan | 3 | Petroleum Liquids | 3.1 | Industrial Non-CHP
54734 | Freeport McMoRan | 4 | Petroleum Liquids | 3.1 | Industrial Non-CHP
54734 | Freeport McMoRan | 5 | Petroleum Liquids | 3 | Industrial Non-CHP
54734 | Freeport McMoRan | 6 | Petroleum Liquids | 3 | Industrial Non-CHP
54734 | Freeport McMoRan | 7 | Petroleum Liquids | 3.1 | Industrial Non-CHP
54734 | Freeport McMoRan | 8 | Petroleum Liquids | 3 | Industrial Non-CHP
54734 | Freeport McMoRan | 9 | Petroleum Liquids | 3 | Industrial Non-CHP
54735 | Alliant SBD 9301 Prairie Farms | 0079 | Petroleum Liquids | 1.8 | IPP Non-CHP
54735 | Alliant SBD 9301 Prairie Farms | 0080 | Petroleum Liquids | 1.1 | IPP Non-CHP
54744 | District 70 Transco Gas Pipe Line | 001 | All Other | 0.8 | Commercial Non-CHP
54744 | District 70 Transco Gas Pipe Line | 002 | All Other | 0.8 | Commercial Non-CHP
54746 | Wheelabrator Falls | WFI1 | Municipal Solid Waste | 53.3 | IPP Non-CHP
54748 | Port Neches Plant | G1 | Natural Gas Fired Combustion Turbine | 38 | Industrial CHP
54749 | Goal Line LP | CTG | Natural Gas Fired Combined Cycle | 41.2 | IPP CHP
54749 | Goal Line LP | STG | Natural Gas Fired Combined Cycle | 10.2 | IPP CHP
54750 | Coram Tehachapi | VW1 | Onshore Wind Turbine | 6.5 | IPP Non-CHP
54751 | Genesee Power Station LP | GEN1 | Wood/Wood Waste Biomass | 39.5 | IPP Non-CHP
54752 | Weyerhaeuser Pine Hill Operations | NO1 | Wood/Wood Waste Biomass | 40 | Industrial CHP
54752 | Weyerhaeuser Pine Hill Operations | NO2 | Wood/Wood Waste Biomass | 37.4 | Industrial CHP
54753 | Lateral 10 Ventures | GEN1 | Conventional Hydroelectric | 2.4 | IPP Non-CHP
54755 | Roanoke Valley Energy Facility II | GEN2 | Conventional Steam Coal | 57.8 | IPP CHP
54756 | Ottawa Generating Station | 3-1 | Landfill Gas | 0.8 | IPP Non-CHP
54756 | Ottawa Generating Station | 3-2 | Landfill Gas | 0.8 | IPP Non-CHP
54756 | Ottawa Generating Station | 3-3 | Landfill Gas | 0.8 | IPP Non-CHP
54756 | Ottawa Generating Station | 3-4 | Landfill Gas | 0.8 | IPP Non-CHP
54756 | Ottawa Generating Station | 3-5 | Landfill Gas | 0.8 | IPP Non-CHP
54756 | Ottawa Generating Station | 3-6 | Landfill Gas | 0.8 | IPP Non-CHP
54756 | Ottawa Generating Station | 3-7 | Landfill Gas | 1.6 | IPP Non-CHP
54757 | Grand Blanc Generating Station | 4-1 | Landfill Gas | 0.8 | IPP Non-CHP
54757 | Grand Blanc Generating Station | 4-2 | Landfill Gas | 0.8 | IPP Non-CHP
54757 | Grand Blanc Generating Station | 4-3 | Landfill Gas | 0.8 | IPP Non-CHP
54757 | Grand Blanc Generating Station | 4-4 | Landfill Gas | 0.8 | IPP Non-CHP
54757 | Grand Blanc Generating Station | 4-5 | Landfill Gas | 0.8 | IPP Non-CHP
54757 | Grand Blanc Generating Station | 4-7 | Landfill Gas | 1.6 | IPP Non-CHP
54757 | Grand Blanc Generating Station | 4-8 | Landfill Gas | 1.6 | IPP Non-CHP
54757 | Grand Blanc Generating Station | CIB | Landfill Gas | 0.6 | IPP Non-CHP
54758 | Wheelabrator Lisbon | GEN1 | Municipal Solid Waste | 14.6 | IPP Non-CHP
54761 | Hermiston Generating Plant | GEN1 | Natural Gas Fired Combined Cycle | 106.1 | IPP CHP
54761 | Hermiston Generating Plant | GEN2 | Natural Gas Fired Combined Cycle | 204.5 | IPP CHP
54761 | Hermiston Generating Plant | GEN3 | Natural Gas Fired Combined Cycle | 106.1 | IPP CHP
54761 | Hermiston Generating Plant | GEN4 | Natural Gas Fired Combined Cycle | 204.5 | IPP CHP
54763 | Rock-Tenn Mill | 2TG | Wood/Wood Waste Biomass | 12.5 | Industrial CHP
54763 | Rock-Tenn Mill | 4TG | Wood/Wood Waste Biomass | 42.5 | Industrial CHP
54766 | Boydton Plank Road Cogen Plant | GEN1 | Petroleum Liquids | 0.3 | IPP Non-CHP
54766 | Boydton Plank Road Cogen Plant | GEN10 | Petroleum Liquids | 0.3 | IPP Non-CHP
54766 | Boydton Plank Road Cogen Plant | GEN11 | Petroleum Liquids | 0.3 | IPP Non-CHP
54766 | Boydton Plank Road Cogen Plant | GEN12 | Petroleum Liquids | 0.3 | IPP Non-CHP
54766 | Boydton Plank Road Cogen Plant | GEN13 | Petroleum Liquids | 0.3 | IPP Non-CHP
54766 | Boydton Plank Road Cogen Plant | GEN14 | Petroleum Liquids | 0.3 | IPP Non-CHP
54766 | Boydton Plank Road Cogen Plant | GEN15 | Petroleum Liquids | 0.3 | IPP Non-CHP
54766 | Boydton Plank Road Cogen Plant | GEN16 | Petroleum Liquids | 0.3 | IPP Non-CHP
54766 | Boydton Plank Road Cogen Plant | GEN17 | Petroleum Liquids | 0.3 | IPP Non-CHP
54766 | Boydton Plank Road Cogen Plant | GEN18 | Petroleum Liquids | 0.3 | IPP Non-CHP
54766 | Boydton Plank Road Cogen Plant | GEN19 | Petroleum Liquids | 0.3 | IPP Non-CHP
54766 | Boydton Plank Road Cogen Plant | GEN2 | Petroleum Liquids | 0.3 | IPP Non-CHP
54766 | Boydton Plank Road Cogen Plant | GEN20 | Petroleum Liquids | 0.3 | IPP Non-CHP
54766 | Boydton Plank Road Cogen Plant | GEN21 | Petroleum Liquids | 0.3 | IPP Non-CHP
54766 | Boydton Plank Road Cogen Plant | GEN22 | Petroleum Liquids | 0.3 | IPP Non-CHP
54766 | Boydton Plank Road Cogen Plant | GEN23 | Petroleum Liquids | 0.3 | IPP Non-CHP
54766 | Boydton Plank Road Cogen Plant | GEN24 | Petroleum Liquids | 0.3 | IPP Non-CHP
54766 | Boydton Plank Road Cogen Plant | GEN25 | Petroleum Liquids | 0.3 | IPP Non-CHP
54766 | Boydton Plank Road Cogen Plant | GEN26 | Petroleum Liquids | 0.3 | IPP Non-CHP
54766 | Boydton Plank Road Cogen Plant | GEN27 | Petroleum Liquids | 0.3 | IPP Non-CHP
54766 | Boydton Plank Road Cogen Plant | GEN28 | Petroleum Liquids | 0.3 | IPP Non-CHP
54766 | Boydton Plank Road Cogen Plant | GEN29 | Petroleum Liquids | 0.3 | IPP Non-CHP
54766 | Boydton Plank Road Cogen Plant | GEN3 | Petroleum Liquids | 0.3 | IPP Non-CHP
54766 | Boydton Plank Road Cogen Plant | GEN30 | Petroleum Liquids | 0.3 | IPP Non-CHP
54766 | Boydton Plank Road Cogen Plant | GEN31 | Petroleum Liquids | 0.3 | IPP Non-CHP
54766 | Boydton Plank Road Cogen Plant | GEN32 | Petroleum Liquids | 0.3 | IPP Non-CHP
54766 | Boydton Plank Road Cogen Plant | GEN33 | Petroleum Liquids | 0.3 | IPP Non-CHP
54766 | Boydton Plank Road Cogen Plant | GEN34 | Petroleum Liquids | 0.3 | IPP Non-CHP
54766 | Boydton Plank Road Cogen Plant | GEN4 | Petroleum Liquids | 0.3 | IPP Non-CHP
54766 | Boydton Plank Road Cogen Plant | GEN5 | Petroleum Liquids | 0.3 | IPP Non-CHP
54766 | Boydton Plank Road Cogen Plant | GEN6 | Petroleum Liquids | 0.3 | IPP Non-CHP
54766 | Boydton Plank Road Cogen Plant | GEN7 | Petroleum Liquids | 0.3 | IPP Non-CHP
54766 | Boydton Plank Road Cogen Plant | GEN8 | Petroleum Liquids | 0.3 | IPP Non-CHP
54766 | Boydton Plank Road Cogen Plant | GEN9 | Petroleum Liquids | 0.3 | IPP Non-CHP
54768 | Live Oak Cogen | GEN1 | Natural Gas Fired Combustion Turbine | 46 | IPP CHP
54769 | NYU Lutheran Medical Center | GEN1 | Natural Gas Internal Combustion Engine | 0.8 | Commercial CHP
54769 | NYU Lutheran Medical Center | GEN2 | Natural Gas Internal Combustion Engine | 0.8 | Commercial CHP
54772 | South Glens Falls Hydroelectric | GEN1 | Conventional Hydroelectric | 6.9 | IPP Non-CHP
54772 | South Glens Falls Hydroelectric | GEN2 | Conventional Hydroelectric | 6.9 | IPP Non-CHP
54775 | University of Iowa Main Power Plant | DG7 | Petroleum Liquids | 1.7 | Commercial CHP
54775 | University of Iowa Main Power Plant | GEN1 | Conventional Steam Coal | 3 | Commercial CHP
54775 | University of Iowa Main Power Plant | GEN10 | Natural Gas Internal Combustion Engine | 2 | Commercial CHP
54775 | University of Iowa Main Power Plant | GEN2 | Conventional Steam Coal | 3 | Commercial CHP
54775 | University of Iowa Main Power Plant | GEN6 | Conventional Steam Coal | 15 | Commercial CHP
54775 | University of Iowa Main Power Plant | GEN7 | Natural Gas Internal Combustion Engine | 2 | Commercial CHP
54775 | University of Iowa Main Power Plant | GEN8 | Natural Gas Internal Combustion Engine | 2 | Commercial CHP
54775 | University of Iowa Main Power Plant | GEN9 | Natural Gas Internal Combustion Engine | 2 | Commercial CHP
54779 | Oklahoma State University | GEN1 | Natural Gas Steam Turbine | 1.5 | Commercial CHP
54779 | Oklahoma State University | GEN2 | Natural Gas Steam Turbine | 1.5 | Commercial CHP
54779 | Oklahoma State University | GEN4 | Natural Gas Steam Turbine | 5 | Commercial CHP
54780 | University of Illinois Abbott Power Plt | T1 | Natural Gas Steam Turbine | 3 | Commercial CHP
54780 | University of Illinois Abbott Power Plt | T10 | Natural Gas Steam Turbine | 12.5 | Commercial CHP
54780 | University of Illinois Abbott Power Plt | T11 | Natural Gas Steam Turbine | 12.5 | Commercial CHP
54780 | University of Illinois Abbott Power Plt | T12 | Natural Gas Steam Turbine | 7 | Commercial CHP
54780 | University of Illinois Abbott Power Plt | T2 | Natural Gas Steam Turbine | 3 | Commercial CHP
54780 | University of Illinois Abbott Power Plt | T3 | Natural Gas Steam Turbine | 3 | Commercial CHP
54780 | University of Illinois Abbott Power Plt | T4 | Natural Gas Steam Turbine | 3 | Commercial CHP
54780 | University of Illinois Abbott Power Plt | T6 | Natural Gas Steam Turbine | 7.5 | Commercial CHP
54780 | University of Illinois Abbott Power Plt | T7 | Natural Gas Steam Turbine | 7.5 | Commercial CHP
54780 | University of Illinois Abbott Power Plt | T8 | Natural Gas Fired Combustion Turbine | 13 | Commercial CHP
54780 | University of Illinois Abbott Power Plt | T9 | Natural Gas Fired Combustion Turbine | 13 | Commercial CHP
54781 | Suffolk Energy Partners LP | SU1 | Landfill Gas | 0.8 | IPP Non-CHP
54781 | Suffolk Energy Partners LP | SU2 | Landfill Gas | 0.8 | IPP Non-CHP
54781 | Suffolk Energy Partners LP | SU3 | Landfill Gas | 0.8 | IPP Non-CHP
54781 | Suffolk Energy Partners LP | SU4 | Landfill Gas | 0.8 | IPP Non-CHP
54782 | Seneca Energy | GE10 | Landfill Gas | 0.8 | IPP Non-CHP
54782 | Seneca Energy | GE11 | Landfill Gas | 0.8 | IPP Non-CHP
54782 | Seneca Energy | GE12 | Landfill Gas | 0.8 | IPP Non-CHP
54782 | Seneca Energy | GE13 | Landfill Gas | 0.8 | IPP Non-CHP
54782 | Seneca Energy | GE14 | Landfill Gas | 0.8 | IPP Non-CHP
54782 | Seneca Energy | GE15 | Landfill Gas | 1.6 | IPP Non-CHP
54782 | Seneca Energy | GE16 | Landfill Gas | 1.6 | IPP Non-CHP
54782 | Seneca Energy | GE17 | Landfill Gas | 1.6 | IPP Non-CHP
54782 | Seneca Energy | GE18 | Landfill Gas | 1.6 | IPP Non-CHP
54782 | Seneca Energy | GEN1 | Landfill Gas | 0.8 | IPP Non-CHP
54782 | Seneca Energy | GEN2 | Landfill Gas | 0.8 | IPP Non-CHP
54782 | Seneca Energy | GEN3 | Landfill Gas | 0.8 | IPP Non-CHP
54782 | Seneca Energy | GEN4 | Landfill Gas | 0.8 | IPP Non-CHP
54782 | Seneca Energy | GEN5 | Landfill Gas | 0.8 | IPP Non-CHP
54782 | Seneca Energy | GEN6 | Landfill Gas | 0.8 | IPP Non-CHP
54782 | Seneca Energy | GEN7 | Landfill Gas | 0.8 | IPP Non-CHP
54782 | Seneca Energy | GEN8 | Landfill Gas | 0.8 | IPP Non-CHP
54782 | Seneca Energy | GEN9 | Landfill Gas | 0.8 | IPP Non-CHP
54785 | Grays Ferry Cogeneration | GEN1 | Natural Gas Fired Combined Cycle | 57.6 | IPP CHP
54785 | Grays Ferry Cogeneration | GEN2 | Natural Gas Fired Combined Cycle | 135 | IPP CHP
54788 | Evanston Township High School | GEN1 | Natural Gas Internal Combustion Engine | 0.8 | Commercial Non-CHP
54788 | Evanston Township High School | GEN2 | Natural Gas Internal Combustion Engine | 0.8 | Commercial Non-CHP
54788 | Evanston Township High School | GEN3 | Natural Gas Internal Combustion Engine | 0.8 | Commercial Non-CHP
54789 | Georgia-Pacific Brewton Mill | 1TG | Wood/Wood Waste Biomass | 12.5 | Industrial CHP
54789 | Georgia-Pacific Brewton Mill | 2TG | Wood/Wood Waste Biomass | 12.5 | Industrial CHP
54789 | Georgia-Pacific Brewton Mill | 3TG | Wood/Wood Waste Biomass | 15.9 | Industrial CHP
54790 | CSL Behring LLC | GEN1 | Natural Gas Fired Combustion Turbine | 4.2 | Industrial CHP
54793 | Storm Lake 1 | 2 | Onshore Wind Turbine | 0.7 | IPP Non-CHP
54793 | Storm Lake 1 | 3 | Onshore Wind Turbine | 0.7 | IPP Non-CHP
54793 | Storm Lake 1 | EXIS | Onshore Wind Turbine | 112.5 | IPP Non-CHP
54794 | Buffalo Ridge Windplant WPP 1993 | EXIS | Onshore Wind Turbine | 21.9 | IPP Non-CHP
54795 | Domino Sugar Baltimore | GEN1 | Natural Gas Steam Turbine | 5 | Industrial CHP
54795 | Domino Sugar Baltimore | GEN2 | Natural Gas Steam Turbine | 2.5 | Industrial CHP
54795 | Domino Sugar Baltimore | GEN4 | Natural Gas Steam Turbine | 10 | Industrial CHP
54800 | Saint Agnes Medical Center | 9911 | Natural Gas Fired Combustion Turbine | 3.5 | Commercial CHP
54800 | Saint Agnes Medical Center | 9929 | Natural Gas Fired Combustion Turbine | 3.5 | Commercial CHP
54801 | Avalon/Mayo Hydropower | GEN1 | Conventional Hydroelectric | 0.8 | Commercial Non-CHP
54801 | Avalon/Mayo Hydropower | GEN2 | Conventional Hydroelectric | 0.3 | Commercial Non-CHP
54801 | Avalon/Mayo Hydropower | GEN3 | Conventional Hydroelectric | 0.1 | Commercial Non-CHP
54802 | Mead Coated Board | GEN1 | Wood/Wood Waste Biomass | 32 | Industrial CHP
54802 | Mead Coated Board | GEN2 | Wood/Wood Waste Biomass | 55.5 | Industrial CHP
54802 | Mead Coated Board | GEN3 | Natural Gas Fired Combustion Turbine | 25 | Industrial CHP
54803 | Plymouth State College Cogeneration | A | Petroleum Liquids | 1.2 | Commercial CHP
54803 | Plymouth State College Cogeneration | B | Petroleum Liquids | 1.6 | Commercial CHP
54805 | Milford Power LP | GT-1 | Natural Gas Fired Combined Cycle | 128.9 | IPP Non-CHP
54805 | Milford Power LP | ST-1 | Natural Gas Fired Combined Cycle | 49.1 | IPP Non-CHP
54808 | New York University Central Plant | D2 | Petroleum Liquids | 0.8 | Commercial CHP
54808 | New York University Central Plant | D3 | Petroleum Liquids | 0.8 | Commercial CHP
54808 | New York University Central Plant | D4 | Petroleum Liquids | 0.8 | Commercial CHP
54808 | New York University Central Plant | D5 | Petroleum Liquids | 0.8 | Commercial CHP
54808 | New York University Central Plant | D6 | Petroleum Liquids | 0.8 | Commercial CHP
54808 | New York University Central Plant | D7 | Petroleum Liquids | 0.8 | Commercial CHP
54808 | New York University Central Plant | DI | Petroleum Liquids | 0.8 | Commercial CHP
54808 | New York University Central Plant | GT1 | Natural Gas Fired Combined Cycle | 5.5 | Commercial CHP
54808 | New York University Central Plant | GT2 | Natural Gas Fired Combined Cycle | 5.5 | Commercial CHP
54808 | New York University Central Plant | T1 | Natural Gas Fired Combined Cycle | 2.4 | Commercial CHP
54809 | University of Washington Power Plant | DG3 | Petroleum Liquids | 2 | Commercial CHP
54809 | University of Washington Power Plant | DG4 | Petroleum Liquids | 2 | Commercial CHP
54809 | University of Washington Power Plant | DG5 | Petroleum Liquids | 2 | Commercial CHP
54809 | University of Washington Power Plant | DG6 | Petroleum Liquids | 2 | Commercial CHP
54809 | University of Washington Power Plant | DG7 | Petroleum Liquids | 2 | Commercial CHP
54809 | University of Washington Power Plant | TG2 | Natural Gas Steam Turbine | 5 | Commercial CHP
54812 | Mile 28 Water Power Project | 1 | Conventional Hydroelectric | 0.7 | IPP Non-CHP
54812 | Mile 28 Water Power Project | 2 | Conventional Hydroelectric | 0.7 | IPP Non-CHP
54813 | Shepherd Center | 1 | Petroleum Liquids | 0.6 | IPP Non-CHP
54813 | Shepherd Center | 2 | Petroleum Liquids | 0.6 | IPP Non-CHP
54813 | Shepherd Center | 3 | Petroleum Liquids | 0.2 | IPP Non-CHP
54813 | Shepherd Center | 4 | Petroleum Liquids | 0.3 | IPP Non-CHP
54813 | Shepherd Center | 5 | Petroleum Liquids | 0.6 | IPP Non-CHP
54813 | Shepherd Center | 6 | Petroleum Liquids | 0.6 | IPP Non-CHP
54814 | Milagro Cogeneration Plant | GENA | Natural Gas Fired Combustion Turbine | 30.4 | IPP CHP
54814 | Milagro Cogeneration Plant | GENB | Natural Gas Fired Combustion Turbine | 30.4 | IPP CHP
54814 | Milagro Cogeneration Plant | GO1A | Natural Gas Fired Combustion Turbine | 30.4 | IPP CHP
54814 | Milagro Cogeneration Plant | GO1B | Natural Gas Fired Combustion Turbine | 30.4 | IPP CHP
54816 | Riverwood 100 Building | 11KT | Petroleum Liquids | 1.1 | Commercial Non-CHP
54817 | Johnson County | GT-1 | Natural Gas Fired Combined Cycle | 178.2 | Electric Utility
54817 | Johnson County | ST-1 | Natural Gas Fired Combined Cycle | 104.4 | Electric Utility
54818 | 191 Peachtree Tower | GEN1 | Petroleum Liquids | 1.2 | Commercial Non-CHP
54818 | 191 Peachtree Tower | GEN2 | Petroleum Liquids | 1.2 | Commercial Non-CHP
54823 | Smithfield Farmland Corp Bladen | GEN1 | Petroleum Liquids | 1.5 | Industrial Non-CHP
54823 | Smithfield Farmland Corp Bladen | GEN2 | Petroleum Liquids | 1.5 | Industrial Non-CHP
54823 | Smithfield Farmland Corp Bladen | GEN3 | Petroleum Liquids | 1.5 | Industrial Non-CHP
54823 | Smithfield Farmland Corp Bladen | GEN4 | Petroleum Liquids | 1.5 | Industrial Non-CHP
54823 | Smithfield Farmland Corp Bladen | GEN5 | Petroleum Liquids | 1.5 | Industrial Non-CHP
54823 | Smithfield Farmland Corp Bladen | GEN6 | Petroleum Liquids | 1.5 | Industrial Non-CHP
54823 | Smithfield Farmland Corp Bladen | GEN7 | Petroleum Liquids | 1.5 | Industrial Non-CHP
54823 | Smithfield Farmland Corp Bladen | GEN8 | Petroleum Liquids | 1.5 | Industrial Non-CHP
54823 | Smithfield Farmland Corp Bladen | GEN9 | Petroleum Liquids | 1.5 | Industrial Non-CHP
54823 | Smithfield Farmland Corp Bladen | GN10 | Petroleum Liquids | 1.5 | Industrial Non-CHP
54823 | Smithfield Farmland Corp Bladen | GN11 | Petroleum Liquids | 1.5 | Industrial Non-CHP
54823 | Smithfield Farmland Corp Bladen | GN12 | Petroleum Liquids | 1.5 | Industrial Non-CHP
54823 | Smithfield Farmland Corp Bladen | GN13 | Petroleum Liquids | 1.5 | Industrial Non-CHP
54823 | Smithfield Farmland Corp Bladen | GN14 | Petroleum Liquids | 1.5 | Industrial Non-CHP
54823 | Smithfield Farmland Corp Bladen | GN15 | Petroleum Liquids | 1.5 | Industrial Non-CHP
54823 | Smithfield Farmland Corp Bladen | GN16 | Petroleum Liquids | 1.5 | Industrial Non-CHP
54823 | Smithfield Farmland Corp Bladen | GN17 | Petroleum Liquids | 1.5 | Industrial Non-CHP
54823 | Smithfield Farmland Corp Bladen | GN18 | Petroleum Liquids | 1.5 | Industrial Non-CHP
54823 | Smithfield Farmland Corp Bladen | GN19 | Petroleum Liquids | 1.5 | Industrial Non-CHP
54827 | Wailuku River Hydroelectric | 8101 | Conventional Hydroelectric | 5.2 | IPP Non-CHP
54827 | Wailuku River Hydroelectric | 8102 | Conventional Hydroelectric | 5.2 | IPP Non-CHP
54829 | Bristol Myers Squibb New Brunswick | GEN1 | Natural Gas Fired Combustion Turbine | 9.5 | Industrial CHP
54829 | Bristol Myers Squibb New Brunswick | GEN2 | Natural Gas Steam Turbine | 1 | Industrial CHP
54830 | Dekalb Medical Center | 03 | Petroleum Liquids | 1.5 | Commercial Non-CHP
54830 | Dekalb Medical Center | 90 | Petroleum Liquids | 1.2 | Commercial Non-CHP
54830 | Dekalb Medical Center | 93 | Petroleum Liquids | 1.2 | Commercial Non-CHP
54832 | Brandywine Power Facility | 1 | Natural Gas Fired Combined Cycle | 98.7 | IPP CHP
54832 | Brandywine Power Facility | 2 | Natural Gas Fired Combined Cycle | 98.7 | IPP CHP
54832 | Brandywine Power Facility | 3 | Natural Gas Fired Combined Cycle | 91.4 | IPP CHP
54834 | Fort Greely Power Plant | EN-4 | Petroleum Liquids | 1.2 | Commercial Non-CHP
54834 | Fort Greely Power Plant | EN-5 | Petroleum Liquids | 1.2 | Commercial Non-CHP
54834 | Fort Greely Power Plant | EN-6 | Petroleum Liquids | 2.5 | Commercial Non-CHP
54834 | Fort Greely Power Plant | EN-7 | Petroleum Liquids | 2.5 | Commercial Non-CHP
54835 | Evonik Industries AG | T121 | Petroleum Liquids | 1.2 | Industrial Non-CHP
54839 | Valdosta Water Treatment Plant | GEN1 | Petroleum Liquids | 1.7 | Commercial Non-CHP
54839 | Valdosta Water Treatment Plant | GEN2 | Petroleum Liquids | 1.7 | Commercial Non-CHP
54841 | Thiele Kaolin Sandersville | G1 | Petroleum Liquids | 1.2 | Industrial Non-CHP
54841 | Thiele Kaolin Sandersville | G2 | Petroleum Liquids | 1.2 | Industrial Non-CHP
54842 | Outagamie County Co-Generation Facility | G1 | Landfill Gas | 1.6 | IPP CHP
54842 | Outagamie County Co-Generation Facility | G2 | Landfill Gas | 1.6 | IPP CHP
54842 | Outagamie County Co-Generation Facility | G3 | Landfill Gas | 1.6 | IPP CHP
54844 | Gordonsville Energy LP | GOR1 | Natural Gas Fired Combined Cycle | 97.2 | Electric Utility
54844 | Gordonsville Energy LP | GOR2 | Natural Gas Fired Combined Cycle | 97.2 | Electric Utility
54844 | Gordonsville Energy LP | GOR3 | Natural Gas Fired Combined Cycle | 53 | Electric Utility
54844 | Gordonsville Energy LP | GOR4 | Natural Gas Fired Combined Cycle | 53 | Electric Utility
54845 | Sun Trust Plaza | EG-1 | Petroleum Liquids | 1.2 | Commercial Non-CHP
54845 | Sun Trust Plaza | EG-2 | Petroleum Liquids | 1.2 | Commercial Non-CHP
54848 | South Georgia Medical Center | GEN 7 | Petroleum Liquids | 0.8 | Commercial Non-CHP
54848 | South Georgia Medical Center | GEN1A | Petroleum Liquids | 2 | Commercial Non-CHP
54848 | South Georgia Medical Center | GEN2A | Petroleum Liquids | 2 | Commercial Non-CHP
54848 | South Georgia Medical Center | GEN4 | Petroleum Liquids | 0.7 | Commercial Non-CHP
54849 | Thiele Kaolin Reedy Creek | G1 | Petroleum Liquids | 1.1 | Industrial Non-CHP
54849 | Thiele Kaolin Reedy Creek | G2 | Petroleum Liquids | 1.1 | Industrial Non-CHP
54850 | Cox Waste to Energy | 01 | Wood/Wood Waste Biomass | 4 | Industrial CHP
54850 | Cox Waste to Energy | 02 | Wood/Wood Waste Biomass | 1 | Industrial CHP
54851 | MMSD Jones Island Wastewater | GEN1 | Natural Gas Fired Combustion Turbine | 17.5 | Commercial CHP
54851 | MMSD Jones Island Wastewater | SOL1 | Landfill Gas | 4.6 | Commercial CHP
54851 | MMSD Jones Island Wastewater | SOL2 | Landfill Gas | 4.6 | Commercial CHP
54851 | MMSD Jones Island Wastewater | SOL3 | Landfill Gas | 4.6 | Commercial CHP
54854 | Sun Peak Generating Station | 5657 | Natural Gas Fired Combustion Turbine | 74 | Electric Utility
54854 | Sun Peak Generating Station | 5658 | Natural Gas Fired Combustion Turbine | 74 | Electric Utility
54854 | Sun Peak Generating Station | 5659 | Natural Gas Fired Combustion Turbine | 74 | Electric Utility
54855 | Mars Snackfood US | 1 | Natural Gas Fired Combustion Turbine | 3.5 | Industrial CHP
54858 | Southwestern Bell Telephone | E/G1 | Petroleum Liquids | 2 | Commercial CHP
54858 | Southwestern Bell Telephone | E/G2 | Petroleum Liquids | 2 | Commercial CHP
54858 | Southwestern Bell Telephone | E/G3 | Petroleum Liquids | 2 | Commercial CHP
54858 | Southwestern Bell Telephone | E/G4 | Petroleum Liquids | 2.8 | Commercial CHP
54858 | Southwestern Bell Telephone | E/G5 | Petroleum Liquids | 2.8 | Commercial CHP
54858 | Southwestern Bell Telephone | E/G6 | Petroleum Liquids | 2.8 | Commercial CHP
54858 | Southwestern Bell Telephone | E/G7 | Petroleum Liquids | 2.8 | Commercial CHP
54860 | Black Creek | GEN1 | Conventional Hydroelectric | 3.7 | IPP Non-CHP
54863 | Bassett Medical Center | 0001 | Petroleum Liquids | 0.8 | Commercial Non-CHP
54863 | Bassett Medical Center | 0002 | Petroleum Liquids | 0.8 | Commercial Non-CHP
54863 | Bassett Medical Center | 0003 | Petroleum Liquids | 0.8 | Commercial Non-CHP
54863 | Bassett Medical Center | 0004 | Petroleum Liquids | 1.6 | Commercial Non-CHP
54863 | Bassett Medical Center | 0005 | Petroleum Liquids | 1.6 | Commercial Non-CHP
54865 | Phoenix Hydro Project | 1-02 | Conventional Hydroelectric | 1.6 | IPP Non-CHP
54865 | Phoenix Hydro Project | 2-01 | Conventional Hydroelectric | 1.6 | IPP Non-CHP
54867 | Neenah Paper Munising Mill | M387 | Conventional Steam Coal | 6.2 | Industrial CHP
54872 | Milstead | GEN1 | Conventional Hydroelectric | 1 | IPP Non-CHP
54877 | Atlanta Gift Mart LP | BUG | Petroleum Liquids | 1.2 | Commercial Non-CHP
54878 | Dunn Paper | 01 | Conventional Hydroelectric | 0.4 | Industrial Non-CHP
54878 | Dunn Paper | 02 | Conventional Hydroelectric | 0.3 | Industrial Non-CHP
54878 | Dunn Paper | 03 | Conventional Hydroelectric | 0.3 | Industrial Non-CHP
54880 | Kamin LLC Wrens Plant | SDT1 | Natural Gas Fired Combustion Turbine | 2 | Industrial CHP
54880 | Kamin LLC Wrens Plant | SDT2 | Natural Gas Fired Combustion Turbine | 2 | Industrial CHP
54880 | Kamin LLC Wrens Plant | SDT3 | Natural Gas Fired Combustion Turbine | 2 | Industrial CHP
54882 | CenturyLink Regional HQ | GEN1 | Petroleum Liquids | 1 | Commercial Non-CHP
54882 | CenturyLink Regional HQ | GEN2 | Petroleum Liquids | 1 | Commercial Non-CHP
54885 | Kimberly Mill | 1H | Conventional Hydroelectric | 0.7 | Industrial Non-CHP
54885 | Kimberly Mill | 2H | Conventional Hydroelectric | 0.7 | Industrial Non-CHP
54885 | Kimberly Mill | 3H | Conventional Hydroelectric | 0.7 | Industrial Non-CHP
54886 | Presence Saint Mary of Nazareth Hospital | GEN1 | Natural Gas Internal Combustion Engine | 0.8 | Commercial Non-CHP
54886 | Presence Saint Mary of Nazareth Hospital | GEN3 | Natural Gas Internal Combustion Engine | 0.8 | Commercial Non-CHP
54886 | Presence Saint Mary of Nazareth Hospital | GEN4 | Petroleum Liquids | 0.9 | Commercial Non-CHP
54886 | Presence Saint Mary of Nazareth Hospital | GEN5 | Petroleum Liquids | 0.9 | Commercial Non-CHP
54886 | Presence Saint Mary of Nazareth Hospital | GEN6 | Petroleum Liquids | 0.8 | Commercial Non-CHP
54887 | DSM Pharmaceuticals | GEN1 | Natural Gas Fired Combustion Turbine | 4 | Industrial CHP
54887 | DSM Pharmaceuticals | GEN2 | Petroleum Liquids | 0.3 | Industrial CHP
54887 | DSM Pharmaceuticals | GEN3 | Petroleum Liquids | 1.1 | Industrial CHP
54887 | DSM Pharmaceuticals | GEN4 | Petroleum Liquids | 1.2 | Industrial CHP
54887 | DSM Pharmaceuticals | GEN5 | Petroleum Liquids | 1 | Industrial CHP
54887 | DSM Pharmaceuticals | GEN6 | Petroleum Liquids | 1.2 | Industrial CHP
54887 | DSM Pharmaceuticals | GEN7 | Petroleum Liquids | 0.1 | Industrial CHP
54887 | DSM Pharmaceuticals | GEN8 | Petroleum Liquids | 0.3 | Industrial CHP
54890 | Peoples Generating Station | GEN1 | Landfill Gas | 3.2 | IPP Non-CHP
54894 | Narrows (NC) | YN1 | Conventional Hydroelectric | 24.7 | Electric Utility
54894 | Narrows (NC) | YN2 | Conventional Hydroelectric | 24.7 | Electric Utility
54894 | Narrows (NC) | YN3 | Conventional Hydroelectric | 29 | Electric Utility
54894 | Narrows (NC) | YN4 | Conventional Hydroelectric | 30.4 | Electric Utility
54895 | Falls Hydro | YF1 | Conventional Hydroelectric | 9 | Electric Utility
54895 | Falls Hydro | YF2 | Conventional Hydroelectric | 11.2 | Electric Utility
54895 | Falls Hydro | YF3 | Conventional Hydroelectric | 11.2 | Electric Utility
54896 | High Rock Hydro | HR1 | Conventional Hydroelectric | 11 | Electric Utility
54896 | High Rock Hydro | HR2 | Conventional Hydroelectric | 11 | Electric Utility
54896 | High Rock Hydro | HR3 | Conventional Hydroelectric | 11 | Electric Utility
54897 | Tuckertown Hydro | TT1 | Conventional Hydroelectric | 14 | Electric Utility
54897 | Tuckertown Hydro | TT2 | Conventional Hydroelectric | 14 | Electric Utility
54897 | Tuckertown Hydro | TT3 | Conventional Hydroelectric | 14 | Electric Utility
54898 | Santeetlah | 1 | Conventional Hydroelectric | 22.5 | Electric Utility
54898 | Santeetlah | 2 | Conventional Hydroelectric | 22.5 | Electric Utility
54899 | Cheoah | 1A | Conventional Hydroelectric | 27.5 | Electric Utility
54899 | Cheoah | 2A | Conventional Hydroelectric | 27.5 | Electric Utility
54899 | Cheoah | 3A | Conventional Hydroelectric | 27.5 | Electric Utility
54899 | Cheoah | 4A | Conventional Hydroelectric | 27.5 | Electric Utility
54899 | Cheoah | 5 | Conventional Hydroelectric | 30 | Electric Utility
54900 | Calderwood | 1 | Conventional Hydroelectric | 52.2 | Electric Utility
54900 | Calderwood | 2 | Conventional Hydroelectric | 52.2 | Electric Utility
54900 | Calderwood | 3 | Conventional Hydroelectric | 52.2 | Electric Utility
54901 | Chilhowee | 1 | Conventional Hydroelectric | 16.6 | Electric Utility
54901 | Chilhowee | 2 | Conventional Hydroelectric | 16.6 | Electric Utility
54901 | Chilhowee | 3 | Conventional Hydroelectric | 16.6 | Electric Utility
54903 | Adrian Energy Associates LLC | UNT1 | Landfill Gas | 0.8 | IPP Non-CHP
54903 | Adrian Energy Associates LLC | UNT2 | Landfill Gas | 0.8 | IPP Non-CHP
54903 | Adrian Energy Associates LLC | UNT3 | Landfill Gas | 0.8 | IPP Non-CHP
54906 | Georgia Pacific Center | 01 | Petroleum Liquids | 0.7 | Commercial Non-CHP
54906 | Georgia Pacific Center | 02 | Petroleum Liquids | 0.7 | Commercial Non-CHP
54907 | Mass Inst Tech Cntrl Utilities/Cogen Plt | CTG1 | Natural Gas Fired Combustion Turbine | 21.2 | Commercial CHP
54908 | Enderlin | GEN1 | Other Waste Biomass | 5.1 | Industrial CHP
54908 | Enderlin | GEN2 | Other Waste Biomass | 4.7 | Industrial CHP
54909 | Tehachapi Wind Resource II | EXI2 | Onshore Wind Turbine | 8.3 | IPP Non-CHP
54909 | Tehachapi Wind Resource II | EXIS | Onshore Wind Turbine | 13.6 | IPP Non-CHP
54910 | Brent Run Generating Station | 7-1 | Landfill Gas | 0.8 | IPP Non-CHP
54910 | Brent Run Generating Station | 7-2 | Landfill Gas | 0.8 | IPP Non-CHP
54910 | Brent Run Generating Station | 7-3 | Landfill Gas | 0.6 | IPP Non-CHP
54910 | Brent Run Generating Station | 7-4 | Landfill Gas | 1.6 | IPP Non-CHP
54910 | Brent Run Generating Station | 7-5 | Landfill Gas | 1.6 | IPP Non-CHP
54912 | Martinez Refining | GTG1 | Natural Gas Fired Combined Cycle | 40 | Industrial CHP
54912 | Martinez Refining | GTG2 | Natural Gas Fired Combined Cycle | 40 | Industrial CHP
54912 | Martinez Refining | STG1 | Natural Gas Fired Combined Cycle | 20 | Industrial CHP
54914 | Brooklyn Navy Yard Cogeneration | 01 | Natural Gas Fired Combined Cycle | 121 | IPP CHP
54914 | Brooklyn Navy Yard Cogeneration | 02 | Natural Gas Fired Combined Cycle | 121 | IPP CHP
54914 | Brooklyn Navy Yard Cogeneration | 03 | Natural Gas Fired Combined Cycle | 40 | IPP CHP
54914 | Brooklyn Navy Yard Cogeneration | 04 | Natural Gas Fired Combined Cycle | 40 | IPP CHP
54915 | Michigan Power LP | G001 | Natural Gas Fired Combined Cycle | 58 | IPP CHP
54915 | Michigan Power LP | G101 | Natural Gas Fired Combined Cycle | 80.1 | IPP CHP
54918 | Ergon Refining Vicksburg | TMO1 | Natural Gas Fired Combustion Turbine | 4.8 | Industrial CHP
54924 | General Mills West Chicago | 1 | Natural Gas Internal Combustion Engine | 0.8 | Industrial CHP
54924 | General Mills West Chicago | 2 | Natural Gas Internal Combustion Engine | 0.8 | Industrial CHP
54924 | General Mills West Chicago | 3 | Natural Gas Internal Combustion Engine | 0.8 | Industrial CHP
54924 | General Mills West Chicago | 4 | Natural Gas Internal Combustion Engine | 0.8 | Industrial CHP
54924 | General Mills West Chicago | 5 | Natural Gas Internal Combustion Engine | 0.8 | Industrial CHP
54924 | General Mills West Chicago | 6 | Natural Gas Internal Combustion Engine | 0.8 | Industrial CHP
54924 | General Mills West Chicago | 7 | Natural Gas Internal Combustion Engine | 0.8 | Industrial CHP
54924 | General Mills West Chicago | 8 | Natural Gas Internal Combustion Engine | 0.8 | Industrial CHP
54925 | Twin Bridges LFGTE | I-1 | Landfill Gas | 0.8 | Electric Utility
54925 | Twin Bridges LFGTE | I-2 | Landfill Gas | 0.8 | Electric Utility
54925 | Twin Bridges LFGTE | I-3 | Landfill Gas | 0.8 | Electric Utility
54925 | Twin Bridges LFGTE | I-4 | Landfill Gas | 0.8 | Electric Utility
54925 | Twin Bridges LFGTE | II-1 | Landfill Gas | 0.8 | Electric Utility
54925 | Twin Bridges LFGTE | II-2 | Landfill Gas | 0.8 | Electric Utility
54925 | Twin Bridges LFGTE | II-3 | Landfill Gas | 0.8 | Electric Utility
54925 | Twin Bridges LFGTE | II-4 | Landfill Gas | 0.8 | Electric Utility
54925 | Twin Bridges LFGTE | III-1 | Landfill Gas | 0.8 | Electric Utility
54925 | Twin Bridges LFGTE | III-2 | Landfill Gas | 0.8 | Electric Utility
54925 | Twin Bridges LFGTE | III-3 | Landfill Gas | 0.8 | Electric Utility
54925 | Twin Bridges LFGTE | III-4 | Landfill Gas | 0.8 | Electric Utility
54925 | Twin Bridges LFGTE | IV-1 | Landfill Gas | 1.6 | Electric Utility
54925 | Twin Bridges LFGTE | IV-2 | Landfill Gas | 1.6 | Electric Utility
54926 | Prairie View I & II LFGTE | I-1 | Landfill Gas | 0.8 | Electric Utility
54926 | Prairie View I & II LFGTE | I-2 | Landfill Gas | 0.8 | Electric Utility
54926 | Prairie View I & II LFGTE | I-3 | Landfill Gas | 0.8 | Electric Utility
54926 | Prairie View I & II LFGTE | I-4 | Landfill Gas | 0.8 | Electric Utility
54926 | Prairie View I & II LFGTE | II-1 | Landfill Gas | 0.8 | Electric Utility
54926 | Prairie View I & II LFGTE | II-2 | Landfill Gas | 0.8 | Electric Utility
54926 | Prairie View I & II LFGTE | II-3 | Landfill Gas | 0.8 | Electric Utility
54926 | Prairie View I & II LFGTE | II-4 | Landfill Gas | 0.8 | Electric Utility
54927 | Grand Isle Gas Plant / Treating Station | 1 | Natural Gas Internal Combustion Engine | 3 | Industrial Non-CHP
54927 | Grand Isle Gas Plant / Treating Station | 2 | Natural Gas Internal Combustion Engine | 3 | Industrial Non-CHP
54927 | Grand Isle Gas Plant / Treating Station | 3 | Natural Gas Internal Combustion Engine | 3 | Industrial Non-CHP
54929 | Alliant SBD 9403 Aegon DC | 6111 | Petroleum Liquids | 1.1 | IPP Non-CHP
54929 | Alliant SBD 9403 Aegon DC | 6112 | Petroleum Liquids | 1.5 | IPP Non-CHP
54929 | Alliant SBD 9403 Aegon DC | 6113 | Petroleum Liquids | 1.5 | IPP Non-CHP
54931 | Ridgetop | WGN1 | Onshore Wind Turbine | 46.8 | IPP Non-CHP
54932 | Panduit Tinley Park | GEN1 | Natural Gas Internal Combustion Engine | 0.7 | Industrial Non-CHP
54932 | Panduit Tinley Park | GEN2 | Natural Gas Internal Combustion Engine | 0.7 | Industrial Non-CHP
54933 | Mondelez Global LLC | GEN1 | Natural Gas Fired Combustion Turbine | 4.7 | Industrial CHP
54934 | Keystone Recovery | NO 1 | Landfill Gas | 0.8 | IPP Non-CHP
54934 | Keystone Recovery | NO 2 | Landfill Gas | 0.8 | IPP Non-CHP
54934 | Keystone Recovery | NO 3 | Landfill Gas | 0.8 | IPP Non-CHP
54934 | Keystone Recovery | NO 4 | Landfill Gas | 0.8 | IPP Non-CHP
54934 | Keystone Recovery | NO 5 | Landfill Gas | 0.8 | IPP Non-CHP
54934 | Keystone Recovery | NO 6 | Landfill Gas | 0.8 | IPP Non-CHP
54934 | Keystone Recovery | NO 7 | Landfill Gas | 0.8 | IPP Non-CHP
54935 | Harford Waste to Energy Facility | 001 | Municipal Solid Waste | 1.2 | Commercial CHP
54936 | Richard J Donovan Correctional Facility | 03 | Natural Gas Fired Combustion Turbine | 2.6 | Commercial CHP
54937 | Wellesley College Central Utility Plant | 1118 | Natural Gas Internal Combustion Engine | 1.3 | Commercial CHP
54937 | Wellesley College Central Utility Plant | 1119 | Natural Gas Internal Combustion Engine | 1.3 | Commercial CHP
54937 | Wellesley College Central Utility Plant | 1120 | Natural Gas Internal Combustion Engine | 1.3 | Commercial CHP
54937 | Wellesley College Central Utility Plant | 1121 | Natural Gas Internal Combustion Engine | 1.3 | Commercial CHP
54937 | Wellesley College Central Utility Plant | 8187 | Natural Gas Internal Combustion Engine | 1.9 | Commercial CHP
54937 | Wellesley College Central Utility Plant | SB1 | Petroleum Liquids | 2.9 | Commercial CHP
54939 | EKS Landfill | UNT1 | Landfill Gas | 1.6 | IPP Non-CHP
54939 | EKS Landfill | UNT2 | Landfill Gas | 1.6 | IPP Non-CHP
54939 | EKS Landfill | UNT4 | Landfill Gas | 1.6 | IPP Non-CHP
54945 | CT Resource Rec Authority Facility | NO 5 | Municipal Solid Waste | 45 | IPP Non-CHP
54945 | CT Resource Rec Authority Facility | NO 6 | Municipal Solid Waste | 45 | IPP Non-CHP
54950 | Univ of Oregon Central Power Station | CTG1 | Natural Gas Fired Combined Cycle | 7.5 | Commercial CHP
54950 | Univ of Oregon Central Power Station | STG1 | Natural Gas Fired Combined Cycle | 3.5 | Commercial CHP
54951 | Monterey Regional Water Cogen Facility | EG1 | Other Waste Biomass | 0.6 | Commercial CHP
54951 | Monterey Regional Water Cogen Facility | EG2 | Other Waste Biomass | 0.6 | Commercial CHP
54951 | Monterey Regional Water Cogen Facility | EG3 | Other Waste Biomass | 0.6 | Commercial CHP
54953 | Hudson Falls Hydroelectric Project | GEN1 | Conventional Hydroelectric | 22 | IPP Non-CHP
54953 | Hudson Falls Hydroelectric Project | GEN2 | Conventional Hydroelectric | 22 | IPP Non-CHP
54956 | Deercroft I & II LFGTE | I-1 | Landfill Gas | 0.8 | Electric Utility
54956 | Deercroft I & II LFGTE | I-2 | Landfill Gas | 0.8 | Electric Utility
54956 | Deercroft I & II LFGTE | I-3 | Landfill Gas | 0.8 | Electric Utility
54956 | Deercroft I & II LFGTE | I-4 | Landfill Gas | 0.8 | Electric Utility
54956 | Deercroft I & II LFGTE | II-1 | Landfill Gas | 0.8 | Electric Utility
54956 | Deercroft I & II LFGTE | II-2 | Landfill Gas | 0.8 | Electric Utility
54956 | Deercroft I & II LFGTE | II-3 | Landfill Gas | 0.8 | Electric Utility
54956 | Deercroft I & II LFGTE | II-4 | Landfill Gas | 0.8 | Electric Utility
54965 | Cargill Salt | ACTG | Conventional Steam Coal | 2 | Industrial CHP
54967 | Alliant SBD 9302 Aegon NP | 7906 | Petroleum Liquids | 1.2 | IPP Non-CHP
54968 | Alliant SBD 9502 Eaton | 0385 | Petroleum Liquids | 1.8 | IPP Non-CHP
54968 | Alliant SBD 9502 Eaton | 0386 | Petroleum Liquids | 1.8 | IPP Non-CHP
54968 | Alliant SBD 9502 Eaton | 5824 | Petroleum Liquids | 1.8 | IPP Non-CHP
54969 | Dixon Hydroelectric Dam | 1 | Conventional Hydroelectric | 0.6 | IPP Non-CHP
54969 | Dixon Hydroelectric Dam | 2 | Conventional Hydroelectric | 0.6 | IPP Non-CHP
54969 | Dixon Hydroelectric Dam | 3 | Conventional Hydroelectric | 0.6 | IPP Non-CHP
54969 | Dixon Hydroelectric Dam | 4 | Conventional Hydroelectric | 0.6 | IPP Non-CHP
54969 | Dixon Hydroelectric Dam | 5 | Conventional Hydroelectric | 0.6 | IPP Non-CHP
54974 | Sauder Power Plant | UNT1 | Wood/Wood Waste Biomass | 3.6 | IPP CHP
54974 | Sauder Power Plant | UNT2 | Wood/Wood Waste Biomass | 3.6 | IPP CHP
54975 | New Mexico State University | 01 | Natural Gas Fired Combustion Turbine | 4.7 | Commercial CHP
54979 | Big Spring Wind Power Facility | WIND | Onshore Wind Turbine | 34.3 | IPP Non-CHP
54980 | Ocean County Landfill | UNT1 | Landfill Gas | 0.8 | IPP Non-CHP
54980 | Ocean County Landfill | UNT10 | Landfill Gas | 1.6 | IPP Non-CHP
54980 | Ocean County Landfill | UNT11 | Landfill Gas | 1.6 | IPP Non-CHP
54980 | Ocean County Landfill | UNT12 | Landfill Gas | 1.6 | IPP Non-CHP
54980 | Ocean County Landfill | UNT2 | Landfill Gas | 0.8 | IPP Non-CHP
54980 | Ocean County Landfill | UNT3 | Landfill Gas | 0.8 | IPP Non-CHP
54980 | Ocean County Landfill | UNT4 | Landfill Gas | 0.8 | IPP Non-CHP
54980 | Ocean County Landfill | UNT5 | Landfill Gas | 0.8 | IPP Non-CHP
54980 | Ocean County Landfill | UNT6 | Landfill Gas | 0.8 | IPP Non-CHP
54980 | Ocean County Landfill | UNT7 | Landfill Gas | 1.6 | IPP Non-CHP
54980 | Ocean County Landfill | UNT8 | Landfill Gas | 1.6 | IPP Non-CHP
54980 | Ocean County Landfill | UNT9 | Landfill Gas | 1.6 | IPP Non-CHP
54981 | Harris Energy Realty | ALBA | Conventional Hydroelectric | 0.3 | Electric Utility
54981 | Harris Energy Realty | ALBD | Conventional Hydroelectric | 0.5 | Electric Utility
54981 | Harris Energy Realty | NONO | Conventional Hydroelectric | 0.5 | Electric Utility
54984 | Salem Energy Systems LLC | UNT1 | Landfill Gas | 4.5 | IPP Non-CHP
54985 | Crestwood Dothan | GEN1 | Petroleum Liquids | 1 | IPP Non-CHP
54985 | Crestwood Dothan | GEN2 | Petroleum Liquids | 1 | IPP Non-CHP
54985 | Crestwood Dothan | GEN3 | Petroleum Liquids | 2 | IPP Non-CHP
54985 | Crestwood Dothan | GEN5 | Petroleum Liquids | 1 | IPP Non-CHP
54985 | Crestwood Dothan | GEN7 | Petroleum Liquids | 1 | IPP Non-CHP
54985 | Crestwood Dothan | GEN8 | Petroleum Liquids | 0.6 | IPP Non-CHP
54985 | Crestwood Dothan | GEN9 | Petroleum Liquids | 2 | IPP Non-CHP
54987 | Woodridge Greene Valley Treatment Plant | FM01 | Natural Gas Internal Combustion Engine | 1.5 | Commercial CHP
54989 | Pine Tree Acres | GEN1 | Landfill Gas | 0.8 | IPP Non-CHP
54989 | Pine Tree Acres | GEN2 | Landfill Gas | 0.8 | IPP Non-CHP
54989 | Pine Tree Acres | GEN3 | Landfill Gas | 0.8 | IPP Non-CHP
54989 | Pine Tree Acres | GEN4 | Landfill Gas | 0.8 | IPP Non-CHP
54989 | Pine Tree Acres | GEN5 | Landfill Gas | 0.8 | IPP Non-CHP
54989 | Pine Tree Acres | GEN6 | Landfill Gas | 0.8 | IPP Non-CHP
54989 | Pine Tree Acres | GEN7 | Landfill Gas | 0.8 | IPP Non-CHP
54989 | Pine Tree Acres | GEN8 | Landfill Gas | 1.6 | IPP Non-CHP
54989 | Pine Tree Acres | GEN9 | Landfill Gas | 1.6 | IPP Non-CHP
54995 | Indiana Harbor E 5 AC Station | 17TG | Other Gases | 90 | Industrial CHP
54996 | Salton Sea Power Gen Co - Unit 4 | 4100 | Geothermal | 47.5 | IPP Non-CHP
54998 | Wheelabrator Portsmouth | 1410 | Municipal Solid Waste | 20 | Commercial CHP
54998 | Wheelabrator Portsmouth | 1420 | Municipal Solid Waste | 20 | Commercial CHP
54998 | Wheelabrator Portsmouth | 1430 | Municipal Solid Waste | 20 | Commercial CHP
55002 | Murphy-Brown LLC | 01 | Petroleum Liquids | 1.2 | Industrial Non-CHP
55002 | Murphy-Brown LLC | 02 | Petroleum Liquids | 1.2 | Industrial Non-CHP
55004 | Thornwood High School | 1 | Natural Gas Internal Combustion Engine | 0.7 | Commercial Non-CHP
55004 | Thornwood High School | 2 | Natural Gas Internal Combustion Engine | 0.7 | Commercial Non-CHP
55005 | Thornridge High School | 1 | Natural Gas Internal Combustion Engine | 0.5 | Commercial Non-CHP
55005 | Thornridge High School | 2 | Natural Gas Internal Combustion Engine | 0.5 | Commercial Non-CHP
55006 | Nashua Plant | UNT2 | Landfill Gas | 0.8 | IPP Non-CHP
55007 | K W Company | LS1 | Conventional Hydroelectric | 0.1 | IPP Non-CHP
55007 | K W Company | LS2 | Conventional Hydroelectric | 0.1 | IPP Non-CHP
55007 | K W Company | LS3 | Conventional Hydroelectric | 0.1 | IPP Non-CHP
55007 | K W Company | LS4 | Conventional Hydroelectric | 0.1 | IPP Non-CHP
55007 | K W Company | LS5 | Conventional Hydroelectric | 0.1 | IPP Non-CHP
55007 | K W Company | UE5 | Conventional Hydroelectric | 0.1 | IPP Non-CHP
55007 | K W Company | UW1 | Conventional Hydroelectric | 0.2 | IPP Non-CHP
55007 | K W Company | UW2 | Conventional Hydroelectric | 0.2 | IPP Non-CHP
55007 | K W Company | UW3 | Conventional Hydroelectric | 0.2 | IPP Non-CHP
55007 | K W Company | UW4 | Conventional Hydroelectric | 0.2 | IPP Non-CHP
55009 | Montgomery Creek Hydro | GEN1 | Conventional Hydroelectric | 2.6 | IPP Non-CHP
55010 | LSP-Cottage Grove LP | CTG1 | Natural Gas Fired Combined Cycle | 177.3 | IPP CHP
55010 | LSP-Cottage Grove LP | STG1 | Natural Gas Fired Combined Cycle | 106.2 | IPP CHP
55011 | LSP-Whitewater LP | CTG1 | Natural Gas Fired Combined Cycle | 177.3 | IPP CHP
55011 | LSP-Whitewater LP | STG1 | Natural Gas Fired Combined Cycle | 106.2 | IPP CHP
55014 | Greene Valley Gas Recovery | GEN1 | Landfill Gas | 3.3 | IPP Non-CHP
55014 | Greene Valley Gas Recovery | GEN2 | Landfill Gas | 3.3 | IPP Non-CHP
55015 | Sweeny Cogen Facility | GEN1 | Natural Gas Fired Combustion Turbine | 143 | IPP CHP
55015 | Sweeny Cogen Facility | GEN2 | Natural Gas Fired Combustion Turbine | 143 | IPP CHP
55015 | Sweeny Cogen Facility | GEN3 | Natural Gas Fired Combustion Turbine | 143 | IPP CHP
55015 | Sweeny Cogen Facility | GEN4 | Natural Gas Fired Combustion Turbine | 143 | IPP CHP
55025 | Yates Gas Plant | GEN1 | Natural Gas Fired Combustion Turbine | 2.8 | Industrial CHP
55025 | Yates Gas Plant | GEN2 | Natural Gas Fired Combustion Turbine | 2.8 | Industrial CHP
55026 | Dighton Power Plant | UNT1 | Natural Gas Fired Combined Cycle | 200 | IPP Non-CHP
55027 | Papillion Creek Wastewater | 951 | Other Waste Biomass | 0.5 | Commercial CHP
55027 | Papillion Creek Wastewater | 952 | Other Waste Biomass | 0.5 | Commercial CHP
55027 | Papillion Creek Wastewater | 953 | Other Waste Biomass | 0.5 | Commercial CHP
55029 | De Pere Energy Center | CT01 | Natural Gas Fired Combustion Turbine | 192.3 | Electric Utility
55031 | Androscoggin Energy Center | CT01 | Natural Gas Fired Combustion Turbine | 54.5 | Industrial CHP
55031 | Androscoggin Energy Center | CT02 | Natural Gas Fired Combustion Turbine | 54.5 | Industrial CHP
55031 | Androscoggin Energy Center | CT03 | Natural Gas Fired Combustion Turbine | 54.5 | Industrial CHP
55033 | Missouri River Wastewater Treatment | 6013 | Other Waste Biomass | 1 | Commercial CHP
55033 | Missouri River Wastewater Treatment | 6101 | Other Waste Biomass | 1 | Commercial CHP
55033 | Missouri River Wastewater Treatment | 6102 | Other Waste Biomass | 1 | Commercial CHP
55034 | Lignetics of Maine, LLC. | 0001 | Wood/Wood Waste Biomass | 1.3 | Industrial CHP
55034 | Lignetics of Maine, LLC. | 0002 | Wood/Wood Waste Biomass | 0.7 | Industrial CHP
55035 | Davenport Water Pollution Control Plant | GEN1 | Other Waste Biomass | 0.8 | Commercial CHP
55035 | Davenport Water Pollution Control Plant | GEN2 | Other Waste Biomass | 0.8 | Commercial CHP
55036 | University of Tennessee Steam Plant | GEN1 | Natural Gas Fired Combustion Turbine | 5 | Commercial CHP
55037 | Opryland USA | GTO1 | Natural Gas Fired Combustion Turbine | 4.5 | Commercial CHP
55039 | Rio Bravo | GT1 | Natural Gas Fired Combustion Turbine | 150 | Electric Utility
55040 | Mid-Georgia Cogeneration Facility | CT1 | Natural Gas Fired Combined Cycle | 106.5 | IPP CHP
55040 | Mid-Georgia Cogeneration Facility | CT2 | Natural Gas Fired Combined Cycle | 106.5 | IPP CHP
55040 | Mid-Georgia Cogeneration Facility | ST1 | Natural Gas Fired Combined Cycle | 110 | IPP CHP
55041 | Berkshire Power | GEN2 | Natural Gas Fired Combined Cycle | 289 | IPP Non-CHP
55042 | Bridgeport Energy Project | GEN1 | Natural Gas Fired Combined Cycle | 170 | IPP Non-CHP
55042 | Bridgeport Energy Project | GEN2 | Natural Gas Fired Combined Cycle | 170 | IPP Non-CHP
55042 | Bridgeport Energy Project | GEN3 | Natural Gas Fired Combined Cycle | 180 | IPP Non-CHP
55043 | Cherokee County Cogen | GT1 | Natural Gas Fired Combined Cycle | 60 | IPP CHP
55043 | Cherokee County Cogen | ST1 | Natural Gas Fired Combined Cycle | 41.2 | IPP CHP
55044 | Boise Cascade Pulp & Paper Mill | STG1 | Natural Gas Steam Turbine | 18 | Industrial CHP
55047 | Pasadena Cogeneration | CTG1 | Natural Gas Fired Combined Cycle | 175 | IPP CHP
55047 | Pasadena Cogeneration | CTG2 | Natural Gas Fired Combined Cycle | 185 | IPP CHP
55047 | Pasadena Cogeneration | CTG3 | Natural Gas Fired Combined Cycle | 185 | IPP CHP
55047 | Pasadena Cogeneration | STG1 | Natural Gas Fired Combined Cycle | 85 | IPP CHP
55047 | Pasadena Cogeneration | STG2 | Natural Gas Fired Combined Cycle | 185 | IPP CHP
55048 | Tiverton Power Plant | UNT1 | Natural Gas Fired Combined Cycle | 179.3 | IPP Non-CHP
55048 | Tiverton Power Plant | UNT2 | Natural Gas Fired Combined Cycle | 93.2 | IPP Non-CHP
55049 | Sierra Pacific Anderson Facility | GEN1 | Wood/Wood Waste Biomass | 4 | Industrial CHP
55051 | Axiall Plaquemine | X773 | Natural Gas Fired Combustion Turbine | 102 | Industrial CHP
55051 | Axiall Plaquemine | X774 | Natural Gas Fired Combustion Turbine | 102 | Industrial CHP
55051 | Axiall Plaquemine | X775 | Natural Gas Fired Combustion Turbine | 102 | Industrial CHP
55052 | Jameson Gas Processing Plant | 620 | Natural Gas Internal Combustion Engine | 0.4 | Industrial Non-CHP
55052 | Jameson Gas Processing Plant | 621 | Natural Gas Internal Combustion Engine | 0.4 | Industrial Non-CHP
55052 | Jameson Gas Processing Plant | 622 | Natural Gas Internal Combustion Engine | 0.5 | Industrial Non-CHP
55053 | Bridgeport Gas Processing Plant | 14 | Natural Gas Internal Combustion Engine | 0.8 | Industrial Non-CHP
55053 | Bridgeport Gas Processing Plant | 15 | Natural Gas Internal Combustion Engine | 0.8 | Industrial Non-CHP
55053 | Bridgeport Gas Processing Plant | 16 | Natural Gas Internal Combustion Engine | 0.8 | Industrial Non-CHP
55053 | Bridgeport Gas Processing Plant | 17 | Natural Gas Internal Combustion Engine | 0.8 | Industrial Non-CHP
55053 | Bridgeport Gas Processing Plant | 2723 | Natural Gas Internal Combustion Engine | 0.8 | Industrial Non-CHP
55053 | Bridgeport Gas Processing Plant | 654 | Natural Gas Internal Combustion Engine | 0.8 | Industrial Non-CHP
55053 | Bridgeport Gas Processing Plant | 655 | Natural Gas Internal Combustion Engine | 0.8 | Industrial Non-CHP
55053 | Bridgeport Gas Processing Plant | 656 | Natural Gas Internal Combustion Engine | 0.8 | Industrial Non-CHP
55053 | Bridgeport Gas Processing Plant | 657 | Natural Gas Internal Combustion Engine | 0.8 | Industrial Non-CHP
55053 | Bridgeport Gas Processing Plant | 658 | Natural Gas Internal Combustion Engine | 0.8 | Industrial Non-CHP
55053 | Bridgeport Gas Processing Plant | 666 | Natural Gas Internal Combustion Engine | 0.8 | Industrial Non-CHP
55053 | Bridgeport Gas Processing Plant | 667 | Natural Gas Internal Combustion Engine | 0.8 | Industrial Non-CHP
55053 | Bridgeport Gas Processing Plant | 671 | Natural Gas Internal Combustion Engine | 0.8 | Industrial Non-CHP
55054 | Livingston Generating Facility | 1 | Landfill Gas | 5 | Electric Utility
55054 | Livingston Generating Facility | 3 | Landfill Gas | 5 | Electric Utility
55054 | Livingston Generating Facility | GEN2 | Landfill Gas | 5 | Electric Utility
55061 | Tenaska Georgia Generation Facility | GTG1 | Natural Gas Fired Combustion Turbine | 183.2 | IPP Non-CHP
55061 | Tenaska Georgia Generation Facility | GTG2 | Natural Gas Fired Combustion Turbine | 183.2 | IPP Non-CHP
55061 | Tenaska Georgia Generation Facility | GTG3 | Natural Gas Fired Combustion Turbine | 183.2 | IPP Non-CHP
55061 | Tenaska Georgia Generation Facility | GTG4 | Natural Gas Fired Combustion Turbine | 183.2 | IPP Non-CHP
55061 | Tenaska Georgia Generation Facility | GTG5 | Natural Gas Fired Combustion Turbine | 183.2 | IPP Non-CHP
55061 | Tenaska Georgia Generation Facility | GTG6 | Natural Gas Fired Combustion Turbine | 183.2 | IPP Non-CHP
55062 | Tenaska Frontier Generation Station | GTG1 | Natural Gas Fired Combined Cycle | 183.2 | IPP Non-CHP
55062 | Tenaska Frontier Generation Station | GTG2 | Natural Gas Fired Combined Cycle | 183.2 | IPP Non-CHP
55062 | Tenaska Frontier Generation Station | GTG3 | Natural Gas Fired Combined Cycle | 183.2 | IPP Non-CHP
55062 | Tenaska Frontier Generation Station | STG1 | Natural Gas Fired Combined Cycle | 390.1 | IPP Non-CHP
55063 | Batesville Generation Facility | CTG1 | Natural Gas Fired Combined Cycle | 184.5 | Electric Utility
55063 | Batesville Generation Facility | CTG2 | Natural Gas Fired Combined Cycle | 184.5 | Electric Utility
55063 | Batesville Generation Facility | CTG3 | Natural Gas Fired Combined Cycle | 184.5 | Electric Utility
55063 | Batesville Generation Facility | STG1 | Natural Gas Fired Combined Cycle | 112.5 | Electric Utility
55063 | Batesville Generation Facility | STG2 | Natural Gas Fired Combined Cycle | 112.5 | Electric Utility
55063 | Batesville Generation Facility | STG3 | Natural Gas Fired Combined Cycle | 112.5 | Electric Utility
55064 | Black Hawk Station | UNT1 | Natural Gas Fired Combustion Turbine | 126.9 | IPP CHP
55064 | Black Hawk Station | UNT2B | Natural Gas Fired Combustion Turbine | 117 | IPP CHP
55065 | Mustang Station | GEN1 | Natural Gas Fired Combined Cycle | 174.2 | Electric Utility
55065 | Mustang Station | GEN2 | Natural Gas Fired Combined Cycle | 174.2 | Electric Utility
55065 | Mustang Station | GEN3 | Natural Gas Fired Combined Cycle | 172.6 | Electric Utility
55066 | Heat Recovery Coke Facility | TG18 | All Other | 94.6 | Industrial Non-CHP
55067 | MPEA Energy Center | GEN1 | Natural Gas Fired Combustion Turbine | 1.1 | IPP CHP
55067 | MPEA Energy Center | GEN2 | Natural Gas Fired Combustion Turbine | 1.1 | IPP CHP
55067 | MPEA Energy Center | GEN3 | Natural Gas Fired Combustion Turbine | 1.1 | IPP CHP
55067 | MPEA Energy Center | GEN4 | Petroleum Liquids | 2 | IPP CHP
55067 | MPEA Energy Center | GEN5 | Petroleum Liquids | 2 | IPP CHP
55067 | MPEA Energy Center | GEN6 | Petroleum Liquids | 2 | IPP CHP
55068 | Maine Independence Station | GEN1 | Natural Gas Fired Combined Cycle | 177.8 | IPP Non-CHP
55068 | Maine Independence Station | GEN2 | Natural Gas Fired Combined Cycle | 177.8 | IPP Non-CHP
55068 | Maine Independence Station | GEN3 | Natural Gas Fired Combined Cycle | 194.6 | IPP Non-CHP
55074 | Lakeview Gas Recovery | GEN1 | Landfill Gas | 3 | IPP Non-CHP
55074 | Lakeview Gas Recovery | GEN2 | Landfill Gas | 3 | IPP Non-CHP
55075 | Pine Bluff Energy Center | CT01 | Natural Gas Fired Combined Cycle | 180 | IPP CHP
55075 | Pine Bluff Energy Center | ST01 | Natural Gas Fired Combined Cycle | 56 | IPP CHP
55076 | Red Hills Generating Facility | RHGF | Conventional Steam Coal | 513.7 | IPP Non-CHP
55077 | Desert Star Energy Center | ED01 | Natural Gas Fired Combined Cycle | 170 | Electric Utility
55077 | Desert Star Energy Center | ED02 | Natural Gas Fired Combined Cycle | 170 | Electric Utility
55077 | Desert Star Energy Center | ED03 | Natural Gas Fired Combined Cycle | 196 | Electric Utility
55079 | Millennium Power | CT01 | Natural Gas Fired Combined Cycle | 230 | IPP Non-CHP
55079 | Millennium Power | ST01 | Natural Gas Fired Combined Cycle | 130 | IPP Non-CHP
55080 | New Albany Energy Facility | 1 | Natural Gas Fired Combustion Turbine | 71.2 | IPP Non-CHP
55080 | New Albany Energy Facility | 2 | Natural Gas Fired Combustion Turbine | 71.2 | IPP Non-CHP
55080 | New Albany Energy Facility | 3 | Natural Gas Fired Combustion Turbine | 71.2 | IPP Non-CHP
55080 | New Albany Energy Facility | 4 | Natural Gas Fired Combustion Turbine | 71.2 | IPP Non-CHP
55080 | New Albany Energy Facility | 5 | Natural Gas Fired Combustion Turbine | 71.2 | IPP Non-CHP
55080 | New Albany Energy Facility | 6 | Natural Gas Fired Combustion Turbine | 71.2 | IPP Non-CHP
55081 | Brownsville Peaking Power | 1 | Natural Gas Fired Combustion Turbine | 112 | Electric Utility
55081 | Brownsville Peaking Power | 2 | Natural Gas Fired Combustion Turbine | 112 | Electric Utility
55081 | Brownsville Peaking Power | 3 | Natural Gas Fired Combustion Turbine | 118 | Electric Utility
55081 | Brownsville Peaking Power | 4 | Natural Gas Fired Combustion Turbine | 118 | Electric Utility
55084 | Crockett Cogen Project | GE1 | Natural Gas Fired Combined Cycle | 247.4 | IPP CHP
55086 | Gregory Power Facility | GT1A | Natural Gas Fired Combined Cycle | 166 | IPP CHP
55086 | Gregory Power Facility | GT1B | Natural Gas Fired Combined Cycle | 166 | IPP CHP
55086 | Gregory Power Facility | STG | Natural Gas Fired Combined Cycle | 100 | IPP CHP
55087 | Zeeland Generating Station | 1A | Natural Gas Fired Combustion Turbine | 188.7 | Electric Utility
55087 | Zeeland Generating Station | 1B | Natural Gas Fired Combustion Turbine | 188.7 | Electric Utility
55087 | Zeeland Generating Station | 2A | Natural Gas Fired Combined Cycle | 188.7 | Electric Utility
55087 | Zeeland Generating Station | 2B | Natural Gas Fired Combined Cycle | 188.7 | Electric Utility
55087 | Zeeland Generating Station | 2C | Natural Gas Fired Combined Cycle | 213.4 | Electric Utility
55088 | Dearborn Industrial Generation | GT 1 | Natural Gas Fired Combustion Turbine | 170 | IPP CHP
55088 | Dearborn Industrial Generation | GT2 | Natural Gas Fired Combustion Turbine | 170 | IPP CHP
55088 | Dearborn Industrial Generation | GTP1 | Natural Gas Fired Combustion Turbine | 170 | IPP CHP
55088 | Dearborn Industrial Generation | ST1 | Other Gases | 250 | IPP CHP
55089 | Taft Cogeneration Facility | CT1 | Natural Gas Fired Combined Cycle | 178.5 | Industrial CHP
55089 | Taft Cogeneration Facility | CT2 | Natural Gas Fired Combined Cycle | 178.5 | Industrial CHP
55089 | Taft Cogeneration Facility | CT3 | Natural Gas Fired Combined Cycle | 178.5 | Industrial CHP
55089 | Taft Cogeneration Facility | ST1 | Natural Gas Fired Combined Cycle | 358.7 | Industrial CHP
55090 | Plummer Cogen | GEN1 | Wood/Wood Waste Biomass | 6.2 | IPP CHP
55091 | Midlothian Energy Facility | STK1 | Natural Gas Fired Combined Cycle | 289 | IPP Non-CHP
55091 | Midlothian Energy Facility | STK2 | Natural Gas Fired Combined Cycle | 289 | IPP Non-CHP
55091 | Midlothian Energy Facility | STK3 | Natural Gas Fired Combined Cycle | 289 | IPP Non-CHP
55091 | Midlothian Energy Facility | STK4 | Natural Gas Fired Combined Cycle | 289 | IPP Non-CHP
55091 | Midlothian Energy Facility | STK5 | Natural Gas Fired Combined Cycle | 289 | IPP Non-CHP
55091 | Midlothian Energy Facility | STK6 | Natural Gas Fired Combined Cycle | 289 | IPP Non-CHP
55093 | MM Taunton Energy | UNT1 | Landfill Gas | 0.9 | IPP Non-CHP
55093 | MM Taunton Energy | UNT2 | Landfill Gas | 0.9 | IPP Non-CHP
55093 | MM Taunton Energy | UNT3 | Landfill Gas | 0.9 | IPP Non-CHP
55093 | MM Taunton Energy | UNT4 | Landfill Gas | 0.9 | IPP Non-CHP
55094 | MM San Diego-Miramar | UNT1 | Landfill Gas | 1.6 | IPP CHP
55094 | MM San Diego-Miramar | UNT2 | Landfill Gas | 1.6 | IPP CHP
55094 | MM San Diego-Miramar | UNT3 | Landfill Gas | 1.6 | IPP CHP
55094 | MM San Diego-Miramar | UNT4 | Landfill Gas | 1.6 | IPP CHP
55096 | Portside Energy | GT | Natural Gas Fired Combined Cycle | 42 | IPP CHP
55096 | Portside Energy | ST | Natural Gas Fired Combined Cycle | 19 | IPP CHP
55097 | Lamar Power Project | CTG1 | Natural Gas Fired Combined Cycle | 171.7 | IPP Non-CHP
55097 | Lamar Power Project | CTG2 | Natural Gas Fired Combined Cycle | 176 | IPP Non-CHP
55097 | Lamar Power Project | CTG3 | Natural Gas Fired Combined Cycle | 176 | IPP Non-CHP
55097 | Lamar Power Project | CTG4 | Natural Gas Fired Combined Cycle | 176 | IPP Non-CHP
55097 | Lamar Power Project | STG1 | Natural Gas Fired Combined Cycle | 204.3 | IPP Non-CHP
55097 | Lamar Power Project | STG2 | Natural Gas Fired Combined Cycle | 204.3 | IPP Non-CHP
55098 | Frontera Energy Center | GEN1 | Natural Gas Fired Combined Cycle | 172 | IPP Non-CHP
55098 | Frontera Energy Center | GEN2 | Natural Gas Fired Combined Cycle | 172 | IPP Non-CHP
55098 | Frontera Energy Center | GEN3 | Natural Gas Fired Combined Cycle | 185 | IPP Non-CHP
55099 | NRG Sterlington Power | 01 | Natural Gas Fired Combustion Turbine | 25 | IPP Non-CHP
55099 | NRG Sterlington Power | 02 | Natural Gas Fired Combustion Turbine | 25 | IPP Non-CHP
55099 | NRG Sterlington Power | 03 | Natural Gas Fired Combustion Turbine | 25 | IPP Non-CHP
55099 | NRG Sterlington Power | 04 | Natural Gas Fired Combustion Turbine | 25 | IPP Non-CHP
55099 | NRG Sterlington Power | 06 | Natural Gas Fired Combustion Turbine | 21.8 | IPP Non-CHP
55099 | NRG Sterlington Power | 07 | Natural Gas Fired Combustion Turbine | 28.7 | IPP Non-CHP
55099 | NRG Sterlington Power | 08 | Natural Gas Fired Combustion Turbine | 25 | IPP Non-CHP
55099 | NRG Sterlington Power | 09 | Natural Gas Fired Combustion Turbine | 17 | IPP Non-CHP
55099 | NRG Sterlington Power | 10 | Natural Gas Fired Combustion Turbine | 16 | IPP Non-CHP
55100 | Rumford Power, Inc | UNT1 | Natural Gas Fired Combined Cycle | 179.4 | IPP Non-CHP
55100 | Rumford Power, Inc | UNT2 | Natural Gas Fired Combined Cycle | 95.1 | IPP Non-CHP
55101 | Kalamazoo River Generating Station | 0001 | Natural Gas Fired Combustion Turbine | 73.1 | IPP Non-CHP
55102 | Livingston Generating Station | 001 | Natural Gas Fired Combustion Turbine | 42.9 | IPP Non-CHP
55102 | Livingston Generating Station | 002 | Natural Gas Fired Combustion Turbine | 42.4 | IPP Non-CHP
55102 | Livingston Generating Station | 003 | Natural Gas Fired Combustion Turbine | 42.4 | IPP Non-CHP
55102 | Livingston Generating Station | 004 | Natural Gas Fired Combustion Turbine | 42.4 | IPP Non-CHP
55103 | Klamath Cogeneration Plant | CT1 | Natural Gas Fired Combined Cycle | 161.5 | IPP CHP
55103 | Klamath Cogeneration Plant | CT2 | Natural Gas Fired Combined Cycle | 161.5 | IPP CHP
55103 | Klamath Cogeneration Plant | ST1 | Natural Gas Fired Combined Cycle | 178.5 | IPP CHP
55104 | Sabine Cogen | CTG1 | Natural Gas Fired Combined Cycle | 37.4 | IPP CHP
55104 | Sabine Cogen | CTG2 | Natural Gas Fired Combined Cycle | 37.4 | IPP CHP
55104 | Sabine Cogen | STG | Natural Gas Fired Combined Cycle | 31.7 | IPP CHP
55107 | Rhode Island State Energy Center | CTG1 | Natural Gas Fired Combined Cycle | 196 | IPP Non-CHP
55107 | Rhode Island State Energy Center | CTG2 | Natural Gas Fired Combined Cycle | 196 | IPP Non-CHP
55107 | Rhode Island State Energy Center | STG1 | Natural Gas Fired Combined Cycle | 204 | IPP Non-CHP
55109 | Rocky Road Power LLC | T4 | Natural Gas Fired Combustion Turbine | 122.4 | IPP Non-CHP
55109 | Rocky Road Power LLC | TG1 | Natural Gas Fired Combustion Turbine | 125.8 | IPP Non-CHP
55109 | Rocky Road Power LLC | TG2 | Natural Gas Fired Combustion Turbine | 125.8 | IPP Non-CHP
55109 | Rocky Road Power LLC | TG3 | Natural Gas Fired Combustion Turbine | 41.5 | IPP Non-CHP
55110 | Madison | CT1 | Natural Gas Fired Combustion Turbine | 86.5 | Electric Utility
55110 | Madison | CT2 | Natural Gas Fired Combustion Turbine | 86.5 | Electric Utility
55110 | Madison | CT3 | Natural Gas Fired Combustion Turbine | 86.5 | Electric Utility
55110 | Madison | CT4 | Natural Gas Fired Combustion Turbine | 86.5 | Electric Utility
55110 | Madison | CT5 | Natural Gas Fired Combustion Turbine | 86.5 | Electric Utility
55110 | Madison | CT6 | Natural Gas Fired Combustion Turbine | 86.5 | Electric Utility
55110 | Madison | CT7 | Natural Gas Fired Combustion Turbine | 86.5 | Electric Utility
55110 | Madison | CT8 | Natural Gas Fired Combustion Turbine | 86.5 | Electric Utility
55111 | Vermillion Energy Facility | CT1 | Natural Gas Fired Combustion Turbine | 86.5 | Electric Utility
55111 | Vermillion Energy Facility | CT2 | Natural Gas Fired Combustion Turbine | 86.5 | Electric Utility
55111 | Vermillion Energy Facility | CT3 | Natural Gas Fired Combustion Turbine | 86.5 | Electric Utility
55111 | Vermillion Energy Facility | CT4 | Natural Gas Fired Combustion Turbine | 86.5 | Electric Utility
55111 | Vermillion Energy Facility | CT5 | Natural Gas Fired Combustion Turbine | 86.5 | Electric Utility
55111 | Vermillion Energy Facility | CT6 | Natural Gas Fired Combustion Turbine | 86.5 | Electric Utility
55111 | Vermillion Energy Facility | CT7 | Natural Gas Fired Combustion Turbine | 86.5 | Electric Utility
55111 | Vermillion Energy Facility | CT8 | Natural Gas Fired Combustion Turbine | 86.5 | Electric Utility
55112 | Sutter Energy Center | CT01 | Natural Gas Fired Combined Cycle | 212 | IPP Non-CHP
55112 | Sutter Energy Center | CT02 | Natural Gas Fired Combined Cycle | 212 | IPP Non-CHP
55112 | Sutter Energy Center | ST01 | Natural Gas Fired Combined Cycle | 212 | IPP Non-CHP
55116 | Rockingham County CT Station | CT1 | Natural Gas Fired Combustion Turbine | 195.5 | Electric Utility
55116 | Rockingham County CT Station | CT2 | Natural Gas Fired Combustion Turbine | 195.5 | Electric Utility
55116 | Rockingham County CT Station | CT3 | Natural Gas Fired Combustion Turbine | 195.5 | Electric Utility
55116 | Rockingham County CT Station | CT4 | Natural Gas Fired Combustion Turbine | 195.5 | Electric Utility
55116 | Rockingham County CT Station | CT5 | Natural Gas Fired Combustion Turbine | 195.5 | Electric Utility
55117 | RS Cogen | RS-4 | Natural Gas Fired Combined Cycle | 103 | Industrial CHP
55117 | RS Cogen | RS-5 | Natural Gas Fired Combined Cycle | 195 | Industrial CHP
55117 | RS Cogen | RS-6 | Natural Gas Fired Combined Cycle | 195 | Industrial CHP
55122 | NAFTA Region Olefins Complex Cogen Fac | UN1 | Natural Gas Fired Combustion Turbine | 41.6 | Industrial CHP
55122 | NAFTA Region Olefins Complex Cogen Fac | UN2 | Natural Gas Fired Combustion Turbine | 41.6 | Industrial CHP
55123 | Magic Valley Generating Station | CTG1 | Natural Gas Fired Combined Cycle | 267 | IPP Non-CHP
55123 | Magic Valley Generating Station | CTG2 | Natural Gas Fired Combined Cycle | 267 | IPP Non-CHP
55123 | Magic Valley Generating Station | STG | Natural Gas Fired Combined Cycle | 267 | IPP Non-CHP
55124 | Griffith Energy LLC | CTG1 | Natural Gas Fired Combined Cycle | 176 | IPP Non-CHP
55124 | Griffith Energy LLC | CTG2 | Natural Gas Fired Combined Cycle | 176.6 | IPP Non-CHP
55124 | Griffith Energy LLC | STG | Natural Gas Fired Combined Cycle | 301.8 | IPP Non-CHP
55125 | Vansycle | WGNS | Onshore Wind Turbine | 25 | IPP Non-CHP
55126 | Milford Power Project | CA01 | Natural Gas Fired Combined Cycle | 289 | IPP Non-CHP
55126 | Milford Power Project | CA02 | Natural Gas Fired Combined Cycle | 289 | IPP Non-CHP
55127 | Manchief Electric Generating Station | UN1 | Natural Gas Fired Combustion Turbine | 150 | IPP Non-CHP
55127 | Manchief Electric Generating Station | UN2 | Natural Gas Fired Combustion Turbine | 150 | IPP Non-CHP
55128 | Walton County Power LLC | 101G | Natural Gas Fired Combustion Turbine | 164.7 | IPP Non-CHP
55128 | Walton County Power LLC | 102G | Natural Gas Fired Combustion Turbine | 164.7 | IPP Non-CHP
55128 | Walton County Power LLC | 103G | Natural Gas Fired Combustion Turbine | 164.7 | IPP Non-CHP
55129 | Desert Basin | CTG1 | Natural Gas Fired Combined Cycle | 187 | Electric Utility
55129 | Desert Basin | CTG2 | Natural Gas Fired Combined Cycle | 187 | Electric Utility
55129 | Desert Basin | STG | Natural Gas Fired Combined Cycle | 272.1 | Electric Utility
55131 | Kendall County Generation Facility | CTG1 | Natural Gas Fired Combined Cycle | 180 | IPP Non-CHP
55131 | Kendall County Generation Facility | CTG2 | Natural Gas Fired Combined Cycle | 180 | IPP Non-CHP
55131 | Kendall County Generation Facility | CTG3 | Natural Gas Fired Combined Cycle | 180 | IPP Non-CHP
55131 | Kendall County Generation Facility | CTG4 | Natural Gas Fired Combined Cycle | 180 | IPP Non-CHP
55131 | Kendall County Generation Facility | STG1 | Natural Gas Fired Combined Cycle | 134 | IPP Non-CHP
55131 | Kendall County Generation Facility | STG2 | Natural Gas Fired Combined Cycle | 134 | IPP Non-CHP
55131 | Kendall County Generation Facility | STG3 | Natural Gas Fired Combined Cycle | 134 | IPP Non-CHP
55131 | Kendall County Generation Facility | STG4 | Natural Gas Fired Combined Cycle | 134 | IPP Non-CHP
55132 | Tenaska Gateway Generating Station | GTG1 | Natural Gas Fired Combined Cycle | 183.2 | IPP Non-CHP
55132 | Tenaska Gateway Generating Station | GTG2 | Natural Gas Fired Combined Cycle | 183.2 | IPP Non-CHP
55132 | Tenaska Gateway Generating Station | GTG3 | Natural Gas Fired Combined Cycle | 183.2 | IPP Non-CHP
55132 | Tenaska Gateway Generating Station | STG1 | Natural Gas Fired Combined Cycle | 390 | IPP Non-CHP
55133 | Thomson Reuters Campus Bldg A-D | 3086 | Petroleum Liquids | 2 | Industrial Non-CHP
55133 | Thomson Reuters Campus Bldg A-D | 3087 | Petroleum Liquids | 2 | Industrial Non-CHP
55133 | Thomson Reuters Campus Bldg A-D | 3088 | Petroleum Liquids | 2 | Industrial Non-CHP
55133 | Thomson Reuters Campus Bldg A-D | 3089 | Petroleum Liquids | 2 | Industrial Non-CHP
55133 | Thomson Reuters Campus Bldg A-D | 3090 | Petroleum Liquids | 2 | Industrial Non-CHP
55133 | Thomson Reuters Campus Bldg A-D | 3091 | Petroleum Liquids | 2 | Industrial Non-CHP
55133 | Thomson Reuters Campus Bldg A-D | 3093 | Petroleum Liquids | 2 | Industrial Non-CHP
55135 | Alliant Energy Neenah | CT01 | Natural Gas Fired Combustion Turbine | 185.5 | Electric Utility
55135 | Alliant Energy Neenah | CT02 | Natural Gas Fired Combustion Turbine | 185.5 | Electric Utility
55137 | Rio Nogales Power Project | CTG1 | Natural Gas Fired Combined Cycle | 189 | Electric Utility
55137 | Rio Nogales Power Project | CTG2 | Natural Gas Fired Combined Cycle | 189 | Electric Utility
55137 | Rio Nogales Power Project | CTG3 | Natural Gas Fired Combined Cycle | 189 | Electric Utility
55137 | Rio Nogales Power Project | STG1 | Natural Gas Fired Combined Cycle | 373.2 | Electric Utility
55138 | Lee County | UN1 | Natural Gas Fired Combustion Turbine | 51.5 | IPP Non-CHP
55138 | Lee County | UN2 | Natural Gas Fired Combustion Turbine | 51.5 | IPP Non-CHP
55139 | Wolf Hollow I LP | CTG1 | Natural Gas Fired Combined Cycle | 243.9 | IPP Non-CHP
55139 | Wolf Hollow I LP | CTG2 | Natural Gas Fired Combined Cycle | 243.9 | IPP Non-CHP
55139 | Wolf Hollow I LP | ST | Natural Gas Fired Combined Cycle | 300.6 | IPP Non-CHP
55141 | Hawk Road Facility | CT1 | Natural Gas Fired Combustion Turbine | 165 | Electric Utility
55141 | Hawk Road Facility | CT2 | Natural Gas Fired Combustion Turbine | 165 | Electric Utility
55141 | Hawk Road Facility | CT3 | Natural Gas Fired Combustion Turbine | 165 | Electric Utility
55144 | Hays Energy Project | U1 | Natural Gas Fired Combined Cycle | 241.7 | IPP Non-CHP
55144 | Hays Energy Project | U2 | Natural Gas Fired Combined Cycle | 241.7 | IPP Non-CHP
55144 | Hays Energy Project | U3 | Natural Gas Fired Combined Cycle | 252.8 | IPP Non-CHP
55144 | Hays Energy Project | U4 | Natural Gas Fired Combined Cycle | 252.8 | IPP Non-CHP
55146 | Green Country Energy LLC | CTG1 | Natural Gas Fired Combined Cycle | 179.3 | IPP Non-CHP
55146 | Green Country Energy LLC | CTG2 | Natural Gas Fired Combined Cycle | 179.3 | IPP Non-CHP
55146 | Green Country Energy LLC | CTG3 | Natural Gas Fired Combined Cycle | 179.3 | IPP Non-CHP
55146 | Green Country Energy LLC | STG1 | Natural Gas Fired Combined Cycle | 122 | IPP Non-CHP
55146 | Green Country Energy LLC | STG2 | Natural Gas Fired Combined Cycle | 122 | IPP Non-CHP
55146 | Green Country Energy LLC | STG3 | Natural Gas Fired Combined Cycle | 122 | IPP Non-CHP
55148 | Worthington Generation LLC | 1 | Natural Gas Fired Combustion Turbine | 60.5 | Electric Utility
55148 | Worthington Generation LLC | 2 | Natural Gas Fired Combustion Turbine | 60.5 | Electric Utility
55148 | Worthington Generation LLC | 3 | Natural Gas Fired Combustion Turbine | 60.5 | Electric Utility
55148 | Worthington Generation LLC | 4 | Natural Gas Fired Combustion Turbine | 60.5 | Electric Utility
55149 | Lake Road Generating Plant | U1 | Natural Gas Fired Combined Cycle | 280 | IPP Non-CHP
55149 | Lake Road Generating Plant | U2 | Natural Gas Fired Combined Cycle | 280 | IPP Non-CHP
55149 | Lake Road Generating Plant | U3 | Natural Gas Fired Combined Cycle | 280 | IPP Non-CHP
55151 | La Paloma Generating LLC | GEN1 | Natural Gas Fired Combined Cycle | 300 | IPP Non-CHP
55151 | La Paloma Generating LLC | GEN2 | Natural Gas Fired Combined Cycle | 300 | IPP Non-CHP
55151 | La Paloma Generating LLC | GEN3 | Natural Gas Fired Combined Cycle | 300 | IPP Non-CHP
55151 | La Paloma Generating LLC | GEN4 | Natural Gas Fired Combined Cycle | 300 | IPP Non-CHP
55152 | Bank of America Plaza | GEN1 | Petroleum Liquids | 1.5 | Commercial Non-CHP
55152 | Bank of America Plaza | GEN2 | Petroleum Liquids | 1.5 | Commercial Non-CHP
55153 | Guadalupe Generating Station | CTG1 | Natural Gas Fired Combined Cycle | 171.1 | IPP Non-CHP
55153 | Guadalupe Generating Station | CTG2 | Natural Gas Fired Combined Cycle | 171.1 | IPP Non-CHP
55153 | Guadalupe Generating Station | CTG3 | Natural Gas Fired Combined Cycle | 171.1 | IPP Non-CHP
55153 | Guadalupe Generating Station | CTG4 | Natural Gas Fired Combined Cycle | 171.1 | IPP Non-CHP
55153 | Guadalupe Generating Station | STG1 | Natural Gas Fired Combined Cycle | 201.9 | IPP Non-CHP
55153 | Guadalupe Generating Station | STG2 | Natural Gas Fired Combined Cycle | 201.9 | IPP Non-CHP
55154 | Lost Pines 1 Power Project | CTA | Natural Gas Fired Combined Cycle | 195.5 | Electric Utility
55154 | Lost Pines 1 Power Project | CTB | Natural Gas Fired Combined Cycle | 195.5 | Electric Utility
55154 | Lost Pines 1 Power Project | ST | Natural Gas Fired Combined Cycle | 204 | Electric Utility
55155 | MM Albany Energy | UNT1 | Landfill Gas | 0.9 | IPP Non-CHP
55155 | MM Albany Energy | UNT2 | Landfill Gas | 0.9 | IPP Non-CHP
55155 | MM Albany Energy | UNT3 | Landfill Gas | 0.9 | IPP Non-CHP
55155 | MM Albany Energy | UNT4 | Landfill Gas | 1.6 | IPP Non-CHP
55155 | MM Albany Energy | UNT5 | Landfill Gas | 1.6 | IPP Non-CHP
55156 | MM Prince William Energy | UNT1 | Landfill Gas | 0.9 | IPP Non-CHP
55156 | MM Prince William Energy | UNT2 | Landfill Gas | 0.9 | IPP Non-CHP
55156 | MM Prince William Energy | UNT3 | Landfill Gas | 1.6 | IPP Non-CHP
55156 | MM Prince William Energy | UNT4 | Landfill Gas | 1.6 | IPP Non-CHP
55156 | MM Prince William Energy | UNT5 | Landfill Gas | 1.6 | IPP Non-CHP
55161 | MM Lopez Energy | UNT1 | Landfill Gas | 3 | IPP Non-CHP
55161 | MM Lopez Energy | UNT2 | Landfill Gas | 3 | IPP Non-CHP
55163 | MM Hartford Energy | UNT1 | Landfill Gas | 0.9 | IPP Non-CHP
55163 | MM Hartford Energy | UNT2 | Landfill Gas | 0.9 | IPP Non-CHP
55163 | MM Hartford Energy | UNT3 | Landfill Gas | 0.9 | IPP Non-CHP
55164 | Bluegrass Generating Station | CT1 | Natural Gas Fired Combustion Turbine | 208 | Electric Utility
55164 | Bluegrass Generating Station | CT2 | Natural Gas Fired Combustion Turbine | 208 | Electric Utility
55164 | Bluegrass Generating Station | CT3 | Natural Gas Fired Combustion Turbine | 208 | Electric Utility
55165 | Calcasieu | G101 | Natural Gas Fired Combustion Turbine | 174.3 | Electric Utility
55165 | Calcasieu | G102 | Natural Gas Fired Combustion Turbine | 184.5 | Electric Utility
55166 | Broad River Energy Center | CT01 | Natural Gas Fired Combustion Turbine | 197 | IPP Non-CHP
55166 | Broad River Energy Center | CT02 | Natural Gas Fired Combustion Turbine | 197 | IPP Non-CHP
55166 | Broad River Energy Center | CT03 | Natural Gas Fired Combustion Turbine | 197 | IPP Non-CHP
55166 | Broad River Energy Center | CT04 | Natural Gas Fired Combustion Turbine | 197 | IPP Non-CHP
55166 | Broad River Energy Center | CT05 | Natural Gas Fired Combustion Turbine | 197 | IPP Non-CHP
55168 | Bastrop Energy Center | 0001 | Natural Gas Fired Combined Cycle | 188.2 | IPP Non-CHP
55168 | Bastrop Energy Center | 0002 | Natural Gas Fired Combined Cycle | 188.2 | IPP Non-CHP
55168 | Bastrop Energy Center | 0003 | Natural Gas Fired Combined Cycle | 242.3 | IPP Non-CHP
55170 | Granite Ridge | CT11 | Natural Gas Fired Combined Cycle | 260 | IPP Non-CHP
55170 | Granite Ridge | CT12 | Natural Gas Fired Combined Cycle | 260 | IPP Non-CHP
55170 | Granite Ridge | STG | Natural Gas Fired Combined Cycle | 270 | IPP Non-CHP
55172 | Bosque County Peaking | GT-1 | Natural Gas Fired Combined Cycle | 154 | IPP Non-CHP
55172 | Bosque County Peaking | GT-2 | Natural Gas Fired Combined Cycle | 154 | IPP Non-CHP
55172 | Bosque County Peaking | GT-3 | Natural Gas Fired Combined Cycle | 154 | IPP Non-CHP
55172 | Bosque County Peaking | ST-4 | Natural Gas Fired Combined Cycle | 95 | IPP Non-CHP
55172 | Bosque County Peaking | ST-5 | Natural Gas Fired Combined Cycle | 250 | IPP Non-CHP
55173 | Acadia Energy Center | CT11 | Natural Gas Fired Combined Cycle | 215.1 | Electric Utility
55173 | Acadia Energy Center | CT12 | Natural Gas Fired Combined Cycle | 215.1 | Electric Utility
55173 | Acadia Energy Center | CT24 | Natural Gas Fired Combined Cycle | 215.1 | Electric Utility
55173 | Acadia Energy Center | CT25 | Natural Gas Fired Combined Cycle | 215.1 | Electric Utility
55173 | Acadia Energy Center | ST13 | Natural Gas Fired Combined Cycle | 264.4 | Electric Utility
55173 | Acadia Energy Center | ST26 | Natural Gas Fired Combined Cycle | 264.4 | Electric Utility
55176 | Eastman Cogeneration Facility | GEN1 | Natural Gas Fired Combined Cycle | 170 | IPP CHP
55176 | Eastman Cogeneration Facility | GEN2 | Natural Gas Fired Combined Cycle | 170 | IPP CHP
55176 | Eastman Cogeneration Facility | GEN3 | Natural Gas Fired Combined Cycle | 127.7 | IPP CHP
55177 | South Point Energy Center | A | Natural Gas Fired Combined Cycle | 236 | IPP Non-CHP
55177 | South Point Energy Center | B | Natural Gas Fired Combined Cycle | 236 | IPP Non-CHP
55177 | South Point Energy Center | ST1 | Natural Gas Fired Combined Cycle | 236 | IPP Non-CHP
55178 | Dogwood Energy Facility | CT-1 | Natural Gas Fired Combined Cycle | 180 | IPP Non-CHP
55178 | Dogwood Energy Facility | CT-2 | Natural Gas Fired Combined Cycle | 180 | IPP Non-CHP
55178 | Dogwood Energy Facility | ST-1 | Natural Gas Fired Combined Cycle | 270 | IPP Non-CHP
55179 | Rathdrum Power LLC | CTG1 | Natural Gas Fired Combined Cycle | 179.4 | IPP Non-CHP
55179 | Rathdrum Power LLC | STG1 | Natural Gas Fired Combined Cycle | 122.1 | IPP Non-CHP
55182 | Sunrise Power LLC | STG | Natural Gas Fired Combined Cycle | 270 | IPP Non-CHP
55182 | Sunrise Power LLC | X718 | Natural Gas Fired Combined Cycle | 167.7 | IPP Non-CHP
55182 | Sunrise Power LLC | X719 | Natural Gas Fired Combined Cycle | 167.7 | IPP Non-CHP
55183 | Nelson Energy Center | CT1 | Natural Gas Fired Combined Cycle | 181.9 | IPP Non-CHP
55183 | Nelson Energy Center | CT2 | Natural Gas Fired Combined Cycle | 179.4 | IPP Non-CHP
55183 | Nelson Energy Center | ST1 | Natural Gas Fired Combined Cycle | 133.5 | IPP Non-CHP
55183 | Nelson Energy Center | ST2 | Natural Gas Fired Combined Cycle | 133.5 | IPP Non-CHP
55184 | Aera San Ardo Cogen Facility | UN-A | Natural Gas Fired Combustion Turbine | 3 | Industrial CHP
55184 | Aera San Ardo Cogen Facility | UN-B | Natural Gas Fired Combustion Turbine | 3.2 | Industrial CHP
55187 | Channelview Cogeneration Plant | GT1 | Natural Gas Fired Combined Cycle | 192.1 | IPP CHP
55187 | Channelview Cogeneration Plant | GT2 | Natural Gas Fired Combined Cycle | 192.1 | IPP CHP
55187 | Channelview Cogeneration Plant | GT3 | Natural Gas Fired Combined Cycle | 192.1 | IPP CHP
55187 | Channelview Cogeneration Plant | GT4 | Natural Gas Fired Combined Cycle | 192.1 | IPP CHP
55187 | Channelview Cogeneration Plant | ST1 | Natural Gas Fired Combined Cycle | 149.9 | IPP CHP
55188 | Cordova Energy | PT11 | Natural Gas Fired Combined Cycle | 210 | IPP Non-CHP
55188 | Cordova Energy | PT21 | Natural Gas Fired Combined Cycle | 210 | IPP Non-CHP
55188 | Cordova Energy | PT31 | Natural Gas Fired Combined Cycle | 191.2 | IPP Non-CHP
55192 | Osceola (FL) | CTG1 | Natural Gas Fired Combustion Turbine | 200 | IPP Non-CHP
55192 | Osceola (FL) | CTG2 | Natural Gas Fired Combustion Turbine | 200 | IPP Non-CHP
55192 | Osceola (FL) | CTG3 | Natural Gas Fired Combustion Turbine | 200 | IPP Non-CHP
55193 | Ontelaunee Energy Center | CTG1 | Natural Gas Fired Combined Cycle | 250 | IPP Non-CHP
55193 | Ontelaunee Energy Center | CTG2 | Natural Gas Fired Combined Cycle | 250 | IPP Non-CHP
55193 | Ontelaunee Energy Center | STG | Natural Gas Fired Combined Cycle | 228 | IPP Non-CHP
55196 | FirstEnergy Springdale 1 & 2 | UNT1 | Natural Gas Fired Combustion Turbine | 43.8 | IPP Non-CHP
55196 | FirstEnergy Springdale 1 & 2 | UNT2 | Natural Gas Fired Combustion Turbine | 43.8 | IPP Non-CHP
55197 | Caledonia | CTG1 | Natural Gas Fired Combined Cycle | 161 | Electric Utility
55197 | Caledonia | CTG2 | Natural Gas Fired Combined Cycle | 161 | Electric Utility
55197 | Caledonia | CTG3 | Natural Gas Fired Combined Cycle | 161 | Electric Utility
55197 | Caledonia | STG1 | Natural Gas Fired Combined Cycle | 106 | Electric Utility
55197 | Caledonia | STG2 | Natural Gas Fired Combined Cycle | 106 | Electric Utility
55197 | Caledonia | STG3 | Natural Gas Fired Combined Cycle | 106 | Electric Utility
55198 | Riverside Generating LLC | GTG1 | Natural Gas Fired Combustion Turbine | 230 | IPP Non-CHP
55198 | Riverside Generating LLC | GTG2 | Natural Gas Fired Combustion Turbine | 230 | IPP Non-CHP
55198 | Riverside Generating LLC | GTG3 | Natural Gas Fired Combustion Turbine | 230 | IPP Non-CHP
55198 | Riverside Generating LLC | GTG4 | Natural Gas Fired Combustion Turbine | 230 | IPP Non-CHP
55198 | Riverside Generating LLC | GTG5 | Natural Gas Fired Combustion Turbine | 230 | IPP Non-CHP
55199 | Elwood Energy LLC | GT1 | Natural Gas Fired Combustion Turbine | 192 | IPP Non-CHP
55199 | Elwood Energy LLC | GT2 | Natural Gas Fired Combustion Turbine | 192 | IPP Non-CHP
55199 | Elwood Energy LLC | GT3 | Natural Gas Fired Combustion Turbine | 192 | IPP Non-CHP
55199 | Elwood Energy LLC | GT4 | Natural Gas Fired Combustion Turbine | 192 | IPP Non-CHP
55199 | Elwood Energy LLC | GT5 | Natural Gas Fired Combustion Turbine | 192 | IPP Non-CHP
55199 | Elwood Energy LLC | GT6 | Natural Gas Fired Combustion Turbine | 192 | IPP Non-CHP
55199 | Elwood Energy LLC | GT7 | Natural Gas Fired Combustion Turbine | 192 | IPP Non-CHP
55199 | Elwood Energy LLC | GT8 | Natural Gas Fired Combustion Turbine | 192 | IPP Non-CHP
55199 | Elwood Energy LLC | GT9 | Natural Gas Fired Combustion Turbine | 192 | IPP Non-CHP
55200 | Arapahoe Combustion Turbine Project | UN5 | Natural Gas Fired Combined Cycle | 71.1 | IPP Non-CHP
55200 | Arapahoe Combustion Turbine Project | UN6 | Natural Gas Fired Combined Cycle | 71.1 | IPP Non-CHP
55200 | Arapahoe Combustion Turbine Project | UN7 | Natural Gas Fired Combined Cycle | 51.8 | IPP Non-CHP
55201 | Gibson City Energy Center LLC | 1 | Natural Gas Fired Combustion Turbine | 135 | IPP Non-CHP
55201 | Gibson City Energy Center LLC | 2 | Natural Gas Fired Combustion Turbine | 135 | IPP Non-CHP
55202 | Pinckneyville | 1 | Natural Gas Fired Combustion Turbine | 45 | Electric Utility
55202 | Pinckneyville | 2 | Natural Gas Fired Combustion Turbine | 45 | Electric Utility
55202 | Pinckneyville | 3 | Natural Gas Fired Combustion Turbine | 45 | Electric Utility
55202 | Pinckneyville | 4 | Natural Gas Fired Combustion Turbine | 45 | Electric Utility
55202 | Pinckneyville | 5 | Natural Gas Fired Combustion Turbine | 50 | Electric Utility
55202 | Pinckneyville | 6 | Natural Gas Fired Combustion Turbine | 50 | Electric Utility
55202 | Pinckneyville | 7 | Natural Gas Fired Combustion Turbine | 50 | Electric Utility
55202 | Pinckneyville | 8 | Natural Gas Fired Combustion Turbine | 50 | Electric Utility
55203 | Ponnequin Phase 1 | EXIS | Onshore Wind Turbine | 5.2 | IPP Non-CHP
55204 | Kinmundy | 1 | Natural Gas Fired Combustion Turbine | 135 | Electric Utility
55204 | Kinmundy | 2 | Natural Gas Fired Combustion Turbine | 135 | Electric Utility
55206 | Corpus Christi Energy Center | CT1 | Natural Gas Fired Combined Cycle | 198.9 | IPP CHP
55206 | Corpus Christi Energy Center | CT2 | Natural Gas Fired Combined Cycle | 198.9 | IPP CHP
55206 | Corpus Christi Energy Center | ST1 | Natural Gas Fired Combined Cycle | 195.5 | IPP CHP
55207 | Valmont Combustion Turbine Project | UN7 | Natural Gas Fired Combustion Turbine | 71.1 | IPP Non-CHP
55207 | Valmont Combustion Turbine Project | UN8 | Natural Gas Fired Combustion Turbine | 71.1 | IPP Non-CHP
55208 | Lake Benton I | EXIS | Onshore Wind Turbine | 107.2 | IPP Non-CHP
55210 | Afton Generating Station | 0001 | Natural Gas Fired Combined Cycle | 177 | Electric Utility
55210 | Afton Generating Station | 0002 | Natural Gas Fired Combined Cycle | 110 | Electric Utility
55211 | ANP Bellingham Energy Project | U1 | Natural Gas Fired Combined Cycle | 289 | IPP Non-CHP
55211 | ANP Bellingham Energy Project | U2 | Natural Gas Fired Combined Cycle | 289 | IPP Non-CHP
55212 | ANP Blackstone Energy Project | U1 | Natural Gas Fired Combined Cycle | 289 | IPP Non-CHP
55212 | ANP Blackstone Energy Project | U2 | Natural Gas Fired Combined Cycle | 289 | IPP Non-CHP
55215 | Odessa Ector Generating Station | CTG1 | Natural Gas Fired Combined Cycle | 176 | IPP Non-CHP
55215 | Odessa Ector Generating Station | CTG2 | Natural Gas Fired Combined Cycle | 176 | IPP Non-CHP
55215 | Odessa Ector Generating Station | CTG3 | Natural Gas Fired Combined Cycle | 176 | IPP Non-CHP
55215 | Odessa Ector Generating Station | CTG4 | Natural Gas Fired Combined Cycle | 176 | IPP Non-CHP
55215 | Odessa Ector Generating Station | STG1 | Natural Gas Fired Combined Cycle | 224.4 | IPP Non-CHP
55215 | Odessa Ector Generating Station | STG2 | Natural Gas Fired Combined Cycle | 224.4 | IPP Non-CHP
55216 | Morris Cogeneration LLC | STG1 | Natural Gas Fired Combined Cycle | 62 | IPP CHP
55216 | Morris Cogeneration LLC | UNT1 | Natural Gas Fired Combined Cycle | 39 | IPP CHP
55216 | Morris Cogeneration LLC | UNT2 | Natural Gas Fired Combined Cycle | 39 | IPP CHP
55216 | Morris Cogeneration LLC | UNT3 | Natural Gas Fired Combined Cycle | 39 | IPP CHP
55217 | Los Medanos Energy Center | CTG1 | Natural Gas Fired Combined Cycle | 198.9 | IPP CHP
55217 | Los Medanos Energy Center | CTG2 | Natural Gas Fired Combined Cycle | 198.9 | IPP CHP
55217 | Los Medanos Energy Center | STG3 | Natural Gas Fired Combined Cycle | 280.5 | IPP CHP
55218 | Hinds Energy Facility | H01 | Natural Gas Fired Combined Cycle | 176.6 | Electric Utility
55218 | Hinds Energy Facility | H02 | Natural Gas Fired Combined Cycle | 176.6 | Electric Utility
55218 | Hinds Energy Facility | H03 | Natural Gas Fired Combined Cycle | 198.1 | Electric Utility
55220 | Attala | A01 | Natural Gas Fired Combined Cycle | 176.6 | Electric Utility
55220 | Attala | A02 | Natural Gas Fired Combined Cycle | 176.6 | Electric Utility
55220 | Attala | A03 | Natural Gas Fired Combined Cycle | 198.1 | Electric Utility
55221 | Harry L. Oswald | G1 | Natural Gas Fired Combined Cycle | 51 | Electric Utility
55221 | Harry L. Oswald | G2 | Natural Gas Fired Combined Cycle | 51 | Electric Utility
55221 | Harry L. Oswald | G3 | Natural Gas Fired Combined Cycle | 51 | Electric Utility
55221 | Harry L. Oswald | G4 | Natural Gas Fired Combined Cycle | 51 | Electric Utility
55221 | Harry L. Oswald | G5 | Natural Gas Fired Combined Cycle | 51 | Electric Utility
55221 | Harry L. Oswald | G6 | Natural Gas Fired Combined Cycle | 51 | Electric Utility
55221 | Harry L. Oswald | G7 | Natural Gas Fired Combined Cycle | 83.5 | Electric Utility
55221 | Harry L. Oswald | G8 | Natural Gas Fired Combined Cycle | 105 | Electric Utility
55221 | Harry L. Oswald | G9 | Natural Gas Fired Combined Cycle | 105 | Electric Utility
55222 | Lincoln Generating Facility | CTG1 | Natural Gas Fired Combustion Turbine | 86.5 | IPP Non-CHP
55222 | Lincoln Generating Facility | CTG2 | Natural Gas Fired Combustion Turbine | 86.5 | IPP Non-CHP
55222 | Lincoln Generating Facility | CTG3 | Natural Gas Fired Combustion Turbine | 86.5 | IPP Non-CHP
55222 | Lincoln Generating Facility | CTG4 | Natural Gas Fired Combustion Turbine | 86.5 | IPP Non-CHP
55222 | Lincoln Generating Facility | CTG5 | Natural Gas Fired Combustion Turbine | 86.5 | IPP Non-CHP
55222 | Lincoln Generating Facility | CTG6 | Natural Gas Fired Combustion Turbine | 86.5 | IPP Non-CHP
55222 | Lincoln Generating Facility | CTG7 | Natural Gas Fired Combustion Turbine | 86.5 | IPP Non-CHP
55222 | Lincoln Generating Facility | CTG8 | Natural Gas Fired Combustion Turbine | 86.5 | IPP Non-CHP
55223 | Ennis Power Company LLC | GT1 | Natural Gas Fired Combined Cycle | 285 | IPP Non-CHP
55223 | Ennis Power Company LLC | ST1 | Natural Gas Fired Combined Cycle | 133 | IPP Non-CHP
55224 | Wheatland Generating Facility | CTG1 | Natural Gas Fired Combustion Turbine | 125.1 | Electric Utility
55224 | Wheatland Generating Facility | CTG2 | Natural Gas Fired Combustion Turbine | 125.1 | Electric Utility
55224 | Wheatland Generating Facility | CTG3 | Natural Gas Fired Combustion Turbine | 125.1 | Electric Utility
55224 | Wheatland Generating Facility | CTG4 | Natural Gas Fired Combustion Turbine | 125.1 | Electric Utility
55225 | Oneta Energy Center | CTG1 | Natural Gas Fired Combined Cycle | 176 | IPP Non-CHP
55225 | Oneta Energy Center | CTG2 | Natural Gas Fired Combined Cycle | 176 | IPP Non-CHP
55225 | Oneta Energy Center | CTG3 | Natural Gas Fired Combined Cycle | 176 | IPP Non-CHP
55225 | Oneta Energy Center | CTG4 | Natural Gas Fired Combined Cycle | 176 | IPP Non-CHP
55225 | Oneta Energy Center | STG1 | Natural Gas Fired Combined Cycle | 255 | IPP Non-CHP
55225 | Oneta Energy Center | STG2 | Natural Gas Fired Combined Cycle | 255 | IPP Non-CHP
55226 | Freestone Energy Center | GT1 | Natural Gas Fired Combined Cycle | 166.7 | IPP Non-CHP
55226 | Freestone Energy Center | GT2 | Natural Gas Fired Combined Cycle | 166.7 | IPP Non-CHP
55226 | Freestone Energy Center | GT3 | Natural Gas Fired Combined Cycle | 166.7 | IPP Non-CHP
55226 | Freestone Energy Center | GT4 | Natural Gas Fired Combined Cycle | 166.7 | IPP Non-CHP
55226 | Freestone Energy Center | ST3 | Natural Gas Fired Combined Cycle | 184.6 | IPP Non-CHP
55226 | Freestone Energy Center | ST6 | Natural Gas Fired Combined Cycle | 184.6 | IPP Non-CHP
55228 | Greenville Electric Generating Station | GT1 | Natural Gas Fired Combustion Turbine | 59 | Electric Utility
55228 | Greenville Electric Generating Station | GT2 | Natural Gas Fired Combustion Turbine | 59 | Electric Utility
55228 | Greenville Electric Generating Station | GT3 | Natural Gas Fired Combustion Turbine | 59 | Electric Utility
55228 | Greenville Electric Generating Station | GT4 | Natural Gas Fired Combustion Turbine | 59 | Electric Utility
55229 | Montpelier Electric Generating Station | GT1 | Natural Gas Fired Combustion Turbine | 59 | IPP Non-CHP
55229 | Montpelier Electric Generating Station | GT2 | Natural Gas Fired Combustion Turbine | 59 | IPP Non-CHP
55229 | Montpelier Electric Generating Station | GT3 | Natural Gas Fired Combustion Turbine | 59 | IPP Non-CHP
55229 | Montpelier Electric Generating Station | GT4 | Natural Gas Fired Combustion Turbine | 59 | IPP Non-CHP
55230 | Jack County | CT1 | Natural Gas Fired Combined Cycle | 170 | Electric Utility
55230 | Jack County | CT2 | Natural Gas Fired Combined Cycle | 170 | Electric Utility
55230 | Jack County | CT3 | Natural Gas Fired Combined Cycle | 170 | Electric Utility
55230 | Jack County | CT4 | Natural Gas Fired Combined Cycle | 170 | Electric Utility
55230 | Jack County | ST1 | Natural Gas Fired Combined Cycle | 300 | Electric Utility
55230 | Jack County | ST2 | Natural Gas Fired Combined Cycle | 300 | Electric Utility
55231 | Liberty Electric Power Plant | GTG1 | Natural Gas Fired Combined Cycle | 186 | IPP Non-CHP
55231 | Liberty Electric Power Plant | GTG2 | Natural Gas Fired Combined Cycle | 186 | IPP Non-CHP
55231 | Liberty Electric Power Plant | STG | Natural Gas Fired Combined Cycle | 242 | IPP Non-CHP
55232 | Marshall Energy Facility | CT1 | Natural Gas Fired Combustion Turbine | 86 | Electric Utility
55232 | Marshall Energy Facility | CT2 | Natural Gas Fired Combustion Turbine | 86 | Electric Utility
55232 | Marshall Energy Facility | CT3 | Natural Gas Fired Combustion Turbine | 86 | Electric Utility
55232 | Marshall Energy Facility | CT4 | Natural Gas Fired Combustion Turbine | 86 | Electric Utility
55232 | Marshall Energy Facility | CT5 | Natural Gas Fired Combustion Turbine | 86 | Electric Utility
55232 | Marshall Energy Facility | CT6 | Natural Gas Fired Combustion Turbine | 86 | Electric Utility
55232 | Marshall Energy Facility | CT7 | Natural Gas Fired Combustion Turbine | 86 | Electric Utility
55232 | Marshall Energy Facility | CT8 | Natural Gas Fired Combustion Turbine | 86 | Electric Utility
55233 | Handsome Lake Energy LLC | GT01 | Natural Gas Fired Combustion Turbine | 58.9 | IPP Non-CHP
55233 | Handsome Lake Energy LLC | GT02 | Natural Gas Fired Combustion Turbine | 58.9 | IPP Non-CHP
55233 | Handsome Lake Energy LLC | GT03 | Natural Gas Fired Combustion Turbine | 58.9 | IPP Non-CHP
55233 | Handsome Lake Energy LLC | GT04 | Natural Gas Fired Combustion Turbine | 58.9 | IPP Non-CHP
55233 | Handsome Lake Energy LLC | GT05 | Natural Gas Fired Combustion Turbine | 58.9 | IPP Non-CHP
55234 | Audrain Generating Station | GT1 | Natural Gas Fired Combustion Turbine | 101.8 | Electric Utility
55234 | Audrain Generating Station | GT2 | Natural Gas Fired Combustion Turbine | 101.8 | Electric Utility
55234 | Audrain Generating Station | GT3 | Natural Gas Fired Combustion Turbine | 101.8 | Electric Utility
55234 | Audrain Generating Station | GT4 | Natural Gas Fired Combustion Turbine | 101.8 | Electric Utility
55234 | Audrain Generating Station | GT5 | Natural Gas Fired Combustion Turbine | 101.8 | Electric Utility
55234 | Audrain Generating Station | GT6 | Natural Gas Fired Combustion Turbine | 101.8 | Electric Utility
55234 | Audrain Generating Station | GT7 | Natural Gas Fired Combustion Turbine | 101.8 | Electric Utility
55234 | Audrain Generating Station | GT8 | Natural Gas Fired Combustion Turbine | 101.8 | Electric Utility
55236 | Lee Energy Facility | CT1 | Natural Gas Fired Combustion Turbine | 101.8 | IPP Non-CHP
55236 | Lee Energy Facility | CT2 | Natural Gas Fired Combustion Turbine | 101.8 | IPP Non-CHP
55236 | Lee Energy Facility | CT3 | Natural Gas Fired Combustion Turbine | 101.8 | IPP Non-CHP
55236 | Lee Energy Facility | CT4 | Natural Gas Fired Combustion Turbine | 101.8 | IPP Non-CHP
55236 | Lee Energy Facility | CT5 | Natural Gas Fired Combustion Turbine | 101.8 | IPP Non-CHP
55236 | Lee Energy Facility | CT6 | Natural Gas Fired Combustion Turbine | 101.8 | IPP Non-CHP
55236 | Lee Energy Facility | CT7 | Natural Gas Fired Combustion Turbine | 101.8 | IPP Non-CHP
55236 | Lee Energy Facility | CT8 | Natural Gas Fired Combustion Turbine | 101.8 | IPP Non-CHP
55237 | Energy Shelby County | CTG1 | Natural Gas Fired Combustion Turbine | 60.5 | IPP Non-CHP
55237 | Energy Shelby County | CTG2 | Natural Gas Fired Combustion Turbine | 60.5 | IPP Non-CHP
55237 | Energy Shelby County | CTG3 | Natural Gas Fired Combustion Turbine | 60.5 | IPP Non-CHP
55237 | Energy Shelby County | CTG4 | Natural Gas Fired Combustion Turbine | 60.5 | IPP Non-CHP
55237 | Energy Shelby County | CTG5 | Natural Gas Fired Combustion Turbine | 60.5 | IPP Non-CHP
55237 | Energy Shelby County | CTG6 | Natural Gas Fired Combustion Turbine | 60.5 | IPP Non-CHP
55237 | Energy Shelby County | CTG7 | Natural Gas Fired Combustion Turbine | 60 | IPP Non-CHP
55237 | Energy Shelby County | CTG8 | Natural Gas Fired Combustion Turbine | 60 | IPP Non-CHP
55238 | NRG Rockford I | 0001 | Natural Gas Fired Combustion Turbine | 158 | IPP Non-CHP
55238 | NRG Rockford I | 0002 | Natural Gas Fired Combustion Turbine | 158 | IPP Non-CHP
55239 | Red Oak Power LLC | 0001 | Natural Gas Fired Combined Cycle | 180.2 | IPP Non-CHP
55239 | Red Oak Power LLC | 0002 | Natural Gas Fired Combined Cycle | 180.2 | IPP Non-CHP
55239 | Red Oak Power LLC | 0003 | Natural Gas Fired Combined Cycle | 180.2 | IPP Non-CHP
55239 | Red Oak Power LLC | 0004 | Natural Gas Fired Combined Cycle | 280.5 | IPP Non-CHP
55241 | Hog Bayou Energy Center | CT01 | Natural Gas Fired Combined Cycle | 200 | IPP Non-CHP
55241 | Hog Bayou Energy Center | ST01 | Natural Gas Fired Combined Cycle | 80 | IPP Non-CHP
55242 | Santa Rosa Energy Center | CT01 | Natural Gas Fired Combined Cycle | 200 | IPP CHP
55242 | Santa Rosa Energy Center | ST01 | Natural Gas Fired Combined Cycle | 74.5 | IPP CHP
55243 | Astoria Gas Turbines | 10 | Petroleum Liquids | 23.8 | IPP Non-CHP
55243 | Astoria Gas Turbines | 11 | Petroleum Liquids | 23.8 | IPP Non-CHP
55243 | Astoria Gas Turbines | 12 | Petroleum Liquids | 23.8 | IPP Non-CHP
55243 | Astoria Gas Turbines | 13 | Petroleum Liquids | 23.8 | IPP Non-CHP
55243 | Astoria Gas Turbines | 2-1 | Natural Gas Fired Combustion Turbine | 41.9 | IPP Non-CHP
55243 | Astoria Gas Turbines | 2-2 | Natural Gas Fired Combustion Turbine | 41.9 | IPP Non-CHP
55243 | Astoria Gas Turbines | 2-3 | Natural Gas Fired Combustion Turbine | 41.9 | IPP Non-CHP
55243 | Astoria Gas Turbines | 2-4 | Natural Gas Fired Combustion Turbine | 41.9 | IPP Non-CHP
55243 | Astoria Gas Turbines | 3-1 | Natural Gas Fired Combustion Turbine | 41.9 | IPP Non-CHP
55243 | Astoria Gas Turbines | 3-2 | Natural Gas Fired Combustion Turbine | 41.9 | IPP Non-CHP
55243 | Astoria Gas Turbines | 3-3 | Natural Gas Fired Combustion Turbine | 41.9 | IPP Non-CHP
55243 | Astoria Gas Turbines | 3-4 | Natural Gas Fired Combustion Turbine | 41.9 | IPP Non-CHP
55243 | Astoria Gas Turbines | 4-1 | Natural Gas Fired Combustion Turbine | 41.9 | IPP Non-CHP
55243 | Astoria Gas Turbines | 4-2 | Natural Gas Fired Combustion Turbine | 41.9 | IPP Non-CHP
55243 | Astoria Gas Turbines | 4-3 | Natural Gas Fired Combustion Turbine | 41.9 | IPP Non-CHP
55243 | Astoria Gas Turbines | 4-4 | Natural Gas Fired Combustion Turbine | 41.9 | IPP Non-CHP
55243 | Astoria Gas Turbines | 5 | Petroleum Liquids | 16.3 | IPP Non-CHP
55243 | Astoria Gas Turbines | 7 | Petroleum Liquids | 16.3 | IPP Non-CHP
55243 | Astoria Gas Turbines | 8 | Petroleum Liquids | 16.3 | IPP Non-CHP
55244 | Doyle Energy Facility | CTG1 | Natural Gas Fired Combustion Turbine | 64 | Electric Utility
55244 | Doyle Energy Facility | CTG2 | Natural Gas Fired Combustion Turbine | 71.8 | Electric Utility
55244 | Doyle Energy Facility | CTG3 | Natural Gas Fired Combustion Turbine | 71.8 | Electric Utility
55244 | Doyle Energy Facility | CTG4 | Natural Gas Fired Combustion Turbine | 100.7 | Electric Utility
55244 | Doyle Energy Facility | CTG5 | Natural Gas Fired Combustion Turbine | 100.7 | Electric Utility
55245 | Tuscola Station | TG1 | Conventional Steam Coal | 6 | Industrial CHP
55245 | Tuscola Station | TG2 | Conventional Steam Coal | 6 | Industrial CHP
55245 | Tuscola Station | TG3 | Conventional Steam Coal | 6 | Industrial CHP
55247 | Darby Electric Generating Station | GT1 | Natural Gas Fired Combustion Turbine | 94 | IPP Non-CHP
55247 | Darby Electric Generating Station | GT2 | Natural Gas Fired Combustion Turbine | 94 | IPP Non-CHP
55247 | Darby Electric Generating Station | GT3 | Natural Gas Fired Combustion Turbine | 94 | IPP Non-CHP
55247 | Darby Electric Generating Station | GT4 | Natural Gas Fired Combustion Turbine | 94 | IPP Non-CHP
55247 | Darby Electric Generating Station | GT5 | Natural Gas Fired Combustion Turbine | 94 | IPP Non-CHP
55247 | Darby Electric Generating Station | GT6 | Natural Gas Fired Combustion Turbine | 94 | IPP Non-CHP
55248 | Tait Electric Generating Station | GT4 | Natural Gas Fired Combustion Turbine | 94 | IPP Non-CHP
55248 | Tait Electric Generating Station | GT5 | Natural Gas Fired Combustion Turbine | 94 | IPP Non-CHP
55248 | Tait Electric Generating Station | GT6 | Natural Gas Fired Combustion Turbine | 94 | IPP Non-CHP
55248 | Tait Electric Generating Station | GT7 | Natural Gas Fired Combustion Turbine | 94 | IPP Non-CHP
55250 | University Park South | UPG1 | Natural Gas Fired Combustion Turbine | 58.9 | IPP Non-CHP
55250 | University Park South | UPG2 | Natural Gas Fired Combustion Turbine | 58.9 | IPP Non-CHP
55250 | University Park South | UPG3 | Natural Gas Fired Combustion Turbine | 58.9 | IPP Non-CHP
55250 | University Park South | UPG4 | Natural Gas Fired Combustion Turbine | 58.9 | IPP Non-CHP
55250 | University Park South | UPG5 | Natural Gas Fired Combustion Turbine | 58.9 | IPP Non-CHP
55250 | University Park South | UPG6 | Natural Gas Fired Combustion Turbine | 58.9 | IPP Non-CHP
55251 | Gleason Generating Facility | CTG1 | Natural Gas Fired Combustion Turbine | 185.4 | Electric Utility
55251 | Gleason Generating Facility | CTG2 | Natural Gas Fired Combustion Turbine | 191.2 | Electric Utility
55251 | Gleason Generating Facility | CTG3 | Natural Gas Fired Combustion Turbine | 191.2 | Electric Utility
55253 | Crete Energy Venture LLC | GT1 | Natural Gas Fired Combustion Turbine | 89 | IPP Non-CHP
55253 | Crete Energy Venture LLC | GT2 | Natural Gas Fired Combustion Turbine | 89 | IPP Non-CHP
55253 | Crete Energy Venture LLC | GT3 | Natural Gas Fired Combustion Turbine | 89 | IPP Non-CHP
55253 | Crete Energy Venture LLC | GT4 | Natural Gas Fired Combustion Turbine | 89 | IPP Non-CHP
55259 | Whiting Clean Energy | CT1 | Natural Gas Fired Combined Cycle | 181.9 | IPP CHP
55259 | Whiting Clean Energy | CT2 | Natural Gas Fired Combined Cycle | 181.9 | IPP CHP
55259 | Whiting Clean Energy | ST1 | Natural Gas Fired Combined Cycle | 213 | IPP CHP
55262 | Bowling Green Generating Station | CT1 | Natural Gas Fired Combustion Turbine | 33 | Electric Utility
55262 | Bowling Green Generating Station | CT2 | Natural Gas Fired Combustion Turbine | 16.5 | Electric Utility
55263 | Galion Generating Station | CT1 | Natural Gas Fired Combustion Turbine | 33 | Electric Utility
55263 | Galion Generating Station | CT2 | Natural Gas Fired Combustion Turbine | 16.5 | Electric Utility
55264 | Napoleon Peaking Station | CT1 | Natural Gas Fired Combustion Turbine | 33 | Electric Utility
55264 | Napoleon Peaking Station | CT2 | Natural Gas Fired Combustion Turbine | 16.5 | Electric Utility
55265 | Lake Benton II | EXIS | Onshore Wind Turbine | 103.5 | IPP Non-CHP
55267 | Edward L. Addison Generating Plant | 712 | Natural Gas Fired Combustion Turbine | 175.3 | IPP Non-CHP
55267 | Edward L. Addison Generating Plant | 713 | Natural Gas Fired Combustion Turbine | 175.3 | IPP Non-CHP
55267 | Edward L. Addison Generating Plant | 714 | Natural Gas Fired Combustion Turbine | 175.3 | IPP Non-CHP
55267 | Edward L. Addison Generating Plant | 715 | Natural Gas Fired Combustion Turbine | 175.3 | IPP Non-CHP
55269 | TVA Southaven Combined Cycle | CTG1 | Natural Gas Fired Combined Cycle | 179.3 | Electric Utility
55269 | TVA Southaven Combined Cycle | CTG2 | Natural Gas Fired Combined Cycle | 179.3 | Electric Utility
55269 | TVA Southaven Combined Cycle | CTG3 | Natural Gas Fired Combined Cycle | 179.3 | Electric Utility
55269 | TVA Southaven Combined Cycle | STG1 | Natural Gas Fired Combined Cycle | 122 | Electric Utility
55269 | TVA Southaven Combined Cycle | STG2 | Natural Gas Fired Combined Cycle | 122 | Electric Utility
55269 | TVA Southaven Combined Cycle | STG3 | Natural Gas Fired Combined Cycle | 122 | Electric Utility
55270 | Jackson Generating Station | 7EA | Natural Gas Fired Combined Cycle | 79 | Electric Utility
55270 | Jackson Generating Station | LM1 | Natural Gas Fired Combined Cycle | 60 | Electric Utility
55270 | Jackson Generating Station | LM2 | Natural Gas Fired Combined Cycle | 60 | Electric Utility
55270 | Jackson Generating Station | LM3 | Natural Gas Fired Combined Cycle | 60 | Electric Utility
55270 | Jackson Generating Station | LM4 | Natural Gas Fired Combined Cycle | 60 | Electric Utility
55270 | Jackson Generating Station | LM5 | Natural Gas Fired Combined Cycle | 60 | Electric Utility
55270 | Jackson Generating Station | LM6 | Natural Gas Fired Combined Cycle | 60 | Electric Utility
55270 | Jackson Generating Station | ST1 | Natural Gas Fired Combined Cycle | 105 | Electric Utility
55270 | Jackson Generating Station | ST2 | Natural Gas Fired Combined Cycle | 105 | Electric Utility
55271 | Tenaska Lindsay Hill Generating Station | GTG1 | Natural Gas Fired Combined Cycle | 183.1 | IPP Non-CHP
55271 | Tenaska Lindsay Hill Generating Station | GTG2 | Natural Gas Fired Combined Cycle | 183.1 | IPP Non-CHP
55271 | Tenaska Lindsay Hill Generating Station | GTG3 | Natural Gas Fired Combined Cycle | 183.1 | IPP Non-CHP
55271 | Tenaska Lindsay Hill Generating Station | STG1 | Natural Gas Fired Combined Cycle | 390.1 | IPP Non-CHP
55274 | State Farm Support Center East | 2A | Petroleum Liquids | 1.8 | Commercial Non-CHP
55274 | State Farm Support Center East | 2B | Petroleum Liquids | 1.8 | Commercial Non-CHP
55274 | State Farm Support Center East | 3A | Petroleum Liquids | 1.8 | Commercial Non-CHP
55274 | State Farm Support Center East | 3B | Petroleum Liquids | 1.8 | Commercial Non-CHP
55274 | State Farm Support Center East | 4A | Petroleum Liquids | 1.8 | Commercial Non-CHP
55274 | State Farm Support Center East | 4B | Petroleum Liquids | 1.8 | Commercial Non-CHP
55276 | Ceredo Generating Station | 01 | Natural Gas Fired Combustion Turbine | 86.5 | Electric Utility
55276 | Ceredo Generating Station | 02 | Natural Gas Fired Combustion Turbine | 86.5 | Electric Utility
55276 | Ceredo Generating Station | 03 | Natural Gas Fired Combustion Turbine | 86.5 | Electric Utility
55276 | Ceredo Generating Station | 04 | Natural Gas Fired Combustion Turbine | 86.5 | Electric Utility
55276 | Ceredo Generating Station | 05 | Natural Gas Fired Combustion Turbine | 86.5 | Electric Utility
55276 | Ceredo Generating Station | 06 | Natural Gas Fired Combustion Turbine | 86.5 | Electric Utility
55278 | Beaver Creek Gas Plant | 1 | Natural Gas Fired Combustion Turbine | 2.5 | Industrial CHP
55278 | Beaver Creek Gas Plant | 2 | Natural Gas Fired Combustion Turbine | 2.5 | Industrial CHP
55279 | Aurora | CTG1 | Natural Gas Fired Combustion Turbine | 213 | IPP Non-CHP
55279 | Aurora | CTG10 | Natural Gas Fired Combustion Turbine | 71 | IPP Non-CHP
55279 | Aurora | CTG2 | Natural Gas Fired Combustion Turbine | 213 | IPP Non-CHP
55279 | Aurora | CTG3 | Natural Gas Fired Combustion Turbine | 210 | IPP Non-CHP
55279 | Aurora | CTG4 | Natural Gas Fired Combustion Turbine | 213 | IPP Non-CHP
55279 | Aurora | CTG5 | Natural Gas Fired Combustion Turbine | 71 | IPP Non-CHP
55279 | Aurora | CTG6 | Natural Gas Fired Combustion Turbine | 71 | IPP Non-CHP
55279 | Aurora | CTG7 | Natural Gas Fired Combustion Turbine | 71 | IPP Non-CHP
55279 | Aurora | CTG8 | Natural Gas Fired Combustion Turbine | 71 | IPP Non-CHP
55279 | Aurora | CTG9 | Natural Gas Fired Combustion Turbine | 71 | IPP Non-CHP
55281 | Southeast Chicago Energy Project | GT05 | Natural Gas Fired Combustion Turbine | 50.9 | IPP Non-CHP
55281 | Southeast Chicago Energy Project | GT06 | Natural Gas Fired Combustion Turbine | 50.9 | IPP Non-CHP
55281 | Southeast Chicago Energy Project | GT07 | Natural Gas Fired Combustion Turbine | 50.9 | IPP Non-CHP
55281 | Southeast Chicago Energy Project | GT08 | Natural Gas Fired Combustion Turbine | 50.9 | IPP Non-CHP
55281 | Southeast Chicago Energy Project | GT09 | Natural Gas Fired Combustion Turbine | 50.9 | IPP Non-CHP
55281 | Southeast Chicago Energy Project | GT10 | Natural Gas Fired Combustion Turbine | 50.9 | IPP Non-CHP
55281 | Southeast Chicago Energy Project | GT11 | Natural Gas Fired Combustion Turbine | 50.9 | IPP Non-CHP
55281 | Southeast Chicago Energy Project | GT12 | Natural Gas Fired Combustion Turbine | 50.9 | IPP Non-CHP
55282 | Arlington Valley Energy Facility | CTG1 | Natural Gas Fired Combined Cycle | 198 | IPP Non-CHP
55282 | Arlington Valley Energy Facility | CTG2 | Natural Gas Fired Combined Cycle | 198 | IPP Non-CHP
55282 | Arlington Valley Energy Facility | STG1 | Natural Gas Fired Combined Cycle | 317 | IPP Non-CHP
55283 | Front Range Power Plant | 1 | Natural Gas Fired Combined Cycle | 154 | Electric Utility
55283 | Front Range Power Plant | 2 | Natural Gas Fired Combined Cycle | 154 | Electric Utility
55283 | Front Range Power Plant | 3 | Natural Gas Fired Combined Cycle | 233 | Electric Utility
55284 | Big Sandy Peaker Plant | BSG1 | Natural Gas Fired Combustion Turbine | 58.9 | IPP Non-CHP
55284 | Big Sandy Peaker Plant | BSG2 | Natural Gas Fired Combustion Turbine | 58.9 | IPP Non-CHP
55284 | Big Sandy Peaker Plant | BSG3 | Natural Gas Fired Combustion Turbine | 58.9 | IPP Non-CHP
55284 | Big Sandy Peaker Plant | BSG4 | Natural Gas Fired Combustion Turbine | 58.9 | IPP Non-CHP
55284 | Big Sandy Peaker Plant | BSG5 | Natural Gas Fired Combustion Turbine | 58.9 | IPP Non-CHP
55284 | Big Sandy Peaker Plant | BSG6 | Natural Gas Fired Combustion Turbine | 58.9 | IPP Non-CHP
55285 | Wolf Hills Energy | WHG1 | Natural Gas Fired Combustion Turbine | 57 | IPP Non-CHP
55285 | Wolf Hills Energy | WHG2 | Natural Gas Fired Combustion Turbine | 57 | IPP Non-CHP
55285 | Wolf Hills Energy | WHG3 | Natural Gas Fired Combustion Turbine | 57 | IPP Non-CHP
55285 | Wolf Hills Energy | WHG4 | Natural Gas Fired Combustion Turbine | 57 | IPP Non-CHP
55285 | Wolf Hills Energy | WHG5 | Natural Gas Fired Combustion Turbine | 57 | IPP Non-CHP
55286 | Oleander Power Project LP | OG1 | Natural Gas Fired Combustion Turbine | 198.9 | IPP Non-CHP
55286 | Oleander Power Project LP | OG2 | Natural Gas Fired Combustion Turbine | 198.9 | IPP Non-CHP
55286 | Oleander Power Project LP | OG3 | Natural Gas Fired Combustion Turbine | 198.9 | IPP Non-CHP
55286 | Oleander Power Project LP | OG4 | Natural Gas Fired Combustion Turbine | 198.9 | IPP Non-CHP
55286 | Oleander Power Project LP | OG5 | Natural Gas Fired Combustion Turbine | 198.8 | IPP Non-CHP
55287 | Storm Lake II | EXIS | Onshore Wind Turbine | 80.2 | IPP Non-CHP
55288 | Medway Hydro | MW01 | Conventional Hydroelectric | 0.8 | IPP Non-CHP
55288 | Medway Hydro | MW02 | Conventional Hydroelectric | 0.8 | IPP Non-CHP
55288 | Medway Hydro | MW03 | Conventional Hydroelectric | 0.8 | IPP Non-CHP
55288 | Medway Hydro | MW04 | Conventional Hydroelectric | 0.8 | IPP Non-CHP
55288 | Medway Hydro | MW05 | Conventional Hydroelectric | 0.8 | IPP Non-CHP
55292 | Decatur Energy Center | CTG1 | Natural Gas Fired Combined Cycle | 210.8 | IPP Non-CHP
55292 | Decatur Energy Center | CTG2 | Natural Gas Fired Combined Cycle | 210.8 | IPP Non-CHP
55292 | Decatur Energy Center | CTG3 | Natural Gas Fired Combined Cycle | 210.8 | IPP Non-CHP
55292 | Decatur Energy Center | STG1 | Natural Gas Fired Combined Cycle | 270 | IPP Non-CHP
55293 | Morgan Energy Center | CTG1 | Natural Gas Fired Combined Cycle | 210 | IPP CHP
55293 | Morgan Energy Center | CTG2 | Natural Gas Fired Combined Cycle | 210 | IPP CHP
55293 | Morgan Energy Center | CTG3 | Natural Gas Fired Combined Cycle | 210 | IPP CHP
55293 | Morgan Energy Center | STG1 | Natural Gas Fired Combined Cycle | 270 | IPP CHP
55294 | Westbrook Energy Center Power Plant | GTG1 | Natural Gas Fired Combined Cycle | 184.2 | IPP Non-CHP
55294 | Westbrook Energy Center Power Plant | GTG2 | Natural Gas Fired Combined Cycle | 184.2 | IPP Non-CHP
55294 | Westbrook Energy Center Power Plant | STG3 | Natural Gas Fired Combined Cycle | 195.5 | IPP Non-CHP
55295 | Blythe Energy Inc | CT1 | Natural Gas Fired Combined Cycle | 182 | IPP Non-CHP
55295 | Blythe Energy Inc | CT2 | Natural Gas Fired Combined Cycle | 182 | IPP Non-CHP
55295 | Blythe Energy Inc | ST1 | Natural Gas Fired Combined Cycle | 227 | IPP Non-CHP
55296 | Calumet Energy Team LLC | CT11 | Natural Gas Fired Combustion Turbine | 156.4 | IPP Non-CHP
55296 | Calumet Energy Team LLC | CT12 | Natural Gas Fired Combustion Turbine | 156.4 | IPP Non-CHP
55297 | New Covert Generating Facility | 1 | Natural Gas Fired Combined Cycle | 245 | IPP Non-CHP
55297 | New Covert Generating Facility | 1A | Natural Gas Fired Combined Cycle | 147 | IPP Non-CHP
55297 | New Covert Generating Facility | 2 | Natural Gas Fired Combined Cycle | 245 | IPP Non-CHP
55297 | New Covert Generating Facility | 2A | Natural Gas Fired Combined Cycle | 147 | IPP Non-CHP
55297 | New Covert Generating Facility | 3 | Natural Gas Fired Combined Cycle | 245 | IPP Non-CHP
55297 | New Covert Generating Facility | 3A | Natural Gas Fired Combined Cycle | 147 | IPP Non-CHP
55298 | Fairless Energy Center | CT1A | Natural Gas Fired Combined Cycle | 198.9 | IPP Non-CHP
55298 | Fairless Energy Center | CT1B | Natural Gas Fired Combined Cycle | 198.9 | IPP Non-CHP
55298 | Fairless Energy Center | CT2A | Natural Gas Fired Combined Cycle | 198.9 | IPP Non-CHP
55298 | Fairless Energy Center | CT2B | Natural Gas Fired Combined Cycle | 198.9 | IPP Non-CHP
55298 | Fairless Energy Center | ST1 | Natural Gas Fired Combined Cycle | 271.2 | IPP Non-CHP
55298 | Fairless Energy Center | ST2 | Natural Gas Fired Combined Cycle | 271.2 | IPP Non-CHP
55299 | Channel Energy Center LLC | CTG1 | Natural Gas Fired Combined Cycle | 215 | IPP CHP
55299 | Channel Energy Center LLC | CTG2 | Natural Gas Fired Combined Cycle | 215 | IPP CHP
55299 | Channel Energy Center LLC | CTG3 | Natural Gas Fired Combined Cycle | 208.8 | IPP CHP
55299 | Channel Energy Center LLC | ST-1 | Natural Gas Fired Combined Cycle | 285 | IPP CHP
55302 | Wasatch Energy Systems Energy Recovery | 1 | Municipal Solid Waste | 1.6 | IPP CHP
55304 | Baconton Power Plant | CT1 | Natural Gas Fired Combustion Turbine | 60.5 | IPP Non-CHP
55304 | Baconton Power Plant | CT4 | Natural Gas Fired Combustion Turbine | 60.5 | IPP Non-CHP
55304 | Baconton Power Plant | CT5 | Natural Gas Fired Combustion Turbine | 60.5 | IPP Non-CHP
55304 | Baconton Power Plant | CT6 | Natural Gas Fired Combustion Turbine | 60.5 | IPP Non-CHP
55306 | Gila River Power Station | CTG7 | Natural Gas Fired Combined Cycle | 174 | IPP Non-CHP
55306 | Gila River Power Station | CTG8 | Natural Gas Fired Combined Cycle | 174 | IPP Non-CHP
55306 | Gila River Power Station | ST12 | Natural Gas Fired Combined Cycle | 271 | IPP Non-CHP
55308 | Calvert City | GEN1 | Natural Gas Fired Combustion Turbine | 26.7 | Industrial CHP
55309 | Air Products Port Arthur | GEN 5 | Natural Gas Fired Combustion Turbine | 32.8 | Industrial CHP
55309 | Air Products Port Arthur | GEN1 | Natural Gas Fired Combustion Turbine | 37.6 | Industrial CHP
55309 | Air Products Port Arthur | GEN3 | Natural Gas Fired Combined Cycle | 20.5 | Industrial CHP
55309 | Air Products Port Arthur | GEN4 | Natural Gas Fired Combined Cycle | 78.2 | Industrial CHP
55311 | BASF Freeport Works | GEN1 | Natural Gas Fired Combustion Turbine | 81 | Industrial CHP
55311 | BASF Freeport Works | GEN2 | Natural Gas Steam Turbine | 11.7 | Industrial CHP
55312 | Phelps Dodge Cobre Mining | 1 | Petroleum Liquids | 0.8 | Industrial Non-CHP
55312 | Phelps Dodge Cobre Mining | 2 | Petroleum Liquids | 0.8 | Industrial Non-CHP
55312 | Phelps Dodge Cobre Mining | 3 | Petroleum Liquids | 0.8 | Industrial Non-CHP
55313 | Ingleside Cogeneration | CTG1 | Natural Gas Fired Combined Cycle | 170.1 | Industrial CHP
55313 | Ingleside Cogeneration | CTG2 | Natural Gas Fired Combined Cycle | 170.1 | Industrial CHP
55313 | Ingleside Cogeneration | STG | Natural Gas Fired Combined Cycle | 176.8 | Industrial CHP
55317 | Fore River Generating Station | GT11 | Natural Gas Fired Combined Cycle | 278.6 | IPP Non-CHP
55317 | Fore River Generating Station | GT12 | Natural Gas Fired Combined Cycle | 278.6 | IPP Non-CHP
55317 | Fore River Generating Station | ST15 | Natural Gas Fired Combined Cycle | 315 | IPP Non-CHP
55318 | Indian River | 1 | Natural Gas Steam Turbine | 79 | Electric Utility
55318 | Indian River | 2 | Natural Gas Steam Turbine | 213 | Electric Utility
55318 | Indian River | 3 | Natural Gas Steam Turbine | 317 | Electric Utility
55319 | Athens Regional Medical Center | CT1 | Petroleum Liquids | 0.7 | Commercial Non-CHP
55319 | Athens Regional Medical Center | CT3 | Petroleum Liquids | 0.7 | Commercial Non-CHP
55319 | Athens Regional Medical Center | STEG3 | Petroleum Liquids | 0.8 | Commercial Non-CHP
55319 | Athens Regional Medical Center | STEG4 | Petroleum Liquids | 0.8 | Commercial Non-CHP
55319 | Athens Regional Medical Center | STEG5 | Petroleum Liquids | 0.8 | Commercial Non-CHP
55319 | Athens Regional Medical Center | STEG6 | Petroleum Liquids | 0.8 | Commercial Non-CHP
55320 | Wise County Power LLC | GT1 | Natural Gas Fired Combined Cycle | 242 | IPP Non-CHP
55320 | Wise County Power LLC | GT2 | Natural Gas Fired Combined Cycle | 242 | IPP Non-CHP
55320 | Wise County Power LLC | ST1 | Natural Gas Fired Combined Cycle | 262 | IPP Non-CHP
55322 | Chuck Lenzie Generating Station | CTG1 | Natural Gas Fired Combined Cycle | 201.5 | Electric Utility
55322 | Chuck Lenzie Generating Station | CTG2 | Natural Gas Fired Combined Cycle | 201.5 | Electric Utility
55322 | Chuck Lenzie Generating Station | CTG3 | Natural Gas Fired Combined Cycle | 201.5 | Electric Utility
55322 | Chuck Lenzie Generating Station | CTG4 | Natural Gas Fired Combined Cycle | 201.5 | Electric Utility
55322 | Chuck Lenzie Generating Station | ST1 | Natural Gas Fired Combined Cycle | 329.8 | Electric Utility
55322 | Chuck Lenzie Generating Station | ST2 | Natural Gas Fired Combined Cycle | 329.8 | Electric Utility
55327 | Baytown Energy Center | CTG1 | Natural Gas Fired Combined Cycle | 210 | IPP CHP
55327 | Baytown Energy Center | CTG2 | Natural Gas Fired Combined Cycle | 214.8 | IPP CHP
55327 | Baytown Energy Center | CTG3 | Natural Gas Fired Combined Cycle | 214.8 | IPP CHP
55327 | Baytown Energy Center | STG1 | Natural Gas Fired Combined Cycle | 275 | IPP CHP
55328 | Hermiston Power Partnership | CTG1 | Natural Gas Fired Combined Cycle | 212.5 | IPP Non-CHP
55328 | Hermiston Power Partnership | CTG2 | Natural Gas Fired Combined Cycle | 212.5 | IPP Non-CHP
55328 | Hermiston Power Partnership | STG1 | Natural Gas Fired Combined Cycle | 264.4 | IPP Non-CHP
55332 | Washington County Power LLC | 1 | Natural Gas Fired Combustion Turbine | 198.9 | IPP Non-CHP
55332 | Washington County Power LLC | 2 | Natural Gas Fired Combustion Turbine | 198.9 | IPP Non-CHP
55332 | Washington County Power LLC | 3 | Natural Gas Fired Combustion Turbine | 198.9 | IPP Non-CHP
55332 | Washington County Power LLC | 4 | Natural Gas Fired Combustion Turbine | 198.9 | IPP Non-CHP
55333 | Delta Energy Center | CTG1 | Natural Gas Fired Combined Cycle | 212 | IPP Non-CHP
55333 | Delta Energy Center | CTG2 | Natural Gas Fired Combined Cycle | 212 | IPP Non-CHP
55333 | Delta Energy Center | CTG3 | Natural Gas Fired Combined Cycle | 213.5 | IPP Non-CHP
55333 | Delta Energy Center | STG1 | Natural Gas Fired Combined Cycle | 306 | IPP Non-CHP
55334 | Holland Energy Facility | CTG1 | Natural Gas Fired Combined Cycle | 178.5 | Electric Utility
55334 | Holland Energy Facility | CTG2 | Natural Gas Fired Combined Cycle | 178.5 | Electric Utility
55334 | Holland Energy Facility | STG1 | Natural Gas Fired Combined Cycle | 345.1 | Electric Utility
55337 | TalenEnergy Ironwood LLC | CT1 | Natural Gas Fired Combined Cycle | 259.2 | IPP Non-CHP
55337 | TalenEnergy Ironwood LLC | CT2 | Natural Gas Fired Combined Cycle | 259.2 | IPP Non-CHP
55337 | TalenEnergy Ironwood LLC | ST4 | Natural Gas Fired Combined Cycle | 259.2 | IPP Non-CHP
55340 | Dell Power Station | CTG1 | Natural Gas Fired Combined Cycle | 199.3 | Electric Utility
55340 | Dell Power Station | CTG2 | Natural Gas Fired Combined Cycle | 199.3 | Electric Utility
55340 | Dell Power Station | STG | Natural Gas Fired Combined Cycle | 280.5 | Electric Utility
55342 | Woodstock Windfarm | WIND | Onshore Wind Turbine | 10.2 | IPP Non-CHP
55343 | Luna Energy Facility | CTG1 | Natural Gas Fired Combined Cycle | 175 | Electric Utility
55343 | Luna Energy Facility | CTG2 | Natural Gas Fired Combined Cycle | 175 | Electric Utility
55343 | Luna Energy Facility | STG1 | Natural Gas Fired Combined Cycle | 300 | Electric Utility
55345 | Otay Mesa Generating Project | 1-01 | Natural Gas Fired Combined Cycle | 198.9 | IPP Non-CHP
55345 | Otay Mesa Generating Project | 1-02 | Natural Gas Fired Combined Cycle | 198.9 | IPP Non-CHP
55345 | Otay Mesa Generating Project | 1-03 | Natural Gas Fired Combined Cycle | 290.7 | IPP Non-CHP
55347 | Armstrong | 1 | Natural Gas Fired Combustion Turbine | 172 | IPP Non-CHP
55347 | Armstrong | 2 | Natural Gas Fired Combustion Turbine | 172 | IPP Non-CHP
55347 | Armstrong | 3 | Natural Gas Fired Combustion Turbine | 172 | IPP Non-CHP
55347 | Armstrong | 4 | Natural Gas Fired Combustion Turbine | 172 | IPP Non-CHP
55348 | Troy Energy LLC | 1 | Natural Gas Fired Combustion Turbine | 172 | IPP Non-CHP
55348 | Troy Energy LLC | 2 | Natural Gas Fired Combustion Turbine | 172 | IPP Non-CHP
55348 | Troy Energy LLC | 3 | Natural Gas Fired Combustion Turbine | 172 | IPP Non-CHP
55348 | Troy Energy LLC | 4 | Natural Gas Fired Combustion Turbine | 172 | IPP Non-CHP
55349 | Pleasants Energy LLC | 1 | Natural Gas Fired Combustion Turbine | 172 | IPP Non-CHP
55349 | Pleasants Energy LLC | 2 | Natural Gas Fired Combustion Turbine | 172 | IPP Non-CHP
55350 | Dresden Energy Facility | 1 | Natural Gas Fired Combined Cycle | 198.9 | Electric Utility
55350 | Dresden Energy Facility | 2 | Natural Gas Fired Combined Cycle | 198.9 | Electric Utility
55350 | Dresden Energy Facility | 3 | Natural Gas Fired Combined Cycle | 280.5 | Electric Utility
55353 | Lakota Ridge LLC | NMO1 | Onshore Wind Turbine | 11.2 | IPP Non-CHP
55354 | Shaokatan Hills LLC | 6150 | Onshore Wind Turbine | 11.8 | IPP Non-CHP
55357 | Brazos Valley Generating Facility | CTG1 | Natural Gas Fired Combined Cycle | 200 | IPP Non-CHP
55357 | Brazos Valley Generating Facility | CTG2 | Natural Gas Fired Combined Cycle | 200 | IPP Non-CHP
55357 | Brazos Valley Generating Facility | STG1 | Natural Gas Fired Combined Cycle | 275.6 | IPP Non-CHP
55358 | Cottonwood Energy Project | CT1 | Natural Gas Fired Combined Cycle | 198.9 | IPP Non-CHP
55358 | Cottonwood Energy Project | CT2 | Natural Gas Fired Combined Cycle | 198.9 | IPP Non-CHP
55358 | Cottonwood Energy Project | CT3 | Natural Gas Fired Combined Cycle | 198.9 | IPP Non-CHP
55358 | Cottonwood Energy Project | CT4 | Natural Gas Fired Combined Cycle | 198.9 | IPP Non-CHP
55358 | Cottonwood Energy Project | ST1 | Natural Gas Fired Combined Cycle | 159.5 | IPP Non-CHP
55358 | Cottonwood Energy Project | ST2 | Natural Gas Fired Combined Cycle | 159.5 | IPP Non-CHP
55358 | Cottonwood Energy Project | ST3 | Natural Gas Fired Combined Cycle | 159.5 | IPP Non-CHP
55358 | Cottonwood Energy Project | ST4 | Natural Gas Fired Combined Cycle | 159.5 | IPP Non-CHP
55364 | Sugar Creek Power | CT01 | Natural Gas Fired Combined Cycle | 203.2 | Electric Utility
55364 | Sugar Creek Power | CT02 | Natural Gas Fired Combined Cycle | 203.2 | Electric Utility
55364 | Sugar Creek Power | ST1 | Natural Gas Fired Combined Cycle | 213 | Electric Utility
55365 | Exelon LaPorte Generating Station | GT1 | Natural Gas Fired Combustion Turbine | 59 | IPP Non-CHP
55365 | Exelon LaPorte Generating Station | GT2 | Natural Gas Fired Combustion Turbine | 59 | IPP Non-CHP
55365 | Exelon LaPorte Generating Station | GT3 | Natural Gas Fired Combustion Turbine | 59 | IPP Non-CHP
55365 | Exelon LaPorte Generating Station | GT4 | Natural Gas Fired Combustion Turbine | 59 | IPP Non-CHP
55367 | West Texas Wind Energy LLC | 01 | Onshore Wind Turbine | 75 | IPP Non-CHP
55368 | Wethersfield Wind Farm | V47 | Onshore Wind Turbine | 6.6 | IPP Non-CHP
55369 | Hamakua Energy Plant | CT1 | Petroleum Liquids | 23 | IPP Non-CHP
55369 | Hamakua Energy Plant | CT2 | Petroleum Liquids | 23 | IPP Non-CHP
55369 | Hamakua Energy Plant | ST1 | Petroleum Liquids | 20 | IPP Non-CHP
55372 | Harquahala Generating Project | CTG1 | Natural Gas Fired Combined Cycle | 281.7 | IPP Non-CHP
55372 | Harquahala Generating Project | CTG2 | Natural Gas Fired Combined Cycle | 281.7 | IPP Non-CHP
55372 | Harquahala Generating Project | CTG3 | Natural Gas Fired Combined Cycle | 281.7 | IPP Non-CHP
55372 | Harquahala Generating Project | STG1 | Natural Gas Fired Combined Cycle | 160 | IPP Non-CHP
55372 | Harquahala Generating Project | STG2 | Natural Gas Fired Combined Cycle | 160 | IPP Non-CHP
55372 | Harquahala Generating Project | STG3 | Natural Gas Fired Combined Cycle | 160 | IPP Non-CHP
55375 | Astoria Energy | CT1 | Natural Gas Fired Combined Cycle | 170 | IPP Non-CHP
55375 | Astoria Energy | CT2 | Natural Gas Fired Combined Cycle | 170 | IPP Non-CHP
55375 | Astoria Energy | ST1 | Natural Gas Fired Combined Cycle | 255 | IPP Non-CHP
55377 | FirstEnergy Gans | UNT8 | Natural Gas Fired Combustion Turbine | 43.8 | IPP Non-CHP
55377 | FirstEnergy Gans | UNT9 | Natural Gas Fired Combustion Turbine | 43.8 | IPP Non-CHP
55380 | Union Power Partners LP | CTG1 | Natural Gas Fired Combined Cycle | 176 | IPP Non-CHP
55380 | Union Power Partners LP | CTG2 | Natural Gas Fired Combined Cycle | 176 | IPP Non-CHP
55380 | Union Power Partners LP | CTG3 | Natural Gas Fired Combined Cycle | 176 | IPP Non-CHP
55380 | Union Power Partners LP | CTG4 | Natural Gas Fired Combined Cycle | 176 | IPP Non-CHP
55380 | Union Power Partners LP | CTG5 | Natural Gas Fired Combined Cycle | 176 | IPP Non-CHP
55380 | Union Power Partners LP | CTG6 | Natural Gas Fired Combined Cycle | 176 | IPP Non-CHP
55380 | Union Power Partners LP | CTG7 | Natural Gas Fired Combined Cycle | 176 | IPP Non-CHP
55380 | Union Power Partners LP | CTG8 | Natural Gas Fired Combined Cycle | 176 | IPP Non-CHP
55380 | Union Power Partners LP | STG1 | Natural Gas Fired Combined Cycle | 255 | IPP Non-CHP
55380 | Union Power Partners LP | STG2 | Natural Gas Fired Combined Cycle | 255 | IPP Non-CHP
55380 | Union Power Partners LP | STG3 | Natural Gas Fired Combined Cycle | 255 | IPP Non-CHP
55380 | Union Power Partners LP | STG4 | Natural Gas Fired Combined Cycle | 255 | IPP Non-CHP
55381 | Commonwealth Chesapeake | UNT1 | Petroleum Liquids | 57.5 | IPP Non-CHP
55381 | Commonwealth Chesapeake | UNT2 | Petroleum Liquids | 57.5 | IPP Non-CHP
55381 | Commonwealth Chesapeake | UNT3 | Petroleum Liquids | 57.5 | IPP Non-CHP
55381 | Commonwealth Chesapeake | UNT4 | Petroleum Liquids | 57.5 | IPP Non-CHP
55381 | Commonwealth Chesapeake | UNT5 | Petroleum Liquids | 57.5 | IPP Non-CHP
55381 | Commonwealth Chesapeake | UNT6 | Petroleum Liquids | 57.5 | IPP Non-CHP
55381 | Commonwealth Chesapeake | UNT7 | Petroleum Liquids | 57.5 | IPP Non-CHP
55382 | Thomas A Smith Energy Facility | 1GT1 | Natural Gas Fired Combined Cycle | 147 | Electric Utility
55382 | Thomas A Smith Energy Facility | 1GT2 | Natural Gas Fired Combined Cycle | 147 | Electric Utility
55382 | Thomas A Smith Energy Facility | 1STG | Natural Gas Fired Combined Cycle | 302 | Electric Utility
55382 | Thomas A Smith Energy Facility | 2GT1 | Natural Gas Fired Combined Cycle | 147 | Electric Utility
55382 | Thomas A Smith Energy Facility | 2GT2 | Natural Gas Fired Combined Cycle | 147 | Electric Utility
55382 | Thomas A Smith Energy Facility | 2STG | Natural Gas Fired Combined Cycle | 302 | Electric Utility
55386 | Columbia Energy Center (SC) | CT1 | Natural Gas Fired Combined Cycle | 197 | IPP CHP
55386 | Columbia Energy Center (SC) | CT2 | Natural Gas Fired Combined Cycle | 197 | IPP CHP
55386 | Columbia Energy Center (SC) | ST1 | Natural Gas Fired Combined Cycle | 274.5 | IPP CHP
55390 | State Farm Insur Support Center Central | 2A | Petroleum Liquids | 1.8 | Commercial Non-CHP
55390 | State Farm Insur Support Center Central | 2B | Petroleum Liquids | 1.8 | Commercial Non-CHP
55390 | State Farm Insur Support Center Central | 3A | Petroleum Liquids | 1.8 | Commercial Non-CHP
55390 | State Farm Insur Support Center Central | 3B | Petroleum Liquids | 1.8 | Commercial Non-CHP
55390 | State Farm Insur Support Center Central | 4A | Petroleum Liquids | 1.8 | Commercial Non-CHP
55390 | State Farm Insur Support Center Central | 4B | Petroleum Liquids | 1.8 | Commercial Non-CHP
55391 | RockGen Energy Center | 01 | Natural Gas Fired Combustion Turbine | 187 | IPP Non-CHP
55391 | RockGen Energy Center | 02 | Natural Gas Fired Combustion Turbine | 187 | IPP Non-CHP
55391 | RockGen Energy Center | 03 | Natural Gas Fired Combustion Turbine | 187 | IPP Non-CHP
55392 | Zion Energy Center | CTG1 | Natural Gas Fired Combustion Turbine | 198.9 | IPP Non-CHP
55392 | Zion Energy Center | CTG2 | Natural Gas Fired Combustion Turbine | 198.9 | IPP Non-CHP
55392 | Zion Energy Center | CTG3 | Natural Gas Fired Combustion Turbine | 198.9 | IPP Non-CHP
55393 | Metcalf Energy Center | CTG1 | Natural Gas Fired Combined Cycle | 200 | IPP Non-CHP
55393 | Metcalf Energy Center | CTG2 | Natural Gas Fired Combined Cycle | 200 | IPP Non-CHP
55393 | Metcalf Energy Center | STG1 | Natural Gas Fired Combined Cycle | 235 | IPP Non-CHP
55395 | Crossroads Energy Center | CT01 | Natural Gas Fired Combustion Turbine | 76.6 | Electric Utility
55395 | Crossroads Energy Center | CT02 | Natural Gas Fired Combustion Turbine | 76.6 | Electric Utility
55395 | Crossroads Energy Center | CT03 | Natural Gas Fired Combustion Turbine | 76.6 | Electric Utility
55395 | Crossroads Energy Center | CT04 | Natural Gas Fired Combustion Turbine | 76.6 | Electric Utility
55396 | Green Power I | WGNS | Onshore Wind Turbine | 16.5 | IPP Non-CHP
55397 | Washington Energy Facility | CT1 | Natural Gas Fired Combined Cycle | 198.9 | IPP Non-CHP
55397 | Washington Energy Facility | CT2 | Natural Gas Fired Combined Cycle | 198.9 | IPP Non-CHP
55397 | Washington Energy Facility | ST1 | Natural Gas Fired Combined Cycle | 317.1 | IPP Non-CHP
55400 | Elk Hills Power LLC | CTG1 | Natural Gas Fired Combined Cycle | 199 | IPP CHP
55400 | Elk Hills Power LLC | CTG2 | Natural Gas Fired Combined Cycle | 199 | IPP CHP
55400 | Elk Hills Power LLC | STG | Natural Gas Fired Combined Cycle | 225 | IPP CHP
55401 | Rolling Hills Generating | CT1 | Natural Gas Fired Combustion Turbine | 195.5 | IPP Non-CHP
55401 | Rolling Hills Generating | CT2 | Natural Gas Fired Combustion Turbine | 195.5 | IPP Non-CHP
55401 | Rolling Hills Generating | CT3 | Natural Gas Fired Combustion Turbine | 195.5 | IPP Non-CHP
55401 | Rolling Hills Generating | CT4 | Natural Gas Fired Combustion Turbine | 195.5 | IPP Non-CHP
55401 | Rolling Hills Generating | CT5 | Natural Gas Fired Combustion Turbine | 195.5 | IPP Non-CHP
55402 | Renaissance Power Plant | CT1 | Natural Gas Fired Combustion Turbine | 170 | Electric Utility
55402 | Renaissance Power Plant | CT2 | Natural Gas Fired Combustion Turbine | 170 | Electric Utility
55402 | Renaissance Power Plant | CT3 | Natural Gas Fired Combustion Turbine | 170 | Electric Utility
55402 | Renaissance Power Plant | CT4 | Natural Gas Fired Combustion Turbine | 170 | Electric Utility
55404 | Carville Energy LLC | CTG1 | Natural Gas Fired Combined Cycle | 187 | IPP CHP
55404 | Carville Energy LLC | CTG2 | Natural Gas Fired Combined Cycle | 187 | IPP CHP
55404 | Carville Energy LLC | STG | Natural Gas Fired Combined Cycle | 196 | IPP CHP
55405 | Athens Generating Plant | CT1 | Natural Gas Fired Combined Cycle | 300 | IPP Non-CHP
55405 | Athens Generating Plant | CT2 | Natural Gas Fired Combined Cycle | 300 | IPP Non-CHP
55405 | Athens Generating Plant | CT3 | Natural Gas Fired Combined Cycle | 300 | IPP Non-CHP
55405 | Athens Generating Plant | ST1 | Natural Gas Fired Combined Cycle | 141 | IPP Non-CHP
55405 | Athens Generating Plant | ST2 | Natural Gas Fired Combined Cycle | 141 | IPP Non-CHP
55405 | Athens Generating Plant | ST3 | Natural Gas Fired Combined Cycle | 141 | IPP Non-CHP
55406 | Effingham County Power Project | STG | Natural Gas Fired Combined Cycle | 197.8 | IPP Non-CHP
55406 | Effingham County Power Project | UNT1 | Natural Gas Fired Combined Cycle | 199.4 | IPP Non-CHP
55406 | Effingham County Power Project | UNT2 | Natural Gas Fired Combined Cycle | 199.4 | IPP Non-CHP
55409 | Calhoun Energy Center | CAL1 | Natural Gas Fired Combustion Turbine | 187 | IPP Non-CHP
55409 | Calhoun Energy Center | CAL2 | Natural Gas Fired Combustion Turbine | 187 | IPP Non-CHP
55409 | Calhoun Energy Center | CAL3 | Natural Gas Fired Combustion Turbine | 187 | IPP Non-CHP
55409 | Calhoun Energy Center | CAL4 | Natural Gas Fired Combustion Turbine | 187 | IPP Non-CHP
55411 | Hillabee Energy Center | HEC1 | Natural Gas Fired Combined Cycle | 258.4 | IPP Non-CHP
55411 | Hillabee Energy Center | HEC2 | Natural Gas Fired Combined Cycle | 258.4 | IPP Non-CHP
55411 | Hillabee Energy Center | HECS | Natural Gas Fired Combined Cycle | 306 | IPP Non-CHP
55412 | Osprey Energy Center Power Plant | OEC1 | Natural Gas Fired Combined Cycle | 192.1 | IPP Non-CHP
55412 | Osprey Energy Center Power Plant | OEC2 | Natural Gas Fired Combined Cycle | 192.1 | IPP Non-CHP
55412 | Osprey Energy Center Power Plant | OECS | Natural Gas Fired Combined Cycle | 260 | IPP Non-CHP
55414 | Shady Hills Generating Station | G101 | Natural Gas Fired Combustion Turbine | 180.4 | IPP Non-CHP
55414 | Shady Hills Generating Station | G201 | Natural Gas Fired Combustion Turbine | 180.4 | IPP Non-CHP
55414 | Shady Hills Generating Station | G301 | Natural Gas Fired Combustion Turbine | 180.4 | IPP Non-CHP
55415 | Vandolah Power Station | G101 | Natural Gas Fired Combustion Turbine | 182 | IPP Non-CHP
55415 | Vandolah Power Station | G201 | Natural Gas Fired Combustion Turbine | 182 | IPP Non-CHP
55415 | Vandolah Power Station | G301 | Natural Gas Fired Combustion Turbine | 182 | IPP Non-CHP
55415 | Vandolah Power Station | G401 | Natural Gas Fired Combustion Turbine | 182 | IPP Non-CHP
55417 | Raccoon Creek Energy Center | CT01 | Natural Gas Fired Combustion Turbine | 114 | Electric Utility
55417 | Raccoon Creek Energy Center | CT02 | Natural Gas Fired Combustion Turbine | 114 | Electric Utility
55417 | Raccoon Creek Energy Center | CT03 | Natural Gas Fired Combustion Turbine | 114 | Electric Utility
55417 | Raccoon Creek Energy Center | CT04 | Natural Gas Fired Combustion Turbine | 114 | Electric Utility
55418 | Hot Spring Generating Facility | CT1 | Natural Gas Fired Combined Cycle | 198.9 | Electric Utility
55418 | Hot Spring Generating Facility | CT2 | Natural Gas Fired Combined Cycle | 198.9 | Electric Utility
55418 | Hot Spring Generating Facility | ST1 | Natural Gas Fired Combined Cycle | 317 | Electric Utility
55419 | Plaquemine Cogeneration Plant | G500 | Natural Gas Fired Combined Cycle | 198 | Industrial CHP
55419 | Plaquemine Cogeneration Plant | G600 | Natural Gas Fired Combined Cycle | 198 | Industrial CHP
55419 | Plaquemine Cogeneration Plant | G700 | Natural Gas Fired Combined Cycle | 198 | Industrial CHP
55419 | Plaquemine Cogeneration Plant | G800 | Natural Gas Fired Combined Cycle | 198 | Industrial CHP
55419 | Plaquemine Cogeneration Plant | ST5 | Natural Gas Fired Combined Cycle | 195 | Industrial CHP
55429 | Kentucky Mills | 01 | Wood/Wood Waste Biomass | 88 | Industrial CHP
55433 | Bayou Cove Peaking Power | 0001 | Natural Gas Fired Combustion Turbine | 104 | IPP Non-CHP
55433 | Bayou Cove Peaking Power | 0002 | Natural Gas Fired Combustion Turbine | 104 | IPP Non-CHP
55433 | Bayou Cove Peaking Power | 0003 | Natural Gas Fired Combustion Turbine | 104 | IPP Non-CHP
55433 | Bayou Cove Peaking Power | 0004 | Natural Gas Fired Combustion Turbine | 104 | IPP Non-CHP
55438 | Elgin Energy Center LLC | CT01 | Natural Gas Fired Combustion Turbine | 135 | IPP Non-CHP
55438 | Elgin Energy Center LLC | CT02 | Natural Gas Fired Combustion Turbine | 135 | IPP Non-CHP
55438 | Elgin Energy Center LLC | CT03 | Natural Gas Fired Combustion Turbine | 135 | IPP Non-CHP
55438 | Elgin Energy Center LLC | CT04 | Natural Gas Fired Combustion Turbine | 135 | IPP Non-CHP
55439 | Tenaska Virginia Generating Station | CTG1 | Natural Gas Fired Combined Cycle | 183.3 | IPP Non-CHP
55439 | Tenaska Virginia Generating Station | CTG2 | Natural Gas Fired Combined Cycle | 183.3 | IPP Non-CHP
55439 | Tenaska Virginia Generating Station | CTG3 | Natural Gas Fired Combined Cycle | 183.3 | IPP Non-CHP
55439 | Tenaska Virginia Generating Station | STG1 | Natural Gas Fired Combined Cycle | 396.2 | IPP Non-CHP
55440 | Tenaska Central Alabama Generating Stn | CTG1 | Natural Gas Fired Combined Cycle | 179 | IPP Non-CHP
55440 | Tenaska Central Alabama Generating Stn | CTG2 | Natural Gas Fired Combined Cycle | 179 | IPP Non-CHP
55440 | Tenaska Central Alabama Generating Stn | CTG3 | Natural Gas Fired Combined Cycle | 179 | IPP Non-CHP
55440 | Tenaska Central Alabama Generating Stn | ST1 | Natural Gas Fired Combined Cycle | 390.1 | IPP Non-CHP
55447 | Columbia Energy Center | CT01 | Natural Gas Fired Combustion Turbine | 40.7 | Electric Utility
55447 | Columbia Energy Center | CT02 | Natural Gas Fired Combustion Turbine | 40.7 | Electric Utility
55447 | Columbia Energy Center | CT03 | Natural Gas Fired Combustion Turbine | 40.7 | Electric Utility
55447 | Columbia Energy Center | CT04 | Natural Gas Fired Combustion Turbine | 40.7 | Electric Utility
55451 | Magnolia Power Plant | CTG1 | Natural Gas Fired Combined Cycle | 178.5 | Electric Utility
55451 | Magnolia Power Plant | CTG2 | Natural Gas Fired Combined Cycle | 178.5 | Electric Utility
55451 | Magnolia Power Plant | CTG3 | Natural Gas Fired Combined Cycle | 178.5 | Electric Utility
55451 | Magnolia Power Plant | STG1 | Natural Gas Fired Combined Cycle | 156 | Electric Utility
55451 | Magnolia Power Plant | STG2 | Natural Gas Fired Combined Cycle | 156 | Electric Utility
55451 | Magnolia Power Plant | STG3 | Natural Gas Fired Combined Cycle | 156 | Electric Utility
55453 | Fountain Valley Power Facility | S1 | Natural Gas Fired Combustion Turbine | 38 | IPP Non-CHP
55453 | Fountain Valley Power Facility | S2 | Natural Gas Fired Combustion Turbine | 38 | IPP Non-CHP
55453 | Fountain Valley Power Facility | S3 | Natural Gas Fired Combustion Turbine | 38 | IPP Non-CHP
55453 | Fountain Valley Power Facility | S4 | Natural Gas Fired Combustion Turbine | 38 | IPP Non-CHP
55453 | Fountain Valley Power Facility | S5 | Natural Gas Fired Combustion Turbine | 38 | IPP Non-CHP
55453 | Fountain Valley Power Facility | S6 | Natural Gas Fired Combustion Turbine | 38 | IPP Non-CHP
55455 | Red Hawk | CT1A | Natural Gas Fired Combined Cycle | 187.5 | Electric Utility
55455 | Red Hawk | CT1B | Natural Gas Fired Combined Cycle | 181.6 | Electric Utility
55455 | Red Hawk | CT2A | Natural Gas Fired Combined Cycle | 181.6 | Electric Utility
55455 | Red Hawk | CT2B | Natural Gas Fired Combined Cycle | 181.6 | Electric Utility
55455 | Red Hawk | ST1 | Natural Gas Fired Combined Cycle | 204 | Electric Utility
55455 | Red Hawk | ST2 | Natural Gas Fired Combined Cycle | 204 | Electric Utility
55457 | McClain Energy Facility | CT1 | Natural Gas Fired Combined Cycle | 176.6 | Electric Utility
55457 | McClain Energy Facility | CT2 | Natural Gas Fired Combined Cycle | 176.6 | Electric Utility
55457 | McClain Energy Facility | ST1 | Natural Gas Fired Combined Cycle | 198.1 | Electric Utility
55463 | Redbud Power Plant | CT01 | Natural Gas Fired Combined Cycle | 198.9 | Electric Utility
55463 | Redbud Power Plant | CT02 | Natural Gas Fired Combined Cycle | 198.9 | Electric Utility
55463 | Redbud Power Plant | CT03 | Natural Gas Fired Combined Cycle | 198.9 | Electric Utility
55463 | Redbud Power Plant | CT04 | Natural Gas Fired Combined Cycle | 198.9 | Electric Utility
55463 | Redbud Power Plant | ST01 | Natural Gas Fired Combined Cycle | 159.5 | Electric Utility
55463 | Redbud Power Plant | ST02 | Natural Gas Fired Combined Cycle | 159.5 | Electric Utility
55463 | Redbud Power Plant | ST03 | Natural Gas Fired Combined Cycle | 159.5 | Electric Utility
55463 | Redbud Power Plant | ST04 | Natural Gas Fired Combined Cycle | 159.5 | Electric Utility
55464 | Deer Park Energy Center | CTG1 | Natural Gas Fired Combined Cycle | 180 | IPP CHP
55464 | Deer Park Energy Center | CTG2 | Natural Gas Fired Combined Cycle | 180 | IPP CHP
55464 | Deer Park Energy Center | CTG3 | Natural Gas Fired Combined Cycle | 180 | IPP CHP
55464 | Deer Park Energy Center | CTG4 | Natural Gas Fired Combined Cycle | 180 | IPP CHP
55464 | Deer Park Energy Center | CTG6 | Natural Gas Fired Combined Cycle | 180 | IPP CHP
55464 | Deer Park Energy Center | STG1 | Natural Gas Fired Combined Cycle | 276 | IPP CHP
55467 | Ouachita | CTG1 | Natural Gas Fired Combined Cycle | 179.3 | Electric Utility
55467 | Ouachita | CTG2 | Natural Gas Fired Combined Cycle | 179.3 | Electric Utility
55467 | Ouachita | CTG3 | Natural Gas Fired Combined Cycle | 179.3 | Electric Utility
55467 | Ouachita | STG1 | Natural Gas Fired Combined Cycle | 122 | Electric Utility
55467 | Ouachita | STG2 | Natural Gas Fired Combined Cycle | 122 | Electric Utility
55467 | Ouachita | STG3 | Natural Gas Fired Combined Cycle | 122 | Electric Utility
55470 | Green Power 2 | ST1 | Natural Gas Fired Combined Cycle | 110 | Industrial CHP
55470 | Green Power 2 | ST805 | Natural Gas Fired Combined Cycle | 250 | Industrial CHP
55470 | Green Power 2 | TR1 | Natural Gas Fired Combined Cycle | 167 | Industrial CHP
55470 | Green Power 2 | TR2 | Natural Gas Fired Combined Cycle | 167 | Industrial CHP
55470 | Green Power 2 | TR3 | Natural Gas Fired Combined Cycle | 167 | Industrial CHP
55477 | Neil Simpson Gas Turbine #2 | GT2 | Natural Gas Fired Combustion Turbine | 40 | Electric Utility
55478 | Lange Gas Turbines | 0001 | Natural Gas Fired Combustion Turbine | 40 | Electric Utility
55479 | Wygen 1 | 0001 | Conventional Steam Coal | 90 | IPP Non-CHP
55480 | Forney Energy Center | ST1 | Natural Gas Fired Combined Cycle | 416 | IPP Non-CHP
55480 | Forney Energy Center | ST2 | Natural Gas Fired Combined Cycle | 416 | IPP Non-CHP
55480 | Forney Energy Center | U1 | Natural Gas Fired Combined Cycle | 169.8 | IPP Non-CHP
55480 | Forney Energy Center | U2 | Natural Gas Fired Combined Cycle | 169.8 | IPP Non-CHP
55480 | Forney Energy Center | U3 | Natural Gas Fired Combined Cycle | 169.8 | IPP Non-CHP
55480 | Forney Energy Center | U4 | Natural Gas Fired Combined Cycle | 169.8 | IPP Non-CHP
55480 | Forney Energy Center | U5 | Natural Gas Fired Combined Cycle | 169.8 | IPP Non-CHP
55480 | Forney Energy Center | U6 | Natural Gas Fired Combined Cycle | 169.8 | IPP Non-CHP
55481 | Mesquite Generating Station Block 2 | GT3 | Natural Gas Fired Combined Cycle | 185.3 | IPP Non-CHP
55481 | Mesquite Generating Station Block 2 | GT4 | Natural Gas Fired Combined Cycle | 185.3 | IPP Non-CHP
55481 | Mesquite Generating Station Block 2 | ST2 | Natural Gas Fired Combined Cycle | 321 | IPP Non-CHP
55482 | Goldendale Generating Station | G1 | Natural Gas Fired Combined Cycle | 170 | Electric Utility
55482 | Goldendale Generating Station | G2 | Natural Gas Fired Combined Cycle | 114.3 | Electric Utility
55488 | Blackburn Landfill Co-Generation | BB1 | Landfill Gas | 1 | IPP CHP
55488 | Blackburn Landfill Co-Generation | BB2 | Landfill Gas | 1 | IPP CHP
55488 | Blackburn Landfill Co-Generation | BB3 | Landfill Gas | 0.9 | IPP CHP
55494 | Tri Center Naniwa Energy | CT3 | Natural Gas Fired Combustion Turbine | 64 | IPP Non-CHP
55494 | Tri Center Naniwa Energy | CT4 | Natural Gas Fired Combustion Turbine | 64 | IPP Non-CHP
55494 | Tri Center Naniwa Energy | CT5 | Natural Gas Fired Combustion Turbine | 62 | IPP Non-CHP
55494 | Tri Center Naniwa Energy | CT6 | Natural Gas Fired Combustion Turbine | 62 | IPP Non-CHP
55496 | Goose Creek Energy Center | CT01 | Natural Gas Fired Combustion Turbine | 114 | Electric Utility
55496 | Goose Creek Energy Center | CT02 | Natural Gas Fired Combustion Turbine | 114 | Electric Utility
55496 | Goose Creek Energy Center | CT03 | Natural Gas Fired Combustion Turbine | 114 | Electric Utility
55496 | Goose Creek Energy Center | CT04 | Natural Gas Fired Combustion Turbine | 114 | Electric Utility
55496 | Goose Creek Energy Center | CT05 | Natural Gas Fired Combustion Turbine | 114 | Electric Utility
55496 | Goose Creek Energy Center | CT06 | Natural Gas Fired Combustion Turbine | 114 | Electric Utility
55499 | CalPeak Power Vaca Dixon Peaker Plant | CPP1 | Natural Gas Fired Combustion Turbine | 60.5 | IPP Non-CHP
55501 | Kiamichi Energy Facility | CTG1 | Natural Gas Fired Combined Cycle | 183.9 | IPP Non-CHP
55501 | Kiamichi Energy Facility | CTG2 | Natural Gas Fired Combined Cycle | 183.9 | IPP Non-CHP
55501 | Kiamichi Energy Facility | CTG3 | Natural Gas Fired Combined Cycle | 183.9 | IPP Non-CHP
55501 | Kiamichi Energy Facility | CTG4 | Natural Gas Fired Combined Cycle | 183.9 | IPP Non-CHP
55501 | Kiamichi Energy Facility | STG1 | Natural Gas Fired Combined Cycle | 317.2 | IPP Non-CHP
55501 | Kiamichi Energy Facility | STG2 | Natural Gas Fired Combined Cycle | 317.2 | IPP Non-CHP
55502 | Lawrenceburg Energy Facility | 0100 | Natural Gas Fired Combined Cycle | 268 | Electric Utility
55502 | Lawrenceburg Energy Facility | 0200 | Natural Gas Fired Combined Cycle | 268 | Electric Utility
55502 | Lawrenceburg Energy Facility | 1100 | Natural Gas Fired Combined Cycle | 174 | Electric Utility
55502 | Lawrenceburg Energy Facility | 1200 | Natural Gas Fired Combined Cycle | 174 | Electric Utility
55502 | Lawrenceburg Energy Facility | 2100 | Natural Gas Fired Combined Cycle | 174 | Electric Utility
55502 | Lawrenceburg Energy Facility | 2200 | Natural Gas Fired Combined Cycle | 174 | Electric Utility
55503 | AEP Waterford Facility | CTG1 | Natural Gas Fired Combined Cycle | 174.2 | IPP Non-CHP
55503 | AEP Waterford Facility | CTG2 | Natural Gas Fired Combined Cycle | 174.2 | IPP Non-CHP
55503 | AEP Waterford Facility | CTG3 | Natural Gas Fired Combined Cycle | 174.2 | IPP Non-CHP
55503 | AEP Waterford Facility | ST1 | Natural Gas Fired Combined Cycle | 399 | IPP Non-CHP
55504 | Limon Generating Station | L1 | Natural Gas Fired Combustion Turbine | 77.1 | Electric Utility
55504 | Limon Generating Station | L2 | Natural Gas Fired Combustion Turbine | 77.1 | Electric Utility
55505 | Frank Knutson | BR1 | Natural Gas Fired Combustion Turbine | 77.1 | Electric Utility
55505 | Frank Knutson | BR2 | Natural Gas Fired Combustion Turbine | 77.1 | Electric Utility
55508 | CalPeak Power Panoche Peaker Plant | CPP2 | Natural Gas Fired Combustion Turbine | 60.5 | IPP Non-CHP
55510 | CalPeak Power Border Peaker Plant | CPP4 | Natural Gas Fired Combustion Turbine | 60.5 | IPP Non-CHP
55512 | Cuyamaca Peak Energy Plant | CPP6 | Natural Gas Fired Combustion Turbine | 48.7 | Electric Utility
55513 | CalPeak Power Enterprise Peaker Plant | CPP7 | Natural Gas Fired Combustion Turbine | 58.9 | IPP Non-CHP
55514 | Apex Generating Station | CTG1 | Natural Gas Fired Combined Cycle | 174 | Electric Utility
55514 | Apex Generating Station | CTG2 | Natural Gas Fired Combined Cycle | 174 | Electric Utility
55514 | Apex Generating Station | STG1 | Natural Gas Fired Combined Cycle | 252.6 | Electric Utility
55516 | Fayette Energy Facility | CTG1 | Natural Gas Fired Combined Cycle | 163.5 | IPP Non-CHP
55516 | Fayette Energy Facility | CTG2 | Natural Gas Fired Combined Cycle | 163.5 | IPP Non-CHP
55516 | Fayette Energy Facility | STG1 | Natural Gas Fired Combined Cycle | 317.1 | IPP Non-CHP
55517 | Wallingford Energy | CTG1 | Natural Gas Fired Combustion Turbine | 50 | IPP Non-CHP
55517 | Wallingford Energy | CTG2 | Natural Gas Fired Combustion Turbine | 50 | IPP Non-CHP
55517 | Wallingford Energy | CTG3 | Natural Gas Fired Combustion Turbine | 50 | IPP Non-CHP
55517 | Wallingford Energy | CTG4 | Natural Gas Fired Combustion Turbine | 50 | IPP Non-CHP
55517 | Wallingford Energy | CTG5 | Natural Gas Fired Combustion Turbine | 50 | IPP Non-CHP
55518 | High Desert Power Plant | CTG1 | Natural Gas Fired Combined Cycle | 173 | IPP Non-CHP
55518 | High Desert Power Plant | CTG2 | Natural Gas Fired Combined Cycle | 173 | IPP Non-CHP
55518 | High Desert Power Plant | CTG3 | Natural Gas Fired Combined Cycle | 173 | IPP Non-CHP
55518 | High Desert Power Plant | STG1 | Natural Gas Fired Combined Cycle | 333 | IPP Non-CHP
55522 | Sundance | CT1 | Natural Gas Fired Combustion Turbine | 60.5 | Electric Utility
55522 | Sundance | CT10 | Natural Gas Fired Combustion Turbine | 60.5 | Electric Utility
55522 | Sundance | CT2 | Natural Gas Fired Combustion Turbine | 60.5 | Electric Utility
55522 | Sundance | CT3 | Natural Gas Fired Combustion Turbine | 60.5 | Electric Utility
55522 | Sundance | CT4 | Natural Gas Fired Combustion Turbine | 60.5 | Electric Utility
55522 | Sundance | CT5 | Natural Gas Fired Combustion Turbine | 60.5 | Electric Utility
55522 | Sundance | CT6 | Natural Gas Fired Combustion Turbine | 60.5 | Electric Utility
55522 | Sundance | CT7 | Natural Gas Fired Combustion Turbine | 60.5 | Electric Utility
55522 | Sundance | CT8 | Natural Gas Fired Combustion Turbine | 60.5 | Electric Utility
55522 | Sundance | CT9 | Natural Gas Fired Combustion Turbine | 60.5 | Electric Utility
55524 | York Energy Center | CTG1 | Natural Gas Fired Combined Cycle | 120 | IPP Non-CHP
55524 | York Energy Center | CTG2 | Natural Gas Fired Combined Cycle | 120 | IPP Non-CHP
55524 | York Energy Center | CTG3 | Natural Gas Fired Combined Cycle | 120 | IPP Non-CHP
55524 | York Energy Center | STG1 | Natural Gas Fired Combined Cycle | 200 | IPP Non-CHP
55525 | MMSD South Shore Wastewater | 1 | Other Waste Biomass | 1.5 | Commercial CHP
55525 | MMSD South Shore Wastewater | 1CAT | Other Waste Biomass | 0.9 | Commercial CHP
55525 | MMSD South Shore Wastewater | 2CAT | Other Waste Biomass | 0.9 | Commercial CHP
55525 | MMSD South Shore Wastewater | 3CAT | Other Waste Biomass | 0.9 | Commercial CHP
55525 | MMSD South Shore Wastewater | 4CAT | Other Waste Biomass | 0.9 | Commercial CHP
55526 | Atascosita | GEN1 | Landfill Gas | 1.7 | IPP Non-CHP
55526 | Atascosita | GEN2 | Landfill Gas | 1.7 | IPP Non-CHP
55526 | Atascosita | GEN3 | Landfill Gas | 1.7 | IPP Non-CHP
55526 | Atascosita | GEN4 | Landfill Gas | 1.7 | IPP Non-CHP
55526 | Atascosita | GEN5 | Landfill Gas | 1.7 | IPP Non-CHP
55526 | Atascosita | GEN6 | Landfill Gas | 1.7 | IPP Non-CHP
55534 | Water Filter Plant #2 | 1299 | Petroleum Liquids | 1.8 | Electric Utility
55538 | Escondido Energy Center | CTG1 | Natural Gas Fired Combustion Turbine | 49.9 | IPP Non-CHP
55540 | Chula Vista Energy Center | GEN1 | Natural Gas Fired Combustion Turbine | 44 | IPP Non-CHP
55541 | Indigo Energy Facility | CTG1 | Natural Gas Fired Combustion Turbine | 49.9 | IPP Non-CHP
55541 | Indigo Energy Facility | CTG2 | Natural Gas Fired Combustion Turbine | 49.9 | IPP Non-CHP
55541 | Indigo Energy Facility | CTG3 | Natural Gas Fired Combustion Turbine | 49.9 | IPP Non-CHP
55542 | Larkspur Energy Facility | CTG1 | Natural Gas Fired Combustion Turbine | 49.9 | IPP Non-CHP
55542 | Larkspur Energy Facility | CTG2 | Natural Gas Fired Combustion Turbine | 49.9 | IPP Non-CHP
55544 | Klamath Expansion Project | GT1 | Natural Gas Fired Combustion Turbine | 29.4 | IPP Non-CHP
55544 | Klamath Expansion Project | GT2 | Natural Gas Fired Combustion Turbine | 29.4 | IPP Non-CHP
55544 | Klamath Expansion Project | GT3 | Natural Gas Fired Combustion Turbine | 29.4 | IPP Non-CHP
55544 | Klamath Expansion Project | GT4 | Natural Gas Fired Combustion Turbine | 29.4 | IPP Non-CHP
55545 | Hidalgo Energy Center | CTG1 | Natural Gas Fired Combined Cycle | 176.6 | IPP Non-CHP
55545 | Hidalgo Energy Center | CTG2 | Natural Gas Fired Combined Cycle | 176.6 | IPP Non-CHP
55545 | Hidalgo Energy Center | STG1 | Natural Gas Fired Combined Cycle | 198.1 | IPP Non-CHP
55551 | Baytown | UNT1 | Landfill Gas | 1 | IPP Non-CHP
55551 | Baytown | UNT2 | Landfill Gas | 1 | IPP Non-CHP
55551 | Baytown | UNT3 | Landfill Gas | 1 | IPP Non-CHP
55551 | Baytown | UNT4 | Landfill Gas | 1 | IPP Non-CHP
55552 | Bluebonnet | UNT1 | Landfill Gas | 1 | IPP Non-CHP
55552 | Bluebonnet | UNT2 | Landfill Gas | 1 | IPP Non-CHP
55552 | Bluebonnet | UNT3 | Landfill Gas | 1 | IPP Non-CHP
55552 | Bluebonnet | UNT4 | Landfill Gas | 1 | IPP Non-CHP
55554 | Coastal Plains | UNT1 | Landfill Gas | 1.7 | IPP Non-CHP
55554 | Coastal Plains | UNT2 | Landfill Gas | 1.7 | IPP Non-CHP
55554 | Coastal Plains | UNT3 | Landfill Gas | 1.7 | IPP Non-CHP
55554 | Coastal Plains | UNT4 | Landfill Gas | 1.7 | IPP Non-CHP
55556 | Security | UNT2 | Landfill Gas | 1.7 | IPP Non-CHP
55556 | Security | UNT3 | Landfill Gas | 1.7 | IPP Non-CHP
55557 | Wilmington Hydrogen Plant | T101 | All Other | 31.9 | Industrial CHP
55558 | Combined Locks Energy Center | GEN1 | Natural Gas Fired Combined Cycle | 60.5 | Industrial CHP
55558 | Combined Locks Energy Center | GEN2 | Natural Gas Fired Combined Cycle | 6 | Industrial CHP
55560 | FPL Energy Vansycle LLC (WA) | V-47 | Onshore Wind Turbine | 176.9 | IPP Non-CHP
55561 | Tsar Nicholas LLC | TN30 | Onshore Wind Turbine | 1.9 | IPP Non-CHP
55562 | Sun River LLC | SU30 | Onshore Wind Turbine | 1.9 | IPP Non-CHP
55563 | Julia Hills LLC | JH30 | Onshore Wind Turbine | 1.9 | IPP Non-CHP
55564 | Jessica Mills LLC | JM30 | Onshore Wind Turbine | 1.9 | IPP Non-CHP
55565 | Jack River LLC | JR30 | Onshore Wind Turbine | 1.9 | IPP Non-CHP
55566 | Autumn Hills LLC | AH30 | Onshore Wind Turbine | 1.9 | IPP Non-CHP
55567 | Winters Spawn LLC | WS30 | Onshore Wind Turbine | 1.9 | IPP Non-CHP
55568 | Twin Lake Hills LLC | TL30 | Onshore Wind Turbine | 1.9 | IPP Non-CHP
55569 | Spartan Hills LLC | SH30 | Onshore Wind Turbine | 1.9 | IPP Non-CHP
55570 | Soliloquoy Ridge LLC | SR30 | Onshore Wind Turbine | 1.9 | IPP Non-CHP
55571 | Ruthton Ridge LLC | RR30 | Onshore Wind Turbine | 1.9 | IPP Non-CHP
55572 | Hope Creek LLC | HC30 | Onshore Wind Turbine | 1.9 | IPP Non-CHP
55573 | Hadley Ridge LLC | HR30 | Onshore Wind Turbine | 1.9 | IPP Non-CHP
55574 | Florence Hills LLC | FH30 | Onshore Wind Turbine | 1.9 | IPP Non-CHP
55576 | Agassiz Beach LLC | AB30 | Onshore Wind Turbine | 1.9 | IPP Non-CHP
55578 | Hueco Mountain Wind Ranch | EXIS | Onshore Wind Turbine | 1.3 | Electric Utility
55579 | Llano Estacado Wind Ranch | EXIS | Onshore Wind Turbine | 80 | IPP Non-CHP
55581 | King Mountain Wind Ranch 1 | EXIS | Onshore Wind Turbine | 278 | IPP Non-CHP
55588 | GRS Sunset Farms | 1 | Landfill Gas | 1 | IPP Non-CHP
55588 | GRS Sunset Farms | 2 | Landfill Gas | 1 | IPP Non-CHP
55588 | GRS Sunset Farms | 3 | Landfill Gas | 1 | IPP Non-CHP
55588 | GRS Sunset Farms | 4 | Landfill Gas | 1 | IPP Non-CHP
55589 | GRS Fall River | 3 | Landfill Gas | 5.3 | IPP Non-CHP
55592 | Mallard Lake Electric | 1 | Landfill Gas | 5 | IPP Non-CHP
55592 | Mallard Lake Electric | 2 | Landfill Gas | 5 | IPP Non-CHP
55592 | Mallard Lake Electric | 4 | Landfill Gas | 10 | IPP Non-CHP
55596 | GRS Arbor Hills | 0001 | Landfill Gas | 5 | IPP Non-CHP
55596 | GRS Arbor Hills | 0002 | Landfill Gas | 5 | IPP Non-CHP
55596 | GRS Arbor Hills | 0003 | Landfill Gas | 5 | IPP Non-CHP
55596 | GRS Arbor Hills | 0004 | Landfill Gas | 10 | IPP Non-CHP
55596 | GRS Arbor Hills | 0005 | Landfill Gas | 5.3 | IPP Non-CHP
55597 | GRS C&C | 1 | Landfill Gas | 1 | IPP Non-CHP
55597 | GRS C&C | 2 | Landfill Gas | 1 | IPP Non-CHP
55597 | GRS C&C | 3 | Landfill Gas | 1 | IPP Non-CHP
55597 | GRS C&C | 4 | Landfill Gas | 2.7 | IPP Non-CHP
55598 | GRS Pine Bend | 1 | Landfill Gas | 5 | IPP Non-CHP
55598 | GRS Pine Bend | 2 | Landfill Gas | 5 | IPP Non-CHP
55598 | GRS Pine Bend | 3 | Landfill Gas | 6.6 | IPP Non-CHP
55599 | GRS CMS | 1 | Landfill Gas | 5.3 | IPP Non-CHP
55600 | Binghamton Cogen | 1 | Natural Gas Fired Combustion Turbine | 47.7 | IPP CHP
55601 | Prima Plant | UNT1 | Landfill Gas | 3 | IPP Non-CHP
55601 | Prima Plant | UNT2 | Landfill Gas | 3 | IPP Non-CHP
55602 | MM San Diego-North City | UNT1 | Landfill Gas | 0.9 | IPP Non-CHP
55602 | MM San Diego-North City | UNT2 | Landfill Gas | 0.9 | IPP Non-CHP
55602 | MM San Diego-North City | UNT3 | Landfill Gas | 0.9 | IPP Non-CHP
55602 | MM San Diego-North City | UNT4 | Landfill Gas | 0.9 | IPP Non-CHP
55603 | Tajiguas Plant | UNT1 | Landfill Gas | 3 | IPP Non-CHP
55607 | Foote Creek I | GEN1 | Onshore Wind Turbine | 41.4 | Electric Utility
55608 | Foote Creek II | GEN1 | Onshore Wind Turbine | 1.8 | IPP Non-CHP
55609 | Foote Creek III | GEN1 | Onshore Wind Turbine | 24.8 | IPP Non-CHP
55610 | Foote Creek IV | GEN1 | Onshore Wind Turbine | 16.8 | IPP Non-CHP
55618 | Monmouth Landfill Gas to Energy | GEN1 | Landfill Gas | 4.9 | IPP Non-CHP
55618 | Monmouth Landfill Gas to Energy | GEN2 | Landfill Gas | 4.9 | IPP Non-CHP
55619 | Watchtower Educational Center | GEN1 | Natural Gas Internal Combustion Engine | 0.7 | Commercial Non-CHP
55619 | Watchtower Educational Center | GEN2 | Petroleum Liquids | 0.7 | Commercial Non-CHP
55619 | Watchtower Educational Center | GEN3 | Natural Gas Internal Combustion Engine | 0.7 | Commercial Non-CHP
55620 | Perryville Power Station | 2-CT | Natural Gas Fired Combustion Turbine | 186.2 | Electric Utility
55620 | Perryville Power Station | CT-1 | Natural Gas Fired Combined Cycle | 198.9 | Electric Utility
55620 | Perryville Power Station | CT-2 | Natural Gas Fired Combined Cycle | 198.9 | Electric Utility
55620 | Perryville Power Station | ST-1 | Natural Gas Fired Combined Cycle | 240.1 | Electric Utility
55622 | West Valley Generation Project | U1 | Natural Gas Fired Combustion Turbine | 43.4 | IPP Non-CHP
55622 | West Valley Generation Project | U2 | Natural Gas Fired Combustion Turbine | 43.4 | IPP Non-CHP
55622 | West Valley Generation Project | U3 | Natural Gas Fired Combustion Turbine | 43.4 | IPP Non-CHP
55622 | West Valley Generation Project | U4 | Natural Gas Fired Combustion Turbine | 43.4 | IPP Non-CHP
55622 | West Valley Generation Project | U5 | Natural Gas Fired Combustion Turbine | 43.4 | IPP Non-CHP
55625 | Creed Energy Center | CT1 | Natural Gas Fired Combustion Turbine | 47 | IPP Non-CHP
55626 | Lambie Energy Center | CT1 | Natural Gas Fired Combustion Turbine | 47 | IPP Non-CHP
55627 | Goose Haven Energy Center | CT1 | Natural Gas Fired Combustion Turbine | 47 | IPP Non-CHP
55640 | University Park North | 1 | Natural Gas Fired Combustion Turbine | 60.5 | IPP Non-CHP
55640 | University Park North | 10 | Natural Gas Fired Combustion Turbine | 60.5 | IPP Non-CHP
55640 | University Park North | 11 | Natural Gas Fired Combustion Turbine | 60.5 | IPP Non-CHP
55640 | University Park North | 12 | Natural Gas Fired Combustion Turbine | 60.5 | IPP Non-CHP
55640 | University Park North | 2 | Natural Gas Fired Combustion Turbine | 60.5 | IPP Non-CHP
55640 | University Park North | 3 | Natural Gas Fired Combustion Turbine | 60.5 | IPP Non-CHP
55640 | University Park North | 4 | Natural Gas Fired Combustion Turbine | 60.5 | IPP Non-CHP
55640 | University Park North | 5 | Natural Gas Fired Combustion Turbine | 60.5 | IPP Non-CHP
55640 | University Park North | 6 | Natural Gas Fired Combustion Turbine | 60.5 | IPP Non-CHP
55640 | University Park North | 7 | Natural Gas Fired Combustion Turbine | 60.5 | IPP Non-CHP
55640 | University Park North | 8 | Natural Gas Fired Combustion Turbine | 60.5 | IPP Non-CHP
55640 | University Park North | 9 | Natural Gas Fired Combustion Turbine | 60.5 | IPP Non-CHP
55641 | Riverside Energy Center | CTG1 | Natural Gas Fired Combined Cycle | 198.9 | Electric Utility
55641 | Riverside Energy Center | CTG2 | Natural Gas Fired Combined Cycle | 198.9 | Electric Utility
55641 | Riverside Energy Center | STG1 | Natural Gas Fired Combined Cycle | 277.1 | Electric Utility
55645 | Blue Spruce Energy Center | CT01 | Natural Gas Fired Combustion Turbine | 198.9 | Electric Utility
55645 | Blue Spruce Energy Center | CT02 | Natural Gas Fired Combustion Turbine | 198.9 | Electric Utility
55650 | Plains End | GE10 | Natural Gas Internal Combustion Engine | 5.7 | IPP Non-CHP
55650 | Plains End | GE11 | Natural Gas Internal Combustion Engine | 5.7 | IPP Non-CHP
55650 | Plains End | GE12 | Natural Gas Internal Combustion Engine | 5.7 | IPP Non-CHP
55650 | Plains End | GE13 | Natural Gas Internal Combustion Engine | 5.7 | IPP Non-CHP
55650 | Plains End | GE14 | Natural Gas Internal Combustion Engine | 5.7 | IPP Non-CHP
55650 | Plains End | GE15 | Natural Gas Internal Combustion Engine | 5.7 | IPP Non-CHP
55650 | Plains End | GE16 | Natural Gas Internal Combustion Engine | 5.7 | IPP Non-CHP
55650 | Plains End | GE17 | Natural Gas Internal Combustion Engine | 5.7 | IPP Non-CHP
55650 | Plains End | GE18 | Natural Gas Internal Combustion Engine | 5.7 | IPP Non-CHP
55650 | Plains End | GE19 | Natural Gas Internal Combustion Engine | 5.7 | IPP Non-CHP
55650 | Plains End | GE20 | Natural Gas Internal Combustion Engine | 5.7 | IPP Non-CHP
55650 | Plains End | GEN1 | Natural Gas Internal Combustion Engine | 5.7 | IPP Non-CHP
55650 | Plains End | GEN2 | Natural Gas Internal Combustion Engine | 5.7 | IPP Non-CHP
55650 | Plains End | GEN3 | Natural Gas Internal Combustion Engine | 5.7 | IPP Non-CHP
55650 | Plains End | GEN4 | Natural Gas Internal Combustion Engine | 5.7 | IPP Non-CHP
55650 | Plains End | GEN5 | Natural Gas Internal Combustion Engine | 5.7 | IPP Non-CHP
55650 | Plains End | GEN6 | Natural Gas Internal Combustion Engine | 5.7 | IPP Non-CHP
55650 | Plains End | GEN7 | Natural Gas Internal Combustion Engine | 5.7 | IPP Non-CHP
55650 | Plains End | GEN8 | Natural Gas Internal Combustion Engine | 5.7 | IPP Non-CHP
55650 | Plains End | GEN9 | Natural Gas Internal Combustion Engine | 5.7 | IPP Non-CHP
55651 | Spring Creek Energy Center | CT01 | Natural Gas Fired Combustion Turbine | 84.5 | Electric Utility
55651 | Spring Creek Energy Center | CT02 | Natural Gas Fired Combustion Turbine | 84.5 | Electric Utility
55651 | Spring Creek Energy Center | CT03 | Natural Gas Fired Combustion Turbine | 84.5 | Electric Utility
55651 | Spring Creek Energy Center | CT04 | Natural Gas Fired Combustion Turbine | 84.5 | Electric Utility
55654 | FirstEnergy Chambersburg | UN12 | Natural Gas Fired Combustion Turbine | 43.8 | IPP Non-CHP
55654 | FirstEnergy Chambersburg | UN13 | Natural Gas Fired Combustion Turbine | 43.8 | IPP Non-CHP
55655 | WFEC GenCo LLC | GEN1 | Natural Gas Fired Combustion Turbine | 45 | Electric Utility
55655 | WFEC GenCo LLC | GEN2 | Natural Gas Fired Combustion Turbine | 45 | Electric Utility
55656 | Pastoria Energy Facility, LLC | CT01 | Natural Gas Fired Combined Cycle | 168 | IPP Non-CHP
55656 | Pastoria Energy Facility, LLC | CT02 | Natural Gas Fired Combined Cycle | 168 | IPP Non-CHP
55656 | Pastoria Energy Facility, LLC | CT04 | Natural Gas Fired Combined Cycle | 168 | IPP Non-CHP
55656 | Pastoria Energy Facility, LLC | ST03 | Natural Gas Fired Combined Cycle | 185 | IPP Non-CHP
55656 | Pastoria Energy Facility, LLC | ST05 | Natural Gas Fired Combined Cycle | 90 | IPP Non-CHP
55661 | Essential Power Newington LLC | GT-1 | Natural Gas Fired Combined Cycle | 185.6 | IPP Non-CHP
55661 | Essential Power Newington LLC | GT-2 | Natural Gas Fired Combined Cycle | 185.6 | IPP Non-CHP
55661 | Essential Power Newington LLC | ST | Natural Gas Fired Combined Cycle | 234.3 | IPP Non-CHP
55662 | Chehalis Generating Facility | CA | Natural Gas Fired Combined Cycle | 230 | Electric Utility
55662 | Chehalis Generating Facility | CT1 | Natural Gas Fired Combined Cycle | 234 | Electric Utility
55662 | Chehalis Generating Facility | CT2 | Natural Gas Fired Combined Cycle | 234 | Electric Utility
55664 | Harrison County Power Project | GT-1 | Natural Gas Fired Combined Cycle | 170 | Electric Utility
55664 | Harrison County Power Project | GT-2 | Natural Gas Fired Combined Cycle | 170 | Electric Utility
55664 | Harrison County Power Project | ST-1 | Natural Gas Fired Combined Cycle | 230 | Electric Utility
55667 | Lower Mount Bethel Energy | G1 | Natural Gas Fired Combined Cycle | 211.5 | IPP Non-CHP
55667 | Lower Mount Bethel Energy | G2 | Natural Gas Fired Combined Cycle | 211.5 | IPP Non-CHP
55667 | Lower Mount Bethel Energy | G3 | Natural Gas Fired Combined Cycle | 228.6 | IPP Non-CHP
55672 | AL Sandersville LLC | CT1 | Natural Gas Fired Combustion Turbine | 86.5 | IPP Non-CHP
55672 | AL Sandersville LLC | CT2 | Natural Gas Fired Combustion Turbine | 86.5 | IPP Non-CHP
55672 | AL Sandersville LLC | CT3 | Natural Gas Fired Combustion Turbine | 86.5 | IPP Non-CHP
55672 | AL Sandersville LLC | CT4 | Natural Gas Fired Combustion Turbine | 86.5 | IPP Non-CHP
55672 | AL Sandersville LLC | CT5 | Natural Gas Fired Combustion Turbine | 86.5 | IPP Non-CHP
55672 | AL Sandersville LLC | CT6 | Natural Gas Fired Combustion Turbine | 86.5 | IPP Non-CHP
55672 | AL Sandersville LLC | CT7 | Natural Gas Fired Combustion Turbine | 86.5 | IPP Non-CHP
55672 | AL Sandersville LLC | CT8 | Natural Gas Fired Combustion Turbine | 86.5 | IPP Non-CHP
55684 | Flambeau Crowley Rapids Project | GEN1 | Conventional Hydroelectric | 1 | IPP Non-CHP
55684 | Flambeau Crowley Rapids Project | GEN2 | Conventional Hydroelectric | 0.5 | IPP Non-CHP
55685 | Flambeau Lower Project | GEN1 | Conventional Hydroelectric | 0.4 | IPP Non-CHP
55685 | Flambeau Lower Project | GEN2 | Conventional Hydroelectric | 0.4 | IPP Non-CHP
55685 | Flambeau Lower Project | GEN3 | Conventional Hydroelectric | 0.4 | IPP Non-CHP
55687 | Higgins Generating Station | A01 | Natural Gas Fired Combined Cycle | 178 | Electric Utility
55687 | Higgins Generating Station | A02 | Natural Gas Fired Combined Cycle | 178 | Electric Utility
55687 | Higgins Generating Station | ST1 | Natural Gas Fired Combined Cycle | 332.4 | Electric Utility
55690 | Bethlehem Power Plant | CTG1 | Natural Gas Fired Combined Cycle | 127 | IPP Non-CHP
55690 | Bethlehem Power Plant | CTG2 | Natural Gas Fired Combined Cycle | 127 | IPP Non-CHP
55690 | Bethlehem Power Plant | CTG3 | Natural Gas Fired Combined Cycle | 127 | IPP Non-CHP
55690 | Bethlehem Power Plant | CTG5 | Natural Gas Fired Combined Cycle | 127 | IPP Non-CHP
55690 | Bethlehem Power Plant | CTG6 | Natural Gas Fired Combined Cycle | 127 | IPP Non-CHP
55690 | Bethlehem Power Plant | CTG7 | Natural Gas Fired Combined Cycle | 127 | IPP Non-CHP
55690 | Bethlehem Power Plant | STG4 | Natural Gas Fired Combined Cycle | 195.5 | IPP Non-CHP
55690 | Bethlehem Power Plant | STG8 | Natural Gas Fired Combined Cycle | 195.5 | IPP Non-CHP
55694 | Quantum Choctaw Power LLC | CT1 | Natural Gas Fired Combined Cycle | 270 | Electric Utility
55694 | Quantum Choctaw Power LLC | CT2 | Natural Gas Fired Combined Cycle | 270 | Electric Utility
55694 | Quantum Choctaw Power LLC | ST1 | Natural Gas Fired Combined Cycle | 310.5 | Electric Utility
55698 | Hanford Energy Park Peaker | HEP1 | Natural Gas Fired Combustion Turbine | 46.1 | IPP Non-CHP
55698 | Hanford Energy Park Peaker | HEP2 | Natural Gas Fired Combustion Turbine | 46.1 | IPP Non-CHP
55699 | Bayswater Peaking Facility LLC | 1 | Natural Gas Fired Combustion Turbine | 60.5 | IPP Non-CHP
55700 | Mint Farm Generating Station | 1STG | Natural Gas Fired Combined Cycle | 133 | Electric Utility
55700 | Mint Farm Generating Station | CTG1 | Natural Gas Fired Combined Cycle | 186 | Electric Utility
55701 | Fremont Energy Center | CA01 | Natural Gas Fired Combined Cycle | 358.7 | Electric Utility
55701 | Fremont Energy Center | CT01 | Natural Gas Fired Combined Cycle | 190.4 | Electric Utility
55701 | Fremont Energy Center | CT02 | Natural Gas Fired Combined Cycle | 190.4 | Electric Utility
55706 | Choctaw County | CTG1 | Natural Gas Fired Combined Cycle | 179 | IPP Non-CHP
55706 | Choctaw County | CTG2 | Natural Gas Fired Combined Cycle | 179 | IPP Non-CHP
55706 | Choctaw County | CTG3 | Natural Gas Fired Combined Cycle | 179 | IPP Non-CHP
55706 | Choctaw County | STG1 | Natural Gas Fired Combined Cycle | 362 | IPP Non-CHP
55708 | Nacogdoches Power | STG4 | Wood/Wood Waste Biomass | 114 | IPP Non-CHP
55710 | FirstEnergy Allegheny Energy Units 3 4 & 5 | UNT3 | Natural Gas Fired Combined Cycle | 184 | IPP Non-CHP
55710 | FirstEnergy Allegheny Energy Units 3 4 & 5 | UNT4 | Natural Gas Fired Combined Cycle | 184 | IPP Non-CHP
55710 | FirstEnergy Allegheny Energy Units 3 4 & 5 | UNT5 | Natural Gas Fired Combined Cycle | 188 | IPP Non-CHP
55714 | Magnet Cove | GT1 | Natural Gas Fired Combined Cycle | 242 | Electric Utility
55714 | Magnet Cove | GT2 | Natural Gas Fired Combined Cycle | 242 | Electric Utility
55714 | Magnet Cove | ST1 | Natural Gas Fired Combined Cycle | 262 | Electric Utility
55718 | Dean | GT1 | Natural Gas Fired Combustion Turbine | 89.4 | Electric Utility
55718 | Dean | GT2 | Natural Gas Fired Combustion Turbine | 89.4 | Electric Utility
55718 | Dean | GT3 | Natural Gas Fired Combustion Turbine | 89.4 | Electric Utility
55718 | Dean | GT4 | Natural Gas Fired Combustion Turbine | 89.4 | Electric Utility
55719 | Mountain View I&2 | GEN2 | Onshore Wind Turbine | 22.2 | IPP Non-CHP
55719 | Mountain View I&2 | GENI | Onshore Wind Turbine | 44.4 | IPP Non-CHP
55733 | Bennett Mountain | 1 | Natural Gas Fired Combustion Turbine | 172.8 | Electric Utility
55734 | Gray County Wind Energy | V47 | Onshore Wind Turbine | 112 | IPP Non-CHP
55736 | Hanging Rock Energy Facility | 1GT1 | Natural Gas Fired Combined Cycle | 163.5 | IPP Non-CHP
55736 | Hanging Rock Energy Facility | 1GT2 | Natural Gas Fired Combined Cycle | 163.5 | IPP Non-CHP
55736 | Hanging Rock Energy Facility | 1ST | Natural Gas Fired Combined Cycle | 317.1 | IPP Non-CHP
55736 | Hanging Rock Energy Facility | 2GT1 | Natural Gas Fired Combined Cycle | 163.5 | IPP Non-CHP
55736 | Hanging Rock Energy Facility | 2GT2 | Natural Gas Fired Combined Cycle | 163.5 | IPP Non-CHP
55736 | Hanging Rock Energy Facility | 2ST | Natural Gas Fired Combined Cycle | 317.1 | IPP Non-CHP
55738 | Buchanan Generation LLC | 1 | Natural Gas Fired Combustion Turbine | 44 | IPP Non-CHP
55738 | Buchanan Generation LLC | 2 | Natural Gas Fired Combustion Turbine | 44 | IPP Non-CHP
55739 | Condon Windpower LLC | GEN1 | Onshore Wind Turbine | 24.6 | IPP Non-CHP
55739 | Condon Windpower LLC | GEN2 | Onshore Wind Turbine | 25.2 | IPP Non-CHP
55740 | Rock River I LLC | GEN1 | Onshore Wind Turbine | 50 | IPP Non-CHP
55741 | Ridge Crest Wind Partners | A1 | Onshore Wind Turbine | 29.7 | IPP Non-CHP
55742 | Montfort Wind Energy Center | ER15 | Onshore Wind Turbine | 30 | Electric Utility
55747 | NWP Indian Mesa Wind Farm | NWP2 | Onshore Wind Turbine | 82.5 | IPP Non-CHP
55748 | Los Esteros Critical Energy Center | CAG5 | Natural Gas Fired Combined Cycle | 126.1 | IPP Non-CHP
55748 | Los Esteros Critical Energy Center | CTG1 | Natural Gas Fired Combined Cycle | 45 | IPP Non-CHP
55748 | Los Esteros Critical Energy Center | CTG2 | Natural Gas Fired Combined Cycle | 45 | IPP Non-CHP
55748 | Los Esteros Critical Energy Center | CTG3 | Natural Gas Fired Combined Cycle | 45 | IPP Non-CHP
55748 | Los Esteros Critical Energy Center | CTG4 | Natural Gas Fired Combined Cycle | 45 | IPP Non-CHP
55749 | Hardin Generator Project | UNT1 | Conventional Steam Coal | 115.7 | IPP Non-CHP
55752 | Sonoma Central Landfill Phase I | P-11 | Landfill Gas | 0.8 | Commercial Non-CHP
55752 | Sonoma Central Landfill Phase I | P-12 | Landfill Gas | 0.8 | Commercial Non-CHP
55752 | Sonoma Central Landfill Phase I | P-13 | Landfill Gas | 0.8 | Commercial Non-CHP
55752 | Sonoma Central Landfill Phase I | P-14 | Landfill Gas | 0.8 | Commercial Non-CHP
55753 | Sonoma Central Landfill Phase II | P-21 | Landfill Gas | 0.8 | Commercial Non-CHP
55753 | Sonoma Central Landfill Phase II | P-22 | Landfill Gas | 0.8 | Commercial Non-CHP
55753 | Sonoma Central Landfill Phase II | P-23 | Landfill Gas | 0.8 | Commercial Non-CHP
55753 | Sonoma Central Landfill Phase II | P-24 | Landfill Gas | 0.8 | Commercial Non-CHP
55757 | Model City Energy Facility | GEN1 | Landfill Gas | 0.8 | IPP Non-CHP
55757 | Model City Energy Facility | GEN2 | Landfill Gas | 0.8 | IPP Non-CHP
55757 | Model City Energy Facility | GEN3 | Landfill Gas | 0.8 | IPP Non-CHP
55757 | Model City Energy Facility | GEN4 | Landfill Gas | 0.8 | IPP Non-CHP
55757 | Model City Energy Facility | GEN5 | Landfill Gas | 0.8 | IPP Non-CHP
55757 | Model City Energy Facility | GEN6 | Landfill Gas | 0.8 | IPP Non-CHP
55757 | Model City Energy Facility | GEN7 | Landfill Gas | 0.8 | IPP Non-CHP
55760 | Streator Energy Partners LLC | ST1 | Landfill Gas | 1.1 | IPP Non-CHP
55763 | Dixon/Lee Energy Partners LLC | DX1 | Landfill Gas | 1.1 | IPP Non-CHP
55763 | Dixon/Lee Energy Partners LLC | DX2 | Landfill Gas | 1.1 | IPP Non-CHP
55763 | Dixon/Lee Energy Partners LLC | DX3 | Landfill Gas | 1.1 | IPP Non-CHP
55763 | Dixon/Lee Energy Partners LLC | DX4 | Landfill Gas | 1.1 | IPP Non-CHP
55765 | Green Knight Energy Center | TG1 | Landfill Gas | 3.3 | IPP Non-CHP
55765 | Green Knight Energy Center | TG2 | Landfill Gas | 3.3 | IPP Non-CHP
55765 | Green Knight Energy Center | TG3 | Landfill Gas | 3.3 | IPP Non-CHP
55766 | Kiefer Landfill | 361A | Landfill Gas | 3 | Commercial Non-CHP
55766 | Kiefer Landfill | 361B | Landfill Gas | 3 | Commercial Non-CHP
55766 | Kiefer Landfill | 361C | Landfill Gas | 3 | Commercial Non-CHP
55769 | Madison Windpower LLC | MADW | Onshore Wind Turbine | 11.5 | IPP Non-CHP
55770 | Dane County Landfill #2 Rodefeld | GEN1 | Landfill Gas | 0.8 | IPP Non-CHP
55770 | Dane County Landfill #2 Rodefeld | GEN2 | Landfill Gas | 0.8 | IPP Non-CHP
55770 | Dane County Landfill #2 Rodefeld | GEN3 | Landfill Gas | 0.8 | IPP Non-CHP
55770 | Dane County Landfill #2 Rodefeld | GEN4 | Landfill Gas | 1.6 | IPP Non-CHP
55770 | Dane County Landfill #2 Rodefeld | GEN5 | Landfill Gas | 0.8 | IPP Non-CHP
55770 | Dane County Landfill #2 Rodefeld | GEN6 | Landfill Gas | 0.8 | IPP Non-CHP
55770 | Dane County Landfill #2 Rodefeld | GEN7 | Landfill Gas | 0.8 | IPP Non-CHP
55773 | Countyside Genco LLC | CS10 | Landfill Gas | 3.2 | IPP Non-CHP
55773 | Countyside Genco LLC | CS7 | Landfill Gas | 3.2 | IPP Non-CHP
55773 | Countyside Genco LLC | CS8 | Landfill Gas | 3.2 | IPP Non-CHP
55773 | Countyside Genco LLC | CS9 | Landfill Gas | 3.2 | IPP Non-CHP
55774 | Morris Genco LLC | MO4 | Landfill Gas | 1.1 | IPP Non-CHP
55774 | Morris Genco LLC | MO5 | Landfill Gas | 1.1 | IPP Non-CHP
55776 | Barre | BA1 | Landfill Gas | 0.5 | IPP Non-CHP
55776 | Barre | BA2 | Landfill Gas | 0.5 | IPP Non-CHP
55782 | Wilmont Hills LLC | WH01 | Onshore Wind Turbine | 1.5 | IPP Non-CHP
55786 | Edgewood Energy LLC | CT01 | Natural Gas Fired Combustion Turbine | 50 | IPP Non-CHP
55786 | Edgewood Energy LLC | CT02 | Natural Gas Fired Combustion Turbine | 50 | IPP Non-CHP
55787 | Shoreham Energy LLC | CT01 | Petroleum Liquids | 50 | IPP Non-CHP
55787 | Shoreham Energy LLC | CT02 | Petroleum Liquids | 50 | IPP Non-CHP
55790 | Fenner Wind | 1 | Onshore Wind Turbine | 30 | IPP Non-CHP
55795 | Woodward Mountain II | 01 | Onshore Wind Turbine | 78 | IPP Non-CHP
55796 | Woodward Mountain I | 01 | Onshore Wind Turbine | 82 | IPP Non-CHP
55799 | Otsego Mill Power Plant | NRTH | Natural Gas Fired Combustion Turbine | 10.6 | Industrial CHP
55799 | Otsego Mill Power Plant | SOTH | Natural Gas Fired Combustion Turbine | 10.6 | Industrial CHP
55801 | FPL Energy Marcus Hook LP | CT13 | Natural Gas Fired Combined Cycle | 188.2 | IPP CHP
55801 | FPL Energy Marcus Hook LP | CT1A | Natural Gas Fired Combined Cycle | 188.2 | IPP CHP
55801 | FPL Energy Marcus Hook LP | CTIB | Natural Gas Fired Combined Cycle | 188.2 | IPP CHP
55801 | FPL Energy Marcus Hook LP | STG | Natural Gas Fired Combined Cycle | 271.5 | IPP CHP
55802 | Valencia Energy Facility | CTG1 | Natural Gas Fired Combustion Turbine | 159.5 | IPP Non-CHP
55803 | FPL E Somerset Windpower LLC | EW | Onshore Wind Turbine | 9 | IPP Non-CHP
55804 | Top of Iowa Windfarm | NM | Onshore Wind Turbine | 80 | IPP Non-CHP
55805 | Mill Run Windpower | G1 | Onshore Wind Turbine | 15 | IPP Non-CHP
55807 | Henrietta Peaker | HPP1 | Natural Gas Fired Combustion Turbine | 49 | IPP Non-CHP
55807 | Henrietta Peaker | HPP2 | Natural Gas Fired Combustion Turbine | 49 | IPP Non-CHP
55809 | Kas Brothers Windfarm | G1 | Onshore Wind Turbine | 1.5 | IPP Non-CHP
55810 | Gilroy Peaking Energy Center | S3 | Natural Gas Fired Combustion Turbine | 45 | IPP Non-CHP
55810 | Gilroy Peaking Energy Center | S4 | Natural Gas Fired Combustion Turbine | 45 | IPP Non-CHP
55810 | Gilroy Peaking Energy Center | S5 | Natural Gas Fired Combustion Turbine | 45 | IPP Non-CHP
55811 | King City Peaking | CTG1 | Natural Gas Fired Combustion Turbine | 47.3 | IPP Non-CHP
55813 | Yuba City Energy Center | CTG1 | Natural Gas Fired Combustion Turbine | 47.3 | IPP Non-CHP
55816 | Hawkeye Power Partners LLC | 48M | Onshore Wind Turbine | 42 | IPP Non-CHP
55818 | Frederickson Power LP | FICT | Natural Gas Fired Combined Cycle | 192 | IPP Non-CHP
55818 | Frederickson Power LP | FIST | Natural Gas Fired Combined Cycle | 126.3 | IPP Non-CHP
55820 | RCWMD Badlands Landfill Gas Project | GEN1 | Landfill Gas | 1.3 | Commercial Non-CHP
55821 | Curtis H Stanton Energy Center | A | Natural Gas Fired Combined Cycle | 203.2 | IPP Non-CHP
55821 | Curtis H Stanton Energy Center | B | Natural Gas Fired Combined Cycle | 203.2 | IPP Non-CHP
55821 | Curtis H Stanton Energy Center | C | Natural Gas Fired Combined Cycle | 281.9 | IPP Non-CHP
55824 | MNDOT Standby Generation | UNT1 | Petroleum Liquids | 2 | Commercial Non-CHP
55830 | East Millinocket Mill | M2S1 | Wood/Wood Waste Biomass | 15.6 | Industrial CHP
55830 | East Millinocket Mill | M2S2 | Wood/Wood Waste Biomass | 15.6 | Industrial CHP
55830 | East Millinocket Mill | M2S3 | Wood/Wood Waste Biomass | 30.2 | Industrial CHP
55833 | Auburndale Peaker Energy Center | CTP | Natural Gas Fired Combustion Turbine | 130.1 | IPP Non-CHP
55835 | Rocky Mountain Energy Center | CTG1 | Natural Gas Fired Combined Cycle | 175.1 | Electric Utility
55835 | Rocky Mountain Energy Center | CTG2 | Natural Gas Fired Combined Cycle | 175.1 | Electric Utility
55835 | Rocky Mountain Energy Center | STG1 | Natural Gas Fired Combined Cycle | 334.9 | Electric Utility
55836 | Island Street Peaking Plant | FT81 | Natural Gas Fired Combustion Turbine | 60.5 | Electric Utility
55841 | Silverhawk | CT1 | Natural Gas Fired Combined Cycle | 197.2 | Electric Utility
55841 | Silverhawk | CT2 | Natural Gas Fired Combined Cycle | 197.2 | Electric Utility
55841 | Silverhawk | ST1 | Natural Gas Fired Combined Cycle | 270.3 | Electric Utility
55847 | Feather River Energy Center | CTG1 | Natural Gas Fired Combustion Turbine | 47 | IPP Non-CHP
55851 | Valero Refinery Cogeneration Unit 1 | GT 1 | Natural Gas Fired Combustion Turbine | 51 | Industrial CHP
55853 | Inland Empire Energy Center | 1 | Natural Gas Fired Combined Cycle | 409.5 | IPP Non-CHP
55853 | Inland Empire Energy Center | 2 | Natural Gas Fired Combined Cycle | 409.5 | IPP Non-CHP
55855 | Wolfskill Energy Center | CTG1 | Natural Gas Fired Combustion Turbine | 47 | IPP Non-CHP
55856 | Prairie State Generating Station | PC1 | Conventional Steam Coal | 883 | IPP Non-CHP
55856 | Prairie State Generating Station | PC2 | Conventional Steam Coal | 883 | IPP Non-CHP
55857 | Oak Point Cogen | 5121 | Natural Gas Fired Combustion Turbine | 4.7 | Industrial CHP
55857 | Oak Point Cogen | 5131 | Natural Gas Fired Combustion Turbine | 4.7 | Industrial CHP
55857 | Oak Point Cogen | 5141 | Natural Gas Fired Combustion Turbine | 4.7 | Industrial CHP
55857 | Oak Point Cogen | 5151 | Natural Gas Fired Combustion Turbine | 4.7 | Industrial CHP
55857 | Oak Point Cogen | 5161 | Natural Gas Fired Combustion Turbine | 4.7 | Industrial CHP
55860 | Quinebaug Lower Project | 5-M | Conventional Hydroelectric | 0.3 | IPP Non-CHP
55860 | Quinebaug Lower Project | MF | Conventional Hydroelectric | 0.1 | IPP Non-CHP
55860 | Quinebaug Lower Project | U2 | Conventional Hydroelectric | 0.8 | IPP Non-CHP
55860 | Quinebaug Lower Project | UI | Conventional Hydroelectric | 1.3 | IPP Non-CHP
55861 | Stevens Point Mill | SP | Natural Gas Steam Turbine | 7.6 | Industrial CHP
55864 | Kaheka Hydro | KAH1 | Conventional Hydroelectric | 1.5 | Industrial Non-CHP
55864 | Kaheka Hydro | KAH2 | Conventional Hydroelectric | 1.5 | Industrial Non-CHP
55864 | Kaheka Hydro | KAH3 | Conventional Hydroelectric | 1.5 | Industrial Non-CHP
55866 | Basin Creek Plant | 1 | Natural Gas Internal Combustion Engine | 6.1 | IPP Non-CHP
55866 | Basin Creek Plant | 2 | Natural Gas Internal Combustion Engine | 6.1 | IPP Non-CHP
55866 | Basin Creek Plant | 3 | Natural Gas Internal Combustion Engine | 6.1 | IPP Non-CHP
55866 | Basin Creek Plant | 4 | Natural Gas Internal Combustion Engine | 6.1 | IPP Non-CHP
55866 | Basin Creek Plant | 5 | Natural Gas Internal Combustion Engine | 6.1 | IPP Non-CHP
55866 | Basin Creek Plant | 6 | Natural Gas Internal Combustion Engine | 6.1 | IPP Non-CHP
55866 | Basin Creek Plant | 7 | Natural Gas Internal Combustion Engine | 6.1 | IPP Non-CHP
55866 | Basin Creek Plant | 8 | Natural Gas Internal Combustion Engine | 6.1 | IPP Non-CHP
55866 | Basin Creek Plant | 9 | Natural Gas Internal Combustion Engine | 6.1 | IPP Non-CHP
55867 | Benson Power Biomass Plant | G1 | Wood/Wood Waste Biomass | 62.5 | IPP Non-CHP
55871 | Klondike Wind Power | Ph 1 | Onshore Wind Turbine | 24.5 | IPP Non-CHP
55874 | Panoche Peaker | 8 | Natural Gas Fired Combustion Turbine | 49.9 | IPP Non-CHP
55880 | Sonoma Central Landfill Phase III | P-31 | Landfill Gas | 0.8 | Commercial Non-CHP
55880 | Sonoma Central Landfill Phase III | P-32 | Landfill Gas | 0.8 | Commercial Non-CHP
55882 | Sierra Pacific Aberdeen | GEN1 | Wood/Wood Waste Biomass | 18 | Industrial CHP
55885 | Montgomery County Oaks LFGE Plant | CAT35 | Landfill Gas | 1.6 | IPP Non-CHP
55885 | Montgomery County Oaks LFGE Plant | GEJGC | Landfill Gas | 0.8 | IPP Non-CHP
55925 | Ridgeview | GEN1 | Landfill Gas | 0.8 | IPP Non-CHP
55925 | Ridgeview | GEN2 | Landfill Gas | 0.8 | IPP Non-CHP
55925 | Ridgeview | GEN3 | Landfill Gas | 0.8 | IPP Non-CHP
55925 | Ridgeview | GEN4 | Landfill Gas | 0.8 | IPP Non-CHP
55925 | Ridgeview | GEN5 | Landfill Gas | 0.8 | IPP Non-CHP
55925 | Ridgeview | GEN6 | Landfill Gas | 0.8 | IPP Non-CHP
55925 | Ridgeview | GEN7 | Landfill Gas | 0.8 | IPP Non-CHP
55925 | Ridgeview | GEN8 | Landfill Gas | 0.8 | IPP Non-CHP
55927 | Jasper | CT1 | Natural Gas Fired Combined Cycle | 198.9 | Electric Utility
55927 | Jasper | CT2 | Natural Gas Fired Combined Cycle | 198.9 | Electric Utility
55927 | Jasper | CT3 | Natural Gas Fired Combined Cycle | 198.9 | Electric Utility
55927 | Jasper | ST1 | Natural Gas Fired Combined Cycle | 405 | Electric Utility
55928 | McMinnville | 1 | Petroleum Liquids | 2 | Electric Utility
55928 | McMinnville | 10 | Petroleum Liquids | 2 | Electric Utility
55928 | McMinnville | 11 | Petroleum Liquids | 2 | Electric Utility
55928 | McMinnville | 12 | Other Waste Biomass | 2 | Electric Utility
55928 | McMinnville | 2 | Petroleum Liquids | 2 | Electric Utility
55928 | McMinnville | 3 | Petroleum Liquids | 2 | Electric Utility
55928 | McMinnville | 4 | Petroleum Liquids | 2 | Electric Utility
55928 | McMinnville | 5 | Petroleum Liquids | 2 | Electric Utility
55928 | McMinnville | 6 | Petroleum Liquids | 2 | Electric Utility
55928 | McMinnville | 7 | Petroleum Liquids | 2 | Electric Utility
55928 | McMinnville | 8 | Petroleum Liquids | 2 | Electric Utility
55928 | McMinnville | 9 | Petroleum Liquids | 2 | Electric Utility
55931 | Boulder City Silver Lake Hydro | 0001 | Conventional Hydroelectric | 3.3 | IPP Non-CHP
55933 | Tracy Combined Cycle Power Plant | TCC1 | Natural Gas Fired Combined Cycle | 167.3 | IPP Non-CHP
55933 | Tracy Combined Cycle Power Plant | TPP1 | Natural Gas Fired Combined Cycle | 84.4 | IPP Non-CHP
55933 | Tracy Combined Cycle Power Plant | TPP2 | Natural Gas Fired Combined Cycle | 84.4 | IPP Non-CHP
55934 | Century Generating Facility | C1 | Natural Gas Fired Combustion Turbine | 11.2 | IPP Non-CHP
55934 | Century Generating Facility | C2 | Natural Gas Fired Combustion Turbine | 11.2 | IPP Non-CHP
55934 | Century Generating Facility | C3 | Natural Gas Fired Combustion Turbine | 11.2 | IPP Non-CHP
55934 | Century Generating Facility | C4 | Natural Gas Fired Combustion Turbine | 11.2 | IPP Non-CHP
55935 | Drews Generating Facility | D1 | Natural Gas Fired Combustion Turbine | 11.2 | IPP Non-CHP
55935 | Drews Generating Facility | D2 | Natural Gas Fired Combustion Turbine | 11.2 | IPP Non-CHP
55935 | Drews Generating Facility | D3 | Natural Gas Fired Combustion Turbine | 11.2 | IPP Non-CHP
55935 | Drews Generating Facility | D4 | Natural Gas Fired Combustion Turbine | 11.2 | IPP Non-CHP
55936 | NRG Rockford II Energy Center | GT3 | Natural Gas Fired Combustion Turbine | 168 | IPP Non-CHP
55938 | NAEA Ocean Peaking Power LLC | OPP3 | Natural Gas Fired Combustion Turbine | 191.5 | IPP Non-CHP
55938 | NAEA Ocean Peaking Power LLC | OPP4 | Natural Gas Fired Combustion Turbine | 191.5 | IPP Non-CHP
55939 | Warren County | CT01 | Natural Gas Fired Combined Cycle | 297.5 | Electric Utility
55939 | Warren County | CT02 | Natural Gas Fired Combined Cycle | 297.5 | Electric Utility
55939 | Warren County | CT03 | Natural Gas Fired Combined Cycle | 297.5 | Electric Utility
55939 | Warren County | ST01 | Natural Gas Fired Combined Cycle | 579.7 | Electric Utility
55944 | Bay Windpower I | BAY | Onshore Wind Turbine | 1.8 | IPP Non-CHP
55950 | Elk Hills Cogen | U1 | Natural Gas Fired Combustion Turbine | 23.3 | Industrial CHP
55950 | Elk Hills Cogen | U2 | Natural Gas Fired Combustion Turbine | 23.3 | Industrial CHP
55951 | Agua Mansa Power Plant | AMP1 | Natural Gas Fired Combustion Turbine | 60.5 | Electric Utility
55953 | Pretlow | 1 | Petroleum Liquids | 1.6 | Electric Utility
55953 | Pretlow | 2 | Petroleum Liquids | 1.6 | Electric Utility
55954 | Downtown | 1 | Petroleum Liquids | 1.6 | Electric Utility
55954 | Downtown | 2 | Petroleum Liquids | 1.6 | Electric Utility
55963 | Riverview Energy Center | CTG1 | Natural Gas Fired Combustion Turbine | 47 | IPP Non-CHP
55964 | Brown Station Road Plant II | 1 | Landfill Gas | 1 | Commercial Non-CHP
55964 | Brown Station Road Plant II | 2 | Landfill Gas | 1 | Commercial Non-CHP
55964 | Brown Station Road Plant II | 3 | Landfill Gas | 1 | Commercial Non-CHP
55964 | Brown Station Road Plant II | 4 | Landfill Gas | 1 | Commercial Non-CHP
55965 | Wansley Combined Cycle | CT6A | Natural Gas Fired Combined Cycle | 203.1 | IPP Non-CHP
55965 | Wansley Combined Cycle | CT6B | Natural Gas Fired Combined Cycle | 203.1 | IPP Non-CHP
55965 | Wansley Combined Cycle | CT7A | Natural Gas Fired Combined Cycle | 203.1 | IPP Non-CHP
55965 | Wansley Combined Cycle | CT7B | Natural Gas Fired Combined Cycle | 203.1 | IPP Non-CHP
55965 | Wansley Combined Cycle | ST6 | Natural Gas Fired Combined Cycle | 213.3 | IPP Non-CHP
55965 | Wansley Combined Cycle | ST7 | Natural Gas Fired Combined Cycle | 213.3 | IPP Non-CHP
55966 | Nikiski Co-Generation | GT1 | Natural Gas Fired Combined Cycle | 37.9 | Electric Utility
55966 | Nikiski Co-Generation | ST1 | Natural Gas Fired Combined Cycle | 40 | Electric Utility
55968 | Trent Wind Farm LP | WTG1 | Onshore Wind Turbine | 150 | IPP Non-CHP
55969 | Hawkeye Energy Greenport LLC | U-01 | Petroleum Liquids | 54 | IPP Non-CHP
55970 | Cosumnes | 1 | Natural Gas Fired Combined Cycle | 190 | Electric Utility
55970 | Cosumnes | 2 | Natural Gas Fired Combined Cycle | 170 | Electric Utility
55970 | Cosumnes | 3 | Natural Gas Fired Combined Cycle | 170 | Electric Utility
55972 | Cass County | CT-1 | Natural Gas Fired Combustion Turbine | 172.5 | Electric Utility
55972 | Cass County | CT-2 | Natural Gas Fired Combustion Turbine | 172.5 | Electric Utility
55976 | Hunterstown Power Plant | 101 | Natural Gas Fired Combined Cycle | 179 | IPP Non-CHP
55976 | Hunterstown Power Plant | 201 | Natural Gas Fired Combined Cycle | 179 | IPP Non-CHP
55976 | Hunterstown Power Plant | 301 | Natural Gas Fired Combined Cycle | 179 | IPP Non-CHP
55976 | Hunterstown Power Plant | 401 | Natural Gas Fired Combined Cycle | 361 | IPP Non-CHP
55977 | Bluffview | CTG1 | Natural Gas Fired Combined Cycle | 40 | Electric Utility
55977 | Bluffview | STG1 | Natural Gas Fired Combined Cycle | 27 | Electric Utility
55980 | Champepaden Wind Power | 1 | Onshore Wind Turbine | 2 | IPP Non-CHP
55981 | Moulton Wind Power | 1 | Onshore Wind Turbine | 2 | IPP Non-CHP
55983 | Salton Sea Power LLC - Unit 5 | TG51 | Geothermal | 58.3 | IPP Non-CHP
55984 | CE Turbo LLC | TG21 | Geothermal | 11.5 | IPP Non-CHP
55985 | Palomar Energy | CTG1 | Natural Gas Fired Combined Cycle | 165 | Electric Utility
55985 | Palomar Energy | CTG2 | Natural Gas Fired Combined Cycle | 165 | Electric Utility
55985 | Palomar Energy | STG | Natural Gas Fired Combined Cycle | 229 | Electric Utility
55986 | Mountaineer Wind Energy Center | WT1 | Onshore Wind Turbine | 66 | IPP Non-CHP
55987 | Stillwater Water Treatment Plant | 6 | Petroleum Liquids | 2 | Electric Utility
55988 | Wabuska | 1 | Geothermal | 0.6 | IPP Non-CHP
55988 | Wabuska | 2 | Geothermal | 0.8 | IPP Non-CHP
55988 | Wabuska | 3 | Geothermal | 0.8 | IPP Non-CHP
55988 | Wabuska | 4 | Geothermal | 0.8 | IPP Non-CHP
55988 | Wabuska | 5 | Geothermal | 0.8 | IPP Non-CHP
55988 | Wabuska | 6 | Geothermal | 0.8 | IPP Non-CHP
55988 | Wabuska | 7 | Geothermal | 0.8 | IPP Non-CHP
55989 | FPL Energy Vansycle LLC (OR) | V-47 | Onshore Wind Turbine | 122.8 | IPP Non-CHP
55990 | Ashtabula | 1 | Natural Gas Fired Combined Cycle | 4.9 | IPP CHP
55990 | Ashtabula | 2 | Natural Gas Fired Combined Cycle | 4.9 | IPP CHP
55990 | Ashtabula | 3 | Natural Gas Fired Combined Cycle | 4.9 | IPP CHP
55990 | Ashtabula | 4 | Natural Gas Fired Combined Cycle | 4.9 | IPP CHP
55990 | Ashtabula | 5 | Natural Gas Fired Combined Cycle | 4.9 | IPP CHP
55990 | Ashtabula | 6 | Natural Gas Fired Combined Cycle | 0.8 | IPP CHP
55990 | Ashtabula | 7 | Natural Gas Fired Combined Cycle | 0.8 | IPP CHP
55991 | Brady | OEC | Geothermal | 6.5 | IPP Non-CHP
55991 | Brady | TG-1 | Geothermal | 9.2 | IPP Non-CHP
55991 | Brady | TG-2 | Geothermal | 9.2 | IPP Non-CHP
55991 | Brady | TG-3 | Geothermal | 8 | IPP Non-CHP
55992 | Desert Sky | 1 | Onshore Wind Turbine | 160.5 | IPP Non-CHP
55995 | Minot Wind Project | MWP | Onshore Wind Turbine | 2.6 | Electric Utility
55995 | Minot Wind Project | MWP2 | Onshore Wind Turbine | 4.5 | Electric Utility
55996 | Alliant SBD0201 Penford Produc | 01 | Petroleum Liquids | 1.8 | IPP Non-CHP
55996 | Alliant SBD0201 Penford Produc | 02 | Petroleum Liquids | 1.6 | IPP Non-CHP
55996 | Alliant SBD0201 Penford Produc | 03 | Petroleum Liquids | 1.6 | IPP Non-CHP
55996 | Alliant SBD0201 Penford Produc | 04 | Petroleum Liquids | 1.1 | IPP Non-CHP
55997 | Orchard Park | 10 | Natural Gas Internal Combustion Engine | 6 | Electric Utility
55997 | Orchard Park | 11 | Natural Gas Internal Combustion Engine | 6 | Electric Utility
55997 | Orchard Park | 8 | Natural Gas Internal Combustion Engine | 6 | Electric Utility
55997 | Orchard Park | 9 | Natural Gas Internal Combustion Engine | 6 | Electric Utility
55998 | Danbury Diesel | GT1 | Petroleum Liquids | 6.7 | Electric Utility
55998 | Danbury Diesel | IC1 | Petroleum Liquids | 0.5 | Electric Utility
55998 | Danbury Diesel | IC2 | Petroleum Liquids | 0.6 | Electric Utility
55999 | NECCO Co-Generation | GEN1 | Natural Gas Internal Combustion Engine | 2.9 | IPP CHP
55999 | NECCO Co-Generation | GEN2 | Natural Gas Internal Combustion Engine | 2.9 | IPP CHP
56001 | Waymart Wind | GE15 | Onshore Wind Turbine | 64.5 | IPP Non-CHP
56002 | Minwind | 1 | Onshore Wind Turbine | 3.8 | IPP Non-CHP
56004 | Mount Clinton | D-2 | Petroleum Liquids | 2 | Electric Utility
56004 | Mount Clinton | D-3 | Petroleum Liquids | 2 | Electric Utility
56004 | Mount Clinton | D-5 | Petroleum Liquids | 2 | Electric Utility
56004 | Mount Clinton | D-7 | Petroleum Liquids | 2 | Electric Utility
56004 | Mount Clinton | D-8 | Petroleum Liquids | 2 | Electric Utility
56004 | Mount Clinton | MC-1 | Petroleum Liquids | 14 | Electric Utility
56005 | Pleasant Valley (VA) | D-4 | Petroleum Liquids | 2 | Electric Utility
56005 | Pleasant Valley (VA) | D-6 | Petroleum Liquids | 2 | Electric Utility
56005 | Pleasant Valley (VA) | PV-1 | Petroleum Liquids | 16.5 | Electric Utility
56006 | Harrisonburg Power Plant | ST-1 | Natural Gas Steam Turbine | 2.5 | Electric Utility
56010 | Hancock County Wind Energy Center | V-47 | Onshore Wind Turbine | 98 | IPP Non-CHP
56011 | Cabazon Wind Partners | V-47 | Onshore Wind Turbine | 41 | IPP Non-CHP
56012 | Whitewater Hill Wind Partners | 1 | Onshore Wind Turbine | 61.5 | IPP Non-CHP
56013 | Exira | U1 | Natural Gas Fired Combustion Turbine | 60.5 | Electric Utility
56013 | Exira | U2 | Natural Gas Fired Combustion Turbine | 60.5 | Electric Utility
56013 | Exira | U3 | Natural Gas Fired Combustion Turbine | 60.5 | Electric Utility
56015 | Bainbridge | SEG1 | Petroleum Liquids | 40 | IPP Non-CHP
56015 | Bainbridge | SEGC | Petroleum Liquids | 40 | IPP Non-CHP
56016 | Grimes Way | 1 | Natural Gas Internal Combustion Engine | 1.1 | Commercial Non-CHP
56016 | Grimes Way | 2 | Natural Gas Internal Combustion Engine | 1.1 | Commercial Non-CHP
56016 | Grimes Way | 3 | Petroleum Liquids | 1.8 | Commercial Non-CHP
56017 | Franklin/Grays | GT1 | Natural Gas Fired Combustion Turbine | 11.4 | Electric Utility
56017 | Franklin/Grays | GT2 | Natural Gas Fired Combustion Turbine | 11.4 | Electric Utility
56017 | Franklin/Grays | GT3 | Natural Gas Fired Combustion Turbine | 11.4 | Electric Utility
56017 | Franklin/Grays | GT4 | Natural Gas Fired Combustion Turbine | 11.4 | Electric Utility
56018 | AMEA Peaking | 1 | Natural Gas Fired Combustion Turbine | 49.3 | Electric Utility
56018 | AMEA Peaking | 2 | Natural Gas Fired Combustion Turbine | 49.3 | Electric Utility
56022 | Waste Water Plant Generator | 1 | Petroleum Liquids | 1.6 | Electric Utility
56025 | Traer East | 6 | Petroleum Liquids | 2 | Electric Utility
56025 | Traer East | 7 | Petroleum Liquids | 2 | Electric Utility
56026 | Donald Von Raesfeld Power Plant | CTG1 | Natural Gas Fired Combined Cycle | 50 | Electric Utility
56026 | Donald Von Raesfeld Power Plant | CTG2 | Natural Gas Fired Combined Cycle | 50 | Electric Utility
56026 | Donald Von Raesfeld Power Plant | STG | Natural Gas Fired Combined Cycle | 54 | Electric Utility
56031 | Fox Energy Center | CTG1 | Natural Gas Fired Combined Cycle | 198.9 | Electric Utility
56031 | Fox Energy Center | CTG2 | Natural Gas Fired Combined Cycle | 198.9 | Electric Utility
56031 | Fox Energy Center | STG | Natural Gas Fired Combined Cycle | 221 | Electric Utility
56032 | Equus Freeport Power | 0001 | Natural Gas Fired Combustion Turbine | 60 | IPP Non-CHP
56032 | Equus Freeport Power | 001 | Natural Gas Fired Combustion Turbine | 60 | IPP Non-CHP
56035 | Smithfield Farmland Corp-Wilson | 1 | Petroleum Liquids | 1.4 | IPP CHP
56035 | Smithfield Farmland Corp-Wilson | 2 | Petroleum Liquids | 1.4 | IPP CHP
56036 | WWTP Power Generation Station | GEN1 | Other Waste Biomass | 2.2 | Commercial CHP
56036 | WWTP Power Generation Station | GEN2 | Other Waste Biomass | 2.2 | Commercial CHP
56036 | WWTP Power Generation Station | GEN3 | Other Waste Biomass | 2.2 | Commercial CHP
56038 | UMCP CHP Plant | 1 | Natural Gas Fired Combustion Turbine | 11 | IPP CHP
56038 | UMCP CHP Plant | 2 | Natural Gas Fired Combustion Turbine | 11 | IPP CHP
56038 | UMCP CHP Plant | 3 | Natural Gas Steam Turbine | 5.4 | IPP CHP
56039 | H. Gonzales | G1 | Natural Gas Fired Combustion Turbine | 5.9 | Electric Utility
56039 | H. Gonzales | G2 | Natural Gas Fired Combustion Turbine | 5.9 | Electric Utility
56041 | Malburg | M1 | Natural Gas Fired Combined Cycle | 40 | IPP Non-CHP
56041 | Malburg | M2 | Natural Gas Fired Combined Cycle | 40 | IPP Non-CHP
56041 | Malburg | M3 | Natural Gas Fired Combined Cycle | 50 | IPP Non-CHP
56046 | Magnolia Power Project | 1 | Natural Gas Fired Combined Cycle | 198.9 | Electric Utility
56046 | Magnolia Power Project | 2 | Natural Gas Fired Combined Cycle | 188.7 | Electric Utility
56050 | Inner Harbor East Heating | 1 | Natural Gas Internal Combustion Engine | 2.1 | Commercial CHP
56051 | THUMS | GEN1 | Natural Gas Fired Combustion Turbine | 57.4 | Industrial Non-CHP
56052 | Meyersdale Windpower | GE15 | Onshore Wind Turbine | 30 | IPP Non-CHP
56053 | Casey City of | 1 | Petroleum Liquids | 1.8 | Electric Utility
56053 | Casey City of | 2 | Petroleum Liquids | 1.8 | Electric Utility
56053 | Casey City of | 3 | Petroleum Liquids | 1.8 | Electric Utility
56054 | G McNeilus Wind Farm Dodge Center | GM1 | Onshore Wind Turbine | 32 | IPP Non-CHP
56054 | G McNeilus Wind Farm Dodge Center | GM2 | Onshore Wind Turbine | 8 | IPP Non-CHP
56054 | G McNeilus Wind Farm Dodge Center | GM3 | Onshore Wind Turbine | 3 | IPP Non-CHP
56055 | Hana Substation | MH1 | Petroleum Liquids | 1 | Electric Utility
56055 | Hana Substation | MH2 | Petroleum Liquids | 1 | Electric Utility
56059 | High Point, Fairfield | 1 | Petroleum Liquids | 1.8 | Electric Utility
56062 | Statesville, Highway 64 | 1 | Petroleum Liquids | 1.8 | Electric Utility
56063 | Shelby, Toms Street | 1 | Petroleum Liquids | 1.8 | Electric Utility
56064 | Morganton, Parker Road | 1 | Petroleum Liquids | 1.8 | Electric Utility
56067 | Lexington Health Center | 1 | Petroleum Liquids | 1.8 | Electric Utility
56068 | Elm Road Generating Station | 1 | Conventional Steam Coal | 701.3 | Electric Utility
56068 | Elm Road Generating Station | 2 | Conventional Steam Coal | 701.3 | Electric Utility
56069 | Berlin Landfill Gas | 1 | Landfill Gas | 0.8 | IPP Non-CHP
56069 | Berlin Landfill Gas | 2 | Landfill Gas | 0.8 | IPP Non-CHP
56069 | Berlin Landfill Gas | 3 | Landfill Gas | 0.8 | IPP Non-CHP
56070 | Diesel Generators | 1 | Petroleum Liquids | 54 | Electric Utility
56073 | Alliant SBG 9802 Toyota | 01 | Natural Gas Internal Combustion Engine | 1 | IPP Non-CHP
56074 | Alliant SBD 9901 GE Capital | 01 | Petroleum Liquids | 1.1 | IPP Non-CHP
56075 | High Winds LLC | 1 | Onshore Wind Turbine | 145.8 | IPP Non-CHP
56075 | High Winds LLC | 2 | Onshore Wind Turbine | 16.2 | IPP Non-CHP
56076 | ABC Coke | 1 | Other Gases | 3.8 | Industrial CHP
56078 | Walnut Energy Center | 1 | Natural Gas Fired Combined Cycle | 94.9 | Electric Utility
56078 | Walnut Energy Center | 2 | Natural Gas Fired Combined Cycle | 94.9 | Electric Utility
56078 | Walnut Energy Center | 3 | Natural Gas Fired Combined Cycle | 110.8 | Electric Utility
56079 | Riceland Foods Cogeneration Plant | STEC | Other Waste Biomass | 18 | IPP CHP
56080 | SJ/SC WPCP | E2 | Other Waste Biomass | 0.8 | Commercial CHP
56080 | SJ/SC WPCP | E5 | Other Waste Biomass | 1.8 | Commercial CHP
56080 | SJ/SC WPCP | EG1 | Natural Gas Internal Combustion Engine | 2.8 | Commercial CHP
56080 | SJ/SC WPCP | EG2 | Natural Gas Internal Combustion Engine | 2.8 | Commercial CHP
56080 | SJ/SC WPCP | EG3 | Natural Gas Internal Combustion Engine | 2.8 | Commercial CHP
56081 | Blue Canyon Windpower | EW | Onshore Wind Turbine | 85 | IPP Non-CHP
56090 | Blacksand Generating Facility | D182 | Other Gases | 4 | Industrial Non-CHP
56090 | Blacksand Generating Facility | D189 | Other Gases | 3.7 | Industrial Non-CHP
56090 | Blacksand Generating Facility | D190 | Other Gases | 0.3 | Industrial Non-CHP
56092 | South Dakota Wind Energy Cente | GE15 | Onshore Wind Turbine | 40.5 | IPP Non-CHP
56093 | TransAlta Wyoming Wind | GE15 | Onshore Wind Turbine | 144 | IPP Non-CHP
56094 | Oklahoma Wind Energy Center | GE15 | Onshore Wind Turbine | 51 | IPP Non-CHP
56094 | Oklahoma Wind Energy Center | GSOO | Onshore Wind Turbine | 51 | IPP Non-CHP
56097 | New Mexico Wind Energy Center | GE15 | Onshore Wind Turbine | 204 | IPP Non-CHP
56098 | Hillsboro | 1 | Petroleum Liquids | 2 | Electric Utility
56098 | Hillsboro | 2 | Petroleum Liquids | 2 | Electric Utility
56099 | FPL Energy North Dakota Wind I/II | GE15 | Onshore Wind Turbine | 61.5 | IPP Non-CHP
56100 | St. Charles Power Plant | 1 | Petroleum Liquids | 2.2 | Electric Utility
56100 | St. Charles Power Plant | 2 | Petroleum Liquids | 2.2 | Electric Utility
56100 | St. Charles Power Plant | 3 | Petroleum Liquids | 2.2 | Electric Utility
56100 | St. Charles Power Plant | 4 | Petroleum Liquids | 2.2 | Electric Utility
56102 | Currant Creek | CT1A | Natural Gas Fired Combined Cycle | 172 | Electric Utility
56102 | Currant Creek | CT1B | Natural Gas Fired Combined Cycle | 172 | Electric Utility
56102 | Currant Creek | ST1 | Natural Gas Fired Combined Cycle | 305 | Electric Utility
56104 | Mankato Energy Center | CTG2 | Natural Gas Fired Combined Cycle | 210 | IPP Non-CHP
56104 | Mankato Energy Center | STG1 | Natural Gas Fired Combined Cycle | 320 | IPP Non-CHP
56106 | MEAN Wind Project | 1 | Onshore Wind Turbine | 10.5 | Electric Utility
56108 | T J Labbe Electric Generating | U-1 | Natural Gas Fired Combustion Turbine | 50.4 | Electric Utility
56108 | T J Labbe Electric Generating | U-2 | Natural Gas Fired Combustion Turbine | 50.4 | Electric Utility
56111 | Brazos Wind Farm | GEN1 | Onshore Wind Turbine | 160 | IPP Non-CHP
56112 | Mountain View III | V47 | Onshore Wind Turbine | 22.4 | IPP Non-CHP
56113 | Tessman Road | 1 | Landfill Gas | 1.4 | IPP Non-CHP
56113 | Tessman Road | 2 | Landfill Gas | 1.4 | IPP Non-CHP
56113 | Tessman Road | 3 | Landfill Gas | 1.4 | IPP Non-CHP
56113 | Tessman Road | 4 | Landfill Gas | 1.4 | IPP Non-CHP
56113 | Tessman Road | 5 | Landfill Gas | 1.4 | IPP Non-CHP
56113 | Tessman Road | 6 | Landfill Gas | 1.4 | IPP Non-CHP
56113 | Tessman Road | 7 | Landfill Gas | 1.4 | IPP Non-CHP
56114 | IMEA Highland | 1 | Petroleum Liquids | 1.8 | Electric Utility
56114 | IMEA Highland | 2 | Petroleum Liquids | 1.8 | Electric Utility
56116 | IMEA Flora | 10 | Petroleum Liquids | 1.8 | Electric Utility
56116 | IMEA Flora | 6 | Petroleum Liquids | 1.8 | Electric Utility
56116 | IMEA Flora | 7 | Petroleum Liquids | 1.8 | Electric Utility
56116 | IMEA Flora | 8 | Petroleum Liquids | 1.8 | Electric Utility
56116 | IMEA Flora | 9 | Petroleum Liquids | 1.8 | Electric Utility
56117 | Flora Site A | 1 | Petroleum Liquids | 1.8 | Electric Utility
56117 | Flora Site A | 2 | Petroleum Liquids | 1.8 | Electric Utility
56117 | Flora Site A | 3 | Petroleum Liquids | 1.8 | Electric Utility
56118 | Flora Site B | 4 | Petroleum Liquids | 1.8 | Electric Utility
56118 | Flora Site B | 5 | Petroleum Liquids | 1.8 | Electric Utility
56119 | Middlesex Generating Facility | 100 | Landfill Gas | 6 | IPP CHP
56119 | Middlesex Generating Facility | 200 | Landfill Gas | 6 | IPP CHP
56119 | Middlesex Generating Facility | 300 | Landfill Gas | 10.5 | IPP CHP
56120 | Lee County Landfill | L1 | Landfill Gas | 1.9 | Electric Utility
56120 | Lee County Landfill | L2 | Landfill Gas | 1.9 | Electric Utility
56120 | Lee County Landfill | L3 | Landfill Gas | 1.9 | Electric Utility
56120 | Lee County Landfill | L4 | Landfill Gas | 5.5 | Electric Utility
56121 | Anderson Regional Landfill | A2 | Landfill Gas | 1.6 | Electric Utility
56121 | Anderson Regional Landfill | A3 | Landfill Gas | 1.6 | Electric Utility
56122 | Richland County Landfill | R1 | Landfill Gas | 5.7 | Electric Utility
56122 | Richland County Landfill | R2 | Landfill Gas | 1.6 | Electric Utility
56122 | Richland County Landfill | R3 | Landfill Gas | 1.6 | Electric Utility
56123 | Minwind 3-9 | 1 | Onshore Wind Turbine | 11.5 | IPP Non-CHP
56124 | SPFT - Newberg Cogen | TG2 | Wood/Wood Waste Biomass | 42.8 | Industrial CHP
56125 | Springville Hydroelectric | 4152 | Conventional Hydroelectric | 1 | IPP Non-CHP
56126 | Sub 2 Generating Station | 1 | Petroleum Liquids | 1.8 | Electric Utility
56126 | Sub 2 Generating Station | 2 | Petroleum Liquids | 1.8 | Electric Utility
56127 | Macon Energy Center | 1 | Natural Gas Fired Combustion Turbine | 10 | Electric Utility
56128 | Sub 3 Generating Station | 1 | Petroleum Liquids | 1.8 | Electric Utility
56128 | Sub 3 Generating Station | 2 | Petroleum Liquids | 1.8 | Electric Utility
56128 | Sub 3 Generating Station | 3 | Petroleum Liquids | 1.8 | Electric Utility
56128 | Sub 3 Generating Station | 4 | Petroleum Liquids | 1.8 | Electric Utility
56129 | Thermal Kem | 1 | Petroleum Liquids | 2.9 | Electric Utility
56131 | Valenite | 1 | Petroleum Liquids | 2.9 | Electric Utility
56132 | Honea Path | 1 | Petroleum Liquids | 2.9 | Electric Utility
56134 | Regional Wastewater Control Facility | 0101 | Natural Gas Internal Combustion Engine | 1 | Commercial CHP
56134 | Regional Wastewater Control Facility | 0301 | Natural Gas Internal Combustion Engine | 1 | Commercial CHP
56134 | Regional Wastewater Control Facility | 0401 | Natural Gas Internal Combustion Engine | 1 | Commercial CHP
56134 | Regional Wastewater Control Facility | 0501 | Petroleum Liquids | 1.8 | Commercial CHP
56135 | Ripon Generation Station | 1 | Natural Gas Fired Combustion Turbine | 60.5 | Electric Utility
56135 | Ripon Generation Station | 2 | Natural Gas Fired Combustion Turbine | 60.5 | Electric Utility
56138 | Anderson Erickson | 1 | Petroleum Liquids | 2 | Electric Utility
56139 | Neptune Gas Processing Plant | NPCG | All Other | 4.5 | Industrial Non-CHP
56141 | Jamaica Bay Peaking | 2 | Petroleum Liquids | 60.5 | IPP Non-CHP
56142 | Chanarambie Power Partners, LLC | WND1 | Onshore Wind Turbine | 85.5 | IPP Non-CHP
56143 | Riverside Energy Resource Center | 1 | Natural Gas Fired Combustion Turbine | 50 | Electric Utility
56143 | Riverside Energy Resource Center | 2 | Natural Gas Fired Combustion Turbine | 50 | Electric Utility
56143 | Riverside Energy Resource Center | 3 | Natural Gas Fired Combustion Turbine | 48 | Electric Utility
56143 | Riverside Energy Resource Center | 4 | Natural Gas Fired Combustion Turbine | 48 | Electric Utility
56144 | Springs Generating Station | 1 | Natural Gas Fired Combustion Turbine | 10 | Electric Utility
56144 | Springs Generating Station | 2 | Natural Gas Fired Combustion Turbine | 10 | Electric Utility
56144 | Springs Generating Station | 3 | Natural Gas Fired Combustion Turbine | 10 | Electric Utility
56144 | Springs Generating Station | 4 | Natural Gas Fired Combustion Turbine | 10 | Electric Utility
56146 | False Island | 1 | Petroleum Liquids | 1.3 | Electric Utility
56147 | Viking | 1 | Petroleum Liquids | 1 | Electric Utility
56148 | Ft. Pierre | 5 | Petroleum Liquids | 2 | Electric Utility
56148 | Ft. Pierre | 6 | Petroleum Liquids | 2 | Electric Utility
56148 | Ft. Pierre | 7 | Petroleum Liquids | 2 | Electric Utility
56149 | Seven Mile Creek LFG | 1 | Landfill Gas | 1 | Electric Utility
56149 | Seven Mile Creek LFG | 2 | Landfill Gas | 1 | Electric Utility
56149 | Seven Mile Creek LFG | 3 | Landfill Gas | 1 | Electric Utility
56149 | Seven Mile Creek LFG | 4 | Landfill Gas | 1 | Electric Utility
56150 | McIntosh Combined Cycle Facility | 10ST | Natural Gas Fired Combined Cycle | 281.9 | Electric Utility
56150 | McIntosh Combined Cycle Facility | 11ST | Natural Gas Fired Combined Cycle | 281.9 | Electric Utility
56150 | McIntosh Combined Cycle Facility | C10A | Natural Gas Fired Combined Cycle | 203.2 | Electric Utility
56150 | McIntosh Combined Cycle Facility | C10B | Natural Gas Fired Combined Cycle | 203.2 | Electric Utility
56150 | McIntosh Combined Cycle Facility | C11A | Natural Gas Fired Combined Cycle | 203.2 | Electric Utility
56150 | McIntosh Combined Cycle Facility | C11B | Natural Gas Fired Combined Cycle | 203.2 | Electric Utility
56151 | South Harper | GT1 | Natural Gas Fired Combustion Turbine | 117 | Electric Utility
56151 | South Harper | GT2 | Natural Gas Fired Combustion Turbine | 117 | Electric Utility
56151 | South Harper | GT3 | Natural Gas Fired Combustion Turbine | 117 | Electric Utility
56152 | Freeport Energy Center | CTG1 | Natural Gas Fired Combined Cycle | 180 | Industrial CHP
56152 | Freeport Energy Center | STG1 | Natural Gas Fired Combined Cycle | 80 | Industrial CHP
56153 | Viking Wind Partners | 1 | Onshore Wind Turbine | 12 | IPP Non-CHP
56160 | Mendota Hills, LLC | GEN1 | Onshore Wind Turbine | 50.4 | IPP Non-CHP
56162 | Ainsworth Wind | 1 | Onshore Wind Turbine | 59.4 | Electric Utility
56163 | Kennecott Power Plant | 1 | Conventional Steam Coal | 50 | Industrial CHP
56163 | Kennecott Power Plant | 2 | Conventional Steam Coal | 25 | Industrial CHP
56163 | Kennecott Power Plant | 3 | Conventional Steam Coal | 25 | Industrial CHP
56163 | Kennecott Power Plant | 4 | Conventional Steam Coal | 82 | Industrial CHP
56163 | Kennecott Power Plant | RCHP | Natural Gas Fired Combustion Turbine | 6.4 | Industrial CHP
56163 | Kennecott Power Plant | SM58 | All Other | 31.8 | Industrial CHP
56164 | Faribault Energy Park | EU01 | Natural Gas Fired Combined Cycle | 212.5 | Electric Utility
56164 | Faribault Energy Park | HRSG | Natural Gas Fired Combined Cycle | 122 | Electric Utility
56166 | Sheboygan Falls | 1 | Natural Gas Fired Combustion Turbine | 173.4 | Electric Utility
56166 | Sheboygan Falls | 2 | Natural Gas Fired Combustion Turbine | 173.4 | Electric Utility
56169 | NEO Freehold Gen LLC | UNT1 | Natural Gas Internal Combustion Engine | 1.1 | IPP CHP
56169 | NEO Freehold Gen LLC | UNT2 | Natural Gas Internal Combustion Engine | 1.1 | IPP CHP
56170 | Mid Valley Plant | UNT1 | Landfill Gas | 1.3 | IPP Non-CHP
56170 | Mid Valley Plant | UNT2 | Landfill Gas | 1.3 | IPP Non-CHP
56172 | Flying Cloud Power Partners LLC | FC | Onshore Wind Turbine | 43.5 | IPP Non-CHP
56173 | Colorado Green Holdings LLC | CG | Onshore Wind Turbine | 162 | IPP Non-CHP
56174 | Moraine Wind LLC | MOR | Onshore Wind Turbine | 51 | IPP Non-CHP
56177 | Nebo Power Station | GT1 | Natural Gas Fired Combined Cycle | 65 | Electric Utility
56177 | Nebo Power Station | ST1 | Natural Gas Fired Combined Cycle | 75 | Electric Utility
56181 | Genoa Diesel Generating Station | 1 | Petroleum Liquids | 2 | Electric Utility
56181 | Genoa Diesel Generating Station | 2 | Petroleum Liquids | 2 | Electric Utility
56181 | Genoa Diesel Generating Station | 3 | Petroleum Liquids | 2 | Electric Utility
56182 | Columbia Flooring Melbourne | Kato | Wood/Wood Waste Biomass | 2 | Industrial CHP
56184 | Red Bluff | IC1 | Natural Gas Internal Combustion Engine | 2.9 | IPP Non-CHP
56184 | Red Bluff | IC10 | Natural Gas Internal Combustion Engine | 2.9 | IPP Non-CHP
56184 | Red Bluff | IC11 | Natural Gas Internal Combustion Engine | 2.9 | IPP Non-CHP
56184 | Red Bluff | IC12 | Natural Gas Internal Combustion Engine | 2.9 | IPP Non-CHP
56184 | Red Bluff | IC13 | Natural Gas Internal Combustion Engine | 2.9 | IPP Non-CHP
56184 | Red Bluff | IC14 | Natural Gas Internal Combustion Engine | 2.9 | IPP Non-CHP
56184 | Red Bluff | IC15 | Natural Gas Internal Combustion Engine | 2.9 | IPP Non-CHP
56184 | Red Bluff | IC16 | Natural Gas Internal Combustion Engine | 2.9 | IPP Non-CHP
56184 | Red Bluff | IC2 | Natural Gas Internal Combustion Engine | 2.9 | IPP Non-CHP
56184 | Red Bluff | IC3 | Natural Gas Internal Combustion Engine | 2.9 | IPP Non-CHP
56184 | Red Bluff | IC4 | Natural Gas Internal Combustion Engine | 2.9 | IPP Non-CHP
56184 | Red Bluff | IC5 | Natural Gas Internal Combustion Engine | 2.9 | IPP Non-CHP
56184 | Red Bluff | IC6 | Natural Gas Internal Combustion Engine | 2.9 | IPP Non-CHP
56184 | Red Bluff | IC7 | Natural Gas Internal Combustion Engine | 2.9 | IPP Non-CHP
56184 | Red Bluff | IC8 | Natural Gas Internal Combustion Engine | 2.9 | IPP Non-CHP
56184 | Red Bluff | IC9 | Natural Gas Internal Combustion Engine | 2.9 | IPP Non-CHP
56185 | Chowchilla II | IC1 | Natural Gas Internal Combustion Engine | 3.1 | IPP Non-CHP
56185 | Chowchilla II | IC10 | Natural Gas Internal Combustion Engine | 3.1 | IPP Non-CHP
56185 | Chowchilla II | IC11 | Natural Gas Internal Combustion Engine | 3.1 | IPP Non-CHP
56185 | Chowchilla II | IC12 | Natural Gas Internal Combustion Engine | 3.1 | IPP Non-CHP
56185 | Chowchilla II | IC13 | Natural Gas Internal Combustion Engine | 3.1 | IPP Non-CHP
56185 | Chowchilla II | IC14 | Natural Gas Internal Combustion Engine | 3.1 | IPP Non-CHP
56185 | Chowchilla II | IC15 | Natural Gas Internal Combustion Engine | 3.1 | IPP Non-CHP
56185 | Chowchilla II | IC16 | Natural Gas Internal Combustion Engine | 3.1 | IPP Non-CHP
56185 | Chowchilla II | IC2 | Natural Gas Internal Combustion Engine | 3.1 | IPP Non-CHP
56185 | Chowchilla II | IC3 | Natural Gas Internal Combustion Engine | 3.1 | IPP Non-CHP
56185 | Chowchilla II | IC4 | Natural Gas Internal Combustion Engine | 3.1 | IPP Non-CHP
56185 | Chowchilla II | IC5 | Natural Gas Internal Combustion Engine | 3.1 | IPP Non-CHP
56185 | Chowchilla II | IC6 | Natural Gas Internal Combustion Engine | 3.1 | IPP Non-CHP
56185 | Chowchilla II | IC7 | Natural Gas Internal Combustion Engine | 3.1 | IPP Non-CHP
56185 | Chowchilla II | IC8 | Natural Gas Internal Combustion Engine | 3.1 | IPP Non-CHP
56185 | Chowchilla II | IC9 | Natural Gas Internal Combustion Engine | 3.1 | IPP Non-CHP
56188 | Pinelawn Power LLC | CTG | Natural Gas Fired Combined Cycle | 50 | IPP Non-CHP
56188 | Pinelawn Power LLC | STG | Natural Gas Fired Combined Cycle | 32 | IPP Non-CHP
56189 | Waterside Power, LLC | 4 | Petroleum Liquids | 23.2 | IPP Non-CHP
56189 | Waterside Power, LLC | 5 | Petroleum Liquids | 23.2 | IPP Non-CHP
56189 | Waterside Power, LLC | 7 | Petroleum Liquids | 23.2 | IPP Non-CHP
56190 | Central Michigan University | GT1 | Natural Gas Fired Combustion Turbine | 3.8 | Commercial CHP
56190 | Central Michigan University | STM1 | Natural Gas Steam Turbine | 1 | Commercial CHP
56192 | Georgia-Pacific Wauna Mill | 1 | Wood/Wood Waste Biomass | 36 | Industrial CHP
56193 | Medford Operation | 1 | Wood/Wood Waste Biomass | 3.5 | Industrial CHP
56193 | Medford Operation | 2 | Wood/Wood Waste Biomass | 5 | Industrial CHP
56194 | Dike City Power Plant | 001 | Petroleum Liquids | 2.2 | Electric Utility
56195 | Combine Hills I | 001 | Onshore Wind Turbine | 41 | IPP Non-CHP
56196 | 500MW CC | CA01 | Natural Gas Fired Combined Cycle | 188 | Electric Utility
56196 | 500MW CC | CT01 | Natural Gas Fired Combined Cycle | 170 | Electric Utility
56196 | 500MW CC | CT02 | Natural Gas Fired Combined Cycle | 170 | Electric Utility
56199 | TG Windfarm LLC | 1 | Onshore Wind Turbine | 2 | IPP Non-CHP
56200 | CG Windfarm LLC | I | Onshore Wind Turbine | 2 | IPP Non-CHP
56201 | Bisson Windfarm LLC | I | Onshore Wind Turbine | 2 | IPP Non-CHP
56202 | Tofteland Windfarm LLC | I | Onshore Wind Turbine | 2 | IPP Non-CHP
56203 | Westridge Windfarm LLC | 1 | Onshore Wind Turbine | 2 | IPP Non-CHP
56204 | Fey Windfarm LLC | 1 | Onshore Wind Turbine | 2 | IPP Non-CHP
56205 | Windcurrent Farms LLC | 1 | Onshore Wind Turbine | 2 | IPP Non-CHP
56206 | K-Brink Windfarm LLC | 1 | Onshore Wind Turbine | 2 | IPP Non-CHP
56207 | DL Windy Acres LLC | 1 | Onshore Wind Turbine | 2 | IPP Non-CHP
56208 | S&P Windfarm LLC | 1 | Onshore Wind Turbine | 2 | IPP Non-CHP
56209 | Boeve Windfarm LLC | 1 | Onshore Wind Turbine | 2 | IPP Non-CHP
56210 | B&K Energy Systems LLC | 1 | Onshore Wind Turbine | 2 | IPP Non-CHP
56211 | Sweetwater Wind 1 LLC | SW1 | Onshore Wind Turbine | 37.5 | IPP Non-CHP
56212 | Sweetwater Wind 2 LLC | SW2 | Onshore Wind Turbine | 91.5 | IPP Non-CHP
56214 | Aeroturbine | WT120 | Onshore Wind Turbine | 4.7 | IPP Non-CHP
56215 | Allendorf | A1 | Onshore Wind Turbine | 1.2 | IPP Non-CHP
56223 | Alden Bailey Power Plant | LOKI | Natural Gas Fired Combustion Turbine | 10.9 | Electric Utility
56224 | TS Power Plant | 001 | Conventional Steam Coal | 242 | IPP Non-CHP
56225 | Aeolus Wind Facility | V90 | Onshore Wind Turbine | 3 | IPP Non-CHP
56226 | Bowling Green Wind | 1 | Onshore Wind Turbine | 1.8 | Electric Utility
56226 | Bowling Green Wind | 2 | Onshore Wind Turbine | 1.8 | Electric Utility
56226 | Bowling Green Wind | 3 | Onshore Wind Turbine | 1.8 | Electric Utility
56226 | Bowling Green Wind | 4 | Onshore Wind Turbine | 1.8 | Electric Utility
56227 | Port Westward | 1 | Natural Gas Fired Combined Cycle | 312 | Electric Utility
56227 | Port Westward | 2 | Natural Gas Fired Combined Cycle | 171 | Electric Utility
56228 | Prescott Airport | PV1 | Solar Photovoltaic | 2.1 | Electric Utility
56229 | Cogeneration 1 | CT1 | Natural Gas Fired Combined Cycle | 9 | Commercial CHP
56231 | DeKalb Medical Center-Hillandale | 01 | Petroleum Liquids | 0.8 | Commercial Non-CHP
56231 | DeKalb Medical Center-Hillandale | 02 | Petroleum Liquids | 0.8 | Commercial Non-CHP
56232 | Miramar Energy Facility | 1 | Natural Gas Fired Combustion Turbine | 53 | Electric Utility
56232 | Miramar Energy Facility | 2 | Natural Gas Fired Combustion Turbine | 53 | Electric Utility
56233 | EG178 Facility | CT02 | Natural Gas Fired Combined Cycle | 60.5 | Industrial Non-CHP
56233 | EG178 Facility | CTG1 | Natural Gas Fired Combined Cycle | 60.5 | Industrial Non-CHP
56233 | EG178 Facility | STG | Natural Gas Fired Combined Cycle | 32.9 | Industrial Non-CHP
56234 | Caithness Long Island Energy Center | CT01 | Natural Gas Fired Combined Cycle | 196.2 | IPP Non-CHP
56234 | Caithness Long Island Energy Center | ST01 | Natural Gas Fired Combined Cycle | 152.7 | IPP Non-CHP
56237 | Lake Side Power Plant | CT01 | Natural Gas Fired Combined Cycle | 203 | Electric Utility
56237 | Lake Side Power Plant | CT02 | Natural Gas Fired Combined Cycle | 203 | Electric Utility
56237 | Lake Side Power Plant | CT21 | Natural Gas Fired Combined Cycle | 206 | Electric Utility
56237 | Lake Side Power Plant | CT22 | Natural Gas Fired Combined Cycle | 206 | Electric Utility
56237 | Lake Side Power Plant | ST01 | Natural Gas Fired Combined Cycle | 251 | Electric Utility
56237 | Lake Side Power Plant | ST2 | Natural Gas Fired Combined Cycle | 316 | Electric Utility
56238 | Groton Generating Station | GT01 | Natural Gas Fired Combustion Turbine | 93.5 | Electric Utility
56238 | Groton Generating Station | GT02 | Natural Gas Fired Combustion Turbine | 95 | Electric Utility
56239 | Malaga Power LLC | GT-1 | Natural Gas Fired Combustion Turbine | 60.5 | IPP Non-CHP
56239 | Malaga Power LLC | GT-2 | Natural Gas Fired Combustion Turbine | 60.5 | IPP Non-CHP
56240 | Buffalo Gap Wind Farm | 1 | Onshore Wind Turbine | 120.6 | IPP Non-CHP
56241 | Cannon Falls Energy Center | UNT1 | Natural Gas Fired Combustion Turbine | 204 | IPP Non-CHP
56241 | Cannon Falls Energy Center | UNT2 | Natural Gas Fired Combustion Turbine | 204 | IPP Non-CHP
56242 | Kindred School | 1 | Petroleum Liquids | 2 | Commercial Non-CHP
56243 | Perham Incinerator | 1 | Municipal Solid Waste | 4.5 | Commercial CHP
56244 | State Auto Insurance | 1 | Petroleum Liquids | 1.7 | Commercial Non-CHP
56245 | Stevens Community Medical Center | 1 | Petroleum Liquids | 1 | Commercial Non-CHP
56247 | West Group Data Center F | 1 | Petroleum Liquids | 2 | Commercial Non-CHP
56247 | West Group Data Center F | 2 | Petroleum Liquids | 2 | Commercial Non-CHP
56247 | West Group Data Center F | 3 | Petroleum Liquids | 2 | Commercial Non-CHP
56247 | West Group Data Center F | 4 | Petroleum Liquids | 2 | Commercial Non-CHP
56248 | Shell Chemical | 101G | Natural Gas Fired Combustion Turbine | 40 | Industrial CHP
56248 | Shell Chemical | 201G | Natural Gas Fired Combustion Turbine | 40 | Industrial CHP
56249 | Anson County Generation Facility | 1 | Natural Gas Fired Combustion Turbine | 57.3 | Electric Utility
56249 | Anson County Generation Facility | 2 | Natural Gas Fired Combustion Turbine | 57.3 | Electric Utility
56249 | Anson County Generation Facility | 3 | Natural Gas Fired Combustion Turbine | 57.3 | Electric Utility
56249 | Anson County Generation Facility | 4 | Natural Gas Fired Combustion Turbine | 57.3 | Electric Utility
56249 | Anson County Generation Facility | 5 | Natural Gas Fired Combustion Turbine | 57.3 | Electric Utility
56249 | Anson County Generation Facility | 6 | Natural Gas Fired Combustion Turbine | 57.3 | Electric Utility
56250 | Ontario LFGTE | GEN1 | Landfill Gas | 0.8 | IPP Non-CHP
56250 | Ontario LFGTE | GEN10 | Landfill Gas | 1.6 | IPP Non-CHP
56250 | Ontario LFGTE | GEN11 | Landfill Gas | 1.6 | IPP Non-CHP
56250 | Ontario LFGTE | GEN2 | Landfill Gas | 0.8 | IPP Non-CHP
56250 | Ontario LFGTE | GEN3 | Landfill Gas | 0.8 | IPP Non-CHP
56250 | Ontario LFGTE | GEN4 | Landfill Gas | 0.8 | IPP Non-CHP
56250 | Ontario LFGTE | GEN5 | Landfill Gas | 0.8 | IPP Non-CHP
56250 | Ontario LFGTE | GEN6 | Landfill Gas | 0.8 | IPP Non-CHP
56250 | Ontario LFGTE | GEN7 | Landfill Gas | 0.8 | IPP Non-CHP
56250 | Ontario LFGTE | GEN8 | Landfill Gas | 0.8 | IPP Non-CHP
56250 | Ontario LFGTE | GEN9 | Landfill Gas | 1.6 | IPP Non-CHP
56251 | Intrepid | INWF | Onshore Wind Turbine | 160.5 | Electric Utility
56251 | Intrepid | INWF2 | Onshore Wind Turbine | 22.5 | Electric Utility
56252 | Century | CWF | Onshore Wind Turbine | 185 | Electric Utility
56252 | Century | CWF2 | Onshore Wind Turbine | 35 | Electric Utility
56252 | Century | CWF3 | Onshore Wind Turbine | 15 | Electric Utility
56253 | Millcreek Power Generation | MC1 | Natural Gas Fired Combustion Turbine | 40 | Electric Utility
56253 | Millcreek Power Generation | MC2 | Natural Gas Fired Combustion Turbine | 40 | Electric Utility
56255 | Hopkins Ridge Wind | 1 | Onshore Wind Turbine | 149.4 | Electric Utility
56255 | Hopkins Ridge Wind | 2 | Onshore Wind Turbine | 7.2 | Electric Utility
56256 | John Street 1, 3, 4 & 5 | JS 3 | Petroleum Liquids | 1.8 | Electric Utility
56256 | John Street 1, 3, 4 & 5 | JS 4 | Petroleum Liquids | 1.8 | Electric Utility
56256 | John Street 1, 3, 4 & 5 | JS 5 | Petroleum Liquids | 1.8 | Electric Utility
56258 | Kapaia Power Station | CT1 | All Other | 39.1 | Electric Utility
56259 | Empire Generating Co LLC | CT11 | Natural Gas Fired Combined Cycle | 179 | IPP CHP
56259 | Empire Generating Co LLC | CT12 | Natural Gas Fired Combined Cycle | 179 | IPP CHP
56259 | Empire Generating Co LLC | ST13 | Natural Gas Fired Combined Cycle | 295.7 | IPP CHP
56260 | High Point, Pump Station Rd | Unit1 | Petroleum Liquids | 1.8 | Electric Utility
56260 | High Point, Pump Station Rd | Unit2 | Petroleum Liquids | 1.8 | Electric Utility
56261 | Lexington | Unit1 | Petroleum Liquids | 1.8 | Electric Utility
56261 | Lexington | Unit2 | Petroleum Liquids | 1.8 | Electric Utility
56262 | Gastonia, Tulip Drive | DG3 | Petroleum Liquids | 1.8 | Electric Utility
56262 | Gastonia, Tulip Drive | Unit1 | Petroleum Liquids | 1.8 | Electric Utility
56262 | Gastonia, Tulip Drive | Unit2 | Petroleum Liquids | 1.8 | Electric Utility
56263 | Albemarle Prime Power Park | Unit1 | Petroleum Liquids | 1.8 | Electric Utility
56263 | Albemarle Prime Power Park | Unit2 | Petroleum Liquids | 1.8 | Electric Utility
56265 | South Fork | 1 | Conventional Hydroelectric | 2 | Electric Utility
56266 | WPPI Hartford DG | 1 | Petroleum Liquids | 1.1 | Electric Utility
56269 | IBM West | 1 | Petroleum Liquids | 1.8 | Electric Utility
56269 | IBM West | 2 | Petroleum Liquids | 1.8 | Electric Utility
56270 | Callahan Divide Wind Energy Center | 1 | Onshore Wind Turbine | 114 | IPP Non-CHP
56271 | Diablo Wind LLC | VEST | Onshore Wind Turbine | 18 | IPP Non-CHP
56273 | Weatherford Wind Energy Center | 1 | Onshore Wind Turbine | 106.5 | IPP Non-CHP
56273 | Weatherford Wind Energy Center | 2 | Onshore Wind Turbine | 40.5 | IPP Non-CHP
56274 | Valley Queen Cheese | 1 | Petroleum Liquids | 1.5 | IPP Non-CHP
56274 | Valley Queen Cheese | 2 | Petroleum Liquids | 1.5 | IPP Non-CHP
56274 | Valley Queen Cheese | 3 | Petroleum Liquids | 1.5 | IPP Non-CHP
56275 | Helzel & Schwarzhoff 86 | WGNS | Onshore Wind Turbine | 2.4 | IPP Non-CHP
56276 | ZCO | WGNS | Onshore Wind Turbine | 1.6 | IPP Non-CHP
56277 | Bavarian LFGTE | 1 | Landfill Gas | 0.8 | Electric Utility
56277 | Bavarian LFGTE | 2 | Landfill Gas | 0.8 | Electric Utility
56277 | Bavarian LFGTE | 3 | Landfill Gas | 0.8 | Electric Utility
56277 | Bavarian LFGTE | 4 | Landfill Gas | 0.8 | Electric Utility
56278 | Green Valley LFGTE | 1 | Landfill Gas | 0.8 | Electric Utility
56278 | Green Valley LFGTE | 2 | Landfill Gas | 0.8 | Electric Utility
56278 | Green Valley LFGTE | 3 | Landfill Gas | 0.8 | Electric Utility
56279 | Laurel Ridge LFGTE | 1 | Landfill Gas | 0.8 | Electric Utility
56279 | Laurel Ridge LFGTE | 2 | Landfill Gas | 0.8 | Electric Utility
56279 | Laurel Ridge LFGTE | 3 | Landfill Gas | 0.8 | Electric Utility
56279 | Laurel Ridge LFGTE | 4 | Landfill Gas | 0.8 | Electric Utility
56279 | Laurel Ridge LFGTE | 5 | Landfill Gas | 0.8 | Electric Utility
56280 | Hardin County LFGTE | 1 | Landfill Gas | 0.8 | Electric Utility
56280 | Hardin County LFGTE | 2 | Landfill Gas | 0.8 | Electric Utility
56280 | Hardin County LFGTE | 3 | Landfill Gas | 0.8 | Electric Utility
56283 | Hargis-Hebert Electric Generating | U-1 | Natural Gas Fired Combustion Turbine | 50.4 | Electric Utility
56283 | Hargis-Hebert Electric Generating | U-2 | Natural Gas Fired Combustion Turbine | 50.4 | Electric Utility
56284 | Santa Maria EPG | EPG | Other Gases | 5.5 | Industrial Non-CHP
56288 | Salem Water Plant | 1 | Petroleum Liquids | 2 | Commercial Non-CHP
56289 | Salem Street Dept | 1 | Petroleum Liquids | 1.8 | Commercial Non-CHP
56290 | Maple Ridge Wind Farm | 1 | Onshore Wind Turbine | 137 | IPP Non-CHP
56290 | Maple Ridge Wind Farm | 1A | Onshore Wind Turbine | 61 | IPP Non-CHP
56290 | Maple Ridge Wind Farm | 2 | Onshore Wind Turbine | 33 | IPP Non-CHP
56290 | Maple Ridge Wind Farm | 3 | Onshore Wind Turbine | 91 | IPP Non-CHP
56291 | Horse Hollow Wind Energy Center | 1 | Onshore Wind Turbine | 213 | IPP Non-CHP
56291 | Horse Hollow Wind Energy Center | 2 | Onshore Wind Turbine | 223.5 | IPP Non-CHP
56291 | Horse Hollow Wind Energy Center | 3 | Onshore Wind Turbine | 299 | IPP Non-CHP
56292 | Hamlet Generating Facility | ES1 | Natural Gas Fired Combustion Turbine | 57.3 | Electric Utility
56292 | Hamlet Generating Facility | ES2 | Natural Gas Fired Combustion Turbine | 57.3 | Electric Utility
56292 | Hamlet Generating Facility | ES3 | Natural Gas Fired Combustion Turbine | 57.3 | Electric Utility
56292 | Hamlet Generating Facility | ES4 | Natural Gas Fired Combustion Turbine | 57.3 | Electric Utility
56292 | Hamlet Generating Facility | ES5 | Natural Gas Fired Combustion Turbine | 57.3 | Electric Utility
56292 | Hamlet Generating Facility | ES6 | Natural Gas Fired Combustion Turbine | 57.3 | Electric Utility
56293 | Caprock Wind Farm | 1 | Onshore Wind Turbine | 60 | IPP Non-CHP
56293 | Caprock Wind Farm | 2 | Onshore Wind Turbine | 20 | IPP Non-CHP
56294 | Bayway Refinery | FGX | All Other | 11.2 | Industrial Non-CHP
56295 | Kumeyaay Wind | 1 | Onshore Wind Turbine | 50 | IPP Non-CHP
56296 | Trimont Area Wind Farm | 1 | Onshore Wind Turbine | 100.5 | IPP Non-CHP
56297 | Crescent Ridge | 1 | Onshore Wind Turbine | 53 | IPP Non-CHP
56298 | Roseville Energy Park | 0001 | Natural Gas Fired Combined Cycle | 42 | Electric Utility
56298 | Roseville Energy Park | 0002 | Natural Gas Fired Combined Cycle | 42 | Electric Utility
56298 | Roseville Energy Park | 0003 | Natural Gas Fired Combined Cycle | 80 | Electric Utility
56299 | Wind Park Bear Creek | 1 | Onshore Wind Turbine | 24 | IPP Non-CHP
56300 | Jersey-Atlantic Wind Farm | 1 | Onshore Wind Turbine | 7.5 | IPP Non-CHP
56301 | Wolverine Creek | 1 | Onshore Wind Turbine | 64.5 | IPP Non-CHP
56302 | Oasis Wind | 1 | Onshore Wind Turbine | 60 | IPP Non-CHP
56303 | Elk River Wind | 1 | Onshore Wind Turbine | 150 | IPP Non-CHP
56304 | San Juan Mesa Wind Project LLC | 1 | Onshore Wind Turbine | 120 | IPP Non-CHP
56307 | Adams Wind Farm | 1 | Onshore Wind Turbine | 14 | IPP Non-CHP
56307 | Adams Wind Farm | 2 | Onshore Wind Turbine | 10 | IPP Non-CHP
56308 | Fossil Gulch | 1 | Onshore Wind Turbine | 10.5 | IPP Non-CHP
56309 | Trigen St. Louis | CT-1 | Natural Gas Fired Combined Cycle | 7.8 | IPP CHP
56309 | Trigen St. Louis | CT-2 | Natural Gas Fired Combined Cycle | 7.8 | IPP CHP
56309 | Trigen St. Louis | IC-1 | Petroleum Liquids | 1.2 | IPP CHP
56309 | Trigen St. Louis | ST-3 | Natural Gas Fired Combined Cycle | 18.2 | IPP CHP
56309 | Trigen St. Louis | ST-4 | Natural Gas Steam Turbine | 1.5 | IPP CHP
56309 | Trigen St. Louis | ST-5 | Natural Gas Steam Turbine | 1.5 | IPP CHP
56311 | Sweetwater Wind 3 LLC | SW3 | Onshore Wind Turbine | 135 | IPP Non-CHP
56312 | Shute Creek Facility | 021A | Other Gases | 36 | Industrial CHP
56312 | Shute Creek Facility | 021B | Other Gases | 36 | Industrial CHP
56312 | Shute Creek Facility | 021C | Other Gases | 36 | Industrial CHP
56313 | Coleman Falls | CGH2 | Conventional Hydroelectric | 0.5 | Industrial Non-CHP
56313 | Coleman Falls | CGH3 | Conventional Hydroelectric | 0.5 | Industrial Non-CHP
56313 | Coleman Falls | CHG1 | Conventional Hydroelectric | 0.5 | Industrial Non-CHP
56314 | Holcomb Rock | HG1 | Conventional Hydroelectric | 0.6 | Industrial Non-CHP
56314 | Holcomb Rock | HG2 | Conventional Hydroelectric | 0.6 | Industrial Non-CHP
56314 | Holcomb Rock | HG3 | Conventional Hydroelectric | 0.6 | Industrial Non-CHP
56317 | Raft River Geothermal Power Plant | 1 | Geothermal | 18 | IPP Non-CHP
56318 | Fauquier Landfill Gas | 1 | Landfill Gas | 1 | IPP Non-CHP
56318 | Fauquier Landfill Gas | 2 | Landfill Gas | 1 | IPP Non-CHP
56319 | Wygen 2 | 0001 | Conventional Steam Coal | 95 | Electric Utility
56320 | Spring Canyon | 1 | Onshore Wind Turbine | 60 | IPP Non-CHP
56321 | Richard Burdette Geothermal | 1 | Geothermal | 15 | IPP Non-CHP
56321 | Richard Burdette Geothermal | OEC2 | Geothermal | 15 | IPP Non-CHP
56322 | Wild Horse | 1 | Onshore Wind Turbine | 228.6 | Electric Utility
56322 | Wild Horse | WH2 | Onshore Wind Turbine | 44 | Electric Utility
56322 | Wild Horse | WHS1 | Solar Photovoltaic | 0.5 | Electric Utility
56323 | Modern Innovative Energy LLC | GEN1 | Landfill Gas | 1.6 | IPP Non-CHP
56323 | Modern Innovative Energy LLC | GEN2 | Landfill Gas | 1.6 | IPP Non-CHP
56323 | Modern Innovative Energy LLC | GEN3 | Landfill Gas | 1.6 | IPP Non-CHP
56323 | Modern Innovative Energy LLC | GEN4 | Landfill Gas | 1.6 | IPP Non-CHP
56324 | Colonie LFGTE Facility | GEN1 | Landfill Gas | 1.6 | IPP Non-CHP
56324 | Colonie LFGTE Facility | GEN2 | Landfill Gas | 1.6 | IPP Non-CHP
56324 | Colonie LFGTE Facility | GEN3 | Landfill Gas | 1.6 | IPP Non-CHP
56325 | Delta Power | 6 | Petroleum Liquids | 23.1 | Electric Utility
56326 | Mustang Station Unit 4 | GEN1 | Natural Gas Fired Combustion Turbine | 170 | Electric Utility
56326 | Mustang Station Unit 4 | GEN2 | Natural Gas Fired Combustion Turbine | 170 | Electric Utility
56326 | Mustang Station Unit 4 | GEN3 | Natural Gas Fired Combustion Turbine | 170 | Electric Utility
56327 | Pendleton County LFGTE | 1 | Landfill Gas | 0.8 | Electric Utility
56327 | Pendleton County LFGTE | 2 | Landfill Gas | 0.8 | Electric Utility
56327 | Pendleton County LFGTE | 3 | Landfill Gas | 0.8 | Electric Utility
56327 | Pendleton County LFGTE | 4 | Landfill Gas | 0.8 | Electric Utility
56328 | Harry D Mattison Gas Plant | 1 | Natural Gas Fired Combustion Turbine | 86.5 | Electric Utility
56328 | Harry D Mattison Gas Plant | 2 | Natural Gas Fired Combustion Turbine | 86.5 | Electric Utility
56328 | Harry D Mattison Gas Plant | 3 | Natural Gas Fired Combustion Turbine | 88 | Electric Utility
56328 | Harry D Mattison Gas Plant | 4 | Natural Gas Fired Combustion Turbine | 88 | Electric Utility
56329 | Campbell Industrial Park | CIP1 | Other Waste Biomass | 113 | Electric Utility
56333 | Gauley River Power Partners | GEN1 | Conventional Hydroelectric | 40 | IPP Non-CHP
56333 | Gauley River Power Partners | GEN2 | Conventional Hydroelectric | 40 | IPP Non-CHP
56335 | Blue Canyon Windpower II | EW2 | Onshore Wind Turbine | 151 | IPP Non-CHP
56336 | Aragonne Wind LLC | 1 | Onshore Wind Turbine | 90 | IPP Non-CHP
56337 | Sweetwater Wind 4 LLC | SW4 | Onshore Wind Turbine | 241 | IPP Non-CHP
56338 | High Trail Wind Farm LLC | 1 | Onshore Wind Turbine | 198 | IPP Non-CHP
56339 | Albemarle Hospital Unit | 1 | Petroleum Liquids | 1.8 | Electric Utility
56340 | Cherryville City Hall | 1 | Petroleum Liquids | 1.8 | Electric Utility
56341 | Lincolnton High School | 1 | Petroleum Liquids | 1.8 | Electric Utility
56342 | Maiden Community Center | 1 | Petroleum Liquids | 1.8 | Electric Utility
56343 | Monroe Middle School | 1 | Petroleum Liquids | 1.8 | Electric Utility
56344 | Morganton Station 5 | 1 | Petroleum Liquids | 1.8 | Electric Utility
56345 | Pineville Delivery 1 | 1 | Petroleum Liquids | 1.8 | Electric Utility
56346 | Bear Valley Power Plant | ICE1 | Natural Gas Internal Combustion Engine | 1.2 | Electric Utility
56346 | Bear Valley Power Plant | ICE2 | Natural Gas Internal Combustion Engine | 1.2 | Electric Utility
56346 | Bear Valley Power Plant | ICE3 | Natural Gas Internal Combustion Engine | 1.2 | Electric Utility
56346 | Bear Valley Power Plant | ICE4 | Natural Gas Internal Combustion Engine | 1.2 | Electric Utility
56346 | Bear Valley Power Plant | ICE5 | Natural Gas Internal Combustion Engine | 1.2 | Electric Utility
56346 | Bear Valley Power Plant | ICE6 | Natural Gas Internal Combustion Engine | 1.2 | Electric Utility
56346 | Bear Valley Power Plant | ICE7 | Natural Gas Internal Combustion Engine | 1.2 | Electric Utility
56347 | Cedar Ridge | 1 | Onshore Wind Turbine | 67.7 | Electric Utility
56348 | Laverne Diesel Generating Plant | 1 | Petroleum Liquids | 2 | Electric Utility
56348 | Laverne Diesel Generating Plant | 2 | Petroleum Liquids | 2 | Electric Utility
56349 | Quail Run Energy Center | CT1A | Natural Gas Fired Combined Cycle | 75 | IPP Non-CHP
56349 | Quail Run Energy Center | CT1B | Natural Gas Fired Combined Cycle | 75 | IPP Non-CHP
56349 | Quail Run Energy Center | CT2A | Natural Gas Fired Combined Cycle | 86.5 | IPP Non-CHP
56349 | Quail Run Energy Center | CT2B | Natural Gas Fired Combined Cycle | 86.5 | IPP Non-CHP
56349 | Quail Run Energy Center | ST1 | Natural Gas Fired Combined Cycle | 125 | IPP Non-CHP
56349 | Quail Run Energy Center | ST2 | Natural Gas Fired Combined Cycle | 125 | IPP Non-CHP
56350 | Colorado Bend Energy Center | CT1A | Natural Gas Fired Combined Cycle | 90 | IPP Non-CHP
56350 | Colorado Bend Energy Center | CT1B | Natural Gas Fired Combined Cycle | 90 | IPP Non-CHP
56350 | Colorado Bend Energy Center | CT2A | Natural Gas Fired Combined Cycle | 90 | IPP Non-CHP
56350 | Colorado Bend Energy Center | CT2B | Natural Gas Fired Combined Cycle | 90 | IPP Non-CHP
56350 | Colorado Bend Energy Center | ST1 | Natural Gas Fired Combined Cycle | 105.1 | IPP Non-CHP
56350 | Colorado Bend Energy Center | ST2 | Natural Gas Fired Combined Cycle | 115 | IPP Non-CHP
56351 | Spearville | 1 | Onshore Wind Turbine | 100.5 | Electric Utility
56351 | Spearville | 2 | Onshore Wind Turbine | 48 | Electric Utility
56355 | Whispering Willow Wind Farm - East | 1 | Onshore Wind Turbine | 199.7 | Electric Utility
56356 | Clearwater Power Plant | CT1 | Natural Gas Fired Combined Cycle | 41 | Electric Utility
56356 | Clearwater Power Plant | ST1 | Natural Gas Fired Combined Cycle | 8 | Electric Utility
56357 | FPL Energy Burleigh County Wind | GE | Onshore Wind Turbine | 18 | IPP Non-CHP
56357 | FPL Energy Burleigh County Wind | GE15 | Onshore Wind Turbine | 31.5 | IPP Non-CHP
56358 | Western Renewable Energy | 1 | Wood/Wood Waste Biomass | 3 | IPP Non-CHP
56359 | Klondike Windpower II | PH2 | Onshore Wind Turbine | 75 | IPP Non-CHP
56360 | Leaning Juniper | 1 | Onshore Wind Turbine | 100.5 | Electric Utility
56361 | Big Horn Wind Project | 1 | Onshore Wind Turbine | 199 | IPP Non-CHP
56362 | Shiloh I Wind Project | 1 | Onshore Wind Turbine | 150 | IPP Non-CHP
56363 | Danville New Design Plant | GEN 1 | Petroleum Liquids | 1.8 | Electric Utility
56364 | Danville Kentuck Road Plant | GEN 1 | Petroleum Liquids | 1.8 | Electric Utility
56365 | Danville Westover Plant | GEN1 | Petroleum Liquids | 1.8 | Electric Utility
56367 | Electric Avenue Facility | 1 | Petroleum Liquids | 1.8 | Electric Utility
56367 | Electric Avenue Facility | 2 | Petroleum Liquids | 1.8 | Electric Utility
56367 | Electric Avenue Facility | 3 | Petroleum Liquids | 1.8 | Electric Utility
56368 | Water Treatment Plant Generators | WP1 | Petroleum Liquids | 1.8 | Electric Utility
56369 | Casselman Wind Power Project | 1 | Onshore Wind Turbine | 34.5 | IPP Non-CHP
56371 | Cedar Creek Wind | 1 | Onshore Wind Turbine | 300.5 | IPP Non-CHP
56372 | Sweetwater Wind 5 | SW5 | Onshore Wind Turbine | 80.5 | IPP Non-CHP
56374 | Robert Mueller Energy Center | CT1 | Natural Gas Fired Combustion Turbine | 4.6 | Electric Utility
56374 | Robert Mueller Energy Center | DG1 | Petroleum Liquids | 1.5 | Electric Utility
56376 | Pike County Wind Power | WTG1 | Onshore Wind Turbine | 1.7 | Electric Utility
56377 | Judith Gap Wind Energy Center | 1 | Onshore Wind Turbine | 135 | IPP Non-CHP
56378 | Pakini Nui Wind Farm | 1 | Onshore Wind Turbine | 21 | IPP Non-CHP
56379 | Victory Wind Farm | VWF | Onshore Wind Turbine | 99 | Electric Utility
56380 | Centennial Wind Farm | WT1 | Onshore Wind Turbine | 120 | Electric Utility
56383 | Northern Iowa Windpower II | TOI2 | Onshore Wind Turbine | 80 | IPP Non-CHP
56386 | Top of Iowa Windfarm III | TOI3 | Onshore Wind Turbine | 29.7 | Electric Utility
56391 | Blue Sky Green Field Wind Project | 1 | Onshore Wind Turbine | 145.2 | Electric Utility
56392 | FPL Energy Oliver Wind I LLC | 1 | Onshore Wind Turbine | 50.6 | IPP Non-CHP
56394 | Forest Creek Wind Farm LLC | 1 | Onshore Wind Turbine | 124.2 | IPP Non-CHP
56395 | Mesquite Wind Power LLC | 1 | Onshore Wind Turbine | 200 | IPP Non-CHP
56397 | Hunlock Unit 4 | 4 | Natural Gas Fired Combustion Turbine | 44 | IPP Non-CHP
56399 | Lempster Wind LLC | 1 | Onshore Wind Turbine | 24 | IPP Non-CHP
56400 | Treasure Coast Energy Center | CT1 | Natural Gas Fired Combined Cycle | 219.6 | Electric Utility
56400 | Treasure Coast Energy Center | ST1 | Natural Gas Fired Combined Cycle | 191.8 | Electric Utility
56404 | Noble Hill Landfill | NHLC | Landfill Gas | 3.2 | Electric Utility
56405 | Nevada Solar One | ONE | Solar Thermal without Energy Storage | 75.7 | IPP Non-CHP
56406 | Sierra Pacific Burlington Facility | GEN1 | Wood/Wood Waste Biomass | 28 | Industrial CHP
56407 | West County Energy Center | 1A | Natural Gas Fired Combined Cycle | 298 | Electric Utility
56407 | West County Energy Center | 1B | Natural Gas Fired Combined Cycle | 298 | Electric Utility
56407 | West County Energy Center | 1C | Natural Gas Fired Combined Cycle | 298 | Electric Utility
56407 | West County Energy Center | 1ST | Natural Gas Fired Combined Cycle | 527 | Electric Utility
56407 | West County Energy Center | 2A | Natural Gas Fired Combined Cycle | 298 | Electric Utility
56407 | West County Energy Center | 2B | Natural Gas Fired Combined Cycle | 298 | Electric Utility
56407 | West County Energy Center | 2C | Natural Gas Fired Combined Cycle | 298 | Electric Utility
56407 | West County Energy Center | 2ST | Natural Gas Fired Combined Cycle | 527 | Electric Utility
56407 | West County Energy Center | 3A | Natural Gas Fired Combined Cycle | 298 | Electric Utility
56407 | West County Energy Center | 3B | Natural Gas Fired Combined Cycle | 298 | Electric Utility
56407 | West County Energy Center | 3C | Natural Gas Fired Combined Cycle | 298 | Electric Utility
56407 | West County Energy Center | 3ST | Natural Gas Fired Combined Cycle | 527 | Electric Utility
56408 | Agriwind LLC | AWND1 | Onshore Wind Turbine | 8.4 | IPP Non-CHP
56409 | Stahl Wind Energy | 1 | Onshore Wind Turbine | 1.7 | IPP Non-CHP
56410 | Carstensen Wind | 1 | Onshore Wind Turbine | 1.7 | IPP Non-CHP
56411 | Northern Lights Wind LLC | 1 | Onshore Wind Turbine | 1.7 | IPP Non-CHP
56412 | Lucky Wind | 1 | Onshore Wind Turbine | 1.7 | IPP Non-CHP
56413 | Greenback Energy | 1 | Onshore Wind Turbine | 1.7 | IPP Non-CHP
56414 | Redwood Falls Wind | WND1 | Onshore Wind Turbine | 1.7 | Electric Utility
56414 | Redwood Falls Wind | WND2 | Onshore Wind Turbine | 1.7 | Electric Utility
56415 | Fairmont Wind | WND1 | Onshore Wind Turbine | 1 | Electric Utility
56415 | Fairmont Wind | WND2 | Onshore Wind Turbine | 1 | Electric Utility
56415 | Fairmont Wind | WND3 | Onshore Wind Turbine | 1.7 | Electric Utility
56415 | Fairmont Wind | WND4 | Onshore Wind Turbine | 1.7 | Electric Utility
56416 | Michigan Wind 1 LLC | 1 | Onshore Wind Turbine | 69 | IPP Non-CHP
56417 | Westchester Gas Recovery | W1 | Landfill Gas | 1.8 | IPP Non-CHP
56417 | Westchester Gas Recovery | W2 | Landfill Gas | 1.8 | IPP Non-CHP
56418 | Des Plaines Gas Recovery | DP1 | Landfill Gas | 1.8 | IPP Non-CHP
56418 | Des Plaines Gas Recovery | DP2 | Landfill Gas | 1.8 | IPP Non-CHP
56419 | Beecher Gas Recovery | B1 | Landfill Gas | 1.1 | IPP Non-CHP
56419 | Beecher Gas Recovery | B2 | Landfill Gas | 1.1 | IPP Non-CHP
56419 | Beecher Gas Recovery | B3 | Landfill Gas | 1.1 | IPP Non-CHP
56420 | Renick Run Pumping Station 03-04 | 0003 | Petroleum Liquids | 1.4 | Electric Utility
56420 | Renick Run Pumping Station 03-04 | 0004 | Petroleum Liquids | 1.4 | Electric Utility
56421 | PS ST-8 Engine No 1 | 0005 | Petroleum Liquids | 2 | Electric Utility
56422 | ST-1/1A Engine No 1 | 0006 | Petroleum Liquids | 1.3 | Electric Utility
56423 | Dodge Park Engine No 1 | 0007 | Petroleum Liquids | 2 | Electric Utility
56424 | Mower County Wind Energy Center | 1 | Onshore Wind Turbine | 98.9 | IPP Non-CHP
56426 | Ameresco Chicopee Energy | UNIT4 | Landfill Gas | 2.1 | IPP Non-CHP
56426 | Ameresco Chicopee Energy | Unit1 | Landfill Gas | 1.9 | IPP Non-CHP
56426 | Ameresco Chicopee Energy | Unit2 | Landfill Gas | 1.9 | IPP Non-CHP
56426 | Ameresco Chicopee Energy | Unit3 | Landfill Gas | 1.9 | IPP Non-CHP
56427 | Ameresco Janesville | Unit1 | Landfill Gas | 1 | IPP Non-CHP
56427 | Ameresco Janesville | Unit2 | Landfill Gas | 1 | IPP Non-CHP
56427 | Ameresco Janesville | Unit3 | Landfill Gas | 1 | IPP Non-CHP
56428 | Ameresco Santa Cruz Energy | Unit1 | Landfill Gas | 1 | IPP Non-CHP
56428 | Ameresco Santa Cruz Energy | Unit2 | Landfill Gas | 1 | IPP Non-CHP
56428 | Ameresco Santa Cruz Energy | Unit3 | Landfill Gas | 1 | IPP Non-CHP
56429 | Ameresco Delaware South | 1 | Landfill Gas | 1 | IPP Non-CHP
56429 | Ameresco Delaware South | 2 | Landfill Gas | 1 | IPP Non-CHP
56429 | Ameresco Delaware South | 3 | Landfill Gas | 1 | IPP Non-CHP
56429 | Ameresco Delaware South | 4 | Landfill Gas | 1 | IPP Non-CHP
56429 | Ameresco Delaware South | 5 | Landfill Gas | 1 | IPP Non-CHP
56430 | Ameresco Delaware Central | 1C | Landfill Gas | 1 | IPP Non-CHP
56430 | Ameresco Delaware Central | 2C | Landfill Gas | 1 | IPP Non-CHP
56430 | Ameresco Delaware Central | 3C | Landfill Gas | 1 | IPP Non-CHP
56430 | Ameresco Delaware Central | 4C | Landfill Gas | 1 | IPP Non-CHP
56430 | Ameresco Delaware Central | 5C | Landfill Gas | 1 | IPP Non-CHP
56432 | Wildorado Wind LLC | 1 | Onshore Wind Turbine | 161 | IPP Non-CHP
56433 | Pine Tree Wind Power Project | 1 | Onshore Wind Turbine | 135 | Electric Utility
56434 | Burley Butte Windpark | BBWP | Onshore Wind Turbine | 13.5 | IPP Non-CHP
56435 | Golden Valley Wind Park LLC | GVWP | Onshore Wind Turbine | 12 | IPP Non-CHP
56437 | Milner Dam Wind Park LLC | MDWP | Onshore Wind Turbine | 19.5 | IPP Non-CHP
56439 | Oregon Trail Wind Park | OTWP | Onshore Wind Turbine | 13.5 | IPP Non-CHP
56440 | Pilgrim Stage Wind Park | PSWP | Onshore Wind Turbine | 10.5 | IPP Non-CHP
56441 | Salmon Falls Wind Park | SFWP | Onshore Wind Turbine | 21 | IPP Non-CHP
56442 | Thousand Springs Wind Park | TSWP | Onshore Wind Turbine | 12 | IPP Non-CHP
56443 | Tuana Gulch Wind Park | TGWP | Onshore Wind Turbine | 10.5 | IPP Non-CHP
56445 | Spindle Hill Energy Center | GEN1 | Natural Gas Fired Combustion Turbine | 197 | IPP Non-CHP
56445 | Spindle Hill Energy Center | GEN2 | Natural Gas Fired Combustion Turbine | 197 | IPP Non-CHP
56446 | Buena Vista Energy LLC | 1 | Onshore Wind Turbine | 38 | IPP Non-CHP
56447 | Hawi Wind Farm | V-47 | Onshore Wind Turbine | 10.6 | IPP Non-CHP
56448 | Mars Hill Wind Farm Project | 1 | Onshore Wind Turbine | 42 | IPP Non-CHP
56449 | Kaheawa Pastures Wind Farm | 1 | Onshore Wind Turbine | 30 | IPP Non-CHP
56450 | GSG LLC | 1 | Onshore Wind Turbine | 80 | IPP Non-CHP
56451 | Allegheny Ridge Wind Farm | 1 | Onshore Wind Turbine | 80 | IPP Non-CHP
56456 | Plum Point Energy Station | STG1 | Conventional Steam Coal | 720 | IPP Non-CHP
56457 | Post Wind Farm LP | 1 | Onshore Wind Turbine | 84 | IPP Non-CHP
56458 | Hobbs Generating Station | GT1 | Natural Gas Fired Combined Cycle | 196.9 | IPP Non-CHP
56458 | Hobbs Generating Station | GT2 | Natural Gas Fired Combined Cycle | 196.9 | IPP Non-CHP
56458 | Hobbs Generating Station | ST3 | Natural Gas Fired Combined Cycle | 264.6 | IPP Non-CHP
56459 | MinnDakota Wind LLC | 2 | Onshore Wind Turbine | 150 | IPP Non-CHP
56460 | Twin Buttes Wind Project | WT1 | Onshore Wind Turbine | 75 | IPP Non-CHP
56461 | Dry Creek LFG to Energy Project | DC1 | Landfill Gas | 1.6 | Commercial Non-CHP
56461 | Dry Creek LFG to Energy Project | DC2 | Landfill Gas | 1.6 | Commercial Non-CHP
56462 | Geneva Generation Facility | GEN 1 | Natural Gas Internal Combustion Engine | 5.9 | Electric Utility
56462 | Geneva Generation Facility | GEN 2 | Natural Gas Internal Combustion Engine | 5.9 | Electric Utility
56462 | Geneva Generation Facility | GEN 3 | Natural Gas Internal Combustion Engine | 5.9 | Electric Utility
56462 | Geneva Generation Facility | GEN 4 | Natural Gas Internal Combustion Engine | 5.9 | Electric Utility
56462 | Geneva Generation Facility | GEN 5 | Natural Gas Internal Combustion Engine | 5.9 | Electric Utility
56463 | Oak Ridge LFGTE | 1 | Landfill Gas | 0.8 | Electric Utility
56463 | Oak Ridge LFGTE | 2 | Landfill Gas | 0.8 | Electric Utility
56463 | Oak Ridge LFGTE | 3 | Landfill Gas | 0.8 | Electric Utility
56463 | Oak Ridge LFGTE | 4 | Landfill Gas | 0.8 | Electric Utility
56464 | Jay County LFGTE | 1 | Landfill Gas | 0.8 | Electric Utility
56464 | Jay County LFGTE | 2 | Landfill Gas | 0.8 | Electric Utility
56464 | Jay County LFGTE | 3 | Landfill Gas | 0.8 | Electric Utility
56464 | Jay County LFGTE | 4 | Landfill Gas | 0.8 | Electric Utility
56465 | Liberty I & II LFGTE | 1 | Landfill Gas | 0.8 | Electric Utility
56465 | Liberty I & II LFGTE | 1-II | Landfill Gas | 0.8 | Electric Utility
56465 | Liberty I & II LFGTE | 2 | Landfill Gas | 0.8 | Electric Utility
56465 | Liberty I & II LFGTE | 2-II | Landfill Gas | 0.8 | Electric Utility
56465 | Liberty I & II LFGTE | 3 | Landfill Gas | 0.8 | Electric Utility
56465 | Liberty I & II LFGTE | 3-II | Landfill Gas | 0.8 | Electric Utility
56465 | Liberty I & II LFGTE | 4 | Landfill Gas | 0.8 | Electric Utility
56465 | Liberty I & II LFGTE | 4-II | Landfill Gas | 0.8 | Electric Utility
56466 | Marengo Wind Plant | 1 | Onshore Wind Turbine | 140.4 | Electric Utility
56466 | Marengo Wind Plant | 2 | Onshore Wind Turbine | 70.2 | Electric Utility
56467 | Russell City Energy Center | CTG1 | Natural Gas Fired Combined Cycle | 200 | IPP Non-CHP
56467 | Russell City Energy Center | CTG2 | Natural Gas Fired Combined Cycle | 200 | IPP Non-CHP
56467 | Russell City Energy Center | STG1 | Natural Gas Fired Combined Cycle | 255 | IPP Non-CHP
56468 | Klondike Windpower III | 1 | Onshore Wind Turbine | 221 | IPP Non-CHP
56468 | Klondike Windpower III | 2 | Onshore Wind Turbine | 76.5 | IPP Non-CHP
56469 | Roseburg Forest Products Biomass | 1 | Wood/Wood Waste Biomass | 13.4 | Industrial CHP
56470 | Locust Ridge | LRWF | Onshore Wind Turbine | 26 | IPP Non-CHP
56471 | McGrath Peaker | 1 | Natural Gas Fired Combustion Turbine | 49.8 | Electric Utility
56472 | Grapeland Peaker | 1 | Natural Gas Fired Combustion Turbine | 49.8 | Electric Utility
56473 | Mira Loma Peaker | 1 | Natural Gas Fired Combustion Turbine | 49.8 | Electric Utility
56474 | Barre Peaker | 1 | Natural Gas Fired Combustion Turbine | 49.8 | Electric Utility
56475 | Center Peaker | 1 | Natural Gas Fired Combustion Turbine | 49.8 | Electric Utility
56476 | Gateway Generating Station | A | Natural Gas Fired Combined Cycle | 203.2 | Electric Utility
56476 | Gateway Generating Station | B | Natural Gas Fired Combined Cycle | 203.2 | Electric Utility
56476 | Gateway Generating Station | C | Natural Gas Fired Combined Cycle | 213.3 | Electric Utility
56478 | MJMEUC Generating Station #1 | 0001 | Natural Gas Fired Combustion Turbine | 13.3 | Electric Utility
56479 | Sand Bluff Wind Farm | 2 | Onshore Wind Turbine | 90 | IPP Non-CHP
56480 | Marshfield Utilities Gas Plant | M1 | Natural Gas Fired Combustion Turbine | 60.4 | Electric Utility
56481 | SunE Alamosa | 1 | Solar Photovoltaic | 1 | IPP Non-CHP
56481 | SunE Alamosa | 2 | Solar Photovoltaic | 7.2 | IPP Non-CHP
56482 | Black Mountain Generating Station | 1 | Natural Gas Fired Combustion Turbine | 60.5 | Electric Utility
56482 | Black Mountain Generating Station | 2 | Natural Gas Fired Combustion Turbine | 60.5 | Electric Utility
56483 | Post Oak Wind LLC | 1 | Onshore Wind Turbine | 200 | IPP Non-CHP
56484 | Buffalo Gap 2 Wind Farm | 1 | Onshore Wind Turbine | 232.5 | IPP Non-CHP
56485 | Biglow Canyon Wind Farm | 1 | Onshore Wind Turbine | 125.4 | Electric Utility
56485 | Biglow Canyon Wind Farm | 2 | Onshore Wind Turbine | 149.5 | Electric Utility
56485 | Biglow Canyon Wind Farm | 3 | Onshore Wind Turbine | 174.8 | Electric Utility
56487 | White Creek Wind Farm | 1 | Onshore Wind Turbine | 204 | IPP Non-CHP
56488 | Smoky Hills Wind Project Phase I | 1 | Onshore Wind Turbine | 100.8 | IPP Non-CHP
56489 | Elkins Generating Center | A | Natural Gas Fired Combustion Turbine | 22 | Electric Utility
56489 | Elkins Generating Center | B | Natural Gas Fired Combustion Turbine | 22 | Electric Utility
56489 | Elkins Generating Center | C | Natural Gas Fired Combustion Turbine | 22 | Electric Utility
56491 | Dean Drive Area Electric Generators | PG1 | Petroleum Liquids | 1.6 | Electric Utility
56491 | Dean Drive Area Electric Generators | PG2 | Petroleum Liquids | 1.6 | Electric Utility
56493 | Buffalo Mountain Energy Center | 4 | Onshore Wind Turbine | 27 | IPP Non-CHP
56494 | Prairie Star Wind Farm | HP2 | Onshore Wind Turbine | 100.6 | IPP Non-CHP
56495 | NedPower Mount Storm | MS1 | Onshore Wind Turbine | 164 | IPP Non-CHP
56495 | NedPower Mount Storm | MS2 | Onshore Wind Turbine | 100 | IPP Non-CHP
56496 | Phillips 66 Billings Refinery | 3701 | Other Gases | 1.6 | Industrial Non-CHP
56497 | Goodman Energy Center | 1 | Natural Gas Internal Combustion Engine | 8.4 | Electric Utility
56497 | Goodman Energy Center | 2 | Natural Gas Internal Combustion Engine | 8.4 | Electric Utility
56497 | Goodman Energy Center | 3 | Natural Gas Internal Combustion Engine | 8.4 | Electric Utility
56497 | Goodman Energy Center | 4 | Natural Gas Internal Combustion Engine | 8.4 | Electric Utility
56497 | Goodman Energy Center | 5 | Natural Gas Internal Combustion Engine | 8.4 | Electric Utility
56497 | Goodman Energy Center | 6 | Natural Gas Internal Combustion Engine | 8.4 | Electric Utility
56497 | Goodman Energy Center | 7 | Natural Gas Internal Combustion Engine | 8.4 | Electric Utility
56497 | Goodman Energy Center | 8 | Natural Gas Internal Combustion Engine | 8.4 | Electric Utility
56497 | Goodman Energy Center | 9 | Natural Gas Internal Combustion Engine | 8.4 | Electric Utility
56498 | Mora Drop Hydroelectric Project | 1 | Conventional Hydroelectric | 1.7 | IPP Non-CHP
56499 | Tiber Dam Hydroelectric Plant | HY1 | Conventional Hydroelectric | 7.5 | IPP Non-CHP
56500 | Western 102 Power Plant | A101 | Natural Gas Internal Combustion Engine | 8.4 | Industrial Non-CHP
56500 | Western 102 Power Plant | B102 | Natural Gas Internal Combustion Engine | 8.4 | Industrial Non-CHP
56500 | Western 102 Power Plant | B202 | Natural Gas Internal Combustion Engine | 8.4 | Industrial Non-CHP
56500 | Western 102 Power Plant | C102 | Natural Gas Internal Combustion Engine | 8.4 | Industrial Non-CHP
56500 | Western 102 Power Plant | C202 | Natural Gas Internal Combustion Engine | 8.4 | Industrial Non-CHP
56500 | Western 102 Power Plant | D101 | Natural Gas Internal Combustion Engine | 8.4 | Industrial Non-CHP
56500 | Western 102 Power Plant | E102 | Natural Gas Internal Combustion Engine | 8.4 | Industrial Non-CHP
56500 | Western 102 Power Plant | E202 | Natural Gas Internal Combustion Engine | 8.4 | Industrial Non-CHP
56500 | Western 102 Power Plant | F102 | Natural Gas Internal Combustion Engine | 8.4 | Industrial Non-CHP
56500 | Western 102 Power Plant | F202 | Natural Gas Internal Combustion Engine | 8.4 | Industrial Non-CHP
56500 | Western 102 Power Plant | G102 | Natural Gas Internal Combustion Engine | 8.4 | Industrial Non-CHP
56500 | Western 102 Power Plant | G202 | Natural Gas Internal Combustion Engine | 8.4 | Industrial Non-CHP
56500 | Western 102 Power Plant | H102 | Natural Gas Internal Combustion Engine | 8.4 | Industrial Non-CHP
56500 | Western 102 Power Plant | H202 | Natural Gas Internal Combustion Engine | 8.4 | Industrial Non-CHP
56500 | Western 102 Power Plant | PV1 | Solar Photovoltaic | 1 | Industrial Non-CHP
56501 | Pomeroy Wind Farm | PWF | Onshore Wind Turbine | 123 | Electric Utility
56501 | Pomeroy Wind Farm | PWF2 | Onshore Wind Turbine | 75 | Electric Utility
56501 | Pomeroy Wind Farm | PWF3 | Onshore Wind Turbine | 58.5 | Electric Utility
56501 | Pomeroy Wind Farm | PWF4 | Onshore Wind Turbine | 29.9 | Electric Utility
56502 | Emporia Energy Center | 1 | Natural Gas Fired Combustion Turbine | 54 | Electric Utility
56502 | Emporia Energy Center | 2 | Natural Gas Fired Combustion Turbine | 54 | Electric Utility
56502 | Emporia Energy Center | 3 | Natural Gas Fired Combustion Turbine | 54 | Electric Utility
56502 | Emporia Energy Center | 4 | Natural Gas Fired Combustion Turbine | 54 | Electric Utility
56502 | Emporia Energy Center | 5 | Natural Gas Fired Combustion Turbine | 171.4 | Electric Utility
56502 | Emporia Energy Center | 6 | Natural Gas Fired Combustion Turbine | 171.4 | Electric Utility
56502 | Emporia Energy Center | 7 | Natural Gas Fired Combustion Turbine | 171.4 | Electric Utility
56503 | Riley Generating Station | 1 | Natural Gas Internal Combustion Engine | 2 | Electric Utility
56503 | Riley Generating Station | 2 | Natural Gas Internal Combustion Engine | 2 | Electric Utility
56503 | Riley Generating Station | 3 | Natural Gas Internal Combustion Engine | 2 | Electric Utility
56503 | Riley Generating Station | 4 | Natural Gas Internal Combustion Engine | 2 | Electric Utility
56503 | Riley Generating Station | 5 | Natural Gas Internal Combustion Engine | 2 | Electric Utility
56504 | Municipal Power Plant | 1 | Natural Gas Internal Combustion Engine | 1 | Electric Utility
56504 | Municipal Power Plant | 2 | Natural Gas Internal Combustion Engine | 1 | Electric Utility
56505 | Jonesboro City Water & Light Plant | SN01 | Natural Gas Fired Combustion Turbine | 24.5 | Electric Utility
56505 | Jonesboro City Water & Light Plant | SN02 | Natural Gas Fired Combustion Turbine | 21.4 | Electric Utility
56505 | Jonesboro City Water & Light Plant | SN04 | Natural Gas Fired Combustion Turbine | 60.5 | Electric Utility
56505 | Jonesboro City Water & Light Plant | SN06 | Natural Gas Fired Combustion Turbine | 57.4 | Electric Utility
56505 | Jonesboro City Water & Light Plant | SN07 | Natural Gas Fired Combustion Turbine | 60.5 | Electric Utility
56506 | Scurry County Wind LP | SCW | Onshore Wind Turbine | 130.5 | IPP Non-CHP
56509 | Tesoro SLC Cogeneration Plant | 1 | Natural Gas Fired Combustion Turbine | 12.5 | Industrial CHP
56509 | Tesoro SLC Cogeneration Plant | 2 | Natural Gas Fired Combustion Turbine | 12.5 | Industrial CHP
56510 | Frey Farm Landfill | GEN1 | Landfill Gas | 1.6 | IPP CHP
56510 | Frey Farm Landfill | GEN2 | Landfill Gas | 1.6 | IPP CHP
56511 | Pennsauken Landfill | GEN1 | Landfill Gas | 0.9 | IPP Non-CHP
56511 | Pennsauken Landfill | GEN2 | Landfill Gas | 0.9 | IPP Non-CHP
56512 | GLRA Landfill | GEN1 | Landfill Gas | 1.6 | IPP Non-CHP
56512 | GLRA Landfill | GEN2 | Landfill Gas | 1.6 | IPP Non-CHP
56513 | Whitemarsh Central Utility Plant | CGE | Natural Gas Internal Combustion Engine | 1.6 | IPP CHP
56516 | Plains End II LLC | 2G01 | Natural Gas Internal Combustion Engine | 8.4 | IPP Non-CHP
56516 | Plains End II LLC | 2G02 | Natural Gas Internal Combustion Engine | 8.4 | IPP Non-CHP
56516 | Plains End II LLC | 2G03 | Natural Gas Internal Combustion Engine | 8.4 | IPP Non-CHP
56516 | Plains End II LLC | 2G04 | Natural Gas Internal Combustion Engine | 8.4 | IPP Non-CHP
56516 | Plains End II LLC | 2G05 | Natural Gas Internal Combustion Engine | 8.4 | IPP Non-CHP
56516 | Plains End II LLC | 2G06 | Natural Gas Internal Combustion Engine | 8.4 | IPP Non-CHP
56516 | Plains End II LLC | 2G07 | Natural Gas Internal Combustion Engine | 8.4 | IPP Non-CHP
56516 | Plains End II LLC | 2G08 | Natural Gas Internal Combustion Engine | 8.4 | IPP Non-CHP
56516 | Plains End II LLC | 2G09 | Natural Gas Internal Combustion Engine | 8.4 | IPP Non-CHP
56516 | Plains End II LLC | 2G10 | Natural Gas Internal Combustion Engine | 8.4 | IPP Non-CHP
56516 | Plains End II LLC | 2G11 | Natural Gas Internal Combustion Engine | 8.4 | IPP Non-CHP
56516 | Plains End II LLC | 2G12 | Natural Gas Internal Combustion Engine | 8.4 | IPP Non-CHP
56516 | Plains End II LLC | 2G13 | Natural Gas Internal Combustion Engine | 8.4 | IPP Non-CHP
56516 | Plains End II LLC | 2G14 | Natural Gas Internal Combustion Engine | 8.4 | IPP Non-CHP
56517 | West Diesel Generation Unit | East | Petroleum Liquids | 2 | Electric Utility
56517 | West Diesel Generation Unit | West | Petroleum Liquids | 2 | Electric Utility
56518 | South Energy Center | GT1 | Natural Gas Fired Combustion Turbine | 4.1 | Electric Utility
56519 | Salem Electric Department | 1 | Petroleum Liquids | 1.3 | Electric Utility
56520 | Deertrack Park Gas Recovery | GEN1 | Landfill Gas | 0.8 | IPP Non-CHP
56520 | Deertrack Park Gas Recovery | GEN2 | Landfill Gas | 0.8 | IPP Non-CHP
56520 | Deertrack Park Gas Recovery | GEN3 | Landfill Gas | 0.8 | IPP Non-CHP
56520 | Deertrack Park Gas Recovery | GEN4 | Landfill Gas | 0.8 | IPP Non-CHP
56520 | Deertrack Park Gas Recovery | GEN5 | Landfill Gas | 0.8 | IPP Non-CHP
56520 | Deertrack Park Gas Recovery | GEN6 | Landfill Gas | 0.8 | IPP Non-CHP
56520 | Deertrack Park Gas Recovery | GEN7 | Landfill Gas | 0.8 | IPP Non-CHP
56520 | Deertrack Park Gas Recovery | GEN8 | Landfill Gas | 0.8 | IPP Non-CHP
56521 | Lake Mills Gas Recovery | GEN1 | Landfill Gas | 0.8 | IPP Non-CHP
56521 | Lake Mills Gas Recovery | GEN2 | Landfill Gas | 0.8 | IPP Non-CHP
56521 | Lake Mills Gas Recovery | GEN3 | Landfill Gas | 0.8 | IPP Non-CHP
56521 | Lake Mills Gas Recovery | GEN4 | Landfill Gas | 0.8 | IPP Non-CHP
56521 | Lake Mills Gas Recovery | GEN5 | Landfill Gas | 0.8 | IPP Non-CHP
56521 | Lake Mills Gas Recovery | GEN6 | Landfill Gas | 0.8 | IPP Non-CHP
56522 | Springhill Gas Recovery Plant | GEN1 | Landfill Gas | 0.8 | IPP Non-CHP
56522 | Springhill Gas Recovery Plant | GEN2 | Landfill Gas | 0.8 | IPP Non-CHP
56522 | Springhill Gas Recovery Plant | GEN3 | Landfill Gas | 0.8 | IPP Non-CHP
56522 | Springhill Gas Recovery Plant | GEN4 | Landfill Gas | 0.8 | IPP Non-CHP
56522 | Springhill Gas Recovery Plant | GEN5 | Landfill Gas | 0.8 | IPP Non-CHP
56522 | Springhill Gas Recovery Plant | GEN6 | Landfill Gas | 0.8 | IPP Non-CHP
56523 | Two Pine Landfill Gas Recovery | GEN1 | Landfill Gas | 0.8 | IPP Non-CHP
56523 | Two Pine Landfill Gas Recovery | GEN2 | Landfill Gas | 0.8 | IPP Non-CHP
56523 | Two Pine Landfill Gas Recovery | GEN3 | Landfill Gas | 0.8 | IPP Non-CHP
56523 | Two Pine Landfill Gas Recovery | GEN4 | Landfill Gas | 0.8 | IPP Non-CHP
56523 | Two Pine Landfill Gas Recovery | GEN5 | Landfill Gas | 0.8 | IPP Non-CHP
56523 | Two Pine Landfill Gas Recovery | GEN6 | Landfill Gas | 0.8 | IPP Non-CHP
56524 | Austin Gas Recovery | GEN1 | Landfill Gas | 1.6 | IPP Non-CHP
56524 | Austin Gas Recovery | GEN2 | Landfill Gas | 1.6 | IPP Non-CHP
56524 | Austin Gas Recovery | GEN3 | Landfill Gas | 1.6 | IPP Non-CHP
56524 | Austin Gas Recovery | GEN4 | Landfill Gas | 1.6 | IPP Non-CHP
56525 | Timberline Trail Gas Recovery | GEN1 | Landfill Gas | 0.8 | IPP Non-CHP
56525 | Timberline Trail Gas Recovery | GEN2 | Landfill Gas | 0.8 | IPP Non-CHP
56525 | Timberline Trail Gas Recovery | GEN3 | Landfill Gas | 0.8 | IPP Non-CHP
56525 | Timberline Trail Gas Recovery | GEN4 | Landfill Gas | 0.8 | IPP Non-CHP
56525 | Timberline Trail Gas Recovery | GEN5 | Landfill Gas | 0.8 | IPP Non-CHP
56526 | Chaffee Gas Recovery | GEN1 | Landfill Gas | 0.8 | IPP Non-CHP
56526 | Chaffee Gas Recovery | GEN2 | Landfill Gas | 0.8 | IPP Non-CHP
56526 | Chaffee Gas Recovery | GEN3 | Landfill Gas | 0.8 | IPP Non-CHP
56526 | Chaffee Gas Recovery | GEN4 | Landfill Gas | 0.8 | IPP Non-CHP
56526 | Chaffee Gas Recovery | GEN5 | Landfill Gas | 0.8 | IPP Non-CHP
56526 | Chaffee Gas Recovery | GEN6 | Landfill Gas | 0.8 | IPP Non-CHP
56526 | Chaffee Gas Recovery | GEN7 | Landfill Gas | 0.8 | IPP Non-CHP
56526 | Chaffee Gas Recovery | GEN8 | Landfill Gas | 0.8 | IPP Non-CHP
56527 | Fitchburg Gas Recovery | GEN1 | Landfill Gas | 1.6 | IPP Non-CHP
56527 | Fitchburg Gas Recovery | GEN2 | Landfill Gas | 1.6 | IPP Non-CHP
56527 | Fitchburg Gas Recovery | GEN3 | Landfill Gas | 1.6 | IPP Non-CHP
56528 | Skyline Gas Recovery | GEN1 | Landfill Gas | 1.6 | IPP Non-CHP
56528 | Skyline Gas Recovery | GEN2 | Landfill Gas | 1.6 | IPP Non-CHP
56528 | Skyline Gas Recovery | GEN3 | Landfill Gas | 1.6 | IPP Non-CHP
56528 | Skyline Gas Recovery | GEN4 | Landfill Gas | 1.6 | IPP Non-CHP
56529 | Five Oaks Gas Recovery | GEN1 | Landfill Gas | 0.8 | IPP Non-CHP
56529 | Five Oaks Gas Recovery | GEN2 | Landfill Gas | 0.8 | IPP Non-CHP
56529 | Five Oaks Gas Recovery | GEN3 | Landfill Gas | 0.8 | IPP Non-CHP
56529 | Five Oaks Gas Recovery | GEN4 | Landfill Gas | 0.8 | IPP Non-CHP
56530 | DADS Gas Recovery | GEN1 | Landfill Gas | 0.8 | IPP Non-CHP
56530 | DADS Gas Recovery | GEN2 | Landfill Gas | 0.8 | IPP Non-CHP
56530 | DADS Gas Recovery | GEN3 | Landfill Gas | 0.8 | IPP Non-CHP
56530 | DADS Gas Recovery | GEN4 | Landfill Gas | 0.8 | IPP Non-CHP
56531 | Waste Management Bethel LFGTE | GEN1 | Landfill Gas | 0.8 | IPP Non-CHP
56531 | Waste Management Bethel LFGTE | GEN2 | Landfill Gas | 0.8 | IPP Non-CHP
56531 | Waste Management Bethel LFGTE | GEN3 | Landfill Gas | 0.8 | IPP Non-CHP
56531 | Waste Management Bethel LFGTE | GEN4 | Landfill Gas | 0.8 | IPP Non-CHP
56531 | Waste Management Bethel LFGTE | GEN5 | Landfill Gas | 0.8 | IPP Non-CHP
56531 | Waste Management Bethel LFGTE | GEN6 | Landfill Gas | 0.8 | IPP Non-CHP
56532 | Colusa Generating Station | A | Natural Gas Fired Combined Cycle | 181.5 | Electric Utility
56532 | Colusa Generating Station | B | Natural Gas Fired Combined Cycle | 181.5 | Electric Utility
56532 | Colusa Generating Station | C | Natural Gas Fired Combined Cycle | 349.4 | Electric Utility
56534 | El Sobrante Gas Recovery | GEN1 | Landfill Gas | 1.3 | IPP Non-CHP
56534 | El Sobrante Gas Recovery | GEN2 | Landfill Gas | 1.3 | IPP Non-CHP
56534 | El Sobrante Gas Recovery | GEN3 | Landfill Gas | 1.3 | IPP Non-CHP
56535 | Waste Management Simi Valley LFGTE | GEN1 | Landfill Gas | 1.3 | IPP Non-CHP
56535 | Waste Management Simi Valley LFGTE | GEN2 | Landfill Gas | 1.3 | IPP Non-CHP
56536 | Cow Branch Wind Power LLC | 1 | Onshore Wind Turbine | 50.4 | IPP Non-CHP
56537 | CR Clearing LLC | 1 | Onshore Wind Turbine | 50.4 | IPP Non-CHP
56538 | Loess Hills Wind Farm LLC | 1 | Onshore Wind Turbine | 5 | IPP Non-CHP
56539 | Clark-Floyd Landfill Gas Generating | ICG1 | Landfill Gas | 1.1 | Electric Utility
56539 | Clark-Floyd Landfill Gas Generating | ICG2 | Landfill Gas | 1.1 | Electric Utility
56539 | Clark-Floyd Landfill Gas Generating | ICG3 | Landfill Gas | 1.4 | Electric Utility
56540 | Galena 2 Geothermal Power Plant | GEN1 | Geothermal | 13.5 | IPP Non-CHP
56541 | Galena 3 Geothermal Power Plant | GEN1 | Geothermal | 15 | IPP Non-CHP
56541 | Galena 3 Geothermal Power Plant | GEN2 | Geothermal | 15 | IPP Non-CHP
56542 | Kasidaya Creek Hydro | 1 | Conventional Hydroelectric | 3 | Electric Utility
56543 | Eastridge Wind Project | 1 | Onshore Wind Turbine | 10.4 | IPP Non-CHP
56544 | Windom Wind Project | 1 | Onshore Wind Turbine | 15.6 | IPP Non-CHP
56545 | Seneca City of | PPG1 | Petroleum Liquids | 2 | Electric Utility
56545 | Seneca City of | PPG2 | Petroleum Liquids | 2 | Electric Utility
56545 | Seneca City of | PPG3 | Petroleum Liquids | 2 | Electric Utility
56545 | Seneca City of | WPG1 | Petroleum Liquids | 2 | Electric Utility
56545 | Seneca City of | WPG2 | Petroleum Liquids | 2 | Electric Utility
56546 | Cornelius Delivery No 1 | 1 | Petroleum Liquids | 2.2 | Electric Utility
56547 | Bostic Delivery No 2 | 1 | Petroleum Liquids | 1 | Electric Utility
56548 | Drexel Operations Center | 1 | Petroleum Liquids | 2.2 | Electric Utility
56549 | Granite Falls Walmart | 1 | Petroleum Liquids | 2.2 | Electric Utility
56550 | Huntersville Delivery No 2 | 1 | Petroleum Liquids | 2.2 | Electric Utility
56551 | Landis Delivery No 2 | 1 | Petroleum Liquids | 2.2 | Electric Utility
56552 | Statesville Delivery No 3 | 1 | Petroleum Liquids | 2.2 | Electric Utility
56553 | Catawba River Pollution Control | 1234 | Petroleum Liquids | 1.3 | Commercial Non-CHP
56554 | Salt Lake Energy Systems | Unit1 | Landfill Gas | 0.8 | IPP Non-CHP
56554 | Salt Lake Energy Systems | Unit2 | Landfill Gas | 0.8 | IPP Non-CHP
56554 | Salt Lake Energy Systems | Unit3 | Landfill Gas | 1.6 | IPP Non-CHP
56555 | Wind Capital Holdings LLC | 1 | Onshore Wind Turbine | 56.7 | IPP Non-CHP
56556 | PPS Power Plant No 1 | 1 | Natural Gas Fired Combustion Turbine | 60 | Electric Utility
56556 | PPS Power Plant No 1 | 2 | Natural Gas Fired Combustion Turbine | 60 | Electric Utility
56557 | EXC Wind 1 LLC | 1 | Onshore Wind Turbine | 10 | IPP Non-CHP
56558 | EXC Wind 2 LLC | JDW2 | Onshore Wind Turbine | 10 | IPP Non-CHP
56559 | EXC Wind 3 LLC | JDW3 | Onshore Wind Turbine | 10 | IPP Non-CHP
56560 | EXC Wind 4 LLC | JDW4 | Onshore Wind Turbine | 79.8 | IPP Non-CHP
56561 | EXC Wind 5 LLC | JDW5 | Onshore Wind Turbine | 10 | IPP Non-CHP
56562 | EXC Wind 6 LLC | JDW6 | Onshore Wind Turbine | 10 | IPP Non-CHP
56563 | Peetz Table Wind Energy | GE | Onshore Wind Turbine | 199.5 | IPP Non-CHP
56564 | John W Turk Jr Power Plant | 1 | Conventional Steam Coal | 609 | Electric Utility
56565 | J Lamar Stall Unit | 6A | Natural Gas Fired Combined Cycle | 184 | Electric Utility
56565 | J Lamar Stall Unit | 6B | Natural Gas Fired Combined Cycle | 184 | Electric Utility
56565 | J Lamar Stall Unit | 6STG | Natural Gas Fired Combined Cycle | 256 | Electric Utility
56568 | Nellis Air Force Base Solar Array | NS1 | Solar Photovoltaic | 4.9 | Commercial Non-CHP
56568 | Nellis Air Force Base Solar Array | NS2 | Solar Photovoltaic | 5.2 | Commercial Non-CHP
56568 | Nellis Air Force Base Solar Array | NS3 | Solar Photovoltaic | 3.9 | Commercial Non-CHP
56569 | Niland Gas Turbine Plant | 1 | Natural Gas Fired Combustion Turbine | 60.5 | Electric Utility
56569 | Niland Gas Turbine Plant | 2 | Natural Gas Fired Combustion Turbine | 60.5 | Electric Utility
56570 | Terra-Gen VG Wind LLC | WGNS | Onshore Wind Turbine | 7.4 | IPP Non-CHP
56571 | Eastern Landfill Gas LLC | 1 | Landfill Gas | 1 | IPP Non-CHP
56571 | Eastern Landfill Gas LLC | 2 | Landfill Gas | 1 | IPP Non-CHP
56571 | Eastern Landfill Gas LLC | 3 | Landfill Gas | 1 | IPP Non-CHP
56572 | Bethlehem Renewable Energy LLC | 1 | Landfill Gas | 5.5 | IPP Non-CHP
56573 | FPL Energy Oliver Wind II LLC | 2 | Onshore Wind Turbine | 48 | IPP Non-CHP
56575 | Steel Winds Wind Farm | 1 | Onshore Wind Turbine | 20 | IPP Non-CHP
56577 | Shane's Wind Machine | 1 | Onshore Wind Turbine | 1.3 | IPP Non-CHP
56578 | Roadrunner I LLC | 1 | Onshore Wind Turbine | 1.3 | IPP Non-CHP
56579 | Windy Dog I LLC | 1 | Onshore Wind Turbine | 1.3 | IPP Non-CHP
56580 | Blue Breezes LLC | 1 | Onshore Wind Turbine | 1.3 | IPP Non-CHP
56581 | Blue Breezes II LLC | 1 | Onshore Wind Turbine | 1.3 | IPP Non-CHP
56582 | Breezy Bucks II LLC | 1 | Onshore Wind Turbine | 1.3 | IPP Non-CHP
56583 | Salty Dog I LLC | 1 | Onshore Wind Turbine | 1.3 | IPP Non-CHP
56584 | Salty Dog II LLC | 1 | Onshore Wind Turbine | 1.3 | IPP Non-CHP
56585 | Wallys Wind Farm LLC | 1 | Onshore Wind Turbine | 1.3 | IPP Non-CHP
56586 | Sunset Breeze LLC | 1 | Onshore Wind Turbine | 1.3 | IPP Non-CHP
56587 | Minnesota Breeze LLC | 1 | Onshore Wind Turbine | 1.3 | IPP Non-CHP
56588 | G Flow Wind LLC | 1 | Onshore Wind Turbine | 1.3 | IPP Non-CHP
56589 | Wolf Wind Enterprises LLC | 1 | Onshore Wind Turbine | 1.3 | IPP Non-CHP
56590 | Green Acres Breeze LLC | 1 | Onshore Wind Turbine | 1.3 | IPP Non-CHP
56591 | Horseshoe Bend Wind Park | HBWP | Onshore Wind Turbine | 9 | IPP Non-CHP
56592 | Champion Wind Farm LLC | CH1 | Onshore Wind Turbine | 126.5 | IPP Non-CHP
56593 | Roscoe Wind Farm LLC | RO1 | Onshore Wind Turbine | 209 | IPP Non-CHP
56594 | Munnsville Wind Farm LLC | MU1 | Onshore Wind Turbine | 34.5 | IPP Non-CHP
56595 | Breezy Bucks I LLC | 1 | Onshore Wind Turbine | 1.3 | IPP Non-CHP
56596 | Wygen III | 5 | Conventional Steam Coal | 116 | Electric Utility
56597 | Elm Street Substation Generators | EP01 | Petroleum Liquids | 2 | Electric Utility
56597 | Elm Street Substation Generators | EP02 | Petroleum Liquids | 2 | Electric Utility
56597 | Elm Street Substation Generators | EP03 | Petroleum Liquids | 2 | Electric Utility
56597 | Elm Street Substation Generators | EP04 | Petroleum Liquids | 2 | Electric Utility
56598 | Walton Street Substation | EP05 | Petroleum Liquids | 2 | Electric Utility
56598 | Walton Street Substation | EP06 | Petroleum Liquids | 2 | Electric Utility
56598 | Walton Street Substation | EP07 | Petroleum Liquids | 2 | Electric Utility
56599 | Jefferson Street Substation | EP08 | Petroleum Liquids | 2 | Electric Utility
56599 | Jefferson Street Substation | EP09 | Petroleum Liquids | 2 | Electric Utility
56599 | Jefferson Street Substation | EP10 | Petroleum Liquids | 2 | Electric Utility
56600 | Overall Road Station | EP11 | Petroleum Liquids | 2 | Electric Utility
56600 | Overall Road Station | EP12 | Petroleum Liquids | 2 | Electric Utility
56600 | Overall Road Station | EP13 | Petroleum Liquids | 2 | Electric Utility
56600 | Overall Road Station | EP14 | Petroleum Liquids | 2 | Electric Utility
56602 | Snyder Wind Farm | SNY1 | Onshore Wind Turbine | 63 | IPP Non-CHP
56603 | San Jacinto County Peaking Facility | SJC1 | Natural Gas Fired Combustion Turbine | 85 | Electric Utility
56603 | San Jacinto County Peaking Facility | SJC2 | Natural Gas Fired Combustion Turbine | 85 | Electric Utility
56604 | Hardin County Peaking Facility | HC1 | Natural Gas Fired Combustion Turbine | 86.5 | Electric Utility
56604 | Hardin County Peaking Facility | HC2 | Natural Gas Fired Combustion Turbine | 86.5 | Electric Utility
56605 | Langdon Wind LLC | GE15 | Onshore Wind Turbine | 159 | IPP Non-CHP
56606 | Culbertson Generation Station | 01 | Natural Gas Fired Combustion Turbine | 91 | Electric Utility
56607 | Prairie Winds ND1 | ND1 | Onshore Wind Turbine | 115.5 | Electric Utility
56608 | Prairie Winds SD1 | SD1 | Onshore Wind Turbine | 150 | Electric Utility
56608 | Prairie Winds SD1 | SD2 | Onshore Wind Turbine | 10.5 | Electric Utility
56608 | Prairie Winds SD1 | SD3 | Onshore Wind Turbine | 1.5 | Electric Utility
56609 | Dry Fork Station | 01 | Conventional Steam Coal | 483.7 | Electric Utility
56610 | Deer Creek Station | 01 | Natural Gas Fired Combined Cycle | 154 | Electric Utility
56610 | Deer Creek Station | 02 | Natural Gas Fired Combined Cycle | 170 | Electric Utility
56611 | Sandy Creek Energy Station | S01 | Conventional Steam Coal | 1008 | IPP Non-CHP
56613 | Logan Wind Energy | 1 | Onshore Wind Turbine | 201 | IPP Non-CHP
56614 | Old Trail Wind Farm | 2 | Onshore Wind Turbine | 198 | IPP Non-CHP
56615 | Rancho Penasquitos | G100 | Conventional Hydroelectric | 4.6 | IPP Non-CHP
56616 | Novo BioPower Plant | G3 | Wood/Wood Waste Biomass | 27.2 | IPP Non-CHP
56617 | Fenton Wind Farm | 1 | Onshore Wind Turbine | 205.5 | IPP Non-CHP
56618 | Noble Clinton Windpark LLC | 1 | Onshore Wind Turbine | 100.5 | IPP Non-CHP
56619 | Noble Ellenburg Windpark LLC | 1 | Onshore Wind Turbine | 81 | IPP Non-CHP
56620 | Noble Bliss Windpark LLC | 1 | Onshore Wind Turbine | 100.5 | IPP Non-CHP
56621 | Sleeping Bear LLC | 1 | Onshore Wind Turbine | 94.5 | IPP Non-CHP
56622 | Providence Heights Wind LLC | 1 | Onshore Wind Turbine | 72 | IPP Non-CHP
56623 | Elkhorn Valley Wind Farm | EH1 | Onshore Wind Turbine | 100.7 | IPP Non-CHP
56624 | BC Energy LLC | 1 | Onshore Wind Turbine | 4 | IPP Non-CHP
56625 | KC Energy LLC | 1 | Onshore Wind Turbine | 4 | IPP Non-CHP
56626 | K&D Energy LLC | 1 | Onshore Wind Turbine | 4 | IPP Non-CHP
56627 | KSS Turbines LLC | 1 | Onshore Wind Turbine | 4 | IPP Non-CHP
56628 | Prairie Wind Power LLC | 1 | Onshore Wind Turbine | 4 | IPP Non-CHP
56629 | Waterbury Generation | 10 | Natural Gas Fired Combustion Turbine | 96 | IPP Non-CHP
56630 | Taconite Ridge 1 Wind Energy Center | 1 | Onshore Wind Turbine | 25 | Electric Utility
56633 | Dutch Hill Wind Project | 1 | Onshore Wind Turbine | 37.5 | IPP Non-CHP
56634 | Cohocton Wind Project | 1 | Onshore Wind Turbine | 87.5 | IPP Non-CHP
56635 | Harvest Windfarm LLC | 1 | Onshore Wind Turbine | 52.8 | IPP Non-CHP
56636 | Hot Springs Windfarm LLC | 1 | Onshore Wind Turbine | 21 | IPP Non-CHP
56637 | Bennett Creek Windfarm LLC | 1 | Onshore Wind Turbine | 21 | IPP Non-CHP
56638 | Buffalo Gap 3 Wind Farm | GEN1 | Onshore Wind Turbine | 170.2 | IPP Non-CHP
56639 | Midway Peaking LLC | 1 | Natural Gas Fired Combustion Turbine | 69.9 | IPP Non-CHP
56639 | Midway Peaking LLC | 2 | Natural Gas Fired Combustion Turbine | 69.9 | IPP Non-CHP
56640 | Camp Grove Wind Farm | 1 | Onshore Wind Turbine | 150 | IPP Non-CHP
56643 | St Paul Cogeneration | 1 | Wood/Wood Waste Biomass | 37 | IPP CHP
56644 | Stanton Wind Energy LLC | 1 | Onshore Wind Turbine | 120 | IPP Non-CHP
56645 | Osceola Windpower LLC | CL25 | Onshore Wind Turbine | 100 | IPP Non-CHP
56646 | Chandler Hills Wind Farm | 1 | Onshore Wind Turbine | 2 | IPP Non-CHP
56647 | Butler Ridge | 1 | Onshore Wind Turbine | 54 | IPP Non-CHP
56648 | Majestic 1 Wind Farm | 1 | Onshore Wind Turbine | 79.5 | IPP Non-CHP
56649 | South Trent Wind Farm | 1 | Onshore Wind Turbine | 101.2 | IPP Non-CHP
56650 | Wessington Springs | 1 | Onshore Wind Turbine | 51 | IPP Non-CHP
56651 | North Allegheny Windpower Project | 1 | Onshore Wind Turbine | 70 | IPP Non-CHP
56654 | Hatchet Ridge Wind Project | 1 | Onshore Wind Turbine | 101.2 | IPP Non-CHP
56659 | Michigan Wind 2 | 1 | Onshore Wind Turbine | 90 | IPP Non-CHP
56661 | Pattern Gulf Wind | 1 | Onshore Wind Turbine | 283.2 | IPP Non-CHP
56665 | Dempsey Ridge Wind Farm | DR | Onshore Wind Turbine | 132 | IPP Non-CHP
56666 | Goodnoe Hills | 1 | Onshore Wind Turbine | 97.8 | Electric Utility
56667 | Lanai Solar-Electric Plant | 0001 | Solar Photovoltaic | 0.1 | IPP Non-CHP
56667 | Lanai Solar-Electric Plant | 0002 | Solar Photovoltaic | 0.1 | IPP Non-CHP
56667 | Lanai Solar-Electric Plant | 0003 | Solar Photovoltaic | 0.1 | IPP Non-CHP
56667 | Lanai Solar-Electric Plant | 0004 | Solar Photovoltaic | 0.1 | IPP Non-CHP
56667 | Lanai Solar-Electric Plant | 0005 | Solar Photovoltaic | 0.1 | IPP Non-CHP
56667 | Lanai Solar-Electric Plant | 0006 | Solar Photovoltaic | 0.1 | IPP Non-CHP
56667 | Lanai Solar-Electric Plant | 0007 | Solar Photovoltaic | 0.1 | IPP Non-CHP
56667 | Lanai Solar-Electric Plant | 0008 | Solar Photovoltaic | 0.1 | IPP Non-CHP
56667 | Lanai Solar-Electric Plant | 0009 | Solar Photovoltaic | 0.1 | IPP Non-CHP
56667 | Lanai Solar-Electric Plant | 0010 | Solar Photovoltaic | 0.1 | IPP Non-CHP
56667 | Lanai Solar-Electric Plant | 0011 | Solar Photovoltaic | 0.1 | IPP Non-CHP
56667 | Lanai Solar-Electric Plant | 0012 | Solar Photovoltaic | 0.1 | IPP Non-CHP
56668 | NIH Cogeneration Facility | CGTG | Natural Gas Fired Combustion Turbine | 22 | Commercial CHP
56669 | Tatanka Wind Power LLC | TW1 | Onshore Wind Turbine | 180 | IPP Non-CHP
56670 | Velva Windfarm LLC | VW1 | Onshore Wind Turbine | 11.9 | IPP Non-CHP
56671 | Longview Power Plant | MKA01 | Conventional Steam Coal | 807.5 | IPP Non-CHP
56673 | Whirlwind Energy Center | WEC | Onshore Wind Turbine | 59.8 | IPP Non-CHP
56674 | Winchester Power Park | CGT1 | Natural Gas Fired Combustion Turbine | 60.5 | Electric Utility
56674 | Winchester Power Park | CGT2 | Natural Gas Fired Combustion Turbine | 60.5 | Electric Utility
56674 | Winchester Power Park | CGT3 | Natural Gas Fired Combustion Turbine | 60.5 | Electric Utility
56674 | Winchester Power Park | CGT4 | Natural Gas Fired Combustion Turbine | 60.5 | Electric Utility
56677 | Charles City Wind Farm | CCWF | Onshore Wind Turbine | 75 | Electric Utility
56679 | Benton County Wind Farm | 1 | Onshore Wind Turbine | 130.5 | IPP Non-CHP
56680 | Wicomico | 1 | Landfill Gas | 0.3 | IPP Non-CHP
56680 | Wicomico | 10 | Landfill Gas | 0.3 | IPP Non-CHP
56680 | Wicomico | 11 | Landfill Gas | 0.3 | IPP Non-CHP
56680 | Wicomico | 12 | Landfill Gas | 0.3 | IPP Non-CHP
56680 | Wicomico | 13 | Landfill Gas | 0.3 | IPP Non-CHP
56680 | Wicomico | 14 | Landfill Gas | 0.3 | IPP Non-CHP
56680 | Wicomico | 15 | Landfill Gas | 0.3 | IPP Non-CHP
56680 | Wicomico | 16 | Landfill Gas | 0.3 | IPP Non-CHP
56680 | Wicomico | 17 | Landfill Gas | 0.3 | IPP Non-CHP
56680 | Wicomico | 18 | Landfill Gas | 0.3 | IPP Non-CHP
56680 | Wicomico | 2 | Landfill Gas | 0.3 | IPP Non-CHP
56680 | Wicomico | 3 | Landfill Gas | 0.3 | IPP Non-CHP
56680 | Wicomico | 4 | Landfill Gas | 0.3 | IPP Non-CHP
56680 | Wicomico | 5 | Landfill Gas | 0.3 | IPP Non-CHP
56680 | Wicomico | 6 | Landfill Gas | 0.3 | IPP Non-CHP
56680 | Wicomico | 7 | Landfill Gas | 0.3 | IPP Non-CHP
56680 | Wicomico | 8 | Landfill Gas | 0.3 | IPP Non-CHP
56680 | Wicomico | 9 | Landfill Gas | 0.3 | IPP Non-CHP
56681 | Amelia | 1 | Landfill Gas | 0.3 | IPP Non-CHP
56681 | Amelia | 10 | Landfill Gas | 0.3 | IPP Non-CHP
56681 | Amelia | 11 | Landfill Gas | 0.3 | IPP Non-CHP
56681 | Amelia | 12 | Landfill Gas | 0.3 | IPP Non-CHP
56681 | Amelia | 13 | Landfill Gas | 0.3 | IPP Non-CHP
56681 | Amelia | 14 | Landfill Gas | 0.3 | IPP Non-CHP
56681 | Amelia | 15 | Landfill Gas | 0.3 | IPP Non-CHP
56681 | Amelia | 16 | Landfill Gas | 0.3 | IPP Non-CHP
56681 | Amelia | 17 | Landfill Gas | 0.3 | IPP Non-CHP
56681 | Amelia | 18 | Landfill Gas | 0.3 | IPP Non-CHP
56681 | Amelia | 19 | Landfill Gas | 0.3 | IPP Non-CHP
56681 | Amelia | 2 | Landfill Gas | 0.3 | IPP Non-CHP
56681 | Amelia | 20 | Landfill Gas | 0.3 | IPP Non-CHP
56681 | Amelia | 21 | Landfill Gas | 0.3 | IPP Non-CHP
56681 | Amelia | 22 | Landfill Gas | 0.3 | IPP Non-CHP
56681 | Amelia | 23 | Landfill Gas | 0.3 | IPP Non-CHP
56681 | Amelia | 24 | Landfill Gas | 0.3 | IPP Non-CHP
56681 | Amelia | 25 | Landfill Gas | 0.3 | IPP Non-CHP
56681 | Amelia | 26 | Landfill Gas | 0.3 | IPP Non-CHP
56681 | Amelia | 27 | Landfill Gas | 0.3 | IPP Non-CHP
56681 | Amelia | 28 | Landfill Gas | 0.3 | IPP Non-CHP
56681 | Amelia | 29 | Landfill Gas | 0.3 | IPP Non-CHP
56681 | Amelia | 3 | Landfill Gas | 0.3 | IPP Non-CHP
56681 | Amelia | 30 | Landfill Gas | 0.3 | IPP Non-CHP
56681 | Amelia | 31 | Landfill Gas | 0.3 | IPP Non-CHP
56681 | Amelia | 32 | Landfill Gas | 0.3 | IPP Non-CHP
56681 | Amelia | 33 | Landfill Gas | 0.3 | IPP Non-CHP
56681 | Amelia | 34 | Landfill Gas | 0.3 | IPP Non-CHP
56681 | Amelia | 35 | Landfill Gas | 0.3 | IPP Non-CHP
56681 | Amelia | 36 | Landfill Gas | 0.3 | IPP Non-CHP
56681 | Amelia | 37 | Landfill Gas | 0.3 | IPP Non-CHP
56681 | Amelia | 38 | Landfill Gas | 0.3 | IPP Non-CHP
56681 | Amelia | 39 | Landfill Gas | 0.3 | IPP Non-CHP
56681 | Amelia | 4 | Landfill Gas | 0.3 | IPP Non-CHP
56681 | Amelia | 40 | Landfill Gas | 0.3 | IPP Non-CHP
56681 | Amelia | 41 | Landfill Gas | 0.3 | IPP Non-CHP
56681 | Amelia | 42 | Landfill Gas | 0.3 | IPP Non-CHP
56681 | Amelia | 43 | Landfill Gas | 0.3 | IPP Non-CHP
56681 | Amelia | 44 | Landfill Gas | 0.3 | IPP Non-CHP
56681 | Amelia | 45 | Landfill Gas | 0.3 | IPP Non-CHP
56681 | Amelia | 46 | Landfill Gas | 0.3 | IPP Non-CHP
56681 | Amelia | 47 | Landfill Gas | 0.3 | IPP Non-CHP
56681 | Amelia | 48 | Landfill Gas | 0.3 | IPP Non-CHP
56681 | Amelia | 5 | Landfill Gas | 0.3 | IPP Non-CHP
56681 | Amelia | 6 | Landfill Gas | 0.3 | IPP Non-CHP
56681 | Amelia | 7 | Landfill Gas | 0.3 | IPP Non-CHP
56681 | Amelia | 8 | Landfill Gas | 0.3 | IPP Non-CHP
56681 | Amelia | 9 | Landfill Gas | 0.3 | IPP Non-CHP
56682 | Brunswick Landfill Gas | 10 | Landfill Gas | 0.3 | IPP Non-CHP
56682 | Brunswick Landfill Gas | 11 | Landfill Gas | 0.3 | IPP Non-CHP
56682 | Brunswick Landfill Gas | 12 | Landfill Gas | 0.3 | IPP Non-CHP
56682 | Brunswick Landfill Gas | 13 | Landfill Gas | 0.3 | IPP Non-CHP
56682 | Brunswick Landfill Gas | 14 | Landfill Gas | 0.3 | IPP Non-CHP
56682 | Brunswick Landfill Gas | 15 | Landfill Gas | 0.3 | IPP Non-CHP
56682 | Brunswick Landfill Gas | 16 | Landfill Gas | 0.3 | IPP Non-CHP
56682 | Brunswick Landfill Gas | 17 | Landfill Gas | 0.3 | IPP Non-CHP
56682 | Brunswick Landfill Gas | 18 | Landfill Gas | 0.3 | IPP Non-CHP
56682 | Brunswick Landfill Gas | 19 | Landfill Gas | 0.3 | IPP Non-CHP
56682 | Brunswick Landfill Gas | 2 | Landfill Gas | 0.3 | IPP Non-CHP
56682 | Brunswick Landfill Gas | 20 | Landfill Gas | 0.3 | IPP Non-CHP
56682 | Brunswick Landfill Gas | 21 | Landfill Gas | 0.3 | IPP Non-CHP
56682 | Brunswick Landfill Gas | 22 | Landfill Gas | 0.3 | IPP Non-CHP
56682 | Brunswick Landfill Gas | 23 | Landfill Gas | 0.3 | IPP Non-CHP
56682 | Brunswick Landfill Gas | 24 | Landfill Gas | 0.3 | IPP Non-CHP
56682 | Brunswick Landfill Gas | 25 | Landfill Gas | 0.3 | IPP Non-CHP
56682 | Brunswick Landfill Gas | 26 | Landfill Gas | 0.3 | IPP Non-CHP
56682 | Brunswick Landfill Gas | 27 | Landfill Gas | 0.3 | IPP Non-CHP
56682 | Brunswick Landfill Gas | 28 | Landfill Gas | 0.3 | IPP Non-CHP
56682 | Brunswick Landfill Gas | 29 | Landfill Gas | 0.3 | IPP Non-CHP
56682 | Brunswick Landfill Gas | 3 | Landfill Gas | 0.3 | IPP Non-CHP
56682 | Brunswick Landfill Gas | 30 | Landfill Gas | 0.3 | IPP Non-CHP
56682 | Brunswick Landfill Gas | 31 | Landfill Gas | 0.3 | IPP Non-CHP
56682 | Brunswick Landfill Gas | 32 | Landfill Gas | 0.3 | IPP Non-CHP
56682 | Brunswick Landfill Gas | 33 | Landfill Gas | 0.3 | IPP Non-CHP
56682 | Brunswick Landfill Gas | 34 | Landfill Gas | 0.3 | IPP Non-CHP
56682 | Brunswick Landfill Gas | 35 | Landfill Gas | 0.3 | IPP Non-CHP
56682 | Brunswick Landfill Gas | 36 | Landfill Gas | 0.3 | IPP Non-CHP
56682 | Brunswick Landfill Gas | 4 | Landfill Gas | 0.3 | IPP Non-CHP
56682 | Brunswick Landfill Gas | 5 | Landfill Gas | 0.3 | IPP Non-CHP
56682 | Brunswick Landfill Gas | 6 | Landfill Gas | 0.3 | IPP Non-CHP
56682 | Brunswick Landfill Gas | 7 | Landfill Gas | 0.3 | IPP Non-CHP
56682 | Brunswick Landfill Gas | 8 | Landfill Gas | 0.3 | IPP Non-CHP
56682 | Brunswick Landfill Gas | 9 | Landfill Gas | 0.3 | IPP Non-CHP
56683 | Charles City | 1 | Landfill Gas | 0.3 | IPP Non-CHP
56683 | Charles City | 10 | Landfill Gas | 0.3 | IPP Non-CHP
56683 | Charles City | 11 | Landfill Gas | 0.3 | IPP Non-CHP
56683 | Charles City | 12 | Landfill Gas | 0.3 | IPP Non-CHP
56683 | Charles City | 13 | Landfill Gas | 0.3 | IPP Non-CHP
56683 | Charles City | 14 | Landfill Gas | 0.3 | IPP Non-CHP
56683 | Charles City | 15 | Landfill Gas | 0.3 | IPP Non-CHP
56683 | Charles City | 16 | Landfill Gas | 0.3 | IPP Non-CHP
56683 | Charles City | 17 | Landfill Gas | 0.3 | IPP Non-CHP
56683 | Charles City | 18 | Landfill Gas | 0.3 | IPP Non-CHP
56683 | Charles City | 19 | Landfill Gas | 0.3 | IPP Non-CHP
56683 | Charles City | 2 | Landfill Gas | 0.3 | IPP Non-CHP
56683 | Charles City | 20 | Landfill Gas | 0.3 | IPP Non-CHP
56683 | Charles City | 21 | Landfill Gas | 0.3 | IPP Non-CHP
56683 | Charles City | 22 | Landfill Gas | 0.3 | IPP Non-CHP
56683 | Charles City | 23 | Landfill Gas | 0.3 | IPP Non-CHP
56683 | Charles City | 24 | Landfill Gas | 0.3 | IPP Non-CHP
56683 | Charles City | 25 | Landfill Gas | 0.3 | IPP Non-CHP
56683 | Charles City | 26 | Landfill Gas | 0.3 | IPP Non-CHP
56683 | Charles City | 27 | Landfill Gas | 0.3 | IPP Non-CHP
56683 | Charles City | 28 | Landfill Gas | 0.3 | IPP Non-CHP
56683 | Charles City | 29 | Landfill Gas | 0.3 | IPP Non-CHP
56683 | Charles City | 3 | Landfill Gas | 0.3 | IPP Non-CHP
56683 | Charles City | 30 | Landfill Gas | 0.3 | IPP Non-CHP
56683 | Charles City | 31 | Landfill Gas | 0.3 | IPP Non-CHP
56683 | Charles City | 32 | Landfill Gas | 0.3 | IPP Non-CHP
56683 | Charles City | 33 | Landfill Gas | 0.3 | IPP Non-CHP
56683 | Charles City | 34 | Landfill Gas | 0.3 | IPP Non-CHP
56683 | Charles City | 35 | Landfill Gas | 0.3 | IPP Non-CHP
56683 | Charles City | 36 | Landfill Gas | 0.3 | IPP Non-CHP
56683 | Charles City | 37 | Landfill Gas | 0.3 | IPP Non-CHP
56683 | Charles City | 38 | Landfill Gas | 0.3 | IPP Non-CHP
56683 | Charles City | 39 | Landfill Gas | 0.3 | IPP Non-CHP
56683 | Charles City | 4 | Landfill Gas | 0.3 | IPP Non-CHP
56683 | Charles City | 40 | Landfill Gas | 0.3 | IPP Non-CHP
56683 | Charles City | 41 | Landfill Gas | 0.3 | IPP Non-CHP
56683 | Charles City | 42 | Landfill Gas | 0.3 | IPP Non-CHP
56683 | Charles City | 43 | Landfill Gas | 0.3 | IPP Non-CHP
56683 | Charles City | 44 | Landfill Gas | 0.3 | IPP Non-CHP
56683 | Charles City | 45 | Landfill Gas | 0.3 | IPP Non-CHP
56683 | Charles City | 46 | Landfill Gas | 0.3 | IPP Non-CHP
56683 | Charles City | 47 | Landfill Gas | 0.3 | IPP Non-CHP
56683 | Charles City | 48 | Landfill Gas | 0.3 | IPP Non-CHP
56683 | Charles City | 5 | Landfill Gas | 0.3 | IPP Non-CHP
56683 | Charles City | 6 | Landfill Gas | 0.3 | IPP Non-CHP
56683 | Charles City | 7 | Landfill Gas | 0.3 | IPP Non-CHP
56683 | Charles City | 8 | Landfill Gas | 0.3 | IPP Non-CHP
56683 | Charles City | 9 | Landfill Gas | 0.3 | IPP Non-CHP
56684 | Chesterfield Landfill Gas | 1 | Landfill Gas | 0.3 | IPP Non-CHP
56684 | Chesterfield Landfill Gas | 10 | Landfill Gas | 0.3 | IPP Non-CHP
56684 | Chesterfield Landfill Gas | 11 | Landfill Gas | 0.3 | IPP Non-CHP
56684 | Chesterfield Landfill Gas | 12 | Landfill Gas | 0.3 | IPP Non-CHP
56684 | Chesterfield Landfill Gas | 13 | Landfill Gas | 0.3 | IPP Non-CHP
56684 | Chesterfield Landfill Gas | 14 | Landfill Gas | 0.3 | IPP Non-CHP
56684 | Chesterfield Landfill Gas | 15 | Landfill Gas | 0.3 | IPP Non-CHP
56684 | Chesterfield Landfill Gas | 16 | Landfill Gas | 0.3 | IPP Non-CHP
56684 | Chesterfield Landfill Gas | 17 | Landfill Gas | 0.3 | IPP Non-CHP
56684 | Chesterfield Landfill Gas | 18 | Landfill Gas | 0.3 | IPP Non-CHP
56684 | Chesterfield Landfill Gas | 19 | Landfill Gas | 0.3 | IPP Non-CHP
56684 | Chesterfield Landfill Gas | 2 | Landfill Gas | 0.3 | IPP Non-CHP
56684 | Chesterfield Landfill Gas | 20 | Landfill Gas | 0.3 | IPP Non-CHP
56684 | Chesterfield Landfill Gas | 21 | Landfill Gas | 0.3 | IPP Non-CHP
56684 | Chesterfield Landfill Gas | 22 | Landfill Gas | 0.3 | IPP Non-CHP
56684 | Chesterfield Landfill Gas | 23 | Landfill Gas | 0.3 | IPP Non-CHP
56684 | Chesterfield Landfill Gas | 24 | Landfill Gas | 0.3 | IPP Non-CHP
56684 | Chesterfield Landfill Gas | 25 | Landfill Gas | 0.3 | IPP Non-CHP
56684 | Chesterfield Landfill Gas | 26 | Landfill Gas | 0.3 | IPP Non-CHP
56684 | Chesterfield Landfill Gas | 27 | Landfill Gas | 0.3 | IPP Non-CHP
56684 | Chesterfield Landfill Gas | 28 | Landfill Gas | 0.3 | IPP Non-CHP
56684 | Chesterfield Landfill Gas | 29 | Landfill Gas | 0.3 | IPP Non-CHP
56684 | Chesterfield Landfill Gas | 3 | Landfill Gas | 0.3 | IPP Non-CHP
56684 | Chesterfield Landfill Gas | 30 | Landfill Gas | 0.3 | IPP Non-CHP
56684 | Chesterfield Landfill Gas | 31 | Landfill Gas | 0.3 | IPP Non-CHP
56684 | Chesterfield Landfill Gas | 32 | Landfill Gas | 0.3 | IPP Non-CHP
56684 | Chesterfield Landfill Gas | 33 | Landfill Gas | 0.3 | IPP Non-CHP
56684 | Chesterfield Landfill Gas | 34 | Landfill Gas | 0.3 | IPP Non-CHP
56684 | Chesterfield Landfill Gas | 35 | Landfill Gas | 0.3 | IPP Non-CHP
56684 | Chesterfield Landfill Gas | 36 | Landfill Gas | 0.3 | IPP Non-CHP
56684 | Chesterfield Landfill Gas | 37 | Landfill Gas | 0.3 | IPP Non-CHP
56684 | Chesterfield Landfill Gas | 38 | Landfill Gas | 0.3 | IPP Non-CHP
56684 | Chesterfield Landfill Gas | 39 | Landfill Gas | 0.3 | IPP Non-CHP
56684 | Chesterfield Landfill Gas | 4 | Landfill Gas | 0.3 | IPP Non-CHP
56684 | Chesterfield Landfill Gas | 40 | Landfill Gas | 0.3 | IPP Non-CHP
56684 | Chesterfield Landfill Gas | 41 | Landfill Gas | 0.3 | IPP Non-CHP
56684 | Chesterfield Landfill Gas | 42 | Landfill Gas | 0.3 | IPP Non-CHP
56684 | Chesterfield Landfill Gas | 43 | Landfill Gas | 0.3 | IPP Non-CHP
56684 | Chesterfield Landfill Gas | 44 | Landfill Gas | 0.3 | IPP Non-CHP
56684 | Chesterfield Landfill Gas | 45 | Landfill Gas | 0.3 | IPP Non-CHP
56684 | Chesterfield Landfill Gas | 46 | Landfill Gas | 0.3 | IPP Non-CHP
56684 | Chesterfield Landfill Gas | 47 | Landfill Gas | 0.3 | IPP Non-CHP
56684 | Chesterfield Landfill Gas | 48 | Landfill Gas | 0.3 | IPP Non-CHP
56684 | Chesterfield Landfill Gas | 5 | Landfill Gas | 0.3 | IPP Non-CHP
56684 | Chesterfield Landfill Gas | 6 | Landfill Gas | 0.3 | IPP Non-CHP
56684 | Chesterfield Landfill Gas | 7 | Landfill Gas | 0.3 | IPP Non-CHP
56684 | Chesterfield Landfill Gas | 8 | Landfill Gas | 0.3 | IPP Non-CHP
56684 | Chesterfield Landfill Gas | 9 | Landfill Gas | 0.3 | IPP Non-CHP
56686 | King & Queen | 1 | Landfill Gas | 0.3 | IPP Non-CHP
56686 | King & Queen | 10 | Landfill Gas | 0.3 | IPP Non-CHP
56686 | King & Queen | 11 | Landfill Gas | 0.3 | IPP Non-CHP
56686 | King & Queen | 12 | Landfill Gas | 0.3 | IPP Non-CHP
56686 | King & Queen | 13 | Landfill Gas | 0.3 | IPP Non-CHP
56686 | King & Queen | 14 | Landfill Gas | 0.3 | IPP Non-CHP
56686 | King & Queen | 15 | Landfill Gas | 0.3 | IPP Non-CHP
56686 | King & Queen | 16 | Landfill Gas | 0.3 | IPP Non-CHP
56686 | King & Queen | 17 | Landfill Gas | 0.3 | IPP Non-CHP
56686 | King & Queen | 18 | Landfill Gas | 0.3 | IPP Non-CHP
56686 | King & Queen | 19 | Landfill Gas | 0.3 | IPP Non-CHP
56686 | King & Queen | 2 | Landfill Gas | 0.3 | IPP Non-CHP
56686 | King & Queen | 20 | Landfill Gas | 0.3 | IPP Non-CHP
56686 | King & Queen | 21 | Landfill Gas | 0.3 | IPP Non-CHP
56686 | King & Queen | 22 | Landfill Gas | 0.3 | IPP Non-CHP
56686 | King & Queen | 23 | Landfill Gas | 0.3 | IPP Non-CHP
56686 | King & Queen | 24 | Landfill Gas | 0.3 | IPP Non-CHP
56686 | King & Queen | 25 | Landfill Gas | 0.3 | IPP Non-CHP
56686 | King & Queen | 26 | Landfill Gas | 0.3 | IPP Non-CHP
56686 | King & Queen | 27 | Landfill Gas | 0.3 | IPP Non-CHP
56686 | King & Queen | 28 | Landfill Gas | 0.3 | IPP Non-CHP
56686 | King & Queen | 29 | Landfill Gas | 0.3 | IPP Non-CHP
56686 | King & Queen | 3 | Landfill Gas | 0.3 | IPP Non-CHP
56686 | King & Queen | 30 | Landfill Gas | 0.3 | IPP Non-CHP
56686 | King & Queen | 31 | Landfill Gas | 0.3 | IPP Non-CHP
56686 | King & Queen | 32 | Landfill Gas | 0.3 | IPP Non-CHP
56686 | King & Queen | 33 | Landfill Gas | 0.3 | IPP Non-CHP
56686 | King & Queen | 34 | Landfill Gas | 0.3 | IPP Non-CHP
56686 | King & Queen | 35 | Landfill Gas | 0.3 | IPP Non-CHP
56686 | King & Queen | 36 | Landfill Gas | 0.3 | IPP Non-CHP
56686 | King & Queen | 4 | Landfill Gas | 0.3 | IPP Non-CHP
56686 | King & Queen | 5 | Landfill Gas | 0.3 | IPP Non-CHP
56686 | King & Queen | 6 | Landfill Gas | 0.3 | IPP Non-CHP
56686 | King & Queen | 7 | Landfill Gas | 0.3 | IPP Non-CHP
56686 | King & Queen | 8 | Landfill Gas | 0.3 | IPP Non-CHP
56686 | King & Queen | 9 | Landfill Gas | 0.3 | IPP Non-CHP
56687 | Mountain View | 1 | Landfill Gas | 0.3 | IPP Non-CHP
56687 | Mountain View | 10 | Landfill Gas | 0.3 | IPP Non-CHP
56687 | Mountain View | 11 | Landfill Gas | 0.3 | IPP Non-CHP
56687 | Mountain View | 12 | Landfill Gas | 0.3 | IPP Non-CHP
56687 | Mountain View | 13 | Landfill Gas | 0.3 | IPP Non-CHP
56687 | Mountain View | 14 | Landfill Gas | 0.3 | IPP Non-CHP
56687 | Mountain View | 15 | Landfill Gas | 0.3 | IPP Non-CHP
56687 | Mountain View | 16 | Landfill Gas | 0.3 | IPP Non-CHP
56687 | Mountain View | 17 | Landfill Gas | 0.3 | IPP Non-CHP
56687 | Mountain View | 18 | Landfill Gas | 0.3 | IPP Non-CHP
56687 | Mountain View | 19 | Landfill Gas | 0.3 | IPP Non-CHP
56687 | Mountain View | 2 | Landfill Gas | 0.3 | IPP Non-CHP
56687 | Mountain View | 20 | Landfill Gas | 0.3 | IPP Non-CHP
56687 | Mountain View | 21 | Landfill Gas | 0.3 | IPP Non-CHP
56687 | Mountain View | 22 | Landfill Gas | 0.3 | IPP Non-CHP
56687 | Mountain View | 23 | Landfill Gas | 0.3 | IPP Non-CHP
56687 | Mountain View | 24 | Landfill Gas | 0.3 | IPP Non-CHP
56687 | Mountain View | 25 | Landfill Gas | 0.3 | IPP Non-CHP
56687 | Mountain View | 26 | Landfill Gas | 0.3 | IPP Non-CHP
56687 | Mountain View | 27 | Landfill Gas | 0.3 | IPP Non-CHP
56687 | Mountain View | 28 | Landfill Gas | 0.3 | IPP Non-CHP
56687 | Mountain View | 29 | Landfill Gas | 0.3 | IPP Non-CHP
56687 | Mountain View | 3 | Landfill Gas | 0.3 | IPP Non-CHP
56687 | Mountain View | 30 | Landfill Gas | 0.3 | IPP Non-CHP
56687 | Mountain View | 31 | Landfill Gas | 0.3 | IPP Non-CHP
56687 | Mountain View | 32 | Landfill Gas | 0.3 | IPP Non-CHP
56687 | Mountain View | 33 | Landfill Gas | 0.3 | IPP Non-CHP
56687 | Mountain View | 34 | Landfill Gas | 0.3 | IPP Non-CHP
56687 | Mountain View | 35 | Landfill Gas | 0.3 | IPP Non-CHP
56687 | Mountain View | 36 | Landfill Gas | 0.3 | IPP Non-CHP
56687 | Mountain View | 37 | Landfill Gas | 0.3 | IPP Non-CHP
56687 | Mountain View | 38 | Landfill Gas | 0.3 | IPP Non-CHP
56687 | Mountain View | 39 | Landfill Gas | 0.3 | IPP Non-CHP
56687 | Mountain View | 4 | Landfill Gas | 0.3 | IPP Non-CHP
56687 | Mountain View | 40 | Landfill Gas | 0.3 | IPP Non-CHP
56687 | Mountain View | 41 | Landfill Gas | 0.3 | IPP Non-CHP
56687 | Mountain View | 42 | Landfill Gas | 0.3 | IPP Non-CHP
56687 | Mountain View | 43 | Landfill Gas | 0.3 | IPP Non-CHP
56687 | Mountain View | 44 | Landfill Gas | 0.3 | IPP Non-CHP
56687 | Mountain View | 45 | Landfill Gas | 0.3 | IPP Non-CHP
56687 | Mountain View | 46 | Landfill Gas | 0.3 | IPP Non-CHP
56687 | Mountain View | 47 | Landfill Gas | 0.3 | IPP Non-CHP
56687 | Mountain View | 48 | Landfill Gas | 0.3 | IPP Non-CHP
56687 | Mountain View | 5 | Landfill Gas | 0.3 | IPP Non-CHP
56687 | Mountain View | 6 | Landfill Gas | 0.3 | IPP Non-CHP
56687 | Mountain View | 7 | Landfill Gas | 0.3 | IPP Non-CHP
56687 | Mountain View | 8 | Landfill Gas | 0.3 | IPP Non-CHP
56687 | Mountain View | 9 | Landfill Gas | 0.3 | IPP Non-CHP
56688 | New Bern | 1 | Landfill Gas | 0.3 | IPP Non-CHP
56688 | New Bern | 10 | Landfill Gas | 0.3 | IPP Non-CHP
56688 | New Bern | 11 | Landfill Gas | 0.3 | IPP Non-CHP
56688 | New Bern | 12 | Landfill Gas | 0.3 | IPP Non-CHP
56688 | New Bern | 13 | Landfill Gas | 0.3 | IPP Non-CHP
56688 | New Bern | 14 | Landfill Gas | 0.3 | IPP Non-CHP
56688 | New Bern | 15 | Landfill Gas | 0.3 | IPP Non-CHP
56688 | New Bern | 16 | Landfill Gas | 0.3 | IPP Non-CHP
56688 | New Bern | 17 | Landfill Gas | 0.3 | IPP Non-CHP
56688 | New Bern | 18 | Landfill Gas | 0.3 | IPP Non-CHP
56688 | New Bern | 2 | Landfill Gas | 0.3 | IPP Non-CHP
56688 | New Bern | 3 | Landfill Gas | 0.3 | IPP Non-CHP
56688 | New Bern | 4 | Landfill Gas | 0.3 | IPP Non-CHP
56688 | New Bern | 5 | Landfill Gas | 0.3 | IPP Non-CHP
56688 | New Bern | 6 | Landfill Gas | 0.3 | IPP Non-CHP
56688 | New Bern | 7 | Landfill Gas | 0.3 | IPP Non-CHP
56688 | New Bern | 8 | Landfill Gas | 0.3 | IPP Non-CHP
56688 | New Bern | 9 | Landfill Gas | 0.3 | IPP Non-CHP
56690 | Pine Grove | 1 | Landfill Gas | 0.3 | IPP Non-CHP
56690 | Pine Grove | 10 | Landfill Gas | 0.3 | IPP Non-CHP
56690 | Pine Grove | 11 | Landfill Gas | 0.3 | IPP Non-CHP
56690 | Pine Grove | 12 | Landfill Gas | 0.3 | IPP Non-CHP
56690 | Pine Grove | 13 | Landfill Gas | 0.3 | IPP Non-CHP
56690 | Pine Grove | 14 | Landfill Gas | 0.3 | IPP Non-CHP
56690 | Pine Grove | 15 | Landfill Gas | 0.3 | IPP Non-CHP
56690 | Pine Grove | 16 | Landfill Gas | 0.3 | IPP Non-CHP
56690 | Pine Grove | 17 | Landfill Gas | 0.3 | IPP Non-CHP
56690 | Pine Grove | 18 | Landfill Gas | 0.3 | IPP Non-CHP
56690 | Pine Grove | 2 | Landfill Gas | 0.3 | IPP Non-CHP
56690 | Pine Grove | 3 | Landfill Gas | 0.3 | IPP Non-CHP
56690 | Pine Grove | 4 | Landfill Gas | 0.3 | IPP Non-CHP
56690 | Pine Grove | 5 | Landfill Gas | 0.3 | IPP Non-CHP
56690 | Pine Grove | 6 | Landfill Gas | 0.3 | IPP Non-CHP
56690 | Pine Grove | 7 | Landfill Gas | 0.3 | IPP Non-CHP
56690 | Pine Grove | 8 | Landfill Gas | 0.3 | IPP Non-CHP
56690 | Pine Grove | 9 | Landfill Gas | 0.3 | IPP Non-CHP
56692 | Rockville 1 & 2 | 1A | Petroleum Liquids | 0.3 | IPP Non-CHP
56692 | Rockville 1 & 2 | 1B | Petroleum Liquids | 0.3 | IPP Non-CHP
56692 | Rockville 1 & 2 | 1C | Petroleum Liquids | 0.3 | IPP Non-CHP
56692 | Rockville 1 & 2 | 1D | Petroleum Liquids | 0.3 | IPP Non-CHP
56692 | Rockville 1 & 2 | 1E | Petroleum Liquids | 0.3 | IPP Non-CHP
56692 | Rockville 1 & 2 | 1F | Petroleum Liquids | 0.3 | IPP Non-CHP
56692 | Rockville 1 & 2 | 1G | Petroleum Liquids | 0.3 | IPP Non-CHP
56692 | Rockville 1 & 2 | 1H | Petroleum Liquids | 0.3 | IPP Non-CHP
56692 | Rockville 1 & 2 | 1I | Petroleum Liquids | 0.3 | IPP Non-CHP
56692 | Rockville 1 & 2 | 1J | Petroleum Liquids | 0.3 | IPP Non-CHP
56692 | Rockville 1 & 2 | 1K | Petroleum Liquids | 0.3 | IPP Non-CHP
56692 | Rockville 1 & 2 | 1L | Petroleum Liquids | 0.3 | IPP Non-CHP
56692 | Rockville 1 & 2 | 1M | Petroleum Liquids | 0.3 | IPP Non-CHP
56692 | Rockville 1 & 2 | 1N | Petroleum Liquids | 0.3 | IPP Non-CHP
56692 | Rockville 1 & 2 | 1O | Petroleum Liquids | 0.3 | IPP Non-CHP
56692 | Rockville 1 & 2 | 2A | Petroleum Liquids | 0.3 | IPP Non-CHP
56692 | Rockville 1 & 2 | 2B | Petroleum Liquids | 0.3 | IPP Non-CHP
56692 | Rockville 1 & 2 | 2C | Petroleum Liquids | 0.3 | IPP Non-CHP
56692 | Rockville 1 & 2 | 2D | Petroleum Liquids | 0.3 | IPP Non-CHP
56692 | Rockville 1 & 2 | 2E | Petroleum Liquids | 0.3 | IPP Non-CHP
56692 | Rockville 1 & 2 | 2F | Petroleum Liquids | 0.3 | IPP Non-CHP
56692 | Rockville 1 & 2 | 2G | Petroleum Liquids | 0.3 | IPP Non-CHP
56692 | Rockville 1 & 2 | 2H | Petroleum Liquids | 0.3 | IPP Non-CHP
56692 | Rockville 1 & 2 | 2I | Petroleum Liquids | 0.3 | IPP Non-CHP
56692 | Rockville 1 & 2 | 2J | Petroleum Liquids | 0.3 | IPP Non-CHP
56692 | Rockville 1 & 2 | 2K | Petroleum Liquids | 0.3 | IPP Non-CHP
56692 | Rockville 1 & 2 | 2L | Petroleum Liquids | 0.3 | IPP Non-CHP
56692 | Rockville 1 & 2 | 2M | Petroleum Liquids | 0.3 | IPP Non-CHP
56692 | Rockville 1 & 2 | 2N | Petroleum Liquids | 0.3 | IPP Non-CHP
56692 | Rockville 1 & 2 | 2O | Petroleum Liquids | 0.3 | IPP Non-CHP
56692 | Rockville 1 & 2 | 2P | Petroleum Liquids | 0.3 | IPP Non-CHP
56692 | Rockville 1 & 2 | 2Q | Petroleum Liquids | 0.3 | IPP Non-CHP
56692 | Rockville 1 & 2 | 2R | Petroleum Liquids | 0.3 | IPP Non-CHP
56692 | Rockville 1 & 2 | 2S | Petroleum Liquids | 0.3 | IPP Non-CHP
56692 | Rockville 1 & 2 | 2T | Petroleum Liquids | 0.3 | IPP Non-CHP
56692 | Rockville 1 & 2 | 2U | Petroleum Liquids | 0.3 | IPP Non-CHP
56693 | Virginia Beach | 1 | Landfill Gas | 0.3 | IPP Non-CHP
56693 | Virginia Beach | 10 | Landfill Gas | 0.3 | IPP Non-CHP
56693 | Virginia Beach | 11 | Landfill Gas | 0.3 | IPP Non-CHP
56693 | Virginia Beach | 12 | Landfill Gas | 0.3 | IPP Non-CHP
56693 | Virginia Beach | 13 | Landfill Gas | 0.3 | IPP Non-CHP
56693 | Virginia Beach | 14 | Landfill Gas | 0.3 | IPP Non-CHP
56693 | Virginia Beach | 15 | Landfill Gas | 0.3 | IPP Non-CHP
56693 | Virginia Beach | 16 | Landfill Gas | 0.3 | IPP Non-CHP
56693 | Virginia Beach | 17 | Landfill Gas | 0.3 | IPP Non-CHP
56693 | Virginia Beach | 18 | Landfill Gas | 0.3 | IPP Non-CHP
56693 | Virginia Beach | 19 | Landfill Gas | 0.3 | IPP Non-CHP
56693 | Virginia Beach | 2 | Landfill Gas | 0.3 | IPP Non-CHP
56693 | Virginia Beach | 20 | Landfill Gas | 0.3 | IPP Non-CHP
56693 | Virginia Beach | 21 | Landfill Gas | 0.3 | IPP Non-CHP
56693 | Virginia Beach | 22 | Landfill Gas | 0.3 | IPP Non-CHP
56693 | Virginia Beach | 23 | Landfill Gas | 0.3 | IPP Non-CHP
56693 | Virginia Beach | 24 | Landfill Gas | 0.3 | IPP Non-CHP
56693 | Virginia Beach | 25 | Landfill Gas | 0.3 | IPP Non-CHP
56693 | Virginia Beach | 26 | Landfill Gas | 0.3 | IPP Non-CHP
56693 | Virginia Beach | 27 | Landfill Gas | 0.3 | IPP Non-CHP
56693 | Virginia Beach | 28 | Landfill Gas | 0.3 | IPP Non-CHP
56693 | Virginia Beach | 29 | Landfill Gas | 0.3 | IPP Non-CHP
56693 | Virginia Beach | 3 | Landfill Gas | 0.3 | IPP Non-CHP
56693 | Virginia Beach | 30 | Landfill Gas | 0.3 | IPP Non-CHP
56693 | Virginia Beach | 31 | Landfill Gas | 0.3 | IPP Non-CHP
56693 | Virginia Beach | 32 | Landfill Gas | 0.3 | IPP Non-CHP
56693 | Virginia Beach | 33 | Landfill Gas | 0.3 | IPP Non-CHP
56693 | Virginia Beach | 34 | Landfill Gas | 0.3 | IPP Non-CHP
56693 | Virginia Beach | 35 | Landfill Gas | 0.3 | IPP Non-CHP
56693 | Virginia Beach | 36 | Landfill Gas | 0.3 | IPP Non-CHP
56693 | Virginia Beach | 4 | Landfill Gas | 0.3 | IPP Non-CHP
56693 | Virginia Beach | 5 | Landfill Gas | 0.3 | IPP Non-CHP
56693 | Virginia Beach | 6 | Landfill Gas | 0.3 | IPP Non-CHP
56693 | Virginia Beach | 7 | Landfill Gas | 0.3 | IPP Non-CHP
56693 | Virginia Beach | 8 | Landfill Gas | 0.3 | IPP Non-CHP
56693 | Virginia Beach | 9 | Landfill Gas | 0.3 | IPP Non-CHP
56694 | Russell D Smith | 1 | Conventional Hydroelectric | 6.1 | Electric Utility
56695 | Summer Falls Power Plant | 1 | Conventional Hydroelectric | 46 | Electric Utility
56695 | Summer Falls Power Plant | 2 | Conventional Hydroelectric | 46 | Electric Utility
56696 | Eltopia Branch Canal 4.6 | 1 | Conventional Hydroelectric | 2.2 | Electric Utility
56697 | Potholes East Canal 66.0 | 1 | Conventional Hydroelectric | 2.3 | Electric Utility
56698 | Main Canal Headworks | 1 | Conventional Hydroelectric | 26.8 | Electric Utility
56699 | Forward Windpower LLC | 1 | Onshore Wind Turbine | 29.4 | IPP Non-CHP
56700 | Lookout Windpower LLC | 1 | Onshore Wind Turbine | 37.8 | IPP Non-CHP
56701 | Haworth Water Treatment Plant | GEN1 | Natural Gas Internal Combustion Engine | 2 | IPP Non-CHP
56701 | Haworth Water Treatment Plant | GEN2 | Natural Gas Internal Combustion Engine | 2 | IPP Non-CHP
56701 | Haworth Water Treatment Plant | GEN3 | Natural Gas Internal Combustion Engine | 2 | IPP Non-CHP
56701 | Haworth Water Treatment Plant | GEN4 | Natural Gas Internal Combustion Engine | 2 | IPP Non-CHP
56702 | Tuolumne Wind Project | WPT1 | Onshore Wind Turbine | 136.3 | Electric Utility
56703 | Lyons Falls Hydroelectric | 1 | Conventional Hydroelectric | 1 | IPP Non-CHP
56703 | Lyons Falls Hydroelectric | 6 | Conventional Hydroelectric | 1.2 | IPP Non-CHP
56703 | Lyons Falls Hydroelectric | 7 | Conventional Hydroelectric | 1.2 | IPP Non-CHP
56703 | Lyons Falls Hydroelectric | 8 | Conventional Hydroelectric | 1.2 | IPP Non-CHP
56703 | Lyons Falls Hydroelectric | 9 | Conventional Hydroelectric | 0.9 | IPP Non-CHP
56704 | Gouldtown | 3 | Conventional Hydroelectric | 2 | IPP Non-CHP
56705 | Kosterville | 4 | Conventional Hydroelectric | 0.5 | IPP Non-CHP
56705 | Kosterville | 5 | Conventional Hydroelectric | 0.5 | IPP Non-CHP
56706 | Ampersand Chowchilla Biomass LLC | AMPC | Wood/Wood Waste Biomass | 12.5 | IPP Non-CHP
56707 | El Nido Facility | AMPC | Wood/Wood Waste Biomass | 12.5 | IPP Non-CHP
56708 | CFB Power Plant | G2101 | Natural Gas Steam Turbine | 155 | Industrial Non-CHP
56708 | CFB Power Plant | G2201 | Natural Gas Steam Turbine | 155 | Industrial Non-CHP
56709 | Christoffer Wind Energy I LLC | 1 | Onshore Wind Turbine | 2.1 | IPP Non-CHP
56710 | Christoffer Wind Energy II LLC | 1 | Onshore Wind Turbine | 2.1 | IPP Non-CHP
56711 | Christoffer Wind Energy III LLC | 1 | Onshore Wind Turbine | 2.1 | IPP Non-CHP
56712 | Christoffer Wind Energy IV LLC | 1 | Onshore Wind Turbine | 2.1 | IPP Non-CHP
56750 | Jeffers Wind 20 LLC | 1 | Onshore Wind Turbine | 50 | IPP Non-CHP
56751 | Spanish Fork Wind Park 2 LLC | 1 | Onshore Wind Turbine | 18.9 | IPP Non-CHP
56752 | Mountain Wind Power LLC | 1 | Onshore Wind Turbine | 61 | IPP Non-CHP
56753 | Mountain Wind Power II LLC | 1 | Onshore Wind Turbine | 80 | IPP Non-CHP
56754 | Goat Wind LP | 1 | Onshore Wind Turbine | 80 | IPP Non-CHP
56754 | Goat Wind LP | 2 | Onshore Wind Turbine | 69.6 | IPP Non-CHP
56755 | Odin Wind Farm LLC | 1 | Onshore Wind Turbine | 20 | IPP Non-CHP
56763 | Capricorn Ridge Wind LLC | 1 | Onshore Wind Turbine | 149.5 | IPP Non-CHP
56763 | Capricorn Ridge Wind LLC | 2 | Onshore Wind Turbine | 214.5 | IPP Non-CHP
56763 | Capricorn Ridge Wind LLC | 3 | Onshore Wind Turbine | 186 | IPP Non-CHP
56763 | Capricorn Ridge Wind LLC | 4 | Onshore Wind Turbine | 112.5 | IPP Non-CHP
56764 | Winnebago Wind Power Project | 1 | Onshore Wind Turbine | 20 | IPP Non-CHP
56765 | Barton Windpower LLC | 1 | Onshore Wind Turbine | 28 | IPP Non-CHP
56765 | Barton Windpower LLC | 2 | Onshore Wind Turbine | 132 | IPP Non-CHP
56767 | Farmers City Wind LLC | 1 | Onshore Wind Turbine | 146 | IPP Non-CHP
56768 | CalRenew-1 | CR1 | Solar Photovoltaic | 5 | IPP Non-CHP
56770 | Locust Ridge II LLC | 1 | Onshore Wind Turbine | 102 | IPP Non-CHP
56771 | Silver Star I Wind Power Project | 1 | Onshore Wind Turbine | 60 | IPP Non-CHP
56773 | McAdoo Wind Energy LLC | 1 | Onshore Wind Turbine | 150 | IPP Non-CHP
56774 | Turkey Track Wind Energy LLC | 1 | Onshore Wind Turbine | 169.5 | IPP Non-CHP
56775 | Scurry County Wind II | 1 | Onshore Wind Turbine | 120 | IPP Non-CHP
56777 | Fowler Ridge Wind Farm LLC | FIA | Onshore Wind Turbine | 201.3 | IPP Non-CHP
56777 | Fowler Ridge Wind Farm LLC | FIB | Onshore Wind Turbine | 100 | IPP Non-CHP
56777 | Fowler Ridge Wind Farm LLC | FII | Onshore Wind Turbine | 200 | IPP Non-CHP
56777 | Fowler Ridge Wind Farm LLC | FIII | Onshore Wind Turbine | 99 | IPP Non-CHP
56779 | Sherbino I Wind Farm | 1 | Onshore Wind Turbine | 150 | IPP Non-CHP
56781 | Evergreen BioPower LLC | 1 | Wood/Wood Waste Biomass | 21 | Industrial CHP
56782 | Diamond Willow Wind Facility | DIAW | Onshore Wind Turbine | 30 | Electric Utility
56783 | Elbow Creek Wind Project LLC | 1 | Onshore Wind Turbine | 121.9 | IPP Non-CHP
56784 | Cloud County Wind Farm | 1 | Onshore Wind Turbine | 105 | IPP Non-CHP
56784 | Cloud County Wind Farm | 2 | Onshore Wind Turbine | 96 | IPP Non-CHP
56785 | Virginia Tech Power Plant | WG01 | Conventional Steam Coal | 6.3 | Commercial CHP
56786 | Spiritwood Station | 1 | Conventional Steam Coal | 106.2 | Electric Utility
56787 | Geismar Cogen | GTG | Natural Gas Fired Combustion Turbine | 83.9 | Industrial CHP
56789 | Pebble Springs Wind LLC | 1 | Onshore Wind Turbine | 98.7 | IPP Non-CHP
56790 | Hay Canyon Wind Power LLC | 1 | Onshore Wind Turbine | 108 | IPP Non-CHP
56791 | Dillon Wind LLC | 1 | Onshore Wind Turbine | 45 | IPP Non-CHP
56792 | Buffalo Ridge I LLC | 1 | Onshore Wind Turbine | 50.4 | IPP Non-CHP
56793 | Elm Creek Wind LLC | 1 | Onshore Wind Turbine | 99 | IPP Non-CHP
56794 | Moraine II Wind LLC | 1 | Onshore Wind Turbine | 49.5 | IPP Non-CHP
56795 | Penascal Wind Power LLC | 1 | Onshore Wind Turbine | 201.6 | IPP Non-CHP
56796 | South Chestnut LLC | 1 | Onshore Wind Turbine | 50.4 | IPP Non-CHP
56797 | Pioneer Prairie Wind Farm | 1 | Onshore Wind Turbine | 300 | IPP Non-CHP
56798 | Kleen Energy Systems Project | ST | Natural Gas Fired Combined Cycle | 295 | IPP Non-CHP
56798 | Kleen Energy Systems Project | U1 | Natural Gas Fired Combined Cycle | 199 | IPP Non-CHP
56798 | Kleen Energy Systems Project | U2 | Natural Gas Fired Combined Cycle | 199 | IPP Non-CHP
56799 | Greenland Energy Center | 1 | Natural Gas Fired Combustion Turbine | 190.4 | Electric Utility
56799 | Greenland Energy Center | 2 | Natural Gas Fired Combustion Turbine | 190.4 | Electric Utility
56800 | Hull Wind II | HW2 | Onshore Wind Turbine | 1.8 | Electric Utility
56803 | Panoche Energy Center | 1 | Natural Gas Fired Combustion Turbine | 108 | IPP Non-CHP
56803 | Panoche Energy Center | 2 | Natural Gas Fired Combustion Turbine | 108 | IPP Non-CHP
56803 | Panoche Energy Center | 3 | Natural Gas Fired Combustion Turbine | 108 | IPP Non-CHP
56803 | Panoche Energy Center | 4 | Natural Gas Fired Combustion Turbine | 108 | IPP Non-CHP
56804 | Red Hills Wind Project LLC | RH | Onshore Wind Turbine | 123 | IPP Non-CHP
56805 | EcoGrove Wind LLC | 1 | Onshore Wind Turbine | 100.5 | IPP Non-CHP
56806 | Cedar Bayou 4 | 4 | Natural Gas Fired Combined Cycle | 178.5 | IPP Non-CHP
56806 | Cedar Bayou 4 | 41 | Natural Gas Fired Combined Cycle | 178.5 | IPP Non-CHP
56806 | Cedar Bayou 4 | 42 | Natural Gas Fired Combined Cycle | 178.5 | IPP Non-CHP
56807 | Bear Garden | 1A | Natural Gas Fired Combined Cycle | 145 | Electric Utility
56807 | Bear Garden | 1B | Natural Gas Fired Combined Cycle | 152 | Electric Utility
56807 | Bear Garden | 1C | Natural Gas Fired Combined Cycle | 262 | Electric Utility
56808 | Virginia City Hybrid Energy Center | 1 | Conventional Steam Coal | 668 | Electric Utility
56809 | Carroll Wind Farm | CWF | Onshore Wind Turbine | 150 | Electric Utility
56810 | Adair Wind Farm | AWF | Onshore Wind Turbine | 174.8 | Electric Utility
56811 | Walnut Wind Farm | WWF | Onshore Wind Turbine | 153 | Electric Utility
56812 | Solana Generating Station | GEN 1 | Solar Thermal with Energy Storage | 140 | IPP Non-CHP
56812 | Solana Generating Station | GEN2 | Solar Thermal with Energy Storage | 140 | IPP Non-CHP
56813 | CSU Fresno Solar Project | 1 | Solar Photovoltaic | 0.5 | IPP Non-CHP
56813 | CSU Fresno Solar Project | 2 | Solar Photovoltaic | 0.5 | IPP Non-CHP
56814 | ELACC Photovoltaic Power Facility | PV1 | Solar Photovoltaic | 0.5 | IPP Non-CHP
56814 | ELACC Photovoltaic Power Facility | PV2 | Solar Photovoltaic | 0.5 | IPP Non-CHP
56815 | Denver Int Airport | 1 | Solar Photovoltaic | 1.9 | IPP Non-CHP
56818 | Central Plains Wind Farm | 1 | Onshore Wind Turbine | 99 | Electric Utility
56819 | Flat Ridge Wind Farm | 1 | Onshore Wind Turbine | 50 | Electric Utility
56823 | Hackberry Wind Farm | HWFG1 | Onshore Wind Turbine | 165.6 | IPP Non-CHP
56824 | Marshall Wind 2 LLC | 1 | Onshore Wind Turbine | 4.2 | IPP Non-CHP
56825 | Marshall Wind 3 LLC | 1 | Onshore Wind Turbine | 4.2 | IPP Non-CHP
56826 | Marshall Wind 4 LLC | 1 | Onshore Wind Turbine | 4.2 | IPP Non-CHP
56827 | Marshall Wind 5 LLC | 1 | Onshore Wind Turbine | 2.1 | IPP Non-CHP
56828 | Marshall Wind 6 LLC | 1 | Onshore Wind Turbine | 2.1 | IPP Non-CHP
56829 | Kibby Wind Power Project | 1 | Onshore Wind Turbine | 66 | IPP Non-CHP
56829 | Kibby Wind Power Project | 2 | Onshore Wind Turbine | 66 | IPP Non-CHP
56831 | Crane Creek Wind Energy Center | 1 | Onshore Wind Turbine | 99 | Electric Utility
56832 | North Brawley Geothermal Plant | GE1 | Geothermal | 16 | IPP Non-CHP
56832 | North Brawley Geothermal Plant | GE2 | Geothermal | 16 | IPP Non-CHP
56832 | North Brawley Geothermal Plant | GE3 | Geothermal | 16 | IPP Non-CHP
56832 | North Brawley Geothermal Plant | GE4 | Geothermal | 16 | IPP Non-CHP
56833 | OREG 1 Inc | CS10 | All Other | 7.5 | IPP Non-CHP
56833 | OREG 1 Inc | CS11 | All Other | 7.5 | IPP Non-CHP
56833 | OREG 1 Inc | CS7 | All Other | 7.5 | IPP Non-CHP
56833 | OREG 1 Inc | CS9 | All Other | 7.5 | IPP Non-CHP
56834 | High Plains Wind Power LLC | 1 | Onshore Wind Turbine | 10 | IPP Non-CHP
56835 | EXC Wind 11 LLC | 1 | Onshore Wind Turbine | 10 | IPP Non-CHP
56836 | EXC Wind 10 LLC | 1 | Onshore Wind Turbine | 10 | IPP Non-CHP
56837 | EXC Wind 9 LLC | 1 | Onshore Wind Turbine | 10 | IPP Non-CHP
56838 | EXC Wind 8 LLC | 1 | Onshore Wind Turbine | 10 | IPP Non-CHP
56839 | EXC Wind 7 LLC | 1 | Onshore Wind Turbine | 10 | IPP Non-CHP
56840 | Marshall Wind 1 LLC | 1 | Onshore Wind Turbine | 2.1 | IPP Non-CHP
56841 | Glenrock | 1 | Onshore Wind Turbine | 103.3 | Electric Utility
56841 | Glenrock | 2 | Onshore Wind Turbine | 40.7 | Electric Utility
56842 | Rolling Hills | 1 | Onshore Wind Turbine | 103.3 | Electric Utility
56843 | Seven Mile Hill | 1 | Onshore Wind Turbine | 103.3 | Electric Utility
56843 | Seven Mile Hill | 2 | Onshore Wind Turbine | 20.3 | Electric Utility
56847 | Plainfield Renewable Energy LLC | STG | Wood/Wood Waste Biomass | 43 | IPP Non-CHP
56848 | Haverhill North Cogeneration Facility | SCKG1 | Other Gases | 67 | IPP CHP
56850 | Lanchester Generating Station | 1 | Landfill Gas | 1.6 | IPP Non-CHP
56850 | Lanchester Generating Station | 2 | Landfill Gas | 1.6 | IPP Non-CHP
56851 | South Kent Generating Station | 1 | Landfill Gas | 1.6 | IPP Non-CHP
56851 | South Kent Generating Station | 2 | Landfill Gas | 1.6 | IPP Non-CHP
56852 | White Feather Generating Station | 1 | Landfill Gas | 1.6 | IPP Non-CHP
56852 | White Feather Generating Station | 2 | Landfill Gas | 1.6 | IPP Non-CHP
56853 | Trans-Jordan Generating Station | 1 | Landfill Gas | 1.6 | IPP Non-CHP
56853 | Trans-Jordan Generating Station | 2 | Landfill Gas | 1.6 | IPP Non-CHP
56853 | Trans-Jordan Generating Station | 3 | Landfill Gas | 1.6 | IPP Non-CHP
56854 | Wheat Field Wind Power Project | GEN1 | Onshore Wind Turbine | 97 | IPP Non-CHP
56855 | Arlington Wind Power Project | GEN1 | Onshore Wind Turbine | 103 | IPP Non-CHP
56856 | Rail Splitter Wind Farm | GEN1 | Onshore Wind Turbine | 100.5 | IPP Non-CHP
56857 | Marble River Wind Farm | GEN1 | Onshore Wind Turbine | 215 | IPP Non-CHP
56858 | Sagebrush Power Partners | GEN1 | Onshore Wind Turbine | 100.7 | IPP Non-CHP
56859 | Crosswind Energy Project | 1 | Onshore Wind Turbine | 21 | IPP Non-CHP
56860 | Hardin Hilltop Wind LLC | 1 | Onshore Wind Turbine | 14.7 | IPP Non-CHP
56862 | Bolthouse S&P and Rowen Farms Solar | 1 | Solar Photovoltaic | 0.3 | IPP Non-CHP
56862 | Bolthouse S&P and Rowen Farms Solar | 2 | Solar Photovoltaic | 0.3 | IPP Non-CHP
56862 | Bolthouse S&P and Rowen Farms Solar | 3 | Solar Photovoltaic | 0.3 | IPP Non-CHP
56862 | Bolthouse S&P and Rowen Farms Solar | 4 | Solar Photovoltaic | 0.3 | IPP Non-CHP
56863 | Model Gas Power Station | 1 | Landfill Gas | 1.4 | IPP Non-CHP
56863 | Model Gas Power Station | 2 | Landfill Gas | 1.4 | IPP Non-CHP
56864 | Covel Gardens Gas Recovery | 1 | Landfill Gas | 1.6 | IPP Non-CHP
56864 | Covel Gardens Gas Recovery | 2 | Landfill Gas | 1.6 | IPP Non-CHP
56864 | Covel Gardens Gas Recovery | 3 | Landfill Gas | 1.6 | IPP Non-CHP
56864 | Covel Gardens Gas Recovery | 4 | Landfill Gas | 1.6 | IPP Non-CHP
56864 | Covel Gardens Gas Recovery | 5 | Landfill Gas | 1.6 | IPP Non-CHP
56864 | Covel Gardens Gas Recovery | 6 | Landfill Gas | 1.6 | IPP Non-CHP
56865 | Ottawa County Project | 1 | Landfill Gas | 1.4 | IPP Non-CHP
56865 | Ottawa County Project | 2 | Landfill Gas | 1.4 | IPP Non-CHP
56868 | Carbon Limestone | 1 | Landfill Gas | 1.4 | IPP Non-CHP
56868 | Carbon Limestone | 10 | Landfill Gas | 1.4 | IPP Non-CHP
56868 | Carbon Limestone | 11 | Landfill Gas | 1.4 | IPP Non-CHP
56868 | Carbon Limestone | 12 | Landfill Gas | 1.4 | IPP Non-CHP
56868 | Carbon Limestone | 13 | Landfill Gas | 1.4 | IPP Non-CHP
56868 | Carbon Limestone | 14 | Landfill Gas | 1.4 | IPP Non-CHP
56868 | Carbon Limestone | 15 | Landfill Gas | 1.4 | IPP Non-CHP
56868 | Carbon Limestone | 16 | Landfill Gas | 1.4 | IPP Non-CHP
56868 | Carbon Limestone | 17 | Landfill Gas | 1.6 | IPP Non-CHP
56868 | Carbon Limestone | 18 | Landfill Gas | 1.6 | IPP Non-CHP
56868 | Carbon Limestone | 2 | Landfill Gas | 1.4 | IPP Non-CHP
56868 | Carbon Limestone | 3 | Landfill Gas | 1.4 | IPP Non-CHP
56868 | Carbon Limestone | 4 | Landfill Gas | 1.4 | IPP Non-CHP
56868 | Carbon Limestone | 5 | Landfill Gas | 1.4 | IPP Non-CHP
56868 | Carbon Limestone | 6 | Landfill Gas | 1.4 | IPP Non-CHP
56868 | Carbon Limestone | 7 | Landfill Gas | 1.4 | IPP Non-CHP
56868 | Carbon Limestone | 8 | Landfill Gas | 1.4 | IPP Non-CHP
56868 | Carbon Limestone | 9 | Landfill Gas | 1.4 | IPP Non-CHP
56869 | Loraine County Project | 1 | Landfill Gas | 1.4 | IPP Non-CHP
56869 | Loraine County Project | 10 | Landfill Gas | 1.6 | IPP Non-CHP
56869 | Loraine County Project | 11 | Landfill Gas | 1.6 | IPP Non-CHP
56869 | Loraine County Project | 12 | Landfill Gas | 1.6 | IPP Non-CHP
56869 | Loraine County Project | 13 | Landfill Gas | 1.6 | IPP Non-CHP
56869 | Loraine County Project | 14 | Landfill Gas | 1.6 | IPP Non-CHP
56869 | Loraine County Project | 15 | Landfill Gas | 1.6 | IPP Non-CHP
56869 | Loraine County Project | 16 | Landfill Gas | 1.6 | IPP Non-CHP
56869 | Loraine County Project | 17 | Landfill Gas | 1.6 | IPP Non-CHP
56869 | Loraine County Project | 18 | Landfill Gas | 1.6 | IPP Non-CHP
56869 | Loraine County Project | 2 | Landfill Gas | 1.4 | IPP Non-CHP
56869 | Loraine County Project | 3 | Landfill Gas | 1.4 | IPP Non-CHP
56869 | Loraine County Project | 4 | Landfill Gas | 1.4 | IPP Non-CHP
56869 | Loraine County Project | 5 | Landfill Gas | 1.4 | IPP Non-CHP
56869 | Loraine County Project | 6 | Landfill Gas | 1.4 | IPP Non-CHP
56869 | Loraine County Project | 7 | Landfill Gas | 1.4 | IPP Non-CHP
56869 | Loraine County Project | 8 | Landfill Gas | 1.4 | IPP Non-CHP
56869 | Loraine County Project | 9 | Landfill Gas | 1.6 | IPP Non-CHP
56870 | Taylor | 1 | Landfill Gas | 1 | IPP Non-CHP
56870 | Taylor | 2 | Landfill Gas | 1 | IPP Non-CHP
56870 | Taylor | 3 | Landfill Gas | 1 | IPP Non-CHP
56870 | Taylor | 4 | Landfill Gas | 1 | IPP Non-CHP
56870 | Taylor | 5 | Landfill Gas | 1 | IPP Non-CHP
56870 | Taylor | 6 | Landfill Gas | 1 | IPP Non-CHP
56870 | Taylor | 7 | Landfill Gas | 1 | IPP Non-CHP
56870 | Taylor | 8 | Landfill Gas | 1 | IPP Non-CHP
56871 | Zion Landfill Gas to Energy Facility | 1 | Landfill Gas | 1.4 | IPP Non-CHP
56871 | Zion Landfill Gas to Energy Facility | 2 | Landfill Gas | 1.4 | IPP Non-CHP
56871 | Zion Landfill Gas to Energy Facility | 3 | Landfill Gas | 1.4 | IPP Non-CHP
56871 | Zion Landfill Gas to Energy Facility | 4 | Landfill Gas | 1.4 | IPP Non-CHP
56871 | Zion Landfill Gas to Energy Facility | 5 | Landfill Gas | 1.4 | IPP Non-CHP
56873 | SECCRA Community Landfill | 1 | Landfill Gas | 0.9 | Commercial Non-CHP
56873 | SECCRA Community Landfill | 3 | Landfill Gas | 1.6 | Commercial Non-CHP
56874 | Shiloh Wind Project 2 LLC | TBD | Onshore Wind Turbine | 150 | IPP Non-CHP
56875 | Sacramento Soleil LLC | TBD | Solar Photovoltaic | 1 | IPP Non-CHP
56876 | Wapsipinicon Wind Project | TBD | Onshore Wind Turbine | 100.5 | IPP Non-CHP
56877 | Hall's Warehouse Solar Project | TBD | Solar Photovoltaic | 1.5 | IPP Non-CHP
56878 | Hoosier Wind Project LLC | TBD | Onshore Wind Turbine | 106 | IPP Non-CHP
56879 | Flat Ridge Wind Energy LLC | 1 | Onshore Wind Turbine | 50 | IPP Non-CHP
56880 | OREG 2 Inc | CS12 | All Other | 7.5 | IPP Non-CHP
56880 | OREG 2 Inc | CS3 | All Other | 7.5 | IPP Non-CHP
56880 | OREG 2 Inc | CS5 | All Other | 7.5 | IPP Non-CHP
56880 | OREG 2 Inc | CS8 | All Other | 7.5 | IPP Non-CHP
56883 | Pennsauken Solar | GEN 1 | Solar Photovoltaic | 0.2 | IPP Non-CHP
56883 | Pennsauken Solar | GEN 2 | Solar Photovoltaic | 0.2 | IPP Non-CHP
56883 | Pennsauken Solar | GEN 3 | Solar Photovoltaic | 0.1 | IPP Non-CHP
56883 | Pennsauken Solar | GEN 4 | Solar Photovoltaic | 0.2 | IPP Non-CHP
56883 | Pennsauken Solar | GEN 5 | Solar Photovoltaic | 0.1 | IPP Non-CHP
56883 | Pennsauken Solar | GEN 6 | Solar Photovoltaic | 0.2 | IPP Non-CHP
56883 | Pennsauken Solar | GEN 7 | Solar Photovoltaic | 0.2 | IPP Non-CHP
56883 | Pennsauken Solar | GEN 8 | Solar Photovoltaic | 0.2 | IPP Non-CHP
56883 | Pennsauken Solar | GEN 9 | Solar Photovoltaic | 0.1 | IPP Non-CHP
56884 | Cumberland County Solid Waste Complex | GEN 2 | Landfill Gas | 1.6 | IPP Non-CHP
56884 | Cumberland County Solid Waste Complex | GEN 3 | Landfill Gas | 1.6 | IPP Non-CHP
56884 | Cumberland County Solid Waste Complex | GEN1 | Landfill Gas | 1.6 | IPP Non-CHP
56887 | Cumberland County PA LFG Recovery | GEN 1 | Landfill Gas | 1.6 | IPP Non-CHP
56887 | Cumberland County PA LFG Recovery | GEN 2 | Landfill Gas | 1.6 | IPP Non-CHP
56887 | Cumberland County PA LFG Recovery | GEN 3 | Landfill Gas | 1.6 | IPP Non-CHP
56887 | Cumberland County PA LFG Recovery | GEN 4 | Landfill Gas | 1.6 | IPP Non-CHP
56888 | Warren County Solar | GEN 1 | Solar Photovoltaic | 0.5 | IPP Non-CHP
56888 | Warren County Solar | GEN 2 | Solar Photovoltaic | 0.5 | IPP Non-CHP
56888 | Warren County Solar | GEN 3 | Solar Photovoltaic | 0.5 | IPP Non-CHP
56888 | Warren County Solar | GEN 4 | Solar Photovoltaic | 0.5 | IPP Non-CHP
56889 | PPL Renewable Energy Merck Solar | GEN 1 | Solar Photovoltaic | 1.7 | IPP Non-CHP
56890 | Norther Tier Landfill | GEN 1 | Landfill Gas | 1.6 | IPP Non-CHP
56891 | Moretown | GEN 1 | Landfill Gas | 1.6 | IPP Non-CHP
56891 | Moretown | GEN 2 | Landfill Gas | 1.6 | IPP Non-CHP
56892 | Silver Creek Lift Station | 1255 | Petroleum Liquids | 0.2 | Electric Utility
56893 | Chester Diversion Hydroelectric Project | 1 | Conventional Hydroelectric | 1.2 | Electric Utility
56893 | Chester Diversion Hydroelectric Project | 2 | Conventional Hydroelectric | 1.2 | Electric Utility
56893 | Chester Diversion Hydroelectric Project | 3 | Conventional Hydroelectric | 1.2 | Electric Utility
56894 | Ameresco Stafford | 1 | Landfill Gas | 1.1 | IPP Non-CHP
56894 | Ameresco Stafford | 2 | Landfill Gas | 1.1 | IPP Non-CHP
56895 | Ameresco Ox Mountain | 1 | Landfill Gas | 1.9 | IPP Non-CHP
56895 | Ameresco Ox Mountain | 2 | Landfill Gas | 1.9 | IPP Non-CHP
56895 | Ameresco Ox Mountain | 3 | Landfill Gas | 1.9 | IPP Non-CHP
56895 | Ameresco Ox Mountain | 4 | Landfill Gas | 1.9 | IPP Non-CHP
56895 | Ameresco Ox Mountain | 5 | Landfill Gas | 1.9 | IPP Non-CHP
56895 | Ameresco Ox Mountain | 6 | Landfill Gas | 1.9 | IPP Non-CHP
56896 | Ameresco Jefferson City | 1 | Landfill Gas | 1 | IPP Non-CHP
56896 | Ameresco Jefferson City | 2 | Landfill Gas | 1 | IPP Non-CHP
56896 | Ameresco Jefferson City | 3 | Landfill Gas | 1 | IPP Non-CHP
56897 | Ameresco Keller Canyon | 1 | Landfill Gas | 1.9 | IPP Non-CHP
56897 | Ameresco Keller Canyon | 2 | Landfill Gas | 1.9 | IPP Non-CHP
56898 | Ameresco Chiquita Canyon | 1 | Landfill Gas | 4.6 | IPP Non-CHP
56898 | Ameresco Chiquita Canyon | 2 | Landfill Gas | 4.6 | IPP Non-CHP
56899 | IRC Generator Facility | 290 | Petroleum Liquids | 1.5 | Electric Utility
56899 | IRC Generator Facility | 291 | Petroleum Liquids | 1.5 | Electric Utility
56900 | Atlantic City Convention Center | 1 | Solar Photovoltaic | 0.5 | Commercial Non-CHP
56900 | Atlantic City Convention Center | 2 | Solar Photovoltaic | 0.5 | Commercial Non-CHP
56900 | Atlantic City Convention Center | 3 | Solar Photovoltaic | 0.5 | Commercial Non-CHP
56900 | Atlantic City Convention Center | 4 | Solar Photovoltaic | 0.5 | Commercial Non-CHP
56901 | Noble Altona Windpark LLC | 1 | Onshore Wind Turbine | 97.5 | IPP Non-CHP
56902 | Noble Wethersfield Windpark LLC | 1 | Onshore Wind Turbine | 126 | IPP Non-CHP
56904 | Noble Chateaugay Windpark LLC | 1 | Onshore Wind Turbine | 106.5 | IPP Non-CHP
56905 | Noble Great Plains Windpark LLC | 1 | Onshore Wind Turbine | 114 | IPP Non-CHP
56908 | Dave Gates Generating Station | 1 | Natural Gas Fired Combustion Turbine | 67.7 | Electric Utility
56908 | Dave Gates Generating Station | 2 | Natural Gas Fired Combustion Turbine | 67.7 | Electric Utility
56908 | Dave Gates Generating Station | 3 | Natural Gas Fired Combustion Turbine | 67.7 | Electric Utility
56909 | Gap Pacific Distribution Center | 1 | Solar Photovoltaic | 0.3 | Commercial Non-CHP
56909 | Gap Pacific Distribution Center | 2 | Solar Photovoltaic | 0.3 | Commercial Non-CHP
56909 | Gap Pacific Distribution Center | 3 | Solar Photovoltaic | 0.3 | Commercial Non-CHP
56909 | Gap Pacific Distribution Center | 4 | Solar Photovoltaic | 0.3 | Commercial Non-CHP
56911 | Broad Mountain | GEN1 | Landfill Gas | 5.5 | IPP Non-CHP
56911 | Broad Mountain | GEN2 | Landfill Gas | 5.5 | IPP Non-CHP
56912 | Langdon Wind II LLC | GE15 | Onshore Wind Turbine | 40.5 | IPP Non-CHP
56913 | Osceola Windpower II | CL25 | Onshore Wind Turbine | 50 | IPP Non-CHP
56914 | Orange Grove Peaking Facility | CTG1 | Natural Gas Fired Combustion Turbine | 59 | IPP Non-CHP
56914 | Orange Grove Peaking Facility | CTG2 | Natural Gas Fired Combustion Turbine | 59 | IPP Non-CHP
56915 | SAS Solar Farm | 1 | Solar Photovoltaic | 0.5 | IPP Non-CHP
56915 | SAS Solar Farm | 2 | Solar Photovoltaic | 0.5 | IPP Non-CHP
56915 | SAS Solar Farm | 3 | Solar Photovoltaic | 0.5 | IPP Non-CHP
56915 | SAS Solar Farm | 4 | Solar Photovoltaic | 0.5 | IPP Non-CHP
56917 | Imperial Valley Solar, LLC | 1 | Solar Photovoltaic | 101 | IPP Non-CHP
56917 | Imperial Valley Solar, LLC | 1A | Solar Photovoltaic | 64.6 | IPP Non-CHP
56917 | Imperial Valley Solar, LLC | 1B | Solar Photovoltaic | 34.3 | IPP Non-CHP
56919 | FPL Energy Ashtabula Wind LLC | GE15 | Onshore Wind Turbine | 148.5 | IPP Non-CHP
56920 | EC&R Panther Creek Wind Farm I | 1 | Onshore Wind Turbine | 142.5 | IPP Non-CHP
56921 | EC&R Panther Creek Wind Farm II | 1 | Onshore Wind Turbine | 115.5 | IPP Non-CHP
56922 | WWRF Solar Plant | EAST | Solar Photovoltaic | 0.5 | IPP Non-CHP
56922 | WWRF Solar Plant | WEST | Solar Photovoltaic | 1.2 | IPP Non-CHP
56923 | FPL Energy Crystal Lake Wind LLC | GE15 | Onshore Wind Turbine | 150 | IPP Non-CHP
56924 | FPL Energy Story Wind LLC | GE15 | Onshore Wind Turbine | 150 | IPP Non-CHP
56925 | FPL Energy Crystal Lake Wind II LLC | CL25 | Onshore Wind Turbine | 200 | IPP Non-CHP
56928 | Fairfield University CHP Plant | CHP1 | Natural Gas Fired Combustion Turbine | 4.5 | Commercial CHP
56929 | DeSoto Next Generation Solar Energy | 1 | Solar Photovoltaic | 25 | Electric Utility
56930 | Space Coast Next Gen Solar Energy | 1 | Solar Photovoltaic | 10 | Electric Utility
56931 | Aspen Biomass Power Plant | GEN7 | Wood/Wood Waste Biomass | 44 | IPP Non-CHP
56932 | Biotech LS 0836 | BLS1 | Petroleum Liquids | 1 | Commercial Non-CHP
56933 | Threemile Canyon Wind I LLC | 1 | Onshore Wind Turbine | 9.9 | IPP Non-CHP
56934 | Cassia Wind Farm LLC | 1 | Onshore Wind Turbine | 10.5 | IPP Non-CHP
56935 | Cassia Gulch Wind Park LLC | 1 | Onshore Wind Turbine | 18.9 | IPP Non-CHP
56936 | Brookfield Power Glen Falls Hydro | GEN1 | Conventional Hydroelectric | 2.4 | Industrial Non-CHP
56936 | Brookfield Power Glen Falls Hydro | GEN2 | Conventional Hydroelectric | 2 | Industrial Non-CHP
56936 | Brookfield Power Glen Falls Hydro | GEN3 | Conventional Hydroelectric | 2.2 | Industrial Non-CHP
56936 | Brookfield Power Glen Falls Hydro | GEN4 | Conventional Hydroelectric | 2.4 | Industrial Non-CHP
56936 | Brookfield Power Glen Falls Hydro | GEN5 | Conventional Hydroelectric | 2.8 | Industrial Non-CHP
56937 | Fairbanks Morse Engine | IPE | Petroleum Liquids | 1.5 | Industrial Non-CHP
56938 | SunEdison LV Sutton Plant Site | NCP1 | Solar Photovoltaic | 1.2 | IPP Non-CHP
56939 | NRG Solar Blythe LLC | 1 | Solar Photovoltaic | 21 | IPP Non-CHP
56941 | Grand Ridge Wind Energy Center | 1 | Onshore Wind Turbine | 99 | IPP Non-CHP
56941 | Grand Ridge Wind Energy Center | 2 | Onshore Wind Turbine | 51 | IPP Non-CHP
56941 | Grand Ridge Wind Energy Center | 3 | Onshore Wind Turbine | 49.5 | IPP Non-CHP
56941 | Grand Ridge Wind Energy Center | 4 | Onshore Wind Turbine | 10.5 | IPP Non-CHP
56942 | Forward Wind Energy Center | 1 | Onshore Wind Turbine | 99 | IPP Non-CHP
56942 | Forward Wind Energy Center | 2 | Onshore Wind Turbine | 30 | IPP Non-CHP
56944 | CM10 | PV01 | Solar Photovoltaic | 10 | IPP Non-CHP
56945 | High Lonesome Mesa LLC | 1 | Onshore Wind Turbine | 100 | IPP Non-CHP
56946 | Buffalo Bear LLC | 1 | Onshore Wind Turbine | 18.9 | IPP Non-CHP
56947 | Elkhorn Ridge Wind LLC | 1 | Onshore Wind Turbine | 81 | IPP Non-CHP
56948 | Coolidge Generation Station | 1 | Natural Gas Fired Combustion Turbine | 60.5 | IPP Non-CHP
56948 | Coolidge Generation Station | 10 | Natural Gas Fired Combustion Turbine | 60.5 | IPP Non-CHP
56948 | Coolidge Generation Station | 11 | Natural Gas Fired Combustion Turbine | 60.5 | IPP Non-CHP
56948 | Coolidge Generation Station | 12 | Natural Gas Fired Combustion Turbine | 60.5 | IPP Non-CHP
56948 | Coolidge Generation Station | 2 | Natural Gas Fired Combustion Turbine | 60.5 | IPP Non-CHP
56948 | Coolidge Generation Station | 3 | Natural Gas Fired Combustion Turbine | 60.5 | IPP Non-CHP
56948 | Coolidge Generation Station | 4 | Natural Gas Fired Combustion Turbine | 60.5 | IPP Non-CHP
56948 | Coolidge Generation Station | 5 | Natural Gas Fired Combustion Turbine | 60.5 | IPP Non-CHP
56948 | Coolidge Generation Station | 6 | Natural Gas Fired Combustion Turbine | 60.5 | IPP Non-CHP
56948 | Coolidge Generation Station | 7 | Natural Gas Fired Combustion Turbine | 60.5 | IPP Non-CHP
56948 | Coolidge Generation Station | 8 | Natural Gas Fired Combustion Turbine | 60.5 | IPP Non-CHP
56948 | Coolidge Generation Station | 9 | Natural Gas Fired Combustion Turbine | 60.5 | IPP Non-CHP
56951 | Enoree Phase II Landfill Gas Recovery | 1 | Landfill Gas | 1.6 | IPP Non-CHP
56951 | Enoree Phase II Landfill Gas Recovery | 2 | Landfill Gas | 1.6 | IPP Non-CHP
56952 | Willow Creek Energy Center | 1 | Onshore Wind Turbine | 72 | IPP Non-CHP
56953 | High Sheldon Wind Farm | 1 | Onshore Wind Turbine | 112 | IPP Non-CHP
56954 | Gastonia Prime Power Park | 1 | Petroleum Liquids | 2.3 | Electric Utility
56954 | Gastonia Prime Power Park | 2 | Petroleum Liquids | 2.3 | Electric Utility
56954 | Gastonia Prime Power Park | 3 | Petroleum Liquids | 1.8 | Electric Utility
56954 | Gastonia Prime Power Park | 4 | Petroleum Liquids | 1.8 | Electric Utility
56954 | Gastonia Prime Power Park | 5 | Petroleum Liquids | 1.8 | Electric Utility
56954 | Gastonia Prime Power Park | 6 | Petroleum Liquids | 1.8 | Electric Utility
56956 | Bull Creek Wind | 001 | Onshore Wind Turbine | 180 | IPP Non-CHP
56957 | Pioneer Crossing Energy, LLC | LFG1 | Landfill Gas | 1.6 | IPP Non-CHP
56957 | Pioneer Crossing Energy, LLC | LFG2 | Landfill Gas | 1.6 | IPP Non-CHP
56957 | Pioneer Crossing Energy, LLC | LFG3 | Landfill Gas | 1.6 | IPP Non-CHP
56957 | Pioneer Crossing Energy, LLC | LFG4 | Landfill Gas | 1.6 | IPP Non-CHP
56957 | Pioneer Crossing Energy, LLC | LFG5 | Landfill Gas | 1.6 | IPP Non-CHP
56958 | DANC LFGTE Facility | GEN1 | Landfill Gas | 1.6 | IPP Non-CHP
56958 | DANC LFGTE Facility | GEN2 | Landfill Gas | 1.6 | IPP Non-CHP
56958 | DANC LFGTE Facility | GEN3 | Landfill Gas | 1.6 | IPP Non-CHP
56958 | DANC LFGTE Facility | GEN4 | Landfill Gas | 1.6 | IPP Non-CHP
56959 | Ocotillo Windpower | OWF | Onshore Wind Turbine | 58.8 | IPP Non-CHP
56960 | Happy Jack Windpower Project | HJW01 | Onshore Wind Turbine | 29.4 | IPP Non-CHP
56961 | Notrees Windpower | BATT | Batteries | 36 | IPP Non-CHP
56961 | Notrees Windpower | GE | Onshore Wind Turbine | 60 | IPP Non-CHP
56961 | Notrees Windpower | VESTA | Onshore Wind Turbine | 92.5 | IPP Non-CHP
56962 | Iredell County LFG Facility | 1 | Landfill Gas | 1.6 | IPP Non-CHP
56962 | Iredell County LFG Facility | 2 | Landfill Gas | 1.6 | IPP Non-CHP
56963 | West Deptford Energy Station | E101 | Natural Gas Fired Combined Cycle | 225 | IPP Non-CHP
56963 | West Deptford Energy Station | E102 | Natural Gas Fired Combined Cycle | 225 | IPP Non-CHP
56963 | West Deptford Energy Station | STG1 | Natural Gas Fired Combined Cycle | 304 | IPP Non-CHP
56964 | Bayonne Energy Center | GT1 | Natural Gas Fired Combustion Turbine | 64 | IPP Non-CHP
56964 | Bayonne Energy Center | GT2 | Natural Gas Fired Combustion Turbine | 64 | IPP Non-CHP
56964 | Bayonne Energy Center | GT3 | Natural Gas Fired Combustion Turbine | 64 | IPP Non-CHP
56964 | Bayonne Energy Center | GT4 | Natural Gas Fired Combustion Turbine | 64 | IPP Non-CHP
56964 | Bayonne Energy Center | GT5 | Natural Gas Fired Combustion Turbine | 64 | IPP Non-CHP
56964 | Bayonne Energy Center | GT6 | Natural Gas Fired Combustion Turbine | 64 | IPP Non-CHP
56964 | Bayonne Energy Center | GT7 | Natural Gas Fired Combustion Turbine | 64 | IPP Non-CHP
56964 | Bayonne Energy Center | GT8 | Natural Gas Fired Combustion Turbine | 64 | IPP Non-CHP
56966 | QVC Inc | 1 | Solar Photovoltaic | 1 | IPP Non-CHP
56967 | Butter Creek Power LLC | 1 | Onshore Wind Turbine | 5 | IPP Non-CHP
56968 | Big Top LLC | 1 | Onshore Wind Turbine | 1.7 | IPP Non-CHP
56969 | Four Corners Windfarm LLC | 1 | Onshore Wind Turbine | 10 | IPP Non-CHP
56970 | Four Mile Canyon Windfarm LLC | 1 | Onshore Wind Turbine | 10 | IPP Non-CHP
56971 | Oregon Trail Windfarm LLC | 1 | Onshore Wind Turbine | 9.9 | IPP Non-CHP
56972 | Pacific Canyon Windfarm LLC | 1 | Onshore Wind Turbine | 8.3 | IPP Non-CHP
56973 | Sand Ranch Windfarm LLC | 1 | Onshore Wind Turbine | 9.9 | IPP Non-CHP
56974 | Wagon Trail LLC | 1 | Onshore Wind Turbine | 3.3 | IPP Non-CHP
56975 | Ward Butte Windfarm LLC | 1 | Onshore Wind Turbine | 6.6 | IPP Non-CHP
56978 | Sears Hydroelectric Plant | 1 | Conventional Hydroelectric | 0.4 | IPP Non-CHP
56978 | Sears Hydroelectric Plant | 2 | Conventional Hydroelectric | 0.4 | IPP Non-CHP
56978 | Sears Hydroelectric Plant | 3 | Conventional Hydroelectric | 0.3 | IPP Non-CHP
56978 | Sears Hydroelectric Plant | 4 | Conventional Hydroelectric | 0.3 | IPP Non-CHP
56979 | EC&R Panther Creek Wind Farm III | 1 | Onshore Wind Turbine | 199.5 | IPP Non-CHP
56980 | Stony Creek Wind Farm LLC | 1 | Onshore Wind Turbine | 52.5 | IPP Non-CHP
56981 | Pyron Wind Farm LLC | 1 | Onshore Wind Turbine | 249 | IPP Non-CHP
56982 | NGP Blue Mountain I LLC | BM1 | Geothermal | 21.3 | IPP Non-CHP
56982 | NGP Blue Mountain I LLC | BM2 | Geothermal | 21.3 | IPP Non-CHP
56982 | NGP Blue Mountain I LLC | BM3 | Geothermal | 21.3 | IPP Non-CHP
56983 | EC&R Papalote Creek I LLC | 1 | Onshore Wind Turbine | 180 | IPP Non-CHP
56984 | Inadale Wind Farm LLC | 1 | Onshore Wind Turbine | 197 | IPP Non-CHP
56985 | Smoky Hills Wind Project Phase II | SMKII | Onshore Wind Turbine | 148.5 | IPP Non-CHP
56986 | Clinton LFGTE Facility | GEN1 | Landfill Gas | 1.6 | IPP Non-CHP
56986 | Clinton LFGTE Facility | GEN2 | Landfill Gas | 1.6 | IPP Non-CHP
56986 | Clinton LFGTE Facility | GEN3 | Landfill Gas | 1.6 | IPP Non-CHP
56986 | Clinton LFGTE Facility | GEN4 | Landfill Gas | 1.6 | IPP Non-CHP
56987 | Hyland LFGTE Facility | GEN1 | Landfill Gas | 1.6 | IPP Non-CHP
56987 | Hyland LFGTE Facility | GEN2 | Landfill Gas | 1.6 | IPP Non-CHP
56987 | Hyland LFGTE Facility | GEN3 | Landfill Gas | 1.6 | IPP Non-CHP
56989 | Stetson Wind I | 1 | Onshore Wind Turbine | 57 | IPP Non-CHP
56990 | Rollins Wind Project | 1 | Onshore Wind Turbine | 60 | IPP Non-CHP
56991 | Stetson Wind II | 1 | Onshore Wind Turbine | 25.5 | IPP Non-CHP
56993 | MF Mesa Lane LLC | MESA | Solar Photovoltaic | 3 | IPP Non-CHP
56994 | Grand Meadow | WND67 | Onshore Wind Turbine | 100.5 | Electric Utility
56995 | Georgetown LFGTE | G1 | Landfill Gas | 1.1 | Electric Utility
56996 | Solar Photovoltaic Project #02 | S1A | Solar Photovoltaic | 0.5 | Electric Utility
56996 | Solar Photovoltaic Project #02 | S1B | Solar Photovoltaic | 0.5 | Electric Utility
56997 | Arrowrock Hydroelectric Project | 1 | Conventional Hydroelectric | 7.5 | IPP Non-CHP
56997 | Arrowrock Hydroelectric Project | 2 | Conventional Hydroelectric | 7.5 | IPP Non-CHP
56998 | Pueblo Airport Generating Station | 4 | Natural Gas Fired Combined Cycle | 40 | IPP Non-CHP
56998 | Pueblo Airport Generating Station | 43 | Natural Gas Fired Combined Cycle | 20 | IPP Non-CHP
56998 | Pueblo Airport Generating Station | 5 | Natural Gas Fired Combined Cycle | 40 | IPP Non-CHP
56998 | Pueblo Airport Generating Station | 53 | Natural Gas Fired Combined Cycle | 20 | IPP Non-CHP
56998 | Pueblo Airport Generating Station | 6 | Natural Gas Fired Combined Cycle | 40 | IPP Non-CHP
56998 | Pueblo Airport Generating Station | 7 | Natural Gas Fired Combined Cycle | 40 | IPP Non-CHP
56998 | Pueblo Airport Generating Station | GT1 | Natural Gas Fired Combustion Turbine | 100 | IPP Non-CHP
56998 | Pueblo Airport Generating Station | GT2 | Natural Gas Fired Combustion Turbine | 100 | IPP Non-CHP
57001 | El Cajon Energy Center | GEN1 | Natural Gas Fired Combustion Turbine | 49.9 | IPP Non-CHP
57002 | Oakfield Wind Project | 1 | Onshore Wind Turbine | 148 | IPP Non-CHP
57003 | Fulton LFGTE Facility | GEN1 | Landfill Gas | 1.6 | IPP Non-CHP
57003 | Fulton LFGTE Facility | GEN2 | Landfill Gas | 1.6 | IPP Non-CHP
57004 | SunEdison Walgreens Moreno Valley | 1 | Solar Photovoltaic | 1 | IPP Non-CHP
57005 | Mariani Packing Vacaville Solar | 1 | Solar Photovoltaic | 1 | IPP Non-CHP
57006 | Walgreens Woodland Distribution Center | 1 | Solar Photovoltaic | 1 | IPP Non-CHP
57007 | SunEdison Ironwood State Prison | 1 | Solar Photovoltaic | 1 | IPP Non-CHP
57008 | SunEdison Procter & Gamble Oxnard | 1 | Solar Photovoltaic | 1 | IPP Non-CHP
57009 | Kohls San Bernardino Solar Facility | 1 | Solar Photovoltaic | 1 | IPP Non-CHP
57010 | SunEdison Anheuser Busch Fairfield | 1 | Solar Photovoltaic | 1 | IPP Non-CHP
57011 | Chuckawalla Valley State Prison | 1 | Solar Photovoltaic | 1 | IPP Non-CHP
57012 | SunEdison Walmart Apple Valley DC | 1 | Solar Photovoltaic | 1 | IPP Non-CHP
57014 | Waste Management Arden LFGTE | GEN1 | Landfill Gas | 0.8 | IPP Non-CHP
57014 | Waste Management Arden LFGTE | GEN2 | Landfill Gas | 0.8 | IPP Non-CHP
57014 | Waste Management Arden LFGTE | GEN3 | Landfill Gas | 0.8 | IPP Non-CHP
57014 | Waste Management Arden LFGTE | GEN4 | Landfill Gas | 0.8 | IPP Non-CHP
57014 | Waste Management Arden LFGTE | GEN5 | Landfill Gas | 0.8 | IPP Non-CHP
57014 | Waste Management Arden LFGTE | GEN6 | Landfill Gas | 0.8 | IPP Non-CHP
57015 | Waste Management Columbia Ridge LFGTE | GEN1 | Landfill Gas | 0.8 | IPP Non-CHP
57015 | Waste Management Columbia Ridge LFGTE | GEN10 | Landfill Gas | 1.6 | IPP Non-CHP
57015 | Waste Management Columbia Ridge LFGTE | GEN11 | Landfill Gas | 1.6 | IPP Non-CHP
57015 | Waste Management Columbia Ridge LFGTE | GEN12 | Landfill Gas | 1.6 | IPP Non-CHP
57015 | Waste Management Columbia Ridge LFGTE | GEN2 | Landfill Gas | 0.8 | IPP Non-CHP
57015 | Waste Management Columbia Ridge LFGTE | GEN3 | Landfill Gas | 0.8 | IPP Non-CHP
57015 | Waste Management Columbia Ridge LFGTE | GEN4 | Landfill Gas | 0.8 | IPP Non-CHP
57015 | Waste Management Columbia Ridge LFGTE | GEN5 | Landfill Gas | 0.8 | IPP Non-CHP
57015 | Waste Management Columbia Ridge LFGTE | GEN6 | Landfill Gas | 0.8 | IPP Non-CHP
57015 | Waste Management Columbia Ridge LFGTE | GEN7 | Landfill Gas | 0.8 | IPP Non-CHP
57015 | Waste Management Columbia Ridge LFGTE | GEN8 | Landfill Gas | 0.8 | IPP Non-CHP
57015 | Waste Management Columbia Ridge LFGTE | GEN9 | Landfill Gas | 1.6 | IPP Non-CHP
57016 | Waste Management Crossroads LFGTE | GEN1 | Landfill Gas | 1.6 | IPP Non-CHP
57016 | Waste Management Crossroads LFGTE | GEN2 | Landfill Gas | 1.6 | IPP Non-CHP
57017 | Spruce Ridge Gas Recovery | GEN1 | Landfill Gas | 0.8 | IPP Non-CHP
57017 | Spruce Ridge Gas Recovery | GEN2 | Landfill Gas | 0.8 | IPP Non-CHP
57017 | Spruce Ridge Gas Recovery | GEN3 | Landfill Gas | 0.8 | IPP Non-CHP
57017 | Spruce Ridge Gas Recovery | GEN4 | Landfill Gas | 0.8 | IPP Non-CHP
57018 | Waste Management Middle Peninsula LFGTE | GEN1 | Landfill Gas | 0.8 | IPP Non-CHP
57018 | Waste Management Middle Peninsula LFGTE | GEN2 | Landfill Gas | 0.8 | IPP Non-CHP
57018 | Waste Management Middle Peninsula LFGTE | GEN3 | Landfill Gas | 0.8 | IPP Non-CHP
57018 | Waste Management Middle Peninsula LFGTE | GEN4 | Landfill Gas | 0.8 | IPP Non-CHP
57018 | Waste Management Middle Peninsula LFGTE | GEN5 | Landfill Gas | 0.8 | IPP Non-CHP
57018 | Waste Management Middle Peninsula LFGTE | GEN6 | Landfill Gas | 0.8 | IPP Non-CHP
57018 | Waste Management Middle Peninsula LFGTE | GEN7 | Landfill Gas | 0.8 | IPP Non-CHP
57018 | Waste Management Middle Peninsula LFGTE | GEN8 | Landfill Gas | 0.8 | IPP Non-CHP
57019 | Riverbend Landfill | GEN1 | Landfill Gas | 0.8 | IPP Non-CHP
57019 | Riverbend Landfill | GEN2 | Landfill Gas | 0.8 | IPP Non-CHP
57019 | Riverbend Landfill | GEN3 | Landfill Gas | 0.8 | IPP Non-CHP
57019 | Riverbend Landfill | GEN4 | Landfill Gas | 0.8 | IPP Non-CHP
57019 | Riverbend Landfill | GEN5 | Landfill Gas | 0.8 | IPP Non-CHP
57019 | Riverbend Landfill | GEN6 | Landfill Gas | 0.8 | IPP Non-CHP
57020 | Westside Landfill Gas Recovery | GEN1 | Landfill Gas | 1.6 | IPP Non-CHP
57020 | Westside Landfill Gas Recovery | GEN2 | Landfill Gas | 1.6 | IPP Non-CHP
57020 | Westside Landfill Gas Recovery | GEN3 | Landfill Gas | 1.6 | IPP Non-CHP
57021 | Waste Management Madison County LFGTE | GEN1 | Landfill Gas | 1.6 | IPP Non-CHP
57022 | Waste Management King George LFGTE | GEN1 | Landfill Gas | 3.3 | IPP Non-CHP
57022 | Waste Management King George LFGTE | GEN2 | Landfill Gas | 3.3 | IPP Non-CHP
57022 | Waste Management King George LFGTE | GEN3 | Landfill Gas | 3.3 | IPP Non-CHP
57022 | Waste Management King George LFGTE | GEN4 | Landfill Gas | 3.3 | IPP Non-CHP
57023 | Waste Management Rolling Meadows LFGTE | GEN1 | Landfill Gas | 0.8 | IPP Non-CHP
57023 | Waste Management Rolling Meadows LFGTE | GEN2 | Landfill Gas | 0.8 | IPP Non-CHP
57023 | Waste Management Rolling Meadows LFGTE | GEN3 | Landfill Gas | 0.8 | IPP Non-CHP
57023 | Waste Management Rolling Meadows LFGTE | GEN4 | Landfill Gas | 0.8 | IPP Non-CHP
57023 | Waste Management Rolling Meadows LFGTE | GEN5 | Landfill Gas | 0.8 | IPP Non-CHP
57023 | Waste Management Rolling Meadows LFGTE | GEN6 | Landfill Gas | 0.8 | IPP Non-CHP
57023 | Waste Management Rolling Meadows LFGTE | GEN7 | Landfill Gas | 0.8 | IPP Non-CHP
57024 | Waste Management Northern Oaks LFGTE | GEN1 | Landfill Gas | 1.6 | IPP Non-CHP
57025 | Waste Management Eco Vista LFGTE | GEN1 | Landfill Gas | 0.8 | IPP Non-CHP
57025 | Waste Management Eco Vista LFGTE | GEN2 | Landfill Gas | 0.8 | IPP Non-CHP
57025 | Waste Management Eco Vista LFGTE | GEN3 | Landfill Gas | 0.8 | IPP Non-CHP
57025 | Waste Management Eco Vista LFGTE | GEN4 | Landfill Gas | 0.8 | IPP Non-CHP
57025 | Waste Management Eco Vista LFGTE | GEN5 | Landfill Gas | 0.8 | IPP Non-CHP
57026 | Superior Landfill Gas Recovery | GEN 5 | Landfill Gas | 0.8 | IPP Non-CHP
57026 | Superior Landfill Gas Recovery | GEN1 | Landfill Gas | 0.8 | IPP Non-CHP
57026 | Superior Landfill Gas Recovery | GEN2 | Landfill Gas | 0.8 | IPP Non-CHP
57026 | Superior Landfill Gas Recovery | GEN3 | Landfill Gas | 0.8 | IPP Non-CHP
57026 | Superior Landfill Gas Recovery | GEN4 | Landfill Gas | 0.8 | IPP Non-CHP
57026 | Superior Landfill Gas Recovery | GEN6 | Landfill Gas | 0.8 | IPP Non-CHP
57026 | Superior Landfill Gas Recovery | GEN7 | Landfill Gas | 0.8 | IPP Non-CHP
57026 | Superior Landfill Gas Recovery | GEN8 | Landfill Gas | 0.8 | IPP Non-CHP
57027 | Canyon Power Plant | CPP1 | Natural Gas Fired Combustion Turbine | 50 | Electric Utility
57027 | Canyon Power Plant | CPP2 | Natural Gas Fired Combustion Turbine | 50 | Electric Utility
57027 | Canyon Power Plant | CPP3 | Natural Gas Fired Combustion Turbine | 50 | Electric Utility
57027 | Canyon Power Plant | CPP4 | Natural Gas Fired Combustion Turbine | 50 | Electric Utility
57028 | Langley Gulch Power Plant | GTG | Natural Gas Fired Combined Cycle | 187 | Electric Utility
57028 | Langley Gulch Power Plant | STG | Natural Gas Fired Combined Cycle | 131.5 | Electric Utility
57029 | Cleveland Cnty Generating Facility | 1 | Natural Gas Fired Combustion Turbine | 184 | IPP Non-CHP
57029 | Cleveland Cnty Generating Facility | 2 | Natural Gas Fired Combustion Turbine | 184 | IPP Non-CHP
57029 | Cleveland Cnty Generating Facility | 3 | Natural Gas Fired Combustion Turbine | 184 | IPP Non-CHP
57029 | Cleveland Cnty Generating Facility | 4 | Natural Gas Fired Combustion Turbine | 184 | IPP Non-CHP
57030 | Pacolet Diesel Generation Facility | DI 1 | Petroleum Liquids | 1.8 | Electric Utility
57030 | Pacolet Diesel Generation Facility | DI 2 | Petroleum Liquids | 1.8 | Electric Utility
57030 | Pacolet Diesel Generation Facility | DI 3 | Petroleum Liquids | 1.8 | Electric Utility
57031 | Luverne Wind Farm | 1 | Onshore Wind Turbine | 49.5 | Electric Utility
57032 | Ashtabula Wind Energy Center | 1 | Onshore Wind Turbine | 48 | Electric Utility
57033 | Langdon Wind Energy Center | 1 | Onshore Wind Turbine | 40.5 | Electric Utility
57034 | Willmar Municipal East Substation | E04 | Petroleum Liquids | 2 | Electric Utility
57034 | Willmar Municipal East Substation | E05 | Petroleum Liquids | 2 | Electric Utility
57034 | Willmar Municipal East Substation | E06 | Petroleum Liquids | 2 | Electric Utility
57035 | Willmar Municipal SW Substation | SW01 | Petroleum Liquids | 2 | Electric Utility
57035 | Willmar Municipal SW Substation | SW02 | Petroleum Liquids | 2 | Electric Utility
57035 | Willmar Municipal SW Substation | SW03 | Petroleum Liquids | 2 | Electric Utility
57036 | Southcentral Power Project | 1 | Natural Gas Fired Combined Cycle | 48.8 | Electric Utility
57036 | Southcentral Power Project | 2 | Natural Gas Fired Combined Cycle | 48.8 | Electric Utility
57036 | Southcentral Power Project | 3 | Natural Gas Fired Combined Cycle | 48.8 | Electric Utility
57036 | Southcentral Power Project | 4 | Natural Gas Fired Combined Cycle | 57.5 | Electric Utility
57037 | Kemper County IGCC Project | 1A | Natural Gas Fired Combined Cycle | 235.5 | Electric Utility
57037 | Kemper County IGCC Project | 1B | Natural Gas Fired Combined Cycle | 235.5 | Electric Utility
57037 | Kemper County IGCC Project | 1C | Natural Gas Fired Combined Cycle | 369 | Electric Utility
57038 | Bison I Wind Energy Center | PHS1 | Onshore Wind Turbine | 36.8 | Electric Utility
57038 | Bison I Wind Energy Center | PHS2 | Onshore Wind Turbine | 42.7 | Electric Utility
57039 | McFadden Ridge | 1 | Onshore Wind Turbine | 29.7 | Electric Utility
57040 | High Plains | 1 | Onshore Wind Turbine | 103.3 | Electric Utility
57041 | Vaca Dixon Solar Station | 1 | Solar Photovoltaic | 2 | Electric Utility
57042 | CSU East Bay | 1 | Other Natural Gas | 1.4 | Electric Utility
57043 | SF State University | 1 | Other Natural Gas | 0.2 | Electric Utility
57043 | SF State University | 2 | Other Natural Gas | 1.4 | Electric Utility
57044 | Armenia Mountain Wind Farm | 1 | Onshore Wind Turbine | 100.5 | IPP Non-CHP
57045 | Rolling Thunder Wind Farm | 1 | Onshore Wind Turbine | 25 | IPP Non-CHP
57046 | Archer Daniels Midland Columbus | GEN1 | Conventional Steam Coal | 71.4 | Industrial CHP
57047 | Nobles Wind Project | 1 | Onshore Wind Turbine | 201 | Electric Utility
57049 | NaturEner Glacier Wind Energy 1 | NGW1 | Onshore Wind Turbine | 106.5 | IPP Non-CHP
57050 | NaturEner Glacier Wind Energy 2 | NGW2 | Onshore Wind Turbine | 103.5 | IPP Non-CHP
57051 | Noatak | 5A | Petroleum Liquids | 0.5 | Electric Utility
57051 | Noatak | UNIT2 | Petroleum Liquids | 0.3 | Electric Utility
57051 | Noatak | UNIT4 | Petroleum Liquids | 0.5 | Electric Utility
57052 | Savoonga | UNIT1 | Petroleum Liquids | 0.4 | Electric Utility
57052 | Savoonga | UNIT2 | Petroleum Liquids | 0.5 | Electric Utility
57052 | Savoonga | UNIT3 | Petroleum Liquids | 0.8 | Electric Utility
57053 | Alakanuk | UNIT1 | Petroleum Liquids | 0.4 | Electric Utility
57053 | Alakanuk | UNIT2 | Petroleum Liquids | 0.5 | Electric Utility
57053 | Alakanuk | UNIT3 | Petroleum Liquids | 0.4 | Electric Utility
57053 | Alakanuk | UNIT4 | Petroleum Liquids | 0.8 | Electric Utility
57054 | Upper Kalskag | UNIT1 | Petroleum Liquids | 0.2 | Electric Utility
57054 | Upper Kalskag | UNIT2 | Petroleum Liquids | 0.4 | Electric Utility
57054 | Upper Kalskag | UNIT3 | Petroleum Liquids | 0.5 | Electric Utility
57055 | Stebbins | 1 | Petroleum Liquids | 0.5 | Electric Utility
57055 | Stebbins | 2 | Petroleum Liquids | 0.5 | Electric Utility
57055 | Stebbins | 3 | Petroleum Liquids | 0.5 | Electric Utility
57055 | Stebbins | 4 | Petroleum Liquids | 0.5 | Electric Utility
57056 | Scammon Bay | UNIT1 | Petroleum Liquids | 0.4 | Electric Utility
57056 | Scammon Bay | UNIT2 | Petroleum Liquids | 0.4 | Electric Utility
57056 | Scammon Bay | UNIT3 | Petroleum Liquids | 0.5 | Electric Utility
57057 | Quinhagak | UNIT1 | Petroleum Liquids | 0.4 | Electric Utility
57057 | Quinhagak | UNIT2 | Petroleum Liquids | 0.3 | Electric Utility
57057 | Quinhagak | UNIT3 | Petroleum Liquids | 0.4 | Electric Utility
57058 | Pilot Station | UNIT1 | Petroleum Liquids | 0.4 | Electric Utility
57058 | Pilot Station | UNIT2 | Petroleum Liquids | 0.5 | Electric Utility
57058 | Pilot Station | UNIT3 | Petroleum Liquids | 0.3 | Electric Utility
57059 | Koyuk | UNIT1 | Petroleum Liquids | 0.2 | Electric Utility
57059 | Koyuk | UNIT2 | Petroleum Liquids | 0.4 | Electric Utility
57059 | Koyuk | UNIT3 | Petroleum Liquids | 0.5 | Electric Utility
57060 | Elim | UNIT1 | Petroleum Liquids | 0.2 | Electric Utility
57060 | Elim | UNIT2 | Petroleum Liquids | 0.4 | Electric Utility
57060 | Elim | UNIT3 | Petroleum Liquids | 1 | Electric Utility
57061 | St. Michael | 4 | Petroleum Liquids | 0.7 | Electric Utility
57062 | Gambell | 1A | Petroleum Liquids | 0.3 | Electric Utility
57062 | Gambell | UNIT2 | Petroleum Liquids | 0.5 | Electric Utility
57062 | Gambell | UNIT3 | Petroleum Liquids | 0.8 | Electric Utility
57063 | Shungnak | UNIT1 | Petroleum Liquids | 0.2 | Electric Utility
57063 | Shungnak | UNIT2 | Petroleum Liquids | 0.3 | Electric Utility
57063 | Shungnak | UNIT3 | Petroleum Liquids | 0.3 | Electric Utility
57063 | Shungnak | UNIT4 | Petroleum Liquids | 0.4 | Electric Utility
57064 | Kotlik | UNIT1 | Petroleum Liquids | 0.3 | Electric Utility
57064 | Kotlik | UNIT2 | Petroleum Liquids | 0.3 | Electric Utility
57064 | Kotlik | UNIT3 | Petroleum Liquids | 0.4 | Electric Utility
57064 | Kotlik | UNIT4 | Petroleum Liquids | 0.4 | Electric Utility
57065 | Kivalina | UNIT1 | Petroleum Liquids | 0.2 | Electric Utility
57065 | Kivalina | UNIT2 | Petroleum Liquids | 0.3 | Electric Utility
57065 | Kivalina | UNIT3 | Petroleum Liquids | 0.2 | Electric Utility
57065 | Kivalina | UNIT4 | Petroleum Liquids | 0.4 | Electric Utility
57066 | Kasigluk | 5A | Petroleum Liquids | 0.7 | Electric Utility
57066 | Kasigluk | UNIT1 | Petroleum Liquids | 0.4 | Electric Utility
57066 | Kasigluk | UNIT2 | Petroleum Liquids | 0.5 | Electric Utility
57067 | Toksook Bay | UNIT1 | Petroleum Liquids | 0.4 | Electric Utility
57067 | Toksook Bay | UNIT2 | Petroleum Liquids | 0.5 | Electric Utility
57067 | Toksook Bay | UNIT3 | Petroleum Liquids | 0.8 | Electric Utility
57068 | GenConn Middletown LLC | 12 | Petroleum Liquids | 60.5 | IPP Non-CHP
57068 | GenConn Middletown LLC | 13 | Petroleum Liquids | 60.5 | IPP Non-CHP
57068 | GenConn Middletown LLC | 14 | Petroleum Liquids | 60.5 | IPP Non-CHP
57068 | GenConn Middletown LLC | 15 | Petroleum Liquids | 60.5 | IPP Non-CHP
57069 | Twin Cities Hydro LLC | 1 | Conventional Hydroelectric | 4.5 | IPP Non-CHP
57069 | Twin Cities Hydro LLC | 2 | Conventional Hydroelectric | 4.5 | IPP Non-CHP
57069 | Twin Cities Hydro LLC | 3 | Conventional Hydroelectric | 4.5 | IPP Non-CHP
57069 | Twin Cities Hydro LLC | 4 | Conventional Hydroelectric | 4.5 | IPP Non-CHP
57070 | GenConn Devon LLC | 15 | Petroleum Liquids | 60.5 | IPP Non-CHP
57070 | GenConn Devon LLC | 16 | Petroleum Liquids | 60.5 | IPP Non-CHP
57070 | GenConn Devon LLC | 17 | Petroleum Liquids | 60.5 | IPP Non-CHP
57070 | GenConn Devon LLC | 18 | Petroleum Liquids | 60.5 | IPP Non-CHP
57071 | Denton Power LLC | 1 | Landfill Gas | 1.6 | IPP Non-CHP
57072 | Granite City Works | G-1 | Other Gases | 78 | Industrial CHP
57073 | Ivanpah 2 | ST1 | Solar Thermal without Energy Storage | 133.4 | IPP Non-CHP
57074 | Ivanpah 1 | ST1 | Solar Thermal without Energy Storage | 133 | IPP Non-CHP
57075 | Ivanpah 3 | ST1 | Solar Thermal without Energy Storage | 133.4 | IPP Non-CHP
57076 | South Columbus Water Resource Facility | GEN1 | Other Waste Biomass | 1.8 | Commercial CHP
57076 | South Columbus Water Resource Facility | GEN2 | Other Waste Biomass | 1.8 | Commercial CHP
57078 | Steel Winds II | 1 | Onshore Wind Turbine | 15 | IPP Non-CHP
57079 | Milford Wind Corridor I LLC | 1 | Onshore Wind Turbine | 203.5 | IPP Non-CHP
57080 | Sheffield Wind | 1 | Onshore Wind Turbine | 40 | IPP Non-CHP
57081 | Calpine Vineland Solar LLC | CVS1 | Solar Photovoltaic | 2.3 | IPP Non-CHP
57081 | Calpine Vineland Solar LLC | CVS2 | Solar Photovoltaic | 1.8 | IPP Non-CHP
57082 | Kaheawa Wind Power II LLC | 1 | Onshore Wind Turbine | 21 | IPP Non-CHP
57082 | Kaheawa Wind Power II LLC | 2 | Batteries | 10 | IPP Non-CHP
57083 | Bull Hill Wind Project | 1 | Onshore Wind Turbine | 34.5 | IPP Non-CHP
57085 | Lake Dorothy Hydroelectric Project | 1 | Conventional Hydroelectric | 14.3 | Electric Utility
57087 | Kahuku Wind Power LLC | 1 | Onshore Wind Turbine | 30 | IPP Non-CHP
57090 | Campbell Hill Windpower | CHWF | Onshore Wind Turbine | 99 | IPP Non-CHP
57091 | Silver Sage Windpower | SSW01 | Onshore Wind Turbine | 42 | IPP Non-CHP
57093 | Casper Wind Farm | CWGT | Onshore Wind Turbine | 17 | IPP Non-CHP
57094 | Streator Cayuga Ridge South | 1 | Onshore Wind Turbine | 300 | IPP Non-CHP
57095 | Penascal II Wind Project LLC | 1 | Onshore Wind Turbine | 201 | IPP Non-CHP
57096 | Star Point Wind Project LLC | 1 | Onshore Wind Turbine | 98.7 | IPP Non-CHP
57097 | Rugby Wind Power Project | 1 | Onshore Wind Turbine | 149 | IPP Non-CHP
57098 | Dry Lake Wind LLC | 1 | Onshore Wind Turbine | 63 | IPP Non-CHP
57099 | WestRock (WA) | STG1 | Wood/Wood Waste Biomass | 64 | Industrial CHP
57100 | Santa Maria LFG Power Plant | EN01 | Landfill Gas | 1.1 | IPP CHP
57101 | J&A-Santa Maria II LLC | 1 | Landfill Gas | 1.4 | IPP CHP
57102 | Whittier LFG Power Plant #1 | EN01 | Landfill Gas | 1.1 | IPP CHP
57102 | Whittier LFG Power Plant #1 | EN02 | Landfill Gas | 1.1 | IPP CHP
57103 | Newark America Mill | 1 | Natural Gas Steam Turbine | 6.3 | Industrial CHP
57106 | Mesalands Comm College Wind Turbine | 1 | Onshore Wind Turbine | 1.5 | Commercial Non-CHP
57107 | Milford Wind Corridor Stage II LLC | 1 | Onshore Wind Turbine | 102 | IPP Non-CHP
57108 | Blue Canyon Windpower V LLC | GEN 1 | Onshore Wind Turbine | 99 | IPP Non-CHP
57109 | Meadow Lake Wind Farm LLC | GEN 1 | Onshore Wind Turbine | 199.7 | IPP Non-CHP
57110 | Blackstone Wind Farm LLC | GEN 1 | Onshore Wind Turbine | 102 | IPP Non-CHP
57111 | Lost Lakes Wind Farm LLC | GEN 1 | Onshore Wind Turbine | 100 | IPP Non-CHP
57112 | Meadow Lake Wind Farm II LLC | GEN1 | Onshore Wind Turbine | 99 | IPP Non-CHP
57113 | Blackstone Wind Farm II LLC | GEN 1 | Onshore Wind Turbine | 200 | IPP Non-CHP
57115 | Meadow Lake Wind Farm III LLC | GEN 1 | Onshore Wind Turbine | 103.5 | IPP Non-CHP
57118 | Greensburg Wind Farm LLC | GEN 1 | Onshore Wind Turbine | 12.5 | IPP Non-CHP
57119 | Koda Biomass Plant | 2222 | Other Waste Biomass | 23.4 | IPP CHP
57120 | Wilton Wind II LLC | 1 | Onshore Wind Turbine | 49.5 | IPP Non-CHP
57121 | Ashtabula Wind II LLC | 1 | Onshore Wind Turbine | 120 | IPP Non-CHP
57122 | UCI Facilities Management Central Plant | CTG1 | Natural Gas Fired Combined Cycle | 13.5 | Commercial CHP
57122 | UCI Facilities Management Central Plant | STG1 | Natural Gas Fired Combined Cycle | 5.5 | Commercial CHP
57123 | Trail Ridge Landfill Gas Recovery | 1 | Landfill Gas | 1.6 | IPP Non-CHP
57123 | Trail Ridge Landfill Gas Recovery | 2 | Landfill Gas | 1.6 | IPP Non-CHP
57123 | Trail Ridge Landfill Gas Recovery | 3 | Landfill Gas | 1.6 | IPP Non-CHP
57123 | Trail Ridge Landfill Gas Recovery | 4 | Landfill Gas | 1.6 | IPP Non-CHP
57123 | Trail Ridge Landfill Gas Recovery | 5 | Landfill Gas | 1.6 | IPP Non-CHP
57123 | Trail Ridge Landfill Gas Recovery | 6 | Landfill Gas | 1.6 | IPP Non-CHP
57124 | Payne's Ferry | PFWP | Onshore Wind Turbine | 21 | IPP Non-CHP
57125 | Camp Reed | CRWP | Onshore Wind Turbine | 22.5 | IPP Non-CHP
57126 | Yahoo Creek | YCWP | Onshore Wind Turbine | 21 | IPP Non-CHP
57128 | G2 Energy Marion LLC | 357 | Landfill Gas | 1.6 | IPP Non-CHP
57128 | G2 Energy Marion LLC | 358 | Landfill Gas | 1.6 | IPP Non-CHP
57128 | G2 Energy Marion LLC | 360 | Landfill Gas | 0.8 | IPP Non-CHP
57130 | Beaver Ridge Wind | BR1 | Onshore Wind Turbine | 4.5 | IPP Non-CHP
57131 | Stoney Corners Wind Farm | SCWF1 | Onshore Wind Turbine | 60 | IPP Non-CHP
57132 | Nine Mile Gas Processing Plant | 1 | Natural Gas Internal Combustion Engine | 2.8 | Industrial Non-CHP
57132 | Nine Mile Gas Processing Plant | 2 | Natural Gas Internal Combustion Engine | 2.8 | Industrial Non-CHP
57132 | Nine Mile Gas Processing Plant | 3 | Natural Gas Internal Combustion Engine | 2.8 | Industrial Non-CHP
57133 | G2 Energy Ostrom Road LLC | 359 | Landfill Gas | 1.6 | IPP Non-CHP
57133 | G2 Energy Ostrom Road LLC | 361 | Landfill Gas | 1.6 | IPP Non-CHP
57134 | OREG 4 Peetz | 1 | All Other | 4.5 | IPP Non-CHP
57135 | Big Sky Wind LLC | 1 | Onshore Wind Turbine | 240 | IPP Non-CHP
57136 | Tuana Springs | 1 | Onshore Wind Turbine | 16.8 | IPP Non-CHP
57137 | Eurus Combine Hills Turbine Ranch 2 | 1 | Onshore Wind Turbine | 63 | IPP Non-CHP
57138 | Savannah River Site Biomass Cogen | 1 | Wood/Wood Waste Biomass | 20.8 | IPP CHP
57139 | Highland Wind Project (PA) | 1 | Onshore Wind Turbine | 62.5 | IPP Non-CHP
57141 | RV CSU Power LLC | CSU1 | Solar Photovoltaic | 1.9 | Commercial Non-CHP
57151 | Beech Ridge Energy LLC | GEN1 | Onshore Wind Turbine | 100.5 | IPP Non-CHP
57152 | Harvest Wind Project | HWP1 | Onshore Wind Turbine | 98.9 | IPP Non-CHP
57153 | Langford Wind Power | 1 | Onshore Wind Turbine | 150 | IPP Non-CHP
57154 | Mesquite Lake Water & Power Plant 1 | 1209 | Wood/Wood Waste Biomass | 18.1 | IPP Non-CHP
57156 | Barton Chapel Wind Farm | BC | Onshore Wind Turbine | 120 | IPP Non-CHP
57159 | Windy Flats Wind Project | GEN1 | Onshore Wind Turbine | 262.2 | IPP Non-CHP
57160 | White River Lock and Dam 1 | LD#1 | Conventional Hydroelectric | 4.3 | IPP Non-CHP
57161 | White River Lock and Dam 2 | LD#2 | Conventional Hydroelectric | 3.5 | IPP Non-CHP
57162 | White River Lock and Dam 3 | LD#3 | Conventional Hydroelectric | 4.3 | IPP Non-CHP
57163 | Calabasas Gas to Energy Facility | GEN1 | Landfill Gas | 4.6 | Commercial Non-CHP
57163 | Calabasas Gas to Energy Facility | GEN2 | Landfill Gas | 4.6 | Commercial Non-CHP
57163 | Calabasas Gas to Energy Facility | GEN3 | Landfill Gas | 4.6 | Commercial Non-CHP
57165 | Farmers Branch Renewable Energy Facility | GEN1 | Landfill Gas | 1.6 | IPP Non-CHP
57165 | Farmers Branch Renewable Energy Facility | GEN2 | Landfill Gas | 1.6 | IPP Non-CHP
57166 | Waste Management Lockwood LFGTE | GEN1 | Landfill Gas | 1.6 | IPP Non-CHP
57166 | Waste Management Lockwood LFGTE | GEN2 | Landfill Gas | 1.6 | IPP Non-CHP
57167 | Mesquite Creek LFGTE Project | GEN1 | Landfill Gas | 1.6 | IPP Non-CHP
57167 | Mesquite Creek LFGTE Project | GEN2 | Landfill Gas | 1.6 | IPP Non-CHP
57168 | Waste Management Naples LFGTE Project | GEN1 | Landfill Gas | 0.8 | IPP Non-CHP
57168 | Waste Management Naples LFGTE Project | GEN2 | Landfill Gas | 0.8 | IPP Non-CHP
57168 | Waste Management Naples LFGTE Project | GEN3 | Landfill Gas | 0.8 | IPP Non-CHP
57168 | Waste Management Naples LFGTE Project | GEN4 | Landfill Gas | 0.8 | IPP Non-CHP
57168 | Waste Management Naples LFGTE Project | GEN5 | Landfill Gas | 0.8 | IPP Non-CHP
57169 | Waste Management Piedmont LFGTE Project | GEN1 | Landfill Gas | 0.8 | IPP Non-CHP
57169 | Waste Management Piedmont LFGTE Project | GEN2 | Landfill Gas | 0.8 | IPP Non-CHP
57169 | Waste Management Piedmont LFGTE Project | GEN3 | Landfill Gas | 0.8 | IPP Non-CHP
57170 | Suburban Landfill Gas Recovery | GEN1 | Landfill Gas | 0.8 | IPP Non-CHP
57170 | Suburban Landfill Gas Recovery | GEN2 | Landfill Gas | 0.8 | IPP Non-CHP
57170 | Suburban Landfill Gas Recovery | GEN3 | Landfill Gas | 0.8 | IPP Non-CHP
57170 | Suburban Landfill Gas Recovery | GEN4 | Landfill Gas | 0.8 | IPP Non-CHP
57170 | Suburban Landfill Gas Recovery | GEN5 | Landfill Gas | 0.8 | IPP Non-CHP
57170 | Suburban Landfill Gas Recovery | GEN6 | Landfill Gas | 0.8 | IPP Non-CHP
57170 | Suburban Landfill Gas Recovery | GEN7 | Landfill Gas | 0.8 | IPP Non-CHP
57171 | Cedar Hills Wind Farm | 1 | Onshore Wind Turbine | 19.5 | Electric Utility
57172 | Glen Ullin Station 6 | 1 | All Other | 5.3 | Electric Utility
57173 | Bridgewater Dairy Anaerobic Digester | 1 | Other Waste Biomass | 0.6 | Industrial Non-CHP
57173 | Bridgewater Dairy Anaerobic Digester | 2 | Other Waste Biomass | 0.6 | Industrial Non-CHP
57174 | Colorado Highlands Wind | CHW1 | Onshore Wind Turbine | 67.2 | IPP Non-CHP
57174 | Colorado Highlands Wind | CHW2 | Onshore Wind Turbine | 23.8 | IPP Non-CHP
57176 | University of Delaware Wind Turbine | FSMW | Onshore Wind Turbine | 2 | Commercial Non-CHP
57177 | Meadow Lake Wind Farm IV | GEN 1 | Onshore Wind Turbine | 98.7 | IPP Non-CHP
57179 | HSCo CHP | 1 | Natural Gas Fired Combustion Turbine | 4 | Commercial CHP
57182 | PPL Frey Farm Landfill Wind | 1 | Onshore Wind Turbine | 3.2 | IPP Non-CHP
57183 | PPL Glendon LFGTE Plant | 1 | Landfill Gas | 1.6 | IPP Non-CHP
57183 | PPL Glendon LFGTE Plant | 2 | Landfill Gas | 1.6 | IPP Non-CHP
57184 | Orono Hydro Station | 1 | Conventional Hydroelectric | 0.5 | IPP Non-CHP
57184 | Orono Hydro Station | 2 | Conventional Hydroelectric | 0.6 | IPP Non-CHP
57184 | Orono Hydro Station | 3 | Conventional Hydroelectric | 0.8 | IPP Non-CHP
57184 | Orono Hydro Station | 4 | Conventional Hydroelectric | 0.8 | IPP Non-CHP
57186 | Chautauqua LFGTE Facility | GEN1 | Landfill Gas | 1.6 | IPP Non-CHP
57186 | Chautauqua LFGTE Facility | GEN2 | Landfill Gas | 1.6 | IPP Non-CHP
57186 | Chautauqua LFGTE Facility | GEN3 | Landfill Gas | 1.6 | IPP Non-CHP
57186 | Chautauqua LFGTE Facility | GEN4 | Landfill Gas | 1.6 | IPP Non-CHP
57186 | Chautauqua LFGTE Facility | GEN5 | Landfill Gas | 1.6 | IPP Non-CHP
57186 | Chautauqua LFGTE Facility | GEN6 | Landfill Gas | 1.6 | IPP Non-CHP
57187 | Pillar Mountain Wind Project | 1 | Onshore Wind Turbine | 4.5 | Electric Utility
57187 | Pillar Mountain Wind Project | 2 | Onshore Wind Turbine | 4.5 | Electric Utility
57188 | Vantage Wind Energy LLC | 1 | Onshore Wind Turbine | 90 | IPP Non-CHP
57189 | Lost Creek Wind Energy Facility | LCW | Onshore Wind Turbine | 150 | IPP Non-CHP
57190 | Little Quinnesec Falls Hydro Project | UNIT1 | Conventional Hydroelectric | 1.9 | IPP Non-CHP
57190 | Little Quinnesec Falls Hydro Project | UNIT2 | Conventional Hydroelectric | 0.8 | IPP Non-CHP
57190 | Little Quinnesec Falls Hydro Project | UNIT3 | Conventional Hydroelectric | 1.9 | IPP Non-CHP
57190 | Little Quinnesec Falls Hydro Project | UNIT4 | Conventional Hydroelectric | 1 | IPP Non-CHP
57190 | Little Quinnesec Falls Hydro Project | UNIT5 | Conventional Hydroelectric | 1 | IPP Non-CHP
57190 | Little Quinnesec Falls Hydro Project | UNIT6 | Conventional Hydroelectric | 2.4 | IPP Non-CHP
57191 | Exelon Solar Chicago | ECS1 | Solar Photovoltaic | 9 | IPP Non-CHP
57192 | Spring Valley Wind Project | WTG | Onshore Wind Turbine | 150 | IPP Non-CHP
57194 | Day County Wind LLC | GE15 | Onshore Wind Turbine | 99 | IPP Non-CHP
57195 | Lower Snake River Wind Energy Project | LSR 1 | Onshore Wind Turbine | 342.7 | Electric Utility
57196 | High Point, POLO | 1 | Petroleum Liquids | 1.8 | Electric Utility
57197 | Blue Wing Solar Energy Generation | 1 | Solar Photovoltaic | 13.9 | IPP Non-CHP
57198 | Bent Tree Wind Farm Phase 1 | 1 | Onshore Wind Turbine | 201.3 | Electric Utility
57199 | Glacier Hills | 1 | Onshore Wind Turbine | 162 | Electric Utility
57200 | Shelby Solar Energy Generation Facility | 1 | Solar Photovoltaic | 1 | IPP Non-CHP
57201 | FPL Energy Montezuma Winds LLC | S2.3 | Onshore Wind Turbine | 36.8 | IPP Non-CHP
57202 | Jacksonville Solar | 1 | Solar Photovoltaic | 15 | IPP Non-CHP
57203 | Wyandot Solar Farm | 1 | Solar Photovoltaic | 10 | IPP Non-CHP
57204 | PSEG Hackettstown | 1 | Solar Photovoltaic | 2.2 | IPP Non-CHP
57205 | CM48 | PV02 | Solar Photovoltaic | 8 | IPP Non-CHP
57205 | CM48 | PV03 | Solar Photovoltaic | 10 | IPP Non-CHP
57205 | CM48 | PV04 | Solar Photovoltaic | 10 | IPP Non-CHP
57205 | CM48 | PV05 | Solar Photovoltaic | 10 | IPP Non-CHP
57205 | CM48 | PV06 | Solar Photovoltaic | 10 | IPP Non-CHP
57206 | Soldotna | 1 | Natural Gas Fired Combustion Turbine | 50 | Electric Utility
57207 | Thomson Reuters Data Center Bldg ES101 | 1 | Petroleum Liquids | 1.2 | Commercial Non-CHP
57208 | Thomson Reuters Data Center Bldg H | 1 | Petroleum Liquids | 2 | Commercial Non-CHP
57208 | Thomson Reuters Data Center Bldg H | 2 | Petroleum Liquids | 2 | Commercial Non-CHP
57208 | Thomson Reuters Data Center Bldg H | 3 | Petroleum Liquids | 2 | Commercial Non-CHP
57208 | Thomson Reuters Data Center Bldg H | 4 | Petroleum Liquids | 2 | Commercial Non-CHP
57210 | Cedar Creek II | 1 | Onshore Wind Turbine | 250.8 | IPP Non-CHP
57211 | Goshen Phase II | 1 | Onshore Wind Turbine | 124.5 | IPP Non-CHP
57212 | EC&R Papalote Creek II LLC | 1 | Onshore Wind Turbine | 200.1 | IPP Non-CHP
57213 | ENEL Salt Wells LLC | 101 | Geothermal | 11.8 | IPP Non-CHP
57213 | ENEL Salt Wells LLC | 201 | Geothermal | 11.8 | IPP Non-CHP
57214 | Waverly Community Wind Project | CAN1 | Onshore Wind Turbine | 0.9 | Electric Utility
57214 | Waverly Community Wind Project | CAN2 | Onshore Wind Turbine | 0.9 | Electric Utility
57214 | Waverly Community Wind Project | SK4 | Onshore Wind Turbine | 0.9 | Electric Utility
57216 | Crayola Solar Project | 1 | Solar Photovoltaic | 1 | IPP Non-CHP
57216 | Crayola Solar Project | 2 | Solar Photovoltaic | 1 | IPP Non-CHP
57216 | Crayola Solar Project | 3 | Solar Photovoltaic | 0.8 | IPP Non-CHP
57217 | Solar Photovoltaic Project #03 | S003A | Solar Photovoltaic | 0.5 | Electric Utility
57217 | Solar Photovoltaic Project #03 | S003B | Solar Photovoltaic | 0.5 | Electric Utility
57219 | Solar Photovoltaic Project #05 | S005A | Solar Photovoltaic | 0.5 | Electric Utility
57219 | Solar Photovoltaic Project #05 | S005B | Solar Photovoltaic | 0.5 | Electric Utility
57219 | Solar Photovoltaic Project #05 | S005C | Solar Photovoltaic | 0.5 | Electric Utility
57219 | Solar Photovoltaic Project #05 | S005D | Solar Photovoltaic | 0.5 | Electric Utility
57219 | Solar Photovoltaic Project #05 | S005E | Solar Photovoltaic | 0.5 | Electric Utility
57220 | Solar Photovoltaic Project #06 | S006A | Solar Photovoltaic | 0.5 | Electric Utility
57220 | Solar Photovoltaic Project #06 | S006B | Solar Photovoltaic | 0.5 | Electric Utility
57220 | Solar Photovoltaic Project #06 | S006C | Solar Photovoltaic | 0.5 | Electric Utility
57220 | Solar Photovoltaic Project #06 | S006D | Solar Photovoltaic | 0.5 | Electric Utility
57221 | Solar Photovoltaic Project #07 | S007A | Solar Photovoltaic | 0.5 | Electric Utility
57221 | Solar Photovoltaic Project #07 | S007B | Solar Photovoltaic | 0.5 | Electric Utility
57221 | Solar Photovoltaic Project #07 | S007C | Solar Photovoltaic | 0.5 | Electric Utility
57221 | Solar Photovoltaic Project #07 | S007D | Solar Photovoltaic | 0.5 | Electric Utility
57221 | Solar Photovoltaic Project #07 | S007E | Solar Photovoltaic | 0.5 | Electric Utility
57222 | Solar Photovoltaic Project #08 | S008A | Solar Photovoltaic | 0.5 | Electric Utility
57222 | Solar Photovoltaic Project #08 | S008B | Solar Photovoltaic | 0.5 | Electric Utility
57222 | Solar Photovoltaic Project #08 | S008C | Solar Photovoltaic | 0.5 | Electric Utility
57222 | Solar Photovoltaic Project #08 | S008D | Solar Photovoltaic | 0.5 | Electric Utility
57223 | Solar Photovoltaic Project #09 | S009A | Solar Photovoltaic | 0.5 | Electric Utility
57223 | Solar Photovoltaic Project #09 | S009B | Solar Photovoltaic | 0.5 | Electric Utility
57224 | Solar Photovoltaic Project #10 | S010A | Solar Photovoltaic | 0.5 | Electric Utility
57224 | Solar Photovoltaic Project #10 | S010B | Solar Photovoltaic | 0.5 | Electric Utility
57224 | Solar Photovoltaic Project #10 | S010C | Solar Photovoltaic | 0.5 | Electric Utility
57225 | Solar Photovoltaic Project #11 | S011A | Solar Photovoltaic | 0.5 | Electric Utility
57225 | Solar Photovoltaic Project #11 | S011B | Solar Photovoltaic | 0.5 | Electric Utility
57225 | Solar Photovoltaic Project #11 | S011C | Solar Photovoltaic | 0.5 | Electric Utility
57225 | Solar Photovoltaic Project #11 | S011D | Solar Photovoltaic | 0.5 | Electric Utility
57225 | Solar Photovoltaic Project #11 | S011E | Solar Photovoltaic | 0.5 | Electric Utility
57225 | Solar Photovoltaic Project #11 | S011F | Solar Photovoltaic | 0.5 | Electric Utility
57225 | Solar Photovoltaic Project #11 | S011G | Solar Photovoltaic | 0.5 | Electric Utility
57226 | Solar Photovoltaic Project #12 | S012A | Solar Photovoltaic | 0.5 | Electric Utility
57227 | Solar Photovoltaic Project #13 | S013A | Solar Photovoltaic | 0.5 | Electric Utility
57227 | Solar Photovoltaic Project #13 | S013B | Solar Photovoltaic | 0.5 | Electric Utility
57227 | Solar Photovoltaic Project #13 | S013C | Solar Photovoltaic | 0.5 | Electric Utility
57227 | Solar Photovoltaic Project #13 | S013D | Solar Photovoltaic | 0.5 | Electric Utility
57227 | Solar Photovoltaic Project #13 | S013E | Solar Photovoltaic | 0.5 | Electric Utility
57227 | Solar Photovoltaic Project #13 | S013F | Solar Photovoltaic | 0.5 | Electric Utility
57227 | Solar Photovoltaic Project #13 | S013G | Solar Photovoltaic | 0.5 | Electric Utility
57229 | Solar Photovoltaic Project #15 | S015A | Solar Photovoltaic | 0.5 | Electric Utility
57229 | Solar Photovoltaic Project #15 | S015B | Solar Photovoltaic | 0.5 | Electric Utility
57229 | Solar Photovoltaic Project #15 | S015C | Solar Photovoltaic | 0.5 | Electric Utility
57229 | Solar Photovoltaic Project #15 | S015D | Solar Photovoltaic | 0.5 | Electric Utility
57229 | Solar Photovoltaic Project #15 | S015E | Solar Photovoltaic | 0.5 | Electric Utility
57229 | Solar Photovoltaic Project #15 | S015F | Solar Photovoltaic | 0.5 | Electric Utility
57229 | Solar Photovoltaic Project #15 | S015G | Solar Photovoltaic | 0.5 | Electric Utility
57230 | Solar Photovoltaic Project #16 | S016A | Solar Photovoltaic | 0.5 | Electric Utility
57230 | Solar Photovoltaic Project #16 | S016B | Solar Photovoltaic | 0.5 | Electric Utility
57230 | Solar Photovoltaic Project #16 | S016C | Solar Photovoltaic | 0.5 | Electric Utility
57231 | Solar Photovoltaic Project #17 | S017A | Solar Photovoltaic | 0.5 | Electric Utility
57231 | Solar Photovoltaic Project #17 | S017B | Solar Photovoltaic | 0.5 | Electric Utility
57231 | Solar Photovoltaic Project #17 | S017C | Solar Photovoltaic | 0.5 | Electric Utility
57231 | Solar Photovoltaic Project #17 | S017D | Solar Photovoltaic | 0.5 | Electric Utility
57231 | Solar Photovoltaic Project #17 | S017E | Solar Photovoltaic | 0.5 | Electric Utility
57231 | Solar Photovoltaic Project #17 | S017F | Solar Photovoltaic | 0.5 | Electric Utility
57231 | Solar Photovoltaic Project #17 | S017G | Solar Photovoltaic | 0.5 | Electric Utility
57232 | Solar Photovoltaic Project #18 | S018A | Solar Photovoltaic | 0.5 | Electric Utility
57232 | Solar Photovoltaic Project #18 | S018B | Solar Photovoltaic | 0.5 | Electric Utility
57232 | Solar Photovoltaic Project #18 | S018C | Solar Photovoltaic | 0.5 | Electric Utility
57236 | Solar Photovoltaic Project #23 | S023A | Solar Photovoltaic | 0.5 | Electric Utility
57236 | Solar Photovoltaic Project #23 | S023B | Solar Photovoltaic | 0.5 | Electric Utility
57236 | Solar Photovoltaic Project #23 | S023C | Solar Photovoltaic | 0.5 | Electric Utility
57236 | Solar Photovoltaic Project #23 | S023D | Solar Photovoltaic | 0.5 | Electric Utility
57236 | Solar Photovoltaic Project #23 | S023E | Solar Photovoltaic | 0.5 | Electric Utility
57237 | Solar Photovoltaic Project #22 | S022A | Solar Photovoltaic | 0.5 | Electric Utility
57237 | Solar Photovoltaic Project #22 | S022B | Solar Photovoltaic | 0.5 | Electric Utility
57237 | Solar Photovoltaic Project #22 | S022C | Solar Photovoltaic | 0.5 | Electric Utility
57237 | Solar Photovoltaic Project #22 | S022D | Solar Photovoltaic | 0.5 | Electric Utility
57239 | Roth Rock Wind Farm LLC | SRRW1 | Onshore Wind Turbine | 40 | IPP Non-CHP
57240 | Roth Rock North Wind Farm, LLC | SRRNW | Onshore Wind Turbine | 10 | IPP Non-CHP
57241 | Gainesville Renewable Energy Center | 1 | Wood/Wood Waste Biomass | 116.1 | IPP Non-CHP
57243 | Cimarron Solar Facility | CIM1 | Solar Photovoltaic | 30.6 | IPP Non-CHP
57244 | Kit Carson Windpower | KCW | Onshore Wind Turbine | 51 | IPP Non-CHP
57245 | Solar Photovoltaic Project #26 | S026A | Solar Photovoltaic | 0.5 | Electric Utility
57245 | Solar Photovoltaic Project #26 | S026B | Solar Photovoltaic | 0.5 | Electric Utility
57245 | Solar Photovoltaic Project #26 | S026C | Solar Photovoltaic | 0.5 | Electric Utility
57245 | Solar Photovoltaic Project #26 | S026D | Solar Photovoltaic | 0.5 | Electric Utility
57245 | Solar Photovoltaic Project #26 | S026E | Solar Photovoltaic | 0.5 | Electric Utility
57245 | Solar Photovoltaic Project #26 | S026F | Solar Photovoltaic | 0.5 | Electric Utility
57245 | Solar Photovoltaic Project #26 | S026G | Solar Photovoltaic | 0.5 | Electric Utility
57245 | Solar Photovoltaic Project #26 | S026H | Solar Photovoltaic | 0.5 | Electric Utility
57245 | Solar Photovoltaic Project #26 | S026I | Solar Photovoltaic | 0.5 | Electric Utility
57245 | Solar Photovoltaic Project #26 | S026J | Solar Photovoltaic | 0.5 | Electric Utility
57245 | Solar Photovoltaic Project #26 | SO26K | Solar Photovoltaic | 0.5 | Electric Utility
57245 | Solar Photovoltaic Project #26 | SO26L | Solar Photovoltaic | 0.5 | Electric Utility
57246 | Solar Photovoltaic Project #27 | S027A | Solar Photovoltaic | 0.5 | Electric Utility
57246 | Solar Photovoltaic Project #27 | S027B | Solar Photovoltaic | 0.5 | Electric Utility
57246 | Solar Photovoltaic Project #27 | S027C | Solar Photovoltaic | 0.5 | Electric Utility
57246 | Solar Photovoltaic Project #27 | S027D | Solar Photovoltaic | 0.5 | Electric Utility
57247 | Solar Photovoltaic Project #28 | S028A | Solar Photovoltaic | 0.5 | Electric Utility
57247 | Solar Photovoltaic Project #28 | S028B | Solar Photovoltaic | 0.5 | Electric Utility
57247 | Solar Photovoltaic Project #28 | S028C | Solar Photovoltaic | 0.5 | Electric Utility
57247 | Solar Photovoltaic Project #28 | S028D | Solar Photovoltaic | 0.5 | Electric Utility
57247 | Solar Photovoltaic Project #28 | S028E | Solar Photovoltaic | 0.5 | Electric Utility
57247 | Solar Photovoltaic Project #28 | S028F | Solar Photovoltaic | 0.5 | Electric Utility
57247 | Solar Photovoltaic Project #28 | S028G | Solar Photovoltaic | 0.5 | Electric Utility
57248 | Welcome Wind Turbine | WIND1 | Onshore Wind Turbine | 2.1 | Electric Utility
57249 | Renewable Energy Services of Ohio | GEN1 | Landfill Gas | 1.6 | IPP Non-CHP
57249 | Renewable Energy Services of Ohio | GEN2 | Landfill Gas | 0.8 | IPP Non-CHP
57250 | Earthmovers LFGTE | 1 | Landfill Gas | 0.8 | Electric Utility
57250 | Earthmovers LFGTE | 2 | Landfill Gas | 0.8 | Electric Utility
57250 | Earthmovers LFGTE | 3 | Landfill Gas | 0.8 | Electric Utility
57250 | Earthmovers LFGTE | 4 | Landfill Gas | 0.8 | Electric Utility
57250 | Earthmovers LFGTE | 5 | Landfill Gas | 0.8 | Electric Utility
57250 | Earthmovers LFGTE | 6 | Landfill Gas | 0.8 | Electric Utility
57251 | Lakota Wind Wind Farm | LAK1 | Onshore Wind Turbine | 10.5 | Electric Utility
57252 | Iowa Lakes Superior Wind Farm | SUP1 | Onshore Wind Turbine | 10.5 | Electric Utility
57253 | MA Military Reservation Wind Project | 1 | Onshore Wind Turbine | 1.5 | IPP Non-CHP
57253 | MA Military Reservation Wind Project | 2 | Onshore Wind Turbine | 1.5 | IPP Non-CHP
57253 | MA Military Reservation Wind Project | 3 | Onshore Wind Turbine | 1.5 | IPP Non-CHP
57254 | Victor Valley CC CPV Solar | 1PV | Solar Photovoltaic | 1 | Commercial Non-CHP
57256 | PA Solar Park | 1 | Solar Photovoltaic | 10.1 | IPP Non-CHP
57257 | Iowa Lakes Community College Wind Farm | VMN82 | Onshore Wind Turbine | 1 | Commercial Non-CHP
57258 | Texico Wind Ranch LP | 1 | Onshore Wind Turbine | 0.7 | IPP Non-CHP
57258 | Texico Wind Ranch LP | 2 | Onshore Wind Turbine | 0.6 | IPP Non-CHP
57258 | Texico Wind Ranch LP | 3 | Onshore Wind Turbine | 0.6 | IPP Non-CHP
57259 | Lubbock Wind Ranch | 1 | Onshore Wind Turbine | 2.5 | IPP Non-CHP
57259 | Lubbock Wind Ranch | 2 | Onshore Wind Turbine | 2.5 | IPP Non-CHP
57259 | Lubbock Wind Ranch | 3 | Onshore Wind Turbine | 2.5 | IPP Non-CHP
57260 | Cedro Hill Wind LLC | 1 | Onshore Wind Turbine | 150 | IPP Non-CHP
57261 | Taloga Wind LLC | 1 | Onshore Wind Turbine | 130 | IPP Non-CHP
57262 | Laredo Ridge Wind LLC | 1 | Onshore Wind Turbine | 79.9 | IPP Non-CHP
57263 | Little Pringle I Wind Farm | LP1 | Onshore Wind Turbine | 10 | IPP Non-CHP
57264 | Little Pringle II Wind Farm | LP2 | Onshore Wind Turbine | 10 | IPP Non-CHP
57265 | Dorchester Solar Site | 1 | Solar Photovoltaic | 1 | Electric Utility
57267 | Marsh Landing Generating Station | 1 | Natural Gas Fired Combustion Turbine | 207 | IPP Non-CHP
57267 | Marsh Landing Generating Station | 2 | Natural Gas Fired Combustion Turbine | 207 | IPP Non-CHP
57267 | Marsh Landing Generating Station | 3 | Natural Gas Fired Combustion Turbine | 207 | IPP Non-CHP
57267 | Marsh Landing Generating Station | 4 | Natural Gas Fired Combustion Turbine | 207 | IPP Non-CHP
57268 | Chestnut Flats Wind Farm | 1 | Onshore Wind Turbine | 38 | IPP Non-CHP
57269 | Haverhill Solar Power Project | 1 | Solar Photovoltaic | 1 | Electric Utility
57270 | NEDC Solar Site | 1 | Solar Photovoltaic | 1 | Electric Utility
57274 | Grant County Wind LLC | 1 | Onshore Wind Turbine | 20 | IPP Non-CHP
57275 | Crescent Dunes Solar Energy | TSE-1 | Solar Thermal with Energy Storage | 125 | IPP Non-CHP
57278 | Crofton Bluffs Wind LLC | CWET1 | Onshore Wind Turbine | 40 | IPP Non-CHP
57280 | Aqua Ingrams Mill | 1 | Solar Photovoltaic | 1 | IPP Non-CHP
57281 | OREG 3 Inc | CS13 | All Other | 5 | IPP Non-CHP
57282 | Alta Wind Energy Center I | AW01 | Onshore Wind Turbine | 150 | IPP Non-CHP
57283 | Flat Water Wind Farm LLC | WTG1 | Onshore Wind Turbine | 60 | IPP Non-CHP
57284 | Minonk Wind Farm | 1 | Onshore Wind Turbine | 200 | IPP Non-CHP
57285 | Sandy Ridge Wind Farm | 1 | Onshore Wind Turbine | 50 | IPP Non-CHP
57286 | OU Spirit Wind Farm | WT1 | Onshore Wind Turbine | 101.2 | Electric Utility
57287 | Hardscrabble Wind Power LLC | 1 | Onshore Wind Turbine | 74 | IPP Non-CHP
57289 | Big Blue | BBWP | Onshore Wind Turbine | 36 | IPP Non-CHP
57290 | Northern Colorado Wind LLC | GE | Onshore Wind Turbine | 22.5 | IPP Non-CHP
57290 | Northern Colorado Wind LLC | SIEM | Onshore Wind Turbine | 151.8 | IPP Non-CHP
57291 | Alta Wind Energy Center II | AW02 | Onshore Wind Turbine | 150 | IPP Non-CHP
57292 | Alta Wind Energy Center III | AW03 | Onshore Wind Turbine | 150 | IPP Non-CHP
57293 | Alta Wind Energy Center IV | AW04 | Onshore Wind Turbine | 102 | IPP Non-CHP
57294 | Alta Wind Energy Center V | AW05 | Onshore Wind Turbine | 168 | IPP Non-CHP
57295 | Alpine Solar | 1 | Solar Photovoltaic | 66 | IPP Non-CHP
57296 | Carleton College | GEN1 | Petroleum Liquids | 2.3 | Commercial Non-CHP
57296 | Carleton College | GEN2 | Petroleum Liquids | 2.3 | Commercial Non-CHP
57296 | Carleton College | WIND1 | Onshore Wind Turbine | 1.6 | Commercial Non-CHP
57296 | Carleton College | WIND2 | Onshore Wind Turbine | 1.6 | Commercial Non-CHP
57298 | Cedar Hills | 1 | Landfill Gas | 0.3 | IPP Non-CHP
57298 | Cedar Hills | 10 | Landfill Gas | 0.3 | IPP Non-CHP
57298 | Cedar Hills | 11 | Landfill Gas | 0.3 | IPP Non-CHP
57298 | Cedar Hills | 12 | Landfill Gas | 0.3 | IPP Non-CHP
57298 | Cedar Hills | 13 | Landfill Gas | 0.3 | IPP Non-CHP
57298 | Cedar Hills | 14 | Landfill Gas | 0.3 | IPP Non-CHP
57298 | Cedar Hills | 15 | Landfill Gas | 0.3 | IPP Non-CHP
57298 | Cedar Hills | 16 | Landfill Gas | 0.3 | IPP Non-CHP
57298 | Cedar Hills | 17 | Landfill Gas | 0.3 | IPP Non-CHP
57298 | Cedar Hills | 18 | Landfill Gas | 0.3 | IPP Non-CHP
57298 | Cedar Hills | 2 | Landfill Gas | 0.3 | IPP Non-CHP
57298 | Cedar Hills | 3 | Landfill Gas | 0.3 | IPP Non-CHP
57298 | Cedar Hills | 4 | Landfill Gas | 0.3 | IPP Non-CHP
57298 | Cedar Hills | 5 | Landfill Gas | 0.3 | IPP Non-CHP
57298 | Cedar Hills | 6 | Landfill Gas | 0.3 | IPP Non-CHP
57298 | Cedar Hills | 7 | Landfill Gas | 0.3 | IPP Non-CHP
57298 | Cedar Hills | 8 | Landfill Gas | 0.3 | IPP Non-CHP
57298 | Cedar Hills | 9 | Landfill Gas | 0.3 | IPP Non-CHP
57299 | Dunlap | 1 | Onshore Wind Turbine | 115.8 | Electric Utility
57300 | Criterion Wind Project | 1 | Onshore Wind Turbine | 70 | IPP Non-CHP
57301 | Dutch Wind Energy | DEC | Onshore Wind Turbine | 8 | IPP Non-CHP
57302 | Garnet Wind Energy Center | 1 | Onshore Wind Turbine | 6.5 | IPP Non-CHP
57303 | Loraine Windpark Project LLC | LWG1 | Onshore Wind Turbine | 75 | IPP Non-CHP
57303 | Loraine Windpark Project LLC | LWG2 | Onshore Wind Turbine | 75 | IPP Non-CHP
57305 | Adelanto Solar Project | 1 | Solar Photovoltaic | 10 | Electric Utility
57306 | Pine Tree Solar Project | 1 | Solar Photovoltaic | 8.5 | Electric Utility
57310 | 1420 Coil Av #C | 1 | Solar Photovoltaic | 1.3 | Commercial Non-CHP
57311 | Occidental College Solar Project | 1 | Solar Photovoltaic | 1 | Commercial Non-CHP
57313 | Metro Support Services Center Solar | 1 | Solar Photovoltaic | 1.2 | Commercial Non-CHP
57314 | Los Angeles Harbor College | 1 | Solar Photovoltaic | 1.2 | Commercial Non-CHP
57315 | Cedar Point Wind | 1-139 | Onshore Wind Turbine | 252 | IPP Non-CHP
57317 | San Luis Valley Solar Ranch | 1 | Solar Photovoltaic | 35 | IPP Non-CHP
57318 | Copper Crossing Solar LLC | 1 | Solar Photovoltaic | 20 | IPP Non-CHP
57319 | Big Horn Wind II | 1 | Onshore Wind Turbine | 50 | IPP Non-CHP
57320 | Juniper Canyon I Wind Project | 1 | Onshore Wind Turbine | 151.2 | IPP Non-CHP
57321 | Mayberry Solar LLC | 1PV | Solar Photovoltaic | 1.2 | IPP Non-CHP
57322 | Mont Belvieu Cogeneration Unit | GT01 | Natural Gas Fired Combustion Turbine | 15 | Industrial CHP
57323 | Sierra SunTower Solar Gen Station | UNIT1 | Solar Thermal without Energy Storage | 7.5 | IPP Non-CHP
57325 | FPL Energy Illinois Wind LLC | GE1.5 | Onshore Wind Turbine | 217.5 | IPP Non-CHP
57326 | Sunray Wind I | WND1 | Onshore Wind Turbine | 49.5 | IPP Non-CHP
57327 | Top of the World Windpower Project | TOTW1 | Onshore Wind Turbine | 200 | IPP Non-CHP
57330 | Kent County Wastewater Treatment Solar | 1 | Solar Photovoltaic | 1.2 | IPP Non-CHP
57331 | Mojave Solar Project | MSP1 | Solar Thermal without Energy Storage | 140 | IPP Non-CHP
57331 | Mojave Solar Project | MSP2 | Solar Thermal without Energy Storage | 140 | IPP Non-CHP
57332 | Crossroads Wind Farm | 1-98 | Onshore Wind Turbine | 227 | Electric Utility
57333 | Leaning Juniper Wind Power II | 1 | Onshore Wind Turbine | 201 | IPP Non-CHP
57334 | DE Solar 10240 Old Dowd Rd | PV01 | Solar Photovoltaic | 1.9 | Electric Utility
57335 | DE Solar 657 Brigham Rd | PV01 | Solar Photovoltaic | 1.3 | Electric Utility
57336 | DE Solar 1725 Drywall Dr | PV01 | Solar Photovoltaic | 1 | Electric Utility
57337 | Dover Sun Park | 1 | Solar Photovoltaic | 10 | IPP Non-CHP
57338 | Roadrunner Solar | 1 | Solar Photovoltaic | 20.2 | IPP Non-CHP
57341 | Silver Lake Solar Farm | SILV | Solar Photovoltaic | 1.7 | Electric Utility
57342 | White Oak Energy LLC | 1 | Onshore Wind Turbine | 150 | IPP Non-CHP
57343 | Cargill B6 Biofactory | 1 | Other Waste Biomass | 1.1 | IPP CHP
57343 | Cargill B6 Biofactory | 2 | Other Waste Biomass | 1.1 | IPP CHP
57344 | Cargill Dry Creek Biofactory | GS1 | Other Waste Biomass | 0.8 | Industrial CHP
57344 | Cargill Dry Creek Biofactory | GS2 | Other Waste Biomass | 0.8 | Industrial CHP
57344 | Cargill Dry Creek Biofactory | GS3 | Other Waste Biomass | 0.8 | Industrial CHP
57345 | Cargill Kettle Butte Biofactory | 1 | Other Waste Biomass | 0.9 | IPP CHP
57345 | Cargill Kettle Butte Biofactory | 2 | Other Waste Biomass | 0.9 | IPP CHP
57346 | Elk City LLC | 1 | Onshore Wind Turbine | 98.9 | IPP Non-CHP
57346 | Elk City LLC | 2 | Onshore Wind Turbine | 99.2 | IPP Non-CHP
57347 | Baldwin Wind LLC | GE1 | Onshore Wind Turbine | 102.4 | IPP Non-CHP
57348 | CityCenter Central Plant Cogen Units | UNITA | Natural Gas Fired Combustion Turbine | 4.3 | Commercial CHP
57348 | CityCenter Central Plant Cogen Units | UNITB | Natural Gas Fired Combustion Turbine | 4.3 | Commercial CHP
57349 | Garrison Energy Center LLC | CTG1 | Natural Gas Fired Combined Cycle | 235 | IPP Non-CHP
57349 | Garrison Energy Center LLC | STG2 | Natural Gas Fired Combined Cycle | 126 | IPP Non-CHP
57350 | Portsmouth Wind Turbine | WTG-1 | Onshore Wind Turbine | 1.5 | IPP Non-CHP
57351 | Uilk Wind LLC | FA01 | Onshore Wind Turbine | 1.5 | Commercial Non-CHP
57351 | Uilk Wind LLC | FA02 | Onshore Wind Turbine | 1.5 | Commercial Non-CHP
57351 | Uilk Wind LLC | FA03 | Onshore Wind Turbine | 1.5 | Commercial Non-CHP
57352 | Trenton Solar Farm | TREN | Solar Photovoltaic | 1 | Electric Utility
57353 | Thermo No 1 | 2 | Geothermal | 14 | IPP Non-CHP
57354 | Fox Island Wind LLC | 1 | Onshore Wind Turbine | 4.5 | IPP Non-CHP
57356 | Henrico | 1 | Landfill Gas | 0.3 | IPP Non-CHP
57356 | Henrico | 10 | Landfill Gas | 0.3 | IPP Non-CHP
57356 | Henrico | 11 | Landfill Gas | 0.3 | IPP Non-CHP
57356 | Henrico | 12 | Landfill Gas | 0.3 | IPP Non-CHP
57356 | Henrico | 2 | Landfill Gas | 0.3 | IPP Non-CHP
57356 | Henrico | 3 | Landfill Gas | 0.3 | IPP Non-CHP
57356 | Henrico | 4 | Landfill Gas | 0.3 | IPP Non-CHP
57356 | Henrico | 5 | Landfill Gas | 0.3 | IPP Non-CHP
57356 | Henrico | 6 | Landfill Gas | 0.3 | IPP Non-CHP
57356 | Henrico | 7 | Landfill Gas | 0.3 | IPP Non-CHP
57356 | Henrico | 8 | Landfill Gas | 0.3 | IPP Non-CHP
57356 | Henrico | 9 | Landfill Gas | 0.3 | IPP Non-CHP
57357 | Red Mesa Wind LLC | EXIS | Onshore Wind Turbine | 102.4 | IPP Non-CHP
57358 | Keenan II Renewable Energy Co LLC | 1 | Onshore Wind Turbine | 151.8 | IPP Non-CHP
57359 | Avenal Park | 1 | Solar Photovoltaic | 6 | IPP Non-CHP
57360 | Sun City Project LLC | 1 | Solar Photovoltaic | 20 | IPP Non-CHP
57361 | Sand Drag LLC | 1 | Solar Photovoltaic | 19 | IPP Non-CHP
57362 | Morgantown Solar Park | 1 | Solar Photovoltaic | 2 | IPP Non-CHP
57363 | 510 REPP One | 1 | Solar Photovoltaic | 1.3 | IPP Non-CHP
57364 | Siphon Drop Power Plant | 1 | Conventional Hydroelectric | 2.2 | IPP Non-CHP
57364 | Siphon Drop Power Plant | 2 | Conventional Hydroelectric | 2.2 | IPP Non-CHP
57365 | MP Durham LLC | 1A | Landfill Gas | 1.1 | IPP Non-CHP
57365 | MP Durham LLC | 1B | Landfill Gas | 1.1 | IPP Non-CHP
57365 | MP Durham LLC | 1C | Landfill Gas | 1.1 | IPP Non-CHP
57366 | MP Wayne LLC | 1A | Landfill Gas | 1.1 | IPP Non-CHP
57366 | MP Wayne LLC | 1B | Landfill Gas | 1.1 | IPP Non-CHP
57366 | MP Wayne LLC | 1C | Landfill Gas | 1.1 | IPP Non-CHP
57367 | Pocono Solar Project | POCON | Solar Photovoltaic | 3 | Commercial Non-CHP
57368 | Cogentrix of Alamosa | 1 | Solar Photovoltaic | 30 | IPP Non-CHP
57369 | Questa Solar Facility | QST | Solar Photovoltaic | 1 | IPP Non-CHP
57372 | Bellevue Solar Project | INV-1 | Solar Photovoltaic | 1.6 | IPP Non-CHP
57373 | Agua Caliente Solar Project | AGU1 | Solar Photovoltaic | 90.7 | IPP Non-CHP
57373 | Agua Caliente Solar Project | AGU2 | Solar Photovoltaic | 136 | IPP Non-CHP
57373 | Agua Caliente Solar Project | AGU3 | Solar Photovoltaic | 121 | IPP Non-CHP
57374 | Lakefield Wind Project LLC | LAKE1 | Onshore Wind Turbine | 205.5 | IPP Non-CHP
57375 | Adams Wind Generations LLC | AWG | Onshore Wind Turbine | 20 | IPP Non-CHP
57376 | Jersey Valley Geothermal Power Plant | OEC 1 | Geothermal | 16 | IPP Non-CHP
57376 | Jersey Valley Geothermal Power Plant | OEC 2 | Geothermal | 7.5 | IPP Non-CHP
57377 | Greater Sandhill I | GS-P1 | Solar Photovoltaic | 10 | IPP Non-CHP
57377 | Greater Sandhill I | GS-P2 | Solar Photovoltaic | 9 | IPP Non-CHP
57378 | AV Solar Ranch One | AVSR | Solar Photovoltaic | 253 | IPP Non-CHP
57379 | Dry Lake Wind II LLC | 1 | Onshore Wind Turbine | 65.1 | IPP Non-CHP
57380 | New England Wind LLC | 1 | Onshore Wind Turbine | 28.5 | IPP Non-CHP
57381 | Linden Solar Farm | LIND | Solar Photovoltaic | 2.7 | Electric Utility
57382 | Yardville Solar Farm | YARD | Solar Photovoltaic | 3.6 | Electric Utility
57383 | WEA Texas Bayonne | BAYO | Solar Photovoltaic | 1.5 | Electric Utility
57384 | Matrix Buildings A&B (Perth Amboy) Solar | MATR | Solar Photovoltaic | 2.5 | Electric Utility
57384 | Matrix Buildings A&B (Perth Amboy) Solar | SWC1 | Solar Photovoltaic | 3.5 | Electric Utility
57385 | Community Wind North LLC | 34505 | Onshore Wind Turbine | 30 | IPP Non-CHP
57386 | Ridgewind | WTG1 | Onshore Wind Turbine | 25.3 | IPP Non-CHP
57387 | Ashtabula Wind III LLC | GE16 | Onshore Wind Turbine | 62.4 | IPP Non-CHP
57390 | GSK York RDC Solar Facility | 1 | Solar Photovoltaic | 2.6 | IPP Non-CHP
57392 | UASTP I | UATP1 | Solar Photovoltaic | 1.2 | Electric Utility
57393 | Big Sky Dairy Digester | GEN1 | Other Waste Biomass | 0.8 | IPP Non-CHP
57393 | Big Sky Dairy Digester | GEN2 | Other Waste Biomass | 0.8 | IPP Non-CHP
57394 | Genesis Solar Energy Project | GEN01 | Solar Thermal without Energy Storage | 125 | IPP Non-CHP
57394 | Genesis Solar Energy Project | GEN02 | Solar Thermal without Energy Storage | 125 | IPP Non-CHP
57396 | Danielson Wind Farms LLC | DWF | Onshore Wind Turbine | 20 | IPP Non-CHP
57397 | Dow Jones South Brunswick Solar | PV01 | Solar Photovoltaic | 2.5 | IPP Non-CHP
57397 | Dow Jones South Brunswick Solar | PV02 | Solar Photovoltaic | 1.6 | IPP Non-CHP
57402 | Taylorsville Solar LLC | TAY1 | Solar Photovoltaic | 1.2 | IPP Non-CHP
57403 | Northwest Regional | GEN1 | Landfill Gas | 1.6 | IPP Non-CHP
57403 | Northwest Regional | GEN2 | Landfill Gas | 1.6 | IPP Non-CHP
57404 | Oneida Herkimer | GEN1 | Landfill Gas | 1.6 | IPP Non-CHP
57404 | Oneida Herkimer | GEN2 | Landfill Gas | 1.6 | IPP Non-CHP
57405 | Eagle Valley (MI) | GEN1 | Landfill Gas | 1.6 | IPP Non-CHP
57405 | Eagle Valley (MI) | GEN2 | Landfill Gas | 1.6 | IPP Non-CHP
57406 | Prairie View IL | GEN1 | Landfill Gas | 1.6 | IPP Non-CHP
57406 | Prairie View IL | GEN2 | Landfill Gas | 1.6 | IPP Non-CHP
57406 | Prairie View IL | GEN3 | Landfill Gas | 1.6 | IPP Non-CHP
57408 | Prairie Bluff | GEN1 | Landfill Gas | 1.6 | IPP Non-CHP
57409 | West Camden | GEN1 | Landfill Gas | 1.6 | IPP Non-CHP
57409 | West Camden | GEN2 | Landfill Gas | 1.6 | IPP Non-CHP
57409 | West Camden | GEN3 | Landfill Gas | 1.6 | IPP Non-CHP
57410 | Geneva | GEN1 | Landfill Gas | 0.8 | IPP Non-CHP
57410 | Geneva | GEN2 | Landfill Gas | 0.8 | IPP Non-CHP
57410 | Geneva | GEN3 | Landfill Gas | 0.8 | IPP Non-CHP
57410 | Geneva | GEN4 | Landfill Gas | 0.8 | IPP Non-CHP
57410 | Geneva | GEN5 | Landfill Gas | 0.8 | IPP Non-CHP
57411 | Mahoning | GEN1 | Landfill Gas | 0.8 | IPP Non-CHP
57411 | Mahoning | GEN2 | Landfill Gas | 0.8 | IPP Non-CHP
57411 | Mahoning | GEN3 | Landfill Gas | 0.8 | IPP Non-CHP
57411 | Mahoning | GEN4 | Landfill Gas | 0.8 | IPP Non-CHP
57411 | Mahoning | GEN5 | Landfill Gas | 0.8 | IPP Non-CHP
57412 | Knouse Solar Project 1 | 1 | Solar Photovoltaic | 3 | Industrial Non-CHP
57414 | Notus Wind 1 | 1 | Onshore Wind Turbine | 1.7 | IPP Non-CHP
57415 | Sherbino II | 1 | Onshore Wind Turbine | 147.5 | IPP Non-CHP
57417 | Elk Wind Farm | NORD | Onshore Wind Turbine | 40.8 | IPP Non-CHP
57419 | RPI Fuel Cell LLC | 0001 | Other Waste Biomass | 3 | IPP CHP
57420 | UTS SJ1 LLC | 0001 | Other Waste Biomass | 1.5 | IPP CHP
57421 | Gratiot Wind Park | 1 | Onshore Wind Turbine | 102 | Electric Utility
57422 | Yolo County Solar Project | 1 | Solar Photovoltaic | 1 | Commercial Non-CHP
57424 | Buffalo Ridge II LLC | 1 | Onshore Wind Turbine | 210 | IPP Non-CHP
57425 | Double A Digester | 1 | Other Waste Biomass | 1.5 | IPP CHP
57425 | Double A Digester | 2 | Other Waste Biomass | 1.5 | IPP CHP
57425 | Double A Digester | 3 | Other Waste Biomass | 1.5 | IPP CHP
57427 | Ryegrass Windfarm | 1 | Onshore Wind Turbine | 23 | IPP Non-CHP
57428 | Hammett Hill Windfarm | 1 | Onshore Wind Turbine | 23 | IPP Non-CHP
57429 | Mainline Windfarm | 1 | Onshore Wind Turbine | 23 | IPP Non-CHP
57430 | Desert Meadow Windfarm | 1 | Onshore Wind Turbine | 23 | IPP Non-CHP
57431 | Cold Springs Windfarm | 1 | Onshore Wind Turbine | 23 | IPP Non-CHP
57432 | Oak Glen Wind Farm | 1 | Onshore Wind Turbine | 44 | Electric Utility
57433 | Bellefontaine Gas Producers LLC | 1 | Landfill Gas | 1.6 | IPP Non-CHP
57433 | Bellefontaine Gas Producers LLC | 2 | Landfill Gas | 1.6 | IPP Non-CHP
57433 | Bellefontaine Gas Producers LLC | 3 | Landfill Gas | 1.6 | IPP Non-CHP
57434 | Valley View Transmission LLC | VVT | Onshore Wind Turbine | 10 | IPP Non-CHP
57435 | Solar Star North Carolina II LLC | 1 | Solar Photovoltaic | 1.3 | IPP Non-CHP
57435 | Solar Star North Carolina II LLC | 2 | Solar Photovoltaic | 1.3 | IPP Non-CHP
57435 | Solar Star North Carolina II LLC | 3 | Solar Photovoltaic | 1.3 | IPP Non-CHP
57435 | Solar Star North Carolina II LLC | 4 | Solar Photovoltaic | 1.3 | IPP Non-CHP
57435 | Solar Star North Carolina II LLC | 5 | Solar Photovoltaic | 1.3 | IPP Non-CHP
57436 | Davidson Gas Producers LLC | 1 | Landfill Gas | 1.6 | IPP Non-CHP
57437 | Juniper Ridge Hydroelectric Project | 21-01 | Conventional Hydroelectric | 5 | IPP Non-CHP
57438 | 6th St Solar Park of Gainesville FL | 1 | Solar Photovoltaic | 1.6 | IPP Non-CHP
57439 | California Valley Solar Ranch | HPR2 | Solar Photovoltaic | 32.3 | IPP Non-CHP
57439 | California Valley Solar Ranch | HPR2A | Solar Photovoltaic | 21 | IPP Non-CHP
57439 | California Valley Solar Ranch | HPR2B | Solar Photovoltaic | 86.5 | IPP Non-CHP
57439 | California Valley Solar Ranch | HPR2C | Solar Photovoltaic | 70 | IPP Non-CHP
57439 | California Valley Solar Ranch | HPR2D | Solar Photovoltaic | 40 | IPP Non-CHP
57441 | Solar Photovoltaic Project #42 | S42A | Solar Photovoltaic | 0.5 | Electric Utility
57441 | Solar Photovoltaic Project #42 | S42B | Solar Photovoltaic | 0.5 | Electric Utility
57441 | Solar Photovoltaic Project #42 | S42C | Solar Photovoltaic | 0.5 | Electric Utility
57441 | Solar Photovoltaic Project #42 | S42D | Solar Photovoltaic | 0.5 | Electric Utility
57441 | Solar Photovoltaic Project #42 | S42E | Solar Photovoltaic | 0.5 | Electric Utility
57441 | Solar Photovoltaic Project #42 | S42F | Solar Photovoltaic | 0.5 | Electric Utility
57441 | Solar Photovoltaic Project #42 | S42G | Solar Photovoltaic | 0.5 | Electric Utility
57441 | Solar Photovoltaic Project #42 | S42H | Solar Photovoltaic | 0.5 | Electric Utility
57441 | Solar Photovoltaic Project #42 | S42I | Solar Photovoltaic | 0.5 | Electric Utility
57441 | Solar Photovoltaic Project #42 | S42J | Solar Photovoltaic | 0.5 | Electric Utility
57442 | Silver State Solar Power North | 56188 | Solar Photovoltaic | 52 | IPP Non-CHP
57443 | Pine Tree Acres WM LFGTE | GEN1 | Landfill Gas | 1.6 | IPP Non-CHP
57443 | Pine Tree Acres WM LFGTE | GEN2 | Landfill Gas | 1.6 | IPP Non-CHP
57443 | Pine Tree Acres WM LFGTE | GEN3 | Landfill Gas | 1.6 | IPP Non-CHP
57443 | Pine Tree Acres WM LFGTE | GEN4 | Landfill Gas | 1.6 | IPP Non-CHP
57443 | Pine Tree Acres WM LFGTE | GEN5 | Landfill Gas | 1.6 | IPP Non-CHP
57443 | Pine Tree Acres WM LFGTE | GEN6 | Landfill Gas | 1.6 | IPP Non-CHP
57443 | Pine Tree Acres WM LFGTE | GEN7 | Landfill Gas | 1.6 | IPP Non-CHP
57443 | Pine Tree Acres WM LFGTE | GEN8 | Landfill Gas | 1.6 | IPP Non-CHP
57444 | Two Ponds Windfarm | 1 | Onshore Wind Turbine | 23 | IPP Non-CHP
57446 | McGinness Hills | 1 | Geothermal | 20 | IPP Non-CHP
57446 | McGinness Hills | 2 | Geothermal | 20 | IPP Non-CHP
57446 | McGinness Hills | 3 | Geothermal | 12 | IPP Non-CHP
57446 | McGinness Hills | OEC21 | Geothermal | 18 | IPP Non-CHP
57446 | McGinness Hills | OEC22 | Geothermal | 18 | IPP Non-CHP
57446 | McGinness Hills | OEC23 | Geothermal | 12 | IPP Non-CHP
57447 | Laurel Mountain | 1 | Onshore Wind Turbine | 97.6 | IPP Non-CHP
57447 | Laurel Mountain | 2 | Batteries | 32 | IPP Non-CHP
57448 | Pilesgrove | PILE | Solar Photovoltaic | 18 | IPP Non-CHP
57449 | Blue Creek Wind Project | 1 | Onshore Wind Turbine | 302 | IPP Non-CHP
57451 | Tuscarora Geothermal Power Plant | G9200 | Geothermal | 12 | IPP Non-CHP
57451 | Tuscarora Geothermal Power Plant | G9250 | Geothermal | 12 | IPP Non-CHP
57455 | NRG Solar Borrego I | SB1 | Solar Photovoltaic | 26 | IPP Non-CHP
57456 | San Emidio | SE-U1 | Geothermal | 11.8 | IPP Non-CHP
57457 | Seneca Sustainable Energy LLC | 1 | Wood/Wood Waste Biomass | 19.8 | Industrial Non-CHP
57458 | 145 Talmadge Solar | 1 | Solar Photovoltaic | 3.8 | IPP Non-CHP
57459 | Mountain View IV | 1 | Onshore Wind Turbine | 49 | IPP Non-CHP
57460 | Caltech Central | CL00 | Other Waste Biomass | 0.1 | IPP Non-CHP
57460 | Caltech Central | CL01 | Other Waste Biomass | 0.1 | IPP Non-CHP
57460 | Caltech Central | CL02 | Other Waste Biomass | 0.1 | IPP Non-CHP
57460 | Caltech Central | CL03 | Other Waste Biomass | 0.1 | IPP Non-CHP
57460 | Caltech Central | CL04 | Other Waste Biomass | 0.1 | IPP Non-CHP
57460 | Caltech Central | CL05 | Other Waste Biomass | 0.1 | IPP Non-CHP
57460 | Caltech Central | CL06 | Other Waste Biomass | 0.1 | IPP Non-CHP
57460 | Caltech Central | CL07 | Other Waste Biomass | 0.1 | IPP Non-CHP
57460 | Caltech Central | CL08 | Other Waste Biomass | 0.1 | IPP Non-CHP
57460 | Caltech Central | CL09 | Other Waste Biomass | 0.1 | IPP Non-CHP
57460 | Caltech Central | CL10 | Other Waste Biomass | 0.1 | IPP Non-CHP
57461 | Martins Creek Solar NC, LLC | 1 | Solar Photovoltaic | 1 | IPP Non-CHP
57462 | Napoleon Solar I | 1 | Solar Photovoltaic | 8 | IPP Non-CHP
57463 | Bishop Hill Energy LLC | 1 | Onshore Wind Turbine | 200 | IPP Non-CHP
57465 | Romark PA Solar | 1 | Solar Photovoltaic | 1.8 | IPP Non-CHP
57466 | Blue Ridge Landfill | GEN1 | Landfill Gas | 1.6 | IPP Non-CHP
57466 | Blue Ridge Landfill | GEN2 | Landfill Gas | 1.6 | IPP Non-CHP
57466 | Blue Ridge Landfill | GEN3 | Landfill Gas | 1.6 | IPP Non-CHP
57466 | Blue Ridge Landfill | GEN4 | Landfill Gas | 1.6 | IPP Non-CHP
57467 | Westervelt Moundville Cogen | TG1 | Wood/Wood Waste Biomass | 8.8 | Industrial CHP
57468 | Crystal Lake 3 LLC | GE1.5 | Onshore Wind Turbine | 66 | IPP Non-CHP
57469 | Garden Wind LLC | GE1.5 | Onshore Wind Turbine | 150 | IPP Non-CHP
57470 | Marlboro Mill | MG1 | Wood/Wood Waste Biomass | 51.4 | Industrial CHP
57471 | Murray Hill Solar | MHNJ | Solar Photovoltaic | 1 | IPP Non-CHP
57473 | Dartmouth Solar | DSMA | Solar Photovoltaic | 1.6 | IPP Non-CHP
57474 | Ralls Wind Farm | 1 | Onshore Wind Turbine | 10 | IPP Non-CHP
57475 | John L. Featherstone Plant | HRP1 | Geothermal | 55 | IPP Non-CHP
57476 | TSGT Mobile Generator #15 | M15G | Petroleum Liquids | 2 | Electric Utility
57481 | Chittenden County Solar Partners | 01 | Solar Photovoltaic | 2.2 | IPP Non-CHP
57482 | Sentinel Energy Center, LLC | CTG1 | Natural Gas Fired Combustion Turbine | 100 | IPP Non-CHP
57482 | Sentinel Energy Center, LLC | CTG2 | Natural Gas Fired Combustion Turbine | 100 | IPP Non-CHP
57482 | Sentinel Energy Center, LLC | CTG3 | Natural Gas Fired Combustion Turbine | 100 | IPP Non-CHP
57482 | Sentinel Energy Center, LLC | CTG4 | Natural Gas Fired Combustion Turbine | 100 | IPP Non-CHP
57482 | Sentinel Energy Center, LLC | CTG5 | Natural Gas Fired Combustion Turbine | 100 | IPP Non-CHP
57482 | Sentinel Energy Center, LLC | CTG6 | Natural Gas Fired Combustion Turbine | 100 | IPP Non-CHP
57482 | Sentinel Energy Center, LLC | CTG7 | Natural Gas Fired Combustion Turbine | 100 | IPP Non-CHP
57482 | Sentinel Energy Center, LLC | CTG8 | Natural Gas Fired Combustion Turbine | 100 | IPP Non-CHP
57483 | Mariposa Energy Project | CTG1 | Natural Gas Fired Combustion Turbine | 49.9 | IPP Non-CHP
57483 | Mariposa Energy Project | CTG2 | Natural Gas Fired Combustion Turbine | 49.9 | IPP Non-CHP
57483 | Mariposa Energy Project | CTG3 | Natural Gas Fired Combustion Turbine | 49.9 | IPP Non-CHP
57483 | Mariposa Energy Project | CTG4 | Natural Gas Fired Combustion Turbine | 49.9 | IPP Non-CHP
57484 | Manzana Wind LLC | GEN1 | Onshore Wind Turbine | 189 | IPP Non-CHP
57485 | Flemington Solar | FSNJ | Solar Photovoltaic | 8 | IPP Non-CHP
57486 | Frenchtown I Solar | F1NJ | Solar Photovoltaic | 3 | IPP Non-CHP
57487 | Frenchtown II Solar | F2NJ | Solar Photovoltaic | 3 | IPP Non-CHP
57488 | Lebanon Solar | LSNJ | Solar Photovoltaic | 2 | IPP Non-CHP
57489 | Oak Grove Gas Producers | G1 | Landfill Gas | 1.6 | IPP Non-CHP
57489 | Oak Grove Gas Producers | G2 | Landfill Gas | 2 | IPP Non-CHP
57490 | Imperial Solar Energy Center South | 56819 | Solar Photovoltaic | 128.9 | IPP Non-CHP
57492 | Sampson County Landfill | GEN1 | Landfill Gas | 1.6 | IPP Non-CHP
57492 | Sampson County Landfill | GEN2 | Landfill Gas | 1.6 | IPP Non-CHP
57492 | Sampson County Landfill | GEN3 | Landfill Gas | 1.6 | IPP Non-CHP
57492 | Sampson County Landfill | GEN4 | Landfill Gas | 1.6 | IPP Non-CHP
57492 | Sampson County Landfill | GEN5 | Landfill Gas | 1.6 | IPP Non-CHP
57492 | Sampson County Landfill | GEN6 | Landfill Gas | 1.6 | IPP Non-CHP
57493 | Settlers Trail Wind Farm LLC | STWF | Onshore Wind Turbine | 150.4 | IPP Non-CHP
57494 | Masser Farms Realty Solar | MFRS | Solar Photovoltaic | 1 | IPP Non-CHP
57496 | Tieton Dam Hydro Electric Project | UNIT1 | Conventional Hydroelectric | 6.9 | Electric Utility
57496 | Tieton Dam Hydro Electric Project | UNIT2 | Conventional Hydroelectric | 6.9 | Electric Utility
57497 | Stroud Solar Station | 1 | Solar Photovoltaic | 20 | Electric Utility
57498 | Five Points Solar Station | 1 | Solar Photovoltaic | 15 | Electric Utility
57499 | Westside Solar Station | 1 | Solar Photovoltaic | 15 | Electric Utility
57500 | Laurel Wind Farm | LWF | Onshore Wind Turbine | 119.6 | Electric Utility
57501 | Rolling Hills Wind Farm | RHWF | Onshore Wind Turbine | 443.9 | Electric Utility
57502 | Perdido | 1 | Landfill Gas | 1.6 | Electric Utility
57502 | Perdido | 2 | Landfill Gas | 1.6 | Electric Utility
57504 | TECO CHP-1 | CHP1 | Natural Gas Fired Combustion Turbine | 48 | Commercial CHP
57505 | Monroe Generating Station | 1 | Natural Gas Fired Combustion Turbine | 15 | Electric Utility
57505 | Monroe Generating Station | 2 | Natural Gas Fired Combustion Turbine | 15 | Electric Utility
57506 | FRV SI Transport Solar LP | SEIM | Solar Photovoltaic | 1 | IPP Non-CHP
57507 | RV CSU Power II LLC | CSUII | Solar Photovoltaic | 3 | Commercial Non-CHP
57508 | McKinney LFG | GEN1 | Landfill Gas | 1.6 | IPP Non-CHP
57508 | McKinney LFG | GEN2 | Landfill Gas | 1.6 | IPP Non-CHP
57509 | Carson Solar I | 1 | Solar Photovoltaic | 2 | IPP Non-CHP
57514 | Ocotillo Express LLC | WTG | Onshore Wind Turbine | 265.4 | IPP Non-CHP
57515 | Walnut Creek Energy Park | GT1 | Natural Gas Fired Combustion Turbine | 100 | IPP Non-CHP
57515 | Walnut Creek Energy Park | GT2 | Natural Gas Fired Combustion Turbine | 100 | IPP Non-CHP
57515 | Walnut Creek Energy Park | GT3 | Natural Gas Fired Combustion Turbine | 100 | IPP Non-CHP
57515 | Walnut Creek Energy Park | GT4 | Natural Gas Fired Combustion Turbine | 100 | IPP Non-CHP
57515 | Walnut Creek Energy Park | GT5 | Natural Gas Fired Combustion Turbine | 100 | IPP Non-CHP
57516 | KODE Novus I | NOVUS | Onshore Wind Turbine | 80 | IPP Non-CHP
57517 | DeWind Frisco | FRISC | Onshore Wind Turbine | 20 | IPP Non-CHP
57519 | Trexlertown Solar Array North and South | GEN1 | Solar Photovoltaic | 1.9 | Industrial Non-CHP
57520 | Trinity Hills | 1 | Onshore Wind Turbine | 225 | IPP Non-CHP
57521 | Giffen | 1 | Solar Photovoltaic | 10 | Electric Utility
57522 | Cantua Solar Station | 1 | Solar Photovoltaic | 20 | Electric Utility
57523 | Huron Solar Station | 1 | Solar Photovoltaic | 20 | Electric Utility
57524 | Roger Road WWTP | 1 | Solar Photovoltaic | 1.1 | IPP Non-CHP
57525 | Kapaa Photovoltaic Project | KSPV | Solar Photovoltaic | 1 | IPP Non-CHP
57526 | North Hurlburt Wind LLC | NORTH | Onshore Wind Turbine | 265 | IPP Non-CHP
57529 | Kawailoa Wind | 1 | Onshore Wind Turbine | 69 | IPP Non-CHP
57530 | Palouse | 1 | Onshore Wind Turbine | 105.3 | IPP Non-CHP
57534 | Solar Photovoltaic Project #32 | S32A | Solar Photovoltaic | 0.5 | Electric Utility
57534 | Solar Photovoltaic Project #32 | S32B | Solar Photovoltaic | 0.5 | Electric Utility
57534 | Solar Photovoltaic Project #32 | S32C | Solar Photovoltaic | 0.5 | Electric Utility
57535 | Solar Photovoltaic Project #33 | S33A | Solar Photovoltaic | 0.5 | Electric Utility
57535 | Solar Photovoltaic Project #33 | S33B | Solar Photovoltaic | 0.5 | Electric Utility
57540 | Solar Photovoltaic Project #44 | S44A | Solar Photovoltaic | 0.5 | Electric Utility
57540 | Solar Photovoltaic Project #44 | S44B | Solar Photovoltaic | 0.5 | Electric Utility
57540 | Solar Photovoltaic Project #44 | S44C | Solar Photovoltaic | 0.5 | Electric Utility
57540 | Solar Photovoltaic Project #44 | S44D | Solar Photovoltaic | 0.5 | Electric Utility
57540 | Solar Photovoltaic Project #44 | S44E | Solar Photovoltaic | 0.5 | Electric Utility
57540 | Solar Photovoltaic Project #44 | S44F | Solar Photovoltaic | 0.5 | Electric Utility
57540 | Solar Photovoltaic Project #44 | S44G | Solar Photovoltaic | 0.5 | Electric Utility
57540 | Solar Photovoltaic Project #44 | S44H | Solar Photovoltaic | 0.5 | Electric Utility
57540 | Solar Photovoltaic Project #44 | S44I | Solar Photovoltaic | 0.5 | Electric Utility
57540 | Solar Photovoltaic Project #44 | S44J | Solar Photovoltaic | 0.5 | Electric Utility
57540 | Solar Photovoltaic Project #44 | S44K | Solar Photovoltaic | 0.5 | Electric Utility
57540 | Solar Photovoltaic Project #44 | S44L | Solar Photovoltaic | 0.5 | Electric Utility
57540 | Solar Photovoltaic Project #44 | S44M | Solar Photovoltaic | 0.5 | Electric Utility
57540 | Solar Photovoltaic Project #44 | S44N | Solar Photovoltaic | 0.5 | Electric Utility
57540 | Solar Photovoltaic Project #44 | S44O | Solar Photovoltaic | 0.5 | Electric Utility
57540 | Solar Photovoltaic Project #44 | S44P | Solar Photovoltaic | 0.5 | Electric Utility
57544 | California State University San Bernardi | FC01 | Other Natural Gas | 1.4 | Electric Utility
57547 | Winona County Wind LLC | WCW | Onshore Wind Turbine | 1.5 | IPP Non-CHP
57549 | South Hurlburt Wind LLC | SOUTH | Onshore Wind Turbine | 290 | IPP Non-CHP
57550 | Horseshoe Bend Wind LLC | HORSE | Onshore Wind Turbine | 290 | IPP Non-CHP
57551 | Garland Canal Power Plant | MAIN | Conventional Hydroelectric | 2.9 | IPP Non-CHP
57553 | Shirley Wind | 1 | Onshore Wind Turbine | 20 | IPP Non-CHP
57554 | AFA Solar Farm | AFA1 | Solar Photovoltaic | 5.5 | IPP Non-CHP
57556 | La Senita | 1 | Solar Photovoltaic | 1 | Electric Utility
57557 | Sunnyvale City of WPCP | S-14 | Landfill Gas | 0.8 | Electric Utility
57557 | Sunnyvale City of WPCP | S-15 | Landfill Gas | 0.8 | Electric Utility
57559 | Sunset Reservoir North Basin | 1 | Solar Photovoltaic | 4.5 | IPP Non-CHP
57560 | Chino Solar Valley | PV1 | Solar Photovoltaic | 19 | Electric Utility
57561 | Cotton Center Solar | PV1 | Solar Photovoltaic | 17 | Electric Utility
57562 | Paloma Solar | PV1 | Solar Photovoltaic | 17.6 | Electric Utility
57563 | Hyder Solar | PV1 | Solar Photovoltaic | 17 | Electric Utility
57563 | Hyder Solar | PV2 | Solar Photovoltaic | 5 | Electric Utility
57564 | Algonquin Power Sanger LLC | CTG | Natural Gas Fired Combined Cycle | 49 | IPP CHP
57564 | Algonquin Power Sanger LLC | STG2 | Natural Gas Fired Combined Cycle | 12.5 | IPP CHP
57565 | RP-Orlando, LLC | 1 | Solar Photovoltaic | 5.1 | IPP Non-CHP
57566 | GE 1 6 100 Prototype | 1.7SF | Onshore Wind Turbine | 1.8 | IPP Non-CHP
57567 | Albuquerque Solar Energy Center | ASEC1 | Solar Photovoltaic | 2 | Electric Utility
57568 | Record Hill Wind | RHW | Onshore Wind Turbine | 50.6 | IPP Non-CHP
57570 | Cooper Farms VW Project | WTG | Onshore Wind Turbine | 4.5 | Industrial Non-CHP
57571 | Los Lunas Solar Energy Center | LLSEC | Solar Photovoltaic | 5 | Electric Utility
57571 | Los Lunas Solar Energy Center | LMS2 | Solar Photovoltaic | 2 | Electric Utility
57573 | CCCSD Wastewater Treatment Plnt | S188 | Natural Gas Fired Combustion Turbine | 3.5 | Commercial CHP
57574 | ETS Ewing Solar Facility | ETS1 | Solar Photovoltaic | 1.3 | IPP Non-CHP
57575 | Deming Solar Energy Center | DSEC | Solar Photovoltaic | 5 | Electric Utility
57575 | Deming Solar Energy Center | HON2 | Solar Photovoltaic | 4 | Electric Utility
57576 | Las Vegas Solar Energy Center | LVSEC | Solar Photovoltaic | 5 | Electric Utility
57577 | Alamogordo Solar Energy Center | AGSEC | Solar Photovoltaic | 5 | Electric Utility
57578 | PaTu Wind Farm LLC | PATU | Onshore Wind Turbine | 9 | IPP Non-CHP
57579 | Robert O Schulz Solar Farm | 1 | Solar Photovoltaic | 0.9 | Electric Utility
57579 | Robert O Schulz Solar Farm | 2 | Solar Photovoltaic | 0.4 | Electric Utility
57580 | DST Cogen | CG1 | Natural Gas Internal Combustion Engine | 2.1 | IPP CHP
57580 | DST Cogen | CG2 | Natural Gas Internal Combustion Engine | 2.1 | IPP CHP
57581 | Allenwood | 1 | Landfill Gas | 1.6 | IPP Non-CHP
57581 | Allenwood | 2 | Landfill Gas | 1.6 | IPP Non-CHP
57582 | Lycoming County | 1 | Landfill Gas | 1.6 | IPP Non-CHP
57582 | Lycoming County | 2 | Landfill Gas | 1.6 | IPP Non-CHP
57583 | Battery Energy Storage System | BESS | Batteries | 27 | Electric Utility
57584 | University of California San Diego | BS1 | Batteries | 2.5 | Commercial CHP
57584 | University of California San Diego | NT2 | Natural Gas Fired Combined Cycle | 15 | Commercial CHP
57584 | University of California San Diego | ST1 | Natural Gas Fired Combined Cycle | 15 | Commercial CHP
57584 | University of California San Diego | STG | Natural Gas Fired Combined Cycle | 3 | Commercial CHP
57585 | Oxnard Paper Mill | 1 | Natural Gas Fired Combustion Turbine | 29 | Industrial CHP
57586 | Shiloh III Wind Project LLC | 1 | Onshore Wind Turbine | 102.5 | IPP Non-CHP
57587 | The Charleston Clean Energy Facility | 1 | Landfill Gas | 1.1 | IPP Non-CHP
57587 | The Charleston Clean Energy Facility | 2 | Landfill Gas | 1.1 | IPP Non-CHP
57588 | Matrix Stults Road Solar Facility | STULT | Solar Photovoltaic | 2.6 | Electric Utility
57589 | Long Island Solar Farm LLC | 9WUBN | Solar Photovoltaic | 31.5 | IPP Non-CHP
57590 | Minco Wind I, LLC | 1 | Onshore Wind Turbine | 99.2 | IPP Non-CHP
57591 | Hatch Solar Energy Center I, LLC | 1 | Solar Photovoltaic | 5 | IPP Non-CHP
57593 | Broken Bow Wind LLC | 1 | Onshore Wind Turbine | 79.9 | IPP Non-CHP
57594 | Teichert Materials-Teichert Vernalis | WTG1 | Onshore Wind Turbine | 1.5 | IPP Non-CHP
57595 | Pinnacle Wind Force LLC | 1 | Onshore Wind Turbine | 55.2 | IPP Non-CHP
57597 | Cana Gas Processing Plant | 3005 | Petroleum Liquids | 2.5 | Industrial Non-CHP
57597 | Cana Gas Processing Plant | 3006 | Petroleum Liquids | 2.5 | Industrial Non-CHP
57597 | Cana Gas Processing Plant | 6214 | Petroleum Liquids | 2.5 | Industrial Non-CHP
57598 | Bridge Street 1 & 2 | BS1 | Petroleum Liquids | 2.6 | Electric Utility
57598 | Bridge Street 1 & 2 | BS2 | Petroleum Liquids | 2.6 | Electric Utility
57599 | Fort Hill 1, 2, 3 & 4 | FH1 | Petroleum Liquids | 2.6 | Electric Utility
57599 | Fort Hill 1, 2, 3 & 4 | FH2 | Petroleum Liquids | 2.6 | Electric Utility
57599 | Fort Hill 1, 2, 3 & 4 | FH3 | Petroleum Liquids | 2.6 | Electric Utility
57599 | Fort Hill 1, 2, 3 & 4 | FH4 | Petroleum Liquids | 2.6 | Electric Utility
57600 | Fishers Island 1 | FI1 | Petroleum Liquids | 2.6 | Electric Utility
57601 | Gary Court 1 & 2 | GC1 | Petroleum Liquids | 2.6 | Electric Utility
57601 | Gary Court 1 & 2 | GC2 | Petroleum Liquids | 2.6 | Electric Utility
57602 | Jewett City 1 | JC1 | Petroleum Liquids | 2.6 | Electric Utility
57603 | LNG 1 & 2 | LNG1 | Petroleum Liquids | 2.6 | Electric Utility
57603 | LNG 1 & 2 | LNG2 | Petroleum Liquids | 2.6 | Electric Utility
57604 | Lebanon Pines 1 & 2 | LP1 | Petroleum Liquids | 2.6 | Electric Utility
57604 | Lebanon Pines 1 & 2 | LP2 | Petroleum Liquids | 2.6 | Electric Utility
57605 | Water Treatment 1 & 2 | WT1 | Petroleum Liquids | 2.6 | Electric Utility
57605 | Water Treatment 1 & 2 | WT2 | Petroleum Liquids | 2.6 | Electric Utility
57606 | Eastside WWTP | 1 | Petroleum Liquids | 1.8 | Electric Utility
57606 | Eastside WWTP | 2 | Petroleum Liquids | 1.8 | Electric Utility
57606 | Eastside WWTP | 3 | Petroleum Liquids | 1.8 | Electric Utility
57607 | Ward WTP | 1 | Petroleum Liquids | 1 | Electric Utility
57607 | Ward WTP | 2 | Petroleum Liquids | 1 | Electric Utility
57608 | Westside WWTP | 1 | Petroleum Liquids | 1.8 | Electric Utility
57609 | New Harvest Wind Project LLC | 1 | Onshore Wind Turbine | 100 | IPP Non-CHP
57613 | LE Wind Turbine 1 | WTG1 | Onshore Wind Turbine | 2.5 | Industrial Non-CHP
57616 | Blue Canyon Windpower VI LLC | GEN1 | Onshore Wind Turbine | 100 | IPP Non-CHP
57620 | Paulding Wind Farm II | GEN1 | Onshore Wind Turbine | 99 | IPP Non-CHP
57621 | Rising Tree Wind Farm | GEN1 | Onshore Wind Turbine | 79.2 | IPP Non-CHP
57624 | Norwich WWTP | 1 | Petroleum Liquids | 2 | Commercial Non-CHP
57625 | Bos Dairy, LLC | BOS2 | Other Waste Biomass | 0.7 | Industrial Non-CHP
57625 | Bos Dairy, LLC | BOS3 | Other Waste Biomass | 0.4 | Industrial Non-CHP
57626 | Foundation ST | WTG1 | Onshore Wind Turbine | 2 | IPP Non-CHP
57629 | Gaston Memorial Hospital | GMH1 | Petroleum Liquids | 1.8 | Commercial Non-CHP
57630 | Long Creek Waste Water Plant | ES1 | Petroleum Liquids | 1.7 | Commercial Non-CHP
57630 | Long Creek Waste Water Plant | ES2 | Petroleum Liquids | 1.7 | Commercial Non-CHP
57630 | Long Creek Waste Water Plant | ES3 | Petroleum Liquids | 1.7 | Commercial Non-CHP
57631 | Wolverine | 1 | Onshore Wind Turbine | 1.5 | IPP Non-CHP
57632 | Bulldog | 1 | Onshore Wind Turbine | 1.5 | IPP Non-CHP
57635 | Linden Wind Energy Project | LW1 | Onshore Wind Turbine | 50 | Electric Utility
57636 | Auburn LFG Energy Facility | 1 | Landfill Gas | 1.1 | IPP Non-CHP
57636 | Auburn LFG Energy Facility | 3 | Landfill Gas | 1.1 | IPP Non-CHP
57637 | Union City Wind Turbine | 1 | Onshore Wind Turbine | 1 | IPP Non-CHP
57638 | Randolph Eastern School Wind Turbine | 1 | Onshore Wind Turbine | 1 | Commercial Non-CHP
57639 | Ironwood Wind | 1 | Onshore Wind Turbine | 167.9 | IPP Non-CHP
57640 | 500 Virginia Solar | 1 | Solar Photovoltaic | 1 | IPP Non-CHP
57643 | Vestas Towers America, Inc. | V100 | Onshore Wind Turbine | 1.8 | Industrial Non-CHP
57644 | Prairie Rose Wind Farm | PR1 | Onshore Wind Turbine | 200 | IPP Non-CHP
57645 | City & County of Denver at Denver Int'l | PV1 | Solar Photovoltaic | 3.4 | IPP Non-CHP
57646 | McCormick & Co. Inc. at Belcamp | PV1 | Solar Photovoltaic | 1.4 | IPP Non-CHP
57647 | Toys R Us- DE, Inc. at Mt. Olive, NJ | PV1 | Solar Photovoltaic | 4.1 | IPP Non-CHP
57648 | Zotos International WPGF | WT1 | Onshore Wind Turbine | 1.7 | Industrial Non-CHP
57648 | Zotos International WPGF | WT2 | Onshore Wind Turbine | 1.7 | Industrial Non-CHP
57649 | Elm Creek Wind II LLC | 1 | Onshore Wind Turbine | 148.8 | IPP Non-CHP
57650 | Regulus Solar Project | FRV4 | Solar Photovoltaic | 60 | IPP Non-CHP
57651 | FRV Cygnus Solar Project | FRV3 | Solar Photovoltaic | 20 | IPP Non-CHP
57652 | Yamhill Solar LLC | 1 | Solar Photovoltaic | 1 | IPP Non-CHP
57653 | Oregon State University Energy Center | CTG | Natural Gas Fired Combined Cycle | 5.5 | Commercial CHP
57653 | Oregon State University Energy Center | STG | Natural Gas Fired Combined Cycle | 1 | Commercial CHP
57654 | Town of Falmouth WWTP | WIND1 | Onshore Wind Turbine | 1.7 | Commercial Non-CHP
57654 | Town of Falmouth WWTP | WIND2 | Onshore Wind Turbine | 1.7 | Commercial Non-CHP
57655 | Bakersfield College Solar 01 | BC01 | Solar Photovoltaic | 1.1 | Commercial Non-CHP
57656 | Temescal Canyon RV, LLC | 1 | Solar Photovoltaic | 1.5 | IPP Non-CHP
57657 | Avra Valley Solar | 1 | Solar Photovoltaic | 26.5 | IPP Non-CHP
57660 | Vineland Mays Landing Solar | VNLND | Solar Photovoltaic | 4.3 | IPP Non-CHP
57661 | Manalapan Village Solar | MANVL | Solar Photovoltaic | 3.5 | IPP Non-CHP
57662 | McGraw Hill Solar | MCGRH | Solar Photovoltaic | 12 | IPP Non-CHP
57663 | Cimarron Windpower II | 1 | Onshore Wind Turbine | 131 | IPP Non-CHP
57664 | Astoria Energy II | CT3 | Natural Gas Fired Combined Cycle | 200 | IPP Non-CHP
57664 | Astoria Energy II | CT4 | Natural Gas Fired Combined Cycle | 200 | IPP Non-CHP
57664 | Astoria Energy II | ST2 | Natural Gas Fired Combined Cycle | 250 | IPP Non-CHP
57665 | SAF Hydroelectric LLC | 1 | Conventional Hydroelectric | 0.6 | IPP Non-CHP
57665 | SAF Hydroelectric LLC | 10 | Conventional Hydroelectric | 0.6 | IPP Non-CHP
57665 | SAF Hydroelectric LLC | 11 | Conventional Hydroelectric | 0.6 | IPP Non-CHP
57665 | SAF Hydroelectric LLC | 12 | Conventional Hydroelectric | 0.6 | IPP Non-CHP
57665 | SAF Hydroelectric LLC | 13 | Conventional Hydroelectric | 0.6 | IPP Non-CHP
57665 | SAF Hydroelectric LLC | 14 | Conventional Hydroelectric | 0.6 | IPP Non-CHP
57665 | SAF Hydroelectric LLC | 15 | Conventional Hydroelectric | 0.6 | IPP Non-CHP
57665 | SAF Hydroelectric LLC | 16 | Conventional Hydroelectric | 0.6 | IPP Non-CHP
57665 | SAF Hydroelectric LLC | 2 | Conventional Hydroelectric | 0.6 | IPP Non-CHP
57665 | SAF Hydroelectric LLC | 3 | Conventional Hydroelectric | 0.6 | IPP Non-CHP
57665 | SAF Hydroelectric LLC | 4 | Conventional Hydroelectric | 0.6 | IPP Non-CHP
57665 | SAF Hydroelectric LLC | 5 | Conventional Hydroelectric | 0.6 | IPP Non-CHP
57665 | SAF Hydroelectric LLC | 6 | Conventional Hydroelectric | 0.6 | IPP Non-CHP
57665 | SAF Hydroelectric LLC | 7 | Conventional Hydroelectric | 0.6 | IPP Non-CHP
57665 | SAF Hydroelectric LLC | 8 | Conventional Hydroelectric | 0.6 | IPP Non-CHP
57665 | SAF Hydroelectric LLC | 9 | Conventional Hydroelectric | 0.6 | IPP Non-CHP
57666 | Foxwoods CoGen | CT1 | Natural Gas Fired Combustion Turbine | 6.6 | Commercial CHP
57666 | Foxwoods CoGen | CT2 | Natural Gas Fired Combustion Turbine | 6.6 | Commercial CHP
57667 | Seabrook Solar Plant | SBS1 | Solar Photovoltaic | 3.2 | IPP Non-CHP
57668 | CASD Solar | CASDE | Solar Photovoltaic | 0.9 | Commercial Non-CHP
57668 | CASD Solar | CASDW | Solar Photovoltaic | 0.4 | Commercial Non-CHP
57669 | SMUD at Grundman | PV1 | Solar Photovoltaic | 17 | IPP Non-CHP
57670 | SMUD at Van Conett | PV1 | Solar Photovoltaic | 2.9 | IPP Non-CHP
57671 | SMUD at Fleshman | PV1 | Solar Photovoltaic | 2.9 | IPP Non-CHP
57672 | Oakdale Renewable Energy Plant | GE1 | Natural Gas Internal Combustion Engine | 1.4 | Commercial Non-CHP
57672 | Oakdale Renewable Energy Plant | GE2 | Natural Gas Internal Combustion Engine | 1.4 | Commercial Non-CHP
57673 | Macys Goodyear | 1 | Solar Photovoltaic | 3.5 | IPP Non-CHP
57674 | Indian Orchard PV Facility | 1 | Solar Photovoltaic | 2.3 | Electric Utility
57675 | Pioneer Trail Wind Farm, LLC | PTWF | Onshore Wind Turbine | 150.4 | IPP Non-CHP
57676 | Silver Lake Solar Photovoltaic Facility | 1 | Solar Photovoltaic | 1.8 | Electric Utility
57677 | Murphy Farm Power, LLC | 1 | Solar Photovoltaic | 1 | IPP Non-CHP
57678 | Post Rock Wind Power Project, LLC | 1 | Onshore Wind Turbine | 201 | IPP Non-CHP
57680 | Arlington Valley Solar Energy II | AVSE1 | Solar Photovoltaic | 19 | IPP Non-CHP
57680 | Arlington Valley Solar Energy II | AVSE2 | Solar Photovoltaic | 28 | IPP Non-CHP
57680 | Arlington Valley Solar Energy II | AVSE3 | Solar Photovoltaic | 28 | IPP Non-CHP
57680 | Arlington Valley Solar Energy II | AVSE4 | Solar Photovoltaic | 26 | IPP Non-CHP
57680 | Arlington Valley Solar Energy II | AVSE5 | Solar Photovoltaic | 28 | IPP Non-CHP
57681 | City of Boulder WWTP | 1 | Solar Photovoltaic | 1 | IPP Non-CHP
57682 | City of Madera WWTP | 1 | Solar Photovoltaic | 1.2 | IPP Non-CHP
57683 | Staples La Mirada, CA | 1 | Solar Photovoltaic | 1.1 | IPP Non-CHP
57684 | Goodsprings Waste Heat Recovery | HR1 | Natural Gas Steam Turbine | 7.5 | Electric Utility
57685 | Rinehart | 1 | Solar Photovoltaic | 10 | IPP Non-CHP
57687 | CS Murphy Point, LLC | 1 | Solar Photovoltaic | 1 | IPP Non-CHP
57689 | Norden 1-3 | NORD1 | Petroleum Liquids | 2 | Electric Utility
57689 | Norden 1-3 | NORD2 | Petroleum Liquids | 2 | Electric Utility
57689 | Norden 1-3 | NORD3 | Petroleum Liquids | 2 | Electric Utility
57690 | Turnbull Hydro | 1 | Conventional Hydroelectric | 5.3 | IPP Non-CHP
57690 | Turnbull Hydro | 2 | Conventional Hydroelectric | 7.7 | IPP Non-CHP
57692 | DOE Golden NWTC Load Side | SEPV | Solar Photovoltaic | 1.1 | Commercial Non-CHP
57693 | DOE Golden NWTC Turbine Side | ALSTO | Onshore Wind Turbine | 3 | Commercial Non-CHP
57693 | DOE Golden NWTC Turbine Side | GAMES | Onshore Wind Turbine | 2 | Commercial Non-CHP
57693 | DOE Golden NWTC Turbine Side | GEDOE | Onshore Wind Turbine | 1.5 | Commercial Non-CHP
57693 | DOE Golden NWTC Turbine Side | SIEM | Onshore Wind Turbine | 2.3 | Commercial Non-CHP
57694 | DOE Golden NREL Main Campus | MESA | Solar Photovoltaic | 0.7 | Commercial Non-CHP
57694 | DOE Golden NREL Main Campus | PARKG | Solar Photovoltaic | 1.2 | Commercial Non-CHP
57694 | DOE Golden NREL Main Campus | PARKL | Solar Photovoltaic | 0.5 | Commercial Non-CHP
57694 | DOE Golden NREL Main Campus | RSF1 | Solar Photovoltaic | 0.5 | Commercial Non-CHP
57694 | DOE Golden NREL Main Campus | RSF2 | Solar Photovoltaic | 0.4 | Commercial Non-CHP
57694 | DOE Golden NREL Main Campus | STF | Solar Photovoltaic | 0.1 | Commercial Non-CHP
57695 | Topaz Solar Farm | TPZ1 | Solar Photovoltaic | 129.8 | IPP Non-CHP
57695 | Topaz Solar Farm | TPZ2 | Solar Photovoltaic | 151.2 | IPP Non-CHP
57695 | Topaz Solar Farm | TPZ3 | Solar Photovoltaic | 102.1 | IPP Non-CHP
57695 | Topaz Solar Farm | TPZ4 | Solar Photovoltaic | 90.3 | IPP Non-CHP
57695 | Topaz Solar Farm | TPZ5 | Solar Photovoltaic | 112.5 | IPP Non-CHP
57696 | Power Generation Station (PGS) 2 | 1 | Other Waste Biomass | 4.6 | Commercial CHP
57697 | Aerojet I | 1 | Solar Photovoltaic | 3 | IPP Non-CHP
57698 | Aerojet II | 1 | Solar Photovoltaic | 2.7 | IPP Non-CHP
57699 | Webberville Solar Project | AES1 | Solar Photovoltaic | 30 | IPP Non-CHP
57700 | Vasco Winds | 1 | Onshore Wind Turbine | 78.2 | IPP Non-CHP
57701 | Montezuma Wind II | 1 | Onshore Wind Turbine | 78.2 | IPP Non-CHP
57702 | Signal Hill West Unit | 1 | Other Gases | 5.7 | Industrial Non-CHP
57703 | Cheyenne Prairie Generating Station | 01A | Natural Gas Fired Combined Cycle | 40 | Electric Utility
57703 | Cheyenne Prairie Generating Station | 01B | Natural Gas Fired Combined Cycle | 40 | Electric Utility
57703 | Cheyenne Prairie Generating Station | 01C | Natural Gas Fired Combined Cycle | 20 | Electric Utility
57703 | Cheyenne Prairie Generating Station | 02A | Natural Gas Fired Combustion Turbine | 40 | Electric Utility
57706 | Blue Water Renewables Inc | 1 | Landfill Gas | 1.6 | IPP Non-CHP
57706 | Blue Water Renewables Inc | 2 | Landfill Gas | 1.6 | IPP Non-CHP
57707 | Mesquite Solar 1 | 1 | Solar Photovoltaic | 16 | IPP Non-CHP
57707 | Mesquite Solar 1 | 10 | Solar Photovoltaic | 12 | IPP Non-CHP
57707 | Mesquite Solar 1 | 11 | Solar Photovoltaic | 16 | IPP Non-CHP
57707 | Mesquite Solar 1 | 12 | Solar Photovoltaic | 16 | IPP Non-CHP
57707 | Mesquite Solar 1 | 2 | Solar Photovoltaic | 16 | IPP Non-CHP
57707 | Mesquite Solar 1 | 3 | Solar Photovoltaic | 10 | IPP Non-CHP
57707 | Mesquite Solar 1 | 4 | Solar Photovoltaic | 16 | IPP Non-CHP
57707 | Mesquite Solar 1 | 5 | Solar Photovoltaic | 16 | IPP Non-CHP
57707 | Mesquite Solar 1 | 6 | Solar Photovoltaic | 8 | IPP Non-CHP
57707 | Mesquite Solar 1 | 7 | Solar Photovoltaic | 16 | IPP Non-CHP
57707 | Mesquite Solar 1 | 8 | Solar Photovoltaic | 12 | IPP Non-CHP
57707 | Mesquite Solar 1 | 9 | Solar Photovoltaic | 16 | IPP Non-CHP
57708 | Catalina Solar LLC | INV | Solar Photovoltaic | 110 | IPP Non-CHP
57710 | Stephentown Spindle | SRS1 | Flywheels | 20 | IPP Non-CHP
57712 | Beacon Power Flywheel System 2 | TYN2 | Flywheels | 2 | IPP Non-CHP
57713 | Rohr Inc, a UTC Aerospace Systems Company | 151 | Natural Gas Internal Combustion Engine | 3.2 | Industrial CHP
57713 | Rohr Inc, a UTC Aerospace Systems Company | 152 | Natural Gas Internal Combustion Engine | 3.2 | Industrial CHP
57713 | Rohr Inc, a UTC Aerospace Systems Company | 153 | Natural Gas Internal Combustion Engine | 3.2 | Industrial CHP
57714 | City of Palo Alto | GEN1 | Natural Gas Internal Combustion Engine | 1.1 | Electric Utility
57714 | City of Palo Alto | GEN2 | Natural Gas Internal Combustion Engine | 1.1 | Electric Utility
57714 | City of Palo Alto | GEN3 | Natural Gas Internal Combustion Engine | 1.1 | Electric Utility
57714 | City of Palo Alto | GEN4 | Natural Gas Internal Combustion Engine | 1.1 | Electric Utility
57715 | Watkins Manufacturing Co. | GEN1 | Natural Gas Internal Combustion Engine | 1 | Industrial Non-CHP
57715 | Watkins Manufacturing Co. | GEN2 | Natural Gas Internal Combustion Engine | 1 | Industrial Non-CHP
57716 | Hazle Spindle | HRS1 | Flywheels | 20 | IPP Non-CHP
57717 | UASTP II | UATP2 | Solar Photovoltaic | 4 | Electric Utility
57721 | Berkshire Wind Power Project | BWP | Onshore Wind Turbine | 15 | Electric Utility
57722 | North Palm Springs 4A | 1 | Solar Photovoltaic | 4 | IPP Non-CHP
57723 | Johnson Matthey, Inc. Solar | PV1 | Solar Photovoltaic | 4 | IPP Non-CHP
57724 | NJMC Landfill | NJMC | Solar Photovoltaic | 2.5 | Electric Utility
57725 | Shiloh IV Wind Project LLC | 1 | Onshore Wind Turbine | 101.3 | IPP Non-CHP
57726 | Summit Associates | SUMA | Solar Photovoltaic | 1.9 | Electric Utility
57727 | BlackRock-Matrix | BLAR | Solar Photovoltaic | 2.5 | Electric Utility
57728 | Mill Creek Solar | MILLC | Solar Photovoltaic | 3.5 | Electric Utility
57729 | Lake Hodges Hydroelectric Facility | 1 | Hydroelectric Pumped Storage | 21 | Electric Utility
57729 | Lake Hodges Hydroelectric Facility | 2 | Hydroelectric Pumped Storage | 21 | Electric Utility
57732 | UMM Wind Turbine | UMM1 | Onshore Wind Turbine | 1.7 | Commercial Non-CHP
57733 | Benjamin Moore & Co. Solar | PV1 | Solar Photovoltaic | 1.4 | Commercial Non-CHP
57734 | Cherry Hill | CH | Solar Photovoltaic | 1.1 | IPP Non-CHP
57735 | UCSD Fuel Cell Plant | UCSD | Other Waste Biomass | 3 | IPP Non-CHP
57736 | SPS1 Dollarhide | 1 | Solar Photovoltaic | 10 | IPP Non-CHP
57737 | SPS2 Jal | 1 | Solar Photovoltaic | 10 | IPP Non-CHP
57738 | SPS3 Lea | 1 | Solar Photovoltaic | 10 | IPP Non-CHP
57739 | SPS4 Monument | 1 | Solar Photovoltaic | 10.1 | IPP Non-CHP
57740 | SPS5 Hopi | 1 | Solar Photovoltaic | 10.1 | IPP Non-CHP
57741 | Suzlon Project VIII LLC | SP111 | Onshore Wind Turbine | 2.1 | IPP Non-CHP
57741 | Suzlon Project VIII LLC | SP97 | Onshore Wind Turbine | 2.1 | IPP Non-CHP
57742 | Vineland Headquarters | VHQ | Solar Photovoltaic | 1.1 | IPP Non-CHP
57743 | North Palm Springs 1A | 1 | Solar Photovoltaic | 2.5 | IPP Non-CHP
57744 | Laurel Hill Wind | 1 | Onshore Wind Turbine | 69 | IPP Non-CHP
57745 | The City of Vineland at West Vineland | PV1 | Solar Photovoltaic | 3.7 | IPP Non-CHP
57746 | The City of Vineland at North Vineland | PV1 | Solar Photovoltaic | 2.3 | IPP Non-CHP
57747 | FedEx Field Solar Facility | 1 | Solar Photovoltaic | 2 | IPP Non-CHP
57748 | Gordon Butte Wind LLC | GBW | Onshore Wind Turbine | 9.6 | IPP Non-CHP
57749 | Sawtooth Wind Project | ST | Onshore Wind Turbine | 22.4 | IPP Non-CHP
57750 | Maple Solar | P1 | Solar Photovoltaic | 1.6 | IPP Non-CHP
57750 | Maple Solar | P2 | Solar Photovoltaic | 0.8 | IPP Non-CHP
57751 | Los Vientos Wind 1A | 1 | Onshore Wind Turbine | 200 | IPP Non-CHP
57752 | Los Vientos Wind 1B | 1 | Onshore Wind Turbine | 201.6 | IPP Non-CHP
57753 | SMUD at Lawrence | PV1 | Solar Photovoltaic | 1 | IPP Non-CHP
57754 | Frederick County LFGTE Facility | 1 | Landfill Gas | 1 | Commercial Non-CHP
57754 | Frederick County LFGTE Facility | 2 | Landfill Gas | 1 | Commercial Non-CHP
57755 | TPW Petersburg | PETE | Onshore Wind Turbine | 40.5 | IPP Non-CHP
57756 | Coastal Energy Project | 1 | Onshore Wind Turbine | 6 | IPP Non-CHP
57757 | Pacific Wind LLC | 1 | Onshore Wind Turbine | 151.7 | IPP Non-CHP
57758 | Mount Saint Mary's | PV1 | Solar Photovoltaic | 13.7 | IPP Non-CHP
57759 | Consumer Products (Camas) LLC | STG1 | Wood/Wood Waste Biomass | 61.5 | Industrial CHP
57760 | Power County Wind Park South | PCWPS | Onshore Wind Turbine | 22.5 | IPP Non-CHP
57761 | Power County Wind Park North | PCWPN | Onshore Wind Turbine | 22.5 | IPP Non-CHP
57762 | Cimarron Wind Energy LLC | CPV1 | Onshore Wind Turbine | 165.6 | IPP Non-CHP
57763 | Youngs Creek Hydroelectric Project | 1 | Conventional Hydroelectric | 7.5 | Electric Utility
57764 | Naval Air Weapons Station China Lake | 1 | Solar Photovoltaic | 11.1 | Commercial Non-CHP
57765 | Arizona Western College PV | SFC | Solar Photovoltaic | 1 | IPP Non-CHP
57765 | Arizona Western College PV | SHP | Solar Photovoltaic | 0.9 | IPP Non-CHP
57765 | Arizona Western College PV | SOLEG | Solar Photovoltaic | 1 | IPP Non-CHP
57765 | Arizona Western College PV | STE | Solar Photovoltaic | 0.9 | IPP Non-CHP
57765 | Arizona Western College PV | SWD | Solar Photovoltaic | 0.9 | IPP Non-CHP
57766 | Rockland Wind Farm | RLWF | Onshore Wind Turbine | 79.2 | IPP Non-CHP
57767 | Brown County Wind Turbine | 1 | Onshore Wind Turbine | 1.5 | Electric Utility
57768 | Longwood Gardens | 1 | Solar Photovoltaic | 1.3 | IPP Non-CHP
57769 | Mehoopany Wind Energy LLC | 1 | Onshore Wind Turbine | 141 | IPP Non-CHP
57770 | South Bay Fuel Cell Plant | SBFC | Other Waste Biomass | 1.5 | IPP Non-CHP
57771 | Ameresco Butte County | 1 | Landfill Gas | 2.3 | IPP Non-CHP
57772 | Perdue Bridgeville Photovoltaic | BRID | Solar Photovoltaic | 1.3 | IPP Non-CHP
57773 | Palo Verde College | 1 | Solar Photovoltaic | 1.2 | Commercial Non-CHP
57774 | Windstar 1 | WGNS | Onshore Wind Turbine | 120 | IPP Non-CHP
57775 | Kingman 1 | PV | Solar Photovoltaic | 0.5 | IPP Non-CHP
57775 | Kingman 1 | WGNS | Onshore Wind Turbine | 10 | IPP Non-CHP
57776 | FedEx Woodbridge | 1 | Solar Photovoltaic | 2.4 | IPP Non-CHP
57777 | RE Dillard 1 | DL1 | Solar Photovoltaic | 3 | IPP Non-CHP
57778 | RE Kammerer 1 | KAM1 | Solar Photovoltaic | 5 | IPP Non-CHP
57779 | RE Dillard 2 | DIL2 | Solar Photovoltaic | 3 | IPP Non-CHP
57780 | RE Kammerer 2 | KAM2 | Solar Photovoltaic | 5 | IPP Non-CHP
57781 | RE Dillard 3 | DIL3 | Solar Photovoltaic | 3 | IPP Non-CHP
57782 | RE Kammerer 3 | KAM3 | Solar Photovoltaic | 5 | IPP Non-CHP
57783 | RE Bruceville 1 | BRU1 | Solar Photovoltaic | 5 | IPP Non-CHP
57784 | RE Bruceville 2 | BRU2 | Solar Photovoltaic | 5 | IPP Non-CHP
57785 | RE Bruceville 3 | BRU3 | Solar Photovoltaic | 5 | IPP Non-CHP
57786 | FC Landfill Energy | UNIT1 | Landfill Gas | 1.1 | IPP Non-CHP
57786 | FC Landfill Energy | UNIT2 | Landfill Gas | 1.1 | IPP Non-CHP
57787 | Flat Ridge 2 Wind Energy LLC | 1 | Onshore Wind Turbine | 470.2 | IPP Non-CHP
57788 | US GSA Heating and Transmission | TG1 | Natural Gas Fired Combustion Turbine | 5.4 | Commercial CHP
57788 | US GSA Heating and Transmission | TG2 | Natural Gas Fired Combustion Turbine | 5.4 | Commercial CHP
57789 | Peak Power 1 Cogen | GEN1 | Natural Gas Internal Combustion Engine | 2.1 | Commercial CHP
57789 | Peak Power 1 Cogen | GEN2 | Natural Gas Internal Combustion Engine | 2.1 | Commercial CHP
57789 | Peak Power 1 Cogen | GEN3 | Natural Gas Internal Combustion Engine | 2.1 | Commercial CHP
57790 | RE Bagdad Solar I LLC | 1 | Solar Photovoltaic | 16.6 | IPP Non-CHP
57791 | Foundation AB | WTG1 | Onshore Wind Turbine | 1.5 | IPP Non-CHP
57792 | Foundation IE | WTG1 | Onshore Wind Turbine | 1 | IPP Non-CHP
57793 | Sonoma County Fuel Cell | FC-1 | Other Natural Gas | 1.4 | Commercial CHP
57795 | RE Ajo 1 LLC | 1 | Solar Photovoltaic | 4.5 | IPP Non-CHP
57796 | Golden Springs Building C-1 | 1 | Solar Photovoltaic | 1.2 | IPP Non-CHP
57797 | Golden Springs Building D | 1 | Solar Photovoltaic | 1.3 | IPP Non-CHP
57798 | OBP Cogen | 1OBP | Natural Gas Fired Combustion Turbine | 4.6 | Commercial CHP
57799 | ISH Solar Central, LLC | 1 | Solar Photovoltaic | 1.4 | IPP Non-CHP
57800 | Bison 2 Wind Energy Center | BISO2 | Onshore Wind Turbine | 105 | Electric Utility
57801 | Bison 3 Wind Energy Center | BISO3 | Onshore Wind Turbine | 105 | Electric Utility
57802 | Magic Valley Wind Farm I LLC | MV1 | Onshore Wind Turbine | 203 | IPP Non-CHP
57803 | Lime Wind | T1-6 | Onshore Wind Turbine | 3 | IPP Non-CHP
57804 | Middlebury College | 2 | Wood/Wood Waste Biomass | 0.6 | Commercial CHP
57804 | Middlebury College | 3 | Wood/Wood Waste Biomass | 0.8 | Commercial CHP
57805 | William Paterson University | WPU1 | Solar Photovoltaic | 1.4 | Commercial Non-CHP
57806 | RE Dillard 4 | DIL4 | Solar Photovoltaic | 0.4 | IPP Non-CHP
57807 | Coca Cola American Canyon | COK01 | Other Natural Gas | 1.1 | IPP Non-CHP
57808 | Lockheed Martin Sunnyvale | LOK00 | Other Natural Gas | 1.1 | IPP Non-CHP
57809 | Franklin Templeton San Mateo | FRK00 | Other Natural Gas | 1.1 | IPP Non-CHP
57811 | Adobe San Jose | ADB00 | Other Natural Gas | 0.8 | IPP Non-CHP
57811 | Adobe San Jose | ADB01 | Other Natural Gas | 0.4 | IPP Non-CHP
57813 | GL Wind | TURB1 | Onshore Wind Turbine | 2.5 | IPP Non-CHP
57813 | GL Wind | TURB2 | Onshore Wind Turbine | 2.5 | IPP Non-CHP
57815 | Titusville Solar | PV1 | Solar Photovoltaic | 4.1 | Commercial Non-CHP
57816 | RE McKenzie 1 | MCK1 | Solar Photovoltaic | 5 | IPP Non-CHP
57817 | RE McKenzie 2 | MCK2 | Solar Photovoltaic | 5 | IPP Non-CHP
57818 | RE McKenzie 3 | MCK3 | Solar Photovoltaic | 5 | IPP Non-CHP
57819 | RE McKenzie 4 | MCK4 | Solar Photovoltaic | 5 | IPP Non-CHP
57820 | RE McKenzie 5 | MCK5 | Solar Photovoltaic | 5 | IPP Non-CHP
57821 | RE McKenzie 6 | MCK6 | Solar Photovoltaic | 5 | IPP Non-CHP
57822 | Middletown Coke Company, LLC | YNKE | Other Gases | 67 | IPP CHP
57823 | WCROC Wind Farm | WTG1 | Onshore Wind Turbine | 1.7 | IPP Non-CHP
57824 | Onalaska Campus Landfill Biogas | 416LF | Landfill Gas | 1.1 | IPP Non-CHP
57827 | Dinuba Wastewater Treatment Plant | DSPV | Solar Photovoltaic | 1 | Commercial Non-CHP
57828 | Tulsa LFG LLC | GEN1 | Landfill Gas | 1.6 | IPP Non-CHP
57828 | Tulsa LFG LLC | GEN2 | Landfill Gas | 1.6 | IPP Non-CHP
57829 | Glendale Energy Power Plant | GLEN1 | Landfill Gas | 1.4 | IPP Non-CHP
57829 | Glendale Energy Power Plant | GLEN2 | Landfill Gas | 1.4 | IPP Non-CHP
57830 | Rippey Wind Farm | NORD | Onshore Wind Turbine | 50 | IPP Non-CHP
57831 | Heliocentric | 1 | Solar Photovoltaic | 1.5 | IPP Non-CHP
57832 | Hawkeye Wind Farm | NORD | Onshore Wind Turbine | 35 | IPP Non-CHP
57833 | Mustang Hills LLC | AW06 | Onshore Wind Turbine | 150 | IPP Non-CHP
57834 | Pinyon Pine I | AW07 | Onshore Wind Turbine | 168 | IPP Non-CHP
57835 | Alta Wind VIII | AW08 | Onshore Wind Turbine | 150 | IPP Non-CHP
57836 | L-8 Solar Project | TSM | Solar Photovoltaic | 1.5 | IPP Non-CHP
57837 | Pinyon Pine II | AW09 | Onshore Wind Turbine | 132 | IPP Non-CHP
57838 | Dartmouth II Solar | D2MA | Solar Photovoltaic | 2 | IPP Non-CHP
57839 | Woodbridge Energy Center | CT001 | Natural Gas Fired Combined Cycle | 240 | IPP Non-CHP
57839 | Woodbridge Energy Center | CT002 | Natural Gas Fired Combined Cycle | 240 | IPP Non-CHP
57839 | Woodbridge Energy Center | ST001 | Natural Gas Fired Combined Cycle | 315 | IPP Non-CHP
57840 | ISH Solar Hospital SDMC | 1 | Solar Photovoltaic | 1.1 | IPP Non-CHP
57841 | ISH Solar Hospital Downey | 1 | Solar Photovoltaic | 1.1 | IPP Non-CHP
57842 | Wabash Valley Power IGCC | 1 | Petroleum Coke | 112.5 | Electric Utility
57842 | Wabash Valley Power IGCC | 1A | Petroleum Coke | 192 | Electric Utility
57843 | SC Landfill Energy LLC | GEN1 | Landfill Gas | 1.9 | IPP Non-CHP
57844 | Franklin County Wind Farm | 1 | Onshore Wind Turbine | 99 | IPP Non-CHP
57845 | AC Landfill Energy LLC | UNIT1 | Landfill Gas | 1.6 | IPP Non-CHP
57845 | AC Landfill Energy LLC | UNIT2 | Landfill Gas | 1.9 | IPP Non-CHP
57845 | AC Landfill Energy LLC | UNIT3 | Landfill Gas | 1.9 | IPP Non-CHP
57846 | SX Landfill Energy LLC | UNIT1 | Landfill Gas | 1.6 | IPP Non-CHP
57846 | SX Landfill Energy LLC | UNIT2 | Landfill Gas | 1.6 | IPP Non-CHP
57847 | BC Landfill Energy LLC | UNIT1 | Landfill Gas | 1.5 | IPP Non-CHP
57847 | BC Landfill Energy LLC | UNIT2 | Landfill Gas | 1.5 | IPP Non-CHP
57847 | BC Landfill Energy LLC | UNIT3 | Landfill Gas | 1.5 | IPP Non-CHP
57847 | BC Landfill Energy LLC | UNIT4 | Landfill Gas | 1.5 | IPP Non-CHP
57847 | BC Landfill Energy LLC | UNIT5 | Landfill Gas | 1.5 | IPP Non-CHP
57848 | WC Landfill Energy LLC | GEN1 | Landfill Gas | 2 | IPP Non-CHP
57848 | WC Landfill Energy LLC | SOLAR | Solar Photovoltaic | 1.2 | IPP Non-CHP
57849 | Green Acres Solar Facility 1 | GASF1 | Solar Photovoltaic | 3 | IPP Non-CHP
57850 | Green Acres Solar Facility 2 | GASF2 | Solar Photovoltaic | 1 | IPP Non-CHP
57851 | Sigel Wind Park | 1 | Onshore Wind Turbine | 64 | Electric Utility
57852 | Minden Wind Park | 1 | Onshore Wind Turbine | 32 | Electric Utility
57853 | McKinley Wind Park | 1 | Onshore Wind Turbine | 14.4 | Electric Utility
57854 | North Hollywood | 1PT1 | Hydroelectric Pumped Storage | 1.8 | Commercial Non-CHP
57854 | North Hollywood | 1PT2 | Hydroelectric Pumped Storage | 1.8 | Commercial Non-CHP
57854 | North Hollywood | 1PT3 | Hydroelectric Pumped Storage | 1.8 | Commercial Non-CHP
57854 | North Hollywood | 2T1 | Conventional Hydroelectric | 1.2 | Commercial Non-CHP
57854 | North Hollywood | 2T2 | Conventional Hydroelectric | 1.2 | Commercial Non-CHP
57854 | North Hollywood | 2T3 | Conventional Hydroelectric | 0.5 | Commercial Non-CHP
57854 | North Hollywood | 3T1 | Conventional Hydroelectric | 0.5 | Commercial Non-CHP
57854 | North Hollywood | 3T2 | Conventional Hydroelectric | 0.2 | Commercial Non-CHP
57855 | Ipswich Wind Turbine | 1 | Onshore Wind Turbine | 1.6 | Electric Utility
57856 | Univ of California San Diego Solar | SGU1 | Solar Photovoltaic | 1.2 | Commercial Non-CHP
57857 | Shasta Renewable Resources Plant | 1 | Wood/Wood Waste Biomass | 5.5 | IPP CHP
57858 | Caney River Wind Project | 1 | Onshore Wind Turbine | 200 | IPP Non-CHP
57860 | Industry MetroLink PV 1 | 1 | Solar Photovoltaic | 1.5 | Electric Utility
57861 | Hidden Hollow Energy | UNT1 | Landfill Gas | 1.5 | IPP Non-CHP
57861 | Hidden Hollow Energy | UNT2 | Landfill Gas | 1.5 | IPP Non-CHP
57862 | Wildcat Wind Farm I, LLC | 1 | Onshore Wind Turbine | 200 | IPP Non-CHP
57863 | McKee City Solar Phase 2 | UNIT1 | Solar Photovoltaic | 2.6 | IPP Non-CHP
57864 | Stockton Athletic Center | 2LOT7 | Solar Photovoltaic | 0.5 | Commercial Non-CHP
57864 | Stockton Athletic Center | LOT7 | Solar Photovoltaic | 0.2 | Commercial Non-CHP
57864 | Stockton Athletic Center | LOT7B | Solar Photovoltaic | 0.2 | Commercial Non-CHP
57864 | Stockton Athletic Center | SAC | Solar Photovoltaic | 0.3 | Commercial Non-CHP
57865 | Antelope Station | E01 | Natural Gas Internal Combustion Engine | 9.3 | Electric Utility
57865 | Antelope Station | E02 | Natural Gas Internal Combustion Engine | 9.3 | Electric Utility
57865 | Antelope Station | E03 | Natural Gas Internal Combustion Engine | 9.3 | Electric Utility
57865 | Antelope Station | E04 | Natural Gas Internal Combustion Engine | 9.3 | Electric Utility
57865 | Antelope Station | E05 | Natural Gas Internal Combustion Engine | 9.3 | Electric Utility
57865 | Antelope Station | E06 | Natural Gas Internal Combustion Engine | 9.3 | Electric Utility
57865 | Antelope Station | E07 | Natural Gas Internal Combustion Engine | 9.3 | Electric Utility
57865 | Antelope Station | E08 | Natural Gas Internal Combustion Engine | 9.3 | Electric Utility
57865 | Antelope Station | E09 | Natural Gas Internal Combustion Engine | 9.3 | Electric Utility
57865 | Antelope Station | E10 | Natural Gas Internal Combustion Engine | 9.3 | Electric Utility
57865 | Antelope Station | E11 | Natural Gas Internal Combustion Engine | 9.3 | Electric Utility
57865 | Antelope Station | E12 | Natural Gas Internal Combustion Engine | 9.3 | Electric Utility
57865 | Antelope Station | E13 | Natural Gas Internal Combustion Engine | 9.3 | Electric Utility
57865 | Antelope Station | E14 | Natural Gas Internal Combustion Engine | 9.3 | Electric Utility
57865 | Antelope Station | E15 | Natural Gas Internal Combustion Engine | 9.3 | Electric Utility
57865 | Antelope Station | E16 | Natural Gas Internal Combustion Engine | 9.3 | Electric Utility
57865 | Antelope Station | E17 | Natural Gas Internal Combustion Engine | 9.3 | Electric Utility
57865 | Antelope Station | E18 | Natural Gas Internal Combustion Engine | 9.3 | Electric Utility
57866 | Golden Spread Panhandle Wnd Rch | PWR | Onshore Wind Turbine | 78.2 | Electric Utility
57867 | Howard Wind Farm | 1 | Onshore Wind Turbine | 55.4 | IPP Non-CHP
57867 | Howard Wind Farm | 2 | Onshore Wind Turbine | 4.1 | IPP Non-CHP
57868 | L'Oreal Piscataway | UNIT1 | Solar Photovoltaic | 1.3 | Industrial Non-CHP
57869 | Heller Industrial Parks | UNIT1 | Solar Photovoltaic | 2.7 | IPP Non-CHP
57870 | Castle Rock Vineyards | SOLAR | Solar Photovoltaic | 1 | Commercial Non-CHP
57871 | 2555 E Olympic Bl | 1 | Solar Photovoltaic | 1 | Commercial Non-CHP
57872 | LCEC Generation LLVC | UNIT1 | Natural Gas Internal Combustion Engine | 9.3 | Electric Utility
57872 | LCEC Generation LLVC | UNIT2 | Natural Gas Internal Combustion Engine | 9.3 | Electric Utility
57872 | LCEC Generation LLVC | UNIT3 | Natural Gas Internal Combustion Engine | 9.3 | Electric Utility
57872 | LCEC Generation LLVC | UNIT4 | Natural Gas Internal Combustion Engine | 9.3 | Electric Utility
57872 | LCEC Generation LLVC | UNIT5 | Natural Gas Internal Combustion Engine | 9.3 | Electric Utility
57873 | Eclipse Wind Farm | EWF | Onshore Wind Turbine | 200.1 | Electric Utility
57874 | Vienna Wind Farm | VIIWF | Onshore Wind Turbine | 44.6 | Electric Utility
57874 | Vienna Wind Farm | VIWF | Onshore Wind Turbine | 105.6 | Electric Utility
57875 | Morning Light Wind Farm | MLWF | Onshore Wind Turbine | 101.2 | Electric Utility
57876 | Santa Cruz Energy | UNT1 | Landfill Gas | 1.6 | IPP Non-CHP
57879 | Perdue Salisbury Photovoltaic | SALI | Solar Photovoltaic | 1 | IPP Non-CHP
57880 | Eolos Wind Energy Research Field Station | 1 | Onshore Wind Turbine | 2.5 | IPP Non-CHP
57881 | Pioneer Generating Station | 01 | Natural Gas Fired Combustion Turbine | 60.5 | Electric Utility
57881 | Pioneer Generating Station | 02 | Natural Gas Fired Combustion Turbine | 60.5 | Electric Utility
57881 | Pioneer Generating Station | 03 | Natural Gas Fired Combustion Turbine | 60.5 | Electric Utility
57882 | Baldock Solar Highway | BSH1 | Solar Photovoltaic | 1.7 | Electric Utility
57883 | Queen Creek Solar Farm | GEN1 | Solar Photovoltaic | 19 | IPP Non-CHP
57884 | Lake Charles Polymers | G-900 | Natural Gas Fired Combustion Turbine | 14.3 | Industrial Non-CHP
57884 | Lake Charles Polymers | G-901 | Natural Gas Internal Combustion Engine | 8.4 | Industrial Non-CHP
57884 | Lake Charles Polymers | G-902 | Natural Gas Internal Combustion Engine | 8.4 | Industrial Non-CHP
57885 | Wellford Renewable Energy Plant | LFG1 | Landfill Gas | 1.6 | Electric Utility
57886 | City West Diesel Plant | DI1 | Petroleum Liquids | 1.8 | Electric Utility
57886 | City West Diesel Plant | DI2 | Petroleum Liquids | 1.8 | Electric Utility
57886 | City West Diesel Plant | DI3 | Petroleum Liquids | 1.8 | Electric Utility
57886 | City West Diesel Plant | DI4 | Petroleum Liquids | 1.8 | Electric Utility
57887 | Wildcat Wind | 1 | Onshore Wind Turbine | 27.3 | IPP Non-CHP
57888 | Harvest II Windfarm | 1 | Onshore Wind Turbine | 59.4 | IPP Non-CHP
57889 | KODE Novus II | NOVII | Onshore Wind Turbine | 40 | IPP Non-CHP
57890 | Horse Butte Wind I, LLC | 1 | Onshore Wind Turbine | 57.6 | IPP Non-CHP
57891 | Guernsey Solar Station | 1 | Solar Photovoltaic | 20 | Electric Utility
57892 | Gates Solar Station | 1 | Solar Photovoltaic | 20 | Electric Utility
57893 | Martinsville LFG Generator | LFG1 | Landfill Gas | 1.1 | Electric Utility
57895 | Improvement Dst No. 4 | ID4 | Solar Photovoltaic | 1.1 | Commercial Non-CHP
57896 | Concord Energy | UNT1 | Landfill Gas | 4.8 | IPP Non-CHP
57896 | Concord Energy | UNT2 | Landfill Gas | 4.8 | IPP Non-CHP
57897 | Richmond Energy | UNT1 | Landfill Gas | 1.6 | IPP Non-CHP
57897 | Richmond Energy | UNT2 | Landfill Gas | 1.6 | IPP Non-CHP
57897 | Richmond Energy | UNT3 | Landfill Gas | 1.6 | IPP Non-CHP
57897 | Richmond Energy | UNT4 | Landfill Gas | 1.6 | IPP Non-CHP
57898 | Palm Beach Renewable Energy Facility 2 | GEN2 | Municipal Solid Waste | 96 | IPP Non-CHP
57899 | Hurricane City Power | 1 | Petroleum Liquids | 1.7 | Electric Utility
57899 | Hurricane City Power | 2 | Petroleum Liquids | 1.7 | Electric Utility
57899 | Hurricane City Power | 3 | Petroleum Liquids | 1.7 | Electric Utility
57899 | Hurricane City Power | 4 | Natural Gas Internal Combustion Engine | 2 | Electric Utility
57899 | Hurricane City Power | 5 | Natural Gas Internal Combustion Engine | 2 | Electric Utility
57899 | Hurricane City Power | 6 | Natural Gas Internal Combustion Engine | 2 | Electric Utility
57899 | Hurricane City Power | 7 | Natural Gas Internal Combustion Engine | 2 | Electric Utility
57899 | Hurricane City Power | 8 | Natural Gas Internal Combustion Engine | 2 | Electric Utility
57900 | Solar Photovoltaic Project #48 | S48A | Solar Photovoltaic | 0.5 | Electric Utility
57900 | Solar Photovoltaic Project #48 | S48B | Solar Photovoltaic | 0.5 | Electric Utility
57900 | Solar Photovoltaic Project #48 | S48C | Solar Photovoltaic | 0.5 | Electric Utility
57900 | Solar Photovoltaic Project #48 | S48D | Solar Photovoltaic | 0.5 | Electric Utility
57900 | Solar Photovoltaic Project #48 | S48E | Solar Photovoltaic | 0.5 | Electric Utility
57900 | Solar Photovoltaic Project #48 | S48F | Solar Photovoltaic | 0.5 | Electric Utility
57900 | Solar Photovoltaic Project #48 | S48G | Solar Photovoltaic | 0.5 | Electric Utility
57900 | Solar Photovoltaic Project #48 | S48H | Solar Photovoltaic | 0.5 | Electric Utility
57900 | Solar Photovoltaic Project #48 | S48I | Solar Photovoltaic | 0.5 | Electric Utility
57900 | Solar Photovoltaic Project #48 | S48J | Solar Photovoltaic | 0.5 | Electric Utility
57901 | El Segundo Energy Center LLC | 5 | Natural Gas Fired Combined Cycle | 198 | IPP Non-CHP
57901 | El Segundo Energy Center LLC | 6 | Natural Gas Fired Combined Cycle | 70.7 | IPP Non-CHP
57901 | El Segundo Energy Center LLC | 7 | Natural Gas Fired Combined Cycle | 198 | IPP Non-CHP
57901 | El Segundo Energy Center LLC | 8 | Natural Gas Fired Combined Cycle | 70.7 | IPP Non-CHP
57902 | Fighting Creek LFGTE Plant | G-123 | Landfill Gas | 1.6 | Electric Utility
57902 | Fighting Creek LFGTE Plant | G-162 | Landfill Gas | 1.6 | Electric Utility
57903 | SMMPA Methane Energy Facility | UNIT1 | Landfill Gas | 1.6 | Electric Utility
57904 | San Antonio West Solar Rooftop | CHNO | Solar Photovoltaic | 1.5 | IPP Non-CHP
57908 | Central Utility Plant Cincinnati | CTG1 | Natural Gas Fired Combined Cycle | 11.9 | Commercial CHP
57908 | Central Utility Plant Cincinnati | CTG2 | Natural Gas Fired Combined Cycle | 11.9 | Commercial CHP
57908 | Central Utility Plant Cincinnati | P005 | Petroleum Liquids | 1.9 | Commercial CHP
57908 | Central Utility Plant Cincinnati | STG | Natural Gas Fired Combined Cycle | 21.5 | Commercial CHP
57909 | Piedmont Green Power | GEN1 | Wood/Wood Waste Biomass | 60 | IPP Non-CHP
57910 | Centennial Generating Station | 1 | Petroleum Liquids | 2.3 | Electric Utility
57910 | Centennial Generating Station | 2 | Petroleum Liquids | 2.3 | Electric Utility
57910 | Centennial Generating Station | 3 | Petroleum Liquids | 2.3 | Electric Utility
57910 | Centennial Generating Station | 4 | Petroleum Liquids | 2.3 | Electric Utility
57910 | Centennial Generating Station | 5 | Petroleum Liquids | 2.3 | Electric Utility
57911 | Roseburg LFG | 1 | Landfill Gas | 1.6 | IPP Non-CHP
57912 | Grand Ridge Solar Farm | 1 | Solar Photovoltaic | 20 | IPP Non-CHP
57914 | Sidney MT Plant | 1 | Conventional Steam Coal | 2 | Industrial CHP
57914 | Sidney MT Plant | 2 | Conventional Steam Coal | 2 | Industrial CHP
57915 | Tronox | 1 | Conventional Steam Coal | 3.5 | Industrial CHP
57915 | Tronox | 2 | Conventional Steam Coal | 3.5 | Industrial CHP
57915 | Tronox | 3 | Conventional Steam Coal | 4 | Industrial CHP
57915 | Tronox | 4 | Conventional Steam Coal | 10 | Industrial CHP
57915 | Tronox | 5 | Conventional Steam Coal | 10 | Industrial CHP
57915 | Tronox | 6 | Conventional Steam Coal | 10 | Industrial CHP
57916 | Spreckels Sugar Company | 1 | Natural Gas Steam Turbine | 8.9 | Industrial CHP
57919 | Sonoco Products Co | 2 | Natural Gas Steam Turbine | 2.5 | Industrial CHP
57919 | Sonoco Products Co | 3 | Wood/Wood Waste Biomass | 10 | Industrial CHP
57919 | Sonoco Products Co | 4 | Conventional Steam Coal | 28 | Industrial CHP
57926 | Heat Plant 770 | HP | Natural Gas Steam Turbine | 1.2 | Commercial CHP
57926 | Heat Plant 770 | LP | Natural Gas Steam Turbine | 0.8 | Commercial CHP
57927 | Baffin Wind | 1 | Onshore Wind Turbine | 188 | IPP Non-CHP
57928 | SIUC | EMER | Petroleum Liquids | 1.6 | Commercial CHP
57928 | SIUC | GEN5 | Conventional Steam Coal | 3.5 | Commercial CHP
57929 | East Campus Utility Plant | P007 | Petroleum Liquids | 2 | Commercial Non-CHP
57929 | East Campus Utility Plant | P008 | Petroleum Liquids | 1.5 | Commercial Non-CHP
57929 | East Campus Utility Plant | STG | Natural Gas Steam Turbine | 1.3 | Commercial Non-CHP
57930 | Amonix UASTP Solar Power Station | UAST | Solar Photovoltaic | 1.9 | IPP Non-CHP
57931 | Holyoke Solar Cooperative at Mueller | PV1 | Solar Photovoltaic | 2.7 | IPP Non-CHP
57932 | Wentzville Assembly & Contiguous | GEN1 | Natural Gas Steam Turbine | 3 | Industrial CHP
57933 | Solar Star California II LLC | 1 | Solar Photovoltaic | 2 | IPP Non-CHP
57934 | Douglas Solar | DOMA | Solar Photovoltaic | 2 | IPP Non-CHP
57935 | Eva Creek Wind | EVW | Onshore Wind Turbine | 24.6 | Electric Utility
57937 | Western Sugar Coop - Scottsbluff | SCBF | Conventional Steam Coal | 5 | Industrial Non-CHP
57938 | ADA Carbon Solutions Red River | GEN1 | All Other | 20.8 | Industrial CHP
57939 | Walmart Casa Grande | 1 | Solar Photovoltaic | 1 | IPP Non-CHP
57939 | Walmart Casa Grande | 2 | Solar Photovoltaic | 1 | IPP Non-CHP
57940 | Wausau Paper Middletown | G3 | Conventional Steam Coal | 7.5 | Industrial CHP
57941 | Town of Uxbridge MA at Commerce Dr | PV1 | Solar Photovoltaic | 1.8 | IPP Non-CHP
57942 | Town of Norfolk MA at Medway Branch | PV1 | Solar Photovoltaic | 1.2 | IPP Non-CHP
57943 | Lonesome Creek Station | 01 | Natural Gas Fired Combustion Turbine | 60.5 | Electric Utility
57943 | Lonesome Creek Station | 02 | Natural Gas Fired Combustion Turbine | 60.5 | Electric Utility
57943 | Lonesome Creek Station | 03 | Natural Gas Fired Combustion Turbine | 60.5 | Electric Utility
57945 | Berkeley County Landfill | B1 | Landfill Gas | 1.6 | Electric Utility
57945 | Berkeley County Landfill | B2 | Landfill Gas | 1.6 | Electric Utility
57946 | Fredericktown Energy Center | UNIT1 | Natural Gas Fired Combustion Turbine | 13.8 | Electric Utility
57946 | Fredericktown Energy Center | UNIT2 | Natural Gas Fired Combustion Turbine | 13.8 | Electric Utility
57947 | Macho Springs Power I | GEN | Onshore Wind Turbine | 50.4 | IPP Non-CHP
57948 | NJ Oak Solar Plant | OAK | Solar Photovoltaic | 10 | IPP Non-CHP
57949 | MSC Sebewaing | 1 | Conventional Steam Coal | 1.5 | Industrial Non-CHP
57949 | MSC Sebewaing | 2 | Conventional Steam Coal | 1 | Industrial Non-CHP
57950 | MSC Croswell | 1 | Conventional Steam Coal | 1.3 | Industrial Non-CHP
57951 | Shore Point Solar | 1 | Solar Photovoltaic | 1 | IPP Non-CHP
57952 | Woodall Gas Plant | GEN1 | Natural Gas Internal Combustion Engine | 1 | Industrial Non-CHP
57952 | Woodall Gas Plant | GEN2 | Natural Gas Internal Combustion Engine | 1 | Industrial Non-CHP
57952 | Woodall Gas Plant | GEN3 | Natural Gas Internal Combustion Engine | 1 | Industrial Non-CHP
57953 | Roquette America | GT | Natural Gas Fired Combined Cycle | 40 | Industrial CHP
57953 | Roquette America | HRSG | Natural Gas Fired Combined Cycle | 10 | Industrial CHP
57953 | Roquette America | ST | Petroleum Coke | 34.4 | Industrial CHP
57956 | Minco Wind II, LLC | 1 | Onshore Wind Turbine | 100.8 | IPP Non-CHP
57959 | Desert Green Solar Farm LLC | 1 | Solar Photovoltaic | 6.3 | IPP Non-CHP
57962 | Brookfield Tehachapi 1 | BT1 | Onshore Wind Turbine | 102 | IPP Non-CHP
57963 | Musselshell Wind Project | MS01 | Onshore Wind Turbine | 10 | IPP Non-CHP
57964 | Shady Oaks Wind Farm | 1 | Onshore Wind Turbine | 109.5 | IPP Non-CHP
57965 | Musselshell Wind Project Two LLC | MS02 | Onshore Wind Turbine | 10 | IPP Non-CHP
57966 | Southeast Steam Plant | SSP | Natural Gas Steam Turbine | 13 | Commercial Non-CHP
57967 | Western Sugar Coop - Torrington | GEGEN | Natural Gas Steam Turbine | 2 | Industrial CHP
57968 | Cashton Greens Wind Farm | CGWF | Onshore Wind Turbine | 5 | IPP Non-CHP
57969 | Darrington | GEN1 | Wood/Wood Waste Biomass | 4.5 | Industrial CHP
57970 | Butte College Main Campus Solar | SOL1 | Solar Photovoltaic | 3.5 | Commercial Non-CHP
57971 | SF Southeast Cogen Plant | COGEN | Other Waste Biomass | 2.1 | Commercial Non-CHP
57973 | Spinning Spur Wind LLC | GEN1 | Onshore Wind Turbine | 161 | IPP Non-CHP
57974 | Bobcat Bluff Wind Project LLC | GEN1 | Onshore Wind Turbine | 150 | IPP Non-CHP
57975 | Spearville 3 LLC | GEN1 | Onshore Wind Turbine | 108 | IPP Non-CHP
57976 | Pocahontas Prairie Wind Farm | 1 | Onshore Wind Turbine | 80 | IPP Non-CHP
57977 | High Sierra Cogeneration Plant | ENG1 | Natural Gas Internal Combustion Engine | 3 | Electric Utility
57977 | High Sierra Cogeneration Plant | ENG2 | Natural Gas Internal Combustion Engine | 3 | Electric Utility
57978 | Lodi Energy Center | CT1 | Natural Gas Fired Combined Cycle | 185 | Electric Utility
57978 | Lodi Energy Center | ST1 | Natural Gas Fired Combined Cycle | 103.9 | Electric Utility
57979 | Kingdom Community Wind | KCW | Onshore Wind Turbine | 65 | Electric Utility
57980 | Busch Ranch Wind Energy Farm | WTG | Onshore Wind Turbine | 29 | Electric Utility
57981 | Senate Wind LLC | GEN1 | Onshore Wind Turbine | 150 | IPP Non-CHP
57982 | Meridian Vineyards | PV-1 | Solar Photovoltaic | 0.5 | IPP Non-CHP
57982 | Meridian Vineyards | PV-2 | Solar Photovoltaic | 0.6 | IPP Non-CHP
57983 | Stephens Ranch Wind Energy LLC | 1 | Onshore Wind Turbine | 211 | IPP Non-CHP
57983 | Stephens Ranch Wind Energy LLC | 2 | Onshore Wind Turbine | 165 | IPP Non-CHP
57984 | Lake Winds Energy Park | LWEP | Onshore Wind Turbine | 100.8 | Electric Utility
57985 | SunE EPE2 LLC | 1 | Solar Photovoltaic | 12 | IPP Non-CHP
57986 | SunE EPE1 LLC | 1 | Solar Photovoltaic | 10 | IPP Non-CHP
57987 | Canadian Hills Wind | 1 | Onshore Wind Turbine | 298.5 | IPP Non-CHP
57988 | Lincoln Landfill | GEN 5 | Landfill Gas | 0.8 | IPP Non-CHP
57988 | Lincoln Landfill | GEN 6 | Landfill Gas | 0.8 | IPP Non-CHP
57988 | Lincoln Landfill | GEN1 | Landfill Gas | 0.8 | IPP Non-CHP
57988 | Lincoln Landfill | GEN2 | Landfill Gas | 0.8 | IPP Non-CHP
57988 | Lincoln Landfill | GEN3 | Landfill Gas | 0.8 | IPP Non-CHP
57988 | Lincoln Landfill | GEN4 | Landfill Gas | 0.8 | IPP Non-CHP
57989 | Groveland Solar | GSMA | Solar Photovoltaic | 3.2 | IPP Non-CHP
57990 | Shrewsbury Solar | SSMA | Solar Photovoltaic | 2.5 | IPP Non-CHP
57991 | Highland North Wind Farm | 1 | Onshore Wind Turbine | 75 | IPP Non-CHP
57992 | Boston Scientific Solar | BSMA | Solar Photovoltaic | 1.1 | IPP Non-CHP
57993 | Desert Sunlight 300, LLC | DSL1 | Solar Photovoltaic | 40.3 | IPP Non-CHP
57993 | Desert Sunlight 300, LLC | DSL10 | Solar Photovoltaic | 30.2 | IPP Non-CHP
57993 | Desert Sunlight 300, LLC | DSL11 | Solar Photovoltaic | 20.2 | IPP Non-CHP
57993 | Desert Sunlight 300, LLC | DSL2 | Solar Photovoltaic | 40.3 | IPP Non-CHP
57993 | Desert Sunlight 300, LLC | DSL3 | Solar Photovoltaic | 40.3 | IPP Non-CHP
57993 | Desert Sunlight 300, LLC | DSL4 | Solar Photovoltaic | 30.2 | IPP Non-CHP
57993 | Desert Sunlight 300, LLC | DSL5 | Solar Photovoltaic | 25.2 | IPP Non-CHP
57993 | Desert Sunlight 300, LLC | DSL6 | Solar Photovoltaic | 25.2 | IPP Non-CHP
57993 | Desert Sunlight 300, LLC | DSL7 | Solar Photovoltaic | 20.2 | IPP Non-CHP
57993 | Desert Sunlight 300, LLC | DSL8 | Solar Photovoltaic | 18.9 | IPP Non-CHP
57993 | Desert Sunlight 300, LLC | DSL9 | Solar Photovoltaic | 22.7 | IPP Non-CHP
57994 | Apple Data Center PV | PV1 | Solar Photovoltaic | 21 | Commercial Non-CHP
57995 | NaturEner Rim Rock Energy | RR | Onshore Wind Turbine | 189 | IPP Non-CHP
57996 | Auwahi Wind Energy | AWEB | Batteries | 11 | IPP Non-CHP
57996 | Auwahi Wind Energy | AWET | Onshore Wind Turbine | 24 | IPP Non-CHP
57997 | Foothills Solar Plant | PV1 | Solar Photovoltaic | 17 | Electric Utility
57997 | Foothills Solar Plant | PV2 | Solar Photovoltaic | 18 | Electric Utility
57998 | Twin Ridges Wind Farm | 1 | Onshore Wind Turbine | 139.4 | IPP Non-CHP
57999 | Patton Wind Farm | 1 | Onshore Wind Turbine | 30 | IPP Non-CHP
58000 | Anacacho Wind Farm, LLC | ANA | Onshore Wind Turbine | 99.8 | IPP Non-CHP
58001 | Panda Temple Power Station | CTG-1 | Natural Gas Fired Combined Cycle | 232 | IPP Non-CHP
58001 | Panda Temple Power Station | CTG-2 | Natural Gas Fired Combined Cycle | 232 | IPP Non-CHP
58001 | Panda Temple Power Station | CTG-3 | Natural Gas Fired Combined Cycle | 232 | IPP Non-CHP
58001 | Panda Temple Power Station | CTG-4 | Natural Gas Fired Combined Cycle | 232 | IPP Non-CHP
58001 | Panda Temple Power Station | STG-1 | Natural Gas Fired Combined Cycle | 339.2 | IPP Non-CHP
58001 | Panda Temple Power Station | STG-2 | Natural Gas Fired Combined Cycle | 339.2 | IPP Non-CHP
58002 | Alpaugh North | SPS | Solar Photovoltaic | 20 | IPP Non-CHP
58003 | Alpaugh 50 | SPS50 | Solar Photovoltaic | 50 | IPP Non-CHP
58004 | Granite Reliable Power | 1 | Onshore Wind Turbine | 99 | IPP Non-CHP
58005 | Panda Sherman Power Station | CTG-1 | Natural Gas Fired Combined Cycle | 232 | IPP Non-CHP
58005 | Panda Sherman Power Station | CTG-2 | Natural Gas Fired Combined Cycle | 232 | IPP Non-CHP
58005 | Panda Sherman Power Station | STG-1 | Natural Gas Fired Combined Cycle | 339.2 | IPP Non-CHP
58006 | Salt Palace Solar Gen Plant | 1 | Solar Photovoltaic | 0.8 | IPP Non-CHP
58006 | Salt Palace Solar Gen Plant | 2 | Solar Photovoltaic | 0.5 | IPP Non-CHP
58007 | Brea Expansion Plant | G1 | Landfill Gas | 6.8 | IPP Non-CHP
58007 | Brea Expansion Plant | G2 | Landfill Gas | 6.8 | IPP Non-CHP
58007 | Brea Expansion Plant | G3 | Landfill Gas | 6.8 | IPP Non-CHP
58007 | Brea Expansion Plant | G4 | Landfill Gas | 6.8 | IPP Non-CHP
58007 | Brea Expansion Plant | G5 | Landfill Gas | 10 | IPP Non-CHP
58008 | California Ridge Wind Energy LLC | CR | Onshore Wind Turbine | 217 | IPP Non-CHP
58009 | SunE CPS3 LLC | 1 | Solar Photovoltaic | 5.6 | IPP Non-CHP
58009 | SunE CPS3 LLC | 2 | Solar Photovoltaic | 5 | IPP Non-CHP
58010 | WSMR I | WSMR1 | Solar Photovoltaic | 4.2 | IPP Non-CHP
58010 | WSMR I | WSMR2 | Solar Photovoltaic | 0.4 | IPP Non-CHP
58011 | IKEA Savannah 490 | PV | Solar Photovoltaic | 1.2 | Commercial Non-CHP
58012 | IKEA Tampa 042 | PV | Solar Photovoltaic | 1 | Commercial Non-CHP
58013 | IKEA Round Rock 027 | PV | Solar Photovoltaic | 1.4 | Commercial Non-CHP
58014 | IKEA Perryville 460 | PV | Solar Photovoltaic | 2.1 | Commercial Non-CHP
58015 | IKEA College Park 411 | PV | Solar Photovoltaic | 1 | Commercial Non-CHP
58016 | IKEA Westhampton 061 | PV | Solar Photovoltaic | 1.8 | Commercial Non-CHP
58017 | Copper Mountain Solar 2 | PV01 | Solar Photovoltaic | 30 | IPP Non-CHP
58017 | Copper Mountain Solar 2 | PV02 | Solar Photovoltaic | 30 | IPP Non-CHP
58017 | Copper Mountain Solar 2 | PV03 | Solar Photovoltaic | 34 | IPP Non-CHP
58017 | Copper Mountain Solar 2 | PV04 | Solar Photovoltaic | 30 | IPP Non-CHP
58017 | Copper Mountain Solar 2 | PV05 | Solar Photovoltaic | 30 | IPP Non-CHP
58018 | Shooting Star Wind Project LLC | 1 | Onshore Wind Turbine | 104 | IPP Non-CHP
58019 | High Mesa Energy LLC | 1 | Onshore Wind Turbine | 40 | IPP Non-CHP
58020 | Beebe Renewable Energy LLC | 1 | Onshore Wind Turbine | 81.6 | IPP Non-CHP
58021 | Whitetail Wind Energy LLC | 1 | Onshore Wind Turbine | 92 | IPP Non-CHP
58022 | Neal Hot Springs Geothermal Project | NHS1 | Geothermal | 11 | IPP Non-CHP
58022 | Neal Hot Springs Geothermal Project | NHS2 | Geothermal | 11 | IPP Non-CHP
58022 | Neal Hot Springs Geothermal Project | NHS3 | Geothermal | 11 | IPP Non-CHP
58023 | Evergreen Community Power | ECP | Wood/Wood Waste Biomass | 33 | Industrial CHP
58024 | St Joseph Landfill Generating Station | UNIT1 | Landfill Gas | 1.6 | Electric Utility
58025 | Mt Wachusett Community College | WTG1 | Onshore Wind Turbine | 1.7 | Commercial Non-CHP
58025 | Mt Wachusett Community College | WTG2 | Onshore Wind Turbine | 1.7 | Commercial Non-CHP
58026 | Spruce Mountain WInd | 1 | Onshore Wind Turbine | 20 | IPP Non-CHP
58027 | SunE CPS2 LLC | 1 | Solar Photovoltaic | 10 | IPP Non-CHP
58028 | IKEA Tejon 345 | PV | Solar Photovoltaic | 1.5 | Commercial Non-CHP
58029 | Constellation New Energy Inc | PV1 | Solar Photovoltaic | 3.9 | IPP Non-CHP
58030 | Reeves Station Rd East | REEVE | Solar Photovoltaic | 5.5 | IPP Non-CHP
58032 | Padelford Solar | PSMA | Solar Photovoltaic | 2.2 | IPP Non-CHP
58034 | Nickel 1 Solar Facility | 1 | Solar Photovoltaic | 1.5 | IPP Non-CHP
58036 | Riverside Renewable Energy LLC | 1 | Solar Photovoltaic | 7.5 | IPP Non-CHP
58037 | Buckeye Union HS District 201 | PV1 | Solar Photovoltaic | 3.3 | IPP Non-CHP
58038 | Buffalo Center Wind LLC | BCW | Onshore Wind Turbine | 1.5 | IPP Non-CHP
58039 | RET Modesto Solar | 1 | Solar Photovoltaic | 25 | IPP Non-CHP
58040 | United Stationers Supply Solar Electric | SEF-A | Solar Photovoltaic | 2 | Commercial Non-CHP
58040 | United Stationers Supply Solar Electric | SEF-B | Solar Photovoltaic | 0.8 | Commercial Non-CHP
58041 | Chisholm View Wind Project | 1 | Onshore Wind Turbine | 235.2 | IPP Non-CHP
58042 | Black Mountain Solar LLC | 1 | Solar Photovoltaic | 9 | IPP Non-CHP
58043 | Lilly Technical Center | 1 | Petroleum Liquids | 1 | Industrial Non-CHP
58043 | Lilly Technical Center | 2 | Petroleum Liquids | 1 | Industrial Non-CHP
58043 | Lilly Technical Center | 3 | Petroleum Liquids | 2 | Industrial Non-CHP
58043 | Lilly Technical Center | 4 | Petroleum Liquids | 2 | Industrial Non-CHP
58043 | Lilly Technical Center | 5 | All Other | 1 | Industrial Non-CHP
58044 | Anchor Wind, LLC | GEN1 | Onshore Wind Turbine | 6 | IPP Non-CHP
58045 | Community Wind South | GEN1 | Onshore Wind Turbine | 30 | IPP Non-CHP
58046 | Works 53 | 1 | Petroleum Liquids | 1 | Industrial Non-CHP
58046 | Works 53 | 2 | Petroleum Liquids | 1.2 | Industrial Non-CHP
58046 | Works 53 | 3 | Petroleum Liquids | 0.8 | Industrial Non-CHP
58047 | PPG Monroeville Chemicals Center | 2 | Petroleum Liquids | 0.3 | Commercial Non-CHP
58047 | PPG Monroeville Chemicals Center | 3 | Petroleum Liquids | 0.8 | Commercial Non-CHP
58048 | BayWa r.e Mozart LLC | 1 | Onshore Wind Turbine | 30 | IPP Non-CHP
58049 | Jordache Enterprises Solar | PV | Solar Photovoltaic | 1.3 | Commercial Non-CHP
58051 | PPG Industries, Inc. Works 6 | L1 | Petroleum Liquids | 2 | Industrial Non-CHP
58051 | PPG Industries, Inc. Works 6 | L2AE | Petroleum Liquids | 1.5 | Industrial Non-CHP
58051 | PPG Industries, Inc. Works 6 | L2BW | Petroleum Liquids | 1.5 | Industrial Non-CHP
58052 | Battle Creek Mill | 1TG | Natural Gas Steam Turbine | 2 | Industrial CHP
58052 | Battle Creek Mill | 2TG | Natural Gas Steam Turbine | 2 | Industrial CHP
58053 | PPG Industries, Inc. Works 15 | IG#2 | Petroleum Liquids | 0.9 | Industrial Non-CHP
58053 | PPG Industries, Inc. Works 15 | OG#1 | Petroleum Liquids | 1.3 | Industrial Non-CHP
58053 | PPG Industries, Inc. Works 15 | OG#3 | Petroleum Liquids | 1.1 | Industrial Non-CHP
58054 | Burgess BioPower | ST01 | Wood/Wood Waste Biomass | 75 | IPP Non-CHP
58055 | Windy Ridge Generating Facility | 1 | Other Waste Biomass | 0.7 | Industrial Non-CHP
58055 | Windy Ridge Generating Facility | 2 | Other Waste Biomass | 0.7 | Industrial Non-CHP
58056 | MillerCoors Irwindale Brewery | JEN1 | Other Waste Biomass | 0.5 | Industrial Non-CHP
58056 | MillerCoors Irwindale Brewery | JEN2 | Other Waste Biomass | 0.5 | Industrial Non-CHP
58056 | MillerCoors Irwindale Brewery | PV | Solar Photovoltaic | 2.5 | Industrial Non-CHP
58056 | MillerCoors Irwindale Brewery | T100 | Natural Gas Fired Combustion Turbine | 5.2 | Industrial Non-CHP
58056 | MillerCoors Irwindale Brewery | T200 | Natural Gas Fired Combustion Turbine | 5.2 | Industrial Non-CHP
58057 | MillerCoors Shenandoah Brewery | WWTP | Other Waste Biomass | 1.4 | Industrial Non-CHP
58058 | Paramount Refinery | 1 | Natural Gas Fired Combustion Turbine | 6.7 | Industrial CHP
58061 | Decatur-Morgan Co LFG Recovery Project | 0290 | Landfill Gas | 0.8 | IPP Non-CHP
58061 | Decatur-Morgan Co LFG Recovery Project | 1496 | Landfill Gas | 0.8 | IPP Non-CHP
58062 | Imperial Valley Solar Company 1 LLC | 0001 | Solar Photovoltaic | 23 | IPP Non-CHP
58063 | SABIC Innovative Plastics Mt. Vernon | 1 | Conventional Steam Coal | 5.5 | Industrial CHP
58064 | Laredo Bus Facility Solar Canopies | LBFS | Solar Photovoltaic | 1 | Commercial Non-CHP
58065 | Charlestown Wind Turbine | CWT1 | Onshore Wind Turbine | 1.5 | IPP Non-CHP
58066 | PCA, Filer City Mill | TG2 | Natural Gas Steam Turbine | 8 | Industrial Non-CHP
58066 | PCA, Filer City Mill | TG3 | Natural Gas Steam Turbine | 11.5 | Industrial Non-CHP
58068 | SunE CPS1 LLC | 1 | Solar Photovoltaic | 10 | IPP Non-CHP
58069 | PRSI FCC Generator | 55M1 | Petroleum Coke | 4.7 | Industrial CHP
58070 | Mercer Mall | 1 | Solar Photovoltaic | 1.1 | IPP Non-CHP
58071 | Windwalkers LLC | 1 | Onshore Wind Turbine | 1.6 | IPP Non-CHP
58073 | SEPV 1 | SEPV | Solar Photovoltaic | 2 | IPP Non-CHP
58074 | SEPV 2 | SEPV | Solar Photovoltaic | 2 | IPP Non-CHP
58075 | El Dorado Refinery | L3804 | Natural Gas Fired Combustion Turbine | 38.9 | Industrial CHP
58076 | Edwards Air Force Base | 1 | Solar Photovoltaic | 1 | IPP Non-CHP
58076 | Edwards Air Force Base | 2 | Solar Photovoltaic | 1 | IPP Non-CHP
58076 | Edwards Air Force Base | 3 | Solar Photovoltaic | 1 | IPP Non-CHP
58078 | Rocky Ridge Wind Project | GE 1. | Onshore Wind Turbine | 148.8 | IPP Non-CHP
58079 | Newark Energy Center | GT-1 | Natural Gas Fired Combined Cycle | 225 | IPP Non-CHP
58079 | Newark Energy Center | GT-2 | Natural Gas Fired Combined Cycle | 225 | IPP Non-CHP
58079 | Newark Energy Center | STG-1 | Natural Gas Fired Combined Cycle | 285 | IPP Non-CHP
58080 | Wolf Ridge Wind | 1 | Onshore Wind Turbine | 112.5 | IPP Non-CHP
58081 | Western Sugar Coop- Ft Morgan | ATB-2 | Conventional Steam Coal | 3 | Industrial CHP
58082 | AMP Napoleon Solar Facility | NSF1 | Solar Photovoltaic | 3.5 | Electric Utility
58083 | Fullerton Mill CHP | GTG1 | Natural Gas Fired Combined Cycle | 19 | Industrial CHP
58083 | Fullerton Mill CHP | STG1 | Natural Gas Fired Combined Cycle | 2 | Industrial CHP
58084 | Kimberly Clark-Unit 1,2,3 | GT100 | Natural Gas Fired Combined Cycle | 16.1 | Industrial CHP
58084 | Kimberly Clark-Unit 1,2,3 | GT200 | Natural Gas Fired Combustion Turbine | 16.1 | Industrial CHP
58084 | Kimberly Clark-Unit 1,2,3 | GT300 | Natural Gas Fired Combined Cycle | 4.1 | Industrial CHP
58085 | PRC-Desoto Intl/PPG Aerospace | CATR1 | Petroleum Liquids | 0.5 | Industrial Non-CHP
58085 | PRC-Desoto Intl/PPG Aerospace | CATR2 | Petroleum Liquids | 1 | Industrial Non-CHP
58086 | Intel Folsom | 1 | Solar Photovoltaic | 0.5 | IPP Non-CHP
58086 | Intel Folsom | 2 | Solar Photovoltaic | 0.5 | IPP Non-CHP
58088 | Stony Creek Wind Farm NY | 1 | Onshore Wind Turbine | 94.4 | IPP Non-CHP
58089 | Roeder Family Wind Farm LLC | 1 | Onshore Wind Turbine | 1.6 | IPP Non-CHP
58090 | Middlesex Apple Orchard Solar | SEF-1 | Solar Photovoltaic | 1.3 | Commercial Non-CHP
58090 | Middlesex Apple Orchard Solar | SEF-2 | Solar Photovoltaic | 3.4 | Commercial Non-CHP
58091 | Keystone Solar | KSTN | Solar Photovoltaic | 5 | IPP Non-CHP
58093 | BBB Corporate Headquarters | HQNJ | Solar Photovoltaic | 1 | IPP Non-CHP
58094 | Christmas Tree Shops DC Burlington NJ | FINJ | Solar Photovoltaic | 2.1 | IPP Non-CHP
58095 | Harmon DC Totowa NJ | TONJ | Solar Photovoltaic | 1.5 | IPP Non-CHP
58096 | Bed Bath & Beyond DC Port Reading NJ | PTNJ | Solar Photovoltaic | 1.8 | Commercial Non-CHP
58097 | Green Meadows | 1 | Solar Photovoltaic | 3.5 | IPP Non-CHP
58100 | Kern Oil & Refining Co | 5900 | Natural Gas Fired Combustion Turbine | 4.5 | Industrial Non-CHP
58101 | Foundation Cemex River Plant | WTG1 | Onshore Wind Turbine | 1.6 | IPP Non-CHP
58101 | Foundation Cemex River Plant | WTG2 | Onshore Wind Turbine | 1.6 | IPP Non-CHP
58102 | Foundation Cemex BMQ | WTG1 | Onshore Wind Turbine | 1.5 | IPP Non-CHP
58102 | Foundation Cemex BMQ | WTG2 | Onshore Wind Turbine | 1.5 | IPP Non-CHP
58103 | Heritage Garden Wind Farm I LLC | 1 | Onshore Wind Turbine | 28 | IPP Non-CHP
58104 | Foundation Superior Farms | WTG1 | Onshore Wind Turbine | 1 | Industrial Non-CHP
58105 | Foundation Wal-Mart Red Bluff | WTG1 | Onshore Wind Turbine | 1 | Commercial Non-CHP
58106 | Meadow Creek Project Company | MCPC | Onshore Wind Turbine | 119.7 | IPP Non-CHP
58108 | International Paper Red River Mill | 3 T-G | Wood/Wood Waste Biomass | 78.8 | Industrial CHP
58109 | Georgia-Pacific Toledo Mill | TG1 | Wood/Wood Waste Biomass | 18.5 | Industrial CHP
58109 | Georgia-Pacific Toledo Mill | TG2 | Wood/Wood Waste Biomass | 18.8 | Industrial CHP
58110 | Brookside Newark | BRK | Other Natural Gas | 3.1 | IPP Non-CHP
58111 | Bishop Hill II Wind Farm | 1 | Onshore Wind Turbine | 81 | IPP Non-CHP
58112 | Foundation Cemex Madison | WTG1 | Onshore Wind Turbine | 1 | IPP Non-CHP
58113 | Foundation RRM | WTG1 | Onshore Wind Turbine | 1 | IPP Non-CHP
58113 | Foundation RRM | WTG2 | Onshore Wind Turbine | 1 | IPP Non-CHP
58114 | Foundation NWNA | WTG1 | Onshore Wind Turbine | 1.6 | IPP Non-CHP
58114 | Foundation NWNA | WTG2 | Onshore Wind Turbine | 1.6 | IPP Non-CHP
58116 | Cellu Tissue | GEN1 | Natural Gas Internal Combustion Engine | 3 | Industrial Non-CHP
58117 | TNSG South Plant | 1A | Natural Gas Internal Combustion Engine | 1.4 | Electric Utility
58117 | TNSG South Plant | 2 | Natural Gas Internal Combustion Engine | 0.8 | Electric Utility
58117 | TNSG South Plant | 3 | Natural Gas Internal Combustion Engine | 0.8 | Electric Utility
58117 | TNSG South Plant | 4A | Natural Gas Internal Combustion Engine | 1.4 | Electric Utility
58117 | TNSG South Plant | 6 | Natural Gas Internal Combustion Engine | 3.4 | Electric Utility
58118 | La Joya Del Sol | JDS1 | Solar Photovoltaic | 1.5 | IPP Non-CHP
58119 | Depot Park Solar System | DPSS | Solar Photovoltaic | 3 | IPP Non-CHP
58121 | Echo Wind Park | GEN1 | Onshore Wind Turbine | 49.6 | Electric Utility
58121 | Echo Wind Park | GEN2 | Onshore Wind Turbine | 62.4 | Electric Utility
58122 | Delano Energy Center | GEN1 | Natural Gas Fired Combustion Turbine | 48.5 | IPP Non-CHP
58123 | Wakefern Food Corp | 1 | Solar Photovoltaic | 2 | IPP Non-CHP
58124 | Rothschild Biomass Cogen Facility | 1 | Wood/Wood Waste Biomass | 57.5 | Electric Utility
58125 | Quay County | 1 | Petroleum Liquids | 27 | Electric Utility
58126 | Limon Wind I | 1 | Onshore Wind Turbine | 200 | IPP Non-CHP
58127 | Limon Wind II | 1 | Onshore Wind Turbine | 200 | IPP Non-CHP
58128 | Kaiser Downey | KRSO1 | Landfill Gas | 0.2 | IPP Non-CHP
58128 | Kaiser Downey | KRSO2 | Landfill Gas | 0.2 | IPP Non-CHP
58128 | Kaiser Downey | KRSO3 | Landfill Gas | 0.2 | IPP Non-CHP
58128 | Kaiser Downey | KRSO4 | Landfill Gas | 0.2 | IPP Non-CHP
58128 | Kaiser Downey | KRSO5 | Landfill Gas | 0.2 | IPP Non-CHP
58129 | Prairies Edge Generating Facility | GEN1 | Other Waste Biomass | 1.1 | Industrial Non-CHP
58130 | Blue Mountain Biogas | BMB N | Other Waste Biomass | 1.6 | IPP Non-CHP
58130 | Blue Mountain Biogas | BMB S | Other Waste Biomass | 1.6 | IPP Non-CHP
58131 | Outback Solar At Christmas Valley | PV1 | Solar Photovoltaic | 4.4 | IPP Non-CHP
58132 | Kaiser Ontario | KSRO1 | Other Waste Biomass | 0.2 | IPP Non-CHP
58132 | Kaiser Ontario | KSRO2 | Other Waste Biomass | 0.2 | IPP Non-CHP
58132 | Kaiser Ontario | KSRO3 | Other Waste Biomass | 0.2 | IPP Non-CHP
58132 | Kaiser Ontario | KSRO4 | Other Waste Biomass | 0.2 | IPP Non-CHP
58132 | Kaiser Ontario | KSRO5 | Other Waste Biomass | 0.2 | IPP Non-CHP
58134 | Oberlin Spear Point Solar One | OSSO | Solar Photovoltaic | 2 | Commercial Non-CHP
58135 | Washington White Post Solar LLC | 1 | Solar Photovoltaic | 12.4 | IPP Non-CHP
58136 | Adkins Energy LLC | S5MW | Natural Gas Fired Combustion Turbine | 5 | Industrial CHP
58137 | Ensign Wind LLC | 1 | Onshore Wind Turbine | 98.9 | IPP Non-CHP
58138 | Otter Creek Ethanol Poet - Ashton | 1 | Natural Gas Fired Combustion Turbine | 7.5 | Industrial CHP
58139 | Central Energy Plant USU | TURBI | Natural Gas Fired Combustion Turbine | 5 | Commercial Non-CHP
58140 | Summit Street Power Plant | GT-1 | Natural Gas Fired Combustion Turbine | 5.7 | Commercial CHP
58140 | Summit Street Power Plant | GT-2 | Natural Gas Fired Combustion Turbine | 7.5 | Commercial CHP
58141 | Groton Wind LLC | 1 | Onshore Wind Turbine | 48 | IPP Non-CHP
58142 | Rock Creek Dairy | CHP1 | Other Waste Biomass | 1.6 | IPP Non-CHP
58142 | Rock Creek Dairy | CHP2 | Other Waste Biomass | 1.6 | IPP Non-CHP
58144 | SVEP Solar Project Company | SVEP1 | Solar Photovoltaic | 2 | IPP Non-CHP
58145 | Williamstown Solar | WTS_1 | Solar Photovoltaic | 2 | IPP Non-CHP
58146 | Twin Rivers Paper Co LLC | GEN5 | All Other | 22 | Industrial CHP
58147 | Prescott Solar Plant | PV1 | Solar Photovoltaic | 10.8 | IPP Non-CHP
58148 | RE Kansas South LLC | KS | Solar Photovoltaic | 20 | IPP Non-CHP
58149 | TA-High Desert LLC | TAHD | Solar Photovoltaic | 20 | IPP Non-CHP
58150 | Black Cap Solar Plant | 1 | Solar Photovoltaic | 2 | Electric Utility
58151 | Central Utility Plant - Texas A&M | GTG01 | Natural Gas Fired Combined Cycle | 34.1 | Commercial CHP
58151 | Central Utility Plant - Texas A&M | STG02 | Natural Gas Fired Combined Cycle | 11 | Commercial CHP
58151 | Central Utility Plant - Texas A&M | STG04 | Natural Gas Fired Combined Cycle | 5 | Commercial CHP
58152 | Danbury Hospital Cogen Plant | GEN1 | Natural Gas Fired Combustion Turbine | 4.3 | Commercial CHP
58153 | Eastern Maine Medical Center | COGE | Natural Gas Fired Combustion Turbine | 3.8 | Commercial CHP
58154 | North Sky River Energy LLC | GEN1 | Onshore Wind Turbine | 162 | IPP Non-CHP
58155 | Perrin Ranch Wind LLC | GEN1 | Onshore Wind Turbine | 99.2 | IPP Non-CHP
58156 | SUNY Old Westbury College | GE | Natural Gas Internal Combustion Engine | 1.8 | Commercial Non-CHP
58157 | University of Rochester | HP | Natural Gas Steam Turbine | 18.2 | Commercial CHP
58157 | University of Rochester | LP | Natural Gas Steam Turbine | 7.2 | Commercial CHP
58158 | Wesleyan University Cogen 1 | 1 | Natural Gas Internal Combustion Engine | 2.4 | Commercial CHP
58159 | UCONN Cogen Facility | CGT1 | Natural Gas Fired Combined Cycle | 6.9 | Commercial CHP
58159 | UCONN Cogen Facility | CGT2 | Natural Gas Fired Combined Cycle | 6.9 | Commercial CHP
58159 | UCONN Cogen Facility | CGT3 | Natural Gas Fired Combined Cycle | 6.9 | Commercial CHP
58159 | UCONN Cogen Facility | STG1 | Natural Gas Fired Combined Cycle | 5 | Commercial CHP
58160 | Williams College - Campus CHP | GEN2 | Natural Gas Steam Turbine | 3 | Commercial CHP
58161 | Western Michigan University Power Plant | EG-1 | Natural Gas Internal Combustion Engine | 0.8 | Commercial CHP
58161 | Western Michigan University Power Plant | GTG-7 | Natural Gas Fired Combined Cycle | 5 | Commercial CHP
58161 | Western Michigan University Power Plant | GTG-8 | Natural Gas Fired Combined Cycle | 5 | Commercial CHP
58161 | Western Michigan University Power Plant | STG-1 | Natural Gas Fired Combined Cycle | 0.9 | Commercial CHP
58162 | Cirrus Wind 1 LLC | CW | Onshore Wind Turbine | 61.2 | IPP Non-CHP
58163 | Mercy Medical Center | 1 | Petroleum Liquids | 0.1 | Commercial Non-CHP
58163 | Mercy Medical Center | 3 | Petroleum Liquids | 0.4 | Commercial Non-CHP
58163 | Mercy Medical Center | 4 | Petroleum Liquids | 0.7 | Commercial Non-CHP
58163 | Mercy Medical Center | 5 | Petroleum Liquids | 0.3 | Commercial Non-CHP
58163 | Mercy Medical Center | 6 | Petroleum Liquids | 0.2 | Commercial Non-CHP
58163 | Mercy Medical Center | 7 | Petroleum Liquids | 0.3 | Commercial Non-CHP
58163 | Mercy Medical Center | 8 | Petroleum Liquids | 0.6 | Commercial Non-CHP
58164 | Slayton Solar | PV1 | Solar Photovoltaic | 1.7 | IPP Non-CHP
58165 | College of New Jersey | COGEN | Natural Gas Internal Combustion Engine | 6.2 | Commercial CHP
58166 | Smith College Central Heating Plant | GT-1 | Natural Gas Fired Combustion Turbine | 5.3 | Commercial CHP
58167 | William Floyd School District | GEN1 | Natural Gas Internal Combustion Engine | 1.3 | Commercial CHP
58167 | William Floyd School District | GEN2 | Natural Gas Internal Combustion Engine | 1.3 | Commercial CHP
58167 | William Floyd School District | GEN3 | Petroleum Liquids | 1.3 | Commercial CHP
58168 | Energy Center | EC01 | Natural Gas Internal Combustion Engine | 1.5 | Commercial CHP
58169 | CSUF Trigeneration | 1 | Natural Gas Fired Combustion Turbine | 4.6 | Commercial CHP
58169 | CSUF Trigeneration | CPAC | Solar Photovoltaic | 0.3 | Commercial CHP
58169 | CSUF Trigeneration | KHS | Solar Photovoltaic | 0.3 | Commercial CHP
58169 | CSUF Trigeneration | PS4 | Solar Photovoltaic | 0.3 | Commercial CHP
58170 | Crafton Hills College Solar Farm | GEN1 | Solar Photovoltaic | 1.3 | Commercial Non-CHP
58171 | Prairie Fire | GEN1 | Solar Photovoltaic | 4.5 | Electric Utility
58172 | Seaside Heights Power Plant | UINT3 | Petroleum Liquids | 2 | Electric Utility
58172 | Seaside Heights Power Plant | UNIT1 | Petroleum Liquids | 2 | Electric Utility
58172 | Seaside Heights Power Plant | UNIT2 | Petroleum Liquids | 2 | Electric Utility
58173 | BMW Manufacturing Co | GT601 | Landfill Gas | 5.5 | Industrial Non-CHP
58173 | BMW Manufacturing Co | GT602 | Landfill Gas | 5.5 | Industrial Non-CHP
58174 | Wilson Solar | WSMA | Solar Photovoltaic | 2 | IPP Non-CHP
58177 | Kishwaukee CHP Plant | 1 | Other Waste Biomass | 1 | IPP CHP
58177 | Kishwaukee CHP Plant | 2 | Other Waste Biomass | 1 | IPP CHP
58177 | Kishwaukee CHP Plant | 3 | Other Waste Biomass | 1 | IPP CHP
58178 | M. G. Emmett J. Bean Federal Center | 1 | Solar Photovoltaic | 2 | IPP Non-CHP
58179 | MTSU Power Co-Gen Plant | GT-01 | Natural Gas Fired Combustion Turbine | 5 | Commercial CHP
58179 | MTSU Power Co-Gen Plant | SG-01 | Petroleum Liquids | 2 | Commercial CHP
58179 | MTSU Power Co-Gen Plant | SG-02 | Petroleum Liquids | 2 | Commercial CHP
58179 | MTSU Power Co-Gen Plant | SG-03 | Petroleum Liquids | 2 | Commercial CHP
58179 | MTSU Power Co-Gen Plant | SG-04 | Petroleum Liquids | 2 | Commercial CHP
58179 | MTSU Power Co-Gen Plant | SG-05 | Petroleum Liquids | 2 | Commercial CHP
58180 | UNH 7.9 MW Plant | 1 | Landfill Gas | 7.9 | Commercial CHP
58181 | Loyola University Health Plant | UNIT1 | Natural Gas Fired Combustion Turbine | 5.3 | Commercial CHP
58181 | Loyola University Health Plant | UNIT2 | Natural Gas Fired Combustion Turbine | 5.3 | Commercial CHP
58183 | Prairie Horizon Agri Energy | T5741 | Natural Gas Steam Turbine | 1.7 | Industrial CHP
58184 | Rand Whitney CHP Plant | TG-1 | Natural Gas Fired Combustion Turbine | 14.6 | Industrial CHP
58185 | Amherst College Co Gen | CTG | Natural Gas Fired Combustion Turbine | 1.2 | Commercial CHP
58185 | Amherst College Co Gen | STG | Natural Gas Steam Turbine | 0.5 | Commercial CHP
58186 | HVCC Cogen Plant | CG01 | Natural Gas Internal Combustion Engine | 0.9 | Commercial CHP
58186 | HVCC Cogen Plant | CG02 | Natural Gas Internal Combustion Engine | 0.9 | Commercial CHP
58186 | HVCC Cogen Plant | CG03 | Natural Gas Internal Combustion Engine | 1.4 | Commercial CHP
58186 | HVCC Cogen Plant | CG04 | Natural Gas Internal Combustion Engine | 1.4 | Commercial CHP
58186 | HVCC Cogen Plant | CG05 | Petroleum Liquids | 2.1 | Commercial CHP
58186 | HVCC Cogen Plant | CG06 | Natural Gas Internal Combustion Engine | 1.4 | Commercial CHP
58187 | 180 Raritan Solar | 1 | Solar Photovoltaic | 1.9 | IPP Non-CHP
58190 | Thomas M Knott Cogen Facility | CG | Natural Gas Fired Combustion Turbine | 1.4 | Industrial Non-CHP
58191 | US Magnesium | GT1 | Natural Gas Fired Combustion Turbine | 16 | Industrial CHP
58191 | US Magnesium | GT2 | Natural Gas Fired Combustion Turbine | 16 | Industrial CHP
58191 | US Magnesium | GT3 | Natural Gas Fired Combustion Turbine | 16 | Industrial CHP
58192 | Arkalon Ethanol LLC | ST961 | Natural Gas Steam Turbine | 3 | Industrial CHP
58193 | Bonanza BioEnergy LLC | ST96 | Natural Gas Steam Turbine | 2 | Industrial CHP
58195 | East Campus Steam Plant | CT1 | Natural Gas Fired Combustion Turbine | 7 | Commercial CHP
58196 | Cargill Salt Hersey | ST1 | Natural Gas Steam Turbine | 2.1 | Industrial CHP
58197 | Poet Biorefining Lake Crystal | 1 | Petroleum Liquids | 6 | Industrial Non-CHP
58197 | Poet Biorefining Lake Crystal | 2 | Natural Gas Steam Turbine | 1 | Industrial Non-CHP
58198 | Parnassus Central Utility Plant | GTG1 | Natural Gas Fired Combined Cycle | 5 | Commercial CHP
58198 | Parnassus Central Utility Plant | GTG2 | Natural Gas Fired Combined Cycle | 5 | Commercial CHP
58198 | Parnassus Central Utility Plant | STG1 | Natural Gas Fired Combined Cycle | 3.5 | Commercial CHP
58199 | Arizona State University CHP | G1 | Natural Gas Fired Combined Cycle | 9.2 | Commercial CHP
58200 | Burnside Alumina Plant | GEN1 | Natural Gas Steam Turbine | 4 | Industrial CHP
58200 | Burnside Alumina Plant | GEN2 | Natural Gas Steam Turbine | 4 | Industrial CHP
58200 | Burnside Alumina Plant | GEN3 | Natural Gas Steam Turbine | 4 | Industrial CHP
58201 | Monroe Community College Plant | 1 | Natural Gas Internal Combustion Engine | 1.6 | Commercial CHP
58201 | Monroe Community College Plant | 2 | Natural Gas Internal Combustion Engine | 1.6 | Commercial CHP
58201 | Monroe Community College Plant | 3 | Natural Gas Internal Combustion Engine | 1.6 | Commercial CHP
58201 | Monroe Community College Plant | 4 | Natural Gas Internal Combustion Engine | 1.6 | Commercial CHP
58202 | RE Victor Phelan Solar One LLC | VPS1 | Solar Photovoltaic | 20 | IPP Non-CHP
58203 | Minco Wind III, LLC | 1 | Onshore Wind Turbine | 100.8 | IPP Non-CHP
58204 | Grassland 3&4 Solar Project | INV3 | Solar Photovoltaic | 2.5 | IPP Non-CHP
58205 | Grand Ave Plant | 1 | Conventional Steam Coal | 5 | IPP CHP
58206 | West Gates Solar Station | 1 | Solar Photovoltaic | 10 | Electric Utility
58207 | Central Utility Plant at White Oak | G1 | Natural Gas Internal Combustion Engine | 5.7 | Commercial CHP
58207 | Central Utility Plant at White Oak | G10 | Petroleum Liquids | 2.3 | Commercial CHP
58207 | Central Utility Plant at White Oak | G11 | Petroleum Liquids | 2.3 | Commercial CHP
58207 | Central Utility Plant at White Oak | G12 | Natural Gas Fired Combined Cycle | 5 | Commercial CHP
58207 | Central Utility Plant at White Oak | G2 | Petroleum Liquids | 2.3 | Commercial CHP
58207 | Central Utility Plant at White Oak | G3 | Natural Gas Fired Combustion Turbine | 4.3 | Commercial CHP
58207 | Central Utility Plant at White Oak | G4 | Natural Gas Fired Combustion Turbine | 4.3 | Commercial CHP
58207 | Central Utility Plant at White Oak | G5 | Natural Gas Fired Combustion Turbine | 4.3 | Commercial CHP
58207 | Central Utility Plant at White Oak | G6 | Natural Gas Fired Combustion Turbine | 4.3 | Commercial CHP
58207 | Central Utility Plant at White Oak | G7 | Natural Gas Fired Combined Cycle | 7.5 | Commercial CHP
58207 | Central Utility Plant at White Oak | G8 | Natural Gas Fired Combined Cycle | 7.5 | Commercial CHP
58207 | Central Utility Plant at White Oak | G9 | Natural Gas Fired Combustion Turbine | 4.5 | Commercial CHP
58208 | Cinnamon Bay Edgeboro Landfill | 1 | Landfill Gas | 9.6 | IPP Non-CHP
58209 | NextEra-Blackwell Wind, LLC | WT | Onshore Wind Turbine | 59.8 | IPP Non-CHP
58210 | NFM Solar Power LLC | 1 | Solar Photovoltaic | 1.9 | IPP Non-CHP
58213 | Saddle Mountain Solar I | AZ2 | Solar Photovoltaic | 15 | IPP Non-CHP
58214 | West Greenwich Solar | WGRI | Solar Photovoltaic | 1.9 | IPP Non-CHP
58215 | Lee Combined Cycle Plant | 1A | Natural Gas Fired Combined Cycle | 180 | Electric Utility
58215 | Lee Combined Cycle Plant | 1B | Natural Gas Fired Combined Cycle | 180 | Electric Utility
58215 | Lee Combined Cycle Plant | 1C | Natural Gas Fired Combined Cycle | 180 | Electric Utility
58215 | Lee Combined Cycle Plant | ST1 | Natural Gas Fired Combined Cycle | 380 | Electric Utility
58216 | J.R. Simplot Company | 1 | All Other | 4 | Industrial Non-CHP
58217 | Grassland 1&2 Solar Project | INV4 | Solar Photovoltaic | 2.5 | IPP Non-CHP
58218 | Spion Kop Wind Farm | SKW25 | Onshore Wind Turbine | 40 | Electric Utility
58219 | GL Dairy Biogas | 1426 | Other Waste Biomass | 1.4 | IPP Non-CHP
58219 | GL Dairy Biogas | 633 | Other Waste Biomass | 0.6 | IPP Non-CHP
58220 | Haviland Plastic Products | WTGA | Onshore Wind Turbine | 1.5 | Industrial Non-CHP
58220 | Haviland Plastic Products | WTGB | Onshore Wind Turbine | 1.5 | Industrial Non-CHP
58220 | Haviland Plastic Products | WTGC | Onshore Wind Turbine | 1.5 | Industrial Non-CHP
58222 | E.B. Eddy Paper Inc | 3TU | Conventional Steam Coal | 5 | Industrial CHP
58223 | Hoag Hospital Cogen Plant | 1 | Natural Gas Internal Combustion Engine | 1.5 | Commercial CHP
58223 | Hoag Hospital Cogen Plant | 2 | Natural Gas Internal Combustion Engine | 1.5 | Commercial CHP
58223 | Hoag Hospital Cogen Plant | 3 | Natural Gas Internal Combustion Engine | 1.5 | Commercial CHP
58224 | CCSU Co-Gen-STBY Gen | EC#1 | Natural Gas Internal Combustion Engine | 1.3 | Commercial CHP
58224 | CCSU Co-Gen-STBY Gen | EC#2 | Natural Gas Internal Combustion Engine | 1.3 | Commercial CHP
58224 | CCSU Co-Gen-STBY Gen | GRND | Petroleum Liquids | 0.3 | Commercial CHP
58224 | CCSU Co-Gen-STBY Gen | MEMH | Petroleum Liquids | 0.7 | Commercial CHP
58226 | Newberry Solar 1 LLC | 1 | Solar Photovoltaic | 1.5 | IPP Non-CHP
58227 | SEPV9 Power Plant | SPV9 | Solar Photovoltaic | 9 | IPP Non-CHP
58228 | Milford Solar Farm | GEN1 | Solar Photovoltaic | 11.8 | IPP Non-CHP
58229 | Lake Marion | GEN1 | Petroleum Liquids | 8.8 | IPP Non-CHP
58230 | Hastings | GEN1 | Petroleum Liquids | 8.8 | IPP Non-CHP
58231 | Lincoln Financial Field | GEN1 | Solar Photovoltaic | 2.9 | IPP Non-CHP
58232 | Tahquitz High School | TAHQ | Solar Photovoltaic | 1 | Commercial Non-CHP
58233 | Wagner Wind LLC | GEN1 | Onshore Wind Turbine | 6 | IPP Non-CHP
58234 | SEPV 8 | SPV8 | Solar Photovoltaic | 12 | IPP Non-CHP
58235 | Clayville | 1 | Natural Gas Fired Combustion Turbine | 73 | Electric Utility
58237 | CCSU Fuel Cell Project | CCSU | Other Natural Gas | 1.4 | Commercial CHP
58238 | Georgia Mountain Community Wind Farm | GMCW | Onshore Wind Turbine | 10 | IPP Non-CHP
58239 | Kent County-Kennedyville | PVKV | Solar Photovoltaic | 1 | IPP Non-CHP
58240 | Kit Carson | PV_KC | Solar Photovoltaic | 1.3 | IPP Non-CHP
58241 | Rock Hall | RCKHL | Solar Photovoltaic | 1 | IPP Non-CHP
58242 | Pattern Panhandle Wind LLC | 1 | Onshore Wind Turbine | 218 | IPP Non-CHP
58243 | Kent County - Worton Complex | WRTN | Solar Photovoltaic | 1 | IPP Non-CHP
58244 | West Valley High School Solar | WEST | Solar Photovoltaic | 1 | Commercial Non-CHP
58245 | Northeastern Illinois University Cogen | GEN1 | Natural Gas Internal Combustion Engine | 0.8 | Commercial CHP
58245 | Northeastern Illinois University Cogen | GEN2 | Natural Gas Internal Combustion Engine | 0.8 | Commercial CHP
58245 | Northeastern Illinois University Cogen | GEN3 | Natural Gas Internal Combustion Engine | 0.8 | Commercial CHP
58245 | Northeastern Illinois University Cogen | GEN4 | Natural Gas Internal Combustion Engine | 0.8 | Commercial CHP
58246 | Millersville LFG | CAT1 | Landfill Gas | 1.6 | IPP Non-CHP
58246 | Millersville LFG | CAT2 | Landfill Gas | 1.6 | IPP Non-CHP
58248 | Pierce College | GEN1 | Solar Photovoltaic | 1.9 | Commercial Non-CHP
58249 | VA Sepulveda Ambulatory Care Center | GEN1 | Solar Photovoltaic | 3.5 | Commercial Non-CHP
58250 | Tullytown | GEN1 | Landfill Gas | 1.6 | IPP Non-CHP
58251 | C&H Sugar Plant | TG3 | All Other | 4 | Industrial CHP
58251 | C&H Sugar Plant | TG4 | All Other | 4 | Industrial CHP
58252 | Alpha Ridge LFG | JEN1 | Landfill Gas | 1 | IPP Non-CHP
58253 | CBS Television City | GEN1 | Solar Photovoltaic | 1.6 | Commercial Non-CHP
58254 | Chatham | CTOIS | Natural Gas Fired Combustion Turbine | 3.7 | Electric Utility
58255 | Rubart | 01 | Natural Gas Internal Combustion Engine | 10 | Electric Utility
58255 | Rubart | 02 | Natural Gas Internal Combustion Engine | 10 | Electric Utility
58255 | Rubart | 03 | Natural Gas Internal Combustion Engine | 10 | Electric Utility
58255 | Rubart | 04 | Natural Gas Internal Combustion Engine | 10 | Electric Utility
58255 | Rubart | 05 | Natural Gas Internal Combustion Engine | 10 | Electric Utility
58255 | Rubart | 06 | Natural Gas Internal Combustion Engine | 10 | Electric Utility
58255 | Rubart | 07 | Natural Gas Internal Combustion Engine | 10 | Electric Utility
58255 | Rubart | 08 | Natural Gas Internal Combustion Engine | 10 | Electric Utility
58255 | Rubart | 09 | Natural Gas Internal Combustion Engine | 10 | Electric Utility
58255 | Rubart | 10 | Natural Gas Internal Combustion Engine | 10 | Electric Utility
58255 | Rubart | 11 | Natural Gas Internal Combustion Engine | 10 | Electric Utility
58255 | Rubart | 12 | Natural Gas Internal Combustion Engine | 10 | Electric Utility
58256 | Los Alamos PV Site | 1 | Solar Photovoltaic | 1 | Electric Utility
58256 | Los Alamos PV Site | 2 | Batteries | 1 | Electric Utility
58256 | Los Alamos PV Site | 3 | Batteries | 0.8 | Electric Utility
58257 | Upper Pacolet Hydro | UP1 | Conventional Hydroelectric | 1.1 | Electric Utility
58258 | Central Utilities Plant LAX 2 | GEN1 | Natural Gas Fired Combustion Turbine | 4.6 | Commercial CHP
58258 | Central Utilities Plant LAX 2 | GEN2 | Natural Gas Fired Combustion Turbine | 4.6 | Commercial CHP
58259 | Kalaeloa Solar Two | KAS2 | Solar Photovoltaic | 5 | IPP Non-CHP
58261 | FAA NorCal TRACON | 1 | Solar Photovoltaic | 1 | IPP Non-CHP
58262 | Badger 1 | 1 | Solar Photovoltaic | 14.8 | IPP Non-CHP
58263 | Bay View Cogeneration Facility | GTG | Landfill Gas | 5.5 | Electric Utility
58263 | Bay View Cogeneration Facility | STG | Landfill Gas | 6.5 | Electric Utility
58264 | Apple Data Center - Fuel Cell 1&2 | FC1 | Landfill Gas | 5 | Commercial Non-CHP
58264 | Apple Data Center - Fuel Cell 1&2 | FC2 | Landfill Gas | 5.5 | Commercial Non-CHP
58265 | NCAH Central Utility Plant | C-3 | Petroleum Liquids | 0.2 | Commercial CHP
58265 | NCAH Central Utility Plant | EP-6 | Petroleum Liquids | 0.8 | Commercial CHP
58265 | NCAH Central Utility Plant | FRZRF | Petroleum Liquids | 0.2 | Commercial CHP
58265 | NCAH Central Utility Plant | MBGEN | Petroleum Liquids | 0.5 | Commercial CHP
58265 | NCAH Central Utility Plant | S-13 | Petroleum Liquids | 2.1 | Commercial CHP
58265 | NCAH Central Utility Plant | S-14 | Petroleum Liquids | 2.1 | Commercial CHP
58265 | NCAH Central Utility Plant | S-16 | Natural Gas Fired Combustion Turbine | 3 | Commercial CHP
58265 | NCAH Central Utility Plant | S-17 | Petroleum Liquids | 2 | Commercial CHP
58265 | NCAH Central Utility Plant | S-18 | Petroleum Liquids | 2 | Commercial CHP
58265 | NCAH Central Utility Plant | S-19 | Petroleum Liquids | 2 | Commercial CHP
58265 | NCAH Central Utility Plant | S-7A | Natural Gas Fired Combustion Turbine | 1 | Commercial CHP
58266 | Port Westward Unit 2 | 1 | Natural Gas Internal Combustion Engine | 18.8 | Electric Utility
58266 | Port Westward Unit 2 | 10 | Natural Gas Internal Combustion Engine | 18.8 | Electric Utility
58266 | Port Westward Unit 2 | 11 | Natural Gas Internal Combustion Engine | 18.8 | Electric Utility
58266 | Port Westward Unit 2 | 12 | Natural Gas Internal Combustion Engine | 18.8 | Electric Utility
58266 | Port Westward Unit 2 | 2 | Natural Gas Internal Combustion Engine | 18.8 | Electric Utility
58266 | Port Westward Unit 2 | 3 | Natural Gas Internal Combustion Engine | 18.8 | Electric Utility
58266 | Port Westward Unit 2 | 4 | Natural Gas Internal Combustion Engine | 18.8 | Electric Utility
58266 | Port Westward Unit 2 | 5 | Natural Gas Internal Combustion Engine | 18.8 | Electric Utility
58266 | Port Westward Unit 2 | 6 | Natural Gas Internal Combustion Engine | 18.8 | Electric Utility
58266 | Port Westward Unit 2 | 7 | Natural Gas Internal Combustion Engine | 18.8 | Electric Utility
58266 | Port Westward Unit 2 | 8 | Natural Gas Internal Combustion Engine | 18.8 | Electric Utility
58266 | Port Westward Unit 2 | 9 | Natural Gas Internal Combustion Engine | 18.8 | Electric Utility
58268 | UNC-CH LFG Facility | LFG1 | Landfill Gas | 1 | Commercial Non-CHP
58269 | Bay View Backup Power Facility | G1 | Petroleum Liquids | 2 | Electric Utility
58269 | Bay View Backup Power Facility | G2 | Natural Gas Internal Combustion Engine | 2 | Electric Utility
58269 | Bay View Backup Power Facility | G3 | Natural Gas Internal Combustion Engine | 2 | Electric Utility
58269 | Bay View Backup Power Facility | G4 | Natural Gas Internal Combustion Engine | 2 | Electric Utility
58269 | Bay View Backup Power Facility | G5 | Natural Gas Internal Combustion Engine | 2 | Electric Utility
58269 | Bay View Backup Power Facility | G6 | Natural Gas Internal Combustion Engine | 2 | Electric Utility
58270 | Acushnet AD Makepeace | 1 | Solar Photovoltaic | 4.7 | IPP Non-CHP
58271 | Acushnet Hawes Reed Road | 1 | Solar Photovoltaic | 1 | IPP Non-CHP
58272 | Easthampton Landfill-City of Easthampton | 1 | Solar Photovoltaic | 1.9 | IPP Non-CHP
58273 | South Robeson Farm | SROB | Solar Photovoltaic | 5 | IPP Non-CHP
58274 | Raeford Farm | RAEF | Solar Photovoltaic | 5 | IPP Non-CHP
58275 | Mass Midstate Solar 3 | 1 | Solar Photovoltaic | 4 | IPP Non-CHP
58276 | Mass Midstate Solar 2 | 1 | Solar Photovoltaic | 5 | IPP Non-CHP
58277 | Paia Hydroelectric Plant | PAH1 | Conventional Hydroelectric | 1.3 | Industrial Non-CHP
58278 | TNSG North Plant | 13 | Petroleum Liquids | 0.3 | Electric Utility
58278 | TNSG North Plant | CT1 | Natural Gas Fired Combustion Turbine | 5.2 | Electric Utility
58278 | TNSG North Plant | CT2 | Natural Gas Fired Combustion Turbine | 5.2 | Electric Utility
58278 | TNSG North Plant | CT3 | Natural Gas Fired Combustion Turbine | 7.5 | Electric Utility
58278 | TNSG North Plant | CT4 | Natural Gas Fired Combustion Turbine | 7.5 | Electric Utility
58279 | Mass Midstate Solar 1 | 1 | Solar Photovoltaic | 5 | IPP Non-CHP
58280 | Millbury Solar | 1 | Solar Photovoltaic | 3 | IPP Non-CHP
58282 | Leicester One MA Solar LLC | 1 | Solar Photovoltaic | 6 | IPP Non-CHP
58283 | Freetown Solar | 1 | Solar Photovoltaic | 5 | IPP Non-CHP
58284 | La Luz Energy Center | 0001 | Natural Gas Fired Combustion Turbine | 42.3 | Electric Utility
58289 | Venable Solar 1 | VNPV | Solar Photovoltaic | 1.5 | IPP Non-CHP
58290 | Venable Solar 2 | VSPV | Solar Photovoltaic | 1.5 | IPP Non-CHP
58292 | Jewish Community Center PV | JCC | Solar Photovoltaic | 1.1 | IPP Non-CHP
58293 | Paradise Valley H.S. PV | PVH | Solar Photovoltaic | 1.3 | IPP Non-CHP
58295 | SREC Bath LFGTE | GEN1 | Landfill Gas | 1.6 | IPP Non-CHP
58295 | SREC Bath LFGTE | GEN2 | Landfill Gas | 1.6 | IPP Non-CHP
58296 | Roll Delano 2 | ROL6 | Other Natural Gas | 1 | IPP Non-CHP
58297 | Roll Delano | ROL4 | Other Natural Gas | 1.1 | IPP Non-CHP
58298 | Roll Lost Hills | ROL3 | Other Natural Gas | 1.1 | IPP Non-CHP
58299 | Xilinx San Jose | XLX | Other Natural Gas | 1.1 | IPP Non-CHP
58300 | Honda Torrance | HON | Other Natural Gas | 1.1 | IPP Non-CHP
58301 | Juniper Networks Sunnyvale | JPR | Other Natural Gas | 1.1 | IPP Non-CHP
58302 | Life Technologies Carlsbad | LFT | Other Natural Gas | 1.1 | IPP Non-CHP
58303 | Taylor Farms Salinas | TLR | Other Natural Gas | 1.1 | IPP Non-CHP
58304 | Kingsburg Solar | 1 | Solar Photovoltaic | 1.5 | IPP Non-CHP
58304 | Kingsburg Solar | 2 | Solar Photovoltaic | 1.5 | IPP Non-CHP
58304 | Kingsburg Solar | 3 | Solar Photovoltaic | 0.7 | IPP Non-CHP
58305 | PCIP Solar | PCIP | Solar Photovoltaic | 1 | IPP Non-CHP
58306 | Exeter Solar | 1 | Solar Photovoltaic | 1 | IPP Non-CHP
58306 | Exeter Solar | 2 | Solar Photovoltaic | 1 | IPP Non-CHP
58306 | Exeter Solar | 3 | Solar Photovoltaic | 1.5 | IPP Non-CHP
58307 | Ivanhoe Solar | 1 | Solar Photovoltaic | 1.5 | IPP Non-CHP
58307 | Ivanhoe Solar | 2 | Solar Photovoltaic | 0.5 | IPP Non-CHP
58307 | Ivanhoe Solar | 3 | Solar Photovoltaic | 1.5 | IPP Non-CHP
58308 | Lindsay Solar | 1 | Solar Photovoltaic | 1.5 | IPP Non-CHP
58308 | Lindsay Solar | 3 | Solar Photovoltaic | 1.5 | IPP Non-CHP
58308 | Lindsay Solar | 4 | Solar Photovoltaic | 1 | IPP Non-CHP
58309 | Porterville Solar | 1 | Solar Photovoltaic | 1 | IPP Non-CHP
58309 | Porterville Solar | 2 | Solar Photovoltaic | 1 | IPP Non-CHP
58309 | Porterville Solar | 5 | Solar Photovoltaic | 1.5 | IPP Non-CHP
58310 | Lake Charles Plant | G-1 | All Other | 36.4 | Industrial Non-CHP
58311 | Chadbourn Farm | 1 | Solar Photovoltaic | 5 | IPP Non-CHP
58312 | Warrenton Farm | 1 | Solar Photovoltaic | 4 | IPP Non-CHP
58313 | Mocksville Farm | 1 | Solar Photovoltaic | 5 | IPP Non-CHP
58314 | Belwood Farm | 1 | Solar Photovoltaic | 4 | IPP Non-CHP
58315 | Arndt Farm | 1 | Solar Photovoltaic | 5 | IPP Non-CHP
58316 | Railroad Farm | 1 | Solar Photovoltaic | 5 | IPP Non-CHP
58317 | Watts Farm | 1 | Solar Photovoltaic | 5 | IPP Non-CHP
58318 | Farrington Farm | 1 | Solar Photovoltaic | 1 | IPP Non-CHP
58319 | Patua Geothermal Project Phase 1A | 1 | Geothermal | 16 | IPP Non-CHP
58319 | Patua Geothermal Project Phase 1A | 3 | Geothermal | 16 | IPP Non-CHP
58319 | Patua Geothermal Project Phase 1A | 5 | Geothermal | 16 | IPP Non-CHP
58320 | G2 Energy Hay Rd | 362 | Landfill Gas | 1.6 | IPP Non-CHP
58321 | Goldthwaite Wind Energy Facility | 1 | Onshore Wind Turbine | 150 | IPP Non-CHP
58322 | Prairie Breeze | 1 | Onshore Wind Turbine | 206.5 | IPP Non-CHP
58323 | Shannon Farm | 1 | Solar Photovoltaic | 5 | IPP Non-CHP
58324 | Vansycle II Wind Energy Center | SIE23 | Onshore Wind Turbine | 98.9 | IPP Non-CHP
58325 | Charles D. Lamb Energy Center | 1 | Natural Gas Fired Combustion Turbine | 122 | Electric Utility
58326 | PWD Northeast WPCP Biogas Cogen Plant | NBG1 | Other Waste Biomass | 1.4 | Commercial Non-CHP
58326 | PWD Northeast WPCP Biogas Cogen Plant | NBG2 | Other Waste Biomass | 1.4 | Commercial Non-CHP
58326 | PWD Northeast WPCP Biogas Cogen Plant | NBG3 | Other Waste Biomass | 1.4 | Commercial Non-CHP
58326 | PWD Northeast WPCP Biogas Cogen Plant | NBG4 | Other Waste Biomass | 1.4 | Commercial Non-CHP
58327 | Bradley Energy Center | UNIT1 | Natural Gas Internal Combustion Engine | 1.5 | Commercial CHP
58327 | Bradley Energy Center | UNIT2 | Natural Gas Internal Combustion Engine | 1.2 | Commercial CHP
58327 | Bradley Energy Center | UNIT3 | Natural Gas Internal Combustion Engine | 1.2 | Commercial CHP
58327 | Bradley Energy Center | UNIT4 | Natural Gas Internal Combustion Engine | 1.9 | Commercial CHP
58328 | North Chicago Energy Center | GT1 | Natural Gas Fired Combustion Turbine | 5.2 | Commercial CHP
58328 | North Chicago Energy Center | GT2 | Natural Gas Fired Combustion Turbine | 7.2 | Commercial CHP
58329 | UMMS at Pocomoke | PV1 | Solar Photovoltaic | 2.8 | IPP Non-CHP
58330 | The Andersons Albion Ethanol LLC | 9611 | Natural Gas Steam Turbine | 2 | Industrial CHP
58332 | Haynes Farm | 1 | Solar Photovoltaic | 5 | IPP Non-CHP
58333 | Lenoir Farm | 1 | Solar Photovoltaic | 5 | IPP Non-CHP
58334 | Lenoir Farm 2 | 1 | Solar Photovoltaic | 5 | IPP Non-CHP
58335 | Marshville Farm | 1 | Solar Photovoltaic | 5 | IPP Non-CHP
58336 | Mile Farm | 1 | Solar Photovoltaic | 5 | IPP Non-CHP
58337 | Moore Solar Farm | 1 | Solar Photovoltaic | 5 | IPP Non-CHP
58338 | Moorings Farm | 1 | Solar Photovoltaic | 5 | IPP Non-CHP
58339 | New Bern Farm | 1 | Solar Photovoltaic | 5 | IPP Non-CHP
58340 | Roxboro Farm | 1 | Solar Photovoltaic | 5 | IPP Non-CHP
58341 | White Cross Farm | 1 | Solar Photovoltaic | 5 | IPP Non-CHP
58342 | Wilson Farm 1 | 1 | Solar Photovoltaic | 5 | IPP Non-CHP
58343 | Yanceyville Farm | 1 | Solar Photovoltaic | 5 | IPP Non-CHP
58344 | AM Best Farm | 1 | Solar Photovoltaic | 5 | IPP Non-CHP
58345 | Mt Olive Farm 2 | 1 | Solar Photovoltaic | 5 | IPP Non-CHP
58346 | Dibrell Farm | 1 | Solar Photovoltaic | 5 | IPP Non-CHP
58347 | Rock Farm | 1 | Solar Photovoltaic | 5 | IPP Non-CHP
58348 | Two Lines Farm | 1 | Solar Photovoltaic | 5 | IPP Non-CHP
58349 | Bolton Farm | 1 | Solar Photovoltaic | 5 | IPP Non-CHP
58350 | McCallum Farm | 1 | Solar Photovoltaic | 5 | IPP Non-CHP
58351 | Tuscola Bay Wind | GE16 | Onshore Wind Turbine | 120 | IPP Non-CHP
58352 | NPI USA Cogeneration Plant | G-11 | Wood/Wood Waste Biomass | 20 | Industrial CHP
58354 | Radiance Solar 4 | 1 | Solar Photovoltaic | 1.5 | IPP Non-CHP
58355 | Radiance Solar 5 | 1 | Solar Photovoltaic | 1.5 | IPP Non-CHP
58356 | The Lawrenceville School Solar Facility | TLS | Solar Photovoltaic | 5.2 | IPP Non-CHP
58357 | White Rose Foods Solar Facility | WR | Solar Photovoltaic | 4.2 | Commercial Non-CHP
58358 | North Jersey Media Group Solar Facility | NJMG | Solar Photovoltaic | 4.1 | Commercial Non-CHP
58359 | Gerresheimer Glass Solar Facility | GG | Solar Photovoltaic | 2.3 | Commercial Non-CHP
58360 | Atlantic Coast Freezers Solar Facility | ACF | Solar Photovoltaic | 2.2 | Commercial Non-CHP
58361 | Williams-Sonoma Solar Facility | WS | Solar Photovoltaic | 3 | Commercial Non-CHP
58362 | Quittacas Pond Solar | QPMA | Solar Photovoltaic | 3.5 | IPP Non-CHP
58363 | Majestic II Wind | WND1 | Onshore Wind Turbine | 79.6 | IPP Non-CHP
58365 | CJTS Energy Center | UNIT7 | Other Natural Gas | 0.4 | Commercial Non-CHP
58366 | Atwell Island | 1 | Solar Photovoltaic | 20.2 | IPP Non-CHP
58370 | Gridley Main | GEN1 | Solar Photovoltaic | 1 | IPP Non-CHP
58371 | Gridley Main Two | GEN1 | Solar Photovoltaic | 2.5 | IPP Non-CHP
58372 | Blue Summit Wind LLC | GEN1 | Onshore Wind Turbine | 135.4 | IPP Non-CHP
58373 | White River Solar | WRCA | Solar Photovoltaic | 20 | IPP Non-CHP
58374 | Corcoran Solar | CSCA | Solar Photovoltaic | 20 | IPP Non-CHP
58375 | Triton East and West Cogen | 1 | Natural Gas Internal Combustion Engine | 0.8 | Commercial Non-CHP
58375 | Triton East and West Cogen | 2 | Natural Gas Internal Combustion Engine | 0.8 | Commercial Non-CHP
58375 | Triton East and West Cogen | 3 | Natural Gas Internal Combustion Engine | 0.8 | Commercial Non-CHP
58375 | Triton East and West Cogen | 4 | Natural Gas Internal Combustion Engine | 0.8 | Commercial Non-CHP
58375 | Triton East and West Cogen | 5 | Natural Gas Internal Combustion Engine | 0.4 | Commercial Non-CHP
58376 | Oakley Solar Project | 1 | Solar Photovoltaic | 1.5 | IPP Non-CHP
58377 | Rochelle Energy Center | REC1 | Landfill Gas | 1.6 | IPP Non-CHP
58377 | Rochelle Energy Center | REC2 | Landfill Gas | 1.6 | IPP Non-CHP
58377 | Rochelle Energy Center | REC3 | Landfill Gas | 1.6 | IPP Non-CHP
58378 | W.A. Parish Carbon Capture Plant | GT2 | Natural Gas Fired Combustion Turbine | 102.7 | IPP Non-CHP
58379 | Cold Canyon 1 | W3998 | Landfill Gas | 1.5 | IPP Non-CHP
58380 | JBER Landfill Gas Power Plant | 1 | Landfill Gas | 2.3 | Commercial Non-CHP
58380 | JBER Landfill Gas Power Plant | 2 | Landfill Gas | 2.3 | Commercial Non-CHP
58380 | JBER Landfill Gas Power Plant | 3 | Landfill Gas | 2.3 | Commercial Non-CHP
58380 | JBER Landfill Gas Power Plant | 4 | Landfill Gas | 2.3 | Commercial Non-CHP
58380 | JBER Landfill Gas Power Plant | 5 | Landfill Gas | 2.3 | Commercial Non-CHP
58381 | Bryan Solar Field | 1 | Solar Photovoltaic | 2.1 | Electric Utility
58382 | Threemile Digester | GEN1 | Other Waste Biomass | 1.6 | IPP CHP
58382 | Threemile Digester | GEN2 | Other Waste Biomass | 1.6 | IPP CHP
58382 | Threemile Digester | GEN3 | Other Waste Biomass | 1.6 | IPP CHP
58383 | Hyder II | PV1 | Solar Photovoltaic | 14 | Electric Utility
58384 | Fargo Drop | GEN1 | Conventional Hydroelectric | 1.1 | IPP Non-CHP
58385 | Northbridge Solar | NSMA | Solar Photovoltaic | 1.9 | IPP Non-CHP
58386 | CU Solar Plant | CU | Solar Photovoltaic | 1.8 | IPP Non-CHP
58387 | CES Sterling LLC | 1 | Solar Photovoltaic | 2.4 | IPP Non-CHP
58388 | Solar Star 1 | AVS1 | Solar Photovoltaic | 39 | IPP Non-CHP
58388 | Solar Star 1 | SS11 | Solar Photovoltaic | 54 | IPP Non-CHP
58388 | Solar Star 1 | SS12 | Solar Photovoltaic | 54 | IPP Non-CHP
58388 | Solar Star 1 | SS13 | Solar Photovoltaic | 58.5 | IPP Non-CHP
58388 | Solar Star 1 | SS14 | Solar Photovoltaic | 33 | IPP Non-CHP
58388 | Solar Star 1 | SS15 | Solar Photovoltaic | 15 | IPP Non-CHP
58388 | Solar Star 1 | SS16 | Solar Photovoltaic | 64.5 | IPP Non-CHP
58389 | Solar Star 2 | AVS2 | Solar Photovoltaic | 19.5 | IPP Non-CHP
58389 | Solar Star 2 | SS21 | Solar Photovoltaic | 60 | IPP Non-CHP
58389 | Solar Star 2 | SS22 | Solar Photovoltaic | 55.5 | IPP Non-CHP
58389 | Solar Star 2 | SS23 | Solar Photovoltaic | 48 | IPP Non-CHP
58389 | Solar Star 2 | SS24 | Solar Photovoltaic | 43.5 | IPP Non-CHP
58389 | Solar Star 2 | SS25 | Solar Photovoltaic | 52.5 | IPP Non-CHP
58390 | Jordan Hydroelectric Project | EMOD | Conventional Hydroelectric | 2.2 | IPP Non-CHP
58390 | Jordan Hydroelectric Project | WMOD | Conventional Hydroelectric | 2.2 | IPP Non-CHP
58391 | IND Solar Farm 1st Phase | 1 | Solar Photovoltaic | 10 | IPP Non-CHP
58392 | Flint Creek Hydroelectric LLC | GEN1 | Conventional Hydroelectric | 2 | IPP Non-CHP
58394 | Alta Wind X | AW10 | Onshore Wind Turbine | 138 | IPP Non-CHP
58395 | Alta Wind XI | AW11 | Onshore Wind Turbine | 90 | IPP Non-CHP
58397 | Ameresco Johnson Canyon | ENG1 | Landfill Gas | 1.4 | IPP Non-CHP
58398 | Heber Solar | 1 | Solar Photovoltaic | 10.9 | IPP Non-CHP
58399 | Synergy Biogas | 1 | Other Waste Biomass | 1.4 | Commercial Non-CHP
58400 | Central Energy Facility | GT01 | Natural Gas Fired Combustion Turbine | 5.5 | Commercial Non-CHP
58400 | Central Energy Facility | GT02 | Natural Gas Fired Combustion Turbine | 4.5 | Commercial Non-CHP
58401 | Volkswagen Solar System | 1 | Solar Photovoltaic | 9.6 | IPP Non-CHP
58402 | Solar Star New Jersey NJ LLC | 1 | Solar Photovoltaic | 1.5 | IPP Non-CHP
58403 | Bellingham PV | SO032 | Solar Photovoltaic | 3 | IPP Non-CHP
58404 | Pantex | 1 | Onshore Wind Turbine | 11.5 | Commercial Non-CHP
58405 | ESS Battery | 1 | Batteries | 3 | Electric Utility
58407 | Luther College Wind Project | WTG01 | Onshore Wind Turbine | 1.6 | IPP Non-CHP
58408 | Maryland Solar | MSH1 | Solar Photovoltaic | 27 | IPP Non-CHP
58410 | Marshfield PV | SO032 | Solar Photovoltaic | 3 | IPP Non-CHP
58411 | Orange PV | SO023 | Solar Photovoltaic | 2 | IPP Non-CHP
58412 | Maynard PV | SO026 | Solar Photovoltaic | 1 | IPP Non-CHP
58414 | NLMU Wind | NLMU | Onshore Wind Turbine | 1.5 | Electric Utility
58416 | Headwaters Wind Farm LLC | 1 | Onshore Wind Turbine | 200 | IPP Non-CHP
58417 | Lone Valley Solar Park I LLC | CP1 | Solar Photovoltaic | 10 | IPP Non-CHP
58418 | Victor Dry Farm Ranch A | 1 | Solar Photovoltaic | 5 | IPP Non-CHP
58419 | Victor Dry Farm Ranch B | 1 | Solar Photovoltaic | 5 | IPP Non-CHP
58421 | Missouri Center for Waste to Energy | 320 | Landfill Gas | 1 | IPP Non-CHP
58421 | Missouri Center for Waste to Energy | 420 | Landfill Gas | 1.4 | IPP Non-CHP
58422 | CSU Northridge Plant | 63 | Other Natural Gas | 0.3 | Commercial CHP
58422 | CSU Northridge Plant | 64 | Other Natural Gas | 0.3 | Commercial CHP
58422 | CSU Northridge Plant | 65 | Other Natural Gas | 0.3 | Commercial CHP
58422 | CSU Northridge Plant | 67 | Other Natural Gas | 0.3 | Commercial CHP
58422 | CSU Northridge Plant | B2PV | Solar Photovoltaic | 0.3 | Commercial CHP
58422 | CSU Northridge Plant | CP1 | Natural Gas Fired Combustion Turbine | 0.2 | Commercial CHP
58422 | CSU Northridge Plant | E6PV | Solar Photovoltaic | 0.2 | Commercial CHP
58423 | Southbridge PV | SO022 | Solar Photovoltaic | 3 | IPP Non-CHP
58424 | Harbor Wind LLC | 1 | Onshore Wind Turbine | 9 | IPP Non-CHP
58425 | Fire Island Wind | WT1 | Onshore Wind Turbine | 18 | IPP Non-CHP
58427 | Lansing BWL REO Town Plant | CTG1 | Natural Gas Fired Combined Cycle | 42 | Electric Utility
58427 | Lansing BWL REO Town Plant | CTG2 | Natural Gas Fired Combined Cycle | 42 | Electric Utility
58427 | Lansing BWL REO Town Plant | ST | Natural Gas Fired Combined Cycle | 14 | Electric Utility
58428 | LSU Cogen | 1-02 | Natural Gas Fired Combustion Turbine | 19.6 | Commercial CHP
58429 | Sunshine Gas Producers | 1 | Landfill Gas | 4.6 | IPP Non-CHP
58429 | Sunshine Gas Producers | 2 | Landfill Gas | 4.6 | IPP Non-CHP
58429 | Sunshine Gas Producers | 3 | Landfill Gas | 4.6 | IPP Non-CHP
58429 | Sunshine Gas Producers | 4 | Landfill Gas | 4.6 | IPP Non-CHP
58429 | Sunshine Gas Producers | 5 | Landfill Gas | 4.6 | IPP Non-CHP
58430 | Centinela Solar Energy | CSE1 | Solar Photovoltaic | 34.2 | IPP Non-CHP
58430 | Centinela Solar Energy | CSE2 | Solar Photovoltaic | 26.6 | IPP Non-CHP
58430 | Centinela Solar Energy | CSE3 | Solar Photovoltaic | 34.2 | IPP Non-CHP
58430 | Centinela Solar Energy | CSE4 | Solar Photovoltaic | 34.2 | IPP Non-CHP
58430 | Centinela Solar Energy | CSE5 | Solar Photovoltaic | 19 | IPP Non-CHP
58430 | Centinela Solar Energy | CSE6 | Solar Photovoltaic | 26.6 | IPP Non-CHP
58431 | West Tennessee Solar Farm | SNVA | Solar Photovoltaic | 4.2 | IPP Non-CHP
58432 | Houweling Nurseries | COG1 | Natural Gas Internal Combustion Engine | 4.4 | IPP CHP
58432 | Houweling Nurseries | COG2 | Natural Gas Internal Combustion Engine | 4.4 | IPP CHP
58432 | Houweling Nurseries | COG3 | Natural Gas Internal Combustion Engine | 4.4 | IPP CHP
58433 | Red Lion Energy Center | RED1 | Other Natural Gas | 5.8 | IPP Non-CHP
58433 | Red Lion Energy Center | RED2 | Other Natural Gas | 6.4 | IPP Non-CHP
58433 | Red Lion Energy Center | RED3 | Other Natural Gas | 3.7 | IPP Non-CHP
58433 | Red Lion Energy Center | RED4 | Other Natural Gas | 3.7 | IPP Non-CHP
58433 | Red Lion Energy Center | RED5 | Other Natural Gas | 3.7 | IPP Non-CHP
58433 | Red Lion Energy Center | RED6 | Other Natural Gas | 3.7 | IPP Non-CHP
58435 | Ameresco Vasco Road | ENG1 | Landfill Gas | 2.2 | IPP Non-CHP
58435 | Ameresco Vasco Road | ENG2 | Landfill Gas | 2.2 | IPP Non-CHP
58436 | Ameresco San Joaquin | ENG1 | Landfill Gas | 2.2 | IPP Non-CHP
58436 | Ameresco San Joaquin | ENG2 | Landfill Gas | 2.2 | IPP Non-CHP
58437 | Ameresco Forward | ENG1 | Landfill Gas | 2.2 | IPP Non-CHP
58437 | Ameresco Forward | ENG2 | Landfill Gas | 2.2 | IPP Non-CHP
58438 | Spearfish Hydro | TURB1 | Conventional Hydroelectric | 2 | Electric Utility
58438 | Spearfish Hydro | TURB2 | Conventional Hydroelectric | 2 | Electric Utility
58439 | Collinwood BioEnergy Facility | CBE01 | Other Waste Biomass | 1 | Industrial Non-CHP
58440 | CBS Studio Center | 9560 | Other Natural Gas | 0.4 | Commercial Non-CHP
58440 | CBS Studio Center | 9580 | Other Natural Gas | 0.4 | Commercial Non-CHP
58440 | CBS Studio Center | 9581 | Other Natural Gas | 0.4 | Commercial Non-CHP
58440 | CBS Studio Center | 9583 | Other Natural Gas | 0.4 | Commercial Non-CHP
58440 | CBS Studio Center | 9585 | Other Natural Gas | 0.4 | Commercial Non-CHP
58440 | CBS Studio Center | 9587 | Other Natural Gas | 0.4 | Commercial Non-CHP
58441 | Swauk Wind LLC | SW | Onshore Wind Turbine | 4.3 | IPP Non-CHP
58442 | ACI Energy Partners LLC | GEN1 | Natural Gas Fired Combustion Turbine | 7.8 | IPP CHP
58443 | Martin Limestone Solar Array | GEN1 | Solar Photovoltaic | 1 | IPP Non-CHP
58444 | Junction Hilltop Wind Farm | JHW | Onshore Wind Turbine | 8 | IPP Non-CHP
58445 | Arrache 4006 | 1 | Solar Photovoltaic | 1 | IPP Non-CHP
58445 | Arrache 4006 | 2 | Solar Photovoltaic | 1 | IPP Non-CHP
58446 | Arrache 4013 | 1 | Solar Photovoltaic | 1.5 | IPP Non-CHP
58447 | Arrache 8083 | 1 | Solar Photovoltaic | 1.5 | IPP Non-CHP
58447 | Arrache 8083 | 2 | Solar Photovoltaic | 1.5 | IPP Non-CHP
58447 | Arrache 8083 | 3 | Solar Photovoltaic | 1 | IPP Non-CHP
58448 | Nunn | 1 | Solar Photovoltaic | 1 | IPP Non-CHP
58449 | Rutan | 1 | Solar Photovoltaic | 1.5 | IPP Non-CHP
58449 | Rutan | 2 | Solar Photovoltaic | 1.5 | IPP Non-CHP
58449 | Rutan | 3 | Solar Photovoltaic | 1 | IPP Non-CHP
58450 | Vinam | 1 | Solar Photovoltaic | 1.5 | IPP Non-CHP
58451 | Ma | 1 | Solar Photovoltaic | 1.5 | IPP Non-CHP
58452 | Horn | 1 | Solar Photovoltaic | 1.5 | IPP Non-CHP
58453 | Dixon Dairy Road Solar | 1 | Solar Photovoltaic | 4 | IPP Non-CHP
58454 | Watts 3115 | 1 | Solar Photovoltaic | 1.5 | IPP Non-CHP
58454 | Watts 3115 | 2 | Solar Photovoltaic | 0.5 | IPP Non-CHP
58455 | 45 Mile Hydroelectric Project | 0001 | Conventional Hydroelectric | 1 | IPP Non-CHP
58455 | 45 Mile Hydroelectric Project | 0002 | Conventional Hydroelectric | 1 | IPP Non-CHP
58455 | 45 Mile Hydroelectric Project | 0003 | Conventional Hydroelectric | 1 | IPP Non-CHP
58456 | Cumberland Rose | 1 | Onshore Wind Turbine | 1.6 | IPP Non-CHP
58457 | Fontanelle | 1 | Onshore Wind Turbine | 1.6 | IPP Non-CHP
58458 | Greenfield Wind | 1 | Onshore Wind Turbine | 1.6 | Electric Utility
58459 | Meadow Ridge | 1 | Onshore Wind Turbine | 1.6 | IPP Non-CHP
58460 | Sky Volt | 1 | Onshore Wind Turbine | 1.6 | IPP Non-CHP
58461 | Wiota | 1 | Onshore Wind Turbine | 1.6 | IPP Non-CHP
58462 | McCoy Solar Energy Project | BLK4 | Solar Photovoltaic | 31.4 | IPP Non-CHP
58462 | McCoy Solar Energy Project | BLK5 | Solar Photovoltaic | 31.4 | IPP Non-CHP
58462 | McCoy Solar Energy Project | BLK6 | Solar Photovoltaic | 26.9 | IPP Non-CHP
58462 | McCoy Solar Energy Project | BLK8 | Solar Photovoltaic | 36.5 | IPP Non-CHP
58463 | Herbert Farm Solar | 1 | Solar Photovoltaic | 5.5 | Electric Utility
58464 | Broadview Energy Prime LLC | 0001 | Onshore Wind Turbine | 9.9 | IPP Non-CHP
58465 | Broadview Energy Prime 2 LLC | 0002 | Onshore Wind Turbine | 9.9 | IPP Non-CHP
58466 | Mesa Solar Array | MSA1 | Solar Photovoltaic | 4 | IPP Non-CHP
58467 | Campo Verde Solar | CVS1 | Solar Photovoltaic | 147.4 | IPP Non-CHP
58470 | C-Drop Hydro | GEN1 | Conventional Hydroelectric | 1.1 | IPP Non-CHP
58471 | Ector County Energy Center | CTG1 | Natural Gas Fired Combustion Turbine | 173 | IPP Non-CHP
58471 | Ector County Energy Center | CTG2 | Natural Gas Fired Combustion Turbine | 173 | IPP Non-CHP
58472 | Buena Vista Biomass Power | 1 | Wood/Wood Waste Biomass | 22.5 | IPP Non-CHP
58473 | Bruce A Henry Solar Farm | BHSF | Solar Photovoltaic | 4 | Electric Utility
58474 | Buffalo Dunes Wind Project | GE1 | Onshore Wind Turbine | 249.8 | IPP Non-CHP
58475 | Battery Utility of Ohio | BOU | Batteries | 4 | IPP Non-CHP
58476 | Dart Container Corp | LFGT1 | Landfill Gas | 5.6 | Industrial CHP
58476 | Dart Container Corp | LFGT2 | Landfill Gas | 5.6 | Industrial CHP
58477 | Las Vegas WPCF Solar Plant | 1 | Solar Photovoltaic | 3.3 | IPP Non-CHP
58479 | SEV NM Phase 2 | NMP2 | Solar Photovoltaic | 2 | IPP Non-CHP
58480 | Plymouth Solar LLC | 1 | Solar Photovoltaic | 5 | IPP Non-CHP
58481 | CSU Pueblo | CSU1 | Solar Photovoltaic | 1 | Commercial Non-CHP
58482 | Azalea Solar, LLC | 1 | Solar Photovoltaic | 7.7 | IPP Non-CHP
58483 | Tinton Falls Solar Farm | UNIT1 | Solar Photovoltaic | 16 | IPP Non-CHP
58484 | MAS ASB Cogen Plant | 1 | Landfill Gas | 2.2 | Industrial Non-CHP
58484 | MAS ASB Cogen Plant | 2 | Landfill Gas | 2.2 | Industrial Non-CHP
58484 | MAS ASB Cogen Plant | 3 | Landfill Gas | 2.2 | Industrial Non-CHP
58485 | Upson Rocky Creek Solar Plant | PV1 | Solar Photovoltaic | 1 | IPP Non-CHP
58486 | Picture Rocks Solar, LLC | 1 | Solar Photovoltaic | 20 | IPP Non-CHP
58487 | Granville Solar PV Power Project | 1 | Solar Photovoltaic | 2.5 | IPP Non-CHP
58488 | Bryan Solar, LLC | 1 | Solar Photovoltaic | 10 | IPP Non-CHP
58489 | Apex Solar PV Power Project | 1 | Solar Photovoltaic | 20 | IPP Non-CHP
58490 | Spectrum Solar PV Power Project | 1 | Solar Photovoltaic | 30 | IPP Non-CHP
58491 | Sandy Cross Solar, LLC | SANDY | Solar Photovoltaic | 1.2 | IPP Non-CHP
58492 | Ararat Rock Solar, LLC | ARARR | Solar Photovoltaic | 3.5 | IPP Non-CHP
58493 | Progress Solar 1, LLC | PRO1 | Solar Photovoltaic | 4 | IPP Non-CHP
58494 | Progress Solar II, LLC | PROG2 | Solar Photovoltaic | 3.5 | IPP Non-CHP
58495 | Progress Solar III, LLC | PROG3 | Solar Photovoltaic | 3.5 | IPP Non-CHP
58496 | Lincoln Solar | PV2 | Solar Photovoltaic | 1.5 | IPP Non-CHP
58497 | L&S Sweetners | GEN1 | Landfill Gas | 1.6 | IPP Non-CHP
58497 | L&S Sweetners | GEN2 | Landfill Gas | 1.6 | IPP Non-CHP
58498 | Rosamond One | RONE | Solar Photovoltaic | 20 | IPP Non-CHP
58499 | Rosamond Two | RTWO | Solar Photovoltaic | 20 | IPP Non-CHP
58500 | Rio Grande Solar | RIO | Solar Photovoltaic | 5 | IPP Non-CHP
58501 | Gillespie 1 | GILL1 | Solar Photovoltaic | 15 | IPP Non-CHP
58502 | Columbia 3 | COL3 | Solar Photovoltaic | 10 | IPP Non-CHP
58504 | Livingston Solar Farm | LVSF | Solar Photovoltaic | 1.2 | Commercial Non-CHP
58505 | Livingston Solar Canopies | LVSC | Solar Photovoltaic | 6.6 | Commercial Non-CHP
58506 | Chuckawalla Solar | 0937 | Solar Photovoltaic | 4 | IPP Non-CHP
58507 | Montefieor Medical Center Moses Division | ES006 | Natural Gas Fired Combustion Turbine | 3.5 | Commercial CHP
58507 | Montefieor Medical Center Moses Division | S0001 | Natural Gas Internal Combustion Engine | 1.6 | Commercial CHP
58507 | Montefieor Medical Center Moses Division | S0002 | Natural Gas Internal Combustion Engine | 1.6 | Commercial CHP
58507 | Montefieor Medical Center Moses Division | S0003 | Natural Gas Internal Combustion Engine | 1.6 | Commercial CHP
58508 | Bear Creek Solar | PV3 | Solar Photovoltaic | 1.5 | IPP Non-CHP
58509 | Vintner Solar | PV4 | Solar Photovoltaic | 1.5 | IPP Non-CHP
58510 | Kettleman Solar Project | PV5 | Solar Photovoltaic | 1 | IPP Non-CHP
58511 | Delta Wind Farm | EWT1 | Onshore Wind Turbine | 0.9 | IPP Non-CHP
58511 | Delta Wind Farm | EWT2 | Onshore Wind Turbine | 0.9 | IPP Non-CHP
58511 | Delta Wind Farm | NW1 | Onshore Wind Turbine | 0.1 | IPP Non-CHP
58512 | Cornerstone Power Vineland I LLC | PV1 | Solar Photovoltaic | 3.1 | IPP Non-CHP
58513 | Ironwood Solar LLC | 0937 | Solar Photovoltaic | 4 | IPP Non-CHP
58514 | Desert Hot Springs Solar | DHCA | Solar Photovoltaic | 2.3 | IPP Non-CHP
58515 | Chattanooga Metropolitan Airport Solar | GEN1 | Solar Photovoltaic | 1 | Commercial Non-CHP
58515 | Chattanooga Metropolitan Airport Solar | GEN2 | Solar Photovoltaic | 1.1 | Commercial Non-CHP
58516 | Union HS at Casa Grande | PV1 | Solar Photovoltaic | 1.6 | IPP Non-CHP
58517 | Vista Grande HS at Casa Grande | PV1 | Solar Photovoltaic | 1.8 | IPP Non-CHP
58518 | WSACC Power Generation Facility | 1 | Other Waste Biomass | 1.9 | IPP Non-CHP
58519 | Alethea I | 1 | Solar Photovoltaic | 2.8 | IPP Non-CHP
58520 | Otero Solar | OTE1 | Solar Photovoltaic | 8 | Electric Utility
58521 | Manzano Solar | MAN1 | Solar Photovoltaic | 8.4 | Electric Utility
58522 | Madera Community Hospital | 1 | Solar Photovoltaic | 1 | IPP Non-CHP
58523 | Stoltze CoGen1 | STL2 | Wood/Wood Waste Biomass | 3.8 | Industrial Non-CHP
58524 | Neuse River Solar Farm | 1 | Solar Photovoltaic | 1.1 | IPP Non-CHP
58525 | City of Hayward WWTP | 1 | Solar Photovoltaic | 1 | IPP Non-CHP
58526 | Uwharrie Mountain Renewable | 1 | Landfill Gas | 1.6 | IPP Non-CHP
58526 | Uwharrie Mountain Renewable | 2 | Landfill Gas | 1.6 | IPP Non-CHP
58526 | Uwharrie Mountain Renewable | 3 | Landfill Gas | 1.6 | IPP Non-CHP
58526 | Uwharrie Mountain Renewable | 4 | Landfill Gas | 1.6 | IPP Non-CHP
58526 | Uwharrie Mountain Renewable | 5 | Landfill Gas | 1.6 | IPP Non-CHP
58526 | Uwharrie Mountain Renewable | 6 | Landfill Gas | 1.6 | IPP Non-CHP
58527 | Crown Cooling Facility | 1 | Solar Photovoltaic | 1 | Industrial Non-CHP
58528 | Garnet Solar Power Station 1 LLC | WDT44 | Solar Photovoltaic | 4 | IPP Non-CHP
58529 | Progress Manis I | P11A | Solar Photovoltaic | 0.5 | IPP Non-CHP
58529 | Progress Manis I | P11B | Solar Photovoltaic | 0.5 | IPP Non-CHP
58531 | North Carolina Solar Bethea I | P22A | Solar Photovoltaic | 0.5 | IPP Non-CHP
58531 | North Carolina Solar Bethea I | P22B | Solar Photovoltaic | 0.5 | IPP Non-CHP
58533 | Don A Campbell 1 Geothermal | 1 | Geothermal | 22.5 | IPP Non-CHP
58534 | Westford Solar Park | 1 | Solar Photovoltaic | 4 | IPP Non-CHP
58535 | Pickering Solar | 1 | Solar Photovoltaic | 1.5 | IPP Non-CHP
58536 | Cornerstone Power Holmdel LLC | 1 | Solar Photovoltaic | 3 | IPP Non-CHP
58537 | OCI Alamo Solar I | 1 | Solar Photovoltaic | 40.7 | IPP Non-CHP
58538 | PCSP3 Airport | 3 | Solar Photovoltaic | 2.5 | IPP Non-CHP
58539 | Lake Pleasant WTP | 1 | Solar Photovoltaic | 6.5 | Commercial Non-CHP
58540 | Silver City WWTP PV Project | PV-1 | Solar Photovoltaic | 1 | IPP Non-CHP
58541 | SunGen Sharon 1 LLC | 1 | Solar Photovoltaic | 1.8 | IPP Non-CHP
58542 | Desert Sunlight 250, LLC | DSL12 | Solar Photovoltaic | 39.1 | IPP Non-CHP
58542 | Desert Sunlight 250, LLC | DSL13 | Solar Photovoltaic | 39.1 | IPP Non-CHP
58542 | Desert Sunlight 250, LLC | DSL14 | Solar Photovoltaic | 26.5 | IPP Non-CHP
58542 | Desert Sunlight 250, LLC | DSL15 | Solar Photovoltaic | 13.9 | IPP Non-CHP
58542 | Desert Sunlight 250, LLC | DSL16 | Solar Photovoltaic | 22.7 | IPP Non-CHP
58542 | Desert Sunlight 250, LLC | DSL17 | Solar Photovoltaic | 29 | IPP Non-CHP
58542 | Desert Sunlight 250, LLC | DSL18 | Solar Photovoltaic | 29 | IPP Non-CHP
58542 | Desert Sunlight 250, LLC | DSL19 | Solar Photovoltaic | 25.2 | IPP Non-CHP
58542 | Desert Sunlight 250, LLC | DSL20 | Solar Photovoltaic | 25.2 | IPP Non-CHP
58543 | Gilbert Solar Facility I, LLC | 1 | Solar Photovoltaic | 2.5 | IPP Non-CHP
58544 | Mountain View Solar | 1 | Solar Photovoltaic | 20 | IPP Non-CHP
58545 | Community Solar 1 | 1 | Solar Photovoltaic | 5.7 | IPP Non-CHP
58546 | Granger Electric of Watervliet | GEN1 | Landfill Gas | 1.6 | IPP Non-CHP
58546 | Granger Electric of Watervliet | GEN2 | Landfill Gas | 1.6 | IPP Non-CHP
58547 | SMPA Solar 1 | 1 | Solar Photovoltaic | 1 | IPP Non-CHP
58548 | Huerfano River Wind | WTG1 | Onshore Wind Turbine | 2 | IPP Non-CHP
58548 | Huerfano River Wind | WTG2 | Onshore Wind Turbine | 2 | IPP Non-CHP
58548 | Huerfano River Wind | WTG3 | Onshore Wind Turbine | 2 | IPP Non-CHP
58548 | Huerfano River Wind | WTG4 | Onshore Wind Turbine | 2 | IPP Non-CHP
58549 | Port Allen Solar | 1 | Solar Photovoltaic | 6 | IPP Non-CHP
58550 | Owens Corning at Bethlehem | PV1 | Solar Photovoltaic | 2 | IPP Non-CHP
58551 | Bridgeport Fuel Cell Park | 1 | Other Natural Gas | 16.6 | IPP Non-CHP
58552 | Indy Solar I, LLC | 1 | Solar Photovoltaic | 10 | IPP Non-CHP
58553 | Indy Solar III, LLC | 1 | Solar Photovoltaic | 8.6 | IPP Non-CHP
58554 | Somers Solar Center, LLC | 1 | Solar Photovoltaic | 5 | IPP Non-CHP
58555 | Oshkosh Foundation Rosedale Biodigester LLC | 95100 | Other Waste Biomass | 1.4 | IPP Non-CHP
58556 | Indy Solar II, LLC | 1 | Solar Photovoltaic | 10.1 | IPP Non-CHP
58557 | Mesquite Generating Station Block 1 | GT1 | Natural Gas Fired Combined Cycle | 185.3 | Electric Utility
58557 | Mesquite Generating Station Block 1 | GT2 | Natural Gas Fired Combined Cycle | 185.3 | Electric Utility
58557 | Mesquite Generating Station Block 1 | ST1 | Natural Gas Fired Combined Cycle | 321 | Electric Utility
58558 | Onslow Power Producers | GEN1 | Landfill Gas | 2 | IPP Non-CHP
58559 | BiCounty Gas Producers LLC | GEN1 | Landfill Gas | 1 | IPP Non-CHP
58559 | BiCounty Gas Producers LLC | GEN2 | Landfill Gas | 2 | IPP Non-CHP
58560 | Halifax County Biomass | STG1 | Wood/Wood Waste Biomass | 49.9 | IPP Non-CHP
58561 | Merrimac Solar | MSMA | Solar Photovoltaic | 1.5 | IPP Non-CHP
58562 | Montana Power Station | GT-1 | Natural Gas Fired Combustion Turbine | 131.8 | Electric Utility
58562 | Montana Power Station | GT-2 | Natural Gas Fired Combustion Turbine | 131.8 | Electric Utility
58563 | Hometown Bio Energy LLC | HTBE | Other Waste Biomass | 8 | IPP CHP
58564 | Frenchtown III Solar | F3NJ | Solar Photovoltaic | 7.9 | IPP Non-CHP
58565 | Gettysburg Energy & Nutrient Rec Facility | GENRF | Other Waste Biomass | 3.3 | IPP Non-CHP
58568 | Cottage Street Solar Facility | PV-3 | Solar Photovoltaic | 3.2 | Electric Utility
58569 | Paradise Solar Energy Center | 1 | Solar Photovoltaic | 5 | IPP Non-CHP
58570 | Enel Cove Fort | 1-G1A | Geothermal | 12.5 | IPP Non-CHP
58570 | Enel Cove Fort | 2-GIA | Geothermal | 12.5 | IPP Non-CHP
58571 | Tucannon River Wind Farm | 1 | Onshore Wind Turbine | 266.8 | Electric Utility
58572 | Lakeland Solar Energy LLC | 1 | Solar Photovoltaic | 0.9 | IPP Non-CHP
58572 | Lakeland Solar Energy LLC | 2 | Solar Photovoltaic | 0.9 | IPP Non-CHP
58574 | Eagle Valley Clean Energy LLC Biomass | 01 | Wood/Wood Waste Biomass | 11.3 | IPP Non-CHP
58575 | Smithfield Farmland Kinston | 1 | Petroleum Liquids | 2.3 | Industrial CHP
58575 | Smithfield Farmland Kinston | 2 | Petroleum Liquids | 2.3 | Industrial CHP
58575 | Smithfield Farmland Kinston | 3 | Petroleum Liquids | 2.3 | Industrial CHP
58575 | Smithfield Farmland Kinston | 4 | Petroleum Liquids | 2.3 | Industrial CHP
58576 | GSE NM1 | NMP1 | Solar Photovoltaic | 2.3 | IPP Non-CHP
58577 | Veolia ES Blackfoot Landfill Facility | BLG1 | Landfill Gas | 1.6 | Electric Utility
58577 | Veolia ES Blackfoot Landfill Facility | BLG2 | Landfill Gas | 1.6 | Electric Utility
58578 | Sonora 1 | SON1 | Solar Photovoltaic | 1.5 | IPP Non-CHP
58579 | Laverne Battery | 1 | Batteries | 1.1 | Electric Utility
58580 | Pheasant Run Wind LLC | 1 | Onshore Wind Turbine | 74.8 | IPP Non-CHP
58581 | Oltmans SCE at Champagne | 1 | Solar Photovoltaic | 1 | IPP Non-CHP
58582 | Oltmans SCE at Jurupa | 1 | Solar Photovoltaic | 1.5 | IPP Non-CHP
58583 | Forbes Street Solar | FSS1 | Solar Photovoltaic | 3 | IPP Non-CHP
58584 | Princeton University Cogeneration | GT1 | Natural Gas Fired Combustion Turbine | 15.5 | Commercial CHP
58584 | Princeton University Cogeneration | PV1 | Solar Photovoltaic | 4.5 | Commercial CHP
58585 | Sierra Nevada Brewing Co | SOLR | Solar Photovoltaic | 1.7 | Industrial Non-CHP
58586 | Town of East Bridgewater | 1 | Solar Photovoltaic | 2 | IPP Non-CHP
58587 | Tuscola Wind II LLC | 1 | Onshore Wind Turbine | 100.3 | IPP Non-CHP
58588 | Sue Cleveland High School | SCHS | Solar Photovoltaic | 1 | IPP Non-CHP
58589 | Rio Rancho High School | RRHS | Solar Photovoltaic | 1 | IPP Non-CHP
58590 | Cascade Solar | 1 | Solar Photovoltaic | 18.5 | IPP Non-CHP
58591 | POTB Digester | GEN1 | Other Waste Biomass | 1 | Electric Utility
58592 | Solar Gen 2 | ALHM | Solar Photovoltaic | 51.7 | IPP Non-CHP
58592 | Solar Gen 2 | ARK | Solar Photovoltaic | 51.7 | IPP Non-CHP
58592 | Solar Gen 2 | SONR | Solar Photovoltaic | 51.7 | IPP Non-CHP
58593 | DGS Central Utility Plant | BS1 | Petroleum Liquids | 0.6 | Commercial CHP
58593 | DGS Central Utility Plant | EM1 | Petroleum Liquids | 0.4 | Commercial CHP
58593 | DGS Central Utility Plant | STG | Natural Gas Steam Turbine | 2.9 | Commercial CHP
58594 | Steele Flats Wind Project LLC | 1 | Onshore Wind Turbine | 74.8 | IPP Non-CHP
58595 | Indeck Energy-Alexandria | GEN1 | Wood/Wood Waste Biomass | 16 | IPP Non-CHP
58596 | Grandview Wind Farm, LLC | GRVWI | Onshore Wind Turbine | 200.6 | IPP Non-CHP
58597 | HTW Plant 303 COGEN | CGN1 | Natural Gas Fired Combustion Turbine | 7.4 | Commercial CHP
58598 | Beryl Solar Plant | BSP1 | Solar Photovoltaic | 3 | IPP Non-CHP
58599 | Cedar Valley Solar Plant | CVSP1 | Solar Photovoltaic | 3 | IPP Non-CHP
58600 | Buckhorn Solar Plant | BSP1 | Solar Photovoltaic | 3 | IPP Non-CHP
58601 | Milford Flat Solar Plant | MFSP1 | Solar Photovoltaic | 3 | IPP Non-CHP
58602 | Laho Solar Plant | LSP1 | Solar Photovoltaic | 3 | IPP Non-CHP
58603 | Greenville Solar Plant | GVSP1 | Solar Photovoltaic | 2.2 | IPP Non-CHP
58604 | Granite Peak Solar Plant | GPSP1 | Solar Photovoltaic | 3 | IPP Non-CHP
58607 | One Market Plaza | 1 | Natural Gas Internal Combustion Engine | 0.5 | Commercial CHP
58607 | One Market Plaza | 2 | Natural Gas Internal Combustion Engine | 0.5 | Commercial CHP
58607 | One Market Plaza | 3 | Natural Gas Internal Combustion Engine | 0.5 | Commercial CHP
58608 | Saddleback Ridge Wind Farm | SRW1 | Onshore Wind Turbine | 8.5 | IPP Non-CHP
58608 | Saddleback Ridge Wind Farm | SRW2 | Onshore Wind Turbine | 25.7 | IPP Non-CHP
58609 | Industry Solar Power Generation Station 1 LLC | ISP1 | Solar Photovoltaic | 1.5 | IPP Non-CHP
58610 | Navajo Solar Power Generation Station 1 LLC | NSP1 | Solar Photovoltaic | 1.5 | IPP Non-CHP
58611 | Powhatan Solar Power Generation Station 1 LLC | 1 | Solar Photovoltaic | 1.5 | IPP Non-CHP
58612 | Otoe Solar Power Generation Station 1 LL | 1 | Solar Photovoltaic | 1.5 | IPP Non-CHP
58613 | ABBK Biomass Plant | STG | Natural Gas Steam Turbine | 21.9 | Industrial CHP
58615 | Indianapolis Motor Speedway Solar PV | IMS | Solar Photovoltaic | 9 | IPP Non-CHP
58616 | Westlands Solar PV Farm | WSF1 | Solar Photovoltaic | 18 | IPP Non-CHP
58617 | Water Reclamation Plant | GEN1 | Other Waste Biomass | 1 | Commercial CHP
58617 | Water Reclamation Plant | GEN2 | Other Waste Biomass | 1 | Commercial CHP
58618 | Butler Plaza | 1 | Solar Photovoltaic | 1.2 | IPP Non-CHP
58619 | Transamerica Pyramid | 1 | Natural Gas Internal Combustion Engine | 0.5 | Commercial CHP
58619 | Transamerica Pyramid | 2 | Natural Gas Internal Combustion Engine | 0.5 | Commercial CHP
58621 | Sol Orchard El Centro PV | ECPV | Solar Photovoltaic | 20 | IPP Non-CHP
58622 | Carter Hydro | 1 | Conventional Hydroelectric | 1.3 | Commercial Non-CHP
58622 | Carter Hydro | 2 | Conventional Hydroelectric | 1.3 | Commercial Non-CHP
58623 | Holstein Plant | PV1 | Solar Photovoltaic | 20 | IPP Non-CHP
58624 | Berkshire 1 | BER1 | Solar Photovoltaic | 1.8 | IPP Non-CHP
58625 | Santa Rita Jail | SRJBA | Batteries | 2 | IPP Non-CHP
58626 | Western Antelope Blue Sky Ranch A | WABSA | Solar Photovoltaic | 20 | IPP Non-CHP
58628 | Simon Solar Farm LLC | SRSSF | Solar Photovoltaic | 30 | IPP Non-CHP
58629 | Lightning Dock Geothermal HI-01, LLC | PB01 | Geothermal | 1 | IPP Non-CHP
58629 | Lightning Dock Geothermal HI-01, LLC | PB02 | Geothermal | 1 | IPP Non-CHP
58629 | Lightning Dock Geothermal HI-01, LLC | PB03 | Geothermal | 1 | IPP Non-CHP
58629 | Lightning Dock Geothermal HI-01, LLC | PB04 | Geothermal | 1 | IPP Non-CHP
58630 | RP Wind | RPOH | Onshore Wind Turbine | 3.4 | IPP Non-CHP
58631 | Queen Anne's County | 1 | Solar Photovoltaic | 2 | IPP Non-CHP
58632 | Actus Lend Lease DMAFB | 1 | Solar Photovoltaic | 3 | IPP Non-CHP
58633 | Monterey Regional Water Pollution Contro | 1 | Solar Photovoltaic | 1 | IPP Non-CHP
58634 | Lancaster Baptist Church | 1 | Solar Photovoltaic | 1 | IPP Non-CHP
58635 | Museum of Science and Industry | COGEN | Natural Gas Internal Combustion Engine | 1.7 | Commercial CHP
58636 | Sacramento Fairbain Water Treatment Plan | 1 | Solar Photovoltaic | 1 | IPP Non-CHP
58639 | KRS I Anahola Solar | ANAPV | Solar Photovoltaic | 12 | Electric Utility
58639 | KRS I Anahola Solar | B5B6 | Batteries | 6 | Electric Utility
58640 | KRS II Koloa Solar | KOLPV | Solar Photovoltaic | 12 | Electric Utility
58642 | Tulare 1 and 2 | 1 | Solar Photovoltaic | 1.5 | IPP Non-CHP
58642 | Tulare 1 and 2 | 2 | Solar Photovoltaic | 1.5 | IPP Non-CHP
58643 | Rockford Solar Farm | 1 | Solar Photovoltaic | 2.6 | IPP Non-CHP
58644 | Silver State Solar Power South | BLK1 | Solar Photovoltaic | 26.4 | IPP Non-CHP
58644 | Silver State Solar Power South | BLK2 | Solar Photovoltaic | 27.9 | IPP Non-CHP
58644 | Silver State Solar Power South | BLK3 | Solar Photovoltaic | 37.2 | IPP Non-CHP
58646 | Stateline Solar | STL | Solar Photovoltaic | 75.9 | IPP Non-CHP
58646 | Stateline Solar | STL2 | Solar Photovoltaic | 34.1 | IPP Non-CHP
58647 | Port Richmond WWT Solar | 1 | Solar Photovoltaic | 1 | IPP Non-CHP
58648 | Indian River BioEnergy Center | ST803 | Natural Gas Steam Turbine | 6.4 | Industrial Non-CHP
58649 | Montgomery Solar LLC | 1 | Solar Photovoltaic | 20 | IPP Non-CHP
58650 | North Brookfield | PV1 | Solar Photovoltaic | 3 | IPP Non-CHP
58651 | Kalaeloa Renewable Energy Park | KREP | Solar Photovoltaic | 5 | IPP Non-CHP
58653 | Jersey Gardens Phase 1 | 1 | Solar Photovoltaic | 1.7 | IPP Non-CHP
58654 | Jersey Gardens Phase 2 | 1 | Solar Photovoltaic | 2.3 | IPP Non-CHP
58660 | Utah Red Hills Renewable Energy Park | 1 | Solar Photovoltaic | 80 | IPP Non-CHP
58661 | Cape Cod Air Force Station - 6 SWS | GE-3 | Onshore Wind Turbine | 1.7 | Commercial Non-CHP
58661 | Cape Cod Air Force Station - 6 SWS | GE-4 | Onshore Wind Turbine | 1.7 | Commercial Non-CHP
58663 | Holsum Elm Dairy | GEN1 | Other Waste Biomass | 0.6 | Industrial CHP
58663 | Holsum Elm Dairy | GEN2 | Other Waste Biomass | 0.6 | Industrial CHP
58664 | Frito Lay Incorporated | COGEN | Natural Gas Fired Combustion Turbine | 4.6 | Industrial Non-CHP
58665 | Celina Solar Project #1, LLC | CSP1 | Solar Photovoltaic | 4 | IPP Non-CHP
58666 | Alexander Wind Farm LLC | 1 | Onshore Wind Turbine | 50.7 | IPP Non-CHP
58667 | Biscoe Solar LLC | BISCO | Solar Photovoltaic | 5 | IPP Non-CHP
58668 | Rockwell Solar LLC | ROCKW | Solar Photovoltaic | 3.5 | IPP Non-CHP
58669 | Selma Solar LLC | SELMA | Solar Photovoltaic | 5 | IPP Non-CHP
58670 | Turkey Branch Solar LLC | TURKY | Solar Photovoltaic | 5 | IPP Non-CHP
58673 | Gates Solar LLC | GATES | Solar Photovoltaic | 5 | IPP Non-CHP
58674 | Cirrus Solar LLC | CIRRU | Solar Photovoltaic | 5 | IPP Non-CHP
58675 | Chocowinity Solar LLC | CHOCO | Solar Photovoltaic | 5 | IPP Non-CHP
58676 | Pearl City Peninsula Solar Park | PCPPV | Solar Photovoltaic | 1 | IPP Non-CHP
58677 | Gratiot County Wind LLC | 1 | Onshore Wind Turbine | 110.4 | IPP Non-CHP
58678 | Oswegatchie | 1 | Conventional Hydroelectric | 0.9 | IPP Non-CHP
58678 | Oswegatchie | 2 | Conventional Hydroelectric | 0.9 | IPP Non-CHP
58679 | Upper Newton Falls | 2 | Conventional Hydroelectric | 0.6 | IPP Non-CHP
58679 | Upper Newton Falls | 3 | Conventional Hydroelectric | 0.6 | IPP Non-CHP
58679 | Upper Newton Falls | 4 | Conventional Hydroelectric | 0.3 | IPP Non-CHP
58680 | Braley Road 2 | PV1 | Solar Photovoltaic | 2.7 | IPP Non-CHP
58681 | Route 66 Wind Plant | RT661 | Onshore Wind Turbine | 150 | IPP Non-CHP
58682 | Dartmouth | PV1 | Solar Photovoltaic | 6.3 | IPP Non-CHP
58683 | Osage Wind, LLC | 1 | Onshore Wind Turbine | 150.4 | IPP Non-CHP
58684 | Kapolei Solar Energy Park | KSEPV | Solar Photovoltaic | 1 | IPP Non-CHP
58685 | Mahoning Creek Hydroelectric Project | 8107 | Conventional Hydroelectric | 6 | IPP Non-CHP
58687 | Finley Buttes Landfill Gas | GEN1 | Landfill Gas | 1.6 | IPP Non-CHP
58687 | Finley Buttes Landfill Gas | GEN2 | Landfill Gas | 1.6 | IPP Non-CHP
58687 | Finley Buttes Landfill Gas | GEN3 | Landfill Gas | 1.6 | IPP Non-CHP
58688 | LRI LFGTE Facility | A | Landfill Gas | 1.5 | IPP Non-CHP
58688 | LRI LFGTE Facility | B | Landfill Gas | 1.5 | IPP Non-CHP
58688 | LRI LFGTE Facility | C | Landfill Gas | 1.5 | IPP Non-CHP
58689 | Blue Sky One | 1 | Solar Photovoltaic | 1.3 | IPP Non-CHP
58696 | Nooksack Hydro | GEN1 | Conventional Hydroelectric | 1.5 | IPP Non-CHP
58697 | L V Sutton Combined Cycle | CA1 | Natural Gas Fired Combined Cycle | 288 | Electric Utility
58697 | L V Sutton Combined Cycle | CT1 | Natural Gas Fired Combined Cycle | 221 | Electric Utility
58697 | L V Sutton Combined Cycle | CT2 | Natural Gas Fired Combined Cycle | 221 | Electric Utility
58698 | Mira Loma | D960 | Solar Photovoltaic | 1 | Commercial Non-CHP
58698 | Mira Loma | D9611 | Solar Photovoltaic | 1.5 | Commercial Non-CHP
58698 | Mira Loma | D9612 | Solar Photovoltaic | 0.5 | Commercial Non-CHP
58699 | ABEC Bidart-Old River LLC | GEN 1 | Other Waste Biomass | 1 | IPP CHP
58699 | ABEC Bidart-Old River LLC | GEN 2 | Other Waste Biomass | 1 | IPP CHP
58700 | Colleton Solar Farm | CS300 | Solar Photovoltaic | 2.5 | IPP Non-CHP
58701 | Apple Data Center - PV2 | PV2 | Solar Photovoltaic | 20 | Commercial Non-CHP
58702 | Axio Green LLC | 1 | Solar Photovoltaic | 2 | IPP Non-CHP
58703 | Lenape II | 1 | Solar Photovoltaic | 4 | IPP Non-CHP
58704 | Zeeland Farm Services | CAT-1 | Other Waste Biomass | 1.6 | IPP Non-CHP
58704 | Zeeland Farm Services | CAT-2 | Other Waste Biomass | 1.6 | IPP Non-CHP
58706 | Allendale Biomass | GEN1 | Wood/Wood Waste Biomass | 19.8 | IPP Non-CHP
58707 | Dorchester Biomass | GEN1 | Wood/Wood Waste Biomass | 19.8 | IPP Non-CHP
58708 | Phoenix Airport East Economy Lot | PAEEL | Solar Photovoltaic | 1.1 | Commercial Non-CHP
58709 | Phoenix Airport Rental Car Center | PARCC | Solar Photovoltaic | 1.6 | Commercial Non-CHP
58710 | Barilla Solar | BRLA | Solar Photovoltaic | 30.2 | IPP Non-CHP
58711 | Lost Hills/Blackwell | BLKW | Solar Photovoltaic | 12 | IPP Non-CHP
58711 | Lost Hills/Blackwell | LTHL | Solar Photovoltaic | 20 | IPP Non-CHP
58712 | Stevens Mills Hydroelectric Project | 1G | Conventional Hydroelectric | 0.2 | IPP Non-CHP
58712 | Stevens Mills Hydroelectric Project | 3G | Conventional Hydroelectric | 1.9 | IPP Non-CHP
58713 | North Star Solar | NSTR | Solar Photovoltaic | 62.5 | IPP Non-CHP
58715 | Roundtop | GEN1 | Natural Gas Internal Combustion Engine | 4.4 | IPP Non-CHP
58715 | Roundtop | GEN2 | Natural Gas Internal Combustion Engine | 4.4 | IPP Non-CHP
58715 | Roundtop | GEN3 | Natural Gas Internal Combustion Engine | 4.4 | IPP Non-CHP
58715 | Roundtop | GEN4 | Natural Gas Internal Combustion Engine | 4.4 | IPP Non-CHP
58715 | Roundtop | GEN5 | Natural Gas Internal Combustion Engine | 4.4 | IPP Non-CHP
58716 | OCI Alamo 2, LLC | 1 | Solar Photovoltaic | 4.4 | IPP Non-CHP
58717 | OCI Alamo 4, LLC | 1 | Solar Photovoltaic | 39.6 | IPP Non-CHP
58718 | Orion Solar I | PV1 | Solar Photovoltaic | 12 | IPP Non-CHP
58719 | Brookfield | WPH2 | Onshore Wind Turbine | 74.8 | Electric Utility
58720 | Pattern Panhandle Wind 2 LLC | 1 | Onshore Wind Turbine | 181.7 | IPP Non-CHP
58721 | Orion Solar II | ORION | Solar Photovoltaic | 8 | IPP Non-CHP
58722 | Charlotte Solar | PV1 | Solar Photovoltaic | 5 | IPP Non-CHP
58725 | Elliana Solar | PV1 | Solar Photovoltaic | 5 | IPP Non-CHP
58726 | Flash Solar | PV1 | Solar Photovoltaic | 5 | IPP Non-CHP
58731 | Angel Solar | PV1 | Solar Photovoltaic | 5 | IPP Non-CHP
58735 | Buddy Solar | PV1 | Solar Photovoltaic | 4 | IPP Non-CHP
58747 | GreenWhey Energy Inc | GEN1 | Other Waste Biomass | 1.6 | IPP CHP
58747 | GreenWhey Energy Inc | GEN2 | Other Waste Biomass | 1.6 | IPP CHP
58748 | North Bay Solar 1 | NBWT | Solar Photovoltaic | 1 | Commercial Non-CHP
58749 | Tihonet Solar | TSMA | Solar Photovoltaic | 1 | IPP Non-CHP
58750 | Lancaster Dry Farm Ranch B | LDFRB | Solar Photovoltaic | 5 | IPP Non-CHP
58751 | Rodeo Solar C2 | RSC2 | Solar Photovoltaic | 1.5 | IPP Non-CHP
58752 | Rodeo Solar D2 | RSD2 | Solar Photovoltaic | 1.5 | IPP Non-CHP
58753 | Summer Solar A2 | SSA2 | Solar Photovoltaic | 1.5 | IPP Non-CHP
58754 | Summer Solar B2 | SSB2 | Solar Photovoltaic | 1.5 | IPP Non-CHP
58755 | Summer Solar C2 | SSC2 | Solar Photovoltaic | 1.5 | IPP Non-CHP
58756 | Summer Solar D2 | SSD2 | Solar Photovoltaic | 1 | IPP Non-CHP
58757 | Summer North Solar | UE2 | Solar Photovoltaic | 1.5 | IPP Non-CHP
58757 | Summer North Solar | UF2 | Solar Photovoltaic | 2 | IPP Non-CHP
58757 | Summer North Solar | UG2 | Solar Photovoltaic | 1.5 | IPP Non-CHP
58757 | Summer North Solar | UH2 | Solar Photovoltaic | 1.5 | IPP Non-CHP
58761 | Expressway Solar A | EXSA | Solar Photovoltaic | 2 | IPP Non-CHP
58762 | Expressway Solar B | EXSB | Solar Photovoltaic | 2 | IPP Non-CHP
58763 | Expressway Solar C2 | EXSC2 | Solar Photovoltaic | 1.5 | IPP Non-CHP
58765 | Miami Wind Energy Center | 1 | Onshore Wind Turbine | 288.6 | IPP Non-CHP
58767 | Buckeye Wind Energy Center | 1 | Onshore Wind Turbine | 205.7 | IPP Non-CHP
58768 | Marsh Hill Wind Farm | 1 | Onshore Wind Turbine | 16.2 | IPP Non-CHP
58769 | Spring Canyon Expansion Wind Energy Ctr | 1 | Onshore Wind Turbine | 34 | IPP Non-CHP
58769 | Spring Canyon Expansion Wind Energy Ctr | SCIII | Onshore Wind Turbine | 28.6 | IPP Non-CHP
58770 | Maywood Photovoltaic Project | 1 | Solar Photovoltaic | 8 | IPP Non-CHP
58771 | Roosevelt County | GEN1 | Onshore Wind Turbine | 250 | IPP Non-CHP
58772 | Longhorn Wind | GEN1 | Onshore Wind Turbine | 200 | IPP Non-CHP
58773 | TX Hereford Wind | GEN1 | Onshore Wind Turbine | 200 | IPP Non-CHP
58774 | Spinning Spur Wind II | GEN1 | Onshore Wind Turbine | 161 | IPP Non-CHP
58775 | Spinning Spur Wind III | GEN1 | Onshore Wind Turbine | 194 | IPP Non-CHP
58783 | South Canal Hydro-1 | SC-1 | Conventional Hydroelectric | 4 | IPP Non-CHP
58784 | South Canal Hydro-3 | SC-3 | Conventional Hydroelectric | 3.5 | IPP Non-CHP
58785 | Brentwood Solar | BRT1 | Solar Photovoltaic | 1 | IPP Non-CHP
58786 | Deer Park | DRP1 | Solar Photovoltaic | 2.5 | IPP Non-CHP
58787 | Dennison | DNN1 | Solar Photovoltaic | 2 | IPP Non-CHP
58788 | North County | NRT1 | Solar Photovoltaic | 1 | IPP Non-CHP
58789 | Riverhead | RVH1 | Solar Photovoltaic | 1.5 | IPP Non-CHP
58790 | Cohalan | CLN1 | Solar Photovoltaic | 2.5 | IPP Non-CHP
58790 | Cohalan | CLN2 | Solar Photovoltaic | 1.5 | IPP Non-CHP
58793 | JMB Mcguire-Dix-Lakehurst Solar Project | UCIV | Solar Photovoltaic | 11.4 | IPP Non-CHP
58794 | Storrie Lake Solar Project | MSMPV | Solar Photovoltaic | 1.9 | IPP Non-CHP
58795 | Hobart Solar, LLC | HS | Solar Photovoltaic | 1 | IPP Non-CHP
58796 | Waterloo Solar, LLC | WS | Solar Photovoltaic | 1 | IPP Non-CHP
58797 | Valparaiso Solar, LLC | VS | Solar Photovoltaic | 1 | IPP Non-CHP
58798 | AC Criminal Courts Complex SPE2, LLC | ACCCC | Solar Photovoltaic | 1.3 | Commercial Non-CHP
58799 | Pamlico Partners Solar | 1 | Solar Photovoltaic | 5 | IPP Non-CHP
58801 | Arba Solar, LLC | INV1 | Solar Photovoltaic | 0.5 | IPP Non-CHP
58801 | Arba Solar, LLC | INV2 | Solar Photovoltaic | 0.5 | IPP Non-CHP
58801 | Arba Solar, LLC | INV3 | Solar Photovoltaic | 0.5 | IPP Non-CHP
58801 | Arba Solar, LLC | INV4 | Solar Photovoltaic | 0.5 | IPP Non-CHP
58802 | Franklin Solar, LLC | INV1 | Solar Photovoltaic | 0.5 | IPP Non-CHP
58802 | Franklin Solar, LLC | INV2 | Solar Photovoltaic | 0.5 | IPP Non-CHP
58802 | Franklin Solar, LLC | INV3 | Solar Photovoltaic | 0.5 | IPP Non-CHP
58802 | Franklin Solar, LLC | INV4 | Solar Photovoltaic | 0.5 | IPP Non-CHP
58805 | Samarcand Solar Farm, LLC | INV1 | Solar Photovoltaic | 0.5 | IPP Non-CHP
58805 | Samarcand Solar Farm, LLC | INV10 | Solar Photovoltaic | 0.5 | IPP Non-CHP
58805 | Samarcand Solar Farm, LLC | INV2 | Solar Photovoltaic | 0.5 | IPP Non-CHP
58805 | Samarcand Solar Farm, LLC | INV3 | Solar Photovoltaic | 0.5 | IPP Non-CHP
58805 | Samarcand Solar Farm, LLC | INV4 | Solar Photovoltaic | 0.5 | IPP Non-CHP
58805 | Samarcand Solar Farm, LLC | INV5 | Solar Photovoltaic | 0.5 | IPP Non-CHP
58805 | Samarcand Solar Farm, LLC | INV6 | Solar Photovoltaic | 0.5 | IPP Non-CHP
58805 | Samarcand Solar Farm, LLC | INV7 | Solar Photovoltaic | 0.5 | IPP Non-CHP
58805 | Samarcand Solar Farm, LLC | INV8 | Solar Photovoltaic | 0.5 | IPP Non-CHP
58805 | Samarcand Solar Farm, LLC | INV9 | Solar Photovoltaic | 0.5 | IPP Non-CHP
58806 | Albemarle Solar Center LLC | ASC1 | Solar Photovoltaic | 5 | IPP Non-CHP
58807 | Boseman Solar Center LLC | BSC1 | Solar Photovoltaic | 5 | IPP Non-CHP
58808 | Flemming Solar Center LLC | FSC1 | Solar Photovoltaic | 5 | IPP Non-CHP
58809 | Littlefield Solar Center LLC | LSC1 | Solar Photovoltaic | 5 | IPP Non-CHP
58810 | Rams Horn Solar Center LLC | RHSC1 | Solar Photovoltaic | 5 | IPP Non-CHP
58812 | Upchurch Solar Center LLC | USC1 | Solar Photovoltaic | 5 | IPP Non-CHP
58814 | Shasta Solar Farm | GENA | Solar Photovoltaic | 1.5 | IPP Non-CHP
58814 | Shasta Solar Farm | GENB | Solar Photovoltaic | 1.5 | IPP Non-CHP
58815 | Hilton NY Co Gen Plant | 1 | Natural Gas Internal Combustion Engine | 1.8 | IPP CHP
58822 | Millville City Sewer Auth WTP | U1BB | Solar Photovoltaic | 1 | Commercial Non-CHP
58822 | Millville City Sewer Auth WTP | U2DB | Solar Photovoltaic | 0.5 | Commercial Non-CHP
58823 | Port Arthur Steam Energy | STG | All Other | 5 | IPP CHP
58824 | Sheldon Solar | I402 | Solar Photovoltaic | 2.3 | IPP Non-CHP
58825 | MTHS Co-Gen Buildings | STH1 | Natural Gas Internal Combustion Engine | 0.6 | IPP CHP
58825 | MTHS Co-Gen Buildings | STH2 | Natural Gas Internal Combustion Engine | 0.6 | IPP CHP
58826 | AES ES Tait | TTES | Batteries | 20 | IPP Non-CHP
58828 | Apple One | PV1 | Solar Photovoltaic | 5 | IPP Non-CHP
58830 | Cross Winds Energy Park | CWEP | Onshore Wind Turbine | 111 | Electric Utility
58831 | Redcrest Solar Farm | PV-1 | Solar Photovoltaic | 16.6 | IPP Non-CHP
58832 | Cogenra - TEP | CTEP | Solar Photovoltaic | 1 | IPP Non-CHP
58833 | Red Horse 2 | RH2S | Solar Photovoltaic | 51 | IPP Non-CHP
58833 | Red Horse 2 | RH2W | Onshore Wind Turbine | 30 | IPP Non-CHP
58834 | Richland Center Renewable Energy LLC | UNIT1 | Other Waste Biomass | 0.9 | IPP CHP
58834 | Richland Center Renewable Energy LLC | UNIT2 | Other Waste Biomass | 0.9 | IPP CHP
58835 | Elk Station | ELK1 | Natural Gas Fired Combustion Turbine | 202 | Electric Utility
58836 | Lakeswind Power Partners | LW1 | Onshore Wind Turbine | 51.8 | IPP Non-CHP
58838 | Keechi Wind | KW1 | Onshore Wind Turbine | 110 | IPP Non-CHP
58839 | Sudbury Landfill | INV1 | Solar Photovoltaic | 0.5 | IPP Non-CHP
58839 | Sudbury Landfill | INV2 | Solar Photovoltaic | 0.3 | IPP Non-CHP
58839 | Sudbury Landfill | INV3 | Solar Photovoltaic | 0.5 | IPP Non-CHP
58840 | Kenansville Solar Farm, LLC | INV1 | Solar Photovoltaic | 0.5 | IPP Non-CHP
58840 | Kenansville Solar Farm, LLC | INV2 | Solar Photovoltaic | 0.5 | IPP Non-CHP
58840 | Kenansville Solar Farm, LLC | INV3 | Solar Photovoltaic | 0.5 | IPP Non-CHP
58840 | Kenansville Solar Farm, LLC | INV4 | Solar Photovoltaic | 0.5 | IPP Non-CHP
58840 | Kenansville Solar Farm, LLC | INV5 | Solar Photovoltaic | 0.5 | IPP Non-CHP
58840 | Kenansville Solar Farm, LLC | INV6 | Solar Photovoltaic | 0.5 | IPP Non-CHP
58840 | Kenansville Solar Farm, LLC | INV7 | Solar Photovoltaic | 0.5 | IPP Non-CHP
58840 | Kenansville Solar Farm, LLC | INV8 | Solar Photovoltaic | 0.5 | IPP Non-CHP
58840 | Kenansville Solar Farm, LLC | INV9 | Solar Photovoltaic | 0.5 | IPP Non-CHP
58842 | Gato Montes Solar, LLC | 1 | Solar Photovoltaic | 5 | IPP Non-CHP
58843 | Bethel Price Solar, LLC | 1 | Solar Photovoltaic | 5 | IPP Non-CHP
58844 | Dogwood Solar, LLC | 1 | Solar Photovoltaic | 20 | IPP Non-CHP
58845 | Washington Airport Solar LLC | 1 | Solar Photovoltaic | 5 | IPP Non-CHP
58846 | Washington Millfield Solar, LLC | 1 | Solar Photovoltaic | 5 | IPP Non-CHP
58847 | Windsor Cooper HIill Solar, LLC | 1 | Solar Photovoltaic | 5 | IPP Non-CHP
58849 | Castalia Solar | 1 | Solar Photovoltaic | 2 | IPP Non-CHP
58851 | Oakboro Farm | 1 | Solar Photovoltaic | 5 | IPP Non-CHP
58853 | McKenzie Farm | 1 | Solar Photovoltaic | 5 | IPP Non-CHP
58854 | Nash 58 Farm | 1 | Solar Photovoltaic | 5 | IPP Non-CHP
58855 | Nash 64 Farm | 1 | Solar Photovoltaic | 5 | IPP Non-CHP
58856 | Pate Farm | 1 | Solar Photovoltaic | 5 | IPP Non-CHP
58859 | Erwin Farm | 1 | Solar Photovoltaic | 5 | IPP Non-CHP
58861 | Sigmon Catawba Farm | 1 | Solar Photovoltaic | 5 | IPP Non-CHP
58862 | Wagstaff Farm 1 | 1 | Solar Photovoltaic | 5 | IPP Non-CHP
58863 | Waco Farm | 1 | Solar Photovoltaic | 5 | IPP Non-CHP
58864 | Sunfish Farm | 1 | Solar Photovoltaic | 5 | IPP Non-CHP
58865 | Reventure Park | LFG | Landfill Gas | 1.9 | IPP CHP
58865 | Reventure Park | RNG | Landfill Gas | 1.6 | IPP CHP
58866 | Garrell Solar Farm | 1 | Solar Photovoltaic | 5 | IPP Non-CHP
58867 | Angier Farm | 1 | Solar Photovoltaic | 5 | IPP Non-CHP
58868 | Bladenboro Farm | 1 | Solar Photovoltaic | 5 | IPP Non-CHP
58870 | Rentech Nitrogen Pasadena Cogeneration | MG202 | All Other | 15.4 | IPP CHP
58871 | Berkley East Solar LLC | 1 | Solar Photovoltaic | 3 | IPP Non-CHP
58872 | Bison 4 Wind Energy Center | BISO4 | Onshore Wind Turbine | 205 | Electric Utility
58873 | Stuyvesant Falls | UNIT1 | Conventional Hydroelectric | 3 | IPP Non-CHP
58873 | Stuyvesant Falls | UNIT2 | Conventional Hydroelectric | 3 | IPP Non-CHP
58874 | Dement Farm LLC | DF1 | Solar Photovoltaic | 5 | IPP Non-CHP
58877 | Kinsley Landfill Solar | KINS | Solar Photovoltaic | 8.6 | Electric Utility
58879 | Duplin Solar LLC | DF | Solar Photovoltaic | 5 | IPP Non-CHP
58880 | North Carolina Solar III LLC | NCIII | Solar Photovoltaic | 4.9 | IPP Non-CHP
58881 | County College of Morris | PV01 | Solar Photovoltaic | 2.9 | Commercial Non-CHP
58882 | Mercer County Community College | PV01 | Solar Photovoltaic | 7.5 | Commercial Non-CHP
58883 | Highland Wind Project (IA) | HLWF | Onshore Wind Turbine | 16.4 | Electric Utility
58883 | Highland Wind Project (IA) | HLWF2 | Onshore Wind Turbine | 100.8 | Electric Utility
58883 | Highland Wind Project (IA) | HLWF3 | Onshore Wind Turbine | 89.1 | Electric Utility
58883 | Highland Wind Project (IA) | HLWF4 | Onshore Wind Turbine | 93.8 | Electric Utility
58883 | Highland Wind Project (IA) | HLWF5 | Onshore Wind Turbine | 93.8 | Electric Utility
58883 | Highland Wind Project (IA) | HLWF6 | Onshore Wind Turbine | 79.7 | Electric Utility
58883 | Highland Wind Project (IA) | HLWF7 | Onshore Wind Turbine | 11.7 | Electric Utility
58884 | Lundgren Wind Project | LGWF | Onshore Wind Turbine | 251 | Electric Utility
58885 | Macksburg Wind Project | MBWF | Onshore Wind Turbine | 119.6 | Electric Utility
58886 | Wellsburg Wind Project | WBWF | Onshore Wind Turbine | 140.8 | Electric Utility
58887 | Com Adam 1WF-1 | ADAM | Onshore Wind Turbine | 2.5 | IPP Non-CHP
58887 | Com Adam 1WF-1 | EVE | Onshore Wind Turbine | 2.5 | IPP Non-CHP
58889 | ASTI | ASTI | Solar Photovoltaic | 1 | IPP Non-CHP
58890 | Beringer | BERI | Solar Photovoltaic | 1.2 | IPP Non-CHP
58891 | Big Turtle Wind Farm, LLC | BTWF1 | Onshore Wind Turbine | 20 | IPP Non-CHP
58892 | Camilla Solar Plant | CMLA | Solar Photovoltaic | 16 | IPP Non-CHP
58893 | Camp Solar Plant | CAMP | Solar Photovoltaic | 2.4 | IPP Non-CHP
58896 | Patriots Stadium | PV01 | Solar Photovoltaic | 1 | Commercial Non-CHP
58897 | Temple SEGF | 19G01 | Natural Gas Internal Combustion Engine | 1.6 | Commercial Non-CHP
58897 | Temple SEGF | 19G02 | Natural Gas Internal Combustion Engine | 1.6 | Commercial Non-CHP
58897 | Temple SEGF | 19G03 | Natural Gas Internal Combustion Engine | 1.6 | Commercial Non-CHP
58897 | Temple SEGF | 19G04 | Natural Gas Internal Combustion Engine | 1.6 | Commercial Non-CHP
58897 | Temple SEGF | 19G05 | Natural Gas Internal Combustion Engine | 1.6 | Commercial Non-CHP
58897 | Temple SEGF | 19G06 | Natural Gas Internal Combustion Engine | 1.6 | Commercial Non-CHP
58897 | Temple SEGF | 19G07 | Natural Gas Internal Combustion Engine | 1.6 | Commercial Non-CHP
58897 | Temple SEGF | 19G08 | Natural Gas Internal Combustion Engine | 1.6 | Commercial Non-CHP
58897 | Temple SEGF | 19G09 | Natural Gas Internal Combustion Engine | 1.6 | Commercial Non-CHP
58897 | Temple SEGF | 19G10 | Natural Gas Internal Combustion Engine | 1.6 | Commercial Non-CHP
58898 | Pilot Hill Wind Farm | K4-1 | Onshore Wind Turbine | 175 | IPP Non-CHP
58899 | Prosperity Energy Storage Facility | GEN-1 | Solar Photovoltaic | 0.5 | Electric Utility
58899 | Prosperity Energy Storage Facility | GEN-2 | Batteries | 0.8 | Electric Utility
58900 | Balko Wind LLC | BAL1 | Onshore Wind Turbine | 299.7 | IPP Non-CHP
58901 | Tri-County Water Hydropower Project | TCWG1 | Conventional Hydroelectric | 7.2 | IPP Non-CHP
58901 | Tri-County Water Hydropower Project | TCWG2 | Conventional Hydroelectric | 0.8 | IPP Non-CHP
58904 | Fourmile Ridge | 1 | Onshore Wind Turbine | 40 | IPP Non-CHP
58906 | Valley Center 1 | VC1 | Solar Photovoltaic | 2.5 | IPP Non-CHP
58907 | Valley Center 2 | VC2 | Solar Photovoltaic | 5 | IPP Non-CHP
58908 | Beebe 1B | 1 | Onshore Wind Turbine | 50.4 | IPP Non-CHP
58909 | Ramona 1 | RAM1 | Solar Photovoltaic | 2 | IPP Non-CHP
58911 | Ramona 2 | RAM2 | Solar Photovoltaic | 5 | IPP Non-CHP
58912 | Santa Fe Springs Rooftop Solar BLDG M | 1 | Solar Photovoltaic | 1.8 | IPP Non-CHP
58913 | Santa Fe Springs Rooftop Solar BLDG H | 1 | Solar Photovoltaic | 1.5 | IPP Non-CHP
58914 | MCAGCC Cogen Plant | CG1 | Natural Gas Fired Combustion Turbine | 7.2 | IPP CHP
58914 | MCAGCC Cogen Plant | CG100 | Natural Gas Fired Combustion Turbine | 4.6 | IPP CHP
58914 | MCAGCC Cogen Plant | CG200 | Natural Gas Fired Combustion Turbine | 4.6 | IPP CHP
58915 | Copper Mountain Solar 3 | 1 | Solar Photovoltaic | 26 | IPP Non-CHP
58915 | Copper Mountain Solar 3 | 10 | Solar Photovoltaic | 21 | IPP Non-CHP
58915 | Copper Mountain Solar 3 | 2 | Solar Photovoltaic | 27 | IPP Non-CHP
58915 | Copper Mountain Solar 3 | 3 | Solar Photovoltaic | 26 | IPP Non-CHP
58915 | Copper Mountain Solar 3 | 4 | Solar Photovoltaic | 28 | IPP Non-CHP
58915 | Copper Mountain Solar 3 | 5 | Solar Photovoltaic | 25 | IPP Non-CHP
58915 | Copper Mountain Solar 3 | 6 | Solar Photovoltaic | 26 | IPP Non-CHP
58915 | Copper Mountain Solar 3 | 7 | Solar Photovoltaic | 26 | IPP Non-CHP
58915 | Copper Mountain Solar 3 | 8 | Solar Photovoltaic | 26 | IPP Non-CHP
58915 | Copper Mountain Solar 3 | 9 | Solar Photovoltaic | 24 | IPP Non-CHP
58917 | Tioga Solar Morris County 1 LLC | MMIR | Solar Photovoltaic | 1 | Commercial Non-CHP
58918 | 2081 Terzian Solar Project | 2081 | Solar Photovoltaic | 1.2 | IPP Non-CHP
58919 | 2127 Harris Solar Project | 2127 | Solar Photovoltaic | 1.3 | IPP Non-CHP
58920 | 2097 Helton Solar Project | 2097 | Solar Photovoltaic | 1.5 | IPP Non-CHP
58921 | Napoleon Biogas | GEN1 | Other Waste Biomass | 1.4 | IPP Non-CHP
58921 | Napoleon Biogas | GEN2 | Other Waste Biomass | 1.4 | IPP Non-CHP
58923 | Missouri S&T - Power Plant | 1000 | Petroleum Liquids | 1 | IPP Non-CHP
58927 | Story City Wind Project | WT01 | Onshore Wind Turbine | 1.5 | IPP Non-CHP
58929 | Melrose 2 | 12286 | Petroleum Liquids | 1 | Electric Utility
58932 | Traer Wind Project | WT01 | Onshore Wind Turbine | 1.5 | IPP Non-CHP
58934 | Integrys MA Solar, LLC - Ashburnham Site | ASH-R | Solar Photovoltaic | 2.6 | IPP Non-CHP
58934 | Integrys MA Solar, LLC - Ashburnham Site | ASH10 | Solar Photovoltaic | 0.3 | IPP Non-CHP
58935 | Open View Solar Farm | PV | Solar Photovoltaic | 2 | IPP Non-CHP
58936 | Walpole Solar 2 | WLPL1 | Solar Photovoltaic | 2.4 | IPP Non-CHP
58937 | Gardner Solar 1 | GRDN1 | Solar Photovoltaic | 2 | IPP Non-CHP
58938 | Origin Wind | WT | Onshore Wind Turbine | 150 | IPP Non-CHP
58939 | Anderson Wind I | AND1 | Onshore Wind Turbine | 5 | IPP Non-CHP
58940 | Anderson Wind II | AND2 | Onshore Wind Turbine | 10 | IPP Non-CHP
58942 | Rockville Solar I LLC | RVSI | Solar Photovoltaic | 2.8 | IPP Non-CHP
58943 | Halifax | 1 | Solar Photovoltaic | 20 | IPP Non-CHP
58944 | Woodville Renewable Power Project | G1 | Wood/Wood Waste Biomass | 49.9 | Electric Utility
58945 | Simonds | GEN 1 | Natural Gas Internal Combustion Engine | 0.6 | IPP CHP
58945 | Simonds | GEN 2 | Natural Gas Internal Combustion Engine | 0.6 | IPP CHP
58945 | Simonds | GEN 3 | Natural Gas Internal Combustion Engine | 0.6 | IPP CHP
58946 | Ameresco Dallas LLC | ENG1 | Landfill Gas | 1.4 | IPP Non-CHP
58946 | Ameresco Dallas LLC | ENG2 | Landfill Gas | 1.4 | IPP Non-CHP
58946 | Ameresco Dallas LLC | ENG3 | Landfill Gas | 1.4 | IPP Non-CHP
58947 | Bristol Myers Squibb Lawrenceville | DG101 | Petroleum Liquids | 1.2 | IPP Non-CHP
58947 | Bristol Myers Squibb Lawrenceville | TG101 | Natural Gas Fired Combustion Turbine | 4.4 | IPP Non-CHP
58948 | Bristol Myers Squibb Wallingford | DG12 | Petroleum Liquids | 0.9 | IPP Non-CHP
58948 | Bristol Myers Squibb Wallingford | DG3 | Petroleum Liquids | 2 | IPP Non-CHP
58948 | Bristol Myers Squibb Wallingford | SOL | Natural Gas Fired Combustion Turbine | 4.8 | IPP Non-CHP
58949 | Cloverdale Solar I | TBD | Solar Photovoltaic | 1.5 | IPP Non-CHP
58952 | Dessie Solar Center LLC | DESS | Solar Photovoltaic | 4.8 | IPP Non-CHP
58953 | Rockville Solar II, LLC | RVSII | Solar Photovoltaic | 2.7 | IPP Non-CHP
58954 | Intel Folsom Phase 2 | PV | Solar Photovoltaic | 1 | IPP Non-CHP
58955 | BearPond Solar Center LLC | BEAR | Solar Photovoltaic | 4.8 | IPP Non-CHP
58956 | Shankle Solar Center LLC | SHAN | Solar Photovoltaic | 4.8 | IPP Non-CHP
58957 | Graham Solar Center LLC | GRAH | Solar Photovoltaic | 4.8 | IPP Non-CHP
58958 | Camelot Wind LLC | CMLTW | Onshore Wind Turbine | 1.5 | IPP Non-CHP
58959 | Butler Solar Power Project | BSF1 | Solar Photovoltaic | 2.8 | IPP Non-CHP
58960 | Subregional Water Reclamation Facility | S200 | Other Waste Biomass | 1.1 | Commercial CHP
58960 | Subregional Water Reclamation Facility | S201 | Other Waste Biomass | 1.1 | Commercial CHP
58960 | Subregional Water Reclamation Facility | S202 | Other Waste Biomass | 1.1 | Commercial CHP
58960 | Subregional Water Reclamation Facility | S203 | Other Waste Biomass | 1.1 | Commercial CHP
58961 | Oregon University System OIT Klamath Fal | PV | Solar Photovoltaic | 2 | IPP Non-CHP
58963 | Las Virgenes Municipal Water District | PV | Solar Photovoltaic | 1 | IPP Non-CHP
58964 | Technology Drive Solar | PV1 | Solar Photovoltaic | 2 | IPP Non-CHP
58965 | Thunder Spirit Wind, LLC | THNDR | Onshore Wind Turbine | 107.5 | Electric Utility
58966 | Fairfield Wind | T 1-6 | Onshore Wind Turbine | 10 | IPP Non-CHP
58967 | IDE 1 LLC | UNIT1 | Other Waste Biomass | 0.8 | IPP Non-CHP
58967 | IDE 1 LLC | UNIT2 | Other Waste Biomass | 0.8 | IPP Non-CHP
58967 | IDE 1 LLC | UNIT3 | Other Waste Biomass | 0.8 | IPP Non-CHP
58968 | IDE 2 LLC | UNIT1 | Other Waste Biomass | 1.5 | IPP Non-CHP
58968 | IDE 2 LLC | UNIT2 | Other Waste Biomass | 1.5 | IPP Non-CHP
58968 | IDE 2 LLC | UNIT3 | Other Waste Biomass | 1.5 | IPP Non-CHP
58969 | IDE 3 LLC | UNIT1 | Other Waste Biomass | 0.8 | IPP Non-CHP
58969 | IDE 3 LLC | UNIT2 | Other Waste Biomass | 0.8 | IPP Non-CHP
58970 | IDE 4 LLC | UNIT1 | Other Waste Biomass | 1.1 | IPP Non-CHP
58970 | IDE 4 LLC | UNIT2 | Other Waste Biomass | 1.1 | IPP Non-CHP
58970 | IDE 4 LLC | UNIT3 | Other Waste Biomass | 1.1 | IPP Non-CHP
58971 | California Dairy Energy I LLC | UNIT1 | Other Waste Biomass | 1.1 | IPP Non-CHP
58971 | California Dairy Energy I LLC | UNIT2 | Other Waste Biomass | 1.1 | IPP Non-CHP
58971 | California Dairy Energy I LLC | UNIT3 | Other Waste Biomass | 1.1 | IPP Non-CHP
58972 | Fort Huachuca Solar PV Project | FHUAC | Solar Photovoltaic | 13.6 | Electric Utility
58973 | White River Solar 2 | W2CA | Solar Photovoltaic | 19.8 | IPP Non-CHP
58974 | Fairview Farms Solar | PV1 | Solar Photovoltaic | 2 | IPP Non-CHP
58977 | Whitman | WPG-1 | Conventional Hydroelectric | 3.9 | Electric Utility
58977 | Whitman | WPG-2 | Conventional Hydroelectric | 0.9 | Electric Utility
58978 | Central Valley Ag Power | CVAP | Other Waste Biomass | 1.5 | IPP Non-CHP
58980 | Akron WRF | 2G-1 | Other Waste Biomass | 0.6 | Commercial CHP
58980 | Akron WRF | 2G-2 | Other Waste Biomass | 0.6 | Commercial CHP
58980 | Akron WRF | 2G-3 | Other Waste Biomass | 0.6 | Commercial CHP
58981 | Broken Bow Wind II, LLC | BBII | Onshore Wind Turbine | 73.1 | IPP Non-CHP
58983 | RE Camelot LLC | 1 | Solar Photovoltaic | 45 | IPP Non-CHP
58984 | RE Adams East, LLC | 1 | Solar Photovoltaic | 19 | IPP Non-CHP
58985 | RE Kansas Solar, LLC | 1 | Solar Photovoltaic | 20 | IPP Non-CHP
58986 | RE Old River One, LLC | 1 | Solar Photovoltaic | 20 | IPP Non-CHP
58989 | Eklutna Generation Station | EGS01 | Natural Gas Internal Combustion Engine | 17.1 | Electric Utility
58989 | Eklutna Generation Station | EGS02 | Natural Gas Internal Combustion Engine | 17.1 | Electric Utility
58989 | Eklutna Generation Station | EGS03 | Natural Gas Internal Combustion Engine | 17.1 | Electric Utility
58989 | Eklutna Generation Station | EGS04 | Natural Gas Internal Combustion Engine | 17.1 | Electric Utility
58989 | Eklutna Generation Station | EGS05 | Natural Gas Internal Combustion Engine | 17.1 | Electric Utility
58989 | Eklutna Generation Station | EGS06 | Natural Gas Internal Combustion Engine | 17.1 | Electric Utility
58989 | Eklutna Generation Station | EGS07 | Natural Gas Internal Combustion Engine | 17.1 | Electric Utility
58989 | Eklutna Generation Station | EGS08 | Natural Gas Internal Combustion Engine | 17.1 | Electric Utility
58989 | Eklutna Generation Station | EGS09 | Natural Gas Internal Combustion Engine | 17.1 | Electric Utility
58989 | Eklutna Generation Station | EGS10 | Natural Gas Internal Combustion Engine | 17.1 | Electric Utility
58990 | RE Columbia Two, LLC | 1 | Solar Photovoltaic | 15 | IPP Non-CHP
58991 | RE Kent South, LLC | 1 | Solar Photovoltaic | 20 | IPP Non-CHP
58992 | Dept of Corrections NCCI Wind | WND-1 | Onshore Wind Turbine | 1.7 | Commercial Non-CHP
58992 | Dept of Corrections NCCI Wind | WND-2 | Onshore Wind Turbine | 1.7 | Commercial Non-CHP
58993 | Pine Tree Landfill Gas to Energy | 3201 | Landfill Gas | 1.1 | IPP Non-CHP
58993 | Pine Tree Landfill Gas to Energy | 3202 | Landfill Gas | 1.1 | IPP Non-CHP
58993 | Pine Tree Landfill Gas to Energy | 3203 | Landfill Gas | 1.1 | IPP Non-CHP
58994 | Breckinridge Wind Project LLC | BWP | Onshore Wind Turbine | 98.8 | IPP Non-CHP
58995 | St. Olaf Wind Turbine | OLFWT | Onshore Wind Turbine | 1.6 | IPP Non-CHP
58996 | St. Olaf StandBy Generators | SBIC1 | Petroleum Liquids | 0.5 | IPP Non-CHP
58996 | St. Olaf StandBy Generators | SBIC2 | Petroleum Liquids | 1.8 | IPP Non-CHP
58996 | St. Olaf StandBy Generators | SBIC3 | Petroleum Liquids | 1.8 | IPP Non-CHP
58998 | Goodwell Wind Project LLC | GWWP | Onshore Wind Turbine | 200 | IPP Non-CHP
58999 | Little Elk Wind Project LLC | LEWP | Onshore Wind Turbine | 74 | IPP Non-CHP
59001 | Parkland Landfill Solar | PARK | Solar Photovoltaic | 7.8 | Electric Utility
59003 | Two Dot Wind Farm | 1 | Onshore Wind Turbine | 9.7 | IPP Non-CHP
59008 | Woodmere Solar Farm | PV1 | Solar Photovoltaic | 15 | IPP Non-CHP
59009 | Hayworth Solar | PV1 | Solar Photovoltaic | 27 | IPP Non-CHP
59010 | Macho Springs | MSS1 | Solar Photovoltaic | 52.2 | IPP Non-CHP
59011 | Southbridge Landfill Gas-to-Energy | CAT | Landfill Gas | 1.6 | IPP Non-CHP
59012 | DC Water CHP | TURB1 | Other Waste Biomass | 4.7 | IPP CHP
59012 | DC Water CHP | TURB2 | Other Waste Biomass | 4.7 | IPP CHP
59012 | DC Water CHP | TURB3 | Other Waste Biomass | 4.7 | IPP CHP
59013 | Scituate PV | SCT | Solar Photovoltaic | 2.5 | IPP Non-CHP
59014 | Bolton PV | BLT | Solar Photovoltaic | 4.9 | IPP Non-CHP
59015 | Stow PV | STW | Solar Photovoltaic | 2 | IPP Non-CHP
59018 | East Chicago | 1 | Solar Photovoltaic | 2 | IPP Non-CHP
59019 | Griffith | 1 | Solar Photovoltaic | 2 | IPP Non-CHP
59020 | Gila Bend | PV1 | Solar Photovoltaic | 32 | Electric Utility
59021 | Hoopeston Wind LLC | HOO1 | Onshore Wind Turbine | 98 | IPP Non-CHP
59022 | Kingston Wind Independence | 1 | Onshore Wind Turbine | 2 | IPP Non-CHP
59023 | Ipswich Wind Independence | GEN 1 | Onshore Wind Turbine | 2 | IPP Non-CHP
59024 | Euclid Farm, Stamco N-54 | N-54 | Onshore Wind Turbine | 1 | IPP Non-CHP
59026 | Back River Waste Water Treatment | CHP 1 | Other Waste Biomass | 1.1 | IPP Non-CHP
59026 | Back River Waste Water Treatment | CHP 2 | Other Waste Biomass | 1.1 | IPP Non-CHP
59026 | Back River Waste Water Treatment | SOLAR | Solar Photovoltaic | 0.8 | IPP Non-CHP
59028 | Agawam Solar | 0028 | Solar Photovoltaic | 1.5 | IPP Non-CHP
59029 | Rehoboth Solar | 0040 | Solar Photovoltaic | 2 | IPP Non-CHP
59030 | Chicopee Solar | 0036 | Solar Photovoltaic | 3 | IPP Non-CHP
59031 | Route 57 Solar | 0027 | Solar Photovoltaic | 1.5 | IPP Non-CHP
59032 | EBZ Solar | 0031 | Solar Photovoltaic | 2.5 | IPP Non-CHP
59033 | Whately Solar | 0024 | Solar Photovoltaic | 1.5 | IPP Non-CHP
59034 | Shannon Wind | SHAN1 | Onshore Wind Turbine | 204 | IPP Non-CHP
59035 | Biomass to Energy Facility, Kauai | XKA1 | Petroleum Liquids | 0.5 | IPP Non-CHP
59035 | Biomass to Energy Facility, Kauai | XKA2 | Petroleum Liquids | 0.5 | IPP Non-CHP
59038 | Battleground | GEN1 | Solar Photovoltaic | 3.5 | IPP Non-CHP
59039 | Beulaville | GEN 1 | Solar Photovoltaic | 2 | IPP Non-CHP
59042 | Ellerbe | GEN 1 | Solar Photovoltaic | 2 | IPP Non-CHP
59043 | West Davisville Solar | PV1 | Solar Photovoltaic | 2 | IPP Non-CHP
59044 | Rio Rico Solar | RRSF | Solar Photovoltaic | 6 | Electric Utility
59045 | Jameson Energy Center | JEC1 | Natural Gas Internal Combustion Engine | 9.2 | Electric Utility
59045 | Jameson Energy Center | JEC2 | Natural Gas Internal Combustion Engine | 9.2 | Electric Utility
59045 | Jameson Energy Center | JEC3 | Natural Gas Internal Combustion Engine | 9.2 | Electric Utility
59046 | 651 Chase Solar NG | PV1 | Solar Photovoltaic | 2.5 | IPP Non-CHP
59049 | Whitcomb Solar Farm | PS01 | Solar Photovoltaic | 2.2 | IPP Non-CHP
59050 | Wallace | GEN 1 | Solar Photovoltaic | 2 | IPP Non-CHP
59051 | Kenansville | GEN 1 | Solar Photovoltaic | 2 | IPP Non-CHP
59052 | Fairmont-FLS 100 | GEN 1 | Solar Photovoltaic | 4 | IPP Non-CHP
59055 | Rariton OMP | CHP1 | Natural Gas Internal Combustion Engine | 3 | IPP Non-CHP
59055 | Rariton OMP | PV1 | Solar Photovoltaic | 2.4 | IPP Non-CHP
59056 | Spring House | GEN 1 | Natural Gas Internal Combustion Engine | 3.8 | IPP Non-CHP
59057 | Skillman | GEN 1 | Solar Photovoltaic | 2.7 | IPP Non-CHP
59058 | Vacaville | GEN 1 | Solar Photovoltaic | 1 | IPP Non-CHP
59059 | Raritan ITS | GEN 1 | Solar Photovoltaic | 2 | IPP Non-CHP
59060 | Waste Water Treatment Plant | WWPV | Solar Photovoltaic | 1.5 | IPP Non-CHP
59071 | Carroll Area Wind Farm | WT 1 | Onshore Wind Turbine | 20.7 | IPP Non-CHP
59072 | Wooster Renewable Energy | WRE 1 | Other Waste Biomass | 1 | Industrial Non-CHP
59073 | Cove Point LNG Terminal | 111JA | Natural Gas Fired Combustion Turbine | 9.4 | Commercial Non-CHP
59073 | Cove Point LNG Terminal | 111JB | Natural Gas Fired Combustion Turbine | 9.4 | Commercial Non-CHP
59073 | Cove Point LNG Terminal | 111JC | Natural Gas Fired Combustion Turbine | 9.4 | Commercial Non-CHP
59073 | Cove Point LNG Terminal | 214JA | Natural Gas Fired Combustion Turbine | 23.9 | Commercial Non-CHP
59073 | Cove Point LNG Terminal | 214JB | Natural Gas Fired Combustion Turbine | 23.9 | Commercial Non-CHP
59073 | Cove Point LNG Terminal | 311JA | Natural Gas Fired Combustion Turbine | 15.6 | Commercial Non-CHP
59074 | SC 1 Data Center, Phase 2 | EG10B | Petroleum Liquids | 2.3 | IPP Non-CHP
59074 | SC 1 Data Center, Phase 2 | EG11A | Petroleum Liquids | 2.3 | IPP Non-CHP
59074 | SC 1 Data Center, Phase 2 | EG11B | Petroleum Liquids | 2.3 | IPP Non-CHP
59074 | SC 1 Data Center, Phase 2 | EG12A | Petroleum Liquids | 2.3 | IPP Non-CHP
59074 | SC 1 Data Center, Phase 2 | EG12B | Petroleum Liquids | 2.3 | IPP Non-CHP
59074 | SC 1 Data Center, Phase 2 | EG13A | Petroleum Liquids | 2.3 | IPP Non-CHP
59074 | SC 1 Data Center, Phase 2 | EG14A | Petroleum Liquids | 2.3 | IPP Non-CHP
59074 | SC 1 Data Center, Phase 2 | EG15A | Petroleum Liquids | 2.3 | IPP Non-CHP
59074 | SC 1 Data Center, Phase 2 | EG15B | Petroleum Liquids | 2.3 | IPP Non-CHP
59074 | SC 1 Data Center, Phase 2 | EG16A | Petroleum Liquids | 2.3 | IPP Non-CHP
59074 | SC 1 Data Center, Phase 2 | EG16B | Petroleum Liquids | 2.3 | IPP Non-CHP
59074 | SC 1 Data Center, Phase 2 | EG1A | Petroleum Liquids | 2.2 | IPP Non-CHP
59074 | SC 1 Data Center, Phase 2 | EG1B | Petroleum Liquids | 2.2 | IPP Non-CHP
59074 | SC 1 Data Center, Phase 2 | EG2A | Petroleum Liquids | 2.2 | IPP Non-CHP
59074 | SC 1 Data Center, Phase 2 | EG2B | Petroleum Liquids | 2.2 | IPP Non-CHP
59074 | SC 1 Data Center, Phase 2 | EG3A | Petroleum Liquids | 2.2 | IPP Non-CHP
59074 | SC 1 Data Center, Phase 2 | EG3B | Petroleum Liquids | 2.2 | IPP Non-CHP
59074 | SC 1 Data Center, Phase 2 | EG4A | Petroleum Liquids | 2.2 | IPP Non-CHP
59074 | SC 1 Data Center, Phase 2 | EG4B | Petroleum Liquids | 2.2 | IPP Non-CHP
59074 | SC 1 Data Center, Phase 2 | EG5A | Petroleum Liquids | 2.2 | IPP Non-CHP
59074 | SC 1 Data Center, Phase 2 | EG5B | Petroleum Liquids | 2.2 | IPP Non-CHP
59074 | SC 1 Data Center, Phase 2 | EG6A | Petroleum Liquids | 2.2 | IPP Non-CHP
59074 | SC 1 Data Center, Phase 2 | EG6B | Petroleum Liquids | 2.2 | IPP Non-CHP
59074 | SC 1 Data Center, Phase 2 | EG7A | Petroleum Liquids | 2.2 | IPP Non-CHP
59074 | SC 1 Data Center, Phase 2 | EG7B | Petroleum Liquids | 2.2 | IPP Non-CHP
59074 | SC 1 Data Center, Phase 2 | EG8A | Petroleum Liquids | 2.2 | IPP Non-CHP
59074 | SC 1 Data Center, Phase 2 | EG8B | Petroleum Liquids | 2.2 | IPP Non-CHP
59074 | SC 1 Data Center, Phase 2 | EG9A | Petroleum Liquids | 2.3 | IPP Non-CHP
59074 | SC 1 Data Center, Phase 2 | EG9B | Petroleum Liquids | 2.3 | IPP Non-CHP
59075 | Brewster Landfill | BRE1 | Solar Photovoltaic | 1 | IPP Non-CHP
59077 | Chatham Landfill | CHA | Solar Photovoltaic | 1.5 | IPP Non-CHP
59078 | Harwich Landfill | HAR1 | Solar Photovoltaic | 4 | IPP Non-CHP
59079 | Katama Farm | KAT1 | Solar Photovoltaic | 1 | IPP Non-CHP
59080 | Nunnepog | NUN1 | Solar Photovoltaic | 1 | IPP Non-CHP
59081 | Barnstable Landfill | HAR1 | Solar Photovoltaic | 4 | IPP Non-CHP
59082 | Dennis Landfill | DEN1 | Solar Photovoltaic | 5 | IPP Non-CHP
59083 | Limon III Wind LLC | WT1 | Onshore Wind Turbine | 200.6 | IPP Non-CHP
59085 | Lepomis PV Energy LLC | INV-1 | Solar Photovoltaic | 4.5 | IPP Non-CHP
59086 | Goose Lake Solar | GEN1 | Solar Photovoltaic | 12 | IPP Non-CHP
59087 | City of Corcoran Solar | GEN 1 | Solar Photovoltaic | 11 | IPP Non-CHP
59090 | Rockland Solar | GEN1 | Solar Photovoltaic | 2.5 | IPP Non-CHP
59094 | Division 1 | GEN 1 | Solar Photovoltaic | 1.5 | IPP Non-CHP
59095 | Division 2 | GEN 1 | Solar Photovoltaic | 1 | IPP Non-CHP
59096 | Division 3 | GEN1 | Solar Photovoltaic | 1 | IPP Non-CHP
59097 | Berry Plastics Solar | PV1 | Solar Photovoltaic | 10.1 | IPP Non-CHP
59098 | Kettering Solar 1 | PV1 | Solar Photovoltaic | 1 | IPP Non-CHP
59099 | Kettering Solar 2 | PV1 | Solar Photovoltaic | 1 | IPP Non-CHP
59100 | Chauncey Farm LLC | 1 | Solar Photovoltaic | 4.9 | IPP Non-CHP
59102 | Dragstrip Farm | 1 | Solar Photovoltaic | 5 | IPP Non-CHP
59105 | Market Farm | 1 | Solar Photovoltaic | 4.9 | IPP Non-CHP
59106 | Snow Hill Solar 2 LLC | 1 | Solar Photovoltaic | 2 | IPP Non-CHP
59107 | Mount Olive Farm | 1 | Solar Photovoltaic | 5 | IPP Non-CHP
59109 | Spicewood Solar Farm LLC | 1 | Solar Photovoltaic | 5 | IPP Non-CHP
59110 | Springfield Solar 1 LLC | 1 | Solar Photovoltaic | 4.9 | IPP Non-CHP
59111 | West Salisbury Farm LLC | 1 | Solar Photovoltaic | 5 | IPP Non-CHP
59113 | Yanceyville Farm 2 LLC | 1 | Solar Photovoltaic | 5 | IPP Non-CHP
59114 | Redmon Solar Farm LLC | 1 | Solar Photovoltaic | 2 | IPP Non-CHP
59115 | Anderson Farm LLC | 1 | Solar Photovoltaic | 1.9 | IPP Non-CHP
59116 | Woodbine Landfill Plant | V1021 | Landfill Gas | 3.2 | Commercial Non-CHP
59117 | DD Fayetteville Solar NC LLC | PV1 | Solar Photovoltaic | 23.1 | Electric Utility
59118 | Cameron Wind 1 LLC | CAM1 | Onshore Wind Turbine | 165 | IPP Non-CHP
59119 | Warsaw I | PV1 | Solar Photovoltaic | 2 | IPP Non-CHP
59120 | Warsaw II | PV1 | Solar Photovoltaic | 2 | IPP Non-CHP
59121 | Acushnet-Braley Road 1 | 57449 | Solar Photovoltaic | 1.9 | IPP Non-CHP
59122 | Enerparc CA1 LLC | ECA11 | Solar Photovoltaic | 1.5 | IPP Non-CHP
59123 | Moncure Farm LLC | 1 | Solar Photovoltaic | 5 | IPP Non-CHP
59124 | Martin Creek Farm LLC | 1 | Solar Photovoltaic | 3 | IPP Non-CHP
59125 | Kinston | 1 | Solar Photovoltaic | 2 | IPP Non-CHP
59126 | Daniel Farm LLC | 1 | Solar Photovoltaic | 5 | IPP Non-CHP
59127 | Bailey Farm LLC | 1 | Solar Photovoltaic | 5 | IPP Non-CHP
59128 | Acushnet- High Hill | 57449 | Solar Photovoltaic | 3.2 | IPP Non-CHP
59129 | CSD 2- Freedom High | 57449 | Solar Photovoltaic | 1.1 | IPP Non-CHP
59130 | CSD 2 - Heritage High | 57449 | Solar Photovoltaic | 1.3 | IPP Non-CHP
59131 | Dartmouth Landfill | 57449 | Solar Photovoltaic | 1.3 | IPP Non-CHP
59132 | EAFB - North Base | 57449 | Solar Photovoltaic | 1.1 | IPP Non-CHP
59133 | EAFB - South Base | 57449 | Solar Photovoltaic | 1.1 | IPP Non-CHP
59134 | Easton Landfill | 57449 | Solar Photovoltaic | 1.9 | IPP Non-CHP
59135 | Ludlow Landfill | 57449 | Solar Photovoltaic | 2.6 | IPP Non-CHP
59136 | Methuen Landfill | 57449 | Solar Photovoltaic | 1.3 | IPP Non-CHP
59137 | Plymouth Site 1 | 57449 | Solar Photovoltaic | 5.6 | IPP Non-CHP
59138 | SDCCD - Miramar | 57449 | Solar Photovoltaic | 1.1 | IPP Non-CHP
59139 | SDCWA - Twin Oaks | 57449 | Solar Photovoltaic | 1.1 | IPP Non-CHP
59140 | EDF Lancaster | INV-1 | Solar Photovoltaic | 4.5 | IPP Non-CHP
59142 | Manatee County LFGTE | IC1 | Landfill Gas | 1.6 | IPP Non-CHP
59143 | Front Range Project | FR-1 | Landfill Gas | 3.2 | IPP Non-CHP
59144 | Brighton PV Solar Plant | 15755 | Solar Photovoltaic | 1.8 | IPP Non-CHP
59146 | XPF Solar Field | PV1 | Solar Photovoltaic | 3.9 | IPP Non-CHP
59147 | Fair Wind Power | 1 | Onshore Wind Turbine | 30 | IPP Non-CHP
59151 | Harvest Power Orlando | CHP 1 | Other Waste Biomass | 1.6 | Commercial Non-CHP
59151 | Harvest Power Orlando | CHP 2 | Other Waste Biomass | 1.6 | Commercial Non-CHP
59152 | Thornton PV1 | THOR1 | Solar Photovoltaic | 5 | IPP Non-CHP
59153 | Watson Seed Farm PV1 | WAT1 | Solar Photovoltaic | 20 | IPP Non-CHP
59154 | Bradley PV1 | BRAD1 | Solar Photovoltaic | 5 | IPP Non-CHP
59155 | Shawboro PV1 | SHAW1 | Solar Photovoltaic | 20 | IPP Non-CHP
59156 | Carter PV1 | CTR1 | Solar Photovoltaic | 5 | IPP Non-CHP
59157 | Pecan PV1 | PEC1 | Solar Photovoltaic | 5 | IPP Non-CHP
59158 | Langley PV1 | LNG1 | Solar Photovoltaic | 5 | IPP Non-CHP
59163 | Highland Solar Center LLC | HSC 1 | Solar Photovoltaic | 5 | IPP Non-CHP
59166 | Bridgeport Disposal Solar Farm | BRIDG | Solar Photovoltaic | 1.2 | Commercial Non-CHP
59167 | Lancaster Solar 1 | LS1 | Solar Photovoltaic | 1.5 | IPP Non-CHP
59168 | Avalon Solar | AS | Solar Photovoltaic | 29 | IPP Non-CHP
59169 | Lancaster Solar 2 | LS2 | Solar Photovoltaic | 1.5 | IPP Non-CHP
59170 | Jakana Solar | 5MWPV | Solar Photovoltaic | 5 | IPP Non-CHP
59171 | Windsor Solar | 5MWPV | Solar Photovoltaic | 5 | IPP Non-CHP
59172 | Belmont | PV1 | Solar Photovoltaic | 3.8 | IPP Non-CHP
59173 | Bethel Solar | 5MWPV | Solar Photovoltaic | 5 | IPP Non-CHP
59174 | Lewiston Solar | 5MWPV | Solar Photovoltaic | 5 | IPP Non-CHP
59176 | Williamston Solar | 5MWPV | Solar Photovoltaic | 5 | IPP Non-CHP
59178 | Franklin 1 | KRS04 | Solar Photovoltaic | 3 | IPP Non-CHP
59179 | Franklin 2 | KRS05 | Solar Photovoltaic | 4 | IPP Non-CHP
59180 | Marion Solar LNG | PV1 | Solar Photovoltaic | 1.5 | IPP Non-CHP
59181 | AgriReNew | 00001 | Other Waste Biomass | 1 | IPP CHP
59182 | Hesperia | 10-94 | Solar Photovoltaic | 1.5 | IPP Non-CHP
59183 | CID Solar, LLC | PV1 | Solar Photovoltaic | 19.8 | IPP Non-CHP
59184 | Mulberry Farm LLC | PV1 | Solar Photovoltaic | 15.8 | IPP Non-CHP
59185 | Jacobstown | PV1 | Solar Photovoltaic | 5 | IPP Non-CHP
59186 | West Pemberton | PV1 | Solar Photovoltaic | 7 | IPP Non-CHP
59187 | Beethoven Wind | B&H80 | Onshore Wind Turbine | 80 | Electric Utility
59188 | Selmer Farm LLC | PV1 | Solar Photovoltaic | 15.8 | IPP Non-CHP
59189 | East Wayne Solar LLC | 1 | Solar Photovoltaic | 2 | IPP Non-CHP
59190 | Vickers | 1 | Solar Photovoltaic | 2 | IPP Non-CHP
59191 | Soluga Farms 1 | 1 | Solar Photovoltaic | 5 | IPP Non-CHP
59192 | Soluga Farms 2 LLC | 1 | Solar Photovoltaic | 5 | IPP Non-CHP
59194 | Portable Generator 2 | IC1 | Petroleum Liquids | 2 | Electric Utility
59195 | Portable Generator 3 | IC2 | Petroleum Liquids | 2 | Electric Utility
59196 | Portable Generator 1 | IC1 | Petroleum Liquids | 1.8 | Electric Utility
59198 | Sterling PV 3 | STER3 | Solar Photovoltaic | 1.6 | IPP Non-CHP
59199 | Mesa PV1 | MESA1 | Solar Photovoltaic | 1.6 | IPP Non-CHP
59200 | Border Winds Wind Farm | 1 | Onshore Wind Turbine | 150 | Electric Utility
59201 | Pleasant Valley Wind Farm | 1 | Onshore Wind Turbine | 200 | Electric Utility
59203 | Farmersville | PV1 | Solar Photovoltaic | 1.5 | IPP Non-CHP
59203 | Farmersville | PV2 | Solar Photovoltaic | 1.5 | IPP Non-CHP
59203 | Farmersville | PV3 | Solar Photovoltaic | 1.5 | IPP Non-CHP
59204 | OCI Alamo 3 LLC | OCIA3 | Solar Photovoltaic | 5.5 | IPP Non-CHP
59205 | OCI Alamo 5 LLC | OCIA5 | Solar Photovoltaic | 100 | IPP Non-CHP
59219 | Porterville 6 and 7 | PV1 | Solar Photovoltaic | 1.5 | IPP Non-CHP
59219 | Porterville 6 and 7 | PV2 | Solar Photovoltaic | 1.5 | IPP Non-CHP
59221 | Pecan Row Landfill To Electric Facility | GEN1 | Landfill Gas | 1.6 | IPP Non-CHP
59221 | Pecan Row Landfill To Electric Facility | GEN2 | Landfill Gas | 1.6 | IPP Non-CHP
59221 | Pecan Row Landfill To Electric Facility | GEN3 | Landfill Gas | 1.6 | IPP Non-CHP
59233 | Cogeneration 2 | CT2 | Natural Gas Fired Combined Cycle | 6 | Commercial CHP
59234 | Arbuckle Mountain Wind Farm LLC | GEN1 | Onshore Wind Turbine | 100 | IPP Non-CHP
59235 | Rising Tree Wind Farm II | GEN1 | Onshore Wind Turbine | 19.8 | IPP Non-CHP
59236 | Rising Tree Wind Farm III | GEN1 | Onshore Wind Turbine | 99 | IPP Non-CHP
59237 | Lone Valley Solar Park II LLC | CPII | Solar Photovoltaic | 20 | IPP Non-CHP
59238 | Windthorst-2 | WND2 | Onshore Wind Turbine | 67.6 | IPP Non-CHP
59239 | Eagle Springs Solar LLC | ESS01 | Solar Photovoltaic | 1 | IPP Non-CHP
59240 | Green Gas-Port Charlotte LLC | G1 | Landfill Gas | 1.5 | IPP Non-CHP
59240 | Green Gas-Port Charlotte LLC | G2 | Landfill Gas | 1.5 | IPP Non-CHP
59241 | Brockelman | BROCK | Solar Photovoltaic | 3 | IPP Non-CHP
59242 | Beverly | BVRLY | Solar Photovoltaic | 2 | IPP Non-CHP
59248 | CCMUA | CCMUA | Solar Photovoltaic | 1.5 | IPP Non-CHP
59254 | Johnston LFG Turbine Plant | GENS1 | Landfill Gas | 10 | IPP Non-CHP
59254 | Johnston LFG Turbine Plant | GENT1 | Landfill Gas | 6 | IPP Non-CHP
59254 | Johnston LFG Turbine Plant | GENT2 | Landfill Gas | 6 | IPP Non-CHP
59254 | Johnston LFG Turbine Plant | GENT3 | Landfill Gas | 6 | IPP Non-CHP
59254 | Johnston LFG Turbine Plant | GENT4 | Landfill Gas | 6 | IPP Non-CHP
59255 | Osprey Point RES | 1 | Other Gases | 3.3 | Electric Utility
59255 | Osprey Point RES | 2 | Other Gases | 3.3 | Electric Utility
59255 | Osprey Point RES | 3 | Other Gases | 3.3 | Electric Utility
59255 | Osprey Point RES | 4 | Other Gases | 3.3 | Electric Utility
59256 | Vaca Dixon Battery Storage System | BAT1 | Batteries | 2 | Electric Utility
59257 | Yerba Buena | YB1 | Batteries | 4 | Electric Utility
59260 | Hidden View Dairy, LLC | HV1 | Other Waste Biomass | 0.9 | Industrial Non-CHP
59260 | Hidden View Dairy, LLC | HV2 | Other Waste Biomass | 0.4 | Industrial Non-CHP
59261 | Verizon-Torrance | VZ300 | Other Natural Gas | 1 | IPP Non-CHP
59262 | Lancaster Little Rock | LLRC | Solar Photovoltaic | 5 | IPP Non-CHP
59265 | Merced Solar LLC | PV8 | Solar Photovoltaic | 1.5 | IPP Non-CHP
59267 | Mission Solar LLC | PV9 | Solar Photovoltaic | 1.5 | IPP Non-CHP
59268 | Hollister Solar LLC | PV10 | Solar Photovoltaic | 1.5 | IPP Non-CHP
59269 | Victor Mesa Linda B2 | VMLB2 | Solar Photovoltaic | 1.5 | IPP Non-CHP
59270 | Victor Mesa Linda C2 | VMLC2 | Solar Photovoltaic | 1.5 | IPP Non-CHP
59271 | Victor Mesa Linda D2 | VMLD2 | Solar Photovoltaic | 1.5 | IPP Non-CHP
59272 | Victor Mesa Linda E2 | VMLE2 | Solar Photovoltaic | 1.5 | IPP Non-CHP
59273 | SEPV Palmdale East | PALME | Solar Photovoltaic | 10 | IPP Non-CHP
59274 | Sutter Greeworks LLC | SUTTG | Solar Photovoltaic | 5 | IPP Non-CHP
59275 | Sterlington Greenworks LLC | STERG | Solar Photovoltaic | 1.3 | IPP Non-CHP
59277 | Medford WWTP | MED1 | Solar Photovoltaic | 1.3 | IPP Non-CHP
59278 | Reeves South | REEV1 | Solar Photovoltaic | 1 | IPP Non-CHP
59279 | Life Technologies - Pleasanton | LFT01 | Other Natural Gas | 1.1 | IPP Non-CHP
59280 | Kellogg's - San Jose | KLG00 | Other Natural Gas | 1.1 | IPP Non-CHP
59281 | eBay - South Jordan | EBY00 | Other Natural Gas | 9.8 | IPP Non-CHP
59282 | Green Machine | BBX00 | Other Natural Gas | 1.7 | IPP Non-CHP
59283 | California PV Energy at ISD WWTP | W4236 | Solar Photovoltaic | 1 | IPP Non-CHP
59284 | Mammoth Plains | GE1.7 | Onshore Wind Turbine | 199 | IPP Non-CHP
59295 | WED NK Green | NKG1 | Onshore Wind Turbine | 1.5 | IPP Non-CHP
59297 | Carrier Clinic | CARRI | Solar Photovoltaic | 1.5 | IPP Non-CHP
59300 | Hanford 1 and 2 | HAN1 | Solar Photovoltaic | 1.5 | IPP Non-CHP
59300 | Hanford 1 and 2 | HAN2 | Solar Photovoltaic | 1.5 | IPP Non-CHP
59310 | Black Oak Power Producers, LLC | GEN1 | Landfill Gas | 2 | IPP Non-CHP
59310 | Black Oak Power Producers, LLC | GEN2 | Landfill Gas | 2 | IPP Non-CHP
59311 | Seiling Wind I | SEIL1 | Onshore Wind Turbine | 199 | IPP Non-CHP
59312 | Seiling Wind II | SEIL2 | Onshore Wind Turbine | 98.6 | IPP Non-CHP
59318 | North Run | NRUN1 | Solar Photovoltaic | 5 | IPP Non-CHP
59319 | Rock Solid | ROCK1 | Solar Photovoltaic | 8 | IPP Non-CHP
59320 | Los Vientos Windpower III | GEN1 | Onshore Wind Turbine | 200 | IPP Non-CHP
59322 | Pumpjack Solar I | GEN1 | Solar Photovoltaic | 20 | IPP Non-CHP
59323 | Sacramento (SMUD) | SMUPV | Solar Photovoltaic | 1.5 | IPP Non-CHP
59324 | MCCo Solar Generating Facility | MCCO1 | Solar Photovoltaic | 1 | IPP Non-CHP
59327 | Marlboro Mushrooms Solar Field | GEN1 | Solar Photovoltaic | 1 | Industrial Non-CHP
59328 | Golden Acorn Casino | GAC1 | Onshore Wind Turbine | 1 | Commercial Non-CHP
59329 | City of Soledad Water Reclamation | SOL1 | Onshore Wind Turbine | 1 | IPP Non-CHP
59330 | Taylor Farms | TAY1 | Onshore Wind Turbine | 1 | IPP Non-CHP
59331 | Anheuser-Busch #2 | ANB2 | Onshore Wind Turbine | 1.6 | Industrial Non-CHP
59332 | Mesquite Creek Wind | MSCRK | Onshore Wind Turbine | 211.2 | IPP Non-CHP
59333 | Faison Solar | FAIS1 | Solar Photovoltaic | 2 | IPP Non-CHP
59334 | Catalina Solar 2, LLC | INV-1 | Solar Photovoltaic | 18 | IPP Non-CHP
59335 | MCLB Landfill Gas to Energy | GEN1 | Other Waste Biomass | 1.9 | IPP CHP
59337 | Harrell's Hill Solar Center LLC | HHS1 | Solar Photovoltaic | 5 | IPP Non-CHP
59338 | Sundevil Power Holdings - Gila River | CTG1 | Natural Gas Fired Combined Cycle | 174 | IPP Non-CHP
59338 | Sundevil Power Holdings - Gila River | CTG2 | Natural Gas Fired Combined Cycle | 174 | IPP Non-CHP
59338 | Sundevil Power Holdings - Gila River | CTG3 | Natural Gas Fired Combined Cycle | 174 | IPP Non-CHP
59338 | Sundevil Power Holdings - Gila River | CTG4 | Natural Gas Fired Combined Cycle | 174 | IPP Non-CHP
59338 | Sundevil Power Holdings - Gila River | ST10 | Natural Gas Fired Combined Cycle | 271 | IPP Non-CHP
59338 | Sundevil Power Holdings - Gila River | ST9 | Natural Gas Fired Combined Cycle | 271 | IPP Non-CHP
59339 | Quinto Solar PV Project | SSC13 | Solar Photovoltaic | 108 | IPP Non-CHP
59357 | Dorena Hydro-Electric Facility | FRNCS | Conventional Hydroelectric | 1.4 | IPP Non-CHP
59357 | Dorena Hydro-Electric Facility | KAPLN | Conventional Hydroelectric | 6.1 | IPP Non-CHP
59358 | Devens | MA2 | Solar Photovoltaic | 3 | IPP Non-CHP
59359 | SCE-Snowline-Duncan Road (North) | 10400 | Solar Photovoltaic | 1.5 | IPP Non-CHP
59360 | SCE-Snowline-Duncan Road (South) | 11113 | Solar Photovoltaic | 1 | IPP Non-CHP
59361 | Browne Solar LLC | PV1 | Solar Photovoltaic | 1.4 | IPP Non-CHP
59362 | Indian Hill Solar LLC | PV1 | Solar Photovoltaic | 1.4 | IPP Non-CHP
59363 | State Street Solar LLC | PV1 | Solar Photovoltaic | 1.4 | IPP Non-CHP
59364 | Plainfield One Solar LLC | PV1 | Solar Photovoltaic | 1.3 | IPP Non-CHP
59365 | 24 Applegate Solar LLC | PV1 | Solar Photovoltaic | 4.9 | IPP Non-CHP
59366 | G&S Wantage Solar LLC | PV1 | Solar Photovoltaic | 8.5 | IPP Non-CHP
59367 | Engelhard Solar LLC | PV1 | Solar Photovoltaic | 1.1 | IPP Non-CHP
59368 | Westborough Solar LLC | PV1 | Solar Photovoltaic | 2.2 | IPP Non-CHP
59369 | Lakewood Seven Solar LLC | PV1 | Solar Photovoltaic | 1 | IPP Non-CHP
59370 | 4 Applegate Solar LLC | PV1 | Solar Photovoltaic | 1.8 | IPP Non-CHP
59371 | 12 Applegate Solar LLC | PV1 | Solar Photovoltaic | 1.9 | IPP Non-CHP
59373 | Broshco Fabricated Products | 1 | Natural Gas Fired Combustion Turbine | 1.2 | Industrial CHP
59373 | Broshco Fabricated Products | 2 | Natural Gas Fired Combustion Turbine | 1.2 | Industrial CHP
59373 | Broshco Fabricated Products | 3 | Natural Gas Fired Combustion Turbine | 1.2 | Industrial CHP
59373 | Broshco Fabricated Products | 4 | Natural Gas Fired Combustion Turbine | 1.1 | Industrial CHP
59374 | Old Mill Solar | OMSLR | Solar Photovoltaic | 5 | IPP Non-CHP
59375 | Rose Hill | ROSE1 | Solar Photovoltaic | 2 | IPP Non-CHP
59376 | Dunn | DUNN1 | Solar Photovoltaic | 2 | IPP Non-CHP
59377 | Town of Cary | CARY1 | Solar Photovoltaic | 1.5 | IPP Non-CHP
59378 | Helios Plaza CHP Plant | GEN1 | Natural Gas Fired Combustion Turbine | 4.6 | IPP CHP
59379 | Wapsie Valley Creamery Back Up Generator | 1 | Petroleum Liquids | 1.8 | Industrial Non-CHP
59380 | Wildwood Solar I, LLC | WLD1 | Solar Photovoltaic | 19.5 | IPP Non-CHP
59381 | The Methodist Hospital, Gas Turbine | GT-1 | Natural Gas Fired Combustion Turbine | 5 | Commercial CHP
59382 | Paisley Geothermal Generating Plant | SVEP1 | Geothermal | 3.7 | Electric Utility
59383 | East Kansas Agri-Energy, LLC | KATO | All Other | 2 | Industrial Non-CHP
59384 | South Plains Wind Phase I | 1 | Onshore Wind Turbine | 200 | IPP Non-CHP
59390 | True North | TNE1 | Solar Photovoltaic | 4.8 | IPP Non-CHP
59392 | Blue Ridge Generating | GEN1 | Landfill Gas | 1.6 | IPP Non-CHP
59393 | Eubank Landfill Solar Array | ESNM1 | Solar Photovoltaic | 2 | IPP Non-CHP
59394 | Grafton Solar | KRS03 | Solar Photovoltaic | 1.5 | IPP Non-CHP
59395 | City of Tulare Water Facility | C2550 | Other Waste Biomass | 0.5 | Commercial CHP
59395 | City of Tulare Water Facility | DFC30 | Other Waste Biomass | 1.4 | Commercial CHP
59395 | City of Tulare Water Facility | PV302 | Solar Photovoltaic | 0.1 | Commercial CHP
59395 | City of Tulare Water Facility | SC500 | Solar Photovoltaic | 1 | Commercial CHP
59396 | Shaffer | SHF01 | Solar Photovoltaic | 5 | IPP Non-CHP
59404 | Searchlight Solar | 1 | Solar Photovoltaic | 17.5 | IPP Non-CHP
59405 | Diamond Valley Solar Project | PV11 | Solar Photovoltaic | 1.3 | IPP Non-CHP
59406 | Facile Solar | SYS1 | Solar Photovoltaic | 2 | IPP Non-CHP
59407 | Newman Solar | NEW1 | Solar Photovoltaic | 10.5 | IPP Non-CHP
59408 | Shafter Solar LLC | 1 | Solar Photovoltaic | 20 | IPP Non-CHP
59409 | Madelyn Solar, LLC | SNL17 | Solar Photovoltaic | 1 | IPP Non-CHP
59410 | Rudy Solar, LLC | SNL19 | Solar Photovoltaic | 1.5 | IPP Non-CHP
59411 | Mitchell Solar, LLC | SNL18 | Solar Photovoltaic | 1.5 | IPP Non-CHP
59412 | Algonquin SKIC20 Solar LLC | SKI20 | Solar Photovoltaic | 20 | IPP Non-CHP
59413 | Corcoran Solar 2 | C2CA | Solar Photovoltaic | 19.8 | IPP Non-CHP
59414 | Atwell Island West Solar | AWCA | Solar Photovoltaic | 20 | IPP Non-CHP
59415 | Backus Microgrid Project | BMP1 | Petroleum Liquids | 2.6 | Electric Utility
59415 | Backus Microgrid Project | BMP2 | Petroleum Liquids | 2.6 | Electric Utility
59415 | Backus Microgrid Project | BMP3 | Petroleum Liquids | 2.6 | Electric Utility
59415 | Backus Microgrid Project | BMP4 | Petroleum Liquids | 2.6 | Electric Utility
59416 | Anaheim Solar Energy Plant | PV1 | Solar Photovoltaic | 2.1 | Electric Utility
59417 | Pleasant Hill Wind Energy Project | WT1 | Onshore Wind Turbine | 20 | IPP Non-CHP
59421 | SCE-Snowline-White Road (South) | 11111 | Solar Photovoltaic | 1.5 | IPP Non-CHP
59422 | SCE-Snowline-White Road (North) | 10401 | Solar Photovoltaic | 1.5 | IPP Non-CHP
59423 | SCE-Snowline-White Rd (Central) | 10402 | Solar Photovoltaic | 1.5 | IPP Non-CHP
59424 | IND Solar Farm (Phase IIA) | IND2A | Solar Photovoltaic | 7.5 | IPP Non-CHP
59425 | Zimmerman Energy | ZE-#1 | Landfill Gas | 2 | IPP Non-CHP
59425 | Zimmerman Energy | ZE-#2 | Landfill Gas | 2 | IPP Non-CHP
59425 | Zimmerman Energy | ZE-#3 | Landfill Gas | 2 | IPP Non-CHP
59426 | GKS Solar | GKS1 | Solar Photovoltaic | 5 | IPP Non-CHP
59427 | Two Mile Solar | TMS1 | Solar Photovoltaic | 5 | IPP Non-CHP
59428 | Baker Creek Hydroelectric | GENE1 | Conventional Hydroelectric | 1.4 | IPP Non-CHP
59428 | Baker Creek Hydroelectric | GENE2 | Conventional Hydroelectric | 0.1 | IPP Non-CHP
59429 | Downs Farm Solar | DOWN1 | Solar Photovoltaic | 5 | IPP Non-CHP
59430 | NRG Solar Las Vegas MB-1 | MB-1 | Solar Photovoltaic | 5 | IPP Non-CHP
59431 | Sierra Solar Greenworks | SSG1 | Solar Photovoltaic | 20 | IPP Non-CHP
59432 | Duke Building 87 | DUK87 | Solar Photovoltaic | 2.7 | IPP Non-CHP
59433 | Duke Building 98 | DUK98 | Solar Photovoltaic | 2.7 | IPP Non-CHP
59434 | Duke Building 129 | DU129 | Solar Photovoltaic | 3.4 | IPP Non-CHP
59435 | Oak Tree Energy | OTE14 | Onshore Wind Turbine | 19.5 | IPP Non-CHP
59436 | Lennon Generating | 10 | Landfill Gas | 1.6 | IPP Non-CHP
59436 | Lennon Generating | 3 | Landfill Gas | 0.8 | IPP Non-CHP
59436 | Lennon Generating | 4 | Landfill Gas | 0.8 | IPP Non-CHP
59436 | Lennon Generating | 5 | Landfill Gas | 0.8 | IPP Non-CHP
59436 | Lennon Generating | 6 | Landfill Gas | 0.8 | IPP Non-CHP
59436 | Lennon Generating | 7 | Landfill Gas | 1.6 | IPP Non-CHP
59436 | Lennon Generating | 8 | Landfill Gas | 1.6 | IPP Non-CHP
59436 | Lennon Generating | 9 | Landfill Gas | 1.6 | IPP Non-CHP
59437 | Stillwater B | SWB-1 | Conventional Hydroelectric | 0.8 | IPP Non-CHP
59437 | Stillwater B | SWB-2 | Conventional Hydroelectric | 0.8 | IPP Non-CHP
59437 | Stillwater B | SWB-3 | Conventional Hydroelectric | 0.8 | IPP Non-CHP
59438 | Orono B | ORB-1 | Conventional Hydroelectric | 1.3 | IPP Non-CHP
59438 | Orono B | ORB-2 | Conventional Hydroelectric | 1.3 | IPP Non-CHP
59438 | Orono B | ORB-3 | Conventional Hydroelectric | 1.3 | IPP Non-CHP
59439 | COC Surry LFG, LLC | UNIT1 | Landfill Gas | 1.6 | IPP Non-CHP
59440 | Adelanto Solar II, LLC | SAS | Solar Photovoltaic | 7 | IPP Non-CHP
59441 | Adelanto Solar, LLC | SAS | Solar Photovoltaic | 20 | IPP Non-CHP
59442 | Logans Gap Wind LLC | 1 | Onshore Wind Turbine | 200.1 | IPP Non-CHP
59443 | TA-Acacia, LLC | WAS1 | Solar Photovoltaic | 20 | IPP Non-CHP
59444 | SR85 | PV1 | Solar Photovoltaic | 10 | Electric Utility
59445 | St. Albans SPEED Project | PV1 | Solar Photovoltaic | 2 | IPP Non-CHP
59446 | Cranbury | CRANB | Solar Photovoltaic | 5 | IPP Non-CHP
59447 | Pacific Rim Dairy Digester | 00001 | Other Waste Biomass | 1 | IPP Non-CHP
59448 | Waxdale | CGEN1 | Landfill Gas | 3.5 | Industrial CHP
59448 | Waxdale | CGEN2 | Natural Gas Fired Combustion Turbine | 3.5 | Industrial CHP
59448 | Waxdale | WEC01 | Onshore Wind Turbine | 1.5 | Industrial CHP
59448 | Waxdale | WEC02 | Onshore Wind Turbine | 1.5 | Industrial CHP
59449 | Decatur County Solar Project | DCSP1 | Solar Photovoltaic | 20 | IPP Non-CHP
59450 | Decatur Parkway Solar Project, LLC | DPSP1 | Solar Photovoltaic | 80 | IPP Non-CHP
59451 | CBC Solar Energy Gen Fac Phase 2 | PV2 | Solar Photovoltaic | 2.5 | IPP Non-CHP
59452 | East. Michigan Univ. Heating Plant | COGEN | Natural Gas Fired Combustion Turbine | 3.5 | Commercial CHP
59453 | Albany Medical Ctr Cogen Plant | GTG1 | Natural Gas Fired Combustion Turbine | 4.6 | Commercial CHP
59454 | Valencia Solar | VALEN | Solar Photovoltaic | 10 | IPP Non-CHP
59455 | Tech Park Solar | TECHP | Solar Photovoltaic | 5 | IPP Non-CHP
59456 | P Plant | P-TG4 | Natural Gas Fired Combustion Turbine | 4.6 | Commercial CHP
59456 | P Plant | P-TG5 | Natural Gas Fired Combustion Turbine | 4.6 | Commercial CHP
59457 | Q Plant | Q-TG1 | Natural Gas Fired Combustion Turbine | 4.6 | Commercial CHP
59458 | W Plant | W-TG1 | Natural Gas Fired Combustion Turbine | 4.6 | Commercial CHP
59459 | Hickory Ridge Landfill Solar Project | 5088 | Solar Photovoltaic | 1 | IPP Non-CHP
59460 | Kay Wind, LLC | KNG1 | Onshore Wind Turbine | 299 | IPP Non-CHP
59462 | Denver Intl Airport IV Solar | DIA4 | Solar Photovoltaic | 1.5 | IPP Non-CHP
59463 | Ayers Village Solar | 1 | Solar Photovoltaic | 2 | IPP Non-CHP
59464 | Monson Solar | 2 | Solar Photovoltaic | 3 | IPP Non-CHP
59465 | Sullivan Solar | 1 | Solar Photovoltaic | 1.5 | IPP Non-CHP
59466 | Winchendon Solar | 3 | Solar Photovoltaic | 1.9 | IPP Non-CHP
59467 | Coldwater Peaking Plant | GEN1 | Natural Gas Internal Combustion Engine | 4.3 | Electric Utility
59467 | Coldwater Peaking Plant | GEN2 | Natural Gas Internal Combustion Engine | 4.3 | Electric Utility
59467 | Coldwater Peaking Plant | GEN3 | Natural Gas Internal Combustion Engine | 4.3 | Electric Utility
59468 | KS Solar Six LLC | HUBB | Solar Photovoltaic | 2.5 | IPP Non-CHP
59469 | Alamo Solar | ALAMO | Solar Photovoltaic | 20 | IPP Non-CHP
59470 | Cornell Snyder Road Solar Array | CSR1 | Solar Photovoltaic | 1.8 | IPP Non-CHP
59472 | Ft. Churchill PV | NVC7 | Solar Photovoltaic | 19.9 | Commercial Non-CHP
59474 | Apple Data Center PV3 | DCPV3 | Solar Photovoltaic | 17.5 | Commercial Non-CHP
59475 | Palo Duro Wind | GE1.7 | Onshore Wind Turbine | 249.9 | IPP Non-CHP
59476 | Clarendon Solar Farm | VT001 | Solar Photovoltaic | 2 | IPP Non-CHP
59477 | Claire Solar Farm | CSF1 | Solar Photovoltaic | 2.2 | IPP Non-CHP
59478 | IMPA Richmond Solar Park | SRICH | Solar Photovoltaic | 1 | Electric Utility
59479 | IMPA Frankton Solar Park | SFRAN | Solar Photovoltaic | 1 | Electric Utility
59480 | IMPA Rensselaer Solar Park | SRENS | Solar Photovoltaic | 1 | Electric Utility
59481 | IMPA Peru Solar Park | SPERU | Solar Photovoltaic | 3 | Electric Utility
59482 | IMPA Tell City Solar Park | STELL | Solar Photovoltaic | 1 | Electric Utility
59483 | IMPA Crawfordsville Solar Park | SCRAW | Solar Photovoltaic | 3 | Electric Utility
59484 | Hadley Solar, LLC | PV1 | Solar Photovoltaic | 3 | IPP Non-CHP
59485 | 265 Pleasant Solar NG, LLC | PV2 | Solar Photovoltaic | 1.2 | IPP Non-CHP
59487 | Highwater Solar I | HIGHW | Solar Photovoltaic | 4.9 | IPP Non-CHP
59489 | Anthony Wayne Solar #1 | AWS1 | Solar Photovoltaic | 1.7 | IPP Non-CHP
59495 | Antares-GRE 314 East Lyme LLC | GRE01 | Solar Photovoltaic | 4 | IPP Non-CHP
59496 | BYUI Central Energy Facility | ST601 | Natural Gas Fired Combustion Turbine | 5.6 | Commercial CHP
59497 | Andrew Solar | PV1 | Solar Photovoltaic | 5 | IPP Non-CHP
59498 | Tracy Solar | PV1 | Solar Photovoltaic | 10 | IPP Non-CHP
59500 | Sarah Solar | SARAH | Solar Photovoltaic | 5 | IPP Non-CHP
59501 | Nitro Solar | NITRO | Solar Photovoltaic | 5 | IPP Non-CHP
59502 | Melinda Solar | PV1 | Solar Photovoltaic | 5 | IPP Non-CHP
59504 | Porter Solar | PV1 | Solar Photovoltaic | 5 | IPP Non-CHP
59505 | Sun Devil Solar | PV1 | Solar Photovoltaic | 5 | IPP Non-CHP
59506 | Quincy Solar | PV1 | Solar Photovoltaic | 4 | IPP Non-CHP
59519 | Old Catawba PV 1 | OLDC | Solar Photovoltaic | 3.5 | IPP Non-CHP
59521 | Little River PV 1 | LTLRV | Solar Photovoltaic | 5 | IPP Non-CHP
59526 | Whitakers | WHIT1 | Solar Photovoltaic | 12 | IPP Non-CHP
59527 | Kelford | KELF1 | Solar Photovoltaic | 20 | IPP Non-CHP
59529 | Bannock County LFG to Energy | GEN1 | Landfill Gas | 1.6 | Commercial Non-CHP
59530 | Pasquotank | PASQ1 | Solar Photovoltaic | 20 | IPP Non-CHP
59533 | Princeton | PRCTN | Solar Photovoltaic | 5 | IPP Non-CHP
59534 | 4Oaks | 4OAKS | Solar Photovoltaic | 5 | IPP Non-CHP
59535 | SR Hazlehurst | HAZLE | Solar Photovoltaic | 20 | IPP Non-CHP
59536 | Coronus Adelanto West 1 | AWI | Solar Photovoltaic | 1.5 | IPP Non-CHP
59537 | Coronus Adelanto West 2 | AW2 | Solar Photovoltaic | 1.5 | IPP Non-CHP
59539 | Park Meridian #1 | 1 | Solar Photovoltaic | 1.5 | IPP Non-CHP
59540 | Rancho Cucamonga Dist #1 | 2 | Solar Photovoltaic | 1.8 | IPP Non-CHP
59541 | Terra Francesco | 3 | Solar Photovoltaic | 1.5 | IPP Non-CHP
59543 | Acton Solar Landfill | ACTON | Solar Photovoltaic | 1.6 | Commercial Non-CHP
59544 | Parlin Solar LLC | PV1 | Solar Photovoltaic | 1.3 | IPP Non-CHP
59545 | Springfield Solar LLC | PV1 | Solar Photovoltaic | 1.5 | IPP Non-CHP
59546 | Beaver Solar LLC | PV1 | Solar Photovoltaic | 1.3 | IPP Non-CHP
59548 | Creswell Alligood Solar, LLC | CRES1 | Solar Photovoltaic | 14 | IPP Non-CHP
59549 | Everetts Wildcat Solar, LLC | EVER1 | Solar Photovoltaic | 5 | IPP Non-CHP
59550 | Putah Creek Solar Farm | PCSF | Solar Photovoltaic | 2 | IPP Non-CHP
59551 | FLS Solar 200, LLC | FLS1 | Solar Photovoltaic | 4.3 | IPP Non-CHP
59552 | FLS Solar 170, LLC | FLS1 | Solar Photovoltaic | 2 | IPP Non-CHP
59553 | Innovative Solar 14, LLC | FLS1 | Solar Photovoltaic | 2 | IPP Non-CHP
59554 | Innovative Solar 15, LLC | FLS1 | Solar Photovoltaic | 1.7 | IPP Non-CHP
59555 | Vega Solar | VEGA1 | Solar Photovoltaic | 20 | IPP Non-CHP
59556 | Dalton 2 | 1 | Solar Photovoltaic | 5.5 | Electric Utility
59558 | Sandoval Solar Energy Center | SSEC1 | Solar Photovoltaic | 6.1 | Electric Utility
59559 | Clean Fuel Dane Community Digester | GEN#1 | Other Waste Biomass | 1 | IPP CHP
59559 | Clean Fuel Dane Community Digester | GEN#2 | Other Waste Biomass | 1 | IPP CHP
59560 | Springer Solar 1 | SPRG1 | Solar Photovoltaic | 1 | Electric Utility
59561 | Crockett Farm | PV1 | Solar Photovoltaic | 5 | IPP Non-CHP
59562 | Eastover Farm | PV1 | Solar Photovoltaic | 5 | IPP Non-CHP
59563 | Foxfire Solar Farm | PV1 | Solar Photovoltaic | 5 | IPP Non-CHP
59564 | Hutchinson Farm | PV1 | Solar Photovoltaic | 5 | IPP Non-CHP
59566 | Ashley Solar Farm | PV1 | Solar Photovoltaic | 4 | IPP Non-CHP
59573 | Tisbury Landfill Solar | TIS1 | Solar Photovoltaic | 1.1 | IPP Non-CHP
59574 | Southeast Berrien Generating Facility | SBL | Landfill Gas | 4.8 | IPP Non-CHP
59575 | Manway Solar Farm | PV1 | Solar Photovoltaic | 5 | IPP Non-CHP
59577 | Misenheimer Farm | PV1 | Solar Photovoltaic | 5 | IPP Non-CHP
59579 | Franklin Solar 2 | PV1 | Solar Photovoltaic | 2 | IPP Non-CHP
59581 | Stout Farm | PV1 | Solar Photovoltaic | 5 | IPP Non-CHP
59586 | Woodland Church Farm | PV1 | Solar Photovoltaic | 5 | IPP Non-CHP
59587 | Yadkin 601 Farm | PV1 | Solar Photovoltaic | 3 | IPP Non-CHP
59595 | Stikeleather Farm | PV1 | Solar Photovoltaic | 5 | IPP Non-CHP
59597 | Colton Solar One, LLC | CS001 | Solar Photovoltaic | 2.5 | IPP Non-CHP
59598 | Colton Solar Two, LLC | CS002 | Solar Photovoltaic | 1 | IPP Non-CHP
59601 | L&D Landfill Solar | L&D | Solar Photovoltaic | 10 | Electric Utility
59603 | Walters Solar (FLS 260) | FLS1 | Solar Photovoltaic | 5 | IPP Non-CHP
59604 | Stagecoach Solar | FLS1 | Solar Photovoltaic | 5 | IPP Non-CHP
59605 | Vicksburg Solar | FLS1 | Solar Photovoltaic | 5 | IPP Non-CHP
59606 | Soul City Solar | FLS1 | Solar Photovoltaic | 3.5 | IPP Non-CHP
59607 | Maricopa West Solar | MWS | Solar Photovoltaic | 20 | IPP Non-CHP
59610 | AP North Lake I, LP | APNLI | Solar Photovoltaic | 20 | IPP Non-CHP
59611 | LKL BLBD, LLC | LKLBB | Solar Photovoltaic | 6 | IPP Non-CHP
59613 | Town of Williamson Landfill PV | TWLL | Solar Photovoltaic | 1.2 | Commercial Non-CHP
59618 | Meadow Lake Solar Energy Center | MLK | Solar Photovoltaic | 9.1 | Electric Utility
59619 | Cibola | CBLA | Solar Photovoltaic | 7.6 | Electric Utility
59620 | South Milford Solar Plant | SMS1 | Solar Photovoltaic | 2.9 | IPP Non-CHP
59621 | TX Jumbo Road Wind | JRWND | Onshore Wind Turbine | 299.7 | IPP Non-CHP
59623 | Clarkson Solar | CSPV | Solar Photovoltaic | 2 | IPP Non-CHP
59624 | Twiss Street Solar | PV1 | Solar Photovoltaic | 1.5 | IPP Non-CHP
59625 | Chicopee River Solar | PV1 | Solar Photovoltaic | 2 | IPP Non-CHP
59626 | Chicopee Granby Road Solar | PV1 | Solar Photovoltaic | 1.6 | IPP Non-CHP
59627 | Harmony | HRMNY | Solar Photovoltaic | 3 | IPP Non-CHP
59628 | Hanover | HNOVR | Solar Photovoltaic | 5 | IPP Non-CHP
59630 | CentraState Medical Center PV Facility | CS | Solar Photovoltaic | 6.3 | Commercial Non-CHP
59631 | Imclone Solar Electric Facility | IM | Solar Photovoltaic | 10 | Commercial Non-CHP
59632 | Midwest Energy Community Solar Array | 1036 | Solar Photovoltaic | 1 | IPP Non-CHP
59633 | Kettleman Solar -Centaurus | KS | Solar Photovoltaic | 20 | IPP Non-CHP
59634 | Sandstone Solar | SNDST | Solar Photovoltaic | 45 | IPP Non-CHP
59635 | Clinton LFGTE | 1 | Landfill Gas | 1.6 | Electric Utility
59635 | Clinton LFGTE | 2 | Landfill Gas | 1.6 | Electric Utility
59636 | Charlton Solar I | 37021 | Solar Photovoltaic | 4.4 | IPP Non-CHP
59637 | Adams Wind | ADWF | Onshore Wind Turbine | 4.7 | Electric Utility
59637 | Adams Wind | ADWF2 | Onshore Wind Turbine | 42.2 | Electric Utility
59637 | Adams Wind | ADWF3 | Onshore Wind Turbine | 56.3 | Electric Utility
59638 | Coronal Lost Hills | CLH | Solar Photovoltaic | 20 | IPP Non-CHP
59639 | Lightolier Wind I Turbine | LIGHT | Onshore Wind Turbine | 2 | Industrial Non-CHP
59645 | Mt Olive Solar 1 | FLS1 | Solar Photovoltaic | 5 | IPP Non-CHP
59646 | FLS Solar 230 (Warren) | FLS1 | Solar Photovoltaic | 4.8 | IPP Non-CHP
59649 | Nelson Gardens Landfill Gas to Energy | UNIT1 | Landfill Gas | 1.1 | IPP Non-CHP
59649 | Nelson Gardens Landfill Gas to Energy | UNIT2 | Landfill Gas | 1.1 | IPP Non-CHP
59649 | Nelson Gardens Landfill Gas to Energy | UNIT3 | Landfill Gas | 1.1 | IPP Non-CHP
59649 | Nelson Gardens Landfill Gas to Energy | UNIT4 | Landfill Gas | 1.1 | IPP Non-CHP
59650 | CII Methane Management III LFG Plant | GEN1 | Landfill Gas | 1.6 | IPP Non-CHP
59651 | Forever 21 Retail, Inc. | W4161 | Solar Photovoltaic | 1.7 | IPP Non-CHP
59652 | Nordhoff Place | W4162 | Solar Photovoltaic | 1.2 | IPP Non-CHP
59653 | City of Truth or Consequences PV | COTC | Solar Photovoltaic | 1.9 | IPP Non-CHP
59654 | Sendero Wind Energy | 1 | Onshore Wind Turbine | 78 | IPP Non-CHP
59655 | Campbell County Wind Farm | CCWF1 | Onshore Wind Turbine | 97.8 | IPP Non-CHP
59657 | Imperial Valley Solar Co (IVSC) 2 | IVSC2 | Solar Photovoltaic | 20 | IPP Non-CHP
59658 | SPI Anderson 2 | GEN1 | Wood/Wood Waste Biomass | 30.2 | Industrial CHP
59660 | Washington City Electric Generation | 3 | Natural Gas Internal Combustion Engine | 2 | Electric Utility
59660 | Washington City Electric Generation | 4 | Natural Gas Internal Combustion Engine | 2 | Electric Utility
59660 | Washington City Electric Generation | 9 | Natural Gas Internal Combustion Engine | 2 | Electric Utility
59664 | City of West Plains Power Station | UNIT1 | Natural Gas Fired Combustion Turbine | 25.6 | Electric Utility
59664 | City of West Plains Power Station | UNIT2 | Natural Gas Fired Combustion Turbine | 21.8 | Electric Utility
59667 | Innovative Solar 48 | IS048 | Solar Photovoltaic | 4.9 | IPP Non-CHP
59670 | Innovative Solar 23 | IS023 | Solar Photovoltaic | 1.9 | IPP Non-CHP
59675 | Innovative Solar 44 | IS044 | Solar Photovoltaic | 4.9 | IPP Non-CHP
59682 | Main Street Solar Project | MS258 | Solar Photovoltaic | 1.5 | IPP Non-CHP
59683 | GM Lordstown Assembly Solar Array | 12345 | Solar Photovoltaic | 2.2 | Industrial Non-CHP
59686 | Sarasota County LFGTE Facility | LESF1 | Landfill Gas | 1.6 | IPP Non-CHP
59686 | Sarasota County LFGTE Facility | LESF2 | Landfill Gas | 1.6 | IPP Non-CHP
59686 | Sarasota County LFGTE Facility | LESF3 | Landfill Gas | 1.6 | IPP Non-CHP
59686 | Sarasota County LFGTE Facility | LESF4 | Landfill Gas | 1.6 | IPP Non-CHP
59687 | Sun Harvest Solar NDP1 | NDP1 | Solar Photovoltaic | 1.5 | IPP Non-CHP
59688 | Wake County LFG Facility | E1 | Landfill Gas | 0.3 | IPP Non-CHP
59688 | Wake County LFG Facility | E10 | Landfill Gas | 0.3 | IPP Non-CHP
59688 | Wake County LFG Facility | E11 | Landfill Gas | 0.3 | IPP Non-CHP
59688 | Wake County LFG Facility | E12 | Landfill Gas | 0.3 | IPP Non-CHP
59688 | Wake County LFG Facility | E13 | Landfill Gas | 0.3 | IPP Non-CHP
59688 | Wake County LFG Facility | E14 | Landfill Gas | 0.3 | IPP Non-CHP
59688 | Wake County LFG Facility | E15 | Landfill Gas | 0.3 | IPP Non-CHP
59688 | Wake County LFG Facility | E16 | Landfill Gas | 0.3 | IPP Non-CHP
59688 | Wake County LFG Facility | E17 | Landfill Gas | 0.3 | IPP Non-CHP
59688 | Wake County LFG Facility | E18 | Landfill Gas | 0.3 | IPP Non-CHP
59688 | Wake County LFG Facility | E19 | Landfill Gas | 0.3 | IPP Non-CHP
59688 | Wake County LFG Facility | E2 | Landfill Gas | 0.3 | IPP Non-CHP
59688 | Wake County LFG Facility | E20 | Landfill Gas | 0.3 | IPP Non-CHP
59688 | Wake County LFG Facility | E21 | Landfill Gas | 0.3 | IPP Non-CHP
59688 | Wake County LFG Facility | E22 | Landfill Gas | 0.3 | IPP Non-CHP
59688 | Wake County LFG Facility | E23 | Landfill Gas | 0.3 | IPP Non-CHP
59688 | Wake County LFG Facility | E24 | Landfill Gas | 0.3 | IPP Non-CHP
59688 | Wake County LFG Facility | E3 | Landfill Gas | 0.3 | IPP Non-CHP
59688 | Wake County LFG Facility | E4 | Landfill Gas | 0.3 | IPP Non-CHP
59688 | Wake County LFG Facility | E5 | Landfill Gas | 0.3 | IPP Non-CHP
59688 | Wake County LFG Facility | E6 | Landfill Gas | 0.3 | IPP Non-CHP
59688 | Wake County LFG Facility | E7 | Landfill Gas | 0.3 | IPP Non-CHP
59688 | Wake County LFG Facility | E8 | Landfill Gas | 0.3 | IPP Non-CHP
59688 | Wake County LFG Facility | E9 | Landfill Gas | 0.3 | IPP Non-CHP
59692 | NBC Field's Point Wind Farm | FPWTG | Onshore Wind Turbine | 4.5 | Commercial Non-CHP
59694 | Aspen Solar, LLC | GEN1 | Solar Photovoltaic | 5 | IPP Non-CHP
59702 | Pavant Solar, LLC | 1 | Solar Photovoltaic | 50 | IPP Non-CHP
59704 | JC-Biomethane, LLC | JCBIO | Other Waste Biomass | 1.6 | IPP CHP
59706 | BRE | NB005 | Solar Photovoltaic | 5 | IPP Non-CHP
59709 | St. Paul Intl Airport Red & Blue Parking | PV1 | Solar Photovoltaic | 2.3 | IPP Non-CHP
59710 | Sand Valley Power Station | GMA | Landfill Gas | 1.6 | IPP Non-CHP
59710 | Sand Valley Power Station | GMB | Landfill Gas | 1.6 | IPP Non-CHP
59710 | Sand Valley Power Station | GMC | Landfill Gas | 1.6 | IPP Non-CHP
59711 | CII Methane Management IV, LLC | GEN1 | Landfill Gas | 1.6 | IPP Non-CHP
59714 | IKEA St. Louis 410 | IK410 | Solar Photovoltaic | 1 | Commercial Non-CHP
59715 | DD Hay Road Solar 23 LLC | PV1 | Solar Photovoltaic | 1.2 | IPP Non-CHP
59717 | Framingham State University Plant | ACPV | Solar Photovoltaic | 0.7 | Commercial Non-CHP
59717 | Framingham State University Plant | CCPV | Solar Photovoltaic | 0.3 | Commercial Non-CHP
59717 | Framingham State University Plant | HA | Petroleum Liquids | 0.2 | Commercial Non-CHP
59717 | Framingham State University Plant | LIB | Petroleum Liquids | 0.3 | Commercial Non-CHP
59717 | Framingham State University Plant | MSC2 | Petroleum Liquids | 0.2 | Commercial Non-CHP
59717 | Framingham State University Plant | NORTH | Petroleum Liquids | 0.2 | Commercial Non-CHP
59717 | Framingham State University Plant | OC | Petroleum Liquids | 0.1 | Commercial Non-CHP
59717 | Framingham State University Plant | PP | Petroleum Liquids | 0.4 | Commercial Non-CHP
59717 | Framingham State University Plant | TOW1 | Petroleum Liquids | 0.2 | Commercial Non-CHP
59717 | Framingham State University Plant | TOW2 | Petroleum Liquids | 0.4 | Commercial Non-CHP
59719 | Charlotte Solar LLC VT | CS001 | Solar Photovoltaic | 2 | IPP Non-CHP
59722 | Seville 1 | SEV1 | Solar Photovoltaic | 20 | IPP Non-CHP
59723 | Seville 2 | SEV2 | Solar Photovoltaic | 30 | IPP Non-CHP
59724 | Scituate Wind | SCIWT | Onshore Wind Turbine | 1.5 | IPP Non-CHP
59725 | Fairhaven Wind | FHWTG | Onshore Wind Turbine | 3 | IPP Non-CHP
59727 | Bull Street Plant | GEN1 | Natural Gas Fired Combustion Turbine | 2 | Electric Utility
59728 | Substation 20 Plant | GEN1 | Natural Gas Fired Combustion Turbine | 2 | Electric Utility
59729 | Macon Solar Power Project | MSF1 | Solar Photovoltaic | 2.8 | IPP Non-CHP
59731 | Templeton | TEMPL | Solar Photovoltaic | 3 | IPP Non-CHP
59732 | Green Pastures Wind I | GPI | Onshore Wind Turbine | 150 | IPP Non-CHP
59733 | Green Pastures Wind II | GPII | Onshore Wind Turbine | 150 | IPP Non-CHP
59734 | Briscoe Wind Farm | BFW | Onshore Wind Turbine | 150 | IPP Non-CHP
59735 | Kirkwood Wind Turbine | KCC01 | Onshore Wind Turbine | 2.5 | IPP Non-CHP
59736 | Valentine Wind, LLC | 7772 | Onshore Wind Turbine | 1.9 | IPP Non-CHP
59738 | Citizen B | CSB | Solar Photovoltaic | 5 | IPP Non-CHP
59741 | Barton Solar Farm | BARTN | Solar Photovoltaic | 1.9 | IPP Non-CHP
59742 | Sunnyside Ranch Community Solar Array | HCE | Solar Photovoltaic | 1.5 | IPP Non-CHP
59743 | Chimes West Friendship (Nixon Farms) | 1 | Solar Photovoltaic | 1.5 | IPP Non-CHP
59744 | Lakeland Electric Co. (FL)-Airport 1 | 1 | Solar Photovoltaic | 2.7 | IPP Non-CHP
59745 | Leominster (MA)-South Street-R&D | 1 | Solar Photovoltaic | 3.5 | IPP Non-CHP
59746 | DSH (CA) - Coalinga State Hospital | 1 | Solar Photovoltaic | 2.6 | IPP Non-CHP
59748 | CDCR (CA) - Pleasant Valley State Prison | 1 | Solar Photovoltaic | 1.6 | IPP Non-CHP
59749 | UMES (MD) - Princess Anne | 1 | Solar Photovoltaic | 2.2 | IPP Non-CHP
59750 | Bourne (MA) - Holliston I | 1 | Solar Photovoltaic | 2.9 | IPP Non-CHP
59751 | Wilzig Associates, LLC | WILZG | Solar Photovoltaic | 1.2 | Commercial Non-CHP
59752 | BlueWave Capital - Grafton (SREC II) | 1 | Solar Photovoltaic | 1.3 | IPP Non-CHP
59754 | Lakeland Electric Co. (FL) - Aiport II | 1 | Solar Photovoltaic | 3.5 | IPP Non-CHP
59755 | Chester Power Partners | PVS1 | Solar Photovoltaic | 2.2 | IPP Non-CHP
59759 | Glades Pike Generation Plant | CAT1 | Landfill Gas | 1.6 | Commercial Non-CHP
59759 | Glades Pike Generation Plant | CAT2 | Landfill Gas | 1.6 | Commercial Non-CHP
59759 | Glades Pike Generation Plant | SOLAR | Landfill Gas | 3.3 | Commercial Non-CHP
59760 | Red Hill Solar Center, LLC | RHILL | Solar Photovoltaic | 5 | IPP Non-CHP
59761 | Van Slyke Solar Center, LLC | VSLYK | Solar Photovoltaic | 5 | IPP Non-CHP
59762 | Broadway Solar Center, LLC | BRDWY | Solar Photovoltaic | 5 | IPP Non-CHP
59763 | Robeson County LFG to Energy | GEN01 | Landfill Gas | 1 | Commercial Non-CHP
59763 | Robeson County LFG to Energy | GEN02 | Landfill Gas | 1 | Commercial Non-CHP
59765 | Stetson Road Solar - Barre I | BI | Solar Photovoltaic | 2 | IPP Non-CHP
59766 | Barre II Solar Project | BII | Solar Photovoltaic | 1.5 | IPP Non-CHP
59767 | Chester Solar Farm | CHSTR | Solar Photovoltaic | 4.8 | IPP Non-CHP
59768 | Concord Solar Farm | CMLP | Solar Photovoltaic | 1.5 | IPP Non-CHP
59769 | TIA Solar | 1 | Solar Photovoltaic | 1.6 | Electric Utility
59770 | IMPA Pendleton Solar Park | SPEND | Solar Photovoltaic | 2 | Electric Utility
59771 | Jefferson Solar Park | JSP01 | Solar Photovoltaic | 1 | IPP Non-CHP
59772 | KCP&L SmartGrid Innovation Park | 1 | Batteries | 1 | Electric Utility
59774 | BioTown Ag | ENG1 | Other Waste Biomass | 1 | Industrial CHP
59774 | BioTown Ag | ENG2 | Other Waste Biomass | 1 | Industrial CHP
59774 | BioTown Ag | ENG3 | Other Waste Biomass | 1 | Industrial CHP
59774 | BioTown Ag | ENG4 | Other Waste Biomass | 1 | Industrial CHP
59774 | BioTown Ag | ENG5 | Other Waste Biomass | 1 | Industrial CHP
59774 | BioTown Ag | ENG6 | Other Waste Biomass | 1 | Industrial CHP
59775 | Adams Farm Solar | ADAMS | Solar Photovoltaic | 3 | IPP Non-CHP
59776 | Heartland Community College | T01 | Onshore Wind Turbine | 1.7 | Commercial Non-CHP
59777 | RGS-Rutland VNM SREC II Project (MA) | 1 | Solar Photovoltaic | 2.6 | IPP Non-CHP
59778 | Eden Solar LLC | EDENS | Solar Photovoltaic | 47.7 | IPP Non-CHP
59779 | Davis Monthan AFB (AZ) West Airfield | 1 | Solar Photovoltaic | 12.6 | IPP Non-CHP
59780 | New Bedford (MA) Plymouth | 1 | Solar Photovoltaic | 4.3 | IPP Non-CHP
59781 | Upper Blackstone (MA) Treasure Valley | 1 | Solar Photovoltaic | 5 | IPP Non-CHP
59782 | Waynoka Gas Processing Plant | G1 | Natural Gas Internal Combustion Engine | 1.3 | Industrial Non-CHP
59782 | Waynoka Gas Processing Plant | G2 | Natural Gas Internal Combustion Engine | 1.3 | Industrial Non-CHP
59782 | Waynoka Gas Processing Plant | G3 | Natural Gas Internal Combustion Engine | 1.3 | Industrial Non-CHP
59783 | Croda Atlas Point CHP | 91197 | Landfill Gas | 1.1 | Industrial CHP
59783 | Croda Atlas Point CHP | 91198 | Landfill Gas | 1.1 | Industrial CHP
59784 | Gila River Power Block 3 | CTG5 | Natural Gas Fired Combined Cycle | 174 | Electric Utility
59784 | Gila River Power Block 3 | CTG6 | Natural Gas Fired Combined Cycle | 174 | Electric Utility
59784 | Gila River Power Block 3 | ST11 | Natural Gas Fired Combined Cycle | 271 | Electric Utility
59785 | Fremont Community Digester, LLC | 19001 | Other Waste Biomass | 2.9 | IPP CHP
59786 | Fiddler's Canyon #2 | FID2 | Solar Photovoltaic | 3 | IPP Non-CHP
59787 | Fiddler's Canyon #1 | FID1 | Solar Photovoltaic | 3 | IPP Non-CHP
59788 | Advance Stores Company, Inc | PV1 | Solar Photovoltaic | 1 | IPP Non-CHP
59789 | Millbrook School | PV1 | Solar Photovoltaic | 1.4 | IPP Non-CHP
59790 | Oregon University System Rabbit Field | PV1 | Solar Photovoltaic | 1.2 | IPP Non-CHP
59794 | Chicago West Side Energy Center | GEN1 | Natural Gas Fired Combustion Turbine | 3.5 | IPP CHP
59797 | Bayonne MUA- Leitner-Poma Wind Turbine | WT1 | Onshore Wind Turbine | 1.5 | IPP Non-CHP
59798 | Colon PV | W4172 | Solar Photovoltaic | 1.3 | IPP Non-CHP
59800 | Amazon San Bernardino | AMZ00 | Other Natural Gas | 1.1 | IPP Non-CHP
59801 | IBM Southbury | IBM00 | Other Natural Gas | 1.1 | IPP Non-CHP
59802 | Maxim | MXM00 | Other Natural Gas | 1.1 | IPP Non-CHP
59803 | Pixar - Emeryville | PXR00 | Other Natural Gas | 1.1 | IPP Non-CHP
59804 | Starbucks - Evolution Fresh | SBK00 | Other Natural Gas | 1.1 | IPP Non-CHP
59805 | Yahoo! - HQ | YAH00 | Other Natural Gas | 1.1 | IPP Non-CHP
59807 | Airport 1 Solar (DIA) | GBDIA | Solar Photovoltaic | 1.5 | IPP Non-CHP
59808 | Munster Landfill Gas-to-Energy | GEN1 | Landfill Gas | 1.1 | IPP Non-CHP
59809 | Mountain Home Energy Center | GEN1 | Natural Gas Internal Combustion Engine | 3.2 | IPP Non-CHP
59809 | Mountain Home Energy Center | GEN2 | Petroleum Liquids | 1.8 | IPP Non-CHP
59809 | Mountain Home Energy Center | GEN3 | Petroleum Liquids | 1.8 | IPP Non-CHP
59810 | Dairyland WTE Plant | GEN1 | Other Waste Biomass | 0.7 | IPP Non-CHP
59810 | Dairyland WTE Plant | GEN2 | Other Waste Biomass | 0.7 | IPP Non-CHP
59811 | Rockfish Solar LLC | GEN1 | Solar Photovoltaic | 10.3 | IPP Non-CHP
59815 | Granby LFG | GLFG1 | Landfill Gas | 3.2 | IPP Non-CHP
59816 | Nanticoke LFG | BR12 | Landfill Gas | 4 | IPP Non-CHP
59818 | Concord Farm | 1 | Solar Photovoltaic | 5.2 | IPP Non-CHP
59819 | Mohave Electric at Fort Mohave | PV1 | Solar Photovoltaic | 4.4 | IPP Non-CHP
59820 | Hunt Farm Solar | HUNTF | Solar Photovoltaic | 3 | IPP Non-CHP
59821 | 205 Sturbridge A | STURA | Solar Photovoltaic | 3 | IPP Non-CHP
59822 | 201 Sturbridge B | STURB | Solar Photovoltaic | 2 | IPP Non-CHP
59823 | INDY III | INDY3 | Solar Photovoltaic | 2.5 | IPP Non-CHP
59824 | Sweetgum Solar | 5732 | Solar Photovoltaic | 5 | IPP Non-CHP
59828 | Balsam | 5375 | Solar Photovoltaic | 5 | IPP Non-CHP
59831 | Royal Solar | FLS1 | Solar Photovoltaic | 4.9 | IPP Non-CHP
59832 | Kinston Solar | FLS1 | Solar Photovoltaic | 5 | IPP Non-CHP
59833 | Laurinburg Solar | FLS1 | Solar Photovoltaic | 5 | IPP Non-CHP
59834 | Indy Grocers | INGRO | Solar Photovoltaic | 1 | IPP Non-CHP
59835 | Newton Grove | GEN1 | Solar Photovoltaic | 1.9 | IPP Non-CHP
59837 | Slate Creek Wind Project LLC | GEN1 | Onshore Wind Turbine | 150 | IPP Non-CHP
59839 | Spring Hill Road | SHRD1 | Solar Photovoltaic | 1.9 | IPP Non-CHP
59841 | General Motors Corp at White Marsh MD | PV1 | Solar Photovoltaic | 1 | IPP Non-CHP
59842 | CNE at Cambridge MD | PV1 | Solar Photovoltaic | 3.2 | IPP Non-CHP
59843 | Georgia Power at Wadley GA | PV1 | Solar Photovoltaic | 1 | IPP Non-CHP
59844 | Munich Re Plaza | PZ1 | Solar Photovoltaic | 1.6 | Commercial Non-CHP
59844 | Munich Re Plaza | PZ2 | Solar Photovoltaic | 0.8 | Commercial Non-CHP
59845 | New River | E1 | Landfill Gas | 0.3 | IPP Non-CHP
59845 | New River | E10 | Landfill Gas | 0.3 | IPP Non-CHP
59845 | New River | E11 | Landfill Gas | 0.3 | IPP Non-CHP
59845 | New River | E12 | Landfill Gas | 0.3 | IPP Non-CHP
59845 | New River | E13 | Landfill Gas | 0.3 | IPP Non-CHP
59845 | New River | E14 | Landfill Gas | 0.3 | IPP Non-CHP
59845 | New River | E15 | Landfill Gas | 0.3 | IPP Non-CHP
59845 | New River | E16 | Landfill Gas | 0.3 | IPP Non-CHP
59845 | New River | E17 | Landfill Gas | 0.3 | IPP Non-CHP
59845 | New River | E18 | Landfill Gas | 0.3 | IPP Non-CHP
59845 | New River | E2 | Landfill Gas | 0.3 | IPP Non-CHP
59845 | New River | E3 | Landfill Gas | 0.3 | IPP Non-CHP
59845 | New River | E4 | Landfill Gas | 0.3 | IPP Non-CHP
59845 | New River | E5 | Landfill Gas | 0.3 | IPP Non-CHP
59845 | New River | E6 | Landfill Gas | 0.3 | IPP Non-CHP
59845 | New River | E7 | Landfill Gas | 0.3 | IPP Non-CHP
59845 | New River | E8 | Landfill Gas | 0.3 | IPP Non-CHP
59845 | New River | E9 | Landfill Gas | 0.3 | IPP Non-CHP
59847 | Northwest Community Hospital | 1 | Natural Gas Internal Combustion Engine | 1.1 | IPP CHP
59847 | Northwest Community Hospital | 2 | Natural Gas Internal Combustion Engine | 1.1 | IPP CHP
59847 | Northwest Community Hospital | 3 | Natural Gas Internal Combustion Engine | 1.1 | IPP CHP
59847 | Northwest Community Hospital | 4 | Natural Gas Internal Combustion Engine | 1.1 | IPP CHP
59848 | Pikes Peak Solar Garden 1 LLC | PPSG1 | Solar Photovoltaic | 2 | IPP Non-CHP
59849 | Adams Community Solar Garden LLC | 23377 | Solar Photovoltaic | 1.2 | IPP Non-CHP
59850 | Adams Community Solar Garden III LLC | 23376 | Solar Photovoltaic | 1.2 | IPP Non-CHP
59856 | SoINCPower6, LLC | SUN1 | Solar Photovoltaic | 5 | IPP Non-CHP
59857 | SoINCPower5, LLC | BAT1 | Solar Photovoltaic | 5 | IPP Non-CHP
59858 | Johnston Solar | JSI01 | Solar Photovoltaic | 1 | IPP Non-CHP
59860 | HP Hood CT | HHOOD | Natural Gas Fired Combustion Turbine | 15 | Industrial CHP
59862 | Fort Benning Solar Facility | 1 | Solar Photovoltaic | 30 | Electric Utility
59866 | Palmer Solar LLC | 11111 | Solar Photovoltaic | 2.5 | IPP Non-CHP
59867 | Lockheed Martin Solar System | LMSOL | Solar Photovoltaic | 1.9 | IPP Non-CHP
59872 | UC Davis South Campus | UCD1 | Solar Photovoltaic | 13 | Commercial Non-CHP
59873 | Lowell Solar Landfill | PV | Solar Photovoltaic | 1.3 | IPP Non-CHP
59874 | Richland Solar Center | PV1 | Solar Photovoltaic | 20 | IPP Non-CHP
59887 | Beaufort Solar, LLC | GEN | Solar Photovoltaic | 15 | IPP Non-CHP
59898 | SunEnergy1-Scotland Neck, LLC | SE1SN | Solar Photovoltaic | 3 | IPP Non-CHP
59899 | Choco Solar, LLC | CHOCO | Solar Photovoltaic | 5 | IPP Non-CHP
59901 | Albertson Solar LLC | ALBRT | Solar Photovoltaic | 5 | IPP Non-CHP
59919 | Nellis Solar PV II | NSPV2 | Solar Photovoltaic | 15 | Electric Utility
59922 | South Campus Solar | GA500 | Solar Photovoltaic | 0.5 | Commercial Non-CHP
59922 | South Campus Solar | SG333 | Solar Photovoltaic | 0.3 | Commercial Non-CHP
59922 | South Campus Solar | SG500 | Solar Photovoltaic | 0.5 | Commercial Non-CHP
59930 | BG Stewart Solar Farm, LLC | NB005 | Solar Photovoltaic | 5 | IPP Non-CHP
59931 | FCPC Renewable Generation | GEN1 | Other Waste Biomass | 1.1 | IPP CHP
59931 | FCPC Renewable Generation | GEN2 | Other Waste Biomass | 1.1 | IPP CHP
59932 | Fiddler's Canyon 3 | FID3 | Solar Photovoltaic | 3 | IPP Non-CHP
59942 | Morgan Lancaster 1 | ML1 | Solar Photovoltaic | 1.5 | IPP Non-CHP
59943 | Rattlesnake Den | 1 | Onshore Wind Turbine | 207.2 | IPP Non-CHP
59944 | Conetoe II Solar, LLC | CONE1 | Solar Photovoltaic | 80 | IPP Non-CHP
59947 | SR Camden | AERO | Solar Photovoltaic | 12 | IPP Non-CHP
59948 | Bakersfield 111 | BF111 | Solar Photovoltaic | 1.4 | IPP Non-CHP
59949 | AES Warrior Run Energy Storage Project | BESS1 | Batteries | 11 | IPP Non-CHP
59950 | Yadkinville Solar | YAK | Solar Photovoltaic | 3.5 | IPP Non-CHP
59955 | Smithfield | GEN01 | Solar Photovoltaic | 1.8 | IPP Non-CHP
59956 | ESA Selma | GEN02 | Solar Photovoltaic | 1.8 | IPP Non-CHP
59957 | Grand Ridge Battery Projects | GIVB | Batteries | 1.5 | IPP Non-CHP
59957 | Grand Ridge Battery Projects | GRES | Batteries | 31.5 | IPP Non-CHP
59958 | Milford 2 | MIL2 | Solar Photovoltaic | 3 | IPP Non-CHP
59959 | Elwood Energy Storage Center | WCBS | Batteries | 19.8 | IPP Non-CHP
59960 | Jake Energy Storage Center | JBS | Batteries | 19.8 | IPP Non-CHP
59966 | Camp Lejeune Solar | PV1 | Solar Photovoltaic | 12.8 | Electric Utility
59967 | Pepperidge Farm Bloomfield | FCB | Other Natural Gas | 1.2 | Industrial CHP
59974 | Golden West Power Partners LLC | GW1 | Onshore Wind Turbine | 250 | IPP Non-CHP
59975 | Carousel Wind Farm LLC | CW1 | Onshore Wind Turbine | 150 | IPP Non-CHP
59979 | Columbia Solar Energy, LLC | GEN1 | Solar Photovoltaic | 19.2 | IPP Non-CHP
59980 | Mashpee Landfill Solar | MASH | Solar Photovoltaic | 1.5 | IPP Non-CHP
59981 | New Castle Solar RES | PV1 | Solar Photovoltaic | 1.1 | Electric Utility
59982 | Scotland Solar RES | PV1 | Solar Photovoltaic | 1.1 | Electric Utility
59984 | Lanesville Solar RES | PV1 | Solar Photovoltaic | 1.1 | Electric Utility
59995 | AEP Milton NaS | 1 | Batteries | 2 | Electric Utility
59999 | Ouchchy PV1 | OUCH1 | Solar Photovoltaic | 3 | IPP Non-CHP
60004 | Clarkstown Landfill Solar Facility | INV#1 | Solar Photovoltaic | 1 | IPP Non-CHP
60004 | Clarkstown Landfill Solar Facility | INV#2 | Solar Photovoltaic | 1 | IPP Non-CHP
60007 | Morelos del Sol | MORLS | Solar Photovoltaic | 15 | IPP Non-CHP
60008 | Hooper Solar | SCCO3 | Solar Photovoltaic | 52 | IPP Non-CHP
60015 | Findlay Wind Farm | WNDW1 | Onshore Wind Turbine | 3 | Industrial Non-CHP
60016 | MESA 1 | A | Batteries | 1 | Electric Utility
60017 | Domino Farms Solar | 1 | Solar Photovoltaic | 1 | Electric Utility
60018 | Ford World Headquarters | 1 | Solar Photovoltaic | 1 | Electric Utility
60022 | Oxford | OXFRD | Solar Photovoltaic | 2.8 | IPP Non-CHP
60026 | Little Rock Pham Solar | PV1 | Solar Photovoltaic | 3 | IPP Non-CHP
60027 | Adera Solar | ADERA | Solar Photovoltaic | 20 | IPP Non-CHP
60029 | CES VMT Solar | VMMD | Solar Photovoltaic | 1.1 | IPP Non-CHP
60035 | Tequesquite Landfill Solar PV Project | RPU1 | Solar Photovoltaic | 7.3 | IPP Non-CHP
60036 | CCBC-Catonsville | PV1 | Solar Photovoltaic | 1.6 | IPP Non-CHP
60038 | Owens Corning Headquarters | PV1 | Solar Photovoltaic | 2.1 | IPP Non-CHP
60040 | UI RCP New Haven Fuel Cell | NHFC | Other Natural Gas | 2.8 | Electric Utility
60046 | Portage Solar | PV7 | Solar Photovoltaic | 1.5 | IPP Non-CHP
60047 | Middlebury Solar | PV6 | Solar Photovoltaic | 1.5 | IPP Non-CHP
60048 | TWE Chocowinity Solar, LLC | FLS1 | Solar Photovoltaic | 4.5 | IPP Non-CHP
60049 | Golden Hills Wind | GE | Onshore Wind Turbine | 85.9 | IPP Non-CHP
60050 | Innovative Solar 10 | FLS1 | Solar Photovoltaic | 1.5 | IPP Non-CHP
60051 | Innovative Solar 18, LLC | FLS1 | Solar Photovoltaic | 1.9 | IPP Non-CHP
60052 | Innovative Solar 26, LLC | FLS1 | Solar Photovoltaic | 1.9 | IPP Non-CHP
60054 | UI RCP Bridgeport Seaside | BPFC | Other Natural Gas | 2.8 | Electric Utility
60055 | Innovative Solar 16 | FLS1 | Solar Photovoltaic | 2 | IPP Non-CHP
60056 | Syncarpha Palmer, LLC | SYNPA | Solar Photovoltaic | 4.8 | IPP Non-CHP
60059 | Los Vientos V Wind Power | 1 | Onshore Wind Turbine | 110 | IPP Non-CHP
60060 | Lindberg FIeld Solar | SDIAB | Solar Photovoltaic | 0.5 | IPP Non-CHP
60065 | Federal Road Solar 1, LLC | FEDRD | Solar Photovoltaic | 4.4 | IPP Non-CHP
60067 | BWC Swan Pond River | SPRMA | Solar Photovoltaic | 1.6 | IPP Non-CHP
60069 | Cedar Bluff Wind, LLC | CBLF1 | Onshore Wind Turbine | 198.6 | IPP Non-CHP
60072 | Neisler Street Solar | NSS1 | Solar Photovoltaic | 2 | IPP Non-CHP
60073 | Leominster | SNLEO | Solar Photovoltaic | 2 | IPP Non-CHP
60074 | North Adams Landfill | SNNOA | Solar Photovoltaic | 2.2 | IPP Non-CHP
60075 | Fisher Road Solar | SYFRS | Solar Photovoltaic | 4.6 | IPP Non-CHP
60083 | Fresno Solar | PV-S | Solar Photovoltaic | 1.5 | IPP Non-CHP
60083 | Fresno Solar | PV-W | Solar Photovoltaic | 1.5 | IPP Non-CHP
60084 | PCA-Valdosta Mill | TG1 | Wood/Wood Waste Biomass | 10.1 | Industrial CHP
60084 | PCA-Valdosta Mill | TG2 | Wood/Wood Waste Biomass | 7.5 | Industrial CHP
60084 | PCA-Valdosta Mill | TG3 | Wood/Wood Waste Biomass | 52.3 | Industrial CHP
60089 | Elkton Solar | ELKTN | Solar Photovoltaic | 1.6 | IPP Non-CHP
60096 | Town of Chestertown- Chestertown WWTP | PV1 | Solar Photovoltaic | 1 | IPP Non-CHP
60100 | Dinuba Energy | G-1 | Wood/Wood Waste Biomass | 11.5 | IPP Non-CHP
60101 | Shelby Randolph Road Solar 1, LLC | SRR | Solar Photovoltaic | 2 | IPP Non-CHP
60102 | Lorin Industries | 1 | Natural Gas Internal Combustion Engine | 0.8 | Industrial CHP
60102 | Lorin Industries | 2 | Natural Gas Internal Combustion Engine | 0.8 | Industrial CHP
60102 | Lorin Industries | 3 | Natural Gas Internal Combustion Engine | 0.8 | Industrial CHP
60102 | Lorin Industries | 4 | Natural Gas Internal Combustion Engine | 0.8 | Industrial CHP
60104 | Javelina Wind Energy, LLC | GEWTG | Onshore Wind Turbine | 249.7 | IPP Non-CHP
60105 | Lafayette Solar I, LLC | LAF | Solar Photovoltaic | 2 | IPP Non-CHP
60106 | Rockingham Solar, LLC | ROCK | Solar Photovoltaic | 5 | IPP Non-CHP
60107 | York Road Solar I, LLC | YORK | Solar Photovoltaic | 2 | IPP Non-CHP
60108 | SID Solar I, LLC | SID | Solar Photovoltaic | 5 | IPP Non-CHP
60120 | UCI Fuel Cell | MB-16 | Other Natural Gas | 1.4 | IPP CHP
60121 | HCE Johnston I, LLC | HCEJI | Solar Photovoltaic | 2.6 | IPP Non-CHP
60128 | Zephyr Wind | Z1 | Onshore Wind Turbine | 1.5 | Industrial Non-CHP
60128 | Zephyr Wind | Z2 | Onshore Wind Turbine | 1.5 | Industrial Non-CHP
60128 | Zephyr Wind | Z3 | Onshore Wind Turbine | 1.5 | Industrial Non-CHP
60129 | Red Toad 1425 A Powatan Road, LLC | POW | Solar Photovoltaic | 2 | IPP Non-CHP
60130 | Big Sand Draw Plant | 1 | Natural Gas Internal Combustion Engine | 1.6 | Industrial Non-CHP
60130 | Big Sand Draw Plant | 2 | Natural Gas Internal Combustion Engine | 1.6 | Industrial Non-CHP
60130 | Big Sand Draw Plant | 4 | Natural Gas Internal Combustion Engine | 1.6 | Industrial Non-CHP
60130 | Big Sand Draw Plant | 5 | Natural Gas Internal Combustion Engine | 1.6 | Industrial Non-CHP
60130 | Big Sand Draw Plant | 6 | Natural Gas Internal Combustion Engine | 1.6 | Industrial Non-CHP
60131 | Durham Solar | DURM | Solar Photovoltaic | 3.5 | IPP Non-CHP
60133 | Morgan Farm, LLC | MOR | Solar Photovoltaic | 5 | IPP Non-CHP
60134 | Nashville Farms, LLC | NASH | Solar Photovoltaic | 2 | IPP Non-CHP
60135 | Cedar Solar, LLC | CED | Solar Photovoltaic | 5 | IPP Non-CHP
60136 | Elm Solar, LLC | ELM | Solar Photovoltaic | 5 | IPP Non-CHP
60137 | Glasgow LFGTE | 1 | Landfill Gas | 1 | Electric Utility
60150 | Cornell Geneva Solar Farm | ARGOS | Solar Photovoltaic | 2 | IPP Non-CHP
60184 | ADS Renewable Energy-Wolf Creek LLC | GEN1 | Landfill Gas | 1.4 | IPP Non-CHP
60184 | ADS Renewable Energy-Wolf Creek LLC | GEN2 | Landfill Gas | 1.4 | IPP Non-CHP
60188 | Conetoe Solar | CON15 | Solar Photovoltaic | 5 | IPP Non-CHP
60189 | Sugar Run Solar | SRS15 | Solar Photovoltaic | 5 | IPP Non-CHP
60190 | HMW Minster PV I | MIN01 | Solar Photovoltaic | 3 | IPP Non-CHP
60195 | South Valley Solar Energy Center | SVSEC | Solar Photovoltaic | 10 | Electric Utility
60196 | Santa Fe Solar Energy Center | SFSEC | Solar Photovoltaic | 9.5 | Electric Utility
60197 | Santolina Solar Energy Center | SANTO | Solar Photovoltaic | 10.5 | Electric Utility
60198 | Rio Communities Solar Energy Center | RCSEC | Solar Photovoltaic | 10 | Electric Utility
60200 | Laurinburg Solar, LLC (Heelstone) | LAUR | Solar Photovoltaic | 2 | IPP Non-CHP
60219 | Strata Roof 1 | UNIT1 | Solar Photovoltaic | 1 | IPP Non-CHP
60220 | Zero Waste Energy Development Co LLC | ZWED1 | Other Waste Biomass | 0.8 | IPP CHP
60220 | Zero Waste Energy Development Co LLC | ZWED2 | Other Waste Biomass | 0.8 | IPP CHP
60222 | Bristol Plant | C1 | Landfill Gas | 0.3 | IPP Non-CHP
60222 | Bristol Plant | C2 | Landfill Gas | 0.3 | IPP Non-CHP
60222 | Bristol Plant | C3 | Landfill Gas | 0.3 | IPP Non-CHP
60222 | Bristol Plant | C4 | Landfill Gas | 0.3 | IPP Non-CHP
60222 | Bristol Plant | C5 | Landfill Gas | 0.3 | IPP Non-CHP
60222 | Bristol Plant | C6 | Landfill Gas | 0.3 | IPP Non-CHP
60223 | Equinix San Jose | EQXOO | Other Natural Gas | 1.1 | IPP Non-CHP
60224 | Intel Santa Clara | NTL00 | Other Natural Gas | 1.1 | IPP Non-CHP
60234 | Belle Haven Diesel Generation Facility | BDG10 | Petroleum Liquids | 2 | Electric Utility
60234 | Belle Haven Diesel Generation Facility | BDG9 | Petroleum Liquids | 2 | Electric Utility
60235 | Perdue Diesel Generation Facility | PDG5 | Petroleum Liquids | 2 | Electric Utility
60235 | Perdue Diesel Generation Facility | PDG6 | Petroleum Liquids | 2 | Electric Utility
60236 | Onancock Diesel Generation Facility | ODG7 | Petroleum Liquids | 2 | Electric Utility
60236 | Onancock Diesel Generation Facility | ODG8 | Petroleum Liquids | 2 | Electric Utility
60238 | McDonald Solar Farm, LLC | PV1 | Solar Photovoltaic | 5.2 | IPP Non-CHP
60239 | Pastime Farm, LLC | PV1 | Solar Photovoltaic | 5.2 | IPP Non-CHP
60240 | Yanceyville Farm 3, LLC | 1 | Solar Photovoltaic | 4.9 | IPP Non-CHP
60241 | Union Renewable Energy Facility | 00611 | Landfill Gas | 1.6 | Electric Utility
60241 | Union Renewable Energy Facility | 00677 | Landfill Gas | 1.6 | Electric Utility
60243 | Ambler | 1 | Petroleum Liquids | 0.4 | Electric Utility
60243 | Ambler | 2 | Petroleum Liquids | 0.3 | Electric Utility
60243 | Ambler | 3 | Petroleum Liquids | 0.4 | Electric Utility
60244 | Marshall | 1 | Petroleum Liquids | 0.5 | Electric Utility
60244 | Marshall | 2 | Petroleum Liquids | 0.4 | Electric Utility
60244 | Marshall | 3 | Petroleum Liquids | 0.2 | Electric Utility
60245 | New Stuyahok | 1 | Petroleum Liquids | 0.4 | Electric Utility
60245 | New Stuyahok | 2 | Petroleum Liquids | 0.5 | Electric Utility
60245 | New Stuyahok | 3 | Petroleum Liquids | 0.5 | Electric Utility
60247 | Valley View Solar | VVS | Solar Photovoltaic | 4 | IPP Non-CHP
60248 | Skylark | CAREY | Solar Photovoltaic | 4 | IPP Non-CHP
60249 | Silicon Valley Clean Water | CGN | Other Waste Biomass | 1.2 | IPP CHP
60250 | Swampy Acres | 13 | Petroleum Liquids | 4.4 | Electric Utility
60250 | Swampy Acres | 6A | Petroleum Liquids | 2 | Electric Utility
60250 | Swampy Acres | 7A | Petroleum Liquids | 2 | Electric Utility
60260 | Brevig Mission | 1 | Petroleum Liquids | 0.2 | Electric Utility
60260 | Brevig Mission | 2 | Petroleum Liquids | 0.4 | Electric Utility
60260 | Brevig Mission | 3 | Petroleum Liquids | 0.5 | Electric Utility
60262 | Prairie Breeze II | GEN1 | Onshore Wind Turbine | 73.4 | IPP Non-CHP
60263 | Durham AWTF | GEN1 | Other Waste Biomass | 0.8 | Commercial CHP
60263 | Durham AWTF | GEN2 | Other Waste Biomass | 0.8 | Commercial CHP
60276 | West Groton CHP | G1 | Natural Gas Fired Combustion Turbine | 4.1 | Industrial CHP
60312 | Howell Midland Farm, LLC | 1 | Solar Photovoltaic | 4.9 | IPP Non-CHP
60313 | Augustus Farm, LLC | 1 | Solar Photovoltaic | 4.9 | IPP Non-CHP
60321 | Windpark Unlimited 2 | EXIS2 | Onshore Wind Turbine | 16.1 | IPP Non-CHP
60341 | Wal-Mart Truth or Consequences PV | WMTOC | Solar Photovoltaic | 1 | IPP Non-CHP
60349 | Hill AFB LFG Facility, Bldg #737 | LFGG1 | Landfill Gas | 0.6 | Commercial Non-CHP
60349 | Hill AFB LFG Facility, Bldg #737 | LFGG2 | Landfill Gas | 0.7 | Commercial Non-CHP
60349 | Hill AFB LFG Facility, Bldg #737 | LFGG3 | Landfill Gas | 1 | Commercial Non-CHP
60353 | Cecil County CCVT HS | CCVT | Solar Photovoltaic | 2 | IPP Non-CHP
60365 | Vulcraft Solar | VULC | Solar Photovoltaic | 1.6 | IPP Non-CHP
60369 | Battleboro Farm | BFPV | Solar Photovoltaic | 5.2 | IPP Non-CHP
60390 | Beech Ridge Energy Storage | BRES | Batteries | 31.5 | IPP Non-CHP
60401 | Bizzell Church Solar 1, LLC | BCSPV | Solar Photovoltaic | 5.2 | IPP Non-CHP
60403 | Currin Solar, LLC | CSPV | Solar Photovoltaic | 5.2 | IPP Non-CHP
60411 | Coventry Photovoltaic, LLC | COVEN | Solar Photovoltaic | 2.2 | IPP Non-CHP
60419 | Don A Campbell 2 Geothermal | DAC2G | Geothermal | 25 | IPP Non-CHP
60422 | Morgan's Corner | 1 | Solar Photovoltaic | 20 | Electric Utility
60425 | Skidmore College | SO049 | Solar Photovoltaic | 2 | IPP Non-CHP
60427 | CoServ Solar Station | CSS1 | Solar Photovoltaic | 2 | IPP Non-CHP
60431 | Tompkins Cortland Community College | TC3 | Solar Photovoltaic | 2 | IPP Non-CHP
60441 | Salem Smart Power Center | SSPC | Batteries | 5 | Electric Utility
60446 | E&B Resources | PVEB | Solar Photovoltaic | 1 | IPP Non-CHP
60447 | Presbyterian Senior Living Service | PSLS | Solar Photovoltaic | 1.2 | IPP Non-CHP
60448 | Valdosta | VALD | Solar Photovoltaic | 1 | IPP Non-CHP
60450 | Corcoran | PVCR | Solar Photovoltaic | 1.1 | IPP Non-CHP
60451 | Brookside | PVBR | Solar Photovoltaic | 1 | IPP Non-CHP
60452 | Calverton | CALV | Solar Photovoltaic | 3.9 | IPP Non-CHP
60453 | Cummins, Inc | CUMM | Solar Photovoltaic | 2 | IPP Non-CHP
60454 | Houghton | HOUGH | Solar Photovoltaic | 2.6 | IPP Non-CHP
60455 | Oneida - South | ONS | Solar Photovoltaic | 1.9 | IPP Non-CHP
60456 | Oneida - West | ONW | Solar Photovoltaic | 1.9 | IPP Non-CHP
60458 | Hardwick-Athol & Eagle Hill | HAEH | Solar Photovoltaic | 2.8 | IPP Non-CHP
60480 | Germantown Solar, LLC | PV1 | Solar Photovoltaic | 2.1 | IPP Non-CHP
60489 | Hamilton Solar-Crosswicks | PV1 | Solar Photovoltaic | 3.5 | IPP Non-CHP
60489 | Hamilton Solar-Crosswicks | PV2 | Solar Photovoltaic | 4 | IPP Non-CHP
60494 | Hampden | 1 | Solar Photovoltaic | 3.2 | IPP Non-CHP
60495 | Little Bay | 1 | Solar Photovoltaic | 1.3 | IPP Non-CHP
60496 | MEBA | 1 | Solar Photovoltaic | 1.5 | IPP Non-CHP
60499 | Jefferson Avenue | 1 | Solar Photovoltaic | 1.7 | Commercial Non-CHP
60500 | Westside Avenue | 1 | Solar Photovoltaic | 1 | Commercial Non-CHP
60501 | Hartz Way | 1 | Solar Photovoltaic | 1 | Commercial Non-CHP
60506 | ETT Presidio NaS Battery | BOB | Batteries | 4 | IPP Non-CHP
60514 | Seminole | PV1 | Solar Photovoltaic | 1.6 | IPP Non-CHP
60571 | North City Cogeneration Facility | NCEP | Landfill Gas | 1.6 | Commercial Non-CHP

## 2016
2016 Form EIA-860 Data - Schedule 3, 'Generator Data' (Operable Units Only)
Plant Code | Plant Name | Generator ID | Technology | Nameplate Capacity (MW) | Sector Name
2 | Bankhead Dam | 1 | Conventional Hydroelectric | 53.9 | Electric Utility
3 | Barry | 1 | Natural Gas Steam Turbine | 153.1 | Electric Utility
3 | Barry | 2 | Natural Gas Steam Turbine | 153.1 | Electric Utility
3 | Barry | 4 | Conventional Steam Coal | 403.7 | Electric Utility
3 | Barry | 5 | Conventional Steam Coal | 788.8 | Electric Utility
3 | Barry | A1CT | Natural Gas Fired Combined Cycle | 170.1 | Electric Utility
3 | Barry | A1CT2 | Natural Gas Fired Combined Cycle | 170.1 | Electric Utility
3 | Barry | A1ST | Natural Gas Fired Combined Cycle | 195.2 | Electric Utility
3 | Barry | A2C1 | Natural Gas Fired Combined Cycle | 170.1 | Electric Utility
3 | Barry | A2C2 | Natural Gas Fired Combined Cycle | 170.1 | Electric Utility
3 | Barry | A2ST | Natural Gas Fired Combined Cycle | 195.2 | Electric Utility
4 | Walter Bouldin Dam | 1 | Conventional Hydroelectric | 75 | Electric Utility
4 | Walter Bouldin Dam | 2 | Conventional Hydroelectric | 75 | Electric Utility
4 | Walter Bouldin Dam | 3 | Conventional Hydroelectric | 75 | Electric Utility
7 | Gadsden | 1 | Natural Gas Steam Turbine | 69 | Electric Utility
7 | Gadsden | 2 | Natural Gas Steam Turbine | 69 | Electric Utility
8 | Gorgas | 10 | Conventional Steam Coal | 788.8 | Electric Utility
8 | Gorgas | 8 | Conventional Steam Coal | 187.5 | Electric Utility
8 | Gorgas | 9 | Conventional Steam Coal | 190.4 | Electric Utility
9 | Copper | 1 | Natural Gas Fired Combustion Turbine | 80.5 | Electric Utility
10 | Greene County | 1 | Natural Gas Steam Turbine | 299.2 | Electric Utility
10 | Greene County | 2 | Natural Gas Steam Turbine | 269.2 | Electric Utility
10 | Greene County | GT10 | Natural Gas Fired Combustion Turbine | 80 | Electric Utility
10 | Greene County | GT2 | Natural Gas Fired Combustion Turbine | 80 | Electric Utility
10 | Greene County | GT3 | Natural Gas Fired Combustion Turbine | 80 | Electric Utility
10 | Greene County | GT4 | Natural Gas Fired Combustion Turbine | 80 | Electric Utility
10 | Greene County | GT5 | Natural Gas Fired Combustion Turbine | 80 | Electric Utility
10 | Greene County | GT6 | Natural Gas Fired Combustion Turbine | 80 | Electric Utility
10 | Greene County | GT7 | Natural Gas Fired Combustion Turbine | 80 | Electric Utility
10 | Greene County | GT8 | Natural Gas Fired Combustion Turbine | 80 | Electric Utility
10 | Greene County | GT9 | Natural Gas Fired Combustion Turbine | 80 | Electric Utility
11 | H Neely Henry Dam | 1 | Conventional Hydroelectric | 24.3 | Electric Utility
11 | H Neely Henry Dam | 2 | Conventional Hydroelectric | 24.3 | Electric Utility
11 | H Neely Henry Dam | 3 | Conventional Hydroelectric | 24.3 | Electric Utility
12 | Holt Dam | 1 | Conventional Hydroelectric | 46.9 | Electric Utility
13 | Jordan Dam | 1 | Conventional Hydroelectric | 25 | Electric Utility
13 | Jordan Dam | 2 | Conventional Hydroelectric | 25 | Electric Utility
13 | Jordan Dam | 3 | Conventional Hydroelectric | 25 | Electric Utility
13 | Jordan Dam | 4 | Conventional Hydroelectric | 25 | Electric Utility
14 | Logan Martin Dam | 1 | Conventional Hydroelectric | 42.7 | Electric Utility
14 | Logan Martin Dam | 2 | Conventional Hydroelectric | 42.7 | Electric Utility
14 | Logan Martin Dam | 3 | Conventional Hydroelectric | 42.7 | Electric Utility
15 | Lay Dam | 1 | Conventional Hydroelectric | 29.5 | Electric Utility
15 | Lay Dam | 2 | Conventional Hydroelectric | 29.5 | Electric Utility
15 | Lay Dam | 3 | Conventional Hydroelectric | 29.5 | Electric Utility
15 | Lay Dam | 4 | Conventional Hydroelectric | 29.5 | Electric Utility
15 | Lay Dam | 5 | Conventional Hydroelectric | 29.5 | Electric Utility
15 | Lay Dam | 6 | Conventional Hydroelectric | 29.5 | Electric Utility
16 | Martin Dam | 1 | Conventional Hydroelectric | 50.2 | Electric Utility
16 | Martin Dam | 2 | Conventional Hydroelectric | 50.2 | Electric Utility
16 | Martin Dam | 3 | Conventional Hydroelectric | 50.2 | Electric Utility
16 | Martin Dam | 4 | Conventional Hydroelectric | 60 | Electric Utility
17 | Mitchell Dam | 4 | Conventional Hydroelectric | 20 | Electric Utility
17 | Mitchell Dam | 5 | Conventional Hydroelectric | 50 | Electric Utility
17 | Mitchell Dam | 6 | Conventional Hydroelectric | 50 | Electric Utility
17 | Mitchell Dam | 7 | Conventional Hydroelectric | 50 | Electric Utility
18 | Lewis Smith Dam | 1 | Conventional Hydroelectric | 90.5 | Electric Utility
18 | Lewis Smith Dam | 2 | Conventional Hydroelectric | 90.5 | Electric Utility
19 | Thurlow Dam | 1 | Conventional Hydroelectric | 40.5 | Electric Utility
19 | Thurlow Dam | 2 | Conventional Hydroelectric | 40.5 | Electric Utility
19 | Thurlow Dam | 3 | Conventional Hydroelectric | 10 | Electric Utility
20 | Weiss Dam | 1 | Conventional Hydroelectric | 29.2 | Electric Utility
20 | Weiss Dam | 2 | Conventional Hydroelectric | 29.2 | Electric Utility
20 | Weiss Dam | 3 | Conventional Hydroelectric | 29.2 | Electric Utility
21 | Yates Dam | 1 | Conventional Hydroelectric | 25.5 | Electric Utility
21 | Yates Dam | 2 | Conventional Hydroelectric | 25 | Electric Utility
26 | E C Gaston | 1 | Natural Gas Steam Turbine | 272 | Electric Utility
26 | E C Gaston | 2 | Natural Gas Steam Turbine | 272 | Electric Utility
26 | E C Gaston | 3 | Natural Gas Steam Turbine | 272 | Electric Utility
26 | E C Gaston | 5 | Conventional Steam Coal | 952 | Electric Utility
26 | E C Gaston | GT4 | Petroleum Liquids | 21.2 | Electric Utility
26 | E C Gaston | ST4 | Natural Gas Steam Turbine | 244.8 | Electric Utility
30 | Madelia | 1 | Natural Gas Internal Combustion Engine | 3.1 | Electric Utility
30 | Madelia | 2 | Natural Gas Internal Combustion Engine | 2 | Electric Utility
30 | Madelia | 3 | Natural Gas Internal Combustion Engine | 1.1 | Electric Utility
30 | Madelia | 4 | Natural Gas Internal Combustion Engine | 4.3 | Electric Utility
30 | Madelia | 5 | Natural Gas Internal Combustion Engine | 1.3 | Electric Utility
34 | Rollins | 1P | Conventional Hydroelectric | 12.1 | IPP Non-CHP
38 | Millers Ferry | 1 | Conventional Hydroelectric | 33.7 | Electric Utility
38 | Millers Ferry | 2 | Conventional Hydroelectric | 33.7 | Electric Utility
38 | Millers Ferry | 3 | Conventional Hydroelectric | 33.7 | Electric Utility
46 | Browns Ferry | 1 | Nuclear | 1152 | Electric Utility
46 | Browns Ferry | 2 | Nuclear | 1152 | Electric Utility
46 | Browns Ferry | 3 | Nuclear | 1190 | Electric Utility
47 | Colbert | GT1 | Natural Gas Fired Combustion Turbine | 59.5 | Electric Utility
47 | Colbert | GT2 | Natural Gas Fired Combustion Turbine | 59.5 | Electric Utility
47 | Colbert | GT3 | Natural Gas Fired Combustion Turbine | 59.5 | Electric Utility
47 | Colbert | GT4 | Natural Gas Fired Combustion Turbine | 59.5 | Electric Utility
47 | Colbert | GT5 | Natural Gas Fired Combustion Turbine | 59.5 | Electric Utility
47 | Colbert | GT6 | Natural Gas Fired Combustion Turbine | 59.5 | Electric Utility
47 | Colbert | GT7 | Natural Gas Fired Combustion Turbine | 59.5 | Electric Utility
47 | Colbert | GT8 | Natural Gas Fired Combustion Turbine | 59.5 | Electric Utility
48 | Guntersville | 1 | Conventional Hydroelectric | 28.8 | Electric Utility
48 | Guntersville | 2 | Conventional Hydroelectric | 28.8 | Electric Utility
48 | Guntersville | 3 | Conventional Hydroelectric | 28.8 | Electric Utility
48 | Guntersville | 4 | Conventional Hydroelectric | 28.8 | Electric Utility
49 | Wheeler Dam | 1 | Conventional Hydroelectric | 35.1 | Electric Utility
49 | Wheeler Dam | 10 | Conventional Hydroelectric | 36 | Electric Utility
49 | Wheeler Dam | 11 | Conventional Hydroelectric | 43.6 | Electric Utility
49 | Wheeler Dam | 2 | Conventional Hydroelectric | 35.1 | Electric Utility
49 | Wheeler Dam | 3 | Conventional Hydroelectric | 35.1 | Electric Utility
49 | Wheeler Dam | 4 | Conventional Hydroelectric | 35.1 | Electric Utility
49 | Wheeler Dam | 5 | Conventional Hydroelectric | 35.1 | Electric Utility
49 | Wheeler Dam | 6 | Conventional Hydroelectric | 35.1 | Electric Utility
49 | Wheeler Dam | 7 | Conventional Hydroelectric | 35.1 | Electric Utility
49 | Wheeler Dam | 8 | Conventional Hydroelectric | 35.1 | Electric Utility
49 | Wheeler Dam | 9 | Conventional Hydroelectric | 43.6 | Electric Utility
51 | Dolet Hills | 1 | Conventional Steam Coal | 720.7 | Electric Utility
53 | Gantt | 3 | Conventional Hydroelectric | 1.2 | Electric Utility
53 | Gantt | 4 | Conventional Hydroelectric | 1.8 | Electric Utility
54 | J K Smith | GT1 | Natural Gas Fired Combustion Turbine | 149 | Electric Utility
54 | J K Smith | GT10 | Natural Gas Fired Combustion Turbine | 98 | Electric Utility
54 | J K Smith | GT2 | Natural Gas Fired Combustion Turbine | 149 | Electric Utility
54 | J K Smith | GT3 | Natural Gas Fired Combustion Turbine | 149 | Electric Utility
54 | J K Smith | GT4 | Natural Gas Fired Combustion Turbine | 108 | Electric Utility
54 | J K Smith | GT5 | Natural Gas Fired Combustion Turbine | 108 | Electric Utility
54 | J K Smith | GT6 | Natural Gas Fired Combustion Turbine | 98 | Electric Utility
54 | J K Smith | GT7 | Natural Gas Fired Combustion Turbine | 98 | Electric Utility
54 | J K Smith | GT9 | Natural Gas Fired Combustion Turbine | 98 | Electric Utility
55 | Point A | 1 | Conventional Hydroelectric | 1.6 | Electric Utility
55 | Point A | 2 | Conventional Hydroelectric | 1.6 | Electric Utility
55 | Point A | 3 | Conventional Hydroelectric | 2 | Electric Utility
56 | Charles R Lowman | 1 | Conventional Steam Coal | 66 | Electric Utility
56 | Charles R Lowman | 2 | Conventional Steam Coal | 236 | Electric Utility
56 | Charles R Lowman | 3 | Conventional Steam Coal | 236 | Electric Utility
59 | Platte | 1 | Conventional Steam Coal | 109.8 | Electric Utility
60 | Whelan Energy Center | 1 | Conventional Steam Coal | 76.3 | Electric Utility
60 | Whelan Energy Center | 2 | Conventional Steam Coal | 248 | Electric Utility
62 | Annex Creek | 5 | Conventional Hydroelectric | 1.8 | Electric Utility
62 | Annex Creek | 6 | Conventional Hydroelectric | 2.2 | Electric Utility
63 | Gold Creek | 1 | Conventional Hydroelectric | 0.8 | Electric Utility
63 | Gold Creek | 2 | Conventional Hydroelectric | 0.4 | Electric Utility
63 | Gold Creek | 3 | Conventional Hydroelectric | 0.4 | Electric Utility
63 | Gold Creek | IC1 | Petroleum Liquids | 1.2 | Electric Utility
63 | Gold Creek | IC2 | Petroleum Liquids | 1.2 | Electric Utility
63 | Gold Creek | IC3 | Petroleum Liquids | 1.1 | Electric Utility
63 | Gold Creek | IC4 | Petroleum Liquids | 3.5 | Electric Utility
63 | Gold Creek | IC5 | Petroleum Liquids | 1.1 | Electric Utility
64 | Lemon Creek | 1 | Petroleum Liquids | 2.5 | Electric Utility
64 | Lemon Creek | 2 | Petroleum Liquids | 2.6 | Electric Utility
64 | Lemon Creek | 3 | Petroleum Liquids | 2.6 | Electric Utility
64 | Lemon Creek | 5 | Petroleum Liquids | 18.6 | Electric Utility
64 | Lemon Creek | 6 | Petroleum Liquids | 18.6 | Electric Utility
64 | Lemon Creek | 7 | Petroleum Liquids | 2.8 | Electric Utility
64 | Lemon Creek | IC10 | Petroleum Liquids | 2.8 | Electric Utility
64 | Lemon Creek | IC11 | Petroleum Liquids | 2.8 | Electric Utility
64 | Lemon Creek | IC12 | Petroleum Liquids | 2.8 | Electric Utility
64 | Lemon Creek | IC8 | Petroleum Liquids | 2.8 | Electric Utility
64 | Lemon Creek | IC9 | Petroleum Liquids | 2.8 | Electric Utility
65 | Salmon Creek 1 | HY7 | Conventional Hydroelectric | 8.5 | Electric Utility
66 | Skagway | 1 | Conventional Hydroelectric | 0.4 | Electric Utility
66 | Skagway | 2 | Conventional Hydroelectric | 0.1 | Electric Utility
66 | Skagway | 3 | Conventional Hydroelectric | 0.3 | Electric Utility
66 | Skagway | 4 | Conventional Hydroelectric | 0.2 | Electric Utility
66 | Skagway | 6A | Petroleum Liquids | 0.8 | Electric Utility
66 | Skagway | 7A | Petroleum Liquids | 1.1 | Electric Utility
66 | Skagway | 8A | Petroleum Liquids | 0.5 | Electric Utility
66 | Skagway | 9 | Petroleum Liquids | 1 | Electric Utility
69 | Haines | 10 | Petroleum Liquids | 1.2 | Electric Utility
69 | Haines | 5 | Petroleum Liquids | 0.6 | Electric Utility
69 | Haines | 7A | Petroleum Liquids | 2.8 | Electric Utility
69 | Haines | IC8A | Petroleum Liquids | 1.6 | Electric Utility
70 | Swan Lake | 1 | Conventional Hydroelectric | 11.3 | Commercial Non-CHP
70 | Swan Lake | 2 | Conventional Hydroelectric | 11.3 | Commercial Non-CHP
71 | Terror Lake | 1 | Conventional Hydroelectric | 11.2 | Electric Utility
71 | Terror Lake | 2 | Conventional Hydroelectric | 11.2 | Electric Utility
71 | Terror Lake | 3 | Conventional Hydroelectric | 11.2 | Electric Utility
72 | Venice Hydro | 1 | Conventional Hydroelectric | 10.1 | Electric Utility
75 | Anchorage 1 | 3R | Natural Gas Fired Combustion Turbine | 48.9 | Electric Utility
75 | Anchorage 1 | 4 | Natural Gas Fired Combustion Turbine | 27 | Electric Utility
75 | Anchorage 1 | P1 BS | Petroleum Liquids | 2 | Electric Utility
77 | Eklutna Hydro Project | 1 | Conventional Hydroelectric | 22.2 | Electric Utility
77 | Eklutna Hydro Project | 2 | Conventional Hydroelectric | 22.2 | Electric Utility
78 | Snettisham | 1 | Conventional Hydroelectric | 23.6 | Electric Utility
78 | Snettisham | 2 | Conventional Hydroelectric | 23.6 | Electric Utility
78 | Snettisham | 3 | Conventional Hydroelectric | 31 | Electric Utility
79 | Aurora Energy LLC Chena | 1 | Conventional Steam Coal | 5 | IPP CHP
79 | Aurora Energy LLC Chena | 2 | Conventional Steam Coal | 2.5 | IPP CHP
79 | Aurora Energy LLC Chena | 5 | Conventional Steam Coal | 20 | IPP CHP
84 | Ketchikan | 3 | Conventional Hydroelectric | 1.4 | Electric Utility
84 | Ketchikan | 4 | Conventional Hydroelectric | 1.4 | Electric Utility
84 | Ketchikan | 5 | Conventional Hydroelectric | 1.4 | Electric Utility
85 | S W Bailey | 1 | Petroleum Liquids | 4.5 | Electric Utility
85 | S W Bailey | 2 | Petroleum Liquids | 4.5 | Electric Utility
85 | S W Bailey | 3 | Petroleum Liquids | 6.4 | Electric Utility
85 | S W Bailey | 4 | Petroleum Liquids | 10.5 | Electric Utility
87 | Escalante | 1 | Conventional Steam Coal | 257 | Electric Utility
88 | Ashokan | 1 | Conventional Hydroelectric | 2.3 | Electric Utility
88 | Ashokan | 2 | Conventional Hydroelectric | 2.3 | Electric Utility
90 | Snake River | 12 | Petroleum Liquids | 3.8 | Electric Utility
90 | Snake River | 14 | Petroleum Liquids | 2 | Electric Utility
90 | Snake River | 15 | Petroleum Liquids | 5.2 | Electric Utility
90 | Snake River | 16 | Petroleum Liquids | 5.2 | Electric Utility
90 | Snake River | 18 | Petroleum Liquids | 0.4 | Electric Utility
90 | Snake River | ENT | Onshore Wind Turbine | 0.8 | Electric Utility
90 | Snake River | EWT 1 | Onshore Wind Turbine | 0.9 | Electric Utility
90 | Snake River | EWT 2 | Onshore Wind Turbine | 0.9 | Electric Utility
91 | Petersburg | 3 | Conventional Hydroelectric | 1.6 | Electric Utility
91 | Petersburg | IC1 | Petroleum Liquids | 2.6 | Electric Utility
91 | Petersburg | IC2 | Petroleum Liquids | 0.3 | Electric Utility
91 | Petersburg | IC3 | Petroleum Liquids | 1.2 | Electric Utility
91 | Petersburg | IC4 | Petroleum Liquids | 0.6 | Electric Utility
91 | Petersburg | IC5 | Petroleum Liquids | 0.8 | Electric Utility
91 | Petersburg | IC6 | Petroleum Liquids | 2.6 | Electric Utility
91 | Petersburg | IC7 | Petroleum Liquids | 2.6 | Electric Utility
91 | Petersburg | IC8 | Petroleum Liquids | 2.5 | Electric Utility
92 | Seward (AK) | 3 | Petroleum Liquids | 2.5 | Electric Utility
92 | Seward (AK) | 4 | Petroleum Liquids | 2.5 | Electric Utility
92 | Seward (AK) | 5 | Petroleum Liquids | 2.5 | Electric Utility
92 | Seward (AK) | 6 | Petroleum Liquids | 2.8 | Electric Utility
92 | Seward (AK) | N1 | Petroleum Liquids | 2.8 | Electric Utility
92 | Seward (AK) | N2 | Petroleum Liquids | 2.5 | Electric Utility
93 | Blue Lake Hydro | 3 | Conventional Hydroelectric | 5.3 | Electric Utility
93 | Blue Lake Hydro | 4 | Conventional Hydroelectric | 5.3 | Electric Utility
93 | Blue Lake Hydro | 5 | Conventional Hydroelectric | 5.3 | Electric Utility
95 | Wrangell | 11 | Petroleum Liquids | 2 | Electric Utility
95 | Wrangell | 12 | Petroleum Liquids | 2 | Electric Utility
95 | Wrangell | 13 | Petroleum Liquids | 2 | Electric Utility
95 | Wrangell | 9 | Petroleum Liquids | 2.5 | Electric Utility
96 | Beluga | 1 | Natural Gas Fired Combustion Turbine | 16 | Electric Utility
96 | Beluga | 2 | Natural Gas Fired Combustion Turbine | 16 | Electric Utility
96 | Beluga | 3 | Natural Gas Fired Combustion Turbine | 59.1 | Electric Utility
96 | Beluga | 5 | Natural Gas Fired Combustion Turbine | 68.3 | Electric Utility
96 | Beluga | 6 | Natural Gas Fired Combustion Turbine | 76.5 | Electric Utility
96 | Beluga | 7 | Natural Gas Fired Combustion Turbine | 76.5 | Electric Utility
99 | Frederickson | 1 | Natural Gas Fired Combustion Turbine | 88.9 | Electric Utility
99 | Frederickson | 2 | Natural Gas Fired Combustion Turbine | 88.9 | Electric Utility
100 | South Consolidated | SC1 | Conventional Hydroelectric | 1.4 | Electric Utility
104 | J S Eastwood | 1 | Hydroelectric Pumped Storage | 199.8 | Electric Utility
108 | Holcomb | 1 | Conventional Steam Coal | 348.7 | Electric Utility
109 | Dillingham | 10 | Petroleum Liquids | 1.1 | Electric Utility
109 | Dillingham | 11 | Petroleum Liquids | 1 | Electric Utility
109 | Dillingham | 12 | Petroleum Liquids | 1 | Electric Utility
109 | Dillingham | 13 | Petroleum Liquids | 1 | Electric Utility
109 | Dillingham | 14 | Petroleum Liquids | 1 | Electric Utility
109 | Dillingham | 15 | Petroleum Liquids | 1 | Electric Utility
109 | Dillingham | 16 | Petroleum Liquids | 0.5 | Electric Utility
113 | Cholla | 1 | Conventional Steam Coal | 113.6 | Electric Utility
113 | Cholla | 3 | Conventional Steam Coal | 312.3 | Electric Utility
113 | Cholla | 4 | Conventional Steam Coal | 414 | Electric Utility
114 | Douglas | 1 | Petroleum Liquids | 26.1 | Electric Utility
116 | Ocotillo | 1 | Natural Gas Steam Turbine | 113.6 | Electric Utility
116 | Ocotillo | 2 | Natural Gas Steam Turbine | 113.6 | Electric Utility
116 | Ocotillo | GT1 | Natural Gas Fired Combustion Turbine | 53.1 | Electric Utility
116 | Ocotillo | GT2 | Natural Gas Fired Combustion Turbine | 53.1 | Electric Utility
117 | West Phoenix | 1B | Natural Gas Fired Combined Cycle | 132 | Electric Utility
117 | West Phoenix | 2B | Natural Gas Fired Combined Cycle | 132 | Electric Utility
117 | West Phoenix | 3B | Natural Gas Fired Combined Cycle | 132 | Electric Utility
117 | West Phoenix | C4-1 | Natural Gas Fired Combined Cycle | 91 | Electric Utility
117 | West Phoenix | C4-2 | Natural Gas Fired Combined Cycle | 44.6 | Electric Utility
117 | West Phoenix | C5-1 | Natural Gas Fired Combined Cycle | 184.5 | Electric Utility
117 | West Phoenix | C5-2 | Natural Gas Fired Combined Cycle | 184.5 | Electric Utility
117 | West Phoenix | C5-3 | Natural Gas Fired Combined Cycle | 200.6 | Electric Utility
117 | West Phoenix | GT1 | Natural Gas Fired Combustion Turbine | 53.1 | Electric Utility
117 | West Phoenix | GT2 | Natural Gas Fired Combustion Turbine | 53.1 | Electric Utility
118 | Saguaro | GE1 | Natural Gas Fired Combustion Turbine | 78.3 | Electric Utility
118 | Saguaro | GT1 | Natural Gas Fired Combustion Turbine | 53.1 | Electric Utility
118 | Saguaro | GT2 | Natural Gas Fired Combustion Turbine | 53.1 | Electric Utility
120 | Yucca | GT1 | Natural Gas Fired Combustion Turbine | 23.6 | Electric Utility
120 | Yucca | GT2 | Natural Gas Fired Combustion Turbine | 23.6 | Electric Utility
120 | Yucca | GT21 | Petroleum Liquids | 25.3 | Electric Utility
120 | Yucca | GT3 | Natural Gas Fired Combustion Turbine | 72.4 | Electric Utility
120 | Yucca | GT4 | Petroleum Liquids | 72.4 | Electric Utility
120 | Yucca | GT5 | Natural Gas Fired Combustion Turbine | 60.5 | Electric Utility
120 | Yucca | GT6 | Natural Gas Fired Combustion Turbine | 60.5 | Electric Utility
120 | Yucca | ST1 | Natural Gas Steam Turbine | 86.7 | Electric Utility
124 | Demoss Petrie | GT2 | Natural Gas Fired Combustion Turbine | 85 | Electric Utility
126 | H Wilson Sundt Generating Station | 4 | Natural Gas Steam Turbine | 173.3 | Electric Utility
126 | H Wilson Sundt Generating Station | GT1 | Natural Gas Fired Combustion Turbine | 27 | Electric Utility
126 | H Wilson Sundt Generating Station | GT2 | Natural Gas Fired Combustion Turbine | 27 | Electric Utility
126 | H Wilson Sundt Generating Station | ST1 | Natural Gas Steam Turbine | 108.8 | Electric Utility
126 | H Wilson Sundt Generating Station | ST2 | Natural Gas Steam Turbine | 108.8 | Electric Utility
126 | H Wilson Sundt Generating Station | ST3 | Natural Gas Steam Turbine | 113.6 | Electric Utility
127 | Oklaunion | 1 | Conventional Steam Coal | 720 | Electric Utility
130 | Cross | 1 | Conventional Steam Coal | 590.9 | Electric Utility
130 | Cross | 2 | Conventional Steam Coal | 556.2 | Electric Utility
130 | Cross | 3 | Conventional Steam Coal | 591 | Electric Utility
130 | Cross | 4 | Conventional Steam Coal | 652 | Electric Utility
136 | Seminole (FL) | 1 | Conventional Steam Coal | 735.9 | Electric Utility
136 | Seminole (FL) | 2 | Conventional Steam Coal | 735.9 | Electric Utility
141 | Agua Fria | AF1 | Natural Gas Steam Turbine | 113.6 | Electric Utility
141 | Agua Fria | AF2 | Natural Gas Steam Turbine | 113.6 | Electric Utility
141 | Agua Fria | AF3 | Natural Gas Steam Turbine | 163.2 | Electric Utility
141 | Agua Fria | AF4 | Natural Gas Fired Combustion Turbine | 80.5 | Electric Utility
141 | Agua Fria | AF5 | Natural Gas Fired Combustion Turbine | 71.2 | Electric Utility
141 | Agua Fria | AF6 | Natural Gas Fired Combustion Turbine | 71.2 | Electric Utility
141 | Agua Fria | PV-3 | Solar Photovoltaic | 0.2 | Electric Utility
143 | Crosscut | CC5 | Conventional Hydroelectric | 3 | Electric Utility
145 | Horse Mesa | HM1 | Conventional Hydroelectric | 9.9 | Electric Utility
145 | Horse Mesa | HM2 | Conventional Hydroelectric | 9.9 | Electric Utility
145 | Horse Mesa | HM3 | Conventional Hydroelectric | 9.9 | Electric Utility
145 | Horse Mesa | HM4 | Hydroelectric Pumped Storage | 99.8 | Electric Utility
147 | Kyrene | KY1 | Natural Gas Steam Turbine | 34.5 | Electric Utility
147 | Kyrene | KY2 | Natural Gas Steam Turbine | 73.5 | Electric Utility
147 | Kyrene | KY4 | Natural Gas Fired Combustion Turbine | 53.1 | Electric Utility
147 | Kyrene | KY5 | Natural Gas Fired Combustion Turbine | 60.3 | Electric Utility
147 | Kyrene | KY6 | Natural Gas Fired Combustion Turbine | 60.3 | Electric Utility
147 | Kyrene | KY7 | Natural Gas Fired Combined Cycle | 170 | Electric Utility
147 | Kyrene | KY7A | Natural Gas Fired Combined Cycle | 122 | Electric Utility
148 | Mormon Flat | MF1 | Conventional Hydroelectric | 9.2 | Electric Utility
148 | Mormon Flat | MF2 | Hydroelectric Pumped Storage | 54.3 | Electric Utility
149 | Roosevelt | ROOS | Conventional Hydroelectric | 36 | Electric Utility
150 | Stewart Mountain | SM | Conventional Hydroelectric | 13 | Electric Utility
151 | McClure | 1 | Petroleum Liquids | 71.2 | Electric Utility
151 | McClure | 2 | Natural Gas Fired Combustion Turbine | 71.2 | Electric Utility
152 | Davis Dam | 1 | Conventional Hydroelectric | 51.7 | Electric Utility
152 | Davis Dam | 2 | Conventional Hydroelectric | 51.7 | Electric Utility
152 | Davis Dam | 3 | Conventional Hydroelectric | 48 | Electric Utility
152 | Davis Dam | 4 | Conventional Hydroelectric | 51.7 | Electric Utility
152 | Davis Dam | 5 | Conventional Hydroelectric | 51.7 | Electric Utility
153 | Glen Canyon Dam | 1 | Conventional Hydroelectric | 165 | Electric Utility
153 | Glen Canyon Dam | 2 | Conventional Hydroelectric | 165 | Electric Utility
153 | Glen Canyon Dam | 3 | Conventional Hydroelectric | 165 | Electric Utility
153 | Glen Canyon Dam | 4 | Conventional Hydroelectric | 165 | Electric Utility
153 | Glen Canyon Dam | 5 | Conventional Hydroelectric | 165 | Electric Utility
153 | Glen Canyon Dam | 6 | Conventional Hydroelectric | 165 | Electric Utility
153 | Glen Canyon Dam | 7 | Conventional Hydroelectric | 157 | Electric Utility
153 | Glen Canyon Dam | 8 | Conventional Hydroelectric | 165 | Electric Utility
154 | Hoover Dam (NV) | N0 | Conventional Hydroelectric | 2.4 | Electric Utility
154 | Hoover Dam (NV) | N1 | Conventional Hydroelectric | 130 | Electric Utility
154 | Hoover Dam (NV) | N2 | Conventional Hydroelectric | 130 | Electric Utility
154 | Hoover Dam (NV) | N3 | Conventional Hydroelectric | 130 | Electric Utility
154 | Hoover Dam (NV) | N4 | Conventional Hydroelectric | 130 | Electric Utility
154 | Hoover Dam (NV) | N5 | Conventional Hydroelectric | 130 | Electric Utility
154 | Hoover Dam (NV) | N6 | Conventional Hydroelectric | 130 | Electric Utility
154 | Hoover Dam (NV) | N7 | Conventional Hydroelectric | 127 | Electric Utility
154 | Hoover Dam (NV) | N8 | Conventional Hydroelectric | 130 | Electric Utility
159 | Lake Creek Dam | 1 | Conventional Hydroelectric | 1.5 | Electric Utility
160 | Apache Station | GT1 | Natural Gas Fired Combustion Turbine | 11.5 | Electric Utility
160 | Apache Station | GT2 | Natural Gas Fired Combustion Turbine | 20.4 | Electric Utility
160 | Apache Station | GT3 | Natural Gas Fired Combustion Turbine | 78.7 | Electric Utility
160 | Apache Station | GT4 | Natural Gas Fired Combustion Turbine | 60.5 | Electric Utility
160 | Apache Station | ST1 | Natural Gas Steam Turbine | 81.6 | Electric Utility
160 | Apache Station | ST2 | Conventional Steam Coal | 204 | Electric Utility
160 | Apache Station | ST3 | Conventional Steam Coal | 204 | Electric Utility
161 | Turlock Lake | 1 | Conventional Hydroelectric | 1.1 | Electric Utility
161 | Turlock Lake | 2 | Conventional Hydroelectric | 1.1 | Electric Utility
161 | Turlock Lake | 3 | Conventional Hydroelectric | 1.1 | Electric Utility
162 | Hickman | 1 | Conventional Hydroelectric | 0.5 | Electric Utility
162 | Hickman | 2 | Conventional Hydroelectric | 0.5 | Electric Utility
165 | GREC | 1 | Conventional Steam Coal | 540 | Electric Utility
165 | GREC | 2 | Conventional Steam Coal | 594 | Electric Utility
166 | Carpenter | 1 | Conventional Hydroelectric | 28 | Electric Utility
166 | Carpenter | 2 | Conventional Hydroelectric | 28 | Electric Utility
170 | Lake Catherine | 4 | Natural Gas Steam Turbine | 552.5 | Electric Utility
172 | Osceola (AR) | 13 | Petroleum Liquids | 1.6 | Electric Utility
172 | Osceola (AR) | 14 | Petroleum Liquids | 1.6 | Electric Utility
172 | Osceola (AR) | 9 | Petroleum Liquids | 1.6 | Electric Utility
174 | Remmel | 1 | Conventional Hydroelectric | 3 | Electric Utility
174 | Remmel | 2 | Conventional Hydroelectric | 3 | Electric Utility
174 | Remmel | 3 | Conventional Hydroelectric | 3 | Electric Utility
180 | Volta 2 | 1 | Conventional Hydroelectric | 1 | Electric Utility
182 | Beaver Dam | 1 | Conventional Hydroelectric | 56 | Electric Utility
182 | Beaver Dam | 2 | Conventional Hydroelectric | 56 | Electric Utility
187 | Degray | 1 | Conventional Hydroelectric | 40 | Electric Utility
187 | Degray | 2 | Hydroelectric Pumped Storage | 28 | Electric Utility
188 | Greers Ferry Lake | 1 | Conventional Hydroelectric | 48 | Electric Utility
188 | Greers Ferry Lake | 2 | Conventional Hydroelectric | 48 | Electric Utility
193 | Municipal Light | 1 | Petroleum Liquids | 2 | Electric Utility
193 | Municipal Light | 2 | Petroleum Liquids | 0.6 | Electric Utility
193 | Municipal Light | 4 | Petroleum Liquids | 2.2 | Electric Utility
193 | Municipal Light | 6 | Petroleum Liquids | 1.3 | Electric Utility
193 | Municipal Light | 7 | Petroleum Liquids | 1.1 | Electric Utility
195 | Narrows (AR) | 1 | Conventional Hydroelectric | 8.5 | Electric Utility
195 | Narrows (AR) | 2 | Conventional Hydroelectric | 8.5 | Electric Utility
195 | Narrows (AR) | 3 | Conventional Hydroelectric | 8.5 | Electric Utility
196 | Norfork | 1 | Conventional Hydroelectric | 40.2 | Electric Utility
196 | Norfork | 2 | Conventional Hydroelectric | 40.2 | Electric Utility
197 | Blakely Mountain | 1 | Conventional Hydroelectric | 37.5 | Electric Utility
197 | Blakely Mountain | 2 | Conventional Hydroelectric | 37.5 | Electric Utility
198 | Bull Shoals | 1 | Conventional Hydroelectric | 40 | Electric Utility
198 | Bull Shoals | 2 | Conventional Hydroelectric | 40 | Electric Utility
198 | Bull Shoals | 3 | Conventional Hydroelectric | 40 | Electric Utility
198 | Bull Shoals | 4 | Conventional Hydroelectric | 40 | Electric Utility
198 | Bull Shoals | 5 | Conventional Hydroelectric | 45 | Electric Utility
198 | Bull Shoals | 6 | Conventional Hydroelectric | 45 | Electric Utility
198 | Bull Shoals | 7 | Conventional Hydroelectric | 45 | Electric Utility
198 | Bull Shoals | 8 | Conventional Hydroelectric | 45 | Electric Utility
199 | Dardanelle | 1 | Conventional Hydroelectric | 40.2 | Electric Utility
199 | Dardanelle | 2 | Conventional Hydroelectric | 40.2 | Electric Utility
199 | Dardanelle | 3 | Conventional Hydroelectric | 40.2 | Electric Utility
199 | Dardanelle | 4 | Conventional Hydroelectric | 40.2 | Electric Utility
201 | Thomas Fitzhugh | 1 | Natural Gas Fired Combined Cycle | 59 | Electric Utility
201 | Thomas Fitzhugh | 2 | Natural Gas Fired Combined Cycle | 126 | Electric Utility
202 | Carl Bailey | 1 | Natural Gas Steam Turbine | 120 | Electric Utility
203 | McClellan (AR) | 1 | Natural Gas Steam Turbine | 136 | Electric Utility
204 | Clinton Power Station | 1 | Nuclear | 1138.3 | IPP Non-CHP
207 | St Johns River Power Park | 1 | Conventional Steam Coal | 679 | Electric Utility
207 | St Johns River Power Park | 2 | Conventional Steam Coal | 679 | Electric Utility
210 | Wolf Creek Generating Station | 1 | Nuclear | 1267.7 | Electric Utility
214 | Alta Powerhouse | 1 | Conventional Hydroelectric | 1 | Electric Utility
215 | Angels | 1 | Conventional Hydroelectric | 1.4 | IPP Non-CHP
217 | Balch 1 | 1 | Conventional Hydroelectric | 31 | Electric Utility
218 | Balch 2 | 2 | Conventional Hydroelectric | 48.6 | Electric Utility
218 | Balch 2 | 3 | Conventional Hydroelectric | 48.6 | Electric Utility
219 | Belden | 1 | Conventional Hydroelectric | 117.9 | Electric Utility
220 | Bucks Creek | H1 | Conventional Hydroelectric | 33 | Electric Utility
220 | Bucks Creek | H2 | Conventional Hydroelectric | 33 | Electric Utility
221 | Butt Valley | 1 | Conventional Hydroelectric | 40 | Electric Utility
222 | Caribou 1 | 1 | Conventional Hydroelectric | 23.8 | Electric Utility
222 | Caribou 1 | 2 | Conventional Hydroelectric | 25 | Electric Utility
222 | Caribou 1 | 3 | Conventional Hydroelectric | 25 | Electric Utility
223 | Caribou 2 | 4 | Conventional Hydroelectric | 60.3 | Electric Utility
223 | Caribou 2 | 5 | Conventional Hydroelectric | 57.6 | Electric Utility
224 | Centerville PH | 1 | Conventional Hydroelectric | 5.5 | Electric Utility
224 | Centerville PH | 2 | Conventional Hydroelectric | 0.9 | Electric Utility
225 | Chili Bar | 1 | Conventional Hydroelectric | 7 | Electric Utility
227 | Coleman PH | 1 | Conventional Hydroelectric | 12.1 | Electric Utility
229 | Cow Creek | 1 | Conventional Hydroelectric | 0.7 | Electric Utility
229 | Cow Creek | 2 | Conventional Hydroelectric | 0.7 | Electric Utility
231 | Cresta | 1 | Conventional Hydroelectric | 36.9 | Electric Utility
231 | Cresta | 2 | Conventional Hydroelectric | 36.9 | Electric Utility
232 | De Sabla | 1 | Conventional Hydroelectric | 18.4 | Electric Utility
233 | Deer Creek PH | 1 | Conventional Hydroelectric | 5.5 | Electric Utility
235 | Drum 1 | 1 | Conventional Hydroelectric | 12 | Electric Utility
235 | Drum 1 | 2 | Conventional Hydroelectric | 12 | Electric Utility
235 | Drum 1 | 3 | Conventional Hydroelectric | 12 | Electric Utility
235 | Drum 1 | 4 | Conventional Hydroelectric | 13.2 | Electric Utility
236 | Drum 2 | 5 | Conventional Hydroelectric | 53.1 | Electric Utility
237 | Dutch Flat | 1 | Conventional Hydroelectric | 22 | Electric Utility
238 | El Dorado | 1 | Conventional Hydroelectric | 10 | Electric Utility
238 | El Dorado | 2 | Conventional Hydroelectric | 10 | Electric Utility
239 | Electra | 1 | Conventional Hydroelectric | 32.3 | Electric Utility
239 | Electra | 2 | Conventional Hydroelectric | 35.1 | Electric Utility
239 | Electra | 3 | Conventional Hydroelectric | 35.1 | Electric Utility
240 | Haas | H1 | Conventional Hydroelectric | 67.5 | Electric Utility
240 | Haas | H2 | Conventional Hydroelectric | 67.5 | Electric Utility
241 | Halsey | 1 | Conventional Hydroelectric | 13.6 | Electric Utility
242 | Hamilton Branch | 1 | Conventional Hydroelectric | 2.6 | Electric Utility
242 | Hamilton Branch | 2 | Conventional Hydroelectric | 2.7 | Electric Utility
243 | Hat Creek 1 | 1 | Conventional Hydroelectric | 10 | Electric Utility
244 | Hat Creek 2 | 1 | Conventional Hydroelectric | 10 | Electric Utility
246 | Humboldt Bay | IC1 | Natural Gas Internal Combustion Engine | 16.7 | Electric Utility
246 | Humboldt Bay | IC10 | Natural Gas Internal Combustion Engine | 16.7 | Electric Utility
246 | Humboldt Bay | IC2 | Natural Gas Internal Combustion Engine | 16.7 | Electric Utility
246 | Humboldt Bay | IC3 | Natural Gas Internal Combustion Engine | 16.7 | Electric Utility
246 | Humboldt Bay | IC4 | Natural Gas Internal Combustion Engine | 16.7 | Electric Utility
246 | Humboldt Bay | IC5 | Natural Gas Internal Combustion Engine | 16.7 | Electric Utility
246 | Humboldt Bay | IC6 | Natural Gas Internal Combustion Engine | 16.7 | Electric Utility
246 | Humboldt Bay | IC7 | Natural Gas Internal Combustion Engine | 16.7 | Electric Utility
246 | Humboldt Bay | IC8 | Natural Gas Internal Combustion Engine | 16.7 | Electric Utility
246 | Humboldt Bay | IC9 | Natural Gas Internal Combustion Engine | 16.7 | Electric Utility
248 | Inskip | 1 | Conventional Hydroelectric | 7.6 | Electric Utility
249 | James B Black | 1 | Conventional Hydroelectric | 85.1 | Electric Utility
249 | James B Black | 2 | Conventional Hydroelectric | 83.5 | Electric Utility
250 | Kerckhoff | H1 | Conventional Hydroelectric | 11.3 | Electric Utility
250 | Kerckhoff | H3 | Conventional Hydroelectric | 11.3 | Electric Utility
253 | Kilarc | 1 | Conventional Hydroelectric | 1.5 | Electric Utility
253 | Kilarc | 2 | Conventional Hydroelectric | 1.5 | Electric Utility
254 | Kings River PH | H1 | Conventional Hydroelectric | 48.6 | Electric Utility
255 | Lime Saddle | 1 | Conventional Hydroelectric | 1 | Electric Utility
255 | Lime Saddle | 2 | Conventional Hydroelectric | 1 | Electric Utility
258 | Merced Falls | 1 | Conventional Hydroelectric | 3.4 | Electric Utility
260 | Dynegy Moss Landing Power Plant | CT1A | Natural Gas Fired Combined Cycle | 233 | IPP Non-CHP
260 | Dynegy Moss Landing Power Plant | CT1B | Natural Gas Fired Combined Cycle | 233 | IPP Non-CHP
260 | Dynegy Moss Landing Power Plant | CT2A | Natural Gas Fired Combined Cycle | 233 | IPP Non-CHP
260 | Dynegy Moss Landing Power Plant | CT2B | Natural Gas Fired Combined Cycle | 233 | IPP Non-CHP
260 | Dynegy Moss Landing Power Plant | ST1 | Natural Gas Fired Combined Cycle | 233 | IPP Non-CHP
260 | Dynegy Moss Landing Power Plant | ST2 | Natural Gas Fired Combined Cycle | 233 | IPP Non-CHP
261 | Murphys | 1 | Conventional Hydroelectric | 3.6 | IPP Non-CHP
262 | Narrows PH | 1 | Conventional Hydroelectric | 10.2 | Electric Utility
264 | Phoenix | 1 | Conventional Hydroelectric | 1.6 | Electric Utility
265 | Pit 1 | H1 | Conventional Hydroelectric | 34.6 | Electric Utility
265 | Pit 1 | H2 | Conventional Hydroelectric | 34.6 | Electric Utility
266 | Pit 3 | H1 | Conventional Hydroelectric | 26.7 | Electric Utility
266 | Pit 3 | H2 | Conventional Hydroelectric | 26.7 | Electric Utility
266 | Pit 3 | H3 | Conventional Hydroelectric | 26.7 | Electric Utility
267 | Pit 4 | 1 | Conventional Hydroelectric | 51.7 | Electric Utility
267 | Pit 4 | 2 | Conventional Hydroelectric | 51.7 | Electric Utility
268 | Pit 5 | H1 | Conventional Hydroelectric | 38.2 | Electric Utility
268 | Pit 5 | H2 | Conventional Hydroelectric | 38.2 | Electric Utility
268 | Pit 5 | H3 | Conventional Hydroelectric | 33.2 | Electric Utility
268 | Pit 5 | H4 | Conventional Hydroelectric | 32 | Electric Utility
269 | Pit 6 | H1 | Conventional Hydroelectric | 39.6 | Electric Utility
269 | Pit 6 | H2 | Conventional Hydroelectric | 39.6 | Electric Utility
270 | Pit 7 | H1 | Conventional Hydroelectric | 57.6 | Electric Utility
270 | Pit 7 | H2 | Conventional Hydroelectric | 52.2 | Electric Utility
271 | Pittsburg Power | 5 | Natural Gas Steam Turbine | 326.4 | IPP Non-CHP
271 | Pittsburg Power | 6 | Natural Gas Steam Turbine | 326.4 | IPP Non-CHP
271 | Pittsburg Power | 7 | Natural Gas Steam Turbine | 751.1 | IPP Non-CHP
272 | Poe | 1 | Conventional Hydroelectric | 71.4 | Electric Utility
272 | Poe | 2 | Conventional Hydroelectric | 71.4 | Electric Utility
274 | Potter Valley | 1 | Conventional Hydroelectric | 4.4 | Electric Utility
274 | Potter Valley | 2 | Conventional Hydroelectric | 2 | Electric Utility
274 | Potter Valley | 3 | Conventional Hydroelectric | 3 | Electric Utility
275 | Rock Creek | H1 | Conventional Hydroelectric | 63 | Electric Utility
275 | Rock Creek | H2 | Conventional Hydroelectric | 63 | Electric Utility
276 | San Joaquin 2 | 1 | Conventional Hydroelectric | 2.8 | Electric Utility
277 | San Joaquin 3 | 3 | Conventional Hydroelectric | 4 | Electric Utility
279 | Salt Springs | 1 | Conventional Hydroelectric | 12.3 | Electric Utility
279 | Salt Springs | 2 | Conventional Hydroelectric | 29.7 | Electric Utility
280 | South | 1 | Conventional Hydroelectric | 6.7 | Electric Utility
281 | Spaulding 1 | 1 | Conventional Hydroelectric | 7 | Electric Utility
282 | Spaulding 2 | 1 | Conventional Hydroelectric | 3.7 | Electric Utility
283 | Spaulding 3 | 1 | Conventional Hydroelectric | 6.6 | Electric Utility
284 | Spring Gap | 1 | Conventional Hydroelectric | 6 | Electric Utility
285 | Stanislaus | HC1 | Conventional Hydroelectric | 81.9 | Electric Utility
286 | Geysers Unit 5-20 | U10 | Geothermal | 55 | IPP Non-CHP
286 | Geysers Unit 5-20 | U11 | Geothermal | 110 | IPP Non-CHP
286 | Geysers Unit 5-20 | U12 | Geothermal | 110 | IPP Non-CHP
286 | Geysers Unit 5-20 | U13 | Geothermal | 138 | IPP Non-CHP
286 | Geysers Unit 5-20 | U14 | Geothermal | 113 | IPP Non-CHP
286 | Geysers Unit 5-20 | U16 | Geothermal | 118 | IPP Non-CHP
286 | Geysers Unit 5-20 | U17 | Geothermal | 118 | IPP Non-CHP
286 | Geysers Unit 5-20 | U18 | Geothermal | 118 | IPP Non-CHP
286 | Geysers Unit 5-20 | U20 | Geothermal | 118 | IPP Non-CHP
286 | Geysers Unit 5-20 | U5 | Geothermal | 55 | IPP Non-CHP
286 | Geysers Unit 5-20 | U6 | Geothermal | 55 | IPP Non-CHP
286 | Geysers Unit 5-20 | U7 | Geothermal | 55 | IPP Non-CHP
286 | Geysers Unit 5-20 | U8 | Geothermal | 55 | IPP Non-CHP
286 | Geysers Unit 5-20 | U9 | Geothermal | 55 | IPP Non-CHP
287 | Tiger Creek | H1 | Conventional Hydroelectric | 25.5 | Electric Utility
287 | Tiger Creek | H2 | Conventional Hydroelectric | 26.7 | Electric Utility
289 | Tule River | 1 | Conventional Hydroelectric | 4.2 | Electric Utility
289 | Tule River | 2 | Conventional Hydroelectric | 4.2 | Electric Utility
290 | Volta 1 | 1 | Conventional Hydroelectric | 8.5 | Electric Utility
291 | West Point PH | 1 | Conventional Hydroelectric | 13.6 | Electric Utility
292 | Wise | 1 | Conventional Hydroelectric | 13.6 | Electric Utility
292 | Wise | 2 | Conventional Hydroelectric | 2.8 | Electric Utility
293 | A G Wishon | 1 | Conventional Hydroelectric | 3.2 | Electric Utility
293 | A G Wishon | 2 | Conventional Hydroelectric | 3.2 | Electric Utility
293 | A G Wishon | 3 | Conventional Hydroelectric | 3.2 | Electric Utility
293 | A G Wishon | 4 | Conventional Hydroelectric | 3.2 | Electric Utility
294 | Copco 1 | 1 | Conventional Hydroelectric | 10 | Electric Utility
294 | Copco 1 | 2 | Conventional Hydroelectric | 10 | Electric Utility
295 | Copco 2 | 1 | Conventional Hydroelectric | 13.5 | Electric Utility
295 | Copco 2 | 2 | Conventional Hydroelectric | 13.5 | Electric Utility
296 | Fall Creek | 1 | Conventional Hydroelectric | 0.5 | Electric Utility
296 | Fall Creek | 2 | Conventional Hydroelectric | 0.4 | Electric Utility
296 | Fall Creek | 3 | Conventional Hydroelectric | 1.2 | Electric Utility
297 | Iron Gate | 1 | Conventional Hydroelectric | 18 | Electric Utility
298 | Limestone | 1 | Conventional Steam Coal | 893 | IPP Non-CHP
298 | Limestone | 2 | Conventional Steam Coal | 956.8 | IPP Non-CHP
299 | Blundell | 1 | Geothermal | 30.7 | Electric Utility
299 | Blundell | 2 | Geothermal | 14.1 | Electric Utility
302 | Encina | 2 | Natural Gas Steam Turbine | 110 | IPP Non-CHP
302 | Encina | 3 | Natural Gas Steam Turbine | 110 | IPP Non-CHP
302 | Encina | 4 | Natural Gas Steam Turbine | 306 | IPP Non-CHP
302 | Encina | 5 | Natural Gas Steam Turbine | 345.6 | IPP Non-CHP
302 | Encina | GT1 | Natural Gas Fired Combustion Turbine | 18 | IPP Non-CHP
302 | Encina | ST1 | Natural Gas Steam Turbine | 110 | IPP Non-CHP
303 | Kearny | KEA3 | Natural Gas Fired Combustion Turbine | 72 | IPP Non-CHP
313 | Green Lake | 1 | Conventional Hydroelectric | 9.3 | Electric Utility
313 | Green Lake | 2 | Conventional Hydroelectric | 9.3 | Electric Utility
314 | Drop 5 | 1 | Conventional Hydroelectric | 2 | Electric Utility
314 | Drop 5 | 2 | Conventional Hydroelectric | 2 | Electric Utility
315 | AES Alamitos LLC | 1 | Natural Gas Steam Turbine | 156 | IPP Non-CHP
315 | AES Alamitos LLC | 2 | Natural Gas Steam Turbine | 156 | IPP Non-CHP
315 | AES Alamitos LLC | 3 | Natural Gas Steam Turbine | 310 | IPP Non-CHP
315 | AES Alamitos LLC | 4 | Natural Gas Steam Turbine | 310 | IPP Non-CHP
315 | AES Alamitos LLC | 5 | Natural Gas Steam Turbine | 495 | IPP Non-CHP
315 | AES Alamitos LLC | 6 | Natural Gas Steam Turbine | 495 | IPP Non-CHP
316 | Sepulveda Canyon | 1 | Conventional Hydroelectric | 8.5 | Electric Utility
317 | Big Creek 1 | 1 | Conventional Hydroelectric | 19.8 | Electric Utility
317 | Big Creek 1 | 2 | Conventional Hydroelectric | 15.8 | Electric Utility
317 | Big Creek 1 | 3 | Conventional Hydroelectric | 21.6 | Electric Utility
317 | Big Creek 1 | 4 | Conventional Hydroelectric | 31.2 | Electric Utility
318 | Big Creek 2 | 3 | Conventional Hydroelectric | 15.8 | Electric Utility
318 | Big Creek 2 | 4 | Conventional Hydroelectric | 15.8 | Electric Utility
318 | Big Creek 2 | 5 | Conventional Hydroelectric | 17.5 | Electric Utility
318 | Big Creek 2 | 6 | Conventional Hydroelectric | 17.5 | Electric Utility
319 | Big Creek 3 | 1 | Conventional Hydroelectric | 34 | Electric Utility
319 | Big Creek 3 | 2 | Conventional Hydroelectric | 34 | Electric Utility
319 | Big Creek 3 | 3 | Conventional Hydroelectric | 34 | Electric Utility
319 | Big Creek 3 | 4 | Conventional Hydroelectric | 36 | Electric Utility
319 | Big Creek 3 | 5 | Conventional Hydroelectric | 36.5 | Electric Utility
320 | Big Creek 4 | 1 | Conventional Hydroelectric | 50 | Electric Utility
320 | Big Creek 4 | 2 | Conventional Hydroelectric | 50 | Electric Utility
321 | Big Creek 8 | 1 | Conventional Hydroelectric | 30 | Electric Utility
321 | Big Creek 8 | 2 | Conventional Hydroelectric | 45 | Electric Utility
322 | Big Creek 2A | 1 | Conventional Hydroelectric | 55 | Electric Utility
322 | Big Creek 2A | 2 | Conventional Hydroelectric | 55 | Electric Utility
323 | Bishop Creek 2 | 1 | Conventional Hydroelectric | 2.5 | Electric Utility
323 | Bishop Creek 2 | 2 | Conventional Hydroelectric | 2.5 | Electric Utility
323 | Bishop Creek 2 | 3 | Conventional Hydroelectric | 2.3 | Electric Utility
324 | Bishop Creek 3 | 1 | Conventional Hydroelectric | 2.8 | Electric Utility
324 | Bishop Creek 3 | 2 | Conventional Hydroelectric | 2.8 | Electric Utility
324 | Bishop Creek 3 | 3 | Conventional Hydroelectric | 2.8 | Electric Utility
325 | Bishop Creek 4 | 1 | Conventional Hydroelectric | 1 | Electric Utility
325 | Bishop Creek 4 | 2 | Conventional Hydroelectric | 1 | Electric Utility
325 | Bishop Creek 4 | 3 | Conventional Hydroelectric | 2 | Electric Utility
325 | Bishop Creek 4 | 4 | Conventional Hydroelectric | 2.2 | Electric Utility
325 | Bishop Creek 4 | 5 | Conventional Hydroelectric | 2 | Electric Utility
326 | Bishop Creek 5 | 1 | Conventional Hydroelectric | 2 | Electric Utility
326 | Bishop Creek 5 | 2 | Conventional Hydroelectric | 2.5 | Electric Utility
327 | Bishop Creek 6 | 1 | Conventional Hydroelectric | 1.6 | Electric Utility
328 | Borel | 1 | Conventional Hydroelectric | 3 | Electric Utility
328 | Borel | 2 | Conventional Hydroelectric | 3 | Electric Utility
328 | Borel | 3 | Conventional Hydroelectric | 6 | Electric Utility
331 | Etiwanda Generating Station | 3 | Natural Gas Steam Turbine | 333 | IPP Non-CHP
331 | Etiwanda Generating Station | 4 | Natural Gas Steam Turbine | 333 | IPP Non-CHP
332 | Fontana | 1 | Conventional Hydroelectric | 1.5 | Electric Utility
332 | Fontana | 2 | Conventional Hydroelectric | 1.5 | Electric Utility
335 | AES Huntington Beach LLC | 1 | Natural Gas Steam Turbine | 218 | IPP Non-CHP
335 | AES Huntington Beach LLC | 2 | Natural Gas Steam Turbine | 218 | IPP Non-CHP
336 | Kaweah 2 | 2 | Conventional Hydroelectric | 1.8 | Electric Utility
337 | Kaweah 1 | 1 | Conventional Hydroelectric | 2.3 | Electric Utility
338 | Kaweah 3 | 1 | Conventional Hydroelectric | 2.4 | Electric Utility
338 | Kaweah 3 | 2 | Conventional Hydroelectric | 2.4 | Electric Utility
339 | Kern River 3 | 1 | Conventional Hydroelectric | 20.5 | Electric Utility
339 | Kern River 3 | 2 | Conventional Hydroelectric | 19.6 | Electric Utility
340 | Kern River 1 | 1 | Conventional Hydroelectric | 6.6 | Electric Utility
340 | Kern River 1 | 2 | Conventional Hydroelectric | 6.6 | Electric Utility
340 | Kern River 1 | 3 | Conventional Hydroelectric | 6.6 | Electric Utility
340 | Kern River 1 | 4 | Conventional Hydroelectric | 6.6 | Electric Utility
341 | Long Beach Generation LLC | CT1 | Natural Gas Fired Combustion Turbine | 63 | IPP Non-CHP
341 | Long Beach Generation LLC | CT2 | Natural Gas Fired Combustion Turbine | 63 | IPP Non-CHP
341 | Long Beach Generation LLC | CT3 | Natural Gas Fired Combustion Turbine | 63 | IPP Non-CHP
341 | Long Beach Generation LLC | CT4 | Natural Gas Fired Combustion Turbine | 63 | IPP Non-CHP
342 | Lundy | 1 | Conventional Hydroelectric | 1.5 | Electric Utility
342 | Lundy | 2 | Conventional Hydroelectric | 1.5 | Electric Utility
344 | Mammoth Pool | 1 | Conventional Hydroelectric | 95 | Electric Utility
344 | Mammoth Pool | 2 | Conventional Hydroelectric | 95 | Electric Utility
345 | Mandalay | 03 | Natural Gas Fired Combustion Turbine | 138 | IPP Non-CHP
345 | Mandalay | 1 | Natural Gas Steam Turbine | 218 | IPP Non-CHP
345 | Mandalay | 2 | Natural Gas Steam Turbine | 218 | IPP Non-CHP
350 | Ormond Beach | 1 | Natural Gas Steam Turbine | 806 | IPP Non-CHP
350 | Ormond Beach | 2 | Natural Gas Steam Turbine | 806 | IPP Non-CHP
353 | Poole | 1 | Conventional Hydroelectric | 11.3 | Electric Utility
354 | Portal | 1 | Conventional Hydroelectric | 10.8 | Electric Utility
356 | AES Redondo Beach LLC | 5 | Natural Gas Steam Turbine | 163.2 | IPP Non-CHP
356 | AES Redondo Beach LLC | 6 | Natural Gas Steam Turbine | 163.2 | IPP Non-CHP
356 | AES Redondo Beach LLC | 7 | Natural Gas Steam Turbine | 495 | IPP Non-CHP
356 | AES Redondo Beach LLC | 8 | Natural Gas Steam Turbine | 495 | IPP Non-CHP
357 | Rush Creek | 1 | Conventional Hydroelectric | 5.9 | Electric Utility
357 | Rush Creek | 2 | Conventional Hydroelectric | 7.2 | Electric Utility
358 | Mountainview Generating Station | MV3A | Natural Gas Fired Combined Cycle | 164.6 | Electric Utility
358 | Mountainview Generating Station | MV3B | Natural Gas Fired Combined Cycle | 164.6 | Electric Utility
358 | Mountainview Generating Station | MV3C | Natural Gas Fired Combined Cycle | 189.2 | Electric Utility
358 | Mountainview Generating Station | MV4A | Natural Gas Fired Combined Cycle | 164.6 | Electric Utility
358 | Mountainview Generating Station | MV4B | Natural Gas Fired Combined Cycle | 164.6 | Electric Utility
358 | Mountainview Generating Station | MV4C | Natural Gas Fired Combined Cycle | 189.2 | Electric Utility
361 | Santa Ana 1 | 1 | Conventional Hydroelectric | 0.8 | Electric Utility
361 | Santa Ana 1 | 2 | Conventional Hydroelectric | 0.8 | Electric Utility
361 | Santa Ana 1 | 3 | Conventional Hydroelectric | 0.8 | Electric Utility
361 | Santa Ana 1 | 4 | Conventional Hydroelectric | 0.8 | Electric Utility
363 | Santa Ana 3 | 1 | Conventional Hydroelectric | 3.1 | Electric Utility
365 | Lower Tule River | 1 | Conventional Hydroelectric | 1.3 | Electric Utility
365 | Lower Tule River | 2 | Conventional Hydroelectric | 1.3 | Electric Utility
371 | Columbia Generating Station | 2 | Nuclear | 1200 | Electric Utility
376 | Pardee | 1 | Conventional Hydroelectric | 7.5 | Electric Utility
376 | Pardee | 2 | Conventional Hydroelectric | 7.5 | Electric Utility
376 | Pardee | 3 | Conventional Hydroelectric | 8.6 | Electric Utility
377 | Grayson | 1 | Natural Gas Fired Combined Cycle | 20 | Electric Utility
377 | Grayson | 2 | Natural Gas Fired Combined Cycle | 20 | Electric Utility
377 | Grayson | 3 | Landfill Gas | 23 | Electric Utility
377 | Grayson | 4 | Natural Gas Steam Turbine | 50 | Electric Utility
377 | Grayson | 5 | Natural Gas Steam Turbine | 50 | Electric Utility
377 | Grayson | 8A | Natural Gas Fired Combined Cycle | 25.4 | Electric Utility
377 | Grayson | 8BC | Natural Gas Fired Combined Cycle | 55.1 | Electric Utility
377 | Grayson | 9 | Natural Gas Fired Combustion Turbine | 57.4 | Electric Utility
378 | Prairie River | 1 | Conventional Hydroelectric | 0.7 | Electric Utility
378 | Prairie River | 2 | Conventional Hydroelectric | 0.3 | Electric Utility
380 | Dion R Holm | 1 | Conventional Hydroelectric | 78.4 | Electric Utility
380 | Dion R Holm | 2 | Conventional Hydroelectric | 78.4 | Electric Utility
381 | Moccasin | 1 | Conventional Hydroelectric | 50 | Electric Utility
381 | Moccasin | 2 | Conventional Hydroelectric | 50 | Electric Utility
382 | R C Kirkwood | 1 | Conventional Hydroelectric | 39.5 | Electric Utility
382 | R C Kirkwood | 2 | Conventional Hydroelectric | 39.5 | Electric Utility
382 | R C Kirkwood | 3 | Conventional Hydroelectric | 36.5 | Electric Utility
384 | Joliet 29 | 7 | Conventional Steam Coal | 660 | IPP Non-CHP
384 | Joliet 29 | 8 | Conventional Steam Coal | 660 | IPP Non-CHP
385 | Drop 2 (CA) | 1 | Conventional Hydroelectric | 5 | Electric Utility
385 | Drop 2 (CA) | 2 | Conventional Hydroelectric | 5 | Electric Utility
386 | Drop 3 (CA) | 1 | Conventional Hydroelectric | 4.8 | Electric Utility
386 | Drop 3 (CA) | 2 | Conventional Hydroelectric | 4.4 | Electric Utility
387 | Drop 4 | 1 | Conventional Hydroelectric | 10 | Electric Utility
387 | Drop 4 | 2 | Conventional Hydroelectric | 9.6 | Electric Utility
388 | Pilot Knob | 1 | Conventional Hydroelectric | 16.5 | Electric Utility
388 | Pilot Knob | 2 | Conventional Hydroelectric | 16.5 | Electric Utility
389 | El Centro | 2 | Natural Gas Fired Combined Cycle | 34.5 | Electric Utility
389 | El Centro | 2A | Natural Gas Fired Combined Cycle | 89.9 | Electric Utility
389 | El Centro | 30 | Natural Gas Fired Combined Cycle | 65.9 | Electric Utility
389 | El Centro | 31 | Natural Gas Fired Combined Cycle | 43.2 | Electric Utility
389 | El Centro | 32 | Natural Gas Fired Combined Cycle | 43.2 | Electric Utility
389 | El Centro | 4 | Natural Gas Steam Turbine | 81.6 | Electric Utility
389 | El Centro | BESS | Batteries | 30 | Electric Utility
390 | Solomon Gulch | 1 | Conventional Hydroelectric | 6 | Electric Utility
390 | Solomon Gulch | 2 | Conventional Hydroelectric | 6 | Electric Utility
391 | Big Pine Creek | 1 | Conventional Hydroelectric | 3.2 | Electric Utility
392 | Castaic | 1 | Hydroelectric Pumped Storage | 271 | Electric Utility
392 | Castaic | 2 | Hydroelectric Pumped Storage | 271 | Electric Utility
392 | Castaic | 3 | Hydroelectric Pumped Storage | 271 | Electric Utility
392 | Castaic | 4 | Hydroelectric Pumped Storage | 271 | Electric Utility
392 | Castaic | 5 | Hydroelectric Pumped Storage | 271 | Electric Utility
392 | Castaic | 6 | Hydroelectric Pumped Storage | 271 | Electric Utility
392 | Castaic | 7 | Conventional Hydroelectric | 56 | Electric Utility
393 | Control Gorge | 1 | Conventional Hydroelectric | 37.5 | Electric Utility
394 | Cottonwood | 1 | Conventional Hydroelectric | 0.8 | Electric Utility
394 | Cottonwood | 2 | Conventional Hydroelectric | 0.8 | Electric Utility
396 | Foothill | 1 | Conventional Hydroelectric | 11 | Electric Utility
397 | Franklin (CA) | 1 | Conventional Hydroelectric | 2 | Electric Utility
398 | Haiwee | 1 | Conventional Hydroelectric | 2.8 | Electric Utility
398 | Haiwee | 2 | Conventional Hydroelectric | 2.8 | Electric Utility
399 | Harbor | 10A | Natural Gas Fired Combined Cycle | 85.3 | Electric Utility
399 | Harbor | 10B | Natural Gas Fired Combined Cycle | 85.3 | Electric Utility
399 | Harbor | 5 | Natural Gas Fired Combined Cycle | 75 | Electric Utility
399 | Harbor | GT10 | Natural Gas Fired Combustion Turbine | 60.5 | Electric Utility
399 | Harbor | GT11 | Natural Gas Fired Combustion Turbine | 60.5 | Electric Utility
399 | Harbor | GT12 | Natural Gas Fired Combustion Turbine | 60.5 | Electric Utility
399 | Harbor | GT13 | Natural Gas Fired Combustion Turbine | 60.5 | Electric Utility
399 | Harbor | GT14 | Natural Gas Fired Combustion Turbine | 60.5 | Electric Utility
400 | Haynes | 1 | Natural Gas Steam Turbine | 230 | Electric Utility
400 | Haynes | 10 | Natural Gas Fired Combined Cycle | 182.8 | Electric Utility
400 | Haynes | 11 | Natural Gas Fired Combustion Turbine | 108.2 | Electric Utility
400 | Haynes | 12 | Natural Gas Fired Combustion Turbine | 108.2 | Electric Utility
400 | Haynes | 13 | Natural Gas Fired Combustion Turbine | 108.2 | Electric Utility
400 | Haynes | 14 | Natural Gas Fired Combustion Turbine | 108.2 | Electric Utility
400 | Haynes | 15 | Natural Gas Fired Combustion Turbine | 108.2 | Electric Utility
400 | Haynes | 16 | Natural Gas Fired Combustion Turbine | 108.2 | Electric Utility
400 | Haynes | 2 | Natural Gas Steam Turbine | 230 | Electric Utility
400 | Haynes | 8 | Natural Gas Fired Combined Cycle | 264.3 | Electric Utility
400 | Haynes | 9 | Natural Gas Fired Combined Cycle | 182.8 | Electric Utility
401 | Middle Gorge | 1 | Conventional Hydroelectric | 37.5 | Electric Utility
402 | Pleasant Valley Hydro | 1 | Conventional Hydroelectric | 3.2 | Electric Utility
403 | San Fernando | 1 | Conventional Hydroelectric | 2.8 | Electric Utility
403 | San Fernando | 2 | Conventional Hydroelectric | 2.8 | Electric Utility
404 | Scattergood | 1 | Natural Gas Steam Turbine | 163.2 | Electric Utility
404 | Scattergood | 2 | Natural Gas Steam Turbine | 163.2 | Electric Utility
404 | Scattergood | 4 | Natural Gas Fired Combined Cycle | 216.9 | Electric Utility
404 | Scattergood | 5 | Natural Gas Fired Combined Cycle | 118.9 | Electric Utility
404 | Scattergood | 6 | Natural Gas Fired Combustion Turbine | 106.9 | Electric Utility
404 | Scattergood | 7 | Natural Gas Fired Combustion Turbine | 106.9 | Electric Utility
406 | Tok | 3A | Petroleum Liquids | 1.3 | Electric Utility
406 | Tok | 4A | Petroleum Liquids | 1.1 | Electric Utility
406 | Tok | 5A | Petroleum Liquids | 1.1 | Electric Utility
406 | Tok | 6 | Petroleum Liquids | 0.5 | Electric Utility
406 | Tok | 7a | Petroleum Liquids | 2.3 | Electric Utility
406 | Tok | 8 | Petroleum Liquids | 0.4 | Electric Utility
406 | Tok | 9 | Petroleum Liquids | 0.9 | Electric Utility
407 | Upper Gorge | 1 | Conventional Hydroelectric | 37.5 | Electric Utility
408 | Valley (CA) | 5 | Natural Gas Fired Combustion Turbine | 60.5 | Electric Utility
408 | Valley (CA) | 6 | Natural Gas Fired Combined Cycle | 182.8 | Electric Utility
408 | Valley (CA) | 7 | Natural Gas Fired Combined Cycle | 182.8 | Electric Utility
408 | Valley (CA) | 8 | Natural Gas Fired Combined Cycle | 264.4 | Electric Utility
409 | Exchequer | 1 | Conventional Hydroelectric | 94.5 | IPP Non-CHP
410 | McSwain | 1 | Conventional Hydroelectric | 9 | IPP Non-CHP
412 | Chicago Park | 2P | Conventional Hydroelectric | 44 | IPP Non-CHP
413 | Dutch Flat 2 | 3P | Conventional Hydroelectric | 27.3 | IPP Non-CHP
414 | Beardsley | 1 | Conventional Hydroelectric | 10 | IPP Non-CHP
415 | Donnells | H1 | Conventional Hydroelectric | 72 | IPP Non-CHP
416 | Tulloch | 1 | Conventional Hydroelectric | 8.5 | IPP Non-CHP
416 | Tulloch | 2 | Conventional Hydroelectric | 8.5 | IPP Non-CHP
416 | Tulloch | 3 | Conventional Hydroelectric | 7.2 | IPP Non-CHP
417 | Forbestown | 1 | Conventional Hydroelectric | 41.9 | Electric Utility
418 | Kelly Ridge | 1 | Conventional Hydroelectric | 10 | Electric Utility
419 | Woodleaf | 1 | Conventional Hydroelectric | 59 | Electric Utility
421 | Craig (AK) | 1 | Petroleum Liquids | 0.6 | Electric Utility
421 | Craig (AK) | 3B | Petroleum Liquids | 1.8 | Electric Utility
421 | Craig (AK) | 5 | Petroleum Liquids | 1.1 | Electric Utility
421 | Craig (AK) | 6 | Petroleum Liquids | 1.1 | Electric Utility
422 | Glenarm | GT1 | Natural Gas Fired Combustion Turbine | 28.8 | Electric Utility
422 | Glenarm | GT2 | Natural Gas Fired Combustion Turbine | 28.8 | Electric Utility
422 | Glenarm | GT3 | Natural Gas Fired Combustion Turbine | 60.5 | Electric Utility
422 | Glenarm | GT4 | Natural Gas Fired Combustion Turbine | 60.5 | Electric Utility
422 | Glenarm | GT5 | Natural Gas Fired Combined Cycle | 71 | Electric Utility
422 | Glenarm | ST1 | Natural Gas Fired Combined Cycle | 16 | Electric Utility
423 | Hydaburg | 1A | Petroleum Liquids | 0.4 | Electric Utility
423 | Hydaburg | 3A | Petroleum Liquids | 0.3 | Electric Utility
423 | Hydaburg | 5 | Petroleum Liquids | 0.3 | Electric Utility
424 | French Meadows | 1 | Conventional Hydroelectric | 15.3 | Electric Utility
425 | Middle Fork | 1 | Conventional Hydroelectric | 61.2 | Electric Utility
425 | Middle Fork | 2 | Conventional Hydroelectric | 61.2 | Electric Utility
426 | Oxbow (CA) | 1 | Conventional Hydroelectric | 6.1 | Electric Utility
427 | Ralston | 1 | Conventional Hydroelectric | 79.2 | Electric Utility
428 | Parker | 1 | Conventional Hydroelectric | 2.7 | IPP Non-CHP
430 | Camino | H1 | Conventional Hydroelectric | 78.9 | Electric Utility
430 | Camino | H2 | Conventional Hydroelectric | 78.9 | Electric Utility
431 | Jaybird | H1 | Conventional Hydroelectric | 80.8 | Electric Utility
431 | Jaybird | H2 | Conventional Hydroelectric | 80.8 | Electric Utility
432 | Loon Lake | H1 | Conventional Hydroelectric | 74.1 | Electric Utility
433 | Robbs Peak | 1 | Conventional Hydroelectric | 25.5 | Electric Utility
435 | White Rock/Slab Creek | H1 | Conventional Hydroelectric | 133 | Electric Utility
435 | White Rock/Slab Creek | H2 | Conventional Hydroelectric | 133 | Electric Utility
435 | White Rock/Slab Creek | H4 | Conventional Hydroelectric | 0.5 | Electric Utility
436 | Devil Canyon | 1 | Conventional Hydroelectric | 59.8 | Electric Utility
436 | Devil Canyon | 2 | Conventional Hydroelectric | 59.8 | Electric Utility
436 | Devil Canyon | 3 | Conventional Hydroelectric | 78.3 | Electric Utility
436 | Devil Canyon | 4 | Conventional Hydroelectric | 78.3 | Electric Utility
437 | Edward C Hyatt | 1 | Conventional Hydroelectric | 117 | Electric Utility
437 | Edward C Hyatt | 2 | Hydroelectric Pumped Storage | 97.7 | Electric Utility
437 | Edward C Hyatt | 3 | Conventional Hydroelectric | 117 | Electric Utility
437 | Edward C Hyatt | 4 | Hydroelectric Pumped Storage | 97.7 | Electric Utility
437 | Edward C Hyatt | 5 | Conventional Hydroelectric | 117 | Electric Utility
437 | Edward C Hyatt | 6 | Hydroelectric Pumped Storage | 97.7 | Electric Utility
438 | Thermalito | 1 | Conventional Hydroelectric | 32.6 | Electric Utility
438 | Thermalito | 2 | Hydroelectric Pumped Storage | 27.5 | Electric Utility
438 | Thermalito | 3 | Hydroelectric Pumped Storage | 27.5 | Electric Utility
438 | Thermalito | 4 | Hydroelectric Pumped Storage | 27.5 | Electric Utility
439 | Don Pedro | 1 | Conventional Hydroelectric | 45.5 | Electric Utility
439 | Don Pedro | 2 | Conventional Hydroelectric | 45.5 | Electric Utility
439 | Don Pedro | 3 | Conventional Hydroelectric | 45.5 | Electric Utility
439 | Don Pedro | 4 | Conventional Hydroelectric | 34.3 | Electric Utility
440 | La Grange | 1 | Conventional Hydroelectric | 1.2 | Electric Utility
440 | La Grange | 2 | Conventional Hydroelectric | 3.3 | Electric Utility
441 | Folsom | 1 | Conventional Hydroelectric | 66.2 | Electric Utility
441 | Folsom | 2 | Conventional Hydroelectric | 66.2 | Electric Utility
441 | Folsom | 3 | Conventional Hydroelectric | 66.2 | Electric Utility
442 | Judge F Carr | 1 | Conventional Hydroelectric | 77.2 | Electric Utility
442 | Judge F Carr | 2 | Conventional Hydroelectric | 77.2 | Electric Utility
443 | Keswick | 1 | Conventional Hydroelectric | 39 | Electric Utility
443 | Keswick | 2 | Conventional Hydroelectric | 39 | Electric Utility
443 | Keswick | 3 | Conventional Hydroelectric | 39 | Electric Utility
444 | Nimbus | 1 | Conventional Hydroelectric | 6.7 | Electric Utility
444 | Nimbus | 2 | Conventional Hydroelectric | 6.7 | Electric Utility
445 | Shasta | 1 | Conventional Hydroelectric | 142 | Electric Utility
445 | Shasta | 2 | Conventional Hydroelectric | 142 | Electric Utility
445 | Shasta | 3 | Conventional Hydroelectric | 142 | Electric Utility
445 | Shasta | 4 | Conventional Hydroelectric | 142 | Electric Utility
445 | Shasta | 5 | Conventional Hydroelectric | 142 | Electric Utility
445 | Shasta | S1 | Conventional Hydroelectric | 2 | Electric Utility
445 | Shasta | S2 | Conventional Hydroelectric | 2 | Electric Utility
446 | ONeill | 1 | Hydroelectric Pumped Storage | 4.2 | Electric Utility
446 | ONeill | 2 | Hydroelectric Pumped Storage | 4.2 | Electric Utility
446 | ONeill | 3 | Hydroelectric Pumped Storage | 4.2 | Electric Utility
446 | ONeill | 4 | Hydroelectric Pumped Storage | 4.2 | Electric Utility
446 | ONeill | 5 | Hydroelectric Pumped Storage | 4.2 | Electric Utility
446 | ONeill | 6 | Hydroelectric Pumped Storage | 4.2 | Electric Utility
447 | Parker Dam | 1 | Conventional Hydroelectric | 30 | Electric Utility
447 | Parker Dam | 2 | Conventional Hydroelectric | 30 | Electric Utility
447 | Parker Dam | 3 | Conventional Hydroelectric | 30 | Electric Utility
447 | Parker Dam | 4 | Conventional Hydroelectric | 30 | Electric Utility
448 | W R Gianelli | 1 | Hydroelectric Pumped Storage | 53 | Electric Utility
448 | W R Gianelli | 2 | Hydroelectric Pumped Storage | 53 | Electric Utility
448 | W R Gianelli | 3 | Hydroelectric Pumped Storage | 53 | Electric Utility
448 | W R Gianelli | 4 | Hydroelectric Pumped Storage | 53 | Electric Utility
448 | W R Gianelli | 5 | Hydroelectric Pumped Storage | 53 | Electric Utility
448 | W R Gianelli | 6 | Hydroelectric Pumped Storage | 53 | Electric Utility
448 | W R Gianelli | 7 | Hydroelectric Pumped Storage | 53 | Electric Utility
448 | W R Gianelli | 8 | Hydroelectric Pumped Storage | 53 | Electric Utility
450 | Spring Creek | 1 | Conventional Hydroelectric | 90 | Electric Utility
450 | Spring Creek | 2 | Conventional Hydroelectric | 90 | Electric Utility
451 | Trinity | 1 | Conventional Hydroelectric | 70 | Electric Utility
451 | Trinity | 2 | Conventional Hydroelectric | 70 | Electric Utility
454 | Colgate | 1 | Conventional Hydroelectric | 157.5 | Electric Utility
454 | Colgate | 2 | Conventional Hydroelectric | 157.5 | Electric Utility
455 | Narrows 2 | 1 | Conventional Hydroelectric | 46.7 | Electric Utility
457 | Bear Valley | HC1 | Conventional Hydroelectric | 0.7 | Electric Utility
457 | Bear Valley | HC2 | Conventional Hydroelectric | 0.7 | Electric Utility
460 | Pueblo | IC1 | Petroleum Liquids | 2 | Electric Utility
460 | Pueblo | IC2 | Petroleum Liquids | 2 | Electric Utility
460 | Pueblo | IC3 | Petroleum Liquids | 2 | Electric Utility
460 | Pueblo | IC4 | Petroleum Liquids | 2 | Electric Utility
460 | Pueblo | IC5 | Petroleum Liquids | 2 | Electric Utility
464 | Alamosa | CT1 | Natural Gas Fired Combustion Turbine | 26.6 | Electric Utility
464 | Alamosa | CT2 | Natural Gas Fired Combustion Turbine | 26.6 | Electric Utility
466 | Boulder Canyon Hydro | 1A | Conventional Hydroelectric | 5 | IPP Non-CHP
467 | Cabin Creek | A | Hydroelectric Pumped Storage | 150 | Electric Utility
467 | Cabin Creek | B | Hydroelectric Pumped Storage | 150 | Electric Utility
469 | Cherokee | 4 | Conventional Steam Coal | 380.8 | Electric Utility
469 | Cherokee | 5 | Natural Gas Fired Combined Cycle | 185.3 | Electric Utility
469 | Cherokee | 6 | Natural Gas Fired Combined Cycle | 185.3 | Electric Utility
469 | Cherokee | 7 | Natural Gas Fired Combined Cycle | 255 | Electric Utility
470 | Comanche (CO) | 1 | Conventional Steam Coal | 382.5 | Electric Utility
470 | Comanche (CO) | 2 | Conventional Steam Coal | 396 | Electric Utility
470 | Comanche (CO) | 3 | Conventional Steam Coal | 856.8 | Electric Utility
471 | Fruita | 1 | Natural Gas Fired Combustion Turbine | 26.6 | Electric Utility
472 | Georgetown Hydro | 1 | Conventional Hydroelectric | 0.6 | Electric Utility
472 | Georgetown Hydro | 2 | Conventional Hydroelectric | 0.6 | Electric Utility
473 | Grand Valley Project Power Plant | 1 | Conventional Hydroelectric | 1.5 | Electric Utility
473 | Grand Valley Project Power Plant | 2 | Conventional Hydroelectric | 1.5 | Electric Utility
474 | Salida | 1 | Conventional Hydroelectric | 0.8 | Electric Utility
474 | Salida | 2 | Conventional Hydroelectric | 0.6 | Electric Utility
476 | Shoshone (CO) | A | Conventional Hydroelectric | 7.2 | Electric Utility
476 | Shoshone (CO) | B | Conventional Hydroelectric | 7.2 | Electric Utility
477 | Valmont | 5 | Conventional Steam Coal | 191.7 | Electric Utility
477 | Valmont | 6 | Natural Gas Fired Combustion Turbine | 59.3 | Electric Utility
479 | Temescal | 1 | Conventional Hydroelectric | 2.9 | Electric Utility
480 | Corona | 1 | Conventional Hydroelectric | 2.9 | Electric Utility
481 | Perris | 1 | Conventional Hydroelectric | 7.9 | Electric Utility
482 | Rio Hondo | 1 | Conventional Hydroelectric | 1.9 | Electric Utility
483 | Coyote Creek | 1 | Conventional Hydroelectric | 3.1 | Electric Utility
484 | Red Mountain | 1 | Conventional Hydroelectric | 5.9 | Electric Utility
487 | Valley View | 1 | Conventional Hydroelectric | 4.1 | Electric Utility
489 | Upper Dawson | 1 | Conventional Hydroelectric | 4.4 | Electric Utility
491 | Center | 3 | Petroleum Liquids | 0.5 | Electric Utility
491 | Center | 5 | Petroleum Liquids | 1 | Electric Utility
492 | Martin Drake | 6 | Conventional Steam Coal | 75 | Electric Utility
492 | Martin Drake | 7 | Conventional Steam Coal | 132 | Electric Utility
493 | George Birdsall | 1 | Natural Gas Steam Turbine | 17.3 | Electric Utility
493 | George Birdsall | 2 | Natural Gas Steam Turbine | 18.8 | Electric Utility
493 | George Birdsall | 3 | Natural Gas Steam Turbine | 23.5 | Electric Utility
494 | Manitou Springs | 1 | Conventional Hydroelectric | 2.5 | Electric Utility
494 | Manitou Springs | 2 | Conventional Hydroelectric | 2.5 | Electric Utility
494 | Manitou Springs | 3 | Conventional Hydroelectric | 1 | Electric Utility
495 | Ruxton Park | 1 | Conventional Hydroelectric | 1.2 | Electric Utility
502 | Holly | 5 | Petroleum Liquids | 0.4 | Electric Utility
502 | Holly | CAT | Petroleum Liquids | 1.8 | Electric Utility
502 | Holly | EMD | Petroleum Liquids | 0.7 | Electric Utility
504 | Julesburg | 1 | Petroleum Liquids | 0.9 | Electric Utility
504 | Julesburg | 3 | Petroleum Liquids | 0.3 | Electric Utility
504 | Julesburg | 4 | Petroleum Liquids | 1.3 | Electric Utility
504 | Julesburg | 5 | Petroleum Liquids | 0.3 | Electric Utility
505 | Boysen | 1 | Conventional Hydroelectric | 7.5 | Electric Utility
505 | Boysen | 2 | Conventional Hydroelectric | 7.5 | Electric Utility
506 | La Junta | 2 | Petroleum Liquids | 0.7 | Electric Utility
506 | La Junta | 3 | Petroleum Liquids | 0.4 | Electric Utility
506 | La Junta | 4 | Petroleum Liquids | 1 | Electric Utility
506 | La Junta | 6 | Petroleum Liquids | 3 | Electric Utility
506 | La Junta | 7 | Petroleum Liquids | 3.5 | Electric Utility
506 | La Junta | 8 | Petroleum Liquids | 3.5 | Electric Utility
506 | La Junta | 9 | Petroleum Liquids | 5.1 | Electric Utility
507 | Las Animas | 1 | Petroleum Liquids | 0.3 | Electric Utility
507 | Las Animas | 2 | Petroleum Liquids | 0.3 | Electric Utility
507 | Las Animas | 4 | Petroleum Liquids | 1 | Electric Utility
507 | Las Animas | 5 | Petroleum Liquids | 1 | Electric Utility
507 | Las Animas | 6 | Petroleum Liquids | 3 | Electric Utility
508 | Lamar Plant | 4 | Conventional Steam Coal | 25 | Electric Utility
508 | Lamar Plant | 5 | Natural Gas Fired Combustion Turbine | 4.2 | Electric Utility
508 | Lamar Plant | 6 | Conventional Steam Coal | 18.5 | Electric Utility
508 | Lamar Plant | IC1 | Petroleum Liquids | 1 | Electric Utility
508 | Lamar Plant | IC2 | Petroleum Liquids | 1 | Electric Utility
508 | Lamar Plant | T1-T3 | Onshore Wind Turbine | 4.5 | Electric Utility
508 | Lamar Plant | T4 | Onshore Wind Turbine | 1.5 | Electric Utility
510 | Sonoma California Geothermal | 1 | Geothermal | 78 | IPP Non-CHP
511 | Trinidad (CO) | 1 | Conventional Steam Coal | 3.7 | Electric Utility
511 | Trinidad (CO) | 3 | Natural Gas Internal Combustion Engine | 1.9 | Electric Utility
511 | Trinidad (CO) | 4 | Natural Gas Internal Combustion Engine | 1.9 | Electric Utility
511 | Trinidad (CO) | 5 | Petroleum Liquids | 1.8 | Electric Utility
511 | Trinidad (CO) | 6 | Petroleum Liquids | 1.8 | Electric Utility
511 | Trinidad (CO) | 7 | Petroleum Liquids | 1.8 | Electric Utility
512 | Blue Mesa | 1 | Conventional Hydroelectric | 43.2 | Electric Utility
512 | Blue Mesa | 2 | Conventional Hydroelectric | 43.2 | Electric Utility
513 | Estes | 1 | Conventional Hydroelectric | 15 | Electric Utility
513 | Estes | 2 | Conventional Hydroelectric | 15 | Electric Utility
513 | Estes | 3 | Conventional Hydroelectric | 15 | Electric Utility
514 | Morrow Point | 1 | Conventional Hydroelectric | 86.6 | Electric Utility
514 | Morrow Point | 2 | Conventional Hydroelectric | 86.6 | Electric Utility
515 | Big Thompson | 1 | Conventional Hydroelectric | 4.5 | Electric Utility
516 | Green Mountain | 1 | Conventional Hydroelectric | 13 | Electric Utility
516 | Green Mountain | 2 | Conventional Hydroelectric | 13 | Electric Utility
517 | Marys Lake | 1 | Conventional Hydroelectric | 8.1 | Electric Utility
518 | Flatiron | 1 | Conventional Hydroelectric | 43 | Electric Utility
518 | Flatiron | 2 | Conventional Hydroelectric | 43 | Electric Utility
518 | Flatiron | 3 | Hydroelectric Pumped Storage | 8.5 | Electric Utility
519 | Pole Hill | 1 | Conventional Hydroelectric | 38.2 | Electric Utility
520 | Lower Molina | 1 | Conventional Hydroelectric | 5.6 | Electric Utility
521 | Upper Molina | 1 | Conventional Hydroelectric | 9.9 | Electric Utility
525 | Hayden | 1 | Conventional Steam Coal | 190 | Electric Utility
525 | Hayden | 2 | Conventional Steam Coal | 275.4 | Electric Utility
527 | Nucla | 1 | Conventional Steam Coal | 11.5 | Electric Utility
527 | Nucla | 2 | Conventional Steam Coal | 11.5 | Electric Utility
527 | Nucla | 3 | Conventional Steam Coal | 11.5 | Electric Utility
527 | Nucla | ST4 | Conventional Steam Coal | 79.3 | Electric Utility
531 | Camp Far West | 1 | Conventional Hydroelectric | 7.2 | Electric Utility
533 | McWilliams | 1 | Natural Gas Fired Combined Cycle | 7.5 | Electric Utility
533 | McWilliams | 2 | Natural Gas Fired Combined Cycle | 7.5 | Electric Utility
533 | McWilliams | 3 | Natural Gas Fired Combined Cycle | 25 | Electric Utility
533 | McWilliams | 4 | Natural Gas Fired Combined Cycle | 107 | Electric Utility
533 | McWilliams | VAN1 | Natural Gas Fired Combined Cycle | 165 | Electric Utility
533 | McWilliams | VAN2 | Natural Gas Fired Combined Cycle | 165 | Electric Utility
533 | McWilliams | VAN3 | Natural Gas Fired Combined Cycle | 177 | Electric Utility
534 | Jones Fork | 1 | Conventional Hydroelectric | 10 | Electric Utility
535 | McClellan (CA) | 1 | Natural Gas Fired Combustion Turbine | 77 | Electric Utility
537 | Camanche | 1 | Conventional Hydroelectric | 3.6 | Electric Utility
537 | Camanche | 2 | Conventional Hydroelectric | 3.6 | Electric Utility
537 | Camanche | 3 | Conventional Hydroelectric | 3.6 | Electric Utility
539 | Rocky River (CT) | 1 | Hydroelectric Pumped Storage | 3.5 | IPP Non-CHP
539 | Rocky River (CT) | 2 | Hydroelectric Pumped Storage | 3.5 | IPP Non-CHP
539 | Rocky River (CT) | 3 | Hydroelectric Pumped Storage | 24 | IPP Non-CHP
540 | Branford | UN10 | Petroleum Liquids | 21.8 | IPP Non-CHP
541 | Bulls Bridge | 1 | Conventional Hydroelectric | 1.2 | IPP Non-CHP
541 | Bulls Bridge | 2 | Conventional Hydroelectric | 1.2 | IPP Non-CHP
541 | Bulls Bridge | 3 | Conventional Hydroelectric | 1.2 | IPP Non-CHP
541 | Bulls Bridge | 4 | Conventional Hydroelectric | 1.2 | IPP Non-CHP
541 | Bulls Bridge | 5 | Conventional Hydroelectric | 1.2 | IPP Non-CHP
541 | Bulls Bridge | 6 | Conventional Hydroelectric | 1.2 | IPP Non-CHP
542 | Cos Cob | UN10 | Petroleum Liquids | 25 | IPP Non-CHP
542 | Cos Cob | UN11 | Petroleum Liquids | 25 | IPP Non-CHP
542 | Cos Cob | UN12 | Petroleum Liquids | 25 | IPP Non-CHP
542 | Cos Cob | UN13 | Petroleum Liquids | 20 | IPP Non-CHP
542 | Cos Cob | un14 | Petroleum Liquids | 20 | IPP Non-CHP
544 | Devon Station | 10 | Petroleum Liquids | 18.6 | IPP Non-CHP
544 | Devon Station | 11 | Petroleum Liquids | 51 | IPP Non-CHP
544 | Devon Station | 12 | Petroleum Liquids | 51 | IPP Non-CHP
544 | Devon Station | 13 | Petroleum Liquids | 51 | IPP Non-CHP
544 | Devon Station | 14 | Petroleum Liquids | 51 | IPP Non-CHP
546 | Montville Station | 10 | Petroleum Liquids | 2.7 | IPP Non-CHP
546 | Montville Station | 11 | Petroleum Liquids | 2.7 | IPP Non-CHP
546 | Montville Station | 5 | Petroleum Liquids | 75 | IPP Non-CHP
546 | Montville Station | 6 | Petroleum Liquids | 414.9 | IPP Non-CHP
547 | Northfield Mountain | 1 | Hydroelectric Pumped Storage | 235 | IPP Non-CHP
547 | Northfield Mountain | 2 | Hydroelectric Pumped Storage | 235 | IPP Non-CHP
547 | Northfield Mountain | 3 | Hydroelectric Pumped Storage | 235 | IPP Non-CHP
547 | Northfield Mountain | 4 | Hydroelectric Pumped Storage | 235 | IPP Non-CHP
550 | Kettle Falls Generating Station | 1 | Wood/Wood Waste Biomass | 50.7 | Electric Utility
550 | Kettle Falls Generating Station | 2 | Natural Gas Fired Combustion Turbine | 7.2 | Electric Utility
551 | Scotland Dam | 1 | Conventional Hydroelectric | 2 | IPP Non-CHP
552 | Shepaug | 1 | Conventional Hydroelectric | 37.2 | IPP Non-CHP
553 | Stevenson | 1 | Conventional Hydroelectric | 7.5 | IPP Non-CHP
553 | Stevenson | 2 | Conventional Hydroelectric | 7.5 | IPP Non-CHP
553 | Stevenson | 3 | Conventional Hydroelectric | 7.5 | IPP Non-CHP
553 | Stevenson | 4 | Conventional Hydroelectric | 8 | IPP Non-CHP
554 | Taftville | 1 | Conventional Hydroelectric | 0.4 | IPP Non-CHP
554 | Taftville | 2 | Conventional Hydroelectric | 0.3 | IPP Non-CHP
554 | Taftville | 3 | Conventional Hydroelectric | 0.3 | IPP Non-CHP
554 | Taftville | 4 | Conventional Hydroelectric | 0.3 | IPP Non-CHP
554 | Taftville | 5 | Conventional Hydroelectric | 0.3 | IPP Non-CHP
557 | Tunnel | 1 | Conventional Hydroelectric | 1 | IPP Non-CHP
557 | Tunnel | 10 | Petroleum Liquids | 18.5 | IPP Non-CHP
557 | Tunnel | 2 | Conventional Hydroelectric | 1 | IPP Non-CHP
559 | Rainbow (CT) | 1 | Conventional Hydroelectric | 4 | Electric Utility
559 | Rainbow (CT) | 2 | Conventional Hydroelectric | 4 | Electric Utility
560 | Falls Village | 1 | Conventional Hydroelectric | 3 | IPP Non-CHP
560 | Falls Village | 2 | Conventional Hydroelectric | 3 | IPP Non-CHP
560 | Falls Village | 3 | Conventional Hydroelectric | 3 | IPP Non-CHP
561 | Franklin Drive | UN19 | Petroleum Liquids | 21.8 | IPP Non-CHP
562 | Middletown | 10 | Petroleum Liquids | 18.5 | IPP Non-CHP
562 | Middletown | 2 | Natural Gas Steam Turbine | 113.6 | IPP Non-CHP
562 | Middletown | 3 | Natural Gas Steam Turbine | 239.4 | IPP Non-CHP
562 | Middletown | 4 | Petroleum Liquids | 414.9 | IPP Non-CHP
563 | South Meadow | 11 | Petroleum Liquids | 41.8 | IPP Non-CHP
563 | South Meadow | 12 | Petroleum Liquids | 41.8 | IPP Non-CHP
563 | South Meadow | 13 | Petroleum Liquids | 41.8 | IPP Non-CHP
563 | South Meadow | 14 | Petroleum Liquids | 41.8 | IPP Non-CHP
564 | Stanton Energy Center | 1 | Conventional Steam Coal | 464.5 | Electric Utility
564 | Stanton Energy Center | 2 | Conventional Steam Coal | 464.5 | Electric Utility
564 | Stanton Energy Center | B | Natural Gas Fired Combined Cycle | 129.8 | Electric Utility
564 | Stanton Energy Center | B1 | Natural Gas Fired Combined Cycle | 203.2 | Electric Utility
565 | Torrington Terminal | UN10 | Petroleum Liquids | 21.8 | IPP Non-CHP
566 | Millstone | 2 | Nuclear | 909.9 | IPP Non-CHP
566 | Millstone | 3 | Nuclear | 1253 | IPP Non-CHP
568 | Bridgeport Station | 3 | Conventional Steam Coal | 400 | IPP Non-CHP
568 | Bridgeport Station | 4 | Petroleum Liquids | 18.6 | IPP Non-CHP
579 | Central Hudson High Falls | 1 | Conventional Hydroelectric | 3.2 | Electric Utility
581 | North Main Street | 5 | Petroleum Liquids | 19 | Electric Utility
583 | Tenth Street | 1 | Conventional Hydroelectric | 1.4 | Electric Utility
584 | Navajo Dam | 1 | Conventional Hydroelectric | 15 | Electric Utility
584 | Navajo Dam | 2 | Conventional Hydroelectric | 15 | Electric Utility
585 | Drop 1 | 1 | Conventional Hydroelectric | 1.9 | Electric Utility
585 | Drop 1 | 2 | Conventional Hydroelectric | 1.9 | Electric Utility
585 | Drop 1 | 3 | Conventional Hydroelectric | 1.9 | Electric Utility
586 | East Highline | 1 | Conventional Hydroelectric | 2.4 | Electric Utility
589 | J C McNeil | 1 | Wood/Wood Waste Biomass | 59.5 | Electric Utility
591 | Christiana | CH11 | Petroleum Liquids | 26 | IPP Non-CHP
591 | Christiana | CH14 | Petroleum Liquids | 26 | IPP Non-CHP
592 | Delaware City 10 | DC10 | Petroleum Liquids | 18.5 | IPP Non-CHP
593 | Edge Moor | 10 | Petroleum Liquids | 12.5 | IPP Non-CHP
593 | Edge Moor | 3 | Natural Gas Steam Turbine | 75 | IPP Non-CHP
593 | Edge Moor | 4 | Natural Gas Steam Turbine | 176.8 | IPP Non-CHP
593 | Edge Moor | 5 | Natural Gas Steam Turbine | 446 | IPP Non-CHP
594 | Indian River Generating Station | 10 | Petroleum Liquids | 18.6 | IPP Non-CHP
594 | Indian River Generating Station | 4 | Conventional Steam Coal | 445.5 | IPP Non-CHP
597 | West Station (DE) | WEST | Petroleum Liquids | 20 | IPP Non-CHP
599 | McKee Run | 1 | Natural Gas Steam Turbine | 18.8 | IPP Non-CHP
599 | McKee Run | 2 | Natural Gas Steam Turbine | 18.8 | IPP Non-CHP
599 | McKee Run | 3 | Natural Gas Steam Turbine | 113.6 | IPP Non-CHP
602 | Brandon Shores | 1 | Conventional Steam Coal | 685 | IPP Non-CHP
602 | Brandon Shores | 2 | Conventional Steam Coal | 685 | IPP Non-CHP
607 | Fredonia | 1 | Natural Gas Fired Combustion Turbine | 129.1 | Electric Utility
607 | Fredonia | 2 | Natural Gas Fired Combustion Turbine | 129.1 | Electric Utility
607 | Fredonia | 3 | Natural Gas Fired Combustion Turbine | 58.9 | Electric Utility
607 | Fredonia | 4 | Natural Gas Fired Combustion Turbine | 58.9 | Electric Utility
609 | Cape Canaveral | 3A | Natural Gas Fired Combined Cycle | 265 | Electric Utility
609 | Cape Canaveral | 3B | Natural Gas Fired Combined Cycle | 265 | Electric Utility
609 | Cape Canaveral | 3C | Natural Gas Fired Combined Cycle | 265 | Electric Utility
609 | Cape Canaveral | 3ST | Natural Gas Fired Combined Cycle | 500 | Electric Utility
612 | Fort Myers | 2A | Natural Gas Fired Combined Cycle | 188.2 | Electric Utility
612 | Fort Myers | 2B | Natural Gas Fired Combined Cycle | 188.2 | Electric Utility
612 | Fort Myers | 2C | Natural Gas Fired Combined Cycle | 188.2 | Electric Utility
612 | Fort Myers | 2D | Natural Gas Fired Combined Cycle | 188.2 | Electric Utility
612 | Fort Myers | 2E | Natural Gas Fired Combined Cycle | 188.2 | Electric Utility
612 | Fort Myers | 2F | Natural Gas Fired Combined Cycle | 188.2 | Electric Utility
612 | Fort Myers | 9 | Petroleum Liquids | 62 | Electric Utility
612 | Fort Myers | CT1 | Natural Gas Fired Combustion Turbine | 188.2 | Electric Utility
612 | Fort Myers | CT2 | Natural Gas Fired Combustion Turbine | 188.2 | Electric Utility
612 | Fort Myers | GT1 | Petroleum Liquids | 62 | Electric Utility
612 | Fort Myers | PFM3C | Natural Gas Fired Combustion Turbine | 229.5 | Electric Utility
612 | Fort Myers | PFM3D | Natural Gas Fired Combustion Turbine | 229.5 | Electric Utility
612 | Fort Myers | ST1 | Natural Gas Fired Combined Cycle | 156.2 | Electric Utility
612 | Fort Myers | ST2 | Natural Gas Fired Combined Cycle | 436.1 | Electric Utility
613 | Lauderdale | 3 | Natural Gas Fired Combustion Turbine | 34.2 | Electric Utility
613 | Lauderdale | 4GT1 | Natural Gas Fired Combined Cycle | 185 | Electric Utility
613 | Lauderdale | 4GT2 | Natural Gas Fired Combined Cycle | 185 | Electric Utility
613 | Lauderdale | 5 | Natural Gas Fired Combustion Turbine | 34.2 | Electric Utility
613 | Lauderdale | 5GT1 | Natural Gas Fired Combined Cycle | 185 | Electric Utility
613 | Lauderdale | 5GT2 | Natural Gas Fired Combined Cycle | 185 | Electric Utility
613 | Lauderdale | 6A | Natural Gas Fired Combustion Turbine | 229.5 | Electric Utility
613 | Lauderdale | 6B | Natural Gas Fired Combustion Turbine | 229.5 | Electric Utility
613 | Lauderdale | 6C | Natural Gas Fired Combustion Turbine | 229.5 | Electric Utility
613 | Lauderdale | 6D | Natural Gas Fired Combustion Turbine | 229.5 | Electric Utility
613 | Lauderdale | 6E | Natural Gas Fired Combustion Turbine | 229.5 | Electric Utility
613 | Lauderdale | ST4 | Natural Gas Fired Combined Cycle | 151.2 | Electric Utility
613 | Lauderdale | ST5 | Natural Gas Fired Combined Cycle | 151.2 | Electric Utility
617 | Port Everglades | 5A | Natural Gas Fired Combined Cycle | 296 | Electric Utility
617 | Port Everglades | 5B | Natural Gas Fired Combined Cycle | 296 | Electric Utility
617 | Port Everglades | 5C | Natural Gas Fired Combined Cycle | 296 | Electric Utility
617 | Port Everglades | 5ST | Natural Gas Fired Combined Cycle | 464 | Electric Utility
619 | Riviera | 5A | Natural Gas Fired Combined Cycle | 265 | Electric Utility
619 | Riviera | 5B | Natural Gas Fired Combined Cycle | 265 | Electric Utility
619 | Riviera | 5C | Natural Gas Fired Combined Cycle | 265 | Electric Utility
619 | Riviera | 5ST | Natural Gas Fired Combined Cycle | 500 | Electric Utility
620 | Sanford | 4 | Natural Gas Fired Combined Cycle | 436.1 | Electric Utility
620 | Sanford | 4A | Natural Gas Fired Combined Cycle | 188.2 | Electric Utility
620 | Sanford | 4B | Natural Gas Fired Combined Cycle | 188.2 | Electric Utility
620 | Sanford | 4C | Natural Gas Fired Combined Cycle | 188.2 | Electric Utility
620 | Sanford | 4D | Natural Gas Fired Combined Cycle | 188.2 | Electric Utility
620 | Sanford | 5 | Natural Gas Fired Combined Cycle | 436.1 | Electric Utility
620 | Sanford | 5A | Natural Gas Fired Combined Cycle | 188.2 | Electric Utility
620 | Sanford | 5B | Natural Gas Fired Combined Cycle | 188.2 | Electric Utility
620 | Sanford | 5C | Natural Gas Fired Combined Cycle | 188.2 | Electric Utility
620 | Sanford | 5D | Natural Gas Fired Combined Cycle | 188.2 | Electric Utility
621 | Turkey Point | 3 | Nuclear | 877.2 | Electric Utility
621 | Turkey Point | 4 | Nuclear | 760 | Electric Utility
621 | Turkey Point | 5CA | Natural Gas Fired Combined Cycle | 472 | Electric Utility
621 | Turkey Point | 5CTA | Natural Gas Fired Combined Cycle | 188 | Electric Utility
621 | Turkey Point | 5CTB | Natural Gas Fired Combined Cycle | 188 | Electric Utility
621 | Turkey Point | 5CTC | Natural Gas Fired Combined Cycle | 188 | Electric Utility
621 | Turkey Point | 5CTD | Natural Gas Fired Combined Cycle | 188 | Electric Utility
622 | South Fork Tolt | 1 | Conventional Hydroelectric | 16.8 | Electric Utility
624 | Avon Park | P1 | Natural Gas Fired Combustion Turbine | 33.7 | Electric Utility
624 | Avon Park | P2 | Petroleum Liquids | 33.7 | Electric Utility
625 | Upper Mechanicville | 1 | Conventional Hydroelectric | 8.2 | Electric Utility
625 | Upper Mechanicville | 2 | Conventional Hydroelectric | 8.2 | Electric Utility
626 | Oak Flat | 1 | Conventional Hydroelectric | 1.4 | Electric Utility
627 | Bayboro | P1 | Petroleum Liquids | 56.7 | Electric Utility
627 | Bayboro | P2 | Petroleum Liquids | 56.7 | Electric Utility
627 | Bayboro | P3 | Petroleum Liquids | 56.7 | Electric Utility
627 | Bayboro | P4 | Petroleum Liquids | 56.7 | Electric Utility
628 | Crystal River | 1 | Conventional Steam Coal | 440.5 | Electric Utility
628 | Crystal River | 2 | Conventional Steam Coal | 523.8 | Electric Utility
628 | Crystal River | 5 | Conventional Steam Coal | 739.2 | Electric Utility
628 | Crystal River | ST4 | Conventional Steam Coal | 739.2 | Electric Utility
630 | Higgins | P1 | Natural Gas Fired Combustion Turbine | 33.7 | Electric Utility
630 | Higgins | P2 | Natural Gas Fired Combustion Turbine | 33.7 | Electric Utility
630 | Higgins | P3 | Natural Gas Fired Combustion Turbine | 42.9 | Electric Utility
630 | Higgins | P4 | Natural Gas Fired Combustion Turbine | 42.9 | Electric Utility
632 | Newcastle | 1 | Conventional Hydroelectric | 12.7 | Electric Utility
634 | P L Bartow | 4AGT | Natural Gas Fired Combined Cycle | 208.2 | Electric Utility
634 | P L Bartow | 4BGT | Natural Gas Fired Combined Cycle | 208.2 | Electric Utility
634 | P L Bartow | 4CGT | Natural Gas Fired Combined Cycle | 208.2 | Electric Utility
634 | P L Bartow | 4DGT | Natural Gas Fired Combined Cycle | 208.2 | Electric Utility
634 | P L Bartow | 4ST | Natural Gas Fired Combined Cycle | 421.2 | Electric Utility
634 | P L Bartow | P1 | Petroleum Liquids | 55.4 | Electric Utility
634 | P L Bartow | P2 | Natural Gas Fired Combustion Turbine | 55.4 | Electric Utility
634 | P L Bartow | P3 | Petroleum Liquids | 55.4 | Electric Utility
634 | P L Bartow | P4 | Natural Gas Fired Combustion Turbine | 55.4 | Electric Utility
638 | Suwannee River | P1 | Natural Gas Fired Combustion Turbine | 61.2 | Electric Utility
638 | Suwannee River | P2 | Petroleum Liquids | 61.2 | Electric Utility
638 | Suwannee River | P3 | Natural Gas Fired Combustion Turbine | 61.2 | Electric Utility
641 | Crist | 4 | Conventional Steam Coal | 93.7 | Electric Utility
641 | Crist | 5 | Conventional Steam Coal | 93.7 | Electric Utility
641 | Crist | 6 | Conventional Steam Coal | 369.7 | Electric Utility
641 | Crist | 7 | Conventional Steam Coal | 578 | Electric Utility
643 | Lansing Smith | 3A | Natural Gas Fired Combined Cycle | 203.2 | Electric Utility
643 | Lansing Smith | 3B | Natural Gas Fired Combined Cycle | 203.2 | Electric Utility
643 | Lansing Smith | 3S | Natural Gas Fired Combined Cycle | 213.3 | Electric Utility
643 | Lansing Smith | CT1 | Petroleum Liquids | 41.8 | Electric Utility
645 | Big Bend | GT4 | Natural Gas Fired Combustion Turbine | 62 | Electric Utility
645 | Big Bend | ST1 | Conventional Steam Coal | 445.5 | Electric Utility
645 | Big Bend | ST2 | Conventional Steam Coal | 445.5 | Electric Utility
645 | Big Bend | ST3 | Conventional Steam Coal | 445.5 | Electric Utility
645 | Big Bend | ST4 | Conventional Steam Coal | 486 | Electric Utility
649 | Vogtle | 1 | Nuclear | 1160 | Electric Utility
649 | Vogtle | 2 | Nuclear | 1160 | Electric Utility
663 | Deerhaven Generating Station | 1 | Natural Gas Steam Turbine | 75 | Electric Utility
663 | Deerhaven Generating Station | 2 | Conventional Steam Coal | 250.7 | Electric Utility
663 | Deerhaven Generating Station | GT1 | Natural Gas Fired Combustion Turbine | 24.6 | Electric Utility
663 | Deerhaven Generating Station | GT2 | Natural Gas Fired Combustion Turbine | 24.6 | Electric Utility
663 | Deerhaven Generating Station | GT3 | Natural Gas Fired Combustion Turbine | 96.1 | Electric Utility
664 | John R Kelly | 8 | Natural Gas Fired Combined Cycle | 50 | Electric Utility
664 | John R Kelly | CT04 | Natural Gas Fired Combined Cycle | 96.1 | Electric Utility
665 | G W Ivey | 13 | Natural Gas Internal Combustion Engine | 2 | Electric Utility
665 | G W Ivey | 14 | Natural Gas Internal Combustion Engine | 2 | Electric Utility
665 | G W Ivey | 15 | Natural Gas Internal Combustion Engine | 2 | Electric Utility
665 | G W Ivey | 16 | Natural Gas Internal Combustion Engine | 2 | Electric Utility
665 | G W Ivey | 17 | Natural Gas Internal Combustion Engine | 2 | Electric Utility
665 | G W Ivey | 19 | Natural Gas Internal Combustion Engine | 8.8 | Electric Utility
665 | G W Ivey | 2 | Natural Gas Internal Combustion Engine | 2 | Electric Utility
665 | G W Ivey | 20 | Natural Gas Internal Combustion Engine | 6.4 | Electric Utility
665 | G W Ivey | 21 | Natural Gas Internal Combustion Engine | 6.4 | Electric Utility
665 | G W Ivey | 22 | Petroleum Liquids | 0.1 | Electric Utility
665 | G W Ivey | 3 | Natural Gas Internal Combustion Engine | 2 | Electric Utility
666 | J D Kennedy | GT37 | Natural Gas Fired Combustion Turbine | 185 | Electric Utility
666 | J D Kennedy | GT38 | Natural Gas Fired Combustion Turbine | 185 | Electric Utility
667 | Northside Generating Station | 1 | Conventional Steam Coal | 297.5 | Electric Utility
667 | Northside Generating Station | 2 | Conventional Steam Coal | 297.5 | Electric Utility
667 | Northside Generating Station | 4 | Petroleum Liquids | 62.1 | Electric Utility
667 | Northside Generating Station | 5 | Petroleum Liquids | 62.1 | Electric Utility
667 | Northside Generating Station | 6 | Petroleum Liquids | 62.1 | Electric Utility
667 | Northside Generating Station | GT3 | Petroleum Liquids | 62.1 | Electric Utility
667 | Northside Generating Station | ST3 | Natural Gas Steam Turbine | 563.7 | Electric Utility
673 | Tom G Smith | GT1 | Petroleum Liquids | 30.8 | Electric Utility
673 | Tom G Smith | GT2 | Natural Gas Fired Combined Cycle | 21.4 | Electric Utility
673 | Tom G Smith | MU1 | Petroleum Liquids | 2 | Electric Utility
673 | Tom G Smith | MU2 | Petroleum Liquids | 2 | Electric Utility
673 | Tom G Smith | MU3 | Petroleum Liquids | 2 | Electric Utility
673 | Tom G Smith | MU4 | Petroleum Liquids | 2 | Electric Utility
673 | Tom G Smith | MU5 | Petroleum Liquids | 2 | Electric Utility
673 | Tom G Smith | S3 | Natural Gas Steam Turbine | 26.5 | Electric Utility
673 | Tom G Smith | S5 | Natural Gas Fired Combined Cycle | 10 | Electric Utility
674 | Pilot Butte | 1 | Conventional Hydroelectric | 0.8 | Electric Utility
674 | Pilot Butte | 2 | Conventional Hydroelectric | 0.8 | Electric Utility
675 | Larsen Memorial | 2 | Natural Gas Fired Combustion Turbine | 11.2 | Electric Utility
675 | Larsen Memorial | 3 | Natural Gas Fired Combustion Turbine | 11.2 | Electric Utility
675 | Larsen Memorial | 5 | Natural Gas Fired Combined Cycle | 25 | Electric Utility
675 | Larsen Memorial | 8 | Natural Gas Fired Combined Cycle | 86.2 | Electric Utility
676 | C D McIntosh Jr | 3 | Conventional Steam Coal | 363.8 | Electric Utility
676 | C D McIntosh Jr | 5CT | Natural Gas Fired Combined Cycle | 249 | Electric Utility
676 | C D McIntosh Jr | 5ST | Natural Gas Fired Combined Cycle | 120 | Electric Utility
676 | C D McIntosh Jr | GT1 | Natural Gas Fired Combustion Turbine | 26.6 | Electric Utility
676 | C D McIntosh Jr | IC1 | Petroleum Liquids | 2.5 | Electric Utility
676 | C D McIntosh Jr | IC2 | Petroleum Liquids | 2.5 | Electric Utility
676 | C D McIntosh Jr | ST2 | Natural Gas Steam Turbine | 126 | Electric Utility
678 | W K Sanders | 1 | Conventional Hydroelectric | 0.9 | Electric Utility
678 | W K Sanders | 2 | Conventional Hydroelectric | 0.9 | Electric Utility
682 | Kerckhoff 2 | 1 | Conventional Hydroelectric | 139.5 | Electric Utility
683 | Indian River Plant | A | Natural Gas Fired Combustion Turbine | 41.4 | Electric Utility
683 | Indian River Plant | B | Natural Gas Fired Combustion Turbine | 41.4 | Electric Utility
683 | Indian River Plant | C | Natural Gas Fired Combustion Turbine | 130 | Electric Utility
683 | Indian River Plant | D | Natural Gas Fired Combustion Turbine | 130 | Electric Utility
688 | Arvah B Hopkins | 1 | Natural Gas Steam Turbine | 75 | Electric Utility
688 | Arvah B Hopkins | 2 | Natural Gas Fired Combined Cycle | 259.2 | Electric Utility
688 | Arvah B Hopkins | CT 2A | Natural Gas Fired Combined Cycle | 198.9 | Electric Utility
688 | Arvah B Hopkins | GT1 | Natural Gas Fired Combustion Turbine | 16.3 | Electric Utility
688 | Arvah B Hopkins | GT2 | Natural Gas Fired Combustion Turbine | 27 | Electric Utility
688 | Arvah B Hopkins | GT3 | Natural Gas Fired Combustion Turbine | 60 | Electric Utility
688 | Arvah B Hopkins | GT4 | Natural Gas Fired Combustion Turbine | 60 | Electric Utility
689 | S O Purdom | 8 | Natural Gas Fired Combined Cycle | 160 | Electric Utility
689 | S O Purdom | 9 | Natural Gas Fired Combined Cycle | 87 | Electric Utility
689 | S O Purdom | GT1 | Natural Gas Fired Combustion Turbine | 15 | Electric Utility
689 | S O Purdom | GT2 | Natural Gas Fired Combustion Turbine | 15 | Electric Utility
690 | J Woodruff | 1A | Conventional Hydroelectric | 14.5 | Electric Utility
690 | J Woodruff | 2A | Conventional Hydroelectric | 14.5 | Electric Utility
690 | J Woodruff | 3A | Conventional Hydroelectric | 14.5 | Electric Utility
692 | Medicine Bow | 10 | Onshore Wind Turbine | 0.7 | Electric Utility
692 | Medicine Bow | 11 | Onshore Wind Turbine | 0.7 | Electric Utility
692 | Medicine Bow | 1A | Onshore Wind Turbine | 0.6 | Electric Utility
692 | Medicine Bow | 2A | Onshore Wind Turbine | 0.6 | Electric Utility
692 | Medicine Bow | 5 | Onshore Wind Turbine | 0.7 | Electric Utility
692 | Medicine Bow | 6 | Onshore Wind Turbine | 0.7 | Electric Utility
692 | Medicine Bow | 7 | Onshore Wind Turbine | 0.7 | Electric Utility
692 | Medicine Bow | 8 | Onshore Wind Turbine | 0.7 | Electric Utility
692 | Medicine Bow | 9 | Onshore Wind Turbine | 0.7 | Electric Utility
696 | Marathon Generating Plant | 10 | Petroleum Liquids | 3.5 | Electric Utility
696 | Marathon Generating Plant | 11 | Petroleum Liquids | 3.5 | Electric Utility
696 | Marathon Generating Plant | 3 | Petroleum Liquids | 3 | Electric Utility
696 | Marathon Generating Plant | 4 | Petroleum Liquids | 3 | Electric Utility
696 | Marathon Generating Plant | 6 | Petroleum Liquids | 2.5 | Electric Utility
696 | Marathon Generating Plant | 7 | Petroleum Liquids | 2.5 | Electric Utility
696 | Marathon Generating Plant | 8 | Petroleum Liquids | 2 | Electric Utility
696 | Marathon Generating Plant | 9 | Petroleum Liquids | 2 | Electric Utility
698 | Trenton North | 1 | Petroleum Liquids | 2.7 | Electric Utility
698 | Trenton North | 2 | Petroleum Liquids | 2.7 | Electric Utility
698 | Trenton North | 3 | Petroleum Liquids | 2.7 | Electric Utility
698 | Trenton North | 4 | Petroleum Liquids | 2.7 | Electric Utility
698 | Trenton North | 5 | Petroleum Liquids | 2.7 | Electric Utility
702 | Bartletts Ferry | 1 | Conventional Hydroelectric | 15 | Electric Utility
702 | Bartletts Ferry | 2 | Conventional Hydroelectric | 15 | Electric Utility
702 | Bartletts Ferry | 3 | Conventional Hydroelectric | 15 | Electric Utility
702 | Bartletts Ferry | 4 | Conventional Hydroelectric | 20 | Electric Utility
702 | Bartletts Ferry | 5 | Conventional Hydroelectric | 54 | Electric Utility
702 | Bartletts Ferry | 6 | Conventional Hydroelectric | 54 | Electric Utility
703 | Bowen | 1 | Conventional Steam Coal | 805.8 | Electric Utility
703 | Bowen | 2 | Conventional Steam Coal | 788.8 | Electric Utility
703 | Bowen | 3 | Conventional Steam Coal | 952 | Electric Utility
703 | Bowen | 4 | Conventional Steam Coal | 952 | Electric Utility
704 | Burton Dam | 1 | Conventional Hydroelectric | 3 | Electric Utility
704 | Burton Dam | 2 | Conventional Hydroelectric | 3 | Electric Utility
706 | Flint River | 1 | Conventional Hydroelectric | 1.8 | Electric Utility
706 | Flint River | 2 | Conventional Hydroelectric | 1.8 | Electric Utility
706 | Flint River | 3 | Conventional Hydroelectric | 1.8 | Electric Utility
707 | Goat Rock | 3 | Conventional Hydroelectric | 5 | Electric Utility
707 | Goat Rock | 4 | Conventional Hydroelectric | 5 | Electric Utility
707 | Goat Rock | 5 | Conventional Hydroelectric | 5 | Electric Utility
707 | Goat Rock | 6 | Conventional Hydroelectric | 5 | Electric Utility
707 | Goat Rock | 7 | Conventional Hydroelectric | 9.3 | Electric Utility
707 | Goat Rock | 8 | Conventional Hydroelectric | 9.3 | Electric Utility
708 | Hammond | 1 | Conventional Steam Coal | 125 | Electric Utility
708 | Hammond | 2 | Conventional Steam Coal | 125 | Electric Utility
708 | Hammond | 3 | Conventional Steam Coal | 125 | Electric Utility
708 | Hammond | 4 | Conventional Steam Coal | 578 | Electric Utility
710 | Jack McDonough | 3A | Natural Gas Fired Combustion Turbine | 41.8 | Electric Utility
710 | Jack McDonough | 3B | Natural Gas Fired Combustion Turbine | 41.8 | Electric Utility
710 | Jack McDonough | 4 | Natural Gas Fired Combined Cycle | 375 | Electric Utility
710 | Jack McDonough | 5 | Natural Gas Fired Combined Cycle | 375 | Electric Utility
710 | Jack McDonough | 5ACT | Natural Gas Fired Combined Cycle | 232.5 | Electric Utility
710 | Jack McDonough | 5BCT | Natural Gas Fired Combined Cycle | 232.5 | Electric Utility
710 | Jack McDonough | 6 | Natural Gas Fired Combined Cycle | 375 | Electric Utility
710 | Jack McDonough | 6ACT | Natural Gas Fired Combined Cycle | 232.5 | Electric Utility
710 | Jack McDonough | 6BCT | Natural Gas Fired Combined Cycle | 232.5 | Electric Utility
710 | Jack McDonough | CT4A | Natural Gas Fired Combined Cycle | 232.5 | Electric Utility
710 | Jack McDonough | CT4B | Natural Gas Fired Combined Cycle | 232.5 | Electric Utility
711 | Langdale | 5 | Conventional Hydroelectric | 0.5 | Electric Utility
711 | Langdale | 6 | Conventional Hydroelectric | 0.5 | Electric Utility
712 | Lloyd Shoals | 1 | Conventional Hydroelectric | 2.4 | Electric Utility
712 | Lloyd Shoals | 2 | Conventional Hydroelectric | 2.4 | Electric Utility
712 | Lloyd Shoals | 3 | Conventional Hydroelectric | 2.4 | Electric Utility
712 | Lloyd Shoals | 4 | Conventional Hydroelectric | 2.4 | Electric Utility
712 | Lloyd Shoals | 5 | Conventional Hydroelectric | 2.4 | Electric Utility
712 | Lloyd Shoals | 6 | Conventional Hydroelectric | 2.4 | Electric Utility
714 | Toadtown | 1 | Conventional Hydroelectric | 1.8 | Electric Utility
715 | McManus | 3A | Petroleum Liquids | 55.4 | Electric Utility
715 | McManus | 3B | Petroleum Liquids | 55.4 | Electric Utility
715 | McManus | 3C | Petroleum Liquids | 55.4 | Electric Utility
715 | McManus | 4A | Petroleum Liquids | 55.4 | Electric Utility
715 | McManus | 4B | Petroleum Liquids | 55.4 | Electric Utility
715 | McManus | 4C | Petroleum Liquids | 55.4 | Electric Utility
715 | McManus | 4D | Petroleum Liquids | 55.4 | Electric Utility
715 | McManus | 4E | Petroleum Liquids | 55.4 | Electric Utility
715 | McManus | 4F | Petroleum Liquids | 55.4 | Electric Utility
715 | McManus | IC1 | Petroleum Liquids | 2 | Electric Utility
717 | Morgan Falls | 1 | Conventional Hydroelectric | 2.4 | Electric Utility
717 | Morgan Falls | 2 | Conventional Hydroelectric | 2.4 | Electric Utility
717 | Morgan Falls | 3 | Conventional Hydroelectric | 2.4 | Electric Utility
717 | Morgan Falls | 4 | Conventional Hydroelectric | 2.4 | Electric Utility
717 | Morgan Falls | 5 | Conventional Hydroelectric | 2.4 | Electric Utility
717 | Morgan Falls | 6 | Conventional Hydroelectric | 2.4 | Electric Utility
717 | Morgan Falls | 7 | Conventional Hydroelectric | 2.4 | Electric Utility
718 | Nacoochee | 1 | Conventional Hydroelectric | 2.4 | Electric Utility
718 | Nacoochee | 2 | Conventional Hydroelectric | 2.4 | Electric Utility
719 | North Highlands | 1 | Conventional Hydroelectric | 9.2 | Electric Utility
719 | North Highlands | 2 | Conventional Hydroelectric | 9.2 | Electric Utility
719 | North Highlands | 3 | Conventional Hydroelectric | 9.2 | Electric Utility
719 | North Highlands | 4 | Conventional Hydroelectric | 2 | Electric Utility
720 | Oliver Dam | 1 | Conventional Hydroelectric | 18 | Electric Utility
720 | Oliver Dam | 2 | Conventional Hydroelectric | 18 | Electric Utility
720 | Oliver Dam | 3 | Conventional Hydroelectric | 18 | Electric Utility
720 | Oliver Dam | 4 | Conventional Hydroelectric | 6 | Electric Utility
722 | Sinclair Dam | 1 | Conventional Hydroelectric | 22.5 | Electric Utility
722 | Sinclair Dam | 2 | Conventional Hydroelectric | 22.5 | Electric Utility
723 | Tallulah Falls | 1 | Conventional Hydroelectric | 12 | Electric Utility
723 | Tallulah Falls | 2 | Conventional Hydroelectric | 12 | Electric Utility
723 | Tallulah Falls | 3 | Conventional Hydroelectric | 12 | Electric Utility
723 | Tallulah Falls | 4 | Conventional Hydroelectric | 12 | Electric Utility
723 | Tallulah Falls | 5 | Conventional Hydroelectric | 12 | Electric Utility
723 | Tallulah Falls | 6 | Conventional Hydroelectric | 12 | Electric Utility
724 | Terrora | 1 | Conventional Hydroelectric | 8 | Electric Utility
724 | Terrora | 2 | Conventional Hydroelectric | 8 | Electric Utility
725 | Tugalo | 1 | Conventional Hydroelectric | 11.2 | Electric Utility
725 | Tugalo | 2 | Conventional Hydroelectric | 11.2 | Electric Utility
725 | Tugalo | 3 | Conventional Hydroelectric | 11.2 | Electric Utility
725 | Tugalo | 4 | Conventional Hydroelectric | 11.2 | Electric Utility
728 | Yates | 6 | Natural Gas Steam Turbine | 403.7 | Electric Utility
728 | Yates | 7 | Natural Gas Steam Turbine | 403.7 | Electric Utility
729 | Yonah | 1 | Conventional Hydroelectric | 7.5 | Electric Utility
729 | Yonah | 2 | Conventional Hydroelectric | 7.5 | Electric Utility
729 | Yonah | 3 | Conventional Hydroelectric | 7.5 | Electric Utility
732 | Boulevard | 1 | Petroleum Liquids | 15.6 | Electric Utility
736 | Stevens Creek | 1 | Conventional Hydroelectric | 2.2 | Electric Utility
736 | Stevens Creek | 2 | Conventional Hydroelectric | 2.2 | Electric Utility
736 | Stevens Creek | 3 | Conventional Hydroelectric | 2.2 | Electric Utility
736 | Stevens Creek | 4 | Conventional Hydroelectric | 2.2 | Electric Utility
736 | Stevens Creek | 5 | Conventional Hydroelectric | 2.2 | Electric Utility
736 | Stevens Creek | 6 | Conventional Hydroelectric | 2.2 | Electric Utility
736 | Stevens Creek | 7 | Conventional Hydroelectric | 2.2 | Electric Utility
736 | Stevens Creek | 8 | Conventional Hydroelectric | 2.2 | Electric Utility
745 | Etiwanda | 1 | Conventional Hydroelectric | 23.9 | Electric Utility
751 | Moccasin Low Head Hydro Project | 1 | Conventional Hydroelectric | 2.9 | Electric Utility
752 | Lake Blackshear Project | 1 | Conventional Hydroelectric | 2.4 | Electric Utility
752 | Lake Blackshear Project | 2 | Conventional Hydroelectric | 5 | Electric Utility
752 | Lake Blackshear Project | 3 | Conventional Hydroelectric | 4.8 | Electric Utility
752 | Lake Blackshear Project | 4 | Conventional Hydroelectric | 5 | Electric Utility
753 | Crisp Plant | 1 | Conventional Steam Coal | 12.5 | Electric Utility
753 | Crisp Plant | GT1 | Natural Gas Fired Combustion Turbine | 5 | Electric Utility
754 | Hartwell Lake | 1 | Conventional Hydroelectric | 85 | Electric Utility
754 | Hartwell Lake | 2 | Conventional Hydroelectric | 85 | Electric Utility
754 | Hartwell Lake | 3 | Conventional Hydroelectric | 85 | Electric Utility
754 | Hartwell Lake | 4 | Conventional Hydroelectric | 85 | Electric Utility
754 | Hartwell Lake | 5 | Conventional Hydroelectric | 80 | Electric Utility
757 | Blue Ridge | 1 | Conventional Hydroelectric | 22 | Electric Utility
757 | Blue Ridge | 2 | Conventional Hydroelectric | 1.5 | Electric Utility
758 | Nottely | 1 | Conventional Hydroelectric | 15 | Electric Utility
758 | Nottely | 2 | Conventional Hydroelectric | 0.9 | Electric Utility
759 | Buford | 1A | Conventional Hydroelectric | 62 | Electric Utility
759 | Buford | 2A | Conventional Hydroelectric | 62 | Electric Utility
759 | Buford | 3A | Conventional Hydroelectric | 7.2 | Electric Utility
760 | Allatoona | 1 | Conventional Hydroelectric | 42.3 | Electric Utility
760 | Allatoona | 2 | Conventional Hydroelectric | 42.3 | Electric Utility
760 | Allatoona | A | Conventional Hydroelectric | 2 | Electric Utility
761 | Walter F George | 1 | Conventional Hydroelectric | 42 | Electric Utility
761 | Walter F George | 2 | Conventional Hydroelectric | 42 | Electric Utility
761 | Walter F George | 3 | Conventional Hydroelectric | 42 | Electric Utility
761 | Walter F George | 4 | Conventional Hydroelectric | 42 | Electric Utility
762 | Ponca | 2 | Natural Gas Steam Turbine | 48 | Electric Utility
765 | Kahe | K1 | Petroleum Liquids | 81.6 | Electric Utility
765 | Kahe | K2 | Petroleum Liquids | 81.6 | Electric Utility
765 | Kahe | K3 | Petroleum Liquids | 85.8 | Electric Utility
765 | Kahe | K4 | Petroleum Liquids | 90.9 | Electric Utility
765 | Kahe | K5 | Petroleum Liquids | 134.9 | Electric Utility
765 | Kahe | K6 | Petroleum Liquids | 134.9 | Electric Utility
766 | Waiau | W10 | Petroleum Liquids | 51.3 | Electric Utility
766 | Waiau | W3 | Petroleum Liquids | 50 | Electric Utility
766 | Waiau | W4 | Petroleum Liquids | 50 | Electric Utility
766 | Waiau | W5 | Petroleum Liquids | 54.4 | Electric Utility
766 | Waiau | W6 | Petroleum Liquids | 54.4 | Electric Utility
766 | Waiau | W7 | Petroleum Liquids | 81.6 | Electric Utility
766 | Waiau | W8 | Petroleum Liquids | 81.6 | Electric Utility
766 | Waiau | W9 | Petroleum Liquids | 51.3 | Electric Utility
768 | Waimea | 12 | Petroleum Liquids | 2.5 | Electric Utility
768 | Waimea | 13 | Petroleum Liquids | 2.5 | Electric Utility
768 | Waimea | 14 | Petroleum Liquids | 2.5 | Electric Utility
769 | Kanoelehua | 11 | Petroleum Liquids | 2 | Electric Utility
769 | Kanoelehua | 15 | Petroleum Liquids | 2.5 | Electric Utility
769 | Kanoelehua | 16 | Petroleum Liquids | 2.5 | Electric Utility
769 | Kanoelehua | 17 | Petroleum Liquids | 2.5 | Electric Utility
769 | Kanoelehua | CT1 | Petroleum Liquids | 11.5 | Electric Utility
771 | Puueo | 1 | Conventional Hydroelectric | 0.7 | Electric Utility
771 | Puueo | 2A | Conventional Hydroelectric | 2.4 | Electric Utility
772 | W H Hill | 5 | Petroleum Liquids | 14.1 | Electric Utility
772 | W H Hill | 6 | Petroleum Liquids | 23 | Electric Utility
774 | Waiau Hydro | 1 | Conventional Hydroelectric | 0.7 | Electric Utility
774 | Waiau Hydro | 2 | Conventional Hydroelectric | 0.3 | Electric Utility
776 | Sly Creek | 1 | Conventional Hydroelectric | 12.1 | Electric Utility
785 | Kingsley | 1 | Conventional Hydroelectric | 50 | Electric Utility
788 | East Barnet | 1 | Conventional Hydroelectric | 2.2 | Electric Utility
789 | Orca | 3 | Petroleum Liquids | 2.5 | Electric Utility
789 | Orca | 4 | Petroleum Liquids | 2.4 | Electric Utility
789 | Orca | 5 | Petroleum Liquids | 1.1 | Electric Utility
789 | Orca | 6 | Petroleum Liquids | 1.1 | Electric Utility
789 | Orca | 7 | Petroleum Liquids | 3.6 | Electric Utility
790 | Gem State | 1 | Conventional Hydroelectric | 23.4 | Electric Utility
791 | Canyon | 1 | Conventional Hydroelectric | 3 | Electric Utility
791 | Canyon | 2 | Conventional Hydroelectric | 3 | Electric Utility
792 | Palaau Power | 15 | Petroleum Liquids | 2.5 | Electric Utility
792 | Palaau Power | 7 | Petroleum Liquids | 2.2 | Electric Utility
792 | Palaau Power | 8 | Petroleum Liquids | 2.2 | Electric Utility
792 | Palaau Power | 9 | Petroleum Liquids | 2.2 | Electric Utility
792 | Palaau Power | CAT1 | Petroleum Liquids | 1.2 | Electric Utility
792 | Palaau Power | CAT2 | Petroleum Liquids | 1.2 | Electric Utility
792 | Palaau Power | CUM3 | Petroleum Liquids | 0.9 | Electric Utility
792 | Palaau Power | CUM4 | Petroleum Liquids | 0.9 | Electric Utility
792 | Palaau Power | CUM5 | Petroleum Liquids | 0.9 | Electric Utility
792 | Palaau Power | CUM6 | Petroleum Liquids | 0.9 | Electric Utility
794 | Lewisville | 1 | Conventional Hydroelectric | 2.8 | Electric Utility
805 | Charles E Monty | M-1 | Conventional Hydroelectric | 14.2 | IPP Non-CHP
805 | Charles E Monty | M2 | Conventional Hydroelectric | 14.2 | IPP Non-CHP
808 | Jarvis (Hinckley) | 1 | Conventional Hydroelectric | 4.5 | Electric Utility
808 | Jarvis (Hinckley) | 2 | Conventional Hydroelectric | 4.5 | Electric Utility
809 | American Falls | 1 | Conventional Hydroelectric | 30.8 | Electric Utility
809 | American Falls | 2 | Conventional Hydroelectric | 30.8 | Electric Utility
809 | American Falls | 3 | Conventional Hydroelectric | 30.8 | Electric Utility
810 | Bliss | 1 | Conventional Hydroelectric | 25 | Electric Utility
810 | Bliss | 2 | Conventional Hydroelectric | 25 | Electric Utility
810 | Bliss | 3 | Conventional Hydroelectric | 25 | Electric Utility
811 | Brownlee | 1 | Conventional Hydroelectric | 90.1 | Electric Utility
811 | Brownlee | 2 | Conventional Hydroelectric | 90.1 | Electric Utility
811 | Brownlee | 3 | Conventional Hydroelectric | 90.1 | Electric Utility
811 | Brownlee | 4 | Conventional Hydroelectric | 90.1 | Electric Utility
811 | Brownlee | 5 | Conventional Hydroelectric | 225 | Electric Utility
812 | C J Strike | 1 | Conventional Hydroelectric | 27.6 | Electric Utility
812 | C J Strike | 2 | Conventional Hydroelectric | 27.6 | Electric Utility
812 | C J Strike | 3 | Conventional Hydroelectric | 27.6 | Electric Utility
813 | Cascade Dam | 1 | Conventional Hydroelectric | 6.2 | Electric Utility
813 | Cascade Dam | 2 | Conventional Hydroelectric | 6.2 | Electric Utility
814 | Clear Lake | 1 | Conventional Hydroelectric | 2.5 | Electric Utility
815 | Lower Malad | 1 | Conventional Hydroelectric | 13.5 | Electric Utility
816 | Lower Salmon | 1 | Conventional Hydroelectric | 15 | Electric Utility
816 | Lower Salmon | 2 | Conventional Hydroelectric | 15 | Electric Utility
816 | Lower Salmon | 3 | Conventional Hydroelectric | 15 | Electric Utility
816 | Lower Salmon | 4 | Conventional Hydroelectric | 15 | Electric Utility
817 | Salmon Diesel | 1 | Petroleum Liquids | 2.5 | Electric Utility
817 | Salmon Diesel | 2 | Petroleum Liquids | 2.5 | Electric Utility
818 | Shoshone Falls | 1 | Conventional Hydroelectric | 0.6 | Electric Utility
818 | Shoshone Falls | 2 | Conventional Hydroelectric | 0.4 | Electric Utility
818 | Shoshone Falls | 3 | Conventional Hydroelectric | 11.5 | Electric Utility
819 | Swan Falls | 1 | Conventional Hydroelectric | 12.5 | Electric Utility
819 | Swan Falls | 2 | Conventional Hydroelectric | 12.5 | Electric Utility
820 | Thousand Springs | 1 | Conventional Hydroelectric | 1 | Electric Utility
820 | Thousand Springs | 2 | Conventional Hydroelectric | 1 | Electric Utility
820 | Thousand Springs | 3 | Conventional Hydroelectric | 6.8 | Electric Utility
821 | Twin Falls (ID) | 1 | Conventional Hydroelectric | 8.4 | Electric Utility
821 | Twin Falls (ID) | 2 | Conventional Hydroelectric | 44.3 | Electric Utility
822 | Upper Salmon A | 1 | Conventional Hydroelectric | 9 | Electric Utility
822 | Upper Salmon A | 2 | Conventional Hydroelectric | 9 | Electric Utility
823 | Upper Malad | 1 | Conventional Hydroelectric | 8.3 | Electric Utility
825 | Ashton | 1 | Conventional Hydroelectric | 2.7 | Electric Utility
825 | Ashton | 2 | Conventional Hydroelectric | 2 | Electric Utility
825 | Ashton | 3 | Conventional Hydroelectric | 2 | Electric Utility
827 | Grace | 3 | Conventional Hydroelectric | 11 | Electric Utility
827 | Grace | 4 | Conventional Hydroelectric | 11 | Electric Utility
827 | Grace | 5 | Conventional Hydroelectric | 11 | Electric Utility
829 | Oneida | 1 | Conventional Hydroelectric | 10 | Electric Utility
829 | Oneida | 2 | Conventional Hydroelectric | 10 | Electric Utility
829 | Oneida | 3 | Conventional Hydroelectric | 10 | Electric Utility
831 | Soda | 1 | Conventional Hydroelectric | 7.5 | Electric Utility
831 | Soda | 2 | Conventional Hydroelectric | 7 | Electric Utility
833 | Cabinet Gorge | 1 | Conventional Hydroelectric | 59.4 | Electric Utility
833 | Cabinet Gorge | 2 | Conventional Hydroelectric | 73.2 | Electric Utility
833 | Cabinet Gorge | 3 | Conventional Hydroelectric | 73.2 | Electric Utility
833 | Cabinet Gorge | 4 | Conventional Hydroelectric | 59.4 | Electric Utility
835 | Post Falls | 1 | Conventional Hydroelectric | 2.2 | Electric Utility
835 | Post Falls | 2 | Conventional Hydroelectric | 2.2 | Electric Utility
835 | Post Falls | 3 | Conventional Hydroelectric | 2.2 | Electric Utility
835 | Post Falls | 4 | Conventional Hydroelectric | 2.2 | Electric Utility
835 | Post Falls | 5 | Conventional Hydroelectric | 2.2 | Electric Utility
835 | Post Falls | 6 | Conventional Hydroelectric | 3.5 | Electric Utility
839 | Scott Flat | 7P | Conventional Hydroelectric | 1 | IPP Non-CHP
840 | Dworshak | 1 | Conventional Hydroelectric | 90 | Electric Utility
840 | Dworshak | 2 | Conventional Hydroelectric | 90 | Electric Utility
840 | Dworshak | 3 | Conventional Hydroelectric | 220 | Electric Utility
841 | City Power Plant | 3 | Conventional Hydroelectric | 8 | Electric Utility
843 | Lower No 2 | 1 | Conventional Hydroelectric | 3 | Electric Utility
844 | Upper Power Plant | 4 | Conventional Hydroelectric | 8 | Electric Utility
846 | Combie South | 1 | Conventional Hydroelectric | 0.5 | IPP Non-CHP
846 | Combie South | 2 | Conventional Hydroelectric | 0.5 | IPP Non-CHP
846 | Combie South | 3 | Conventional Hydroelectric | 0.5 | IPP Non-CHP
850 | Palisades Dam | 1 | Conventional Hydroelectric | 44.1 | Electric Utility
850 | Palisades Dam | 2 | Conventional Hydroelectric | 44.1 | Electric Utility
850 | Palisades Dam | 3 | Conventional Hydroelectric | 44.1 | Electric Utility
850 | Palisades Dam | 4 | Conventional Hydroelectric | 44.1 | Electric Utility
851 | Albeni Falls | 1 | Conventional Hydroelectric | 14 | Electric Utility
851 | Albeni Falls | 2 | Conventional Hydroelectric | 14 | Electric Utility
851 | Albeni Falls | 3 | Conventional Hydroelectric | 14 | Electric Utility
856 | E D Edwards | 2 | Conventional Steam Coal | 280.5 | IPP Non-CHP
856 | E D Edwards | 3 | Conventional Steam Coal | 363.8 | IPP Non-CHP
861 | Coffeen | 1 | Conventional Steam Coal | 388.9 | IPP Non-CHP
861 | Coffeen | 2 | Conventional Steam Coal | 616.5 | IPP Non-CHP
862 | Grand Tower Energy Center LLC | 1 | Natural Gas Fired Combined Cycle | 223.2 | IPP Non-CHP
862 | Grand Tower Energy Center LLC | 2 | Natural Gas Fired Combined Cycle | 223.2 | IPP Non-CHP
862 | Grand Tower Energy Center LLC | 3 | Natural Gas Fired Combined Cycle | 80.9 | IPP Non-CHP
862 | Grand Tower Energy Center LLC | 4 | Natural Gas Fired Combined Cycle | 113.6 | IPP Non-CHP
869 | Dresden Generating Station | 2 | Nuclear | 1009.3 | IPP Non-CHP
869 | Dresden Generating Station | 3 | Nuclear | 1009.3 | IPP Non-CHP
874 | Joliet 9 | 6 | Conventional Steam Coal | 360.4 | IPP Non-CHP
876 | Kincaid Generation LLC | 1 | Conventional Steam Coal | 659.5 | IPP Non-CHP
876 | Kincaid Generation LLC | 2 | Conventional Steam Coal | 659.5 | IPP Non-CHP
879 | Powerton | 5 | Conventional Steam Coal | 892.8 | IPP Non-CHP
879 | Powerton | 6 | Conventional Steam Coal | 892.8 | IPP Non-CHP
880 | Quad Cities Generating Station | 1 | Nuclear | 1009.3 | IPP Non-CHP
880 | Quad Cities Generating Station | 2 | Nuclear | 1009.3 | IPP Non-CHP
883 | Waukegan | 311 | Petroleum Liquids | 28 | IPP Non-CHP
883 | Waukegan | 312 | Petroleum Liquids | 28 | IPP Non-CHP
883 | Waukegan | 321 | Petroleum Liquids | 28 | IPP Non-CHP
883 | Waukegan | 322 | Petroleum Liquids | 28 | IPP Non-CHP
883 | Waukegan | 7 | Conventional Steam Coal | 326.4 | IPP Non-CHP
883 | Waukegan | 8 | Conventional Steam Coal | 355.3 | IPP Non-CHP
884 | Will County | 4 | Conventional Steam Coal | 598.4 | IPP Non-CHP
886 | Fisk Street | 311 | Petroleum Liquids | 38 | IPP Non-CHP
886 | Fisk Street | 312 | Petroleum Liquids | 38 | IPP Non-CHP
886 | Fisk Street | 321 | Petroleum Liquids | 38 | IPP Non-CHP
886 | Fisk Street | 322 | Petroleum Liquids | 38 | IPP Non-CHP
886 | Fisk Street | 331 | Petroleum Liquids | 38 | IPP Non-CHP
886 | Fisk Street | 332 | Petroleum Liquids | 38 | IPP Non-CHP
886 | Fisk Street | 341 | Petroleum Liquids | 38 | IPP Non-CHP
886 | Fisk Street | 342 | Petroleum Liquids | 22.8 | IPP Non-CHP
887 | Joppa Steam | 1 | Conventional Steam Coal | 183.3 | IPP Non-CHP
887 | Joppa Steam | 2 | Conventional Steam Coal | 183.3 | IPP Non-CHP
887 | Joppa Steam | 3 | Conventional Steam Coal | 183.3 | IPP Non-CHP
887 | Joppa Steam | 4 | Conventional Steam Coal | 183.3 | IPP Non-CHP
887 | Joppa Steam | 5 | Conventional Steam Coal | 183.3 | IPP Non-CHP
887 | Joppa Steam | 6 | Conventional Steam Coal | 183.3 | IPP Non-CHP
889 | Baldwin Energy Complex | 1 | Conventional Steam Coal | 625.1 | IPP Non-CHP
889 | Baldwin Energy Complex | 2 | Conventional Steam Coal | 634.5 | IPP Non-CHP
889 | Baldwin Energy Complex | 3 | Conventional Steam Coal | 634.5 | IPP Non-CHP
891 | Havana | 6 | Conventional Steam Coal | 488 | IPP Non-CHP
892 | Hennepin Power Station | 1 | Conventional Steam Coal | 75 | IPP Non-CHP
892 | Hennepin Power Station | 2 | Conventional Steam Coal | 231.3 | IPP Non-CHP
899 | Moline | GT1 | Natural Gas Fired Combustion Turbine | 18 | Electric Utility
899 | Moline | GT2 | Natural Gas Fired Combustion Turbine | 18 | Electric Utility
899 | Moline | GT3 | Natural Gas Fired Combustion Turbine | 18 | Electric Utility
899 | Moline | GT4 | Natural Gas Fired Combustion Turbine | 18 | Electric Utility
899 | Moline | HY1 | Conventional Hydroelectric | 0.9 | Electric Utility
899 | Moline | HY2 | Conventional Hydroelectric | 0.9 | Electric Utility
899 | Moline | HY3 | Conventional Hydroelectric | 0.9 | Electric Utility
899 | Moline | HY4 | Conventional Hydroelectric | 0.9 | Electric Utility
902 | Bottle Rock Power | 1 | Geothermal | 55 | IPP Non-CHP
903 | Rockton | 1 | Conventional Hydroelectric | 0.6 | IPP Non-CHP
903 | Rockton | 2 | Conventional Hydroelectric | 0.5 | IPP Non-CHP
905 | Alamo | 1 | Conventional Hydroelectric | 19.6 | Electric Utility
913 | Venice | GT2 | Natural Gas Fired Combustion Turbine | 61 | Electric Utility
913 | Venice | GT3 | Natural Gas Fired Combustion Turbine | 200 | Electric Utility
913 | Venice | GT4 | Natural Gas Fired Combustion Turbine | 200 | Electric Utility
913 | Venice | GT5 | Natural Gas Fired Combustion Turbine | 125 | Electric Utility
917 | Quincy Chute | 1 | Conventional Hydroelectric | 9.4 | Electric Utility
925 | Hydro Plant No 3 | 2 | Conventional Hydroelectric | 0.7 | Electric Utility
925 | Hydro Plant No 3 | 3 | Conventional Hydroelectric | 2.1 | Electric Utility
934 | Breese | 2 | Petroleum Liquids | 3 | Electric Utility
934 | Breese | 5 | Petroleum Liquids | 2.5 | Electric Utility
934 | Breese | 6 | Petroleum Liquids | 2.5 | Electric Utility
934 | Breese | 7 | Petroleum Liquids | 2.5 | Electric Utility
934 | Breese | 8 | Petroleum Liquids | 2.5 | Electric Utility
934 | Breese | IC1 | Petroleum Liquids | 0.9 | Electric Utility
934 | Breese | IC3 | Petroleum Liquids | 3 | Electric Utility
935 | Bushnell | 1 | Petroleum Liquids | 0.2 | Electric Utility
935 | Bushnell | 2 | Petroleum Liquids | 0.2 | Electric Utility
935 | Bushnell | 3 | Petroleum Liquids | 2.2 | Electric Utility
935 | Bushnell | 4 | Petroleum Liquids | 2.2 | Electric Utility
935 | Bushnell | 5 | Petroleum Liquids | 1 | Electric Utility
935 | Bushnell | 6 | Petroleum Liquids | 2.5 | Electric Utility
935 | Bushnell | 7 | Petroleum Liquids | 2.5 | Electric Utility
936 | Carlyle | 1 | Petroleum Liquids | 3 | Electric Utility
936 | Carlyle | 10 | Petroleum Liquids | 2.5 | Electric Utility
936 | Carlyle | 7 | Petroleum Liquids | 2 | Electric Utility
936 | Carlyle | 8 | Petroleum Liquids | 2.5 | Electric Utility
936 | Carlyle | 9 | Petroleum Liquids | 2.5 | Electric Utility
937 | Carmi | 10 | Petroleum Liquids | 1.7 | Electric Utility
937 | Carmi | 11 | Petroleum Liquids | 2.7 | Electric Utility
937 | Carmi | 12 | Petroleum Liquids | 2 | Electric Utility
937 | Carmi | 13 | Petroleum Liquids | 4.4 | Electric Utility
937 | Carmi | 14 | Petroleum Liquids | 1.1 | Electric Utility
937 | Carmi | 7 | Petroleum Liquids | 1.1 | Electric Utility
937 | Carmi | 8 | Petroleum Liquids | 1.4 | Electric Utility
937 | Carmi | 9 | Petroleum Liquids | 1.7 | Electric Utility
940 | Fairfield | IC5 | Petroleum Liquids | 2.4 | Electric Utility
940 | Fairfield | IC6 | Petroleum Liquids | 2.4 | Electric Utility
940 | Fairfield | IC7 | Petroleum Liquids | 2.7 | Electric Utility
941 | Farmer City | 1 | Natural Gas Internal Combustion Engine | 1.5 | Electric Utility
941 | Farmer City | 2 | Petroleum Liquids | 1.1 | Electric Utility
941 | Farmer City | 4 | Petroleum Liquids | 0.8 | Electric Utility
941 | Farmer City | 5 | Natural Gas Internal Combustion Engine | 3.5 | Electric Utility
941 | Farmer City | 6 | Petroleum Liquids | 2.2 | Electric Utility
941 | Farmer City | 7 | Petroleum Liquids | 2.2 | Electric Utility
943 | Freeburg | 1 | Petroleum Liquids | 0.4 | Electric Utility
943 | Freeburg | 10 | Petroleum Liquids | 1.8 | Electric Utility
943 | Freeburg | 11 | Petroleum Liquids | 1.8 | Electric Utility
943 | Freeburg | 12 | Petroleum Liquids | 1.8 | Electric Utility
943 | Freeburg | 2 | Petroleum Liquids | 0.4 | Electric Utility
943 | Freeburg | 3 | Petroleum Liquids | 0.6 | Electric Utility
943 | Freeburg | 4 | Petroleum Liquids | 1 | Electric Utility
943 | Freeburg | 6 | Petroleum Liquids | 1.8 | Electric Utility
943 | Freeburg | 7 | Petroleum Liquids | 2.6 | Electric Utility
943 | Freeburg | 8 | Petroleum Liquids | 1.7 | Electric Utility
943 | Freeburg | 9 | Petroleum Liquids | 1.8 | Electric Utility
944 | Geneseo | 1 | Natural Gas Internal Combustion Engine | 5.6 | Electric Utility
944 | Geneseo | 10 | Onshore Wind Turbine | 1.5 | Electric Utility
944 | Geneseo | 11 | Onshore Wind Turbine | 1.5 | Electric Utility
944 | Geneseo | 12 | Solar Photovoltaic | 1.2 | Electric Utility
944 | Geneseo | 2 | Natural Gas Internal Combustion Engine | 3.5 | Electric Utility
944 | Geneseo | 3 | Natural Gas Internal Combustion Engine | 3.5 | Electric Utility
944 | Geneseo | 4 | Natural Gas Internal Combustion Engine | 1.6 | Electric Utility
944 | Geneseo | 5A | Natural Gas Internal Combustion Engine | 4.4 | Electric Utility
944 | Geneseo | 6A | Natural Gas Internal Combustion Engine | 3 | Electric Utility
944 | Geneseo | 7 | Natural Gas Internal Combustion Engine | 3 | Electric Utility
944 | Geneseo | 9 | Petroleum Liquids | 4.8 | Electric Utility
946 | Highland | IC1 | Petroleum Liquids | 1.6 | Electric Utility
946 | Highland | IC2 | Petroleum Liquids | 1.6 | Electric Utility
946 | Highland | IC3 | Petroleum Liquids | 1.6 | Electric Utility
946 | Highland | IC5 | Petroleum Liquids | 2 | Electric Utility
946 | Highland | IC6 | Petroleum Liquids | 2 | Electric Utility
946 | Highland | IC7 | Petroleum Liquids | 4.4 | Electric Utility
946 | Highland | IC8 | Petroleum Liquids | 4.4 | Electric Utility
948 | McLeansboro | 2 | Petroleum Liquids | 0.6 | Electric Utility
948 | McLeansboro | 5 | Petroleum Liquids | 2 | Electric Utility
948 | McLeansboro | 6 | Petroleum Liquids | 2.4 | Electric Utility
948 | McLeansboro | 7 | Petroleum Liquids | 1.1 | Electric Utility
948 | McLeansboro | 8 | Petroleum Liquids | 1.1 | Electric Utility
948 | McLeansboro | 9 | Petroleum Liquids | 2 | Electric Utility
949 | Marshall (IL) | 10 | Petroleum Liquids | 1.8 | Electric Utility
949 | Marshall (IL) | 11 | Petroleum Liquids | 1.8 | Electric Utility
949 | Marshall (IL) | 12 | Petroleum Liquids | 1.8 | Electric Utility
949 | Marshall (IL) | 13 | Petroleum Liquids | 1.8 | Electric Utility
949 | Marshall (IL) | 5 | Petroleum Liquids | 2.5 | Electric Utility
949 | Marshall (IL) | 6 | Petroleum Liquids | 1.8 | Electric Utility
949 | Marshall (IL) | 7 | Petroleum Liquids | 1.8 | Electric Utility
949 | Marshall (IL) | 8 | Petroleum Liquids | 1.8 | Electric Utility
949 | Marshall (IL) | 9 | Petroleum Liquids | 1.8 | Electric Utility
955 | Peru (IL) | 11 | Petroleum Liquids | 2.7 | Electric Utility
955 | Peru (IL) | 12 | Petroleum Liquids | 2.7 | Electric Utility
955 | Peru (IL) | 13 | Petroleum Liquids | 2.7 | Electric Utility
955 | Peru (IL) | 14 | Petroleum Liquids | 2.7 | Electric Utility
955 | Peru (IL) | 15 | Petroleum Liquids | 2.7 | Electric Utility
955 | Peru (IL) | 16 | Petroleum Liquids | 2.7 | Electric Utility
955 | Peru (IL) | 17 | Petroleum Liquids | 2.7 | Electric Utility
955 | Peru (IL) | GT1 | Petroleum Liquids | 10 | Electric Utility
955 | Peru (IL) | HC1 | Conventional Hydroelectric | 1.9 | Electric Utility
955 | Peru (IL) | HC2 | Conventional Hydroelectric | 1.9 | Electric Utility
955 | Peru (IL) | HC3 | Conventional Hydroelectric | 1.9 | Electric Utility
955 | Peru (IL) | HC4 | Conventional Hydroelectric | 1.9 | Electric Utility
956 | C H Corn Hydroelectric Facility | 1 | Conventional Hydroelectric | 4.4 | Electric Utility
956 | C H Corn Hydroelectric Facility | 2 | Conventional Hydroelectric | 4.4 | Electric Utility
956 | C H Corn Hydroelectric Facility | 3 | Conventional Hydroelectric | 3.4 | Electric Utility
957 | Princeton (IL) | 1 | Natural Gas Internal Combustion Engine | 2.3 | Electric Utility
957 | Princeton (IL) | 2 | Natural Gas Internal Combustion Engine | 3 | Electric Utility
957 | Princeton (IL) | 3 | Natural Gas Internal Combustion Engine | 3.4 | Electric Utility
957 | Princeton (IL) | 4 | Natural Gas Internal Combustion Engine | 3.4 | Electric Utility
957 | Princeton (IL) | 5 | Natural Gas Internal Combustion Engine | 4.4 | Electric Utility
957 | Princeton (IL) | 6 | Natural Gas Internal Combustion Engine | 5.6 | Electric Utility
957 | Princeton (IL) | 7 | Natural Gas Internal Combustion Engine | 7 | Electric Utility
957 | Princeton (IL) | 8 | Natural Gas Internal Combustion Engine | 8.8 | Electric Utility
958 | Rantoul | 10 | Petroleum Liquids | 1.8 | Electric Utility
958 | Rantoul | 11 | Petroleum Liquids | 1.8 | Electric Utility
958 | Rantoul | 12 | Petroleum Liquids | 1.8 | Electric Utility
958 | Rantoul | 13 | Petroleum Liquids | 1.8 | Electric Utility
958 | Rantoul | 14 | Petroleum Liquids | 1.8 | Electric Utility
958 | Rantoul | 15 | Petroleum Liquids | 1.8 | Electric Utility
958 | Rantoul | 16 | Petroleum Liquids | 1.8 | Electric Utility
958 | Rantoul | 7 | Petroleum Liquids | 5.2 | Electric Utility
958 | Rantoul | 8 | Petroleum Liquids | 4 | Electric Utility
958 | Rantoul | 9 | Petroleum Liquids | 1.8 | Electric Utility
959 | Red Bud | 1 | Petroleum Liquids | 2.4 | Electric Utility
959 | Red Bud | 2 | Petroleum Liquids | 1.1 | Electric Utility
959 | Red Bud | 3 | Petroleum Liquids | 2.4 | Electric Utility
959 | Red Bud | 4 | Petroleum Liquids | 3.5 | Electric Utility
959 | Red Bud | 7 | Petroleum Liquids | 2.8 | Electric Utility
959 | Red Bud | 8 | Petroleum Liquids | 2.8 | Electric Utility
960 | North Ninth Street | 1 | Petroleum Liquids | 0.9 | Electric Utility
960 | North Ninth Street | 10 | Natural Gas Internal Combustion Engine | 2.5 | Electric Utility
960 | North Ninth Street | 3 | Natural Gas Internal Combustion Engine | 2.5 | Electric Utility
960 | North Ninth Street | 4 | Petroleum Liquids | 1 | Electric Utility
960 | North Ninth Street | 6 | Natural Gas Internal Combustion Engine | 2.5 | Electric Utility
960 | North Ninth Street | 7 | Natural Gas Internal Combustion Engine | 3.8 | Electric Utility
960 | North Ninth Street | 8 | Petroleum Liquids | 1 | Electric Utility
960 | North Ninth Street | 9 | Natural Gas Internal Combustion Engine | 3.5 | Electric Utility
960 | North Ninth Street | SOL1 | Solar Photovoltaic | 0.3 | Electric Utility
961 | South Main Street | 1 | Natural Gas Internal Combustion Engine | 2.5 | Electric Utility
961 | South Main Street | 13 | Petroleum Liquids | 1.8 | Electric Utility
961 | South Main Street | 14 | Petroleum Liquids | 1.8 | Electric Utility
961 | South Main Street | 15 | Petroleum Liquids | 1.8 | Electric Utility
961 | South Main Street | 16 | Petroleum Liquids | 1.8 | Electric Utility
961 | South Main Street | 17 | Petroleum Liquids | 1.8 | Electric Utility
961 | South Main Street | 18 | Petroleum Liquids | 1.8 | Electric Utility
961 | South Main Street | 2 | Natural Gas Internal Combustion Engine | 2.5 | Electric Utility
963 | Dallman | 1 | Conventional Steam Coal | 90.2 | Electric Utility
963 | Dallman | 2 | Conventional Steam Coal | 90.2 | Electric Utility
963 | Dallman | 3 | Conventional Steam Coal | 207.3 | Electric Utility
963 | Dallman | 4 | Conventional Steam Coal | 230.1 | Electric Utility
964 | Lakeside | D1 | Petroleum Liquids | 1.8 | Electric Utility
964 | Lakeside | D2 | Petroleum Liquids | 1.8 | Electric Utility
964 | Lakeside | D3 | Petroleum Liquids | 1.8 | Electric Utility
965 | Reynolds | 1 | Petroleum Liquids | 17.5 | Electric Utility
969 | Sullivan (IL) | 1 | Petroleum Liquids | 4.3 | Electric Utility
969 | Sullivan (IL) | 10 | Petroleum Liquids | 2.4 | Electric Utility
969 | Sullivan (IL) | 11 | Petroleum Liquids | 2 | Electric Utility
969 | Sullivan (IL) | 12 | Petroleum Liquids | 1.1 | Electric Utility
969 | Sullivan (IL) | 13 | Petroleum Liquids | 2.3 | Electric Utility
969 | Sullivan (IL) | 14 | Petroleum Liquids | 2.3 | Electric Utility
969 | Sullivan (IL) | 15 | Petroleum Liquids | 2.3 | Electric Utility
969 | Sullivan (IL) | 2 | Petroleum Liquids | 2 | Electric Utility
969 | Sullivan (IL) | 3 | Petroleum Liquids | 1.5 | Electric Utility
969 | Sullivan (IL) | 4 | Petroleum Liquids | 1.1 | Electric Utility
969 | Sullivan (IL) | 5 | Petroleum Liquids | 1.1 | Electric Utility
969 | Sullivan (IL) | 6 | Petroleum Liquids | 0.6 | Electric Utility
969 | Sullivan (IL) | 9 | Petroleum Liquids | 2.4 | Electric Utility
971 | Waterloo | 1 | Petroleum Liquids | 3.1 | Electric Utility
971 | Waterloo | 10 | Petroleum Liquids | 1.8 | Electric Utility
971 | Waterloo | 11 | Petroleum Liquids | 1.8 | Electric Utility
971 | Waterloo | 12 | Natural Gas Fired Combustion Turbine | 6.6 | Electric Utility
971 | Waterloo | 13 | Natural Gas Fired Combustion Turbine | 7 | Electric Utility
971 | Waterloo | 2 | Petroleum Liquids | 0.2 | Electric Utility
971 | Waterloo | 3 | Petroleum Liquids | 0.2 | Electric Utility
971 | Waterloo | 4 | Petroleum Liquids | 2 | Electric Utility
971 | Waterloo | 5 | Petroleum Liquids | 0.5 | Electric Utility
971 | Waterloo | 6 | Petroleum Liquids | 0.5 | Electric Utility
971 | Waterloo | 7 | Petroleum Liquids | 1.7 | Electric Utility
971 | Waterloo | 8 | Petroleum Liquids | 3 | Electric Utility
971 | Waterloo | 9 | Petroleum Liquids | 1.8 | Electric Utility
972 | Winnetka | 4 | Natural Gas Steam Turbine | 9.4 | Electric Utility
972 | Winnetka | 6 | Natural Gas Steam Turbine | 6.3 | Electric Utility
972 | Winnetka | 7 | Natural Gas Steam Turbine | 12.5 | Electric Utility
972 | Winnetka | 8 | Petroleum Liquids | 2.6 | Electric Utility
972 | Winnetka | 9 | Petroleum Liquids | 2.6 | Electric Utility
976 | Marion | 1 | Conventional Steam Coal | 33 | Electric Utility
976 | Marion | 2 | Conventional Steam Coal | 33 | Electric Utility
976 | Marion | 3 | Conventional Steam Coal | 33 | Electric Utility
976 | Marion | 4 | Conventional Steam Coal | 173 | Electric Utility
976 | Marion | 5 | Natural Gas Fired Combustion Turbine | 75 | Electric Utility
976 | Marion | 6 | Natural Gas Fired Combustion Turbine | 75 | Electric Utility
983 | Clifty Creek | 1 | Conventional Steam Coal | 217.3 | Electric Utility
983 | Clifty Creek | 2 | Conventional Steam Coal | 217.3 | Electric Utility
983 | Clifty Creek | 3 | Conventional Steam Coal | 217.3 | Electric Utility
983 | Clifty Creek | 4 | Conventional Steam Coal | 217.3 | Electric Utility
983 | Clifty Creek | 5 | Conventional Steam Coal | 217.3 | Electric Utility
983 | Clifty Creek | 6 | Conventional Steam Coal | 217.3 | Electric Utility
986 | Elkhart | 1 | Conventional Hydroelectric | 1.4 | Electric Utility
986 | Elkhart | 2 | Conventional Hydroelectric | 1 | Electric Utility
986 | Elkhart | 3 | Conventional Hydroelectric | 1 | Electric Utility
987 | Last Chance | 1 | Conventional Hydroelectric | 0.2 | Electric Utility
987 | Last Chance | 2 | Conventional Hydroelectric | 0.5 | Electric Utility
987 | Last Chance | 3 | Conventional Hydroelectric | 1 | Electric Utility
989 | Twin Branch | H1E | Conventional Hydroelectric | 0.6 | Electric Utility
989 | Twin Branch | H1W | Conventional Hydroelectric | 0.6 | Electric Utility
989 | Twin Branch | H2W | Conventional Hydroelectric | 0.6 | Electric Utility
989 | Twin Branch | H3W | Conventional Hydroelectric | 0.6 | Electric Utility
989 | Twin Branch | H4W | Conventional Hydroelectric | 0.6 | Electric Utility
989 | Twin Branch | H5W | Conventional Hydroelectric | 0.6 | Electric Utility
989 | Twin Branch | H6E | Conventional Hydroelectric | 0.6 | Electric Utility
989 | Twin Branch | H6W | Conventional Hydroelectric | 0.6 | Electric Utility
990 | Harding Street | 5 | Natural Gas Steam Turbine | 100 | Electric Utility
990 | Harding Street | 6 | Natural Gas Steam Turbine | 100 | Electric Utility
990 | Harding Street | 7 | Natural Gas Steam Turbine | 463 | Electric Utility
990 | Harding Street | BAT1 | Batteries | 20 | Electric Utility
990 | Harding Street | GT1 | Petroleum Liquids | 26 | Electric Utility
990 | Harding Street | GT2 | Petroleum Liquids | 26 | Electric Utility
990 | Harding Street | GT4 | Natural Gas Fired Combustion Turbine | 83 | Electric Utility
990 | Harding Street | GT5 | Natural Gas Fired Combustion Turbine | 83 | Electric Utility
990 | Harding Street | GT6 | Natural Gas Fired Combustion Turbine | 161 | Electric Utility
990 | Harding Street | IC1 | Petroleum Liquids | 2.7 | Electric Utility
992 | CC Perry K | 4 | Natural Gas Steam Turbine | 15 | IPP CHP
992 | CC Perry K | 6 | Natural Gas Steam Turbine | 5 | IPP CHP
992 | CC Perry K | 7 | Natural Gas Steam Turbine | 1.7 | IPP CHP
992 | CC Perry K | 8 | Natural Gas Steam Turbine | 1.7 | IPP CHP
994 | AES Petersburg | 4 | Conventional Steam Coal | 670.9 | Electric Utility
994 | AES Petersburg | IC1 | Petroleum Liquids | 2.7 | Electric Utility
994 | AES Petersburg | IC2 | Petroleum Liquids | 2.7 | Electric Utility
994 | AES Petersburg | IC3 | Petroleum Liquids | 2.7 | Electric Utility
994 | AES Petersburg | ST1 | Conventional Steam Coal | 281.6 | Electric Utility
994 | AES Petersburg | ST2 | Conventional Steam Coal | 523.3 | Electric Utility
994 | AES Petersburg | ST3 | Conventional Steam Coal | 670.9 | Electric Utility
995 | Bailly | 10 | Natural Gas Fired Combustion Turbine | 37.5 | Electric Utility
995 | Bailly | 7 | Conventional Steam Coal | 190.4 | Electric Utility
995 | Bailly | 8 | Conventional Steam Coal | 413.1 | Electric Utility
997 | Michigan City | 12 | Conventional Steam Coal | 540 | Electric Utility
998 | Norway (IN) | 1 | Conventional Hydroelectric | 2 | Electric Utility
998 | Norway (IN) | 2 | Conventional Hydroelectric | 2 | Electric Utility
998 | Norway (IN) | 3 | Conventional Hydroelectric | 2 | Electric Utility
998 | Norway (IN) | 4 | Conventional Hydroelectric | 1.3 | Electric Utility
999 | Oakdale | 1 | Conventional Hydroelectric | 4.3 | Electric Utility
999 | Oakdale | 2 | Conventional Hydroelectric | 3.2 | Electric Utility
999 | Oakdale | 3 | Conventional Hydroelectric | 4.3 | Electric Utility
1001 | Cayuga | 1 | Conventional Steam Coal | 531 | Electric Utility
1001 | Cayuga | 2 | Conventional Steam Coal | 531 | Electric Utility
1001 | Cayuga | 31 | Petroleum Liquids | 2.6 | Electric Utility
1001 | Cayuga | 32 | Petroleum Liquids | 2.6 | Electric Utility
1001 | Cayuga | 33 | Petroleum Liquids | 2.6 | Electric Utility
1001 | Cayuga | 34 | Petroleum Liquids | 2.6 | Electric Utility
1001 | Cayuga | 4 | Natural Gas Fired Combustion Turbine | 112.5 | Electric Utility
1002 | Connersville | 1 | Petroleum Liquids | 41.8 | Electric Utility
1002 | Connersville | 2 | Petroleum Liquids | 41.8 | Electric Utility
1004 | Edwardsport | CT1 | Coal Integrated Gasification Combined Cycle | 236.5 | Electric Utility
1004 | Edwardsport | CT2 | Coal Integrated Gasification Combined Cycle | 236.5 | Electric Utility
1004 | Edwardsport | ST | Coal Integrated Gasification Combined Cycle | 331.5 | Electric Utility
1005 | Markland | 1 | Conventional Hydroelectric | 21.6 | Electric Utility
1005 | Markland | 2 | Conventional Hydroelectric | 21.6 | Electric Utility
1005 | Markland | 3 | Conventional Hydroelectric | 21.6 | Electric Utility
1006 | Miami Wabash | 1 | Petroleum Liquids | 18 | Electric Utility
1006 | Miami Wabash | 2 | Petroleum Liquids | 18 | Electric Utility
1006 | Miami Wabash | 3 | Petroleum Liquids | 18 | Electric Utility
1006 | Miami Wabash | 5 | Petroleum Liquids | 16.3 | Electric Utility
1006 | Miami Wabash | 6 | Petroleum Liquids | 16.3 | Electric Utility
1007 | Noblesville | 1 | Natural Gas Fired Combined Cycle | 50 | Electric Utility
1007 | Noblesville | 2 | Natural Gas Fired Combined Cycle | 50 | Electric Utility
1007 | Noblesville | 3 | Natural Gas Fired Combined Cycle | 61 | Electric Utility
1007 | Noblesville | 4 | Natural Gas Fired Combined Cycle | 61 | Electric Utility
1007 | Noblesville | 5 | Natural Gas Fired Combined Cycle | 61 | Electric Utility
1008 | R Gallagher | 2 | Conventional Steam Coal | 150 | Electric Utility
1008 | R Gallagher | 4 | Conventional Steam Coal | 150 | Electric Utility
1011 | Broadway (IN) | 1 | Natural Gas Fired Combustion Turbine | 53.1 | Electric Utility
1011 | Broadway (IN) | 2 | Natural Gas Fired Combustion Turbine | 88.8 | Electric Utility
1012 | F B Culley | 2 | Conventional Steam Coal | 103.7 | Electric Utility
1012 | F B Culley | 3 | Conventional Steam Coal | 265.2 | Electric Utility
1013 | Northeast (IN) | 1 | Natural Gas Fired Combustion Turbine | 10.7 | Electric Utility
1013 | Northeast (IN) | 2 | Natural Gas Fired Combustion Turbine | 11.5 | Electric Utility
1016 | Butler-Warner Generation Plant | 1 | Natural Gas Fired Combined Cycle | 28.8 | Electric Utility
1016 | Butler-Warner Generation Plant | 2 | Natural Gas Fired Combined Cycle | 28.8 | Electric Utility
1016 | Butler-Warner Generation Plant | 3 | Natural Gas Fired Combined Cycle | 28.8 | Electric Utility
1016 | Butler-Warner Generation Plant | 4 | Natural Gas Fired Combustion Turbine | 28.8 | Electric Utility
1016 | Butler-Warner Generation Plant | 5 | Natural Gas Fired Combustion Turbine | 28.8 | Electric Utility
1016 | Butler-Warner Generation Plant | 6 | Natural Gas Fired Combined Cycle | 28.8 | Electric Utility
1016 | Butler-Warner Generation Plant | 7 | Natural Gas Fired Combined Cycle | 28.8 | Electric Utility
1016 | Butler-Warner Generation Plant | 8 | Natural Gas Fired Combined Cycle | 28.8 | Electric Utility
1016 | Butler-Warner Generation Plant | 9 | Natural Gas Fired Combined Cycle | 73 | Electric Utility
1020 | Manti Lower | 2 | Conventional Hydroelectric | 0.6 | Electric Utility
1020 | Manti Lower | HC1 | Conventional Hydroelectric | 0.6 | Electric Utility
1024 | Crawfordsville Power Plant | 4 | Conventional Steam Coal | 11.5 | IPP Non-CHP
1024 | Crawfordsville Power Plant | 5 | Conventional Steam Coal | 12.6 | IPP Non-CHP
1024 | Crawfordsville Power Plant | D1 | Petroleum Liquids | 0.8 | IPP Non-CHP
1037 | Peru (IN) | D1 | Petroleum Liquids | 1.8 | Electric Utility
1038 | Rensselaer City Light Plant | 10 | Petroleum Liquids | 2 | Electric Utility
1038 | Rensselaer City Light Plant | 11 | Petroleum Liquids | 2 | Electric Utility
1038 | Rensselaer City Light Plant | 14 | Natural Gas Internal Combustion Engine | 5 | Electric Utility
1038 | Rensselaer City Light Plant | 15 | Natural Gas Internal Combustion Engine | 8.4 | Electric Utility
1038 | Rensselaer City Light Plant | 5 | Petroleum Liquids | 1.9 | Electric Utility
1038 | Rensselaer City Light Plant | 6 | Petroleum Liquids | 2.5 | Electric Utility
1040 | Whitewater Valley | 1 | Conventional Steam Coal | 33 | Electric Utility
1040 | Whitewater Valley | 2 | Conventional Steam Coal | 60.9 | Electric Utility
1046 | Dubuque | 3 | Natural Gas Steam Turbine | 28.7 | Electric Utility
1046 | Dubuque | 4 | Natural Gas Steam Turbine | 37.5 | Electric Utility
1046 | Dubuque | IC1 | Petroleum Liquids | 2 | Electric Utility
1046 | Dubuque | IC2 | Petroleum Liquids | 2 | Electric Utility
1047 | Lansing | 4 | Conventional Steam Coal | 274.5 | Electric Utility
1048 | Milton L Kapp | 2 | Natural Gas Steam Turbine | 218.5 | Electric Utility
1060 | Duane Arnold Energy Center | 1 | Nuclear | 679.5 | IPP Non-CHP
1067 | Iowa Hydro LLC | 1 | Conventional Hydroelectric | 0.6 | IPP Non-CHP
1067 | Iowa Hydro LLC | 2 | Conventional Hydroelectric | 0.6 | IPP Non-CHP
1068 | Marshalltown | 1 | Petroleum Liquids | 63 | Electric Utility
1068 | Marshalltown | 2 | Petroleum Liquids | 63 | Electric Utility
1068 | Marshalltown | 3 | Petroleum Liquids | 63 | Electric Utility
1073 | Prairie Creek | 1 | Conventional Steam Coal | 14.6 | Electric Utility
1073 | Prairie Creek | 3 | Conventional Steam Coal | 50 | Electric Utility
1073 | Prairie Creek | 4 | Conventional Steam Coal | 148.8 | Electric Utility
1077 | Sutherland | 1 | Natural Gas Steam Turbine | 37.5 | Electric Utility
1077 | Sutherland | 3 | Natural Gas Steam Turbine | 81.6 | Electric Utility
1079 | Coralville GT | 1 | Natural Gas Fired Combustion Turbine | 18 | Electric Utility
1079 | Coralville GT | 2 | Natural Gas Fired Combustion Turbine | 18 | Electric Utility
1079 | Coralville GT | 3 | Natural Gas Fired Combustion Turbine | 18 | Electric Utility
1079 | Coralville GT | 4 | Natural Gas Fired Combustion Turbine | 18 | Electric Utility
1081 | Riverside | 5 | Natural Gas Steam Turbine | 136 | Electric Utility
1082 | Walter Scott Jr Energy Center | 3 | Conventional Steam Coal | 725.8 | Electric Utility
1082 | Walter Scott Jr Energy Center | 4 | Conventional Steam Coal | 922.5 | Electric Utility
1084 | River Hills | 1 | Natural Gas Fired Combustion Turbine | 16 | Electric Utility
1084 | River Hills | 2 | Natural Gas Fired Combustion Turbine | 16 | Electric Utility
1084 | River Hills | 3 | Natural Gas Fired Combustion Turbine | 16 | Electric Utility
1084 | River Hills | 4 | Natural Gas Fired Combustion Turbine | 16 | Electric Utility
1084 | River Hills | 5 | Natural Gas Fired Combustion Turbine | 16 | Electric Utility
1084 | River Hills | 6 | Natural Gas Fired Combustion Turbine | 16 | Electric Utility
1084 | River Hills | 7 | Natural Gas Fired Combustion Turbine | 16 | Electric Utility
1084 | River Hills | 8 | Natural Gas Fired Combustion Turbine | 16 | Electric Utility
1091 | George Neal North | 3 | Conventional Steam Coal | 584.1 | Electric Utility
1097 | Merle Parr | 1 | Natural Gas Fired Combustion Turbine | 18 | Electric Utility
1097 | Merle Parr | 2 | Natural Gas Fired Combustion Turbine | 18 | Electric Utility
1104 | Burlington (IA) | 1 | Conventional Steam Coal | 212 | Electric Utility
1104 | Burlington (IA) | GT1 | Natural Gas Fired Combustion Turbine | 19.7 | Electric Utility
1104 | Burlington (IA) | GT2 | Natural Gas Fired Combustion Turbine | 19.7 | Electric Utility
1104 | Burlington (IA) | GT3 | Natural Gas Fired Combustion Turbine | 19.7 | Electric Utility
1104 | Burlington (IA) | GT4 | Natural Gas Fired Combustion Turbine | 19.7 | Electric Utility
1105 | Centerville | 1 | Petroleum Liquids | 2 | Electric Utility
1105 | Centerville | 2 | Petroleum Liquids | 2 | Electric Utility
1105 | Centerville | 3 | Petroleum Liquids | 2 | Electric Utility
1105 | Centerville | GT1 | Petroleum Liquids | 27 | Electric Utility
1105 | Centerville | GT2 | Petroleum Liquids | 27 | Electric Utility
1109 | Keokuk | 1 | Conventional Hydroelectric | 7.6 | Electric Utility
1109 | Keokuk | 10 | Conventional Hydroelectric | 8.8 | Electric Utility
1109 | Keokuk | 11 | Conventional Hydroelectric | 8.8 | Electric Utility
1109 | Keokuk | 12 | Conventional Hydroelectric | 8.8 | Electric Utility
1109 | Keokuk | 13 | Conventional Hydroelectric | 8.8 | Electric Utility
1109 | Keokuk | 14 | Conventional Hydroelectric | 8.8 | Electric Utility
1109 | Keokuk | 15 | Conventional Hydroelectric | 8.8 | Electric Utility
1109 | Keokuk | 2 | Conventional Hydroelectric | 7.6 | Electric Utility
1109 | Keokuk | 3 | Conventional Hydroelectric | 7.6 | Electric Utility
1109 | Keokuk | 4 | Conventional Hydroelectric | 7.6 | Electric Utility
1109 | Keokuk | 5 | Conventional Hydroelectric | 7.6 | Electric Utility
1109 | Keokuk | 6 | Conventional Hydroelectric | 7.6 | Electric Utility
1109 | Keokuk | 7 | Conventional Hydroelectric | 8.8 | Electric Utility
1109 | Keokuk | 8 | Conventional Hydroelectric | 8.8 | Electric Utility
1109 | Keokuk | 9 | Conventional Hydroelectric | 8.8 | Electric Utility
1120 | Algona | 6 | Petroleum Liquids | 3.2 | Electric Utility
1120 | Algona | 7 | Petroleum Liquids | 4.1 | Electric Utility
1120 | Algona | 8 | Petroleum Liquids | 4.4 | Electric Utility
1120 | Algona | 9 | Petroleum Liquids | 4.4 | Electric Utility
1121 | Alta Municipal Utilities | 1 | Petroleum Liquids | 1 | Electric Utility
1122 | Ames Electric Services Power Plant | 7 | Natural Gas Steam Turbine | 37.5 | Electric Utility
1122 | Ames Electric Services Power Plant | 8 | Natural Gas Steam Turbine | 71.3 | Electric Utility
1123 | Anita | 2 | Petroleum Liquids | 0.2 | Electric Utility
1123 | Anita | 3 | Petroleum Liquids | 0.3 | Electric Utility
1123 | Anita | 4 | Petroleum Liquids | 0.2 | Electric Utility
1123 | Anita | 5 | Petroleum Liquids | 0.2 | Electric Utility
1123 | Anita | 6 | Petroleum Liquids | 2 | Electric Utility
1124 | Atlantic | 6 | Natural Gas Fired Combustion Turbine | 10 | Electric Utility
1125 | Bancroft | 5 | Petroleum Liquids | 0.6 | Electric Utility
1125 | Bancroft | 6 | Petroleum Liquids | 1.8 | Electric Utility
1125 | Bancroft | 7 | Petroleum Liquids | 1.8 | Electric Utility
1126 | Bellevue | 1 | Petroleum Liquids | 0.6 | Electric Utility
1126 | Bellevue | 2 | Petroleum Liquids | 1.6 | Electric Utility
1126 | Bellevue | 3 | Petroleum Liquids | 1.8 | Electric Utility
1126 | Bellevue | 4 | Petroleum Liquids | 0.7 | Electric Utility
1126 | Bellevue | 5 | Petroleum Liquids | 0.9 | Electric Utility
1126 | Bellevue | 6 | Petroleum Liquids | 3 | Electric Utility
1127 | Bloomfield | 1 | Natural Gas Internal Combustion Engine | 2.8 | Electric Utility
1127 | Bloomfield | 2 | Petroleum Liquids | 0.3 | Electric Utility
1127 | Bloomfield | 3 | Natural Gas Internal Combustion Engine | 2.7 | Electric Utility
1127 | Bloomfield | 4 | Petroleum Liquids | 0.3 | Electric Utility
1127 | Bloomfield | 5 | Natural Gas Internal Combustion Engine | 0.9 | Electric Utility
1127 | Bloomfield | 6 | Natural Gas Internal Combustion Engine | 1.5 | Electric Utility
1128 | Brooklyn | 7 | Petroleum Liquids | 2.3 | Electric Utility
1129 | Cascade | 1 | Petroleum Liquids | 0.7 | Electric Utility
1129 | Cascade | 2 | Petroleum Liquids | 2 | Electric Utility
1129 | Cascade | 3A | Petroleum Liquids | 1.8 | Electric Utility
1129 | Cascade | 4 | Petroleum Liquids | 0.7 | Electric Utility
1130 | Gas Turbine (IA) | 1 | Natural Gas Fired Combustion Turbine | 19.6 | Electric Utility
1130 | Gas Turbine (IA) | 2 | Natural Gas Fired Combustion Turbine | 23.8 | Electric Utility
1131 | Streeter Station | 6 | Conventional Steam Coal | 16.5 | Electric Utility
1131 | Streeter Station | 7 | Natural Gas Steam Turbine | 35 | Electric Utility
1132 | Coggon | IC5 | Petroleum Liquids | 2 | Electric Utility
1134 | Corning | 5 | Petroleum Liquids | 2.8 | Electric Utility
1134 | Corning | 6 | Petroleum Liquids | 2 | Electric Utility
1134 | Corning | 7 | Petroleum Liquids | 2 | Electric Utility
1135 | Dayton (IA) | 5 | Petroleum Liquids | 1.8 | Electric Utility
1137 | Estherville | 2 | Petroleum Liquids | 1.6 | Electric Utility
1137 | Estherville | 3 | Natural Gas Internal Combustion Engine | 3 | Electric Utility
1137 | Estherville | 4 | Natural Gas Internal Combustion Engine | 4 | Electric Utility
1137 | Estherville | 5 | Natural Gas Internal Combustion Engine | 4 | Electric Utility
1137 | Estherville | 7 | Natural Gas Internal Combustion Engine | 3 | Electric Utility
1138 | Forest City Light Plant | 1 | Petroleum Liquids | 1.2 | Electric Utility
1138 | Forest City Light Plant | 2 | Petroleum Liquids | 2.7 | Electric Utility
1138 | Forest City Light Plant | 3 | Petroleum Liquids | 3.5 | Electric Utility
1138 | Forest City Light Plant | 4 | Petroleum Liquids | 6.3 | Electric Utility
1138 | Forest City Light Plant | 5 | Petroleum Liquids | 0.7 | Electric Utility
1138 | Forest City Light Plant | 6 | Petroleum Liquids | 7.6 | Electric Utility
1141 | Gowrie | 3 | Petroleum Liquids | 2.5 | Electric Utility
1142 | Graettinger | 4 | Petroleum Liquids | 0.5 | Electric Utility
1142 | Graettinger | 5 | Petroleum Liquids | 1.1 | Electric Utility
1142 | Graettinger | 6 | Petroleum Liquids | 2 | Electric Utility
1143 | Grand Junction | 2 | Petroleum Liquids | 1.7 | Electric Utility
1144 | Greenfield | 3 | Petroleum Liquids | 1.3 | Electric Utility
1144 | Greenfield | 4 | Petroleum Liquids | 1.8 | Electric Utility
1144 | Greenfield | 5 | Petroleum Liquids | 3 | Electric Utility
1145 | Grundy Center City Light Plant | IC1 | Petroleum Liquids | 2.2 | Electric Utility
1145 | Grundy Center City Light Plant | IC2 | Petroleum Liquids | 3.5 | Electric Utility
1145 | Grundy Center City Light Plant | IC3 | Petroleum Liquids | 3 | Electric Utility
1146 | Harlan | HMU1 | Petroleum Liquids | 1.7 | Electric Utility
1146 | Harlan | HMU2 | Petroleum Liquids | 1.7 | Electric Utility
1150 | Indianola | 5 | Petroleum Liquids | 4 | Electric Utility
1150 | Indianola | 6 | Petroleum Liquids | 5.1 | Electric Utility
1150 | Indianola | 7 | Petroleum Liquids | 20.6 | Electric Utility
1150 | Indianola | 8 | Petroleum Liquids | 20.3 | Electric Utility
1153 | Lake Park | 3 | Petroleum Liquids | 2 | Electric Utility
1153 | Lake Park | G2 | Petroleum Liquids | 2 | Electric Utility
1154 | Lake Mills | 1A | Petroleum Liquids | 3 | Electric Utility
1154 | Lake Mills | 4 | Petroleum Liquids | 1.3 | Electric Utility
1154 | Lake Mills | 5 | Petroleum Liquids | 0.9 | Electric Utility
1154 | Lake Mills | 6 | Petroleum Liquids | 5.7 | Electric Utility
1154 | Lake Mills | 7 | Petroleum Liquids | 7.6 | Electric Utility
1155 | Lamoni Municipal Utilities | 1 | Petroleum Liquids | 2.8 | Electric Utility
1155 | Lamoni Municipal Utilities | 2 | Petroleum Liquids | 0.2 | Electric Utility
1155 | Lamoni Municipal Utilities | 3 | Petroleum Liquids | 0.3 | Electric Utility
1155 | Lamoni Municipal Utilities | 4 | Petroleum Liquids | 0.6 | Electric Utility
1155 | Lamoni Municipal Utilities | 5 | Petroleum Liquids | 1.1 | Electric Utility
1155 | Lamoni Municipal Utilities | 6 | Petroleum Liquids | 0.5 | Electric Utility
1155 | Lamoni Municipal Utilities | 7 | Petroleum Liquids | 2.5 | Electric Utility
1155 | Lamoni Municipal Utilities | 8 | Petroleum Liquids | 2.5 | Electric Utility
1156 | La Porte | 3A | Petroleum Liquids | 1.8 | Electric Utility
1156 | La Porte | 4A | Petroleum Liquids | 1.8 | Electric Utility
1156 | La Porte | 6 | Petroleum Liquids | 1.8 | Electric Utility
1157 | Laurens | 3 | Petroleum Liquids | 0.8 | Electric Utility
1157 | Laurens | 4 | Petroleum Liquids | 0.8 | Electric Utility
1157 | Laurens | 5 | Petroleum Liquids | 2.5 | Electric Utility
1157 | Laurens | 6 | Petroleum Liquids | 2.5 | Electric Utility
1157 | Laurens | 7 | Petroleum Liquids | 2.5 | Electric Utility
1158 | Lenox | 1 | Petroleum Liquids | 0.3 | Electric Utility
1158 | Lenox | 2 | Petroleum Liquids | 1.1 | Electric Utility
1158 | Lenox | 3 | Petroleum Liquids | 0.9 | Electric Utility
1158 | Lenox | 4 | Petroleum Liquids | 1.8 | Electric Utility
1158 | Lenox | 5 | Petroleum Liquids | 2 | Electric Utility
1160 | Manning | 1 | Petroleum Liquids | 0.2 | Electric Utility
1160 | Manning | 2 | Petroleum Liquids | 0.2 | Electric Utility
1160 | Manning | 4 | Petroleum Liquids | 0.6 | Electric Utility
1160 | Manning | M1 | Petroleum Liquids | 2.3 | Electric Utility
1160 | Manning | M2 | Petroleum Liquids | 2.3 | Electric Utility
1160 | Manning | M3 | Petroleum Liquids | 2.3 | Electric Utility
1162 | Maquoketa 1 | 1A | Natural Gas Internal Combustion Engine | 3.1 | Electric Utility
1162 | Maquoketa 1 | 2A | Natural Gas Internal Combustion Engine | 3.1 | Electric Utility
1162 | Maquoketa 1 | 3 | Natural Gas Internal Combustion Engine | 2.1 | Electric Utility
1162 | Maquoketa 1 | 4A | Petroleum Liquids | 1.8 | Electric Utility
1162 | Maquoketa 1 | 5 | Natural Gas Internal Combustion Engine | 1.7 | Electric Utility
1162 | Maquoketa 1 | 6 | Natural Gas Internal Combustion Engine | 2.5 | Electric Utility
1162 | Maquoketa 1 | 7 | Natural Gas Internal Combustion Engine | 6.5 | Electric Utility
1162 | Maquoketa 1 | 8 | Petroleum Liquids | 1.8 | Electric Utility
1162 | Maquoketa 1 | 9 | Petroleum Liquids | 1.8 | Electric Utility
1163 | McGregor | 1 | Petroleum Liquids | 1.2 | Electric Utility
1163 | McGregor | 2 | Petroleum Liquids | 0.3 | Electric Utility
1163 | McGregor | 3 | Petroleum Liquids | 0.5 | Electric Utility
1164 | Milford | 1 | Petroleum Liquids | 0.6 | Electric Utility
1164 | Milford | 4 | Petroleum Liquids | 0.5 | Electric Utility
1164 | Milford | 5 | Petroleum Liquids | 1.8 | Electric Utility
1164 | Milford | 6 | Petroleum Liquids | 1.8 | Electric Utility
1164 | Milford | 7 | Petroleum Liquids | 1.8 | Electric Utility
1165 | Montezuma | 1 | Petroleum Liquids | 0.2 | Electric Utility
1165 | Montezuma | 10 | Petroleum Liquids | 0.2 | Electric Utility
1165 | Montezuma | 4 | Petroleum Liquids | 0.5 | Electric Utility
1165 | Montezuma | 5 | Petroleum Liquids | 1.1 | Electric Utility
1165 | Montezuma | 6 | Natural Gas Internal Combustion Engine | 1.7 | Electric Utility
1165 | Montezuma | 7 | Natural Gas Internal Combustion Engine | 2.5 | Electric Utility
1165 | Montezuma | 8 | Petroleum Liquids | 1.8 | Electric Utility
1165 | Montezuma | 9 | Petroleum Liquids | 1.8 | Electric Utility
1166 | Mt Pleasant | 1 | Petroleum Liquids | 2 | Electric Utility
1166 | Mt Pleasant | 10 | Petroleum Liquids | 2 | Electric Utility
1166 | Mt Pleasant | 11 | Petroleum Liquids | 2 | Electric Utility
1166 | Mt Pleasant | 12 | Petroleum Liquids | 2 | Electric Utility
1166 | Mt Pleasant | 2 | Petroleum Liquids | 2 | Electric Utility
1166 | Mt Pleasant | 3 | Petroleum Liquids | 2 | Electric Utility
1166 | Mt Pleasant | 4A | Petroleum Liquids | 2 | Electric Utility
1166 | Mt Pleasant | 5A | Petroleum Liquids | 2 | Electric Utility
1166 | Mt Pleasant | 6 | Petroleum Liquids | 2 | Electric Utility
1166 | Mt Pleasant | 7 | Petroleum Liquids | 2 | Electric Utility
1166 | Mt Pleasant | 8 | Petroleum Liquids | 2 | Electric Utility
1166 | Mt Pleasant | 9 | Petroleum Liquids | 2 | Electric Utility
1167 | Muscatine Plant #1 | 7 | Conventional Steam Coal | 25 | Electric Utility
1167 | Muscatine Plant #1 | 8 | Conventional Steam Coal | 75 | Electric Utility
1167 | Muscatine Plant #1 | 8A | Conventional Steam Coal | 18 | Electric Utility
1167 | Muscatine Plant #1 | 9 | Conventional Steam Coal | 175.5 | Electric Utility
1168 | New Hampton | 3 | Natural Gas Internal Combustion Engine | 3.5 | Electric Utility
1168 | New Hampton | 4 | Natural Gas Internal Combustion Engine | 6.2 | Electric Utility
1168 | New Hampton | 5 | Natural Gas Internal Combustion Engine | 6.2 | Electric Utility
1168 | New Hampton | 7 | Petroleum Liquids | 5.3 | Electric Utility
1168 | New Hampton | 8 | Petroleum Liquids | 5.3 | Electric Utility
1169 | Ogden | 4 | Petroleum Liquids | 0.4 | Electric Utility
1169 | Ogden | 5 | Petroleum Liquids | 1 | Electric Utility
1169 | Ogden | 6 | Petroleum Liquids | 2.5 | Electric Utility
1172 | Osage (IA) | 5 | Natural Gas Internal Combustion Engine | 3.2 | Electric Utility
1172 | Osage (IA) | 6 | Natural Gas Internal Combustion Engine | 6.2 | Electric Utility
1172 | Osage (IA) | 7 | Petroleum Liquids | 3.6 | Electric Utility
1172 | Osage (IA) | 8 | Petroleum Liquids | 3.6 | Electric Utility
1172 | Osage (IA) | SO | Solar Photovoltaic | 0.8 | Electric Utility
1172 | Osage (IA) | W1 | Onshore Wind Turbine | 1.6 | Electric Utility
1173 | Ottumwa City of | 1 | Conventional Hydroelectric | 1 | Electric Utility
1173 | Ottumwa City of | 2 | Conventional Hydroelectric | 1.2 | Electric Utility
1173 | Ottumwa City of | 3 | Conventional Hydroelectric | 1 | Electric Utility
1176 | Preston (IA) | 1 | Petroleum Liquids | 0.7 | Electric Utility
1176 | Preston (IA) | 2 | Petroleum Liquids | 0.7 | Electric Utility
1176 | Preston (IA) | 4 | Natural Gas Internal Combustion Engine | 1.8 | Electric Utility
1177 | Primghar | 4 | Petroleum Liquids | 0.6 | Electric Utility
1177 | Primghar | 5 | Petroleum Liquids | 1.1 | Electric Utility
1180 | Rockford | 1 | Petroleum Liquids | 0.4 | Electric Utility
1180 | Rockford | 5 | Petroleum Liquids | 0.9 | Electric Utility
1180 | Rockford | 6 | Petroleum Liquids | 1.6 | Electric Utility
1181 | Rock Rapids | 1 | Petroleum Liquids | 2.5 | Electric Utility
1184 | Sibley One | 2 | Petroleum Liquids | 2 | Electric Utility
1184 | Sibley One | 3 | Petroleum Liquids | 1.2 | Electric Utility
1184 | Sibley One | 5 | Petroleum Liquids | 2 | Electric Utility
1186 | Spencer Gas Turbine | GT1 | Petroleum Liquids | 23.8 | Electric Utility
1187 | State Center | 1 | Petroleum Liquids | 0.6 | Electric Utility
1187 | State Center | 2 | Petroleum Liquids | 0.6 | Electric Utility
1187 | State Center | 3 | Petroleum Liquids | 1.3 | Electric Utility
1187 | State Center | 4 | Petroleum Liquids | 1.3 | Electric Utility
1187 | State Center | 6 | Petroleum Liquids | 2.5 | Electric Utility
1188 | Story City | 1 | Petroleum Liquids | 1.3 | Electric Utility
1188 | Story City | 2 | Petroleum Liquids | 2 | Electric Utility
1188 | Story City | 4A | Petroleum Liquids | 3.5 | Electric Utility
1188 | Story City | 5A | Petroleum Liquids | 3.1 | Electric Utility
1188 | Story City | 6 | Petroleum Liquids | 2 | Electric Utility
1188 | Story City | 7 | Petroleum Liquids | 2 | Electric Utility
1190 | Stuart (IA) | 1 | Petroleum Liquids | 0.6 | Electric Utility
1190 | Stuart (IA) | 2 | Petroleum Liquids | 1.1 | Electric Utility
1190 | Stuart (IA) | 4 | Petroleum Liquids | 1.1 | Electric Utility
1191 | Sumner | 1 | Petroleum Liquids | 2.6 | Electric Utility
1191 | Sumner | 2 | Petroleum Liquids | 1.2 | Electric Utility
1191 | Sumner | 6 | Petroleum Liquids | 1.8 | Electric Utility
1192 | Traer Main | 3 | Petroleum Liquids | 1.1 | Electric Utility
1192 | Traer Main | 4 | Petroleum Liquids | 1.1 | Electric Utility
1192 | Traer Main | 5 | Petroleum Liquids | 0.6 | Electric Utility
1192 | Traer Main | 6 | Petroleum Liquids | 1.3 | Electric Utility
1193 | Villisca Municipal Power Plant | 5 | Petroleum Liquids | 2 | Electric Utility
1193 | Villisca Municipal Power Plant | 6 | Petroleum Liquids | 2 | Electric Utility
1194 | Vinton | 1 | Petroleum Liquids | 1.3 | Electric Utility
1194 | Vinton | 10 | Petroleum Liquids | 0.8 | Electric Utility
1194 | Vinton | 5 | Petroleum Liquids | 0.6 | Electric Utility
1194 | Vinton | 6 | Petroleum Liquids | 2.5 | Electric Utility
1194 | Vinton | 7 | Petroleum Liquids | 3.7 | Electric Utility
1194 | Vinton | 8 | Petroleum Liquids | 5.6 | Electric Utility
1194 | Vinton | 9 | Petroleum Liquids | 3 | Electric Utility
1198 | Webster City | 6 | Petroleum Liquids | 21.3 | Electric Utility
1199 | West Bend | 1 | Petroleum Liquids | 1.1 | Electric Utility
1199 | West Bend | 3 | Petroleum Liquids | 0.9 | Electric Utility
1199 | West Bend | 4 | Petroleum Liquids | 2.2 | Electric Utility
1199 | West Bend | 5 | Petroleum Liquids | 2.5 | Electric Utility
1200 | West Liberty | 2 | Petroleum Liquids | 2.5 | Electric Utility
1200 | West Liberty | 3 | Petroleum Liquids | 3 | Electric Utility
1200 | West Liberty | 5 | Petroleum Liquids | 5.5 | Electric Utility
1200 | West Liberty | 6 | Petroleum Liquids | 5.5 | Electric Utility
1201 | Whittemore | 4 | Petroleum Liquids | 1.1 | Electric Utility
1202 | Wilton | 5 | Petroleum Liquids | 1.6 | Electric Utility
1202 | Wilton | 6 | Petroleum Liquids | 1.6 | Electric Utility
1202 | Wilton | 7 | Petroleum Liquids | 1.6 | Electric Utility
1202 | Wilton | 8 | Petroleum Liquids | 2.2 | Electric Utility
1202 | Wilton | 9 | Petroleum Liquids | 2.2 | Electric Utility
1203 | Winterset | 2 | Petroleum Liquids | 1.5 | Electric Utility
1203 | Winterset | 3 | Petroleum Liquids | 1.7 | Electric Utility
1203 | Winterset | 4 | Petroleum Liquids | 4.4 | Electric Utility
1203 | Winterset | 5 | Petroleum Liquids | 2 | Electric Utility
1203 | Winterset | 6 | Petroleum Liquids | 2 | Electric Utility
1203 | Winterset | 7 | Petroleum Liquids | 2 | Electric Utility
1206 | Summit Lake | 1 | Natural Gas Fired Combined Cycle | 7.5 | Electric Utility
1206 | Summit Lake | 2 | Natural Gas Fired Combined Cycle | 7.5 | Electric Utility
1206 | Summit Lake | 3 | Natural Gas Fired Combined Cycle | 7.5 | Electric Utility
1206 | Summit Lake | GT1 | Natural Gas Fired Combined Cycle | 27 | Electric Utility
1206 | Summit Lake | GT2 | Natural Gas Fired Combined Cycle | 35.3 | Electric Utility
1217 | Earl F Wisdom | 1 | Natural Gas Steam Turbine | 37.5 | Electric Utility
1217 | Earl F Wisdom | 2 | Natural Gas Fired Combustion Turbine | 81.6 | Electric Utility
1224 | Bird City | 1 | Petroleum Liquids | 2 | Electric Utility
1224 | Bird City | 2 | Petroleum Liquids | 2 | Electric Utility
1225 | Colby | GT1 | Natural Gas Fired Combustion Turbine | 16 | Electric Utility
1230 | Cimarron River | 1 | Natural Gas Steam Turbine | 50 | Electric Utility
1230 | Cimarron River | 2 | Natural Gas Fired Combustion Turbine | 15 | Electric Utility
1233 | Fort Dodge | 4 | Natural Gas Steam Turbine | 149 | Electric Utility
1235 | Great Bend - Sunflower | 3 | Natural Gas Steam Turbine | 81.6 | Electric Utility
1239 | Riverton | 10 | Natural Gas Fired Combustion Turbine | 16.3 | Electric Utility
1239 | Riverton | 11 | Natural Gas Fired Combustion Turbine | 16.3 | Electric Utility
1239 | Riverton | 12 | Natural Gas Fired Combined Cycle | 148.8 | Electric Utility
1239 | Riverton | 12-2 | Natural Gas Fired Combined Cycle | 118.8 | Electric Utility
1240 | Gordon Evans Energy Center | 1 | Natural Gas Steam Turbine | 136 | Electric Utility
1240 | Gordon Evans Energy Center | 2 | Natural Gas Steam Turbine | 390 | Electric Utility
1240 | Gordon Evans Energy Center | 5 | Petroleum Liquids | 2.9 | Electric Utility
1240 | Gordon Evans Energy Center | GT1 | Natural Gas Fired Combustion Turbine | 98.3 | Electric Utility
1240 | Gordon Evans Energy Center | GT2 | Natural Gas Fired Combustion Turbine | 98.3 | Electric Utility
1240 | Gordon Evans Energy Center | GT3 | Natural Gas Fired Combustion Turbine | 178.5 | Electric Utility
1241 | La Cygne | 1 | Conventional Steam Coal | 893 | Electric Utility
1241 | La Cygne | 2 | Conventional Steam Coal | 685 | Electric Utility
1242 | Murray Gill | 3 | Natural Gas Steam Turbine | 114 | Electric Utility
1242 | Murray Gill | 4 | Natural Gas Steam Turbine | 114 | Electric Utility
1248 | Hutchinson Energy Center | GT1 | Natural Gas Fired Combustion Turbine | 71 | Electric Utility
1248 | Hutchinson Energy Center | GT2 | Natural Gas Fired Combustion Turbine | 71 | Electric Utility
1248 | Hutchinson Energy Center | GT3 | Natural Gas Fired Combustion Turbine | 71 | Electric Utility
1248 | Hutchinson Energy Center | GT4 | Petroleum Liquids | 86 | Electric Utility
1248 | Hutchinson Energy Center | H1DG | Petroleum Liquids | 2.7 | Electric Utility
1250 | Lawrence Energy Center | 4 | Conventional Steam Coal | 114 | Electric Utility
1250 | Lawrence Energy Center | 5 | Conventional Steam Coal | 403 | Electric Utility
1252 | Tecumseh Energy Center | 7 | Conventional Steam Coal | 82 | Electric Utility
1258 | Anthony | IC1 | Natural Gas Internal Combustion Engine | 4.1 | Electric Utility
1258 | Anthony | IC2 | Natural Gas Internal Combustion Engine | 3 | Electric Utility
1258 | Anthony | IC3 | Natural Gas Internal Combustion Engine | 4 | Electric Utility
1259 | Ashland | 1 | Natural Gas Internal Combustion Engine | 0.6 | Electric Utility
1259 | Ashland | 2 | Natural Gas Internal Combustion Engine | 0.9 | Electric Utility
1259 | Ashland | 3 | Petroleum Liquids | 1.2 | Electric Utility
1259 | Ashland | 4B | Petroleum Liquids | 2 | Electric Utility
1259 | Ashland | 5 | Petroleum Liquids | 0.9 | Electric Utility
1261 | Augusta Electric Plant No 1 | 1 | Natural Gas Internal Combustion Engine | 1.1 | Electric Utility
1261 | Augusta Electric Plant No 1 | 2 | Petroleum Liquids | 0.3 | Electric Utility
1261 | Augusta Electric Plant No 1 | 3 | Natural Gas Internal Combustion Engine | 1 | Electric Utility
1261 | Augusta Electric Plant No 1 | 4 | Petroleum Liquids | 0.7 | Electric Utility
1261 | Augusta Electric Plant No 1 | 5 | Natural Gas Internal Combustion Engine | 2.2 | Electric Utility
1261 | Augusta Electric Plant No 1 | 6 | Natural Gas Internal Combustion Engine | 2.2 | Electric Utility
1261 | Augusta Electric Plant No 1 | 7 | Natural Gas Internal Combustion Engine | 2 | Electric Utility
1262 | Baldwin City Plant No 1 | 3 | Petroleum Liquids | 1.1 | Electric Utility
1262 | Baldwin City Plant No 1 | 4 | Petroleum Liquids | 2 | Electric Utility
1262 | Baldwin City Plant No 1 | 5 | Petroleum Liquids | 1.1 | Electric Utility
1262 | Baldwin City Plant No 1 | 6 | Petroleum Liquids | 1.1 | Electric Utility
1263 | Belleville | 4 | Petroleum Liquids | 1 | Electric Utility
1263 | Belleville | 5 | Petroleum Liquids | 1.7 | Electric Utility
1263 | Belleville | 6 | Petroleum Liquids | 3.7 | Electric Utility
1263 | Belleville | 7 | Petroleum Liquids | 5.1 | Electric Utility
1263 | Belleville | 8 | Petroleum Liquids | 2.8 | Electric Utility
1264 | Beloit | 1 | Petroleum Liquids | 1.5 | Electric Utility
1264 | Beloit | 2 | Petroleum Liquids | 1.5 | Electric Utility
1264 | Beloit | 3 | Petroleum Liquids | 2 | Electric Utility
1264 | Beloit | 4 | Petroleum Liquids | 3.5 | Electric Utility
1264 | Beloit | 5 | Petroleum Liquids | 0.7 | Electric Utility
1264 | Beloit | 6 | Petroleum Liquids | 4.1 | Electric Utility
1264 | Beloit | 7 | Petroleum Liquids | 6 | Electric Utility
1265 | Burlingame | 1 | Natural Gas Internal Combustion Engine | 1.1 | Electric Utility
1265 | Burlingame | 3 | Natural Gas Internal Combustion Engine | 0.9 | Electric Utility
1265 | Burlingame | 4 | Natural Gas Internal Combustion Engine | 1.1 | Electric Utility
1265 | Burlingame | 5 | Natural Gas Internal Combustion Engine | 0.9 | Electric Utility
1266 | Burlington (KS) | 1A | Petroleum Liquids | 2 | Electric Utility
1266 | Burlington (KS) | 2 | Natural Gas Internal Combustion Engine | 1.3 | Electric Utility
1266 | Burlington (KS) | 4A | Natural Gas Internal Combustion Engine | 2.3 | Electric Utility
1266 | Burlington (KS) | 5 | Natural Gas Internal Combustion Engine | 1 | Electric Utility
1266 | Burlington (KS) | IC6 | Natural Gas Internal Combustion Engine | 4.8 | Electric Utility
1268 | Chanute 2 | 14 | Natural Gas Fired Combustion Turbine | 60 | Electric Utility
1268 | Chanute 2 | 7 | Natural Gas Internal Combustion Engine | 2 | Electric Utility
1268 | Chanute 2 | 8 | Natural Gas Internal Combustion Engine | 2 | Electric Utility
1270 | Clay Center | 5 | Natural Gas Steam Turbine | 3 | Electric Utility
1270 | Clay Center | 6 | Natural Gas Steam Turbine | 5 | Electric Utility
1270 | Clay Center | IC1 | Natural Gas Internal Combustion Engine | 0.9 | Electric Utility
1270 | Clay Center | IC2 | Natural Gas Internal Combustion Engine | 2.1 | Electric Utility
1270 | Clay Center | IC3 | Natural Gas Internal Combustion Engine | 5.1 | Electric Utility
1270 | Clay Center | IC4 | Natural Gas Internal Combustion Engine | 3.5 | Electric Utility
1270 | Clay Center | IC5 | Natural Gas Internal Combustion Engine | 3.5 | Electric Utility
1270 | Clay Center | IC6 | Natural Gas Internal Combustion Engine | 6.8 | Electric Utility
1271 | Coffeyville | 1 | Petroleum Liquids | 2 | Electric Utility
1271 | Coffeyville | 2 | Petroleum Liquids | 2 | Electric Utility
1271 | Coffeyville | 6 | Natural Gas Steam Turbine | 18.7 | Electric Utility
1271 | Coffeyville | 7 | Natural Gas Steam Turbine | 40 | Electric Utility
1272 | Colby City of | 3 | Petroleum Liquids | 2.5 | Electric Utility
1272 | Colby City of | 4 | Petroleum Liquids | 1.7 | Electric Utility
1272 | Colby City of | 5 | Petroleum Liquids | 1.3 | Electric Utility
1272 | Colby City of | 6 | Petroleum Liquids | 4.5 | Electric Utility
1272 | Colby City of | 7 | Petroleum Liquids | 4.5 | Electric Utility
1272 | Colby City of | 8 | Petroleum Liquids | 2.7 | Electric Utility
1274 | Ellinwood | 1 | Petroleum Liquids | 2.1 | Electric Utility
1274 | Ellinwood | 2 | Petroleum Liquids | 1.4 | Electric Utility
1274 | Ellinwood | 3 | Petroleum Liquids | 0.6 | Electric Utility
1274 | Ellinwood | 4 | Petroleum Liquids | 1.1 | Electric Utility
1274 | Ellinwood | 5 | Petroleum Liquids | 3.3 | Electric Utility
1276 | Erie | 3 | Petroleum Liquids | 1 | Electric Utility
1276 | Erie | 6 | Petroleum Liquids | 1.1 | Electric Utility
1276 | Erie | 7 | Petroleum Liquids | 1.1 | Electric Utility
1276 | Erie | 8 | Petroleum Liquids | 1.1 | Electric Utility
1278 | Garnett Municipal | 1 | Petroleum Liquids | 1.5 | Electric Utility
1278 | Garnett Municipal | 2 | Petroleum Liquids | 0.4 | Electric Utility
1278 | Garnett Municipal | 3 | Petroleum Liquids | 1.5 | Electric Utility
1278 | Garnett Municipal | 4 | Petroleum Liquids | 0.9 | Electric Utility
1278 | Garnett Municipal | 7 | Petroleum Liquids | 2.5 | Electric Utility
1278 | Garnett Municipal | IC5 | Petroleum Liquids | 2.4 | Electric Utility
1278 | Garnett Municipal | IC6 | Petroleum Liquids | 2.5 | Electric Utility
1279 | Girard | 1 | Natural Gas Internal Combustion Engine | 1.4 | Electric Utility
1279 | Girard | 4 | Natural Gas Internal Combustion Engine | 2.2 | Electric Utility
1279 | Girard | 6 | Natural Gas Internal Combustion Engine | 3.5 | Electric Utility
1279 | Girard | 7 | Natural Gas Internal Combustion Engine | 3.7 | Electric Utility
1280 | Goodland | 10 | Natural Gas Internal Combustion Engine | 2 | Electric Utility
1280 | Goodland | 11 | Natural Gas Internal Combustion Engine | 4.3 | Electric Utility
1280 | Goodland | 12 | Natural Gas Internal Combustion Engine | 1 | Electric Utility
1280 | Goodland | 13 | Natural Gas Internal Combustion Engine | 1.3 | Electric Utility
1280 | Goodland | 3 | Petroleum Liquids | 0.7 | Electric Utility
1280 | Goodland | 6 | Natural Gas Internal Combustion Engine | 2.2 | Electric Utility
1280 | Goodland | 7 | Natural Gas Internal Combustion Engine | 2.2 | Electric Utility
1280 | Goodland | 8 | Natural Gas Internal Combustion Engine | 5 | Electric Utility
1283 | Herington | 4B | Petroleum Liquids | 1.6 | Electric Utility
1285 | Hill City | 1 | Natural Gas Internal Combustion Engine | 1.3 | Electric Utility
1285 | Hill City | 2 | Natural Gas Internal Combustion Engine | 1.3 | Electric Utility
1285 | Hill City | 3 | Natural Gas Internal Combustion Engine | 0.6 | Electric Utility
1285 | Hill City | 4 | Natural Gas Internal Combustion Engine | 1.1 | Electric Utility
1285 | Hill City | 5 | Natural Gas Internal Combustion Engine | 1.3 | Electric Utility
1285 | Hill City | 6 | Natural Gas Internal Combustion Engine | 1.3 | Electric Utility
1286 | Hoisington | 2A | Petroleum Liquids | 1 | Electric Utility
1286 | Hoisington | 6 | Natural Gas Internal Combustion Engine | 2 | Electric Utility
1286 | Hoisington | 7 | Natural Gas Internal Combustion Engine | 4 | Electric Utility
1286 | Hoisington | 8 | Natural Gas Internal Combustion Engine | 7 | Electric Utility
1287 | Holton | 10 | Petroleum Liquids | 2 | Electric Utility
1287 | Holton | 11 | Petroleum Liquids | 2.4 | Electric Utility
1287 | Holton | 12 | Natural Gas Internal Combustion Engine | 3.1 | Electric Utility
1287 | Holton | 13 | Natural Gas Internal Combustion Engine | 3.1 | Electric Utility
1287 | Holton | 6 | Petroleum Liquids | 1.8 | Electric Utility
1287 | Holton | 7 | Petroleum Liquids | 2.8 | Electric Utility
1287 | Holton | 8 | Petroleum Liquids | 4.3 | Electric Utility
1287 | Holton | 9 | Petroleum Liquids | 2 | Electric Utility
1291 | Iola | 1 | Natural Gas Internal Combustion Engine | 5 | Electric Utility
1291 | Iola | 10 | Petroleum Liquids | 2.7 | Electric Utility
1291 | Iola | 2 | Natural Gas Internal Combustion Engine | 5 | Electric Utility
1291 | Iola | 6 | Petroleum Liquids | 2.7 | Electric Utility
1291 | Iola | 7 | Petroleum Liquids | 2.7 | Electric Utility
1291 | Iola | 8 | Petroleum Liquids | 2.7 | Electric Utility
1291 | Iola | 9 | Petroleum Liquids | 2.7 | Electric Utility
1292 | Jetmore | 8 | Petroleum Liquids | 2.5 | Electric Utility
1294 | Kaw | 1 | Natural Gas Steam Turbine | 50.1 | Electric Utility
1294 | Kaw | 2 | Natural Gas Steam Turbine | 50.1 | Electric Utility
1294 | Kaw | 3 | Natural Gas Steam Turbine | 65.5 | Electric Utility
1295 | Quindaro | GT2 | Petroleum Liquids | 65.7 | Electric Utility
1295 | Quindaro | GT3 | Petroleum Liquids | 65.7 | Electric Utility
1295 | Quindaro | ST1 | Natural Gas Steam Turbine | 81.6 | Electric Utility
1295 | Quindaro | ST2 | Natural Gas Steam Turbine | 157.5 | Electric Utility
1296 | Kingman Municipal Power and Light Plant | 2 | Natural Gas Internal Combustion Engine | 2.2 | Electric Utility
1296 | Kingman Municipal Power and Light Plant | 4 | Natural Gas Internal Combustion Engine | 2.2 | Electric Utility
1296 | Kingman Municipal Power and Light Plant | 6 | Natural Gas Internal Combustion Engine | 3.5 | Electric Utility
1296 | Kingman Municipal Power and Light Plant | 7 | Natural Gas Internal Combustion Engine | 2.4 | Electric Utility
1296 | Kingman Municipal Power and Light Plant | 8 | Natural Gas Internal Combustion Engine | 2.5 | Electric Utility
1296 | Kingman Municipal Power and Light Plant | 9 | Natural Gas Internal Combustion Engine | 6.3 | Electric Utility
1297 | La Crosse | 1 | Petroleum Liquids | 1.1 | Electric Utility
1297 | La Crosse | 2 | Petroleum Liquids | 1.1 | Electric Utility
1297 | La Crosse | 5 | Petroleum Liquids | 1.5 | Electric Utility
1297 | La Crosse | 6 | Petroleum Liquids | 1.8 | Electric Utility
1299 | Larned | CAT | Petroleum Liquids | 2 | Electric Utility
1299 | Larned | CAT1 | Petroleum Liquids | 2 | Electric Utility
1299 | Larned | CAT2 | Petroleum Liquids | 2 | Electric Utility
1299 | Larned | CAT3 | Petroleum Liquids | 2 | Electric Utility
1299 | Larned | CAT4 | Petroleum Liquids | 2 | Electric Utility
1299 | Larned | IC5 | Petroleum Liquids | 6.4 | Electric Utility
1300 | Lincoln | 1 | Natural Gas Internal Combustion Engine | 1.3 | Electric Utility
1300 | Lincoln | 2 | Natural Gas Internal Combustion Engine | 1.3 | Electric Utility
1300 | Lincoln | 4 | Natural Gas Internal Combustion Engine | 0.7 | Electric Utility
1300 | Lincoln | 5 | Natural Gas Internal Combustion Engine | 1.3 | Electric Utility
1300 | Lincoln | 6 | Natural Gas Internal Combustion Engine | 2.5 | Electric Utility
1300 | Lincoln | 7 | Natural Gas Internal Combustion Engine | 3.5 | Electric Utility
1305 | McPherson 2 | GT1 | Natural Gas Fired Combustion Turbine | 72.4 | Electric Utility
1305 | McPherson 2 | GT2 | Petroleum Liquids | 71.2 | Electric Utility
1305 | McPherson 2 | GT3 | Natural Gas Fired Combustion Turbine | 71.2 | Electric Utility
1306 | Meade | 2 | Natural Gas Internal Combustion Engine | 0.9 | Electric Utility
1306 | Meade | 3 | Natural Gas Internal Combustion Engine | 1.1 | Electric Utility
1306 | Meade | 4 | Natural Gas Internal Combustion Engine | 1.4 | Electric Utility
1306 | Meade | 5 | Petroleum Liquids | 2.1 | Electric Utility
1306 | Meade | 6 | Natural Gas Internal Combustion Engine | 2.7 | Electric Utility
1307 | Minneapolis City of | 3 | Natural Gas Internal Combustion Engine | 1.3 | Electric Utility
1307 | Minneapolis City of | 4 | Natural Gas Internal Combustion Engine | 0.7 | Electric Utility
1307 | Minneapolis City of | 5 | Natural Gas Internal Combustion Engine | 2.1 | Electric Utility
1307 | Minneapolis City of | 6 | Natural Gas Internal Combustion Engine | 3 | Electric Utility
1307 | Minneapolis City of | 7 | Petroleum Liquids | 2 | Electric Utility
1312 | Oberlin (KS) | 1 | Natural Gas Internal Combustion Engine | 1.1 | Electric Utility
1312 | Oberlin (KS) | 2 | Natural Gas Internal Combustion Engine | 0.8 | Electric Utility
1312 | Oberlin (KS) | 4 | Natural Gas Internal Combustion Engine | 1.5 | Electric Utility
1312 | Oberlin (KS) | 5 | Natural Gas Internal Combustion Engine | 2 | Electric Utility
1312 | Oberlin (KS) | 6 | Natural Gas Internal Combustion Engine | 1.5 | Electric Utility
1313 | Osage City | 1 | Natural Gas Internal Combustion Engine | 1.1 | Electric Utility
1313 | Osage City | 10 | Petroleum Liquids | 0.8 | Electric Utility
1313 | Osage City | 2 | Natural Gas Internal Combustion Engine | 1.2 | Electric Utility
1313 | Osage City | 4 | Natural Gas Internal Combustion Engine | 2 | Electric Utility
1313 | Osage City | 5 | Natural Gas Internal Combustion Engine | 2 | Electric Utility
1313 | Osage City | 7 | Natural Gas Internal Combustion Engine | 1.7 | Electric Utility
1313 | Osage City | 8 | Petroleum Liquids | 0.8 | Electric Utility
1313 | Osage City | IC3 | Natural Gas Internal Combustion Engine | 2 | Electric Utility
1313 | Osage City | IC6 | Natural Gas Internal Combustion Engine | 1.1 | Electric Utility
1314 | Osawatomie City of | 2 | Petroleum Liquids | 2.3 | Electric Utility
1314 | Osawatomie City of | 4 | Petroleum Liquids | 1.2 | Electric Utility
1314 | Osawatomie City of | 5 | Petroleum Liquids | 3.1 | Electric Utility
1315 | Osborne | 1 | Petroleum Liquids | 2.3 | Electric Utility
1315 | Osborne | 2 | Petroleum Liquids | 2 | Electric Utility
1315 | Osborne | 3 | Petroleum Liquids | 1.1 | Electric Utility
1315 | Osborne | 6 | Natural Gas Internal Combustion Engine | 0.5 | Electric Utility
1315 | Osborne | 7 | Natural Gas Internal Combustion Engine | 0.5 | Electric Utility
1315 | Osborne | 8 | Natural Gas Internal Combustion Engine | 0.7 | Electric Utility
1316 | Ottawa | GT1 | Natural Gas Fired Combustion Turbine | 11.5 | Electric Utility
1316 | Ottawa | IC3 | Natural Gas Internal Combustion Engine | 3.7 | Electric Utility
1316 | Ottawa | IC4 | Natural Gas Internal Combustion Engine | 3.5 | Electric Utility
1316 | Ottawa | IC6 | Natural Gas Internal Combustion Engine | 6 | Electric Utility
1316 | Ottawa | IC7 | Natural Gas Internal Combustion Engine | 6 | Electric Utility
1317 | Pratt | 5 | Natural Gas Steam Turbine | 14 | Electric Utility
1317 | Pratt | IC1 | Petroleum Liquids | 1.5 | Electric Utility
1319 | Russell Downtown | 11 | Natural Gas Internal Combustion Engine | 3.6 | Electric Utility
1319 | Russell Downtown | 12 | Natural Gas Internal Combustion Engine | 3.6 | Electric Utility
1319 | Russell Downtown | 7 | Natural Gas Internal Combustion Engine | 3.5 | Electric Utility
1319 | Russell Downtown | 8 | Petroleum Liquids | 2.5 | Electric Utility
1319 | Russell Downtown | 9 | Petroleum Liquids | 2.5 | Electric Utility
1320 | Sabetha Power Plant | 11 | Petroleum Liquids | 3 | Electric Utility
1320 | Sabetha Power Plant | 12 | Natural Gas Internal Combustion Engine | 4.4 | Electric Utility
1320 | Sabetha Power Plant | 2 | Petroleum Liquids | 1.5 | Electric Utility
1320 | Sabetha Power Plant | 3 | Petroleum Liquids | 0.8 | Electric Utility
1320 | Sabetha Power Plant | 4 | Petroleum Liquids | 1 | Electric Utility
1320 | Sabetha Power Plant | 5 | Petroleum Liquids | 1.4 | Electric Utility
1320 | Sabetha Power Plant | 6 | Petroleum Liquids | 1.4 | Electric Utility
1320 | Sabetha Power Plant | 7 | Petroleum Liquids | 2.2 | Electric Utility
1320 | Sabetha Power Plant | 8 | Petroleum Liquids | 2.5 | Electric Utility
1320 | Sabetha Power Plant | IC10 | Petroleum Liquids | 2.5 | Electric Utility
1320 | Sabetha Power Plant | IC9 | Petroleum Liquids | 1.1 | Electric Utility
1321 | St Francis | 2 | Petroleum Liquids | 1.5 | Electric Utility
1321 | St Francis | 4 | Petroleum Liquids | 2.7 | Electric Utility
1321 | St Francis | 5 | Petroleum Liquids | 0.9 | Electric Utility
1322 | St John | 2 | Petroleum Liquids | 1.3 | Electric Utility
1322 | St John | 4 | Petroleum Liquids | 1.7 | Electric Utility
1322 | St John | 5 | Petroleum Liquids | 2 | Electric Utility
1324 | Sharon Spring | 1 | Natural Gas Internal Combustion Engine | 1 | Electric Utility
1324 | Sharon Spring | 2 | Natural Gas Internal Combustion Engine | 1 | Electric Utility
1324 | Sharon Spring | 3 | Natural Gas Internal Combustion Engine | 0.4 | Electric Utility
1324 | Sharon Spring | 4 | Natural Gas Internal Combustion Engine | 0.6 | Electric Utility
1325 | Stafford | 4 | Petroleum Liquids | 1.4 | Electric Utility
1325 | Stafford | 5 | Petroleum Liquids | 1.1 | Electric Utility
1326 | Sterling | 1 | Petroleum Liquids | 1.5 | Electric Utility
1326 | Sterling | 2 | Petroleum Liquids | 0.5 | Electric Utility
1326 | Sterling | 3 | Petroleum Liquids | 3 | Electric Utility
1326 | Sterling | 4 | Petroleum Liquids | 1.1 | Electric Utility
1326 | Sterling | 5 | Petroleum Liquids | 1.4 | Electric Utility
1326 | Sterling | 6 | Petroleum Liquids | 1.4 | Electric Utility
1326 | Sterling | 7 | Petroleum Liquids | 1.4 | Electric Utility
1327 | Stockton | 1 | Natural Gas Internal Combustion Engine | 1.1 | Electric Utility
1327 | Stockton | 2 | Natural Gas Internal Combustion Engine | 1.1 | Electric Utility
1327 | Stockton | 3 | Natural Gas Internal Combustion Engine | 2 | Electric Utility
1327 | Stockton | 4 | Natural Gas Internal Combustion Engine | 0.5 | Electric Utility
1327 | Stockton | 5 | Natural Gas Internal Combustion Engine | 1.3 | Electric Utility
1328 | Wamego | 1 | Natural Gas Internal Combustion Engine | 1.3 | Electric Utility
1328 | Wamego | 10 | Natural Gas Internal Combustion Engine | 3.2 | Electric Utility
1328 | Wamego | 3 | Natural Gas Internal Combustion Engine | 1.3 | Electric Utility
1328 | Wamego | 4 | Natural Gas Internal Combustion Engine | 1.1 | Electric Utility
1328 | Wamego | 5 | Natural Gas Internal Combustion Engine | 2 | Electric Utility
1328 | Wamego | 6 | Natural Gas Internal Combustion Engine | 2.4 | Electric Utility
1328 | Wamego | 7 | Natural Gas Internal Combustion Engine | 1.3 | Electric Utility
1328 | Wamego | 8 | Natural Gas Internal Combustion Engine | 1.3 | Electric Utility
1328 | Wamego | 9 | Natural Gas Internal Combustion Engine | 1.3 | Electric Utility
1329 | Washington | 1 | Petroleum Liquids | 1.2 | Electric Utility
1329 | Washington | 2 | Petroleum Liquids | 1 | Electric Utility
1329 | Washington | 3 | Petroleum Liquids | 0.9 | Electric Utility
1329 | Washington | 5 | Petroleum Liquids | 0.6 | Electric Utility
1329 | Washington | 6 | Petroleum Liquids | 1.5 | Electric Utility
1329 | Washington | 7 | Petroleum Liquids | 1.1 | Electric Utility
1329 | Washington | IC4 | Petroleum Liquids | 2.6 | Electric Utility
1330 | Wellington 1 | 4 | Natural Gas Steam Turbine | 20 | Electric Utility
1330 | Wellington 1 | 7 | Petroleum Liquids | 2 | Electric Utility
1330 | Wellington 1 | 8 | Petroleum Liquids | 2 | Electric Utility
1332 | West 14th Street | GT1 | Natural Gas Fired Combustion Turbine | 11 | Electric Utility
1336 | Garden City | S2 | Natural Gas Steam Turbine | 97.9 | Electric Utility
1336 | Garden City | S3 | Natural Gas Fired Combustion Turbine | 16 | Electric Utility
1336 | Garden City | S4 | Natural Gas Fired Combustion Turbine | 71.2 | Electric Utility
1336 | Garden City | S5 | Natural Gas Fired Combustion Turbine | 71.2 | Electric Utility
1353 | Big Sandy | 1 | Natural Gas Steam Turbine | 280.5 | Electric Utility
1354 | Dix Dam | 1 | Conventional Hydroelectric | 9.4 | Electric Utility
1354 | Dix Dam | 2 | Conventional Hydroelectric | 9.4 | Electric Utility
1354 | Dix Dam | 3 | Conventional Hydroelectric | 9.4 | Electric Utility
1355 | E W Brown | 1 | Conventional Steam Coal | 113.6 | Electric Utility
1355 | E W Brown | 10 | Natural Gas Fired Combustion Turbine | 126 | Electric Utility
1355 | E W Brown | 11 | Natural Gas Fired Combustion Turbine | 126 | Electric Utility
1355 | E W Brown | 2 | Conventional Steam Coal | 179.5 | Electric Utility
1355 | E W Brown | 3 | Conventional Steam Coal | 464 | Electric Utility
1355 | E W Brown | 5 | Natural Gas Fired Combustion Turbine | 123 | Electric Utility
1355 | E W Brown | 6 | Natural Gas Fired Combustion Turbine | 176.8 | Electric Utility
1355 | E W Brown | 7 | Natural Gas Fired Combustion Turbine | 176.8 | Electric Utility
1355 | E W Brown | 8 | Natural Gas Fired Combustion Turbine | 126 | Electric Utility
1355 | E W Brown | 9 | Natural Gas Fired Combustion Turbine | 126 | Electric Utility
1355 | E W Brown | SOLAR | Solar Photovoltaic | 10 | Electric Utility
1356 | Ghent | 1 | Conventional Steam Coal | 556.9 | Electric Utility
1356 | Ghent | 2 | Conventional Steam Coal | 556.3 | Electric Utility
1356 | Ghent | 3 | Conventional Steam Coal | 556.5 | Electric Utility
1356 | Ghent | 4 | Conventional Steam Coal | 556.2 | Electric Utility
1358 | Haefling | 1 | Natural Gas Fired Combustion Turbine | 20.7 | Electric Utility
1358 | Haefling | 2 | Natural Gas Fired Combustion Turbine | 20.7 | Electric Utility
1359 | Mother Ann Lee | 1 | Conventional Hydroelectric | 0.7 | IPP Non-CHP
1359 | Mother Ann Lee | 2 | Conventional Hydroelectric | 0.7 | IPP Non-CHP
1359 | Mother Ann Lee | 3 | Conventional Hydroelectric | 0.7 | IPP Non-CHP
1363 | Cane Run | 11 | Natural Gas Fired Combustion Turbine | 16.3 | Electric Utility
1363 | Cane Run | 7A | Natural Gas Fired Combined Cycle | 260 | Electric Utility
1363 | Cane Run | 7B | Natural Gas Fired Combined Cycle | 260 | Electric Utility
1363 | Cane Run | 7S | Natural Gas Fired Combined Cycle | 287 | Electric Utility
1364 | Mill Creek (KY) | 1 | Conventional Steam Coal | 355.5 | Electric Utility
1364 | Mill Creek (KY) | 2 | Conventional Steam Coal | 355.5 | Electric Utility
1364 | Mill Creek (KY) | 3 | Conventional Steam Coal | 462.6 | Electric Utility
1364 | Mill Creek (KY) | 4 | Conventional Steam Coal | 543.6 | Electric Utility
1365 | Ohio Falls | 1 | Conventional Hydroelectric | 13.7 | Electric Utility
1365 | Ohio Falls | 2 | Conventional Hydroelectric | 13.7 | Electric Utility
1365 | Ohio Falls | 3 | Conventional Hydroelectric | 13.7 | Electric Utility
1365 | Ohio Falls | 4 | Conventional Hydroelectric | 13.7 | Electric Utility
1365 | Ohio Falls | 5 | Conventional Hydroelectric | 13.7 | Electric Utility
1365 | Ohio Falls | 6 | Conventional Hydroelectric | 12.6 | Electric Utility
1365 | Ohio Falls | 7 | Conventional Hydroelectric | 13.7 | Electric Utility
1365 | Ohio Falls | 8 | Conventional Hydroelectric | 10 | Electric Utility
1366 | Paddys Run | 11 | Natural Gas Fired Combustion Turbine | 16 | Electric Utility
1366 | Paddys Run | 12 | Natural Gas Fired Combustion Turbine | 32.6 | Electric Utility
1366 | Paddys Run | 13 | Natural Gas Fired Combustion Turbine | 178 | Electric Utility
1368 | Zorn | 1 | Natural Gas Fired Combustion Turbine | 18 | Electric Utility
1371 | Barkley | 1 | Conventional Hydroelectric | 32.5 | Electric Utility
1371 | Barkley | 2 | Conventional Hydroelectric | 32.5 | Electric Utility
1371 | Barkley | 3 | Conventional Hydroelectric | 32.5 | Electric Utility
1371 | Barkley | 4 | Conventional Hydroelectric | 32.5 | Electric Utility
1374 | Elmer Smith | 1 | Conventional Steam Coal | 163.2 | Electric Utility
1374 | Elmer Smith | 2 | Conventional Steam Coal | 282.1 | Electric Utility
1376 | Paris (KY) | 1 | Petroleum Liquids | 1.3 | Electric Utility
1376 | Paris (KY) | 2 | Petroleum Liquids | 1.3 | Electric Utility
1376 | Paris (KY) | 3 | Petroleum Liquids | 0.7 | Electric Utility
1376 | Paris (KY) | 4 | Petroleum Liquids | 0.9 | Electric Utility
1376 | Paris (KY) | 5 | Petroleum Liquids | 1.1 | Electric Utility
1376 | Paris (KY) | 6 | Petroleum Liquids | 3.1 | Electric Utility
1376 | Paris (KY) | 7 | Petroleum Liquids | 3.1 | Electric Utility
1377 | Kentucky Dam | 1 | Conventional Hydroelectric | 44.6 | Electric Utility
1377 | Kentucky Dam | 2 | Conventional Hydroelectric | 42.4 | Electric Utility
1377 | Kentucky Dam | 3 | Conventional Hydroelectric | 42.4 | Electric Utility
1377 | Kentucky Dam | 4 | Conventional Hydroelectric | 44.6 | Electric Utility
1377 | Kentucky Dam | 5 | Conventional Hydroelectric | 44.6 | Electric Utility
1378 | Paradise | 1 | Conventional Steam Coal | 704 | Electric Utility
1378 | Paradise | 2 | Conventional Steam Coal | 704 | Electric Utility
1378 | Paradise | 3 | Conventional Steam Coal | 1150.2 | Electric Utility
1379 | Shawnee | 1 | Conventional Steam Coal | 175 | Electric Utility
1379 | Shawnee | 2 | Conventional Steam Coal | 175 | Electric Utility
1379 | Shawnee | 3 | Conventional Steam Coal | 175 | Electric Utility
1379 | Shawnee | 4 | Conventional Steam Coal | 175 | Electric Utility
1379 | Shawnee | 5 | Conventional Steam Coal | 175 | Electric Utility
1379 | Shawnee | 6 | Conventional Steam Coal | 175 | Electric Utility
1379 | Shawnee | 7 | Conventional Steam Coal | 175 | Electric Utility
1379 | Shawnee | 8 | Conventional Steam Coal | 175 | Electric Utility
1379 | Shawnee | 9 | Conventional Steam Coal | 175 | Electric Utility
1380 | Wolf Creek | 1 | Conventional Hydroelectric | 45 | Electric Utility
1380 | Wolf Creek | 2 | Conventional Hydroelectric | 45 | Electric Utility
1380 | Wolf Creek | 3 | Conventional Hydroelectric | 45 | Electric Utility
1380 | Wolf Creek | 4 | Conventional Hydroelectric | 45 | Electric Utility
1380 | Wolf Creek | 5 | Conventional Hydroelectric | 45 | Electric Utility
1380 | Wolf Creek | 6 | Conventional Hydroelectric | 45 | Electric Utility
1381 | Kenneth C Coleman | 1 | Conventional Steam Coal | 205 | Electric Utility
1381 | Kenneth C Coleman | 2 | Conventional Steam Coal | 205 | Electric Utility
1381 | Kenneth C Coleman | 3 | Conventional Steam Coal | 192 | Electric Utility
1382 | HMP&L Station Two Henderson | 1 | Conventional Steam Coal | 200 | Electric Utility
1382 | HMP&L Station Two Henderson | 2 | Conventional Steam Coal | 205 | Electric Utility
1383 | Robert A Reid | 1 | Conventional Steam Coal | 96 | Electric Utility
1383 | Robert A Reid | GEN2 | Natural Gas Fired Combustion Turbine | 98.8 | Electric Utility
1384 | Cooper | 1 | Conventional Steam Coal | 113.6 | Electric Utility
1384 | Cooper | 2 | Conventional Steam Coal | 230.4 | Electric Utility
1391 | Louisiana 1 | 1A | Other Gases | 23 | Industrial CHP
1391 | Louisiana 1 | 2A | Other Gases | 62.5 | Industrial CHP
1391 | Louisiana 1 | 3A | Other Gases | 63 | Industrial CHP
1391 | Louisiana 1 | 4A | Other Gases | 129.1 | Industrial CHP
1391 | Louisiana 1 | 5A | Other Gases | 173.3 | Industrial CHP
1392 | Louisiana 2 | 10 | Natural Gas Steam Turbine | 50 | Electric Utility
1392 | Louisiana 2 | 11 | Natural Gas Steam Turbine | 50 | Electric Utility
1392 | Louisiana 2 | 12 | Natural Gas Steam Turbine | 75 | Electric Utility
1393 | R S Nelson | 1 | Petroleum Coke | 113.6 | Electric Utility
1393 | R S Nelson | 2 | Petroleum Coke | 113.6 | Electric Utility
1393 | R S Nelson | 3 | Natural Gas Steam Turbine | 163.2 | Electric Utility
1393 | R S Nelson | 4 | Natural Gas Steam Turbine | 591.8 | Electric Utility
1393 | R S Nelson | 6 | Conventional Steam Coal | 614.6 | Electric Utility
1394 | Willow Glen | 2 | Natural Gas Steam Turbine | 239.4 | Electric Utility
1394 | Willow Glen | 4 | Natural Gas Steam Turbine | 591.8 | Electric Utility
1396 | Coughlin Power Station | 6 | Natural Gas Fired Combined Cycle | 113.6 | Electric Utility
1396 | Coughlin Power Station | 7 | Natural Gas Fired Combined Cycle | 243.1 | Electric Utility
1396 | Coughlin Power Station | U6CT | Natural Gas Fired Combined Cycle | 188.7 | Electric Utility
1396 | Coughlin Power Station | U72 | Natural Gas Fired Combined Cycle | 188.7 | Electric Utility
1396 | Coughlin Power Station | U7CT | Natural Gas Fired Combined Cycle | 188.7 | Electric Utility
1400 | Teche | 3 | Natural Gas Steam Turbine | 348.5 | Electric Utility
1400 | Teche | 4 | Natural Gas Fired Combustion Turbine | 42.2 | Electric Utility
1401 | Buras | 8 | Natural Gas Fired Combustion Turbine | 20.7 | Electric Utility
1402 | Little Gypsy | 2 | Natural Gas Steam Turbine | 420.7 | Electric Utility
1402 | Little Gypsy | 3 | Natural Gas Steam Turbine | 582.2 | Electric Utility
1403 | Nine Mile Point | 5 | Natural Gas Steam Turbine | 895.1 | Electric Utility
1403 | Nine Mile Point | 6(4) | Natural Gas Steam Turbine | 895.1 | Electric Utility
1403 | Nine Mile Point | 6A | Natural Gas Fired Combined Cycle | 194.7 | Electric Utility
1403 | Nine Mile Point | 6B | Natural Gas Fired Combined Cycle | 194.7 | Electric Utility
1403 | Nine Mile Point | 6C | Natural Gas Fired Combined Cycle | 260.1 | Electric Utility
1404 | Sterlington | 7A | Natural Gas Fired Combined Cycle | 59.3 | Electric Utility
1404 | Sterlington | 7B | Natural Gas Fired Combined Cycle | 66 | Electric Utility
1404 | Sterlington | 7C | Natural Gas Fired Combined Cycle | 101 | Electric Utility
1416 | Arsenal Hill | 5 | Natural Gas Steam Turbine | 125 | Electric Utility
1417 | Lieberman | 2 | Natural Gas Steam Turbine | 25 | Electric Utility
1417 | Lieberman | 3 | Natural Gas Steam Turbine | 114 | Electric Utility
1417 | Lieberman | 4 | Natural Gas Steam Turbine | 114 | Electric Utility
1439 | Houma | 14 | Natural Gas Steam Turbine | 12.6 | Electric Utility
1439 | Houma | 15 | Natural Gas Steam Turbine | 25.5 | Electric Utility
1439 | Houma | 16 | Natural Gas Steam Turbine | 40.8 | Electric Utility
1443 | Louis Doc Bonin | 1 | Natural Gas Steam Turbine | 53.9 | Electric Utility
1443 | Louis Doc Bonin | 2 | Natural Gas Steam Turbine | 100 | Electric Utility
1443 | Louis Doc Bonin | 3 | Natural Gas Steam Turbine | 187 | Electric Utility
1447 | Minden | 1 | Natural Gas Steam Turbine | 12.5 | Electric Utility
1447 | Minden | 2 | Natural Gas Steam Turbine | 12.5 | Electric Utility
1447 | Minden | 6 | Petroleum Liquids | 2 | Electric Utility
1453 | New Roads | 1 | Natural Gas Internal Combustion Engine | 2.3 | Electric Utility
1453 | New Roads | 2 | Natural Gas Internal Combustion Engine | 0.6 | Electric Utility
1453 | New Roads | 3 | Natural Gas Internal Combustion Engine | 1.1 | Electric Utility
1453 | New Roads | 4 | Natural Gas Internal Combustion Engine | 1.7 | Electric Utility
1453 | New Roads | 5 | Natural Gas Internal Combustion Engine | 1.7 | Electric Utility
1453 | New Roads | 6 | Natural Gas Internal Combustion Engine | 2 | Electric Utility
1456 | Rayne | 8 | Petroleum Liquids | 4.1 | Electric Utility
1456 | Rayne | 9 | Petroleum Liquids | 4.1 | Electric Utility
1464 | Big Cajun 1 | 1 | Natural Gas Steam Turbine | 113.6 | IPP Non-CHP
1464 | Big Cajun 1 | 2 | Natural Gas Steam Turbine | 113.6 | IPP Non-CHP
1464 | Big Cajun 1 | 3 | Natural Gas Fired Combustion Turbine | 132.8 | IPP Non-CHP
1464 | Big Cajun 1 | 4 | Natural Gas Fired Combustion Turbine | 132.8 | IPP Non-CHP
1468 | Eastport | 3 | Petroleum Liquids | 2 | Electric Utility
1469 | Ellsworth Hydro Station | EL01 | Conventional Hydroelectric | 2.5 | IPP Non-CHP
1469 | Ellsworth Hydro Station | EL02 | Conventional Hydroelectric | 2 | IPP Non-CHP
1469 | Ellsworth Hydro Station | EL03 | Conventional Hydroelectric | 2 | IPP Non-CHP
1469 | Ellsworth Hydro Station | EL04 | Conventional Hydroelectric | 2.4 | IPP Non-CHP
1475 | Milford Hydro Station | MF01 | Conventional Hydroelectric | 0.7 | IPP Non-CHP
1475 | Milford Hydro Station | MF02 | Conventional Hydroelectric | 0.7 | IPP Non-CHP
1475 | Milford Hydro Station | MF03 | Conventional Hydroelectric | 1.6 | IPP Non-CHP
1475 | Milford Hydro Station | MF04 | Conventional Hydroelectric | 1.6 | IPP Non-CHP
1475 | Milford Hydro Station | MF05 | Conventional Hydroelectric | 1.6 | IPP Non-CHP
1475 | Milford Hydro Station | MF06 | Conventional Hydroelectric | 1.6 | IPP Non-CHP
1478 | Stillwater Hydro Station | SW01 | Conventional Hydroelectric | 0.4 | IPP Non-CHP
1478 | Stillwater Hydro Station | SW02 | Conventional Hydroelectric | 0.4 | IPP Non-CHP
1478 | Stillwater Hydro Station | SW03 | Conventional Hydroelectric | 0.4 | IPP Non-CHP
1478 | Stillwater Hydro Station | SW04 | Conventional Hydroelectric | 0.6 | IPP Non-CHP
1480 | Androscoggin 3 | 328 | Conventional Hydroelectric | 3.6 | IPP Non-CHP
1481 | Bar Mills | 1 | Conventional Hydroelectric | 2 | IPP Non-CHP
1481 | Bar Mills | 2 | Conventional Hydroelectric | 2 | IPP Non-CHP
1482 | Bonny Eagle | 1 | Conventional Hydroelectric | 1.2 | IPP Non-CHP
1482 | Bonny Eagle | 2 | Conventional Hydroelectric | 1.2 | IPP Non-CHP
1482 | Bonny Eagle | 3 | Conventional Hydroelectric | 1.2 | IPP Non-CHP
1482 | Bonny Eagle | 4 | Conventional Hydroelectric | 1.2 | IPP Non-CHP
1482 | Bonny Eagle | 5 | Conventional Hydroelectric | 1.2 | IPP Non-CHP
1482 | Bonny Eagle | 6 | Conventional Hydroelectric | 1.2 | IPP Non-CHP
1483 | Brunswick Hydro | B1 | Conventional Hydroelectric | 12.6 | IPP Non-CHP
1483 | Brunswick Hydro | B2 | Conventional Hydroelectric | 3.5 | IPP Non-CHP
1483 | Brunswick Hydro | B3 | Conventional Hydroelectric | 3.5 | IPP Non-CHP
1484 | Cape Gas Turbine | GT4 | Petroleum Liquids | 17.5 | IPP Non-CHP
1484 | Cape Gas Turbine | GT5 | Petroleum Liquids | 17.5 | IPP Non-CHP
1486 | Cataract Hydro | 1 | Conventional Hydroelectric | 6.6 | IPP Non-CHP
1488 | Deer Rips | DR1 | Conventional Hydroelectric | 0.6 | IPP Non-CHP
1488 | Deer Rips | DR2 | Conventional Hydroelectric | 0.6 | IPP Non-CHP
1488 | Deer Rips | DR3 | Conventional Hydroelectric | 0.9 | IPP Non-CHP
1488 | Deer Rips | DR4 | Conventional Hydroelectric | 0.8 | IPP Non-CHP
1488 | Deer Rips | DR5 | Conventional Hydroelectric | 0.8 | IPP Non-CHP
1488 | Deer Rips | DR6 | Conventional Hydroelectric | 1.8 | IPP Non-CHP
1488 | Deer Rips | DR7 | Conventional Hydroelectric | 1 | IPP Non-CHP
1491 | Gulf Island | GI1 | Conventional Hydroelectric | 6.4 | IPP Non-CHP
1491 | Gulf Island | GI2 | Conventional Hydroelectric | 6.4 | IPP Non-CHP
1491 | Gulf Island | GI3 | Conventional Hydroelectric | 6.4 | IPP Non-CHP
1492 | Harris Hydro | HA1 | Conventional Hydroelectric | 15 | IPP Non-CHP
1492 | Harris Hydro | HA2 | Conventional Hydroelectric | 30 | IPP Non-CHP
1492 | Harris Hydro | HA3 | Conventional Hydroelectric | 30 | IPP Non-CHP
1492 | Harris Hydro | HA4 | Conventional Hydroelectric | 1.4 | IPP Non-CHP
1493 | Hiram | 1 | Conventional Hydroelectric | 2.4 | IPP Non-CHP
1493 | Hiram | 2 | Conventional Hydroelectric | 8.1 | IPP Non-CHP
1497 | Messalonskee 2 (Oakland) | 1 | Conventional Hydroelectric | 2.8 | IPP Non-CHP
1498 | Messalonskee 3 | 1 | Conventional Hydroelectric | 1.6 | IPP Non-CHP
1500 | Messalonskee 5 | 1 | Conventional Hydroelectric | 1.8 | IPP Non-CHP
1501 | North Gorham | 1 | Conventional Hydroelectric | 1.1 | IPP Non-CHP
1501 | North Gorham | 2 | Conventional Hydroelectric | 1.1 | IPP Non-CHP
1504 | Shawmut | SH1 | Conventional Hydroelectric | 0.7 | IPP Non-CHP
1504 | Shawmut | SH2 | Conventional Hydroelectric | 0.7 | IPP Non-CHP
1504 | Shawmut | SH3 | Conventional Hydroelectric | 0.7 | IPP Non-CHP
1504 | Shawmut | SH4 | Conventional Hydroelectric | 0.7 | IPP Non-CHP
1504 | Shawmut | SH5 | Conventional Hydroelectric | 0.7 | IPP Non-CHP
1504 | Shawmut | SH6 | Conventional Hydroelectric | 0.9 | IPP Non-CHP
1504 | Shawmut | SH7 | Conventional Hydroelectric | 2.2 | IPP Non-CHP
1504 | Shawmut | SH8 | Conventional Hydroelectric | 2.2 | IPP Non-CHP
1505 | Skelton | 1 | Conventional Hydroelectric | 8.4 | IPP Non-CHP
1505 | Skelton | 2 | Conventional Hydroelectric | 8.4 | IPP Non-CHP
1507 | William F Wyman | 1 | Petroleum Liquids | 50 | IPP Non-CHP
1507 | William F Wyman | 2 | Petroleum Liquids | 50 | IPP Non-CHP
1507 | William F Wyman | 3 | Petroleum Liquids | 113.6 | IPP Non-CHP
1507 | William F Wyman | 4 | Petroleum Liquids | 632.4 | IPP Non-CHP
1507 | William F Wyman | BESS | Batteries | 16.7 | IPP Non-CHP
1508 | West Buxton | WB1 | Conventional Hydroelectric | 0.6 | IPP Non-CHP
1508 | West Buxton | WB2 | Conventional Hydroelectric | 0.6 | IPP Non-CHP
1508 | West Buxton | WB3 | Conventional Hydroelectric | 1.1 | IPP Non-CHP
1508 | West Buxton | WB4 | Conventional Hydroelectric | 0.7 | IPP Non-CHP
1508 | West Buxton | WB5 | Conventional Hydroelectric | 0.7 | IPP Non-CHP
1508 | West Buxton | WB6 | Conventional Hydroelectric | 4 | IPP Non-CHP
1509 | Weston Hydro | WE1 | Conventional Hydroelectric | 3 | IPP Non-CHP
1509 | Weston Hydro | WE2 | Conventional Hydroelectric | 3 | IPP Non-CHP
1509 | Weston Hydro | WE3 | Conventional Hydroelectric | 3 | IPP Non-CHP
1509 | Weston Hydro | WE4 | Conventional Hydroelectric | 3 | IPP Non-CHP
1510 | Williams Hydro | WI1 | Conventional Hydroelectric | 7 | IPP Non-CHP
1510 | Williams Hydro | WI2 | Conventional Hydroelectric | 6 | IPP Non-CHP
1511 | Wyman Hydro | WY1 | Conventional Hydroelectric | 24 | IPP Non-CHP
1511 | Wyman Hydro | WY2 | Conventional Hydroelectric | 24 | IPP Non-CHP
1511 | Wyman Hydro | WY3 | Conventional Hydroelectric | 24 | IPP Non-CHP
1513 | Caribou Generation Station | 1 | Petroleum Liquids | 7.5 | IPP Non-CHP
1513 | Caribou Generation Station | CD2 | Petroleum Liquids | 2.7 | IPP Non-CHP
1513 | Caribou Generation Station | CD3 | Petroleum Liquids | 2.7 | IPP Non-CHP
1513 | Caribou Generation Station | CD4 | Petroleum Liquids | 1 | IPP Non-CHP
1513 | Caribou Generation Station | CD5 | Petroleum Liquids | 1.2 | IPP Non-CHP
1513 | Caribou Generation Station | CH1 | Conventional Hydroelectric | 0.4 | IPP Non-CHP
1513 | Caribou Generation Station | CH2 | Conventional Hydroelectric | 0.4 | IPP Non-CHP
1513 | Caribou Generation Station | ST2 | Petroleum Liquids | 11.5 | IPP Non-CHP
1514 | Flos Inn Diesel | FID1 | Petroleum Liquids | 2 | IPP Non-CHP
1514 | Flos Inn Diesel | FID2 | Petroleum Liquids | 2 | IPP Non-CHP
1514 | Flos Inn Diesel | FID3 | Petroleum Liquids | 2 | IPP Non-CHP
1516 | Squa Pan Hydro Station | SP1 | Conventional Hydroelectric | 1.5 | IPP Non-CHP
1552 | CP Crane Power, LLC | 1 | Conventional Steam Coal | 190.4 | IPP Non-CHP
1552 | CP Crane Power, LLC | 2 | Conventional Steam Coal | 209.4 | IPP Non-CHP
1552 | CP Crane Power, LLC | GT1 | Petroleum Liquids | 16 | IPP Non-CHP
1553 | Gould Street | 3 | Natural Gas Steam Turbine | 103.5 | IPP Non-CHP
1554 | Herbert A Wagner | 1 | Natural Gas Steam Turbine | 132.8 | IPP Non-CHP
1554 | Herbert A Wagner | 2 | Conventional Steam Coal | 136 | IPP Non-CHP
1554 | Herbert A Wagner | 3 | Conventional Steam Coal | 359 | IPP Non-CHP
1554 | Herbert A Wagner | 4 | Petroleum Liquids | 414.7 | IPP Non-CHP
1554 | Herbert A Wagner | GT1 | Petroleum Liquids | 16 | IPP Non-CHP
1555 | Notch Cliff | GT1 | Natural Gas Fired Combustion Turbine | 18 | IPP Non-CHP
1555 | Notch Cliff | GT2 | Natural Gas Fired Combustion Turbine | 18 | IPP Non-CHP
1555 | Notch Cliff | GT3 | Natural Gas Fired Combustion Turbine | 18 | IPP Non-CHP
1555 | Notch Cliff | GT4 | Natural Gas Fired Combustion Turbine | 18 | IPP Non-CHP
1555 | Notch Cliff | GT5 | Natural Gas Fired Combustion Turbine | 18 | IPP Non-CHP
1555 | Notch Cliff | GT6 | Natural Gas Fired Combustion Turbine | 18 | IPP Non-CHP
1555 | Notch Cliff | GT7 | Natural Gas Fired Combustion Turbine | 18 | IPP Non-CHP
1555 | Notch Cliff | GT8 | Natural Gas Fired Combustion Turbine | 18 | IPP Non-CHP
1556 | Perryman | GT1 | Petroleum Liquids | 53.1 | IPP Non-CHP
1556 | Perryman | GT3 | Petroleum Liquids | 53.1 | IPP Non-CHP
1556 | Perryman | GT4 | Petroleum Liquids | 53.1 | IPP Non-CHP
1556 | Perryman | GT5 | Natural Gas Fired Combustion Turbine | 192 | IPP Non-CHP
1556 | Perryman | GT6 | Natural Gas Fired Combustion Turbine | 141 | IPP Non-CHP
1557 | Philadelphia | GT1 | Petroleum Liquids | 20.7 | IPP Non-CHP
1557 | Philadelphia | GT2 | Petroleum Liquids | 20.7 | IPP Non-CHP
1557 | Philadelphia | GT3 | Petroleum Liquids | 20.7 | IPP Non-CHP
1557 | Philadelphia | GT4 | Petroleum Liquids | 20.7 | IPP Non-CHP
1559 | Riverside (MD) | GT7 | Petroleum Liquids | 25 | IPP Non-CHP
1559 | Riverside (MD) | GT8 | Petroleum Liquids | 25 | IPP Non-CHP
1560 | Westport | GT5 | Natural Gas Fired Combustion Turbine | 121.5 | IPP Non-CHP
1563 | Crisfield | CRIS | Petroleum Liquids | 2.9 | IPP Non-CHP
1563 | Crisfield | CRS2 | Petroleum Liquids | 2.9 | IPP Non-CHP
1563 | Crisfield | CRS3 | Petroleum Liquids | 2.9 | IPP Non-CHP
1563 | Crisfield | CRS4 | Petroleum Liquids | 2.9 | IPP Non-CHP
1564 | Vienna Operations | 10 | Petroleum Liquids | 18.6 | IPP Non-CHP
1564 | Vienna Operations | 8 | Petroleum Liquids | 162 | IPP Non-CHP
1567 | Deep Creek | 1 | Conventional Hydroelectric | 10 | IPP Non-CHP
1567 | Deep Creek | 2 | Conventional Hydroelectric | 10 | IPP Non-CHP
1571 | Chalk Point LLC | 3 | Natural Gas Steam Turbine | 659 | IPP Non-CHP
1571 | Chalk Point LLC | 4 | Natural Gas Steam Turbine | 659 | IPP Non-CHP
1571 | Chalk Point LLC | GT1 | Petroleum Liquids | 16 | IPP Non-CHP
1571 | Chalk Point LLC | GT2 | Petroleum Liquids | 35 | IPP Non-CHP
1571 | Chalk Point LLC | GT3 | Natural Gas Fired Combustion Turbine | 103 | IPP Non-CHP
1571 | Chalk Point LLC | GT4 | Natural Gas Fired Combustion Turbine | 103 | IPP Non-CHP
1571 | Chalk Point LLC | GT5 | Natural Gas Fired Combustion Turbine | 125 | IPP Non-CHP
1571 | Chalk Point LLC | GT6 | Natural Gas Fired Combustion Turbine | 125 | IPP Non-CHP
1571 | Chalk Point LLC | SGT1 | Natural Gas Fired Combustion Turbine | 94 | IPP Non-CHP
1571 | Chalk Point LLC | ST1 | Conventional Steam Coal | 364 | IPP Non-CHP
1571 | Chalk Point LLC | ST2 | Conventional Steam Coal | 364 | IPP Non-CHP
1572 | Dickerson | 2 | Conventional Steam Coal | 196 | IPP Non-CHP
1572 | Dickerson | 3 | Conventional Steam Coal | 196 | IPP Non-CHP
1572 | Dickerson | GT1 | Petroleum Liquids | 19 | IPP Non-CHP
1572 | Dickerson | GT2 | Natural Gas Fired Combustion Turbine | 163 | IPP Non-CHP
1572 | Dickerson | GT3 | Natural Gas Fired Combustion Turbine | 163 | IPP Non-CHP
1572 | Dickerson | ST1 | Conventional Steam Coal | 196 | IPP Non-CHP
1573 | Morgantown Generating Plant | 3 | Petroleum Liquids | 65 | IPP Non-CHP
1573 | Morgantown Generating Plant | 4 | Petroleum Liquids | 65 | IPP Non-CHP
1573 | Morgantown Generating Plant | 5 | Petroleum Liquids | 65 | IPP Non-CHP
1573 | Morgantown Generating Plant | 6 | Petroleum Liquids | 65 | IPP Non-CHP
1573 | Morgantown Generating Plant | GT1 | Petroleum Liquids | 18 | IPP Non-CHP
1573 | Morgantown Generating Plant | GT2 | Petroleum Liquids | 18 | IPP Non-CHP
1573 | Morgantown Generating Plant | ST1 | Conventional Steam Coal | 626 | IPP Non-CHP
1573 | Morgantown Generating Plant | ST2 | Conventional Steam Coal | 626 | IPP Non-CHP
1574 | Conowingo | 1 | Conventional Hydroelectric | 45 | IPP Non-CHP
1574 | Conowingo | 10 | Conventional Hydroelectric | 55.6 | IPP Non-CHP
1574 | Conowingo | 11 | Conventional Hydroelectric | 55.6 | IPP Non-CHP
1574 | Conowingo | 2 | Conventional Hydroelectric | 36 | IPP Non-CHP
1574 | Conowingo | 3 | Conventional Hydroelectric | 48 | IPP Non-CHP
1574 | Conowingo | 4 | Conventional Hydroelectric | 47.7 | IPP Non-CHP
1574 | Conowingo | 5 | Conventional Hydroelectric | 36 | IPP Non-CHP
1574 | Conowingo | 6 | Conventional Hydroelectric | 47.7 | IPP Non-CHP
1574 | Conowingo | 7 | Conventional Hydroelectric | 48 | IPP Non-CHP
1574 | Conowingo | 8 | Conventional Hydroelectric | 55.6 | IPP Non-CHP
1574 | Conowingo | 9 | Conventional Hydroelectric | 55.6 | IPP Non-CHP
1580 | Easton | 10 | Petroleum Liquids | 3.5 | Electric Utility
1580 | Easton | 101 | Petroleum Liquids | 1.5 | Electric Utility
1580 | Easton | 102 | Petroleum Liquids | 1.5 | Electric Utility
1580 | Easton | 11 | Petroleum Liquids | 3.8 | Electric Utility
1580 | Easton | 12 | Petroleum Liquids | 4.1 | Electric Utility
1580 | Easton | 13 | Petroleum Liquids | 5.6 | Electric Utility
1580 | Easton | 14 | Petroleum Liquids | 5.6 | Electric Utility
1580 | Easton | 7 | Petroleum Liquids | 2.5 | Electric Utility
1580 | Easton | 8 | Petroleum Liquids | 2.5 | Electric Utility
1580 | Easton | 9 | Petroleum Liquids | 3 | Electric Utility
1586 | Exelon Framingham LLC | GT1 | Petroleum Liquids | 14.2 | IPP Non-CHP
1586 | Exelon Framingham LLC | GT2 | Petroleum Liquids | 14.2 | IPP Non-CHP
1586 | Exelon Framingham LLC | GT3 | Petroleum Liquids | 14.2 | IPP Non-CHP
1588 | Mystic Generating Station | 7 | Petroleum Liquids | 617 | IPP Non-CHP
1588 | Mystic Generating Station | GT1 | Petroleum Liquids | 14.2 | IPP Non-CHP
1588 | Mystic Generating Station | GT81 | Natural Gas Fired Combined Cycle | 278.6 | IPP Non-CHP
1588 | Mystic Generating Station | GT82 | Natural Gas Fired Combined Cycle | 278.6 | IPP Non-CHP
1588 | Mystic Generating Station | GT93 | Natural Gas Fired Combined Cycle | 278.6 | IPP Non-CHP
1588 | Mystic Generating Station | GT94 | Natural Gas Fired Combined Cycle | 278.6 | IPP Non-CHP
1588 | Mystic Generating Station | ST85 | Natural Gas Fired Combined Cycle | 315 | IPP Non-CHP
1588 | Mystic Generating Station | ST96 | Natural Gas Fired Combined Cycle | 315 | IPP Non-CHP
1590 | Pilgrim Nuclear Power Station | 1 | Nuclear | 670 | IPP Non-CHP
1592 | Exelon Medway LLC | GT1 | Petroleum Liquids | 45 | IPP Non-CHP
1592 | Exelon Medway LLC | GT2 | Petroleum Liquids | 45 | IPP Non-CHP
1592 | Exelon Medway LLC | GT3 | Petroleum Liquids | 45 | IPP Non-CHP
1595 | Kendall Square Station | 1 | Natural Gas Fired Combined Cycle | 17.2 | IPP CHP
1595 | Kendall Square Station | 2 | Natural Gas Fired Combined Cycle | 23 | IPP CHP
1595 | Kendall Square Station | 3 | Natural Gas Fired Combined Cycle | 27.2 | IPP CHP
1595 | Kendall Square Station | GEN4 | Natural Gas Fired Combined Cycle | 186.2 | IPP CHP
1595 | Kendall Square Station | JET1 | Petroleum Liquids | 20 | IPP CHP
1597 | Oak Bluffs Diesel Generating Facility | UN1 | Petroleum Liquids | 2.7 | IPP Non-CHP
1597 | Oak Bluffs Diesel Generating Facility | UN2 | Petroleum Liquids | 2.7 | IPP Non-CHP
1597 | Oak Bluffs Diesel Generating Facility | UN3 | Petroleum Liquids | 2.7 | IPP Non-CHP
1599 | Canal | 1 | Petroleum Liquids | 585 | IPP Non-CHP
1599 | Canal | 2 | Petroleum Liquids | 580 | IPP Non-CHP
1603 | Boatlock | 1 | Conventional Hydroelectric | 0.7 | Electric Utility
1603 | Boatlock | 2 | Conventional Hydroelectric | 1.2 | Electric Utility
1603 | Boatlock | 3 | Conventional Hydroelectric | 1.2 | Electric Utility
1604 | Chemical | 1 | Conventional Hydroelectric | 0.8 | Electric Utility
1604 | Chemical | 2 | Conventional Hydroelectric | 0.8 | Electric Utility
1605 | Hadley Falls | 1 | Conventional Hydroelectric | 17.6 | Electric Utility
1605 | Hadley Falls | 2 | Conventional Hydroelectric | 15.8 | Electric Utility
1607 | Riverside Holyoke | 4 | Conventional Hydroelectric | 0.8 | Electric Utility
1607 | Riverside Holyoke | 5 | Conventional Hydroelectric | 0.6 | Electric Utility
1607 | Riverside Holyoke | 7 | Conventional Hydroelectric | 1.5 | Electric Utility
1607 | Riverside Holyoke | 8 | Conventional Hydroelectric | 4 | Electric Utility
1615 | Nantucket | 12 | Petroleum Liquids | 3.7 | Electric Utility
1615 | Nantucket | 13 | Petroleum Liquids | 3.7 | Electric Utility
1619 | Brayton Point | 1 | Conventional Steam Coal | 241 | IPP Non-CHP
1619 | Brayton Point | 2 | Conventional Steam Coal | 241 | IPP Non-CHP
1619 | Brayton Point | 3 | Conventional Steam Coal | 642.6 | IPP Non-CHP
1619 | Brayton Point | 4 | Petroleum Liquids | 475.5 | IPP Non-CHP
1620 | Deerfield 5 | GEN1 | Conventional Hydroelectric | 17.5 | IPP Non-CHP
1629 | Cabot | 1 | Conventional Hydroelectric | 10.3 | IPP Non-CHP
1629 | Cabot | 2 | Conventional Hydroelectric | 10.3 | IPP Non-CHP
1629 | Cabot | 3 | Conventional Hydroelectric | 10.3 | IPP Non-CHP
1629 | Cabot | 4 | Conventional Hydroelectric | 10.3 | IPP Non-CHP
1629 | Cabot | 5 | Conventional Hydroelectric | 10.3 | IPP Non-CHP
1629 | Cabot | 6 | Conventional Hydroelectric | 10.3 | IPP Non-CHP
1630 | Cobble Mountain | 1 | Conventional Hydroelectric | 13 | Electric Utility
1630 | Cobble Mountain | 2 | Conventional Hydroelectric | 7 | Electric Utility
1630 | Cobble Mountain | 3 | Conventional Hydroelectric | 13 | Electric Utility
1631 | Doreen | DORE | Petroleum Liquids | 21.1 | IPP Non-CHP
1634 | Gardners Falls | GF2 | Conventional Hydroelectric | 0.4 | IPP Non-CHP
1634 | Gardners Falls | GF3 | Conventional Hydroelectric | 0.9 | IPP Non-CHP
1634 | Gardners Falls | GF4 | Conventional Hydroelectric | 0.9 | IPP Non-CHP
1634 | Gardners Falls | GF5 | Conventional Hydroelectric | 1.3 | IPP Non-CHP
1637 | Putts Bridge | PB2 | Conventional Hydroelectric | 1.6 | IPP Non-CHP
1637 | Putts Bridge | PB3 | Conventional Hydroelectric | 1.6 | IPP Non-CHP
1638 | Redbridge | RB3 | Conventional Hydroelectric | 1.8 | IPP Non-CHP
1638 | Redbridge | RB4 | Conventional Hydroelectric | 1.8 | IPP Non-CHP
1642 | Essential Power Massachusetts LLC | 3 | Natural Gas Steam Turbine | 113.6 | IPP Non-CHP
1642 | Essential Power Massachusetts LLC | GT-1 | Natural Gas Fired Combustion Turbine | 60 | IPP Non-CHP
1642 | Essential Power Massachusetts LLC | GT-2 | Natural Gas Fired Combustion Turbine | 60 | IPP Non-CHP
1642 | Essential Power Massachusetts LLC | WS10 | Petroleum Liquids | 17 | IPP Non-CHP
1643 | Woodland Road | WOOD | Petroleum Liquids | 20.4 | IPP Non-CHP
1660 | Potter Station 2 | CC2 | Natural Gas Fired Combined Cycle | 76 | Electric Utility
1660 | Potter Station 2 | CC3 | Natural Gas Fired Combined Cycle | 25 | Electric Utility
1660 | Potter Station 2 | IC1 | Petroleum Liquids | 2.7 | Electric Utility
1660 | Potter Station 2 | WAT1 | Natural Gas Fired Combustion Turbine | 58 | Electric Utility
1660 | Potter Station 2 | WAT2 | Natural Gas Fired Combustion Turbine | 58 | Electric Utility
1670 | High Street Station | 1 | Natural Gas Internal Combustion Engine | 1.2 | Electric Utility
1670 | High Street Station | 10 | Natural Gas Internal Combustion Engine | 1.2 | Electric Utility
1670 | High Street Station | 11 | Natural Gas Internal Combustion Engine | 1.2 | Electric Utility
1670 | High Street Station | 12 | Natural Gas Internal Combustion Engine | 1.2 | Electric Utility
1670 | High Street Station | 2 | Natural Gas Internal Combustion Engine | 1.3 | Electric Utility
1670 | High Street Station | 6 | Natural Gas Internal Combustion Engine | 1.1 | Electric Utility
1670 | High Street Station | 7 | Petroleum Liquids | 1.3 | Electric Utility
1670 | High Street Station | 8 | Petroleum Liquids | 1.1 | Electric Utility
1670 | High Street Station | 9 | Natural Gas Internal Combustion Engine | 1.3 | Electric Utility
1678 | Waters River | 1 | Natural Gas Fired Combustion Turbine | 21.3 | Electric Utility
1678 | Waters River | 2 | Natural Gas Fired Combustion Turbine | 43.6 | Electric Utility
1682 | Cleary Flood | 8 | Petroleum Liquids | 28.3 | Electric Utility
1682 | Cleary Flood | 9A | Natural Gas Fired Combined Cycle | 23 | Electric Utility
1682 | Cleary Flood | CA9 | Natural Gas Fired Combined Cycle | 95 | Electric Utility
1693 | Alcona | 1 | Conventional Hydroelectric | 4 | Electric Utility
1693 | Alcona | 2 | Conventional Hydroelectric | 4 | Electric Utility
1694 | Allegan Dam | 1 | Conventional Hydroelectric | 0.5 | Electric Utility
1694 | Allegan Dam | 2 | Conventional Hydroelectric | 0.9 | Electric Utility
1694 | Allegan Dam | 3 | Conventional Hydroelectric | 1.2 | Electric Utility
1698 | C W Tippy | 1 | Conventional Hydroelectric | 6.7 | Electric Utility
1698 | C W Tippy | 2 | Conventional Hydroelectric | 6.7 | Electric Utility
1698 | C W Tippy | 3 | Conventional Hydroelectric | 6.7 | Electric Utility
1700 | Cooke | 1 | Conventional Hydroelectric | 3 | Electric Utility
1700 | Cooke | 2 | Conventional Hydroelectric | 3 | Electric Utility
1700 | Cooke | 3 | Conventional Hydroelectric | 3 | Electric Utility
1701 | Croton | 1 | Conventional Hydroelectric | 3 | Electric Utility
1701 | Croton | 2 | Conventional Hydroelectric | 3 | Electric Utility
1701 | Croton | 3 | Conventional Hydroelectric | 1.4 | Electric Utility
1701 | Croton | 4 | Conventional Hydroelectric | 1.5 | Electric Utility
1702 | Dan E Karn | 1A | Conventional Steam Coal | 136 | Electric Utility
1702 | Dan E Karn | 1B | Conventional Steam Coal | 136 | Electric Utility
1702 | Dan E Karn | 2A | Conventional Steam Coal | 136 | Electric Utility
1702 | Dan E Karn | 2B | Conventional Steam Coal | 136 | Electric Utility
1702 | Dan E Karn | 3 | Natural Gas Steam Turbine | 692.5 | Electric Utility
1702 | Dan E Karn | 4 | Natural Gas Steam Turbine | 709.8 | Electric Utility
1704 | Five Channels | 1 | Conventional Hydroelectric | 3 | Electric Utility
1704 | Five Channels | 2 | Conventional Hydroelectric | 3 | Electric Utility
1705 | Foote | 1 | Conventional Hydroelectric | 3 | Electric Utility
1705 | Foote | 2 | Conventional Hydroelectric | 3 | Electric Utility
1705 | Foote | 3 | Conventional Hydroelectric | 3 | Electric Utility
1706 | Gaylord - Consumers | 1 | Natural Gas Fired Combustion Turbine | 16 | Electric Utility
1706 | Gaylord - Consumers | 2 | Natural Gas Fired Combustion Turbine | 16 | Electric Utility
1706 | Gaylord - Consumers | 3 | Natural Gas Fired Combustion Turbine | 16 | Electric Utility
1707 | Hardy | 1 | Conventional Hydroelectric | 10 | Electric Utility
1707 | Hardy | 2 | Conventional Hydroelectric | 10 | Electric Utility
1707 | Hardy | 3 | Conventional Hydroelectric | 11.5 | Electric Utility
1708 | Hodenpyl | 1 | Conventional Hydroelectric | 8.5 | Electric Utility
1708 | Hodenpyl | 2 | Conventional Hydroelectric | 8.5 | Electric Utility
1710 | J H Campbell | 1 | Conventional Steam Coal | 265.2 | Electric Utility
1710 | J H Campbell | 2 | Conventional Steam Coal | 378.8 | Electric Utility
1710 | J H Campbell | 3 | Conventional Steam Coal | 916.8 | Electric Utility
1710 | J H Campbell | A | Petroleum Liquids | 18.6 | Electric Utility
1712 | Loud | 1 | Conventional Hydroelectric | 2 | Electric Utility
1712 | Loud | 2 | Conventional Hydroelectric | 2 | Electric Utility
1713 | Ludington | 1 | Hydroelectric Pumped Storage | 329.8 | Electric Utility
1713 | Ludington | 2 | Hydroelectric Pumped Storage | 329.8 | Electric Utility
1713 | Ludington | 3 | Hydroelectric Pumped Storage | 329.8 | Electric Utility
1713 | Ludington | 4 | Hydroelectric Pumped Storage | 329.8 | Electric Utility
1713 | Ludington | 5 | Hydroelectric Pumped Storage | 329.8 | Electric Utility
1713 | Ludington | 6 | Hydroelectric Pumped Storage | 329.8 | Electric Utility
1714 | Mio | 1 | Conventional Hydroelectric | 2.5 | Electric Utility
1714 | Mio | 2 | Conventional Hydroelectric | 2.5 | Electric Utility
1715 | Palisades | 1 | Nuclear | 811.8 | IPP Non-CHP
1716 | Rogers | 1 | Conventional Hydroelectric | 1.7 | Electric Utility
1716 | Rogers | 2 | Conventional Hydroelectric | 1.7 | Electric Utility
1716 | Rogers | 3 | Conventional Hydroelectric | 1.7 | Electric Utility
1716 | Rogers | 4 | Conventional Hydroelectric | 1.7 | Electric Utility
1718 | Straits | 1 | Natural Gas Fired Combustion Turbine | 20 | Electric Utility
1719 | Thetford | 2 | Natural Gas Fired Combustion Turbine | 33.6 | Electric Utility
1719 | Thetford | 3 | Natural Gas Fired Combustion Turbine | 33.6 | Electric Utility
1719 | Thetford | 4 | Natural Gas Fired Combustion Turbine | 33.6 | Electric Utility
1722 | Webber | 1 | Conventional Hydroelectric | 3.3 | Electric Utility
1722 | Webber | 2 | Conventional Hydroelectric | 1 | Electric Utility
1725 | Colfax | 1 | Petroleum Liquids | 2.7 | Electric Utility
1725 | Colfax | 2 | Petroleum Liquids | 2.7 | Electric Utility
1725 | Colfax | 3 | Petroleum Liquids | 2.7 | Electric Utility
1725 | Colfax | 4 | Petroleum Liquids | 2.7 | Electric Utility
1725 | Colfax | 5 | Petroleum Liquids | 2.7 | Electric Utility
1728 | Delray | 11-1 | Natural Gas Fired Combustion Turbine | 71.1 | Electric Utility
1728 | Delray | 12-1 | Natural Gas Fired Combustion Turbine | 71.1 | Electric Utility
1729 | Fermi | 2 | Nuclear | 1217 | Electric Utility
1729 | Fermi | 3 | Petroleum Liquids | 16 | Electric Utility
1729 | Fermi | 4 | Petroleum Liquids | 16 | Electric Utility
1729 | Fermi | GT1 | Petroleum Liquids | 16 | Electric Utility
1729 | Fermi | GT2 | Petroleum Liquids | 16 | Electric Utility
1730 | Hancock | 1 | Natural Gas Fired Combustion Turbine | 19 | Electric Utility
1730 | Hancock | 2 | Natural Gas Fired Combustion Turbine | 19 | Electric Utility
1730 | Hancock | 3 | Natural Gas Fired Combustion Turbine | 19 | Electric Utility
1730 | Hancock | 4 | Natural Gas Fired Combustion Turbine | 19.6 | Electric Utility
1730 | Hancock | 5 | Natural Gas Fired Combustion Turbine | 41.8 | Electric Utility
1730 | Hancock | 6 | Natural Gas Fired Combustion Turbine | 41.8 | Electric Utility
1733 | Monroe (MI) | 1 | Conventional Steam Coal | 817.2 | Electric Utility
1733 | Monroe (MI) | 2 | Conventional Steam Coal | 822.6 | Electric Utility
1733 | Monroe (MI) | 3 | Conventional Steam Coal | 822.6 | Electric Utility
1733 | Monroe (MI) | 4 | Conventional Steam Coal | 817.2 | Electric Utility
1733 | Monroe (MI) | IC1 | Petroleum Liquids | 2.7 | Electric Utility
1733 | Monroe (MI) | IC2 | Petroleum Liquids | 2.7 | Electric Utility
1733 | Monroe (MI) | IC3 | Petroleum Liquids | 2.7 | Electric Utility
1733 | Monroe (MI) | IC4 | Petroleum Liquids | 2.7 | Electric Utility
1733 | Monroe (MI) | IC5 | Petroleum Liquids | 2.7 | Electric Utility
1734 | Northeast (MI) | 1 | Natural Gas Fired Combustion Turbine | 16 | Electric Utility
1734 | Northeast (MI) | 2 | Natural Gas Fired Combustion Turbine | 16 | Electric Utility
1734 | Northeast (MI) | 3 | Natural Gas Fired Combustion Turbine | 16 | Electric Utility
1734 | Northeast (MI) | 4 | Natural Gas Fired Combustion Turbine | 16 | Electric Utility
1734 | Northeast (MI) | 5 | Natural Gas Fired Combustion Turbine | 23.4 | Electric Utility
1734 | Northeast (MI) | 6 | Petroleum Liquids | 21.2 | Electric Utility
1734 | Northeast (MI) | 7 | Petroleum Liquids | 21.2 | Electric Utility
1735 | Oliver | 1 | Petroleum Liquids | 2.7 | Electric Utility
1735 | Oliver | 2 | Petroleum Liquids | 2.7 | Electric Utility
1735 | Oliver | 3 | Petroleum Liquids | 2.7 | Electric Utility
1735 | Oliver | 4 | Petroleum Liquids | 2.7 | Electric Utility
1735 | Oliver | 5 | Petroleum Liquids | 2.7 | Electric Utility
1737 | Placid 12 | 1 | Petroleum Liquids | 2.7 | Electric Utility
1737 | Placid 12 | 2 | Petroleum Liquids | 2.7 | Electric Utility
1737 | Placid 12 | 3 | Petroleum Liquids | 2.7 | Electric Utility
1737 | Placid 12 | 4 | Petroleum Liquids | 2.7 | Electric Utility
1737 | Placid 12 | 5 | Petroleum Liquids | 2.7 | Electric Utility
1739 | Putnam (MI) | 1 | Petroleum Liquids | 2.7 | Electric Utility
1739 | Putnam (MI) | 2 | Petroleum Liquids | 2.7 | Electric Utility
1739 | Putnam (MI) | 3 | Petroleum Liquids | 2.7 | Electric Utility
1739 | Putnam (MI) | 4 | Petroleum Liquids | 2.7 | Electric Utility
1739 | Putnam (MI) | 5 | Petroleum Liquids | 2.7 | Electric Utility
1740 | River Rouge | 3 | Conventional Steam Coal | 358.1 | Electric Utility
1740 | River Rouge | IC1 | Petroleum Liquids | 2.7 | Electric Utility
1740 | River Rouge | IC2 | Petroleum Liquids | 2.7 | Electric Utility
1740 | River Rouge | IC3 | Petroleum Liquids | 2.7 | Electric Utility
1740 | River Rouge | IC4 | Petroleum Liquids | 2.7 | Electric Utility
1741 | Slocum | 1 | Petroleum Liquids | 2.7 | Electric Utility
1741 | Slocum | 2 | Petroleum Liquids | 2.7 | Electric Utility
1741 | Slocum | 3 | Petroleum Liquids | 2.7 | Electric Utility
1741 | Slocum | 4 | Petroleum Liquids | 2.7 | Electric Utility
1741 | Slocum | 5 | Petroleum Liquids | 2.7 | Electric Utility
1743 | St Clair | 1 | Conventional Steam Coal | 168.7 | Electric Utility
1743 | St Clair | 11 | Petroleum Liquids | 18.5 | Electric Utility
1743 | St Clair | 12A | Petroleum Liquids | 2.7 | Electric Utility
1743 | St Clair | 12B | Petroleum Liquids | 2.7 | Electric Utility
1743 | St Clair | 2 | Conventional Steam Coal | 156.2 | Electric Utility
1743 | St Clair | 3 | Conventional Steam Coal | 156.2 | Electric Utility
1743 | St Clair | 4 | Conventional Steam Coal | 168.7 | Electric Utility
1743 | St Clair | 6 | Conventional Steam Coal | 352.7 | Electric Utility
1743 | St Clair | 7 | Conventional Steam Coal | 544.5 | Electric Utility
1744 | Superior | 1 | Petroleum Liquids | 16 | Electric Utility
1744 | Superior | 2 | Petroleum Liquids | 16 | Electric Utility
1744 | Superior | 3 | Petroleum Liquids | 16 | Electric Utility
1744 | Superior | 4 | Petroleum Liquids | 16 | Electric Utility
1745 | Trenton Channel | 9 | Conventional Steam Coal | 535.5 | Electric Utility
1746 | Wilmot | 1 | Petroleum Liquids | 2.7 | Electric Utility
1746 | Wilmot | 2 | Petroleum Liquids | 2.7 | Electric Utility
1746 | Wilmot | 3 | Petroleum Liquids | 2.7 | Electric Utility
1746 | Wilmot | 4 | Petroleum Liquids | 2.7 | Electric Utility
1746 | Wilmot | 5 | Petroleum Liquids | 2.7 | Electric Utility
1750 | Manistique | 1 | Petroleum Liquids | 2 | Electric Utility
1750 | Manistique | 2 | Petroleum Liquids | 2.8 | Electric Utility
1751 | Edison Sault | 10 | Conventional Hydroelectric | 0.6 | Electric Utility
1751 | Edison Sault | 11 | Conventional Hydroelectric | 0.6 | Electric Utility
1751 | Edison Sault | 12 | Conventional Hydroelectric | 0.6 | Electric Utility
1751 | Edison Sault | 13 | Conventional Hydroelectric | 0.6 | Electric Utility
1751 | Edison Sault | 14 | Conventional Hydroelectric | 0.6 | Electric Utility
1751 | Edison Sault | 15 | Conventional Hydroelectric | 0.6 | Electric Utility
1751 | Edison Sault | 16 | Conventional Hydroelectric | 0.6 | Electric Utility
1751 | Edison Sault | 17 | Conventional Hydroelectric | 0.6 | Electric Utility
1751 | Edison Sault | 18 | Conventional Hydroelectric | 0.6 | Electric Utility
1751 | Edison Sault | 19 | Conventional Hydroelectric | 0.6 | Electric Utility
1751 | Edison Sault | 20 | Conventional Hydroelectric | 0.6 | Electric Utility
1751 | Edison Sault | 21 | Conventional Hydroelectric | 0.6 | Electric Utility
1751 | Edison Sault | 22 | Conventional Hydroelectric | 0.6 | Electric Utility
1751 | Edison Sault | 23 | Conventional Hydroelectric | 0.6 | Electric Utility
1751 | Edison Sault | 24 | Conventional Hydroelectric | 0.6 | Electric Utility
1751 | Edison Sault | 25 | Conventional Hydroelectric | 0.6 | Electric Utility
1751 | Edison Sault | 26 | Conventional Hydroelectric | 0.6 | Electric Utility
1751 | Edison Sault | 27 | Conventional Hydroelectric | 0.6 | Electric Utility
1751 | Edison Sault | 28 | Conventional Hydroelectric | 0.6 | Electric Utility
1751 | Edison Sault | 29 | Conventional Hydroelectric | 0.6 | Electric Utility
1751 | Edison Sault | 30 | Conventional Hydroelectric | 0.6 | Electric Utility
1751 | Edison Sault | 31 | Conventional Hydroelectric | 0.6 | Electric Utility
1751 | Edison Sault | 32 | Conventional Hydroelectric | 0.6 | Electric Utility
1751 | Edison Sault | 33 | Conventional Hydroelectric | 0.6 | Electric Utility
1751 | Edison Sault | 34 | Conventional Hydroelectric | 0.6 | Electric Utility
1751 | Edison Sault | 35 | Conventional Hydroelectric | 0.6 | Electric Utility
1751 | Edison Sault | 36 | Conventional Hydroelectric | 0.6 | Electric Utility
1751 | Edison Sault | 37 | Conventional Hydroelectric | 0.6 | Electric Utility
1751 | Edison Sault | 38 | Conventional Hydroelectric | 0.6 | Electric Utility
1751 | Edison Sault | 39 | Conventional Hydroelectric | 0.6 | Electric Utility
1751 | Edison Sault | 40 | Conventional Hydroelectric | 0.6 | Electric Utility
1751 | Edison Sault | 41 | Conventional Hydroelectric | 0.6 | Electric Utility
1751 | Edison Sault | 42 | Conventional Hydroelectric | 0.5 | Electric Utility
1751 | Edison Sault | 45 | Conventional Hydroelectric | 0.6 | Electric Utility
1751 | Edison Sault | 46 | Conventional Hydroelectric | 0.6 | Electric Utility
1751 | Edison Sault | 47 | Conventional Hydroelectric | 0.6 | Electric Utility
1751 | Edison Sault | 48 | Conventional Hydroelectric | 0.6 | Electric Utility
1751 | Edison Sault | 49 | Conventional Hydroelectric | 0.6 | Electric Utility
1751 | Edison Sault | 50 | Conventional Hydroelectric | 0.6 | Electric Utility
1751 | Edison Sault | 51 | Conventional Hydroelectric | 0.6 | Electric Utility
1751 | Edison Sault | 52 | Conventional Hydroelectric | 0.6 | Electric Utility
1751 | Edison Sault | 53 | Conventional Hydroelectric | 0.6 | Electric Utility
1751 | Edison Sault | 54 | Conventional Hydroelectric | 0.6 | Electric Utility
1751 | Edison Sault | 55 | Conventional Hydroelectric | 0.6 | Electric Utility
1751 | Edison Sault | 56 | Conventional Hydroelectric | 0.6 | Electric Utility
1751 | Edison Sault | 57 | Conventional Hydroelectric | 0.6 | Electric Utility
1751 | Edison Sault | 58 | Conventional Hydroelectric | 0.6 | Electric Utility
1751 | Edison Sault | 59 | Conventional Hydroelectric | 0.6 | Electric Utility
1751 | Edison Sault | 6 | Conventional Hydroelectric | 0.6 | Electric Utility
1751 | Edison Sault | 60 | Conventional Hydroelectric | 0.6 | Electric Utility
1751 | Edison Sault | 61 | Conventional Hydroelectric | 0.6 | Electric Utility
1751 | Edison Sault | 62 | Conventional Hydroelectric | 0.5 | Electric Utility
1751 | Edison Sault | 63 | Conventional Hydroelectric | 0.5 | Electric Utility
1751 | Edison Sault | 64 | Conventional Hydroelectric | 0.5 | Electric Utility
1751 | Edison Sault | 65 | Conventional Hydroelectric | 0.5 | Electric Utility
1751 | Edison Sault | 66 | Conventional Hydroelectric | 0.5 | Electric Utility
1751 | Edison Sault | 67 | Conventional Hydroelectric | 0.5 | Electric Utility
1751 | Edison Sault | 68 | Conventional Hydroelectric | 0.5 | Electric Utility
1751 | Edison Sault | 69 | Conventional Hydroelectric | 0.5 | Electric Utility
1751 | Edison Sault | 7 | Conventional Hydroelectric | 0.6 | Electric Utility
1751 | Edison Sault | 70 | Conventional Hydroelectric | 0.5 | Electric Utility
1751 | Edison Sault | 71 | Conventional Hydroelectric | 0.5 | Electric Utility
1751 | Edison Sault | 72 | Conventional Hydroelectric | 0.5 | Electric Utility
1751 | Edison Sault | 73 | Conventional Hydroelectric | 0.5 | Electric Utility
1751 | Edison Sault | 74 | Conventional Hydroelectric | 0.5 | Electric Utility
1751 | Edison Sault | 75 | Conventional Hydroelectric | 0.5 | Electric Utility
1751 | Edison Sault | 76 | Conventional Hydroelectric | 0.5 | Electric Utility
1751 | Edison Sault | 77 | Conventional Hydroelectric | 0.5 | Electric Utility
1751 | Edison Sault | 78 | Conventional Hydroelectric | 0.5 | Electric Utility
1751 | Edison Sault | 79 | Conventional Hydroelectric | 0.5 | Electric Utility
1751 | Edison Sault | 8 | Conventional Hydroelectric | 0.6 | Electric Utility
1751 | Edison Sault | 80 | Conventional Hydroelectric | 0.5 | Electric Utility
1751 | Edison Sault | 9 | Conventional Hydroelectric | 0.6 | Electric Utility
1753 | Berrien Springs | 10 | Conventional Hydroelectric | 0.6 | Electric Utility
1753 | Berrien Springs | 11 | Conventional Hydroelectric | 0.6 | Electric Utility
1753 | Berrien Springs | 12 | Conventional Hydroelectric | 0.6 | Electric Utility
1753 | Berrien Springs | 1A | Conventional Hydroelectric | 0.6 | Electric Utility
1753 | Berrien Springs | 2A | Conventional Hydroelectric | 0.6 | Electric Utility
1753 | Berrien Springs | 3A | Conventional Hydroelectric | 0.6 | Electric Utility
1753 | Berrien Springs | 4A | Conventional Hydroelectric | 0.6 | Electric Utility
1753 | Berrien Springs | 5 | Conventional Hydroelectric | 0.6 | Electric Utility
1753 | Berrien Springs | 6 | Conventional Hydroelectric | 0.6 | Electric Utility
1753 | Berrien Springs | 7 | Conventional Hydroelectric | 0.6 | Electric Utility
1753 | Berrien Springs | 8 | Conventional Hydroelectric | 0.6 | Electric Utility
1753 | Berrien Springs | 9 | Conventional Hydroelectric | 0.6 | Electric Utility
1754 | Buchanan (MI) | 1 | Conventional Hydroelectric | 0.4 | Electric Utility
1754 | Buchanan (MI) | 10 | Conventional Hydroelectric | 0.5 | Electric Utility
1754 | Buchanan (MI) | 2 | Conventional Hydroelectric | 0.4 | Electric Utility
1754 | Buchanan (MI) | 3 | Conventional Hydroelectric | 0.4 | Electric Utility
1754 | Buchanan (MI) | 4 | Conventional Hydroelectric | 0.4 | Electric Utility
1754 | Buchanan (MI) | 5 | Conventional Hydroelectric | 0.4 | Electric Utility
1754 | Buchanan (MI) | 6 | Conventional Hydroelectric | 0.4 | Electric Utility
1754 | Buchanan (MI) | 7 | Conventional Hydroelectric | 0.5 | Electric Utility
1754 | Buchanan (MI) | 8 | Conventional Hydroelectric | 0.5 | Electric Utility
1754 | Buchanan (MI) | 9 | Conventional Hydroelectric | 0.5 | Electric Utility
1756 | Saxon Falls | 1 | Conventional Hydroelectric | 0.8 | Electric Utility
1756 | Saxon Falls | 2 | Conventional Hydroelectric | 0.8 | Electric Utility
1757 | Superior Falls | 1 | Conventional Hydroelectric | 0.7 | Electric Utility
1757 | Superior Falls | 2 | Conventional Hydroelectric | 0.7 | Electric Utility
1760 | Constantine | 1 | Conventional Hydroelectric | 0.3 | Electric Utility
1760 | Constantine | 2 | Conventional Hydroelectric | 0.3 | Electric Utility
1760 | Constantine | 3 | Conventional Hydroelectric | 0.3 | Electric Utility
1760 | Constantine | 4 | Conventional Hydroelectric | 0.3 | Electric Utility
1761 | Mottville | 1 | Conventional Hydroelectric | 0.4 | Electric Utility
1761 | Mottville | 2 | Conventional Hydroelectric | 0.4 | Electric Utility
1761 | Mottville | 3 | Conventional Hydroelectric | 0.4 | Electric Utility
1761 | Mottville | 4 | Conventional Hydroelectric | 0.4 | Electric Utility
1769 | Presque Isle | 5 | Conventional Steam Coal | 90 | Electric Utility
1769 | Presque Isle | 6 | Conventional Steam Coal | 90 | Electric Utility
1769 | Presque Isle | 7 | Conventional Steam Coal | 90 | Electric Utility
1769 | Presque Isle | 8 | Conventional Steam Coal | 90 | Electric Utility
1769 | Presque Isle | 9 | Conventional Steam Coal | 90 | Electric Utility
1772 | John H Warden | 1 | Wood/Wood Waste Biomass | 18.7 | IPP Non-CHP
1773 | Prickett | 1 | Conventional Hydroelectric | 1.1 | Electric Utility
1773 | Prickett | 2 | Conventional Hydroelectric | 1.1 | Electric Utility
1774 | Victoria Dam | 1 | Conventional Hydroelectric | 6 | Electric Utility
1774 | Victoria Dam | 2 | Conventional Hydroelectric | 6 | Electric Utility
1775 | Brule | 1 | Conventional Hydroelectric | 1.3 | Electric Utility
1775 | Brule | 2 | Conventional Hydroelectric | 2 | Electric Utility
1775 | Brule | 3 | Conventional Hydroelectric | 2 | Electric Utility
1776 | Chalk Hill | 1 | Conventional Hydroelectric | 2.6 | Electric Utility
1776 | Chalk Hill | 2 | Conventional Hydroelectric | 2.6 | Electric Utility
1776 | Chalk Hill | 3 | Conventional Hydroelectric | 2.6 | Electric Utility
1777 | Hemlock Falls | 1 | Conventional Hydroelectric | 2.8 | Electric Utility
1778 | Kingsford | 1 | Conventional Hydroelectric | 2.4 | Electric Utility
1778 | Kingsford | 2 | Conventional Hydroelectric | 2.4 | Electric Utility
1778 | Kingsford | 3 | Conventional Hydroelectric | 2.4 | Electric Utility
1780 | Michigamme Falls | 1 | Conventional Hydroelectric | 4.8 | Electric Utility
1780 | Michigamme Falls | 2 | Conventional Hydroelectric | 4.8 | Electric Utility
1781 | Peavy Falls | 1 | Conventional Hydroelectric | 6 | Electric Utility
1781 | Peavy Falls | 2 | Conventional Hydroelectric | 6 | Electric Utility
1785 | Way Dam | 1 | Conventional Hydroelectric | 1.8 | Electric Utility
1786 | White Rapids | 1 | Conventional Hydroelectric | 3 | Electric Utility
1786 | White Rapids | 2 | Conventional Hydroelectric | 3 | Electric Utility
1786 | White Rapids | 3 | Conventional Hydroelectric | 3 | Electric Utility
1787 | Grand Rapids | 1 | Conventional Hydroelectric | 1.1 | Electric Utility
1787 | Grand Rapids | 2 | Conventional Hydroelectric | 1.1 | Electric Utility
1787 | Grand Rapids | 3 | Conventional Hydroelectric | 1.5 | Electric Utility
1787 | Grand Rapids | 4 | Conventional Hydroelectric | 1.9 | Electric Utility
1787 | Grand Rapids | 5 | Conventional Hydroelectric | 1.9 | Electric Utility
1818 | Clinton | 1 | Petroleum Liquids | 0.5 | Electric Utility
1818 | Clinton | 2 | Petroleum Liquids | 0.5 | Electric Utility
1818 | Clinton | 6 | Petroleum Liquids | 2 | Electric Utility
1821 | Crystal Falls | 1 | Conventional Hydroelectric | 0.3 | Electric Utility
1821 | Crystal Falls | 2 | Conventional Hydroelectric | 0.3 | Electric Utility
1821 | Crystal Falls | 3 | Conventional Hydroelectric | 0.4 | Electric Utility
1825 | J B Sims | 3 | Conventional Steam Coal | 80 | Electric Utility
1826 | Grand Haven Diesel Plant | 1 | Natural Gas Internal Combustion Engine | 7 | Electric Utility
1827 | Hart | 4 | Natural Gas Internal Combustion Engine | 1.4 | Electric Utility
1827 | Hart | IC1 | Petroleum Liquids | 1.7 | Electric Utility
1827 | Hart | IC3 | Petroleum Liquids | 2 | Electric Utility
1829 | Hillsdale | 2 | Petroleum Liquids | 2.7 | Electric Utility
1829 | Hillsdale | 3 | Natural Gas Internal Combustion Engine | 3.5 | Electric Utility
1829 | Hillsdale | 4 | Natural Gas Internal Combustion Engine | 4.1 | Electric Utility
1829 | Hillsdale | 5 | Natural Gas Internal Combustion Engine | 5.6 | Electric Utility
1829 | Hillsdale | 6 | Natural Gas Internal Combustion Engine | 6 | Electric Utility
1830 | James De Young | 4 | Conventional Steam Coal | 22 | Electric Utility
1830 | James De Young | 5 | Conventional Steam Coal | 29.3 | Electric Utility
1831 | Eckert Station | 4 | Conventional Steam Coal | 80 | Electric Utility
1831 | Eckert Station | 5 | Conventional Steam Coal | 80 | Electric Utility
1831 | Eckert Station | 6 | Conventional Steam Coal | 80 | Electric Utility
1832 | Erickson Station | 1 | Conventional Steam Coal | 154.7 | Electric Utility
1840 | Plant Four | CT1 | Petroleum Liquids | 24 | Electric Utility
1842 | James R Smith | 1 | Conventional Hydroelectric | 1.6 | Electric Utility
1842 | James R Smith | 2 | Conventional Hydroelectric | 1.6 | Electric Utility
1843 | Shiras | 1 | Conventional Steam Coal | 12.5 | Electric Utility
1843 | Shiras | 2 | Conventional Steam Coal | 21 | Electric Utility
1843 | Shiras | 3 | Conventional Steam Coal | 44 | Electric Utility
1844 | Marshall (MI) | 1 | Conventional Hydroelectric | 0.2 | Electric Utility
1844 | Marshall (MI) | 3 | Conventional Hydroelectric | 0.1 | Electric Utility
1844 | Marshall (MI) | IC2 | Natural Gas Internal Combustion Engine | 1.1 | Electric Utility
1844 | Marshall (MI) | IC3 | Natural Gas Internal Combustion Engine | 2.1 | Electric Utility
1844 | Marshall (MI) | IC4 | Petroleum Liquids | 1 | Electric Utility
1844 | Marshall (MI) | IC5 | Natural Gas Internal Combustion Engine | 1.7 | Electric Utility
1844 | Marshall (MI) | IC6 | Natural Gas Internal Combustion Engine | 5.7 | Electric Utility
1846 | Newberry | 1 | Petroleum Liquids | 3 | Electric Utility
1846 | Newberry | 2 | Petroleum Liquids | 0.7 | Electric Utility
1846 | Newberry | 4 | Petroleum Liquids | 1.8 | Electric Utility
1848 | Norway (MI) | 1 | Conventional Hydroelectric | 2.7 | Electric Utility
1848 | Norway (MI) | 2 | Conventional Hydroelectric | 1.2 | Electric Utility
1848 | Norway (MI) | 3 | Conventional Hydroelectric | 1.2 | Electric Utility
1848 | Norway (MI) | 4 | Conventional Hydroelectric | 1.2 | Electric Utility
1851 | Frank Jenkins | 4 | Petroleum Liquids | 0.8 | Electric Utility
1851 | Frank Jenkins | 5 | Petroleum Liquids | 2 | Electric Utility
1851 | Frank Jenkins | 6 | Petroleum Liquids | 1 | Electric Utility
1852 | St Louis | 1 | Petroleum Liquids | 1.3 | Electric Utility
1852 | St Louis | 2 | Petroleum Liquids | 0.6 | Electric Utility
1852 | St Louis | 3 | Petroleum Liquids | 0.9 | Electric Utility
1852 | St Louis | 5 | Conventional Hydroelectric | 0.2 | Electric Utility
1852 | St Louis | 6 | Conventional Hydroelectric | 0.2 | Electric Utility
1852 | St Louis | 7 | Petroleum Liquids | 1.1 | Electric Utility
1852 | St Louis | 8 | Petroleum Liquids | 1.5 | Electric Utility
1852 | St Louis | 9 | Petroleum Liquids | 1.3 | Electric Utility
1853 | Main Street (MI) | 1 | Natural Gas Internal Combustion Engine | 1 | Electric Utility
1853 | Main Street (MI) | 2 | Petroleum Liquids | 0.9 | Electric Utility
1853 | Main Street (MI) | 3 | Natural Gas Internal Combustion Engine | 1.1 | Electric Utility
1853 | Main Street (MI) | 4 | Natural Gas Internal Combustion Engine | 1.3 | Electric Utility
1853 | Main Street (MI) | 5 | Natural Gas Internal Combustion Engine | 1.1 | Electric Utility
1853 | Main Street (MI) | 6 | Natural Gas Internal Combustion Engine | 0.6 | Electric Utility
1855 | Sturgis City Diesel Plant | 6 | Natural Gas Internal Combustion Engine | 6 | Electric Utility
1856 | Hydro Plant | 1 | Conventional Hydroelectric | 0.4 | Electric Utility
1856 | Hydro Plant | 2 | Conventional Hydroelectric | 0.4 | Electric Utility
1856 | Hydro Plant | 3 | Conventional Hydroelectric | 0.7 | Electric Utility
1856 | Hydro Plant | 4 | Conventional Hydroelectric | 0.7 | Electric Utility
1865 | Saint Marys Falls | 1 | Conventional Hydroelectric | 6.2 | Electric Utility
1865 | Saint Marys Falls | 10 | Conventional Hydroelectric | 2.6 | Electric Utility
1865 | Saint Marys Falls | 2 | Conventional Hydroelectric | 6.2 | Electric Utility
1865 | Saint Marys Falls | 3 | Conventional Hydroelectric | 6.2 | Electric Utility
1865 | Saint Marys Falls | 3A | Conventional Hydroelectric | 2.5 | Electric Utility
1866 | Wyandotte | 4 | Natural Gas Steam Turbine | 11.5 | Electric Utility
1866 | Wyandotte | 5 | Natural Gas Steam Turbine | 22 | Electric Utility
1866 | Wyandotte | 6 | Natural Gas Steam Turbine | 7.5 | Electric Utility
1866 | Wyandotte | 7 | Natural Gas Steam Turbine | 32 | Electric Utility
1866 | Wyandotte | DG1 | Petroleum Liquids | 1.8 | Electric Utility
1866 | Wyandotte | DG2 | Petroleum Liquids | 1.8 | Electric Utility
1866 | Wyandotte | DG3 | Petroleum Liquids | 1.8 | Electric Utility
1867 | Zeeland | 1 | Natural Gas Internal Combustion Engine | 1.4 | Electric Utility
1867 | Zeeland | 10 | Natural Gas Internal Combustion Engine | 5.6 | Electric Utility
1867 | Zeeland | 11 | Natural Gas Internal Combustion Engine | 6 | Electric Utility
1867 | Zeeland | 2 | Natural Gas Internal Combustion Engine | 1.1 | Electric Utility
1867 | Zeeland | 7 | Natural Gas Internal Combustion Engine | 2 | Electric Utility
1867 | Zeeland | 8 | Natural Gas Internal Combustion Engine | 1.7 | Electric Utility
1867 | Zeeland | 9 | Natural Gas Internal Combustion Engine | 4.5 | Electric Utility
1868 | Dafter | 1 | Petroleum Liquids | 1 | Electric Utility
1868 | Dafter | 3 | Petroleum Liquids | 1 | Electric Utility
1868 | Dafter | 4 | Petroleum Liquids | 3 | Electric Utility
1868 | Dafter | 5 | Petroleum Liquids | 3 | Electric Utility
1871 | Kleber | K1 | Conventional Hydroelectric | 0.6 | IPP Non-CHP
1871 | Kleber | K2 | Conventional Hydroelectric | 0.6 | IPP Non-CHP
1871 | Kleber | T1 | Conventional Hydroelectric | 0.3 | IPP Non-CHP
1871 | Kleber | T2 | Conventional Hydroelectric | 0.3 | IPP Non-CHP
1873 | Tower | GT4 | Petroleum Liquids | 21.3 | Electric Utility
1874 | Caro | 1 | Petroleum Liquids | 1.3 | Electric Utility
1874 | Caro | 2 | Petroleum Liquids | 1.3 | Electric Utility
1874 | Caro | 3 | Petroleum Liquids | 1.3 | Electric Utility
1874 | Caro | 4 | Petroleum Liquids | 1.5 | Electric Utility
1874 | Caro | 5 | Petroleum Liquids | 2 | Electric Utility
1874 | Caro | 6 | Petroleum Liquids | 2 | Electric Utility
1875 | Ubly | 1 | Petroleum Liquids | 0.6 | Electric Utility
1875 | Ubly | 2 | Petroleum Liquids | 0.7 | Electric Utility
1875 | Ubly | 3 | Petroleum Liquids | 0.7 | Electric Utility
1875 | Ubly | 4 | Petroleum Liquids | 0.9 | Electric Utility
1875 | Ubly | 5 | Petroleum Liquids | 1.5 | Electric Utility
1875 | Ubly | 6 | Petroleum Liquids | 1.5 | Electric Utility
1875 | Ubly | 7 | Petroleum Liquids | 2.5 | Electric Utility
1875 | Ubly | 8 | Petroleum Liquids | 2.5 | Electric Utility
1875 | Ubly | 9 | Petroleum Liquids | 1.5 | Electric Utility
1877 | George Johnson | 10 | Natural Gas Fired Combustion Turbine | 25 | Electric Utility
1877 | George Johnson | 11 | Petroleum Liquids | 1 | Electric Utility
1877 | George Johnson | 9 | Natural Gas Fired Combustion Turbine | 25 | Electric Utility
1880 | Claude Vandyke | 6 | Natural Gas Fired Combined Cycle | 23 | Electric Utility
1880 | Claude Vandyke | 8 | Natural Gas Fired Combustion Turbine | 24.8 | Electric Utility
1881 | Vestaburg | 6 | Petroleum Liquids | 3 | Electric Utility
1881 | Vestaburg | 7 | Petroleum Liquids | 3 | Electric Utility
1881 | Vestaburg | 8 | Natural Gas Fired Combustion Turbine | 23.7 | Electric Utility
1888 | Fox Lake | 1 | Natural Gas Steam Turbine | 11.5 | Electric Utility
1888 | Fox Lake | 3 | Natural Gas Steam Turbine | 81.6 | Electric Utility
1891 | Syl Laskin | 1 | Natural Gas Steam Turbine | 58 | Electric Utility
1891 | Syl Laskin | 2 | Natural Gas Steam Turbine | 58 | Electric Utility
1892 | Blanchard | 1 | Conventional Hydroelectric | 6 | Electric Utility
1892 | Blanchard | 2 | Conventional Hydroelectric | 6 | Electric Utility
1892 | Blanchard | 3 | Conventional Hydroelectric | 6 | Electric Utility
1893 | Clay Boswell | 1 | Conventional Steam Coal | 75 | Electric Utility
1893 | Clay Boswell | 2 | Conventional Steam Coal | 75 | Electric Utility
1893 | Clay Boswell | 3 | Conventional Steam Coal | 364.5 | Electric Utility
1893 | Clay Boswell | 4 | Conventional Steam Coal | 558 | Electric Utility
1893 | Clay Boswell | D4 | Petroleum Liquids | 0.8 | Electric Utility
1894 | Fond Du Lac | 1 | Conventional Hydroelectric | 12 | Electric Utility
1895 | Knife Falls | 1 | Conventional Hydroelectric | 0.8 | Electric Utility
1895 | Knife Falls | 2 | Conventional Hydroelectric | 0.8 | Electric Utility
1895 | Knife Falls | 3 | Conventional Hydroelectric | 0.8 | Electric Utility
1896 | Little Falls (MN) | 1 | Conventional Hydroelectric | 0.8 | Electric Utility
1896 | Little Falls (MN) | 2 | Conventional Hydroelectric | 0.8 | Electric Utility
1896 | Little Falls (MN) | 3 | Conventional Hydroelectric | 1 | Electric Utility
1896 | Little Falls (MN) | 4 | Conventional Hydroelectric | 1.2 | Electric Utility
1896 | Little Falls (MN) | 5 | Conventional Hydroelectric | 0.4 | Electric Utility
1896 | Little Falls (MN) | 6 | Conventional Hydroelectric | 0.4 | Electric Utility
1897 | M L Hibbard | 3 | Wood/Wood Waste Biomass | 35.3 | Commercial CHP
1897 | M L Hibbard | 4 | Wood/Wood Waste Biomass | 37.5 | Commercial CHP
1898 | Pillager | 1 | Conventional Hydroelectric | 0.8 | Electric Utility
1898 | Pillager | 2 | Conventional Hydroelectric | 0.8 | Electric Utility
1899 | Scanlon | 1 | Conventional Hydroelectric | 0.4 | Electric Utility
1899 | Scanlon | 2 | Conventional Hydroelectric | 0.4 | Electric Utility
1899 | Scanlon | 3 | Conventional Hydroelectric | 0.4 | Electric Utility
1899 | Scanlon | 4 | Conventional Hydroelectric | 0.4 | Electric Utility
1900 | Sylvan | 1 | Conventional Hydroelectric | 0.6 | Electric Utility
1900 | Sylvan | 2 | Conventional Hydroelectric | 0.6 | Electric Utility
1900 | Sylvan | 3 | Conventional Hydroelectric | 0.6 | Electric Utility
1901 | Thomson | 1 | Conventional Hydroelectric | 13 | Electric Utility
1901 | Thomson | 2 | Conventional Hydroelectric | 13 | Electric Utility
1901 | Thomson | 3 | Conventional Hydroelectric | 13 | Electric Utility
1901 | Thomson | 4 | Conventional Hydroelectric | 10.8 | Electric Utility
1901 | Thomson | 5 | Conventional Hydroelectric | 10.8 | Electric Utility
1901 | Thomson | 6 | Conventional Hydroelectric | 12 | Electric Utility
1902 | Winton | 2 | Conventional Hydroelectric | 2 | Electric Utility
1902 | Winton | 3 | Conventional Hydroelectric | 2 | Electric Utility
1904 | Black Dog | 2 | Natural Gas Fired Combined Cycle | 136.9 | Electric Utility
1904 | Black Dog | 5 | Natural Gas Fired Combined Cycle | 187.9 | Electric Utility
1910 | Granite City | 1 | Natural Gas Fired Combustion Turbine | 18 | Electric Utility
1910 | Granite City | 2 | Natural Gas Fired Combustion Turbine | 18 | Electric Utility
1910 | Granite City | 3 | Natural Gas Fired Combustion Turbine | 18 | Electric Utility
1910 | Granite City | 4 | Natural Gas Fired Combustion Turbine | 18 | Electric Utility
1911 | Hennepin Island | 1 | Conventional Hydroelectric | 2.8 | Electric Utility
1911 | Hennepin Island | 2 | Conventional Hydroelectric | 2.8 | Electric Utility
1911 | Hennepin Island | 3 | Conventional Hydroelectric | 2.8 | Electric Utility
1911 | Hennepin Island | 4 | Conventional Hydroelectric | 2.8 | Electric Utility
1911 | Hennepin Island | 5 | Conventional Hydroelectric | 2.5 | Electric Utility
1912 | High Bridge | 7 | Natural Gas Fired Combined Cycle | 197 | Electric Utility
1912 | High Bridge | 8 | Natural Gas Fired Combined Cycle | 197 | Electric Utility
1912 | High Bridge | 9 | Natural Gas Fired Combined Cycle | 250 | Electric Utility
1913 | Inver Hills | 1 | Natural Gas Fired Combustion Turbine | 46.8 | Electric Utility
1913 | Inver Hills | 2 | Natural Gas Fired Combustion Turbine | 46.8 | Electric Utility
1913 | Inver Hills | 3 | Natural Gas Fired Combustion Turbine | 46.8 | Electric Utility
1913 | Inver Hills | 4 | Natural Gas Fired Combustion Turbine | 46.8 | Electric Utility
1913 | Inver Hills | 5 | Natural Gas Fired Combustion Turbine | 46.8 | Electric Utility
1913 | Inver Hills | 6 | Natural Gas Fired Combustion Turbine | 46.8 | Electric Utility
1913 | Inver Hills | 7 | Petroleum Liquids | 1.8 | Electric Utility
1913 | Inver Hills | 8 | Petroleum Liquids | 1.8 | Electric Utility
1915 | Allen S King | 1 | Conventional Steam Coal | 598.4 | Electric Utility
1922 | Monticello Nuclear Facility | 1 | Nuclear | 685 | Electric Utility
1925 | Prairie Island | 1 | Nuclear | 593.1 | Electric Utility
1925 | Prairie Island | 2 | Nuclear | 593.1 | Electric Utility
1926 | Red Wing | 1 | Municipal Solid Waste | 11.5 | Electric Utility
1926 | Red Wing | 2 | Municipal Solid Waste | 11.5 | Electric Utility
1927 | Riverside (MN) | 10 | Natural Gas Fired Combined Cycle | 210.6 | Electric Utility
1927 | Riverside (MN) | 9 | Natural Gas Fired Combined Cycle | 210.6 | Electric Utility
1927 | Riverside (MN) | ST7 | Natural Gas Fired Combined Cycle | 164.7 | Electric Utility
1929 | St James | 1 | Petroleum Liquids | 2 | Electric Utility
1929 | St James | 2 | Petroleum Liquids | 2 | Electric Utility
1929 | St James | 3 | Petroleum Liquids | 2 | Electric Utility
1929 | St James | 4 | Petroleum Liquids | 2 | Electric Utility
1929 | St James | 5 | Petroleum Liquids | 2 | Electric Utility
1929 | St James | 6 | Petroleum Liquids | 2 | Electric Utility
1934 | Wilmarth | 1 | Municipal Solid Waste | 12.5 | Electric Utility
1934 | Wilmarth | 2 | Municipal Solid Waste | 12.5 | Electric Utility
1943 | Hoot Lake | 2 | Conventional Steam Coal | 54.4 | Electric Utility
1943 | Hoot Lake | 3 | Conventional Steam Coal | 75 | Electric Utility
1943 | Hoot Lake | D1 | Petroleum Liquids | 0.2 | Electric Utility
1943 | Hoot Lake | D2 | Petroleum Liquids | 0.1 | Electric Utility
1943 | Hoot Lake | H1 | Conventional Hydroelectric | 1 | Electric Utility
1956 | Adrian | 5 | Petroleum Liquids | 2 | Electric Utility
1958 | Alexandria | IC1 | Petroleum Liquids | 1.2 | Electric Utility
1958 | Alexandria | IC2 | Petroleum Liquids | 4 | Electric Utility
1958 | Alexandria | IC3 | Petroleum Liquids | 4 | Electric Utility
1964 | Benson City of | 10 | Petroleum Liquids | 1.8 | Electric Utility
1964 | Benson City of | 11 | Petroleum Liquids | 1.8 | Electric Utility
1964 | Benson City of | 7 | Petroleum Liquids | 1.8 | Electric Utility
1964 | Benson City of | 8 | Petroleum Liquids | 1.8 | Electric Utility
1964 | Benson City of | 9 | Petroleum Liquids | 1.8 | Electric Utility
1966 | Blooming Prairie | 1 | Petroleum Liquids | 0.3 | Electric Utility
1966 | Blooming Prairie | 2 | Petroleum Liquids | 0.7 | Electric Utility
1966 | Blooming Prairie | 4 | Petroleum Liquids | 1.2 | Electric Utility
1966 | Blooming Prairie | 5 | Petroleum Liquids | 2.3 | Electric Utility
1966 | Blooming Prairie | 6 | Petroleum Liquids | 2 | Electric Utility
1966 | Blooming Prairie | 7 | Petroleum Liquids | 1.3 | Electric Utility
1967 | Blue Earth | IC1 | Petroleum Liquids | 1.5 | Electric Utility
1967 | Blue Earth | IC3 | Petroleum Liquids | 1.6 | Electric Utility
1967 | Blue Earth | IC4 | Petroleum Liquids | 1.6 | Electric Utility
1967 | Blue Earth | IC5 | Petroleum Liquids | 1.6 | Electric Utility
1967 | Blue Earth | IC6 | Petroleum Liquids | 1.8 | Electric Utility
1967 | Blue Earth | IC7 | Petroleum Liquids | 1.1 | Electric Utility
1967 | Blue Earth | IC8 | Petroleum Liquids | 1.8 | Electric Utility
1969 | Delano | 1 | Petroleum Liquids | 1.1 | Electric Utility
1969 | Delano | 2 | Natural Gas Internal Combustion Engine | 1.1 | Electric Utility
1969 | Delano | 3 | Natural Gas Internal Combustion Engine | 1.3 | Electric Utility
1969 | Delano | 5 | Petroleum Liquids | 0.8 | Electric Utility
1969 | Delano | 6 | Petroleum Liquids | 1.2 | Electric Utility
1969 | Delano | 7 | Petroleum Liquids | 3 | Electric Utility
1969 | Delano | 8 | Petroleum Liquids | 3.1 | Electric Utility
1969 | Delano | 9 | Petroleum Liquids | 12.5 | Electric Utility
1970 | Detroit Lakes | 1 | Petroleum Liquids | 12.5 | Electric Utility
1971 | Elk River City of | 1 | Petroleum Liquids | 0.5 | Electric Utility
1971 | Elk River City of | 2 | Petroleum Liquids | 0.5 | Electric Utility
1971 | Elk River City of | 3 | Petroleum Liquids | 3 | Electric Utility
1971 | Elk River City of | 4 | Petroleum Liquids | 5 | Electric Utility
1971 | Elk River City of | 5 | Landfill Gas | 0.8 | Electric Utility
1971 | Elk River City of | 6 | Landfill Gas | 0.8 | Electric Utility
1971 | Elk River City of | 7 | Landfill Gas | 0.8 | Electric Utility
1971 | Elk River City of | 8 | Landfill Gas | 0.8 | Electric Utility
1972 | Fairfax | 2A | Petroleum Liquids | 2 | Electric Utility
1973 | Fairmont (MN) | 10 | Natural Gas Internal Combustion Engine | 6.5 | Electric Utility
1973 | Fairmont (MN) | 11 | Natural Gas Internal Combustion Engine | 6.5 | Electric Utility
1973 | Fairmont (MN) | 12 | Natural Gas Internal Combustion Engine | 6.5 | Electric Utility
1973 | Fairmont (MN) | 6 | Petroleum Liquids | 6.5 | Electric Utility
1973 | Fairmont (MN) | 7 | Petroleum Liquids | 6.5 | Electric Utility
1973 | Fairmont (MN) | 9 | Natural Gas Internal Combustion Engine | 6.5 | Electric Utility
1975 | Glencoe | 10 | Petroleum Liquids | 7 | Electric Utility
1975 | Glencoe | 11 | Petroleum Liquids | 4.8 | Electric Utility
1975 | Glencoe | 12 | Petroleum Liquids | 4.8 | Electric Utility
1975 | Glencoe | 14 | Petroleum Liquids | 4.8 | Electric Utility
1975 | Glencoe | 5 | Petroleum Liquids | 1.3 | Electric Utility
1975 | Glencoe | 7 | Petroleum Liquids | 4.1 | Electric Utility
1975 | Glencoe | 8 | Petroleum Liquids | 5.6 | Electric Utility
1975 | Glencoe | 9 | Petroleum Liquids | 7.1 | Electric Utility
1976 | Grand Marais | 7 | Petroleum Liquids | 2.7 | Electric Utility
1976 | Grand Marais | 8 | Petroleum Liquids | 2 | Electric Utility
1976 | Grand Marais | 9 | Petroleum Liquids | 2 | Electric Utility
1977 | Granite Falls | 1 | Conventional Hydroelectric | 0.3 | Electric Utility
1977 | Granite Falls | 2 | Conventional Hydroelectric | 0.2 | Electric Utility
1977 | Granite Falls | HC3 | Conventional Hydroelectric | 0.8 | Electric Utility
1979 | Hibbing | 3 | Conventional Steam Coal | 10 | Electric Utility
1979 | Hibbing | 5 | Conventional Steam Coal | 19.5 | Electric Utility
1979 | Hibbing | 6 | Conventional Steam Coal | 6.4 | Electric Utility
1980 | Hutchinson Plant #1 | 10 | Natural Gas Internal Combustion Engine | 8.8 | Electric Utility
1980 | Hutchinson Plant #1 | 2 | Natural Gas Internal Combustion Engine | 2 | Electric Utility
1980 | Hutchinson Plant #1 | 3 | Natural Gas Internal Combustion Engine | 4.5 | Electric Utility
1980 | Hutchinson Plant #1 | 4 | Natural Gas Internal Combustion Engine | 4 | Electric Utility
1980 | Hutchinson Plant #1 | 8 | Natural Gas Fired Combined Cycle | 16 | Electric Utility
1982 | Janesville | 1 | Petroleum Liquids | 1.1 | Electric Utility
1982 | Janesville | 2 | Petroleum Liquids | 1.3 | Electric Utility
1982 | Janesville | 3 | Petroleum Liquids | 0.7 | Electric Utility
1982 | Janesville | 4 | Petroleum Liquids | 1.8 | Electric Utility
1983 | Kenyon Municipal | 5 | Petroleum Liquids | 1.8 | Electric Utility
1983 | Kenyon Municipal | 6 | Petroleum Liquids | 1.8 | Electric Utility
1983 | Kenyon Municipal | 7 | Petroleum Liquids | 1.8 | Electric Utility
1985 | Lake Crystal | 1 | Petroleum Liquids | 0.6 | Electric Utility
1985 | Lake Crystal | 3 | Petroleum Liquids | 2 | Electric Utility
1985 | Lake Crystal | 4 | Petroleum Liquids | 1.2 | Electric Utility
1985 | Lake Crystal | 5 | Petroleum Liquids | 2 | Electric Utility
1987 | Lanesboro | 2 | Conventional Hydroelectric | 0.3 | Electric Utility
1987 | Lanesboro | 4 | Petroleum Liquids | 2.3 | Electric Utility
1989 | Litchfield | 5 | Petroleum Liquids | 2.1 | Electric Utility
1989 | Litchfield | 6 | Petroleum Liquids | 2.1 | Electric Utility
1989 | Litchfield | QS 1 | Petroleum Liquids | 2.3 | Electric Utility
1989 | Litchfield | QS 2 | Petroleum Liquids | 2.3 | Electric Utility
1989 | Litchfield | QS 3 | Petroleum Liquids | 2.3 | Electric Utility
1989 | Litchfield | QS 4 | Petroleum Liquids | 2.3 | Electric Utility
1989 | Litchfield | QS 5 | Petroleum Liquids | 2.3 | Electric Utility
1990 | Luverne | 4C | Petroleum Liquids | 3.5 | Electric Utility
1993 | Marshall (MN) | 6 | Petroleum Liquids | 18 | Electric Utility
1994 | Melrose | 1 | Petroleum Liquids | 1 | Electric Utility
1994 | Melrose | 2 | Petroleum Liquids | 1.1 | Electric Utility
1994 | Melrose | 3 | Petroleum Liquids | 3.1 | Electric Utility
1994 | Melrose | 4 | Petroleum Liquids | 3 | Electric Utility
1996 | Moose Lake | 1 | Petroleum Liquids | 1.3 | Electric Utility
1996 | Moose Lake | 4 | Petroleum Liquids | 1.3 | Electric Utility
1996 | Moose Lake | 5 | Petroleum Liquids | 2.1 | Electric Utility
1996 | Moose Lake | 6 | Petroleum Liquids | 2.1 | Electric Utility
1996 | Moose Lake | 7 | Petroleum Liquids | 2.1 | Electric Utility
1997 | Mora | 2 | Natural Gas Internal Combustion Engine | 1.1 | Electric Utility
1997 | Mora | 5 | Natural Gas Internal Combustion Engine | 5.7 | Electric Utility
1997 | Mora | 6 | Petroleum Liquids | 7 | Electric Utility
1998 | Mountain Lake | 2 | Petroleum Liquids | 1.1 | Electric Utility
1998 | Mountain Lake | 4 | Petroleum Liquids | 2 | Electric Utility
1998 | Mountain Lake | 5 | Petroleum Liquids | 1.3 | Electric Utility
1998 | Mountain Lake | 6 | Petroleum Liquids | 1.8 | Electric Utility
1998 | Mountain Lake | 7 | Petroleum Liquids | 1.8 | Electric Utility
1998 | Mountain Lake | 8 | Onshore Wind Turbine | 1.2 | Electric Utility
1999 | New Prague | 2 | Natural Gas Internal Combustion Engine | 4.4 | Electric Utility
1999 | New Prague | 3 | Natural Gas Internal Combustion Engine | 2.4 | Electric Utility
1999 | New Prague | 4 | Natural Gas Internal Combustion Engine | 3.5 | Electric Utility
1999 | New Prague | 5 | Natural Gas Internal Combustion Engine | 0.6 | Electric Utility
1999 | New Prague | 6 | Natural Gas Internal Combustion Engine | 6 | Electric Utility
2001 | New Ulm | 3 | Natural Gas Steam Turbine | 6 | Electric Utility
2001 | New Ulm | 4 | Natural Gas Steam Turbine | 15 | Electric Utility
2001 | New Ulm | 5 | Petroleum Liquids | 24 | Electric Utility
2001 | New Ulm | 6 | Natural Gas Steam Turbine | 6 | Electric Utility
2001 | New Ulm | 7 | Petroleum Liquids | 27.5 | Electric Utility
2002 | North Branch (MN) | 3 | Petroleum Liquids | 2.2 | Electric Utility
2002 | North Branch (MN) | 4 | Petroleum Liquids | 2.2 | Electric Utility
2002 | North Branch (MN) | 5 | Petroleum Liquids | 2.2 | Electric Utility
2002 | North Branch (MN) | 6 | Petroleum Liquids | 2.2 | Electric Utility
2002 | North Branch (MN) | 7 | Petroleum Liquids | 2.2 | Electric Utility
2003 | Owatonna | 7 | Natural Gas Fired Combustion Turbine | 19 | Electric Utility
2004 | Preston (MN) | 4 | Petroleum Liquids | 0.6 | Electric Utility
2004 | Preston (MN) | 5 | Natural Gas Internal Combustion Engine | 1.1 | Electric Utility
2004 | Preston (MN) | 6 | Natural Gas Internal Combustion Engine | 2 | Electric Utility
2005 | Princeton (MN) | 3 | Petroleum Liquids | 2.4 | Electric Utility
2005 | Princeton (MN) | 4 | Petroleum Liquids | 1.2 | Electric Utility
2005 | Princeton (MN) | 5 | Petroleum Liquids | 1 | Electric Utility
2005 | Princeton (MN) | 6 | Petroleum Liquids | 2.7 | Electric Utility
2005 | Princeton (MN) | 7 | Petroleum Liquids | 5 | Electric Utility
2007 | Rochester Hydro | 1 | Conventional Hydroelectric | 1.3 | Electric Utility
2007 | Rochester Hydro | 2 | Conventional Hydroelectric | 1.3 | Electric Utility
2009 | Redwood Falls | 6 | Petroleum Liquids | 2.2 | Electric Utility
2009 | Redwood Falls | 7 | Natural Gas Internal Combustion Engine | 5.8 | Electric Utility
2009 | Redwood Falls | 8 | Conventional Hydroelectric | 0.5 | Electric Utility
2011 | Sleepy Eye | 1A | Petroleum Liquids | 1.8 | Electric Utility
2011 | Sleepy Eye | 5 | Petroleum Liquids | 1.8 | Electric Utility
2011 | Sleepy Eye | 6 | Petroleum Liquids | 2 | Electric Utility
2011 | Sleepy Eye | 7 | Petroleum Liquids | 2 | Electric Utility
2011 | Sleepy Eye | IC4 | Petroleum Liquids | 1.8 | Electric Utility
2011 | Sleepy Eye | NEW | Petroleum Liquids | 2 | Electric Utility
2012 | Springfield (MN) | 5 | Petroleum Liquids | 1.8 | Electric Utility
2012 | Springfield (MN) | 6 | Petroleum Liquids | 1.8 | Electric Utility
2012 | Springfield (MN) | 7 | Petroleum Liquids | 1.8 | Electric Utility
2012 | Springfield (MN) | 8 | Petroleum Liquids | 1.8 | Electric Utility
2012 | Springfield (MN) | 9 | Petroleum Liquids | 1.8 | Electric Utility
2013 | Spring Valley | 2 | Petroleum Liquids | 1.1 | Electric Utility
2013 | Spring Valley | 3 | Petroleum Liquids | 2 | Electric Utility
2013 | Spring Valley | 4 | Petroleum Liquids | 2 | Electric Utility
2013 | Spring Valley | 5 | Petroleum Liquids | 2 | Electric Utility
2014 | Thief River Falls | HY1 | Conventional Hydroelectric | 0.3 | Electric Utility
2014 | Thief River Falls | HY2 | Conventional Hydroelectric | 0.2 | Electric Utility
2014 | Thief River Falls | IC1 | Petroleum Liquids | 2.2 | Electric Utility
2014 | Thief River Falls | IC2 | Petroleum Liquids | 1.2 | Electric Utility
2014 | Thief River Falls | IC3A | Petroleum Liquids | 1.2 | Electric Utility
2014 | Thief River Falls | IC4 | Petroleum Liquids | 1.4 | Electric Utility
2015 | Truman | 1 | Petroleum Liquids | 0.2 | Electric Utility
2015 | Truman | 2 | Petroleum Liquids | 0.2 | Electric Utility
2015 | Truman | 3 | Petroleum Liquids | 2.2 | Electric Utility
2015 | Truman | 4 | Petroleum Liquids | 0.7 | Electric Utility
2015 | Truman | 5 | Petroleum Liquids | 0.8 | Electric Utility
2015 | Truman | 6 | Petroleum Liquids | 1.8 | Electric Utility
2015 | Truman | 7 | Petroleum Liquids | 2.2 | Electric Utility
2018 | Virginia | 5 | Wood/Wood Waste Biomass | 7.5 | Electric Utility
2018 | Virginia | 6 | Wood/Wood Waste Biomass | 18.7 | Electric Utility
2020 | Wells IC | 1 | Petroleum Liquids | 1.3 | Electric Utility
2020 | Wells IC | 2 | Petroleum Liquids | 1.3 | Electric Utility
2020 | Wells IC | 3 | Petroleum Liquids | 1.1 | Electric Utility
2020 | Wells IC | 4 | Petroleum Liquids | 2.3 | Electric Utility
2020 | Wells IC | 5 | Petroleum Liquids | 2.3 | Electric Utility
2021 | Westbrook | 5 | Petroleum Liquids | 2.3 | Electric Utility
2022 | Willmar | 3 | Conventional Steam Coal | 18 | Electric Utility
2022 | Willmar | ST2 | Natural Gas Steam Turbine | 8 | Electric Utility
2022 | Willmar | WTG3 | Onshore Wind Turbine | 2 | Electric Utility
2022 | Willmar | WTG4 | Onshore Wind Turbine | 2 | Electric Utility
2023 | Windom | CAT2 | Petroleum Liquids | 1.8 | Electric Utility
2023 | Windom | CAT3 | Petroleum Liquids | 1.8 | Electric Utility
2023 | Windom | CAT4 | Petroleum Liquids | 1.8 | Electric Utility
2023 | Windom | GT1 | Petroleum Liquids | 3 | Electric Utility
2024 | Worthington | 1 | Petroleum Liquids | 2 | Electric Utility
2024 | Worthington | 10 | Onshore Wind Turbine | 0.9 | Electric Utility
2024 | Worthington | 11 | Onshore Wind Turbine | 0.9 | Electric Utility
2024 | Worthington | 12 | Onshore Wind Turbine | 1 | Electric Utility
2024 | Worthington | 13 | Onshore Wind Turbine | 1 | Electric Utility
2024 | Worthington | 2 | Petroleum Liquids | 2 | Electric Utility
2024 | Worthington | 3 | Petroleum Liquids | 2 | Electric Utility
2024 | Worthington | 4 | Petroleum Liquids | 2 | Electric Utility
2024 | Worthington | 5 | Petroleum Liquids | 2 | Electric Utility
2024 | Worthington | 6 | Petroleum Liquids | 2 | Electric Utility
2024 | Worthington | 7 | Petroleum Liquids | 2 | Electric Utility
2024 | Worthington | 8 | Onshore Wind Turbine | 0.9 | Electric Utility
2024 | Worthington | 9 | Onshore Wind Turbine | 0.9 | Electric Utility
2038 | Cambridge CT | GT1 | Petroleum Liquids | 25 | Electric Utility
2038 | Cambridge CT | GT2 | Natural Gas Fired Combustion Turbine | 169.2 | Electric Utility
2039 | Elk River | 1 | Municipal Solid Waste | 11.5 | Electric Utility
2039 | Elk River | 2 | Municipal Solid Waste | 11.5 | Electric Utility
2039 | Elk River | 3 | Municipal Solid Waste | 25 | Electric Utility
2039 | Elk River | CT | Natural Gas Fired Combustion Turbine | 191.3 | Electric Utility
2042 | Maple Lake | 5A | Petroleum Liquids | 25 | Electric Utility
2047 | Chevron Oil | 1 | Natural Gas Fired Combustion Turbine | 16.6 | Electric Utility
2047 | Chevron Oil | 2 | Natural Gas Fired Combustion Turbine | 16.6 | Electric Utility
2047 | Chevron Oil | 3 | Natural Gas Fired Combustion Turbine | 18 | Electric Utility
2047 | Chevron Oil | 4 | Natural Gas Fired Combustion Turbine | 18 | Electric Utility
2047 | Chevron Oil | 5 | Natural Gas Fired Combustion Turbine | 101.3 | Electric Utility
2048 | Sweatt | A | Natural Gas Fired Combustion Turbine | 41.9 | Electric Utility
2049 | Jack Watson | 3 | Natural Gas Steam Turbine | 108.8 | Electric Utility
2049 | Jack Watson | 4 | Natural Gas Steam Turbine | 299.2 | Electric Utility
2049 | Jack Watson | 5 | Natural Gas Steam Turbine | 578 | Electric Utility
2049 | Jack Watson | A | Natural Gas Fired Combustion Turbine | 41.9 | Electric Utility
2050 | Baxter Wilson | 1 | Natural Gas Steam Turbine | 544.6 | Electric Utility
2050 | Baxter Wilson | 2 | Natural Gas Steam Turbine | 783 | Electric Utility
2053 | Rex Brown | 3 | Natural Gas Steam Turbine | 66 | Electric Utility
2053 | Rex Brown | 4 | Natural Gas Steam Turbine | 238.7 | Electric Utility
2053 | Rex Brown | GT1 | Petroleum Liquids | 10 | Electric Utility
2059 | L L Wilkins | 6 | Natural Gas Fired Combined Cycle | 6 | Electric Utility
2059 | L L Wilkins | 7 | Natural Gas Steam Turbine | 7.5 | Electric Utility
2059 | L L Wilkins | 8 | Natural Gas Fired Combined Cycle | 16.2 | Electric Utility
2059 | L L Wilkins | 9 | Natural Gas Fired Combined Cycle | 25.5 | Electric Utility
2062 | Henderson | 1 | Natural Gas Steam Turbine | 12.6 | Electric Utility
2062 | Henderson | 3 | Natural Gas Steam Turbine | 20 | Electric Utility
2062 | Henderson | H10 | Natural Gas Internal Combustion Engine | 1.3 | Electric Utility
2062 | Henderson | H11 | Natural Gas Internal Combustion Engine | 1.3 | Electric Utility
2062 | Henderson | H2 | Natural Gas Fired Combustion Turbine | 13.5 | Electric Utility
2062 | Henderson | H4 | Petroleum Liquids | 1.8 | Electric Utility
2062 | Henderson | H5 | Petroleum Liquids | 1.8 | Electric Utility
2062 | Henderson | H6 | Petroleum Liquids | 1.8 | Electric Utility
2062 | Henderson | H7 | Petroleum Liquids | 1.8 | Electric Utility
2062 | Henderson | H8 | Petroleum Liquids | 1.8 | Electric Utility
2062 | Henderson | H9 | Natural Gas Internal Combustion Engine | 1.3 | Electric Utility
2067 | Yazoo | 2 | Natural Gas Fired Combined Cycle | 5 | Electric Utility
2067 | Yazoo | 3 | Natural Gas Fired Combined Cycle | 12.6 | Electric Utility
2067 | Yazoo | GT1 | Natural Gas Fired Combined Cycle | 16.5 | Electric Utility
2068 | Benndale | 1 | Natural Gas Fired Combustion Turbine | 16.2 | Electric Utility
2070 | Moselle | 1 | Natural Gas Fired Combined Cycle | 59 | Electric Utility
2070 | Moselle | 2 | Natural Gas Fired Combined Cycle | 59 | Electric Utility
2070 | Moselle | 3 | Natural Gas Steam Turbine | 59 | Electric Utility
2070 | Moselle | 4 | Natural Gas Fired Combustion Turbine | 83 | Electric Utility
2070 | Moselle | 5 | Natural Gas Fired Combustion Turbine | 83.5 | Electric Utility
2070 | Moselle | GTG1 | Natural Gas Fired Combined Cycle | 83.5 | Electric Utility
2070 | Moselle | GTG2 | Natural Gas Fired Combined Cycle | 83.5 | Electric Utility
2071 | Paulding | 1 | Petroleum Liquids | 20 | Electric Utility
2076 | Asbury | 1 | Conventional Steam Coal | 212.8 | Electric Utility
2079 | Hawthorn | 5 | Conventional Steam Coal | 594.3 | Electric Utility
2079 | Hawthorn | 6 | Natural Gas Fired Combined Cycle | 176 | Electric Utility
2079 | Hawthorn | 7 | Natural Gas Fired Combustion Turbine | 77 | Electric Utility
2079 | Hawthorn | 8 | Natural Gas Fired Combustion Turbine | 77 | Electric Utility
2079 | Hawthorn | 9 | Natural Gas Fired Combined Cycle | 146 | Electric Utility
2080 | Montrose | 2 | Conventional Steam Coal | 188 | Electric Utility
2080 | Montrose | 3 | Conventional Steam Coal | 188 | Electric Utility
2081 | Northeast (MO) | 11 | Petroleum Liquids | 50 | Electric Utility
2081 | Northeast (MO) | 12 | Petroleum Liquids | 64 | Electric Utility
2081 | Northeast (MO) | 13 | Petroleum Liquids | 50 | Electric Utility
2081 | Northeast (MO) | 14 | Petroleum Liquids | 64 | Electric Utility
2081 | Northeast (MO) | 15 | Petroleum Liquids | 64 | Electric Utility
2081 | Northeast (MO) | 16 | Petroleum Liquids | 64 | Electric Utility
2081 | Northeast (MO) | 17 | Petroleum Liquids | 64 | Electric Utility
2081 | Northeast (MO) | 18 | Petroleum Liquids | 64 | Electric Utility
2081 | Northeast (MO) | 19 | Petroleum Liquids | 2 | Electric Utility
2082 | Fairgrounds | 1 | Petroleum Liquids | 68.3 | Electric Utility
2083 | Kirksville | 1 | Natural Gas Fired Combustion Turbine | 15 | Electric Utility
2090 | Nevada | 1 | Petroleum Liquids | 22 | Electric Utility
2092 | Ralph Green | 3 | Natural Gas Fired Combustion Turbine | 74 | Electric Utility
2094 | Sibley | 1 | Conventional Steam Coal | 55 | Electric Utility
2094 | Sibley | 2 | Conventional Steam Coal | 50 | Electric Utility
2094 | Sibley | 3 | Conventional Steam Coal | 419 | Electric Utility
2098 | Lake Road (MO) | 1 | Natural Gas Steam Turbine | 23 | Electric Utility
2098 | Lake Road (MO) | 2 | Natural Gas Steam Turbine | 25 | Electric Utility
2098 | Lake Road (MO) | 3 | Natural Gas Steam Turbine | 12.5 | Electric Utility
2098 | Lake Road (MO) | 4 | Conventional Steam Coal | 90 | Electric Utility
2098 | Lake Road (MO) | 5 | Natural Gas Fired Combustion Turbine | 85 | Electric Utility
2098 | Lake Road (MO) | 6 | Natural Gas Fired Combustion Turbine | 18.9 | Electric Utility
2098 | Lake Road (MO) | 7 | Petroleum Liquids | 18.9 | Electric Utility
2099 | Niangua | 1 | Conventional Hydroelectric | 1.5 | Electric Utility
2099 | Niangua | 2 | Conventional Hydroelectric | 1.5 | Electric Utility
2102 | Howard Bend | 1 | Petroleum Liquids | 47.4 | Electric Utility
2103 | Labadie | 1 | Conventional Steam Coal | 573.7 | Electric Utility
2103 | Labadie | 2 | Conventional Steam Coal | 573.7 | Electric Utility
2103 | Labadie | 3 | Conventional Steam Coal | 621 | Electric Utility
2103 | Labadie | 4 | Conventional Steam Coal | 621 | Electric Utility
2104 | Meramec | 1 | Conventional Steam Coal | 137.5 | Electric Utility
2104 | Meramec | 2 | Conventional Steam Coal | 137.5 | Electric Utility
2104 | Meramec | 3 | Conventional Steam Coal | 289 | Electric Utility
2104 | Meramec | 4 | Conventional Steam Coal | 359 | Electric Utility
2104 | Meramec | GT1 | Petroleum Liquids | 62 | Electric Utility
2104 | Meramec | GT2 | Natural Gas Fired Combustion Turbine | 56 | Electric Utility
2106 | Osage Dam | 1 | Conventional Hydroelectric | 27.5 | Electric Utility
2106 | Osage Dam | 2 | Conventional Hydroelectric | 27.5 | Electric Utility
2106 | Osage Dam | 3 | Conventional Hydroelectric | 27.5 | Electric Utility
2106 | Osage Dam | 4 | Conventional Hydroelectric | 27.5 | Electric Utility
2106 | Osage Dam | 5 | Conventional Hydroelectric | 27.5 | Electric Utility
2106 | Osage Dam | 6 | Conventional Hydroelectric | 27.5 | Electric Utility
2106 | Osage Dam | 7 | Conventional Hydroelectric | 21.5 | Electric Utility
2106 | Osage Dam | 8 | Conventional Hydroelectric | 21.5 | Electric Utility
2107 | Sioux | 1 | Conventional Steam Coal | 549.7 | Electric Utility
2107 | Sioux | 2 | Conventional Steam Coal | 549.7 | Electric Utility
2108 | Taum Sauk | 1 | Hydroelectric Pumped Storage | 204 | Electric Utility
2108 | Taum Sauk | 2 | Hydroelectric Pumped Storage | 204 | Electric Utility
2113 | Albany | 1 | Petroleum Liquids | 2.1 | Electric Utility
2113 | Albany | 2 | Petroleum Liquids | 1 | Electric Utility
2113 | Albany | 3 | Petroleum Liquids | 0.7 | Electric Utility
2113 | Albany | IC5 | Petroleum Liquids | 1.2 | Electric Utility
2113 | Albany | IC6 | Petroleum Liquids | 1.2 | Electric Utility
2115 | Butler Municipal Power Plant | 4 | Petroleum Liquids | 1.4 | Electric Utility
2115 | Butler Municipal Power Plant | 5 | Petroleum Liquids | 1.4 | Electric Utility
2115 | Butler Municipal Power Plant | IC6 | Petroleum Liquids | 1.5 | Electric Utility
2115 | Butler Municipal Power Plant | NG1 | Petroleum Liquids | 2 | Electric Utility
2115 | Butler Municipal Power Plant | NG2 | Petroleum Liquids | 2 | Electric Utility
2115 | Butler Municipal Power Plant | SG1 | Petroleum Liquids | 2 | Electric Utility
2115 | Butler Municipal Power Plant | SG2 | Petroleum Liquids | 2 | Electric Utility
2120 | Carrollton | 10 | Natural Gas Internal Combustion Engine | 6.1 | Electric Utility
2120 | Carrollton | 11 | Petroleum Liquids | 2 | Electric Utility
2120 | Carrollton | 3 | Natural Gas Internal Combustion Engine | 1.8 | Electric Utility
2120 | Carrollton | 7 | Natural Gas Internal Combustion Engine | 2.5 | Electric Utility
2120 | Carrollton | 8 | Natural Gas Internal Combustion Engine | 4.1 | Electric Utility
2120 | Carrollton | 9 | Natural Gas Internal Combustion Engine | 4.1 | Electric Utility
2121 | Carthage | 10 | Natural Gas Internal Combustion Engine | 7 | Electric Utility
2121 | Carthage | 11 | Natural Gas Internal Combustion Engine | 4.5 | Electric Utility
2121 | Carthage | 12 | Natural Gas Internal Combustion Engine | 4.5 | Electric Utility
2121 | Carthage | 13 | Natural Gas Internal Combustion Engine | 6 | Electric Utility
2121 | Carthage | 14 | Natural Gas Internal Combustion Engine | 6 | Electric Utility
2121 | Carthage | 6 | Natural Gas Internal Combustion Engine | 2.5 | Electric Utility
2121 | Carthage | 7 | Natural Gas Internal Combustion Engine | 3 | Electric Utility
2121 | Carthage | 8 | Natural Gas Internal Combustion Engine | 3.3 | Electric Utility
2121 | Carthage | 9 | Natural Gas Internal Combustion Engine | 5 | Electric Utility
2122 | Chillicothe | D1 | Petroleum Liquids | 2 | Electric Utility
2122 | Chillicothe | D2 | Petroleum Liquids | 2 | Electric Utility
2122 | Chillicothe | D3 | Petroleum Liquids | 2 | Electric Utility
2122 | Chillicothe | D4 | Petroleum Liquids | 2 | Electric Utility
2122 | Chillicothe | D5 | Petroleum Liquids | 2 | Electric Utility
2122 | Chillicothe | GT1 | Natural Gas Fired Combustion Turbine | 40 | Electric Utility
2122 | Chillicothe | GT2 | Natural Gas Fired Combustion Turbine | 40 | Electric Utility
2123 | Columbia (MO) | 6 | Natural Gas Fired Combustion Turbine | 12.5 | Electric Utility
2123 | Columbia (MO) | 7 | Conventional Steam Coal | 22 | Electric Utility
2123 | Columbia (MO) | 8 | Natural Gas Steam Turbine | 35 | Electric Utility
2123 | Columbia (MO) | DAN1 | Petroleum Liquids | 2 | Electric Utility
2123 | Columbia (MO) | LF1 | Landfill Gas | 1 | Electric Utility
2123 | Columbia (MO) | LF2 | Landfill Gas | 1 | Electric Utility
2123 | Columbia (MO) | LF3 | Landfill Gas | 1 | Electric Utility
2123 | Columbia (MO) | MBS1 | Petroleum Liquids | 1 | Electric Utility
2123 | Columbia (MO) | MBS2 | Petroleum Liquids | 1 | Electric Utility
2123 | Columbia (MO) | SF1 | Petroleum Liquids | 1 | Electric Utility
2123 | Columbia (MO) | SF2 | Petroleum Liquids | 1 | Electric Utility
2123 | Columbia (MO) | SH1 | Petroleum Liquids | 1.3 | Electric Utility
2123 | Columbia (MO) | SH2 | Petroleum Liquids | 1.3 | Electric Utility
2123 | Columbia (MO) | WTP1 | Petroleum Liquids | 2 | Electric Utility
2123 | Columbia (MO) | WTP2 | Petroleum Liquids | 2 | Electric Utility
2124 | Stockton Hydro | 1 | Conventional Hydroelectric | 52 | Electric Utility
2125 | Fayette | GT1 | Petroleum Liquids | 3.5 | Electric Utility
2125 | Fayette | GT2 | Petroleum Liquids | 3.5 | Electric Utility
2125 | Fayette | GT3 | Petroleum Liquids | 2.8 | Electric Utility
2125 | Fayette | GT4 | Petroleum Liquids | 1.1 | Electric Utility
2126 | Fulton (MO) | GT4 | Natural Gas Fired Combustion Turbine | 21.2 | Electric Utility
2126 | Fulton (MO) | IC1 | Petroleum Liquids | 5 | Electric Utility
2126 | Fulton (MO) | IC3 | Petroleum Liquids | 7 | Electric Utility
2127 | Gallatin (MO) | 2A | Petroleum Liquids | 1.1 | Electric Utility
2127 | Gallatin (MO) | 3A | Petroleum Liquids | 1.1 | Electric Utility
2127 | Gallatin (MO) | IC4 | Petroleum Liquids | 2.5 | Electric Utility
2127 | Gallatin (MO) | IC6 | Petroleum Liquids | 2.5 | Electric Utility
2131 | Higginsville | 1 | Petroleum Liquids | 0.8 | Electric Utility
2131 | Higginsville | 2 | Petroleum Liquids | 1.7 | Electric Utility
2131 | Higginsville | 3 | Petroleum Liquids | 2.4 | Electric Utility
2131 | Higginsville | 4 | Natural Gas Fired Combustion Turbine | 40 | Electric Utility
2131 | Higginsville | 5 | Petroleum Liquids | 1.2 | Electric Utility
2131 | Higginsville | 6 | Petroleum Liquids | 5.5 | Electric Utility
2132 | Blue Valley | 2 | Natural Gas Steam Turbine | 25 | Electric Utility
2132 | Blue Valley | 3 | Natural Gas Steam Turbine | 65 | Electric Utility
2132 | Blue Valley | ST1 | Natural Gas Steam Turbine | 25 | Electric Utility
2134 | Jackson Square | 1 | Petroleum Liquids | 18 | Electric Utility
2134 | Jackson Square | 2 | Petroleum Liquids | 18 | Electric Utility
2135 | Station H | 1 | Natural Gas Fired Combustion Turbine | 19 | Electric Utility
2135 | Station H | 2 | Natural Gas Fired Combustion Turbine | 24 | Electric Utility
2136 | Station I | 1 | Petroleum Liquids | 19 | Electric Utility
2136 | Station I | 2 | Petroleum Liquids | 19 | Electric Utility
2137 | Jackson (MO) | 10 | Petroleum Liquids | 2 | Electric Utility
2137 | Jackson (MO) | 11 | Petroleum Liquids | 2 | Electric Utility
2137 | Jackson (MO) | 12 | Petroleum Liquids | 2 | Electric Utility
2137 | Jackson (MO) | 3 | Petroleum Liquids | 1 | Electric Utility
2137 | Jackson (MO) | 4 | Petroleum Liquids | 1 | Electric Utility
2137 | Jackson (MO) | 5 | Petroleum Liquids | 0.7 | Electric Utility
2137 | Jackson (MO) | 6 | Petroleum Liquids | 1 | Electric Utility
2137 | Jackson (MO) | 7 | Petroleum Liquids | 6.8 | Electric Utility
2137 | Jackson (MO) | 8 | Petroleum Liquids | 6.8 | Electric Utility
2137 | Jackson (MO) | 9 | Petroleum Liquids | 3 | Electric Utility
2138 | Kahoka | 10 | Petroleum Liquids | 1.1 | Electric Utility
2138 | Kahoka | 11 | Petroleum Liquids | 1.1 | Electric Utility
2138 | Kahoka | 12 | Petroleum Liquids | 1.1 | Electric Utility
2138 | Kahoka | 3 | Petroleum Liquids | 0.2 | Electric Utility
2138 | Kahoka | 6 | Petroleum Liquids | 0.7 | Electric Utility
2138 | Kahoka | 7 | Natural Gas Internal Combustion Engine | 0.8 | Electric Utility
2138 | Kahoka | 8 | Natural Gas Internal Combustion Engine | 1.5 | Electric Utility
2138 | Kahoka | 9 | Natural Gas Internal Combustion Engine | 0.9 | Electric Utility
2139 | Kennett | 1 | Petroleum Liquids | 0.4 | Electric Utility
2139 | Kennett | 10 | Natural Gas Internal Combustion Engine | 6.2 | Electric Utility
2139 | Kennett | 11 | Natural Gas Internal Combustion Engine | 6.2 | Electric Utility
2139 | Kennett | 12 | Natural Gas Internal Combustion Engine | 6.4 | Electric Utility
2139 | Kennett | 13 | Natural Gas Internal Combustion Engine | 6.4 | Electric Utility
2139 | Kennett | 2 | Petroleum Liquids | 0.4 | Electric Utility
2139 | Kennett | 3 | Petroleum Liquids | 0.8 | Electric Utility
2139 | Kennett | 4 | Natural Gas Internal Combustion Engine | 2.5 | Electric Utility
2139 | Kennett | 5 | Petroleum Liquids | 1.4 | Electric Utility
2139 | Kennett | 6 | Natural Gas Internal Combustion Engine | 2 | Electric Utility
2139 | Kennett | 7 | Natural Gas Internal Combustion Engine | 2.5 | Electric Utility
2139 | Kennett | 8 | Natural Gas Internal Combustion Engine | 3.1 | Electric Utility
2139 | Kennett | 9 | Natural Gas Internal Combustion Engine | 6.2 | Electric Utility
2140 | La Plata | 1 | Petroleum Liquids | 1.8 | Electric Utility
2140 | La Plata | 2 | Petroleum Liquids | 1.8 | Electric Utility
2141 | Macon | 3 | Petroleum Liquids | 5 | Electric Utility
2141 | Macon | 4 | Petroleum Liquids | 1 | Electric Utility
2142 | Malden | 2A | Petroleum Liquids | 1.8 | Electric Utility
2142 | Malden | 3A | Petroleum Liquids | 1.8 | Electric Utility
2142 | Malden | 4A | Petroleum Liquids | 1.8 | Electric Utility
2142 | Malden | 5 | Petroleum Liquids | 1.4 | Electric Utility
2142 | Malden | 6 | Petroleum Liquids | 2 | Electric Utility
2142 | Malden | 7 | Petroleum Liquids | 2.8 | Electric Utility
2142 | Malden | 8 | Petroleum Liquids | 4.3 | Electric Utility
2144 | Marshall (MO) | 10 | Natural Gas Internal Combustion Engine | 6.3 | Electric Utility
2144 | Marshall (MO) | 11 | Natural Gas Internal Combustion Engine | 6.3 | Electric Utility
2144 | Marshall (MO) | 7 | Petroleum Liquids | 1 | Electric Utility
2144 | Marshall (MO) | 8 | Petroleum Liquids | 1 | Electric Utility
2144 | Marshall (MO) | 9 | Petroleum Liquids | 1 | Electric Utility
2144 | Marshall (MO) | GT1 | Natural Gas Fired Combustion Turbine | 15.2 | Electric Utility
2145 | Memphis | 1 | Petroleum Liquids | 0.6 | Electric Utility
2145 | Memphis | 10 | Petroleum Liquids | 1 | Electric Utility
2145 | Memphis | 11 | Petroleum Liquids | 1 | Electric Utility
2145 | Memphis | 12 | Petroleum Liquids | 0.4 | Electric Utility
2145 | Memphis | 13 | Petroleum Liquids | 1 | Electric Utility
2145 | Memphis | 3 | Petroleum Liquids | 0.2 | Electric Utility
2145 | Memphis | 6 | Petroleum Liquids | 0.9 | Electric Utility
2145 | Memphis | 7 | Petroleum Liquids | 1.1 | Electric Utility
2145 | Memphis | 8 | Petroleum Liquids | 1.3 | Electric Utility
2145 | Memphis | 9 | Petroleum Liquids | 1.3 | Electric Utility
2146 | Monroe (MO) | 10 | Petroleum Liquids | 1.6 | Electric Utility
2146 | Monroe (MO) | 11 | Petroleum Liquids | 1.8 | Electric Utility
2146 | Monroe (MO) | 12 | Petroleum Liquids | 1.8 | Electric Utility
2146 | Monroe (MO) | 5 | Petroleum Liquids | 2 | Electric Utility
2146 | Monroe (MO) | 8 | Petroleum Liquids | 1.6 | Electric Utility
2146 | Monroe (MO) | 9 | Petroleum Liquids | 1.6 | Electric Utility
2161 | James River Power Station | 1 | Conventional Steam Coal | 22 | Electric Utility
2161 | James River Power Station | 2 | Conventional Steam Coal | 22 | Electric Utility
2161 | James River Power Station | 3 | Conventional Steam Coal | 44 | Electric Utility
2161 | James River Power Station | 4 | Natural Gas Steam Turbine | 60 | Electric Utility
2161 | James River Power Station | 5 | Natural Gas Steam Turbine | 105 | Electric Utility
2161 | James River Power Station | GT1 | Natural Gas Fired Combustion Turbine | 96 | Electric Utility
2161 | James River Power Station | GT2 | Natural Gas Fired Combustion Turbine | 101.5 | Electric Utility
2164 | Unionville City of | 1 | Petroleum Liquids | 0.8 | Electric Utility
2164 | Unionville City of | 2 | Petroleum Liquids | 1.7 | Electric Utility
2164 | Unionville City of | 3 | Petroleum Liquids | 0.2 | Electric Utility
2164 | Unionville City of | 4 | Petroleum Liquids | 1 | Electric Utility
2164 | Unionville City of | 5 | Petroleum Liquids | 0.3 | Electric Utility
2164 | Unionville City of | 6 | Petroleum Liquids | 0.3 | Electric Utility
2164 | Unionville City of | 7 | Petroleum Liquids | 1.1 | Electric Utility
2164 | Unionville City of | 8 | Petroleum Liquids | 1.3 | Electric Utility
2164 | Unionville City of | 9 | Petroleum Liquids | 2 | Electric Utility
2165 | Vandalia | 1 | Petroleum Liquids | 1.2 | Electric Utility
2165 | Vandalia | 10 | Petroleum Liquids | 1.3 | Electric Utility
2165 | Vandalia | 11 | Petroleum Liquids | 1 | Electric Utility
2165 | Vandalia | 12 | Petroleum Liquids | 1 | Electric Utility
2165 | Vandalia | 4A | Petroleum Liquids | 1.2 | Electric Utility
2165 | Vandalia | 5A | Petroleum Liquids | 1.2 | Electric Utility
2165 | Vandalia | 8 | Petroleum Liquids | 1 | Electric Utility
2165 | Vandalia | 9 | Petroleum Liquids | 1.4 | Electric Utility
2166 | Table Rock | 1 | Conventional Hydroelectric | 50 | Electric Utility
2166 | Table Rock | 2 | Conventional Hydroelectric | 50 | Electric Utility
2166 | Table Rock | 3 | Conventional Hydroelectric | 50 | Electric Utility
2166 | Table Rock | 4 | Conventional Hydroelectric | 50 | Electric Utility
2167 | New Madrid | 1 | Conventional Steam Coal | 650 | Electric Utility
2167 | New Madrid | 2 | Conventional Steam Coal | 650 | Electric Utility
2168 | Thomas Hill | 1 | Conventional Steam Coal | 171.7 | Electric Utility
2168 | Thomas Hill | 2 | Conventional Steam Coal | 272 | Electric Utility
2168 | Thomas Hill | 3 | Conventional Steam Coal | 738 | Electric Utility
2176 | Glendive GT | GT-2 | Natural Gas Fired Combustion Turbine | 43 | Electric Utility
2176 | Glendive GT | GT1 | Natural Gas Fired Combustion Turbine | 40.7 | Electric Utility
2177 | Miles City GT | 1 | Natural Gas Fired Combustion Turbine | 23.3 | Electric Utility
2181 | Black Eagle | BLA1 | Conventional Hydroelectric | 7.8 | Electric Utility
2181 | Black Eagle | BLA2 | Conventional Hydroelectric | 7.8 | Electric Utility
2181 | Black Eagle | BLA3 | Conventional Hydroelectric | 8.4 | Electric Utility
2182 | Cochrane | COC1 | Conventional Hydroelectric | 28.4 | Electric Utility
2182 | Cochrane | COC2 | Conventional Hydroelectric | 32 | Electric Utility
2185 | Hauser | HAU1 | Conventional Hydroelectric | 2.8 | Electric Utility
2185 | Hauser | HAU2 | Conventional Hydroelectric | 2.8 | Electric Utility
2185 | Hauser | HAU3 | Conventional Hydroelectric | 2.8 | Electric Utility
2185 | Hauser | HAU4 | Conventional Hydroelectric | 2.8 | Electric Utility
2185 | Hauser | HAU5 | Conventional Hydroelectric | 2.8 | Electric Utility
2185 | Hauser | HAU6 | Conventional Hydroelectric | 3 | Electric Utility
2186 | Holter | HOL1 | Conventional Hydroelectric | 9.6 | Electric Utility
2186 | Holter | HOL2 | Conventional Hydroelectric | 9.6 | Electric Utility
2186 | Holter | HOL3 | Conventional Hydroelectric | 9.6 | Electric Utility
2186 | Holter | HOL4 | Conventional Hydroelectric | 9.6 | Electric Utility
2188 | Kerr | KER1 | Conventional Hydroelectric | 70.6 | Electric Utility
2188 | Kerr | KER2 | Conventional Hydroelectric | 50.4 | Electric Utility
2188 | Kerr | KER3 | Conventional Hydroelectric | 86.6 | Electric Utility
2191 | Morony | MOR1 | Conventional Hydroelectric | 22.5 | Electric Utility
2191 | Morony | MOR2 | Conventional Hydroelectric | 31.5 | Electric Utility
2192 | Mystic | MYS1 | Conventional Hydroelectric | 6 | Electric Utility
2192 | Mystic | MYS2 | Conventional Hydroelectric | 6 | Electric Utility
2193 | Rainbow (MT) | RAI9 | Conventional Hydroelectric | 59 | Electric Utility
2194 | Ryan | RYA1 | Conventional Hydroelectric | 8 | Electric Utility
2194 | Ryan | RYA2 | Conventional Hydroelectric | 9.2 | Electric Utility
2194 | Ryan | RYA3 | Conventional Hydroelectric | 8 | Electric Utility
2194 | Ryan | RYA4 | Conventional Hydroelectric | 9.2 | Electric Utility
2194 | Ryan | RYA5 | Conventional Hydroelectric | 8 | Electric Utility
2194 | Ryan | RYA6 | Conventional Hydroelectric | 8 | Electric Utility
2195 | Thompson Falls | TF1 | Conventional Hydroelectric | 5 | Electric Utility
2195 | Thompson Falls | TF2 | Conventional Hydroelectric | 5 | Electric Utility
2195 | Thompson Falls | TF3 | Conventional Hydroelectric | 5 | Electric Utility
2195 | Thompson Falls | TF4 | Conventional Hydroelectric | 5 | Electric Utility
2195 | Thompson Falls | TF5 | Conventional Hydroelectric | 5 | Electric Utility
2195 | Thompson Falls | TF6 | Conventional Hydroelectric | 5 | Electric Utility
2195 | Thompson Falls | TF7 | Conventional Hydroelectric | 57.1 | Electric Utility
2196 | Old Faithful | 1 | Petroleum Liquids | 1 | Electric Utility
2196 | Old Faithful | 2 | Petroleum Liquids | 1 | Electric Utility
2199 | Noxon Rapids | 1 | Conventional Hydroelectric | 113.9 | Electric Utility
2199 | Noxon Rapids | 2 | Conventional Hydroelectric | 113.9 | Electric Utility
2199 | Noxon Rapids | 3 | Conventional Hydroelectric | 113.9 | Electric Utility
2199 | Noxon Rapids | 4 | Conventional Hydroelectric | 113.8 | Electric Utility
2199 | Noxon Rapids | 5 | Conventional Hydroelectric | 114 | Electric Utility
2203 | Hungry Horse | 1 | Conventional Hydroelectric | 107 | Electric Utility
2203 | Hungry Horse | 2 | Conventional Hydroelectric | 107 | Electric Utility
2203 | Hungry Horse | 3 | Conventional Hydroelectric | 107 | Electric Utility
2203 | Hungry Horse | 4 | Conventional Hydroelectric | 107 | Electric Utility
2204 | Yellowtail | 1 | Conventional Hydroelectric | 62.5 | Electric Utility
2204 | Yellowtail | 2 | Conventional Hydroelectric | 62.5 | Electric Utility
2204 | Yellowtail | 3 | Conventional Hydroelectric | 62.5 | Electric Utility
2204 | Yellowtail | 4 | Conventional Hydroelectric | 62.5 | Electric Utility
2214 | Ansley | 2 | Natural Gas Internal Combustion Engine | 0.9 | Electric Utility
2214 | Ansley | 3 | Petroleum Liquids | 0.6 | Electric Utility
2215 | Auburn | 1 | Natural Gas Internal Combustion Engine | 2.4 | Electric Utility
2215 | Auburn | 2 | Natural Gas Internal Combustion Engine | 1 | Electric Utility
2215 | Auburn | 4A | Natural Gas Internal Combustion Engine | 3.7 | Electric Utility
2215 | Auburn | 5 | Natural Gas Internal Combustion Engine | 3.3 | Electric Utility
2215 | Auburn | 6 | Natural Gas Internal Combustion Engine | 2.7 | Electric Utility
2215 | Auburn | 7 | Natural Gas Internal Combustion Engine | 5.6 | Electric Utility
2216 | Arnold | 1 | Petroleum Liquids | 0.5 | Electric Utility
2216 | Arnold | 2A | Petroleum Liquids | 0.1 | Electric Utility
2216 | Arnold | 3 | Petroleum Liquids | 0.2 | Electric Utility
2216 | Arnold | 4 | Petroleum Liquids | 0.3 | Electric Utility
2217 | Beaver City | 1 | Petroleum Liquids | 0.5 | Electric Utility
2217 | Beaver City | 2 | Natural Gas Internal Combustion Engine | 0.3 | Electric Utility
2217 | Beaver City | 3 | Petroleum Liquids | 0.3 | Electric Utility
2217 | Beaver City | 4 | Natural Gas Internal Combustion Engine | 0.9 | Electric Utility
2221 | Broken Bow | 1 | Petroleum Liquids | 0.5 | Electric Utility
2221 | Broken Bow | 2 | Natural Gas Internal Combustion Engine | 3.5 | Electric Utility
2221 | Broken Bow | 3 | Petroleum Liquids | 0.8 | Electric Utility
2221 | Broken Bow | 4 | Natural Gas Internal Combustion Engine | 0.8 | Electric Utility
2221 | Broken Bow | 5 | Natural Gas Internal Combustion Engine | 1 | Electric Utility
2221 | Broken Bow | 6 | Natural Gas Internal Combustion Engine | 2.1 | Electric Utility
2222 | Burwell | 1 | Petroleum Liquids | 1.3 | Electric Utility
2222 | Burwell | 2 | Petroleum Liquids | 1.1 | Electric Utility
2222 | Burwell | 3 | Petroleum Liquids | 0.9 | Electric Utility
2222 | Burwell | 4 | Petroleum Liquids | 0.6 | Electric Utility
2223 | Cambridge | CAT1 | Petroleum Liquids | 2 | Electric Utility
2223 | Cambridge | CAT2 | Petroleum Liquids | 2 | Electric Utility
2225 | Campbell Village | 1 | Petroleum Liquids | 0.1 | Electric Utility
2225 | Campbell Village | 2 | Petroleum Liquids | 0.1 | Electric Utility
2225 | Campbell Village | 3 | Petroleum Liquids | 0.1 | Electric Utility
2225 | Campbell Village | IC4 | Petroleum Liquids | 1 | Electric Utility
2226 | Canaday | 1 | Natural Gas Steam Turbine | 108.8 | Electric Utility
2227 | Jeffrey | 1 | Conventional Hydroelectric | 10.8 | Electric Utility
2227 | Jeffrey | 2 | Conventional Hydroelectric | 10.8 | Electric Utility
2228 | Johnson 1 | 1 | Conventional Hydroelectric | 10.8 | Electric Utility
2228 | Johnson 1 | 2 | Conventional Hydroelectric | 10.8 | Electric Utility
2229 | Johnson 2 | 1 | Conventional Hydroelectric | 22.5 | Electric Utility
2230 | Chappell | 1 | Petroleum Liquids | 0.2 | Electric Utility
2230 | Chappell | 5 | Petroleum Liquids | 1.1 | Electric Utility
2231 | Crete | 7 | Natural Gas Internal Combustion Engine | 6 | Electric Utility
2232 | Curtis | 2 | Natural Gas Internal Combustion Engine | 0.9 | Electric Utility
2232 | Curtis | 3 | Natural Gas Internal Combustion Engine | 1.1 | Electric Utility
2232 | Curtis | 4 | Natural Gas Internal Combustion Engine | 1.4 | Electric Utility
2233 | David City | 1 | Natural Gas Internal Combustion Engine | 1.5 | Electric Utility
2233 | David City | 2 | Petroleum Liquids | 1 | Electric Utility
2233 | David City | 3 | Natural Gas Internal Combustion Engine | 1 | Electric Utility
2233 | David City | 4 | Natural Gas Internal Combustion Engine | 2.3 | Electric Utility
2233 | David City | 5 | Petroleum Liquids | 1.6 | Electric Utility
2233 | David City | 6 | Petroleum Liquids | 1.6 | Electric Utility
2233 | David City | 7 | Petroleum Liquids | 1.6 | Electric Utility
2234 | Deshler | 1A | Petroleum Liquids | 0.3 | Electric Utility
2234 | Deshler | 2 | Petroleum Liquids | 0.3 | Electric Utility
2234 | Deshler | 4 | Petroleum Liquids | 0.6 | Electric Utility
2234 | Deshler | 5 | Petroleum Liquids | 1.1 | Electric Utility
2235 | Emerson | 2 | Natural Gas Internal Combustion Engine | 1.1 | Electric Utility
2235 | Emerson | 3 | Petroleum Liquids | 0.1 | Electric Utility
2235 | Emerson | 4 | Natural Gas Internal Combustion Engine | 0.4 | Electric Utility
2236 | Fairbury | 1 | Natural Gas Steam Turbine | 4 | Electric Utility
2236 | Fairbury | 2 | Natural Gas Steam Turbine | 2.5 | Electric Utility
2236 | Fairbury | 4 | Natural Gas Steam Turbine | 12.5 | Electric Utility
2237 | Falls City | 1 | Petroleum Liquids | 0.6 | Electric Utility
2237 | Falls City | 2 | Petroleum Liquids | 0.9 | Electric Utility
2237 | Falls City | 3 | Natural Gas Internal Combustion Engine | 2.7 | Electric Utility
2237 | Falls City | 4 | Natural Gas Internal Combustion Engine | 1.1 | Electric Utility
2237 | Falls City | 5 | Natural Gas Internal Combustion Engine | 2 | Electric Utility
2237 | Falls City | 6 | Natural Gas Internal Combustion Engine | 2.5 | Electric Utility
2237 | Falls City | 7 | Natural Gas Internal Combustion Engine | 6.2 | Electric Utility
2237 | Falls City | 8 | Natural Gas Internal Combustion Engine | 6 | Electric Utility
2238 | Franklin (NE) | 1 | Natural Gas Internal Combustion Engine | 0.6 | Electric Utility
2238 | Franklin (NE) | 2 | Natural Gas Internal Combustion Engine | 1.3 | Electric Utility
2238 | Franklin (NE) | 3 | Natural Gas Internal Combustion Engine | 1.1 | Electric Utility
2238 | Franklin (NE) | 4 | Natural Gas Internal Combustion Engine | 0.9 | Electric Utility
2240 | Lon Wright | 5OT | Natural Gas Fired Combustion Turbine | 40 | Electric Utility
2240 | Lon Wright | 6 | Conventional Steam Coal | 16.5 | Electric Utility
2240 | Lon Wright | 7 | Conventional Steam Coal | 22 | Electric Utility
2240 | Lon Wright | 8 | Conventional Steam Coal | 91.5 | Electric Utility
2241 | C W Burdick | 3 | Natural Gas Steam Turbine | 54.4 | Electric Utility
2241 | C W Burdick | GT1 | Natural Gas Fired Combustion Turbine | 16 | Electric Utility
2241 | C W Burdick | GT2 | Natural Gas Fired Combustion Turbine | 63.4 | Electric Utility
2241 | C W Burdick | GT3 | Natural Gas Fired Combustion Turbine | 63.4 | Electric Utility
2243 | Don Henry | 1 | Natural Gas Fired Combustion Turbine | 22 | Electric Utility
2244 | North Denver | 4 | Natural Gas Steam Turbine | 17 | Electric Utility
2244 | North Denver | 5 | Natural Gas Steam Turbine | 22 | Electric Utility
2248 | Kimball | 1 | Natural Gas Internal Combustion Engine | 1 | Electric Utility
2248 | Kimball | 2 | Natural Gas Internal Combustion Engine | 1 | Electric Utility
2248 | Kimball | 3 | Natural Gas Internal Combustion Engine | 1.3 | Electric Utility
2248 | Kimball | 4 | Natural Gas Internal Combustion Engine | 1.3 | Electric Utility
2248 | Kimball | 5 | Natural Gas Internal Combustion Engine | 1.1 | Electric Utility
2248 | Kimball | 6 | Natural Gas Internal Combustion Engine | 3.9 | Electric Utility
2249 | Laurel | 1 | Natural Gas Internal Combustion Engine | 1.3 | Electric Utility
2249 | Laurel | 2 | Natural Gas Internal Combustion Engine | 0.9 | Electric Utility
2249 | Laurel | 3 | Natural Gas Internal Combustion Engine | 0.6 | Electric Utility
2249 | Laurel | 7 | Natural Gas Internal Combustion Engine | 1.3 | Electric Utility
2250 | J Street | 1 | Natural Gas Fired Combustion Turbine | 27 | Electric Utility
2253 | Lyons | 2 | Petroleum Liquids | 0.5 | Electric Utility
2253 | Lyons | 3 | Petroleum Liquids | 0.8 | Electric Utility
2253 | Lyons | 4A | Petroleum Liquids | 1.2 | Electric Utility
2255 | Nebraska City # 1 | 10 | Natural Gas Internal Combustion Engine | 6.5 | Electric Utility
2255 | Nebraska City # 1 | 2 | Petroleum Liquids | 1.5 | Electric Utility
2255 | Nebraska City # 1 | 3 | Natural Gas Internal Combustion Engine | 2.5 | Electric Utility
2255 | Nebraska City # 1 | 4 | Natural Gas Internal Combustion Engine | 3.1 | Electric Utility
2255 | Nebraska City # 1 | 5 | Natural Gas Internal Combustion Engine | 2 | Electric Utility
2255 | Nebraska City # 1 | 8 | Natural Gas Internal Combustion Engine | 4.1 | Electric Utility
2255 | Nebraska City # 1 | 9 | Natural Gas Internal Combustion Engine | 6.4 | Electric Utility
2256 | Syracuse # 2 | 6 | Natural Gas Internal Combustion Engine | 2 | Electric Utility
2256 | Syracuse # 2 | 7 | Natural Gas Internal Combustion Engine | 2 | Electric Utility
2260 | Columbus | 1 | Conventional Hydroelectric | 15.2 | Electric Utility
2260 | Columbus | 2 | Conventional Hydroelectric | 15.2 | Electric Utility
2260 | Columbus | 3 | Conventional Hydroelectric | 15.2 | Electric Utility
2265 | Hallam | 1 | Natural Gas Fired Combustion Turbine | 56.7 | Electric Utility
2266 | Hebron | 1 | Petroleum Liquids | 56.7 | Electric Utility
2268 | Kearney | 1 | Conventional Hydroelectric | 1.5 | Electric Utility
2271 | McCook | 1 | Petroleum Liquids | 56.7 | Electric Utility
2273 | Monroe (NE) | 1 | Conventional Hydroelectric | 2.8 | Electric Utility
2273 | Monroe (NE) | 2 | Conventional Hydroelectric | 2.8 | Electric Utility
2273 | Monroe (NE) | 3 | Conventional Hydroelectric | 2.8 | Electric Utility
2274 | North Platte | 1 | Conventional Hydroelectric | 13.1 | Electric Utility
2274 | North Platte | 2 | Conventional Hydroelectric | 13.1 | Electric Utility
2277 | Sheldon | 1 | Conventional Steam Coal | 108.8 | Electric Utility
2277 | Sheldon | 2 | Conventional Steam Coal | 119.9 | Electric Utility
2278 | Spencer Hydro | 1 | Conventional Hydroelectric | 0.8 | Electric Utility
2278 | Spencer Hydro | 2 | Conventional Hydroelectric | 1.6 | Electric Utility
2290 | Jones Street | 1 | Petroleum Liquids | 65 | Electric Utility
2290 | Jones Street | 2 | Petroleum Liquids | 65 | Electric Utility
2291 | North Omaha | 1 | Natural Gas Steam Turbine | 73.5 | Electric Utility
2291 | North Omaha | 2 | Natural Gas Steam Turbine | 108.8 | Electric Utility
2291 | North Omaha | 3 | Natural Gas Steam Turbine | 108.8 | Electric Utility
2291 | North Omaha | 4 | Conventional Steam Coal | 136 | Electric Utility
2291 | North Omaha | 5 | Conventional Steam Coal | 217.6 | Electric Utility
2292 | Sarpy County | 1 | Natural Gas Fired Combustion Turbine | 55.4 | Electric Utility
2292 | Sarpy County | 2 | Natural Gas Fired Combustion Turbine | 55.4 | Electric Utility
2292 | Sarpy County | 3 | Natural Gas Fired Combustion Turbine | 105.6 | Electric Utility
2292 | Sarpy County | 4 | Natural Gas Fired Combustion Turbine | 58.9 | Electric Utility
2292 | Sarpy County | 5 | Natural Gas Fired Combustion Turbine | 58.9 | Electric Utility
2292 | Sarpy County | BSD | Petroleum Liquids | 3.5 | Electric Utility
2294 | Ord | 1 | Petroleum Liquids | 5 | Electric Utility
2294 | Ord | 2 | Petroleum Liquids | 1.5 | Electric Utility
2294 | Ord | 3 | Petroleum Liquids | 2.5 | Electric Utility
2294 | Ord | 4A | Petroleum Liquids | 1.5 | Electric Utility
2294 | Ord | 5A | Petroleum Liquids | 1.5 | Electric Utility
2295 | Oxford (NE) | 2 | Natural Gas Internal Combustion Engine | 0.6 | Electric Utility
2295 | Oxford (NE) | 3 | Natural Gas Internal Combustion Engine | 0.9 | Electric Utility
2295 | Oxford (NE) | 4 | Natural Gas Internal Combustion Engine | 0.6 | Electric Utility
2295 | Oxford (NE) | 5 | Natural Gas Internal Combustion Engine | 1.3 | Electric Utility
2296 | Pender | 1 | Natural Gas Internal Combustion Engine | 1.5 | Electric Utility
2296 | Pender | 2 | Natural Gas Internal Combustion Engine | 2 | Electric Utility
2296 | Pender | 3 | Natural Gas Internal Combustion Engine | 0.5 | Electric Utility
2296 | Pender | 4 | Natural Gas Internal Combustion Engine | 0.9 | Electric Utility
2297 | Plainview Muncipal Power | 1 | Petroleum Liquids | 1.1 | Electric Utility
2297 | Plainview Muncipal Power | 3 | Petroleum Liquids | 0.9 | Electric Utility
2297 | Plainview Muncipal Power | 4 | Petroleum Liquids | 1.2 | Electric Utility
2297 | Plainview Muncipal Power | 5 | Petroleum Liquids | 1.8 | Electric Utility
2299 | Red Cloud | 2 | Petroleum Liquids | 0.9 | Electric Utility
2299 | Red Cloud | 3 | Petroleum Liquids | 1.3 | Electric Utility
2299 | Red Cloud | 4 | Petroleum Liquids | 1.3 | Electric Utility
2299 | Red Cloud | 5 | Petroleum Liquids | 2.2 | Electric Utility
2300 | Sargent | 1 | Petroleum Liquids | 1.1 | Electric Utility
2300 | Sargent | 3 | Petroleum Liquids | 0.9 | Electric Utility
2300 | Sargent | 4 | Petroleum Liquids | 0.4 | Electric Utility
2302 | Sidney (NE) | 1 | Natural Gas Internal Combustion Engine | 1.2 | Electric Utility
2302 | Sidney (NE) | 3 | Petroleum Liquids | 0.8 | Electric Utility
2302 | Sidney (NE) | 5 | Natural Gas Internal Combustion Engine | 3.1 | Electric Utility
2303 | Spalding | 1 | Conventional Hydroelectric | 0.1 | Electric Utility
2303 | Spalding | 2 | Conventional Hydroelectric | 0.1 | Electric Utility
2303 | Spalding | 4 | Petroleum Liquids | 0.2 | Electric Utility
2303 | Spalding | 5 | Petroleum Liquids | 0.4 | Electric Utility
2303 | Spalding | 6 | Petroleum Liquids | 1.3 | Electric Utility
2305 | Stuart (NE) | 1 | Petroleum Liquids | 0.7 | Electric Utility
2305 | Stuart (NE) | 2 | Petroleum Liquids | 0.2 | Electric Utility
2305 | Stuart (NE) | 3 | Petroleum Liquids | 0.2 | Electric Utility
2305 | Stuart (NE) | 5 | Petroleum Liquids | 0.8 | Electric Utility
2308 | Tecumseh | 1 | Petroleum Liquids | 0.7 | Electric Utility
2308 | Tecumseh | 2 | Petroleum Liquids | 1.5 | Electric Utility
2308 | Tecumseh | 3 | Petroleum Liquids | 1.1 | Electric Utility
2308 | Tecumseh | 4 | Petroleum Liquids | 1.3 | Electric Utility
2308 | Tecumseh | 5A | Petroleum Liquids | 2.4 | Electric Utility
2310 | Wahoo | 1 | Natural Gas Internal Combustion Engine | 2.5 | Electric Utility
2310 | Wahoo | 2 | Petroleum Liquids | 0.5 | Electric Utility
2310 | Wahoo | 3 | Natural Gas Internal Combustion Engine | 4.4 | Electric Utility
2310 | Wahoo | 4 | Natural Gas Internal Combustion Engine | 1.2 | Electric Utility
2310 | Wahoo | 5 | Natural Gas Internal Combustion Engine | 2.1 | Electric Utility
2310 | Wahoo | 6 | Natural Gas Internal Combustion Engine | 3.5 | Electric Utility
2311 | Wakefield | 2 | Natural Gas Internal Combustion Engine | 0.6 | Electric Utility
2311 | Wakefield | 5 | Natural Gas Internal Combustion Engine | 1.3 | Electric Utility
2311 | Wakefield | 6 | Natural Gas Internal Combustion Engine | 1.3 | Electric Utility
2311 | Wakefield | IC4 | Natural Gas Internal Combustion Engine | 0.9 | Electric Utility
2312 | Wayne IC | 1 | Petroleum Liquids | 1.3 | Electric Utility
2312 | Wayne IC | 2 | Petroleum Liquids | 1 | Electric Utility
2312 | Wayne IC | 3 | Petroleum Liquids | 1.9 | Electric Utility
2312 | Wayne IC | 4 | Petroleum Liquids | 2 | Electric Utility
2312 | Wayne IC | 5 | Petroleum Liquids | 3.5 | Electric Utility
2312 | Wayne IC | 6 | Petroleum Liquids | 5.1 | Electric Utility
2312 | Wayne IC | 7 | Petroleum Liquids | 3.5 | Electric Utility
2312 | Wayne IC | 8 | Petroleum Liquids | 3.5 | Electric Utility
2313 | West Point Municipal | 2 | Natural Gas Internal Combustion Engine | 0.9 | Electric Utility
2313 | West Point Municipal | 3 | Natural Gas Internal Combustion Engine | 1.2 | Electric Utility
2313 | West Point Municipal | 4 | Natural Gas Internal Combustion Engine | 2.3 | Electric Utility
2313 | West Point Municipal | 5 | Natural Gas Internal Combustion Engine | 4.1 | Electric Utility
2315 | Wilber | 4 | Petroleum Liquids | 1.1 | Electric Utility
2315 | Wilber | 5 | Petroleum Liquids | 0.9 | Electric Utility
2315 | Wilber | 6 | Petroleum Liquids | 1.6 | Electric Utility
2316 | Wisner | 3 | Petroleum Liquids | 0.8 | Electric Utility
2316 | Wisner | 4 | Petroleum Liquids | 1.5 | Electric Utility
2316 | Wisner | 5 | Petroleum Liquids | 1.5 | Electric Utility
2322 | Clark (NVE) | 10 | Natural Gas Fired Combined Cycle | 104.4 | Electric Utility
2322 | Clark (NVE) | 11 | Natural Gas Fired Combustion Turbine | 60.5 | Electric Utility
2322 | Clark (NVE) | 12 | Natural Gas Fired Combustion Turbine | 60.5 | Electric Utility
2322 | Clark (NVE) | 13 | Natural Gas Fired Combustion Turbine | 60.5 | Electric Utility
2322 | Clark (NVE) | 14 | Natural Gas Fired Combustion Turbine | 60.5 | Electric Utility
2322 | Clark (NVE) | 15 | Natural Gas Fired Combustion Turbine | 60.5 | Electric Utility
2322 | Clark (NVE) | 16 | Natural Gas Fired Combustion Turbine | 60.5 | Electric Utility
2322 | Clark (NVE) | 17 | Natural Gas Fired Combustion Turbine | 60.5 | Electric Utility
2322 | Clark (NVE) | 18 | Natural Gas Fired Combustion Turbine | 60.5 | Electric Utility
2322 | Clark (NVE) | 19 | Natural Gas Fired Combustion Turbine | 60.5 | Electric Utility
2322 | Clark (NVE) | 20 | Natural Gas Fired Combustion Turbine | 60.5 | Electric Utility
2322 | Clark (NVE) | 21 | Natural Gas Fired Combustion Turbine | 58.9 | Electric Utility
2322 | Clark (NVE) | 22 | Natural Gas Fired Combustion Turbine | 60.5 | Electric Utility
2322 | Clark (NVE) | 9 | Natural Gas Fired Combined Cycle | 104.4 | Electric Utility
2322 | Clark (NVE) | GT4 | Natural Gas Fired Combustion Turbine | 72.4 | Electric Utility
2322 | Clark (NVE) | GT5 | Natural Gas Fired Combined Cycle | 92.5 | Electric Utility
2322 | Clark (NVE) | GT6 | Natural Gas Fired Combined Cycle | 92.5 | Electric Utility
2322 | Clark (NVE) | GT7 | Natural Gas Fired Combined Cycle | 92.5 | Electric Utility
2322 | Clark (NVE) | GT8 | Natural Gas Fired Combined Cycle | 92.5 | Electric Utility
2324 | Reid Gardner | 4 | Conventional Steam Coal | 294.8 | Electric Utility
2330 | Fort Churchill | 1 | Natural Gas Steam Turbine | 115 | Electric Utility
2330 | Fort Churchill | 2 | Natural Gas Steam Turbine | 115 | Electric Utility
2336 | Tracy | 10 | Natural Gas Fired Combined Cycle | 312 | Electric Utility
2336 | Tracy | 3 | Natural Gas Steam Turbine | 119.8 | Electric Utility
2336 | Tracy | 4 | Natural Gas Fired Combined Cycle | 69.7 | Electric Utility
2336 | Tracy | 5 | Natural Gas Fired Combined Cycle | 50.2 | Electric Utility
2336 | Tracy | 8 | Natural Gas Fired Combined Cycle | 155.6 | Electric Utility
2336 | Tracy | 9 | Natural Gas Fired Combined Cycle | 155.6 | Electric Utility
2336 | Tracy | GT3 | Natural Gas Fired Combustion Turbine | 85 | Electric Utility
2336 | Tracy | GT4 | Natural Gas Fired Combustion Turbine | 85 | Electric Utility
2349 | Comerford | GEN1 | Conventional Hydroelectric | 22 | IPP Non-CHP
2349 | Comerford | GEN2 | Conventional Hydroelectric | 35.1 | IPP Non-CHP
2349 | Comerford | GEN3 | Conventional Hydroelectric | 35.1 | IPP Non-CHP
2349 | Comerford | GEN4 | Conventional Hydroelectric | 35.1 | IPP Non-CHP
2351 | S C Moore | GEN1 | Conventional Hydroelectric | 35.1 | IPP Non-CHP
2351 | S C Moore | GEN2 | Conventional Hydroelectric | 35.1 | IPP Non-CHP
2351 | S C Moore | GEN3 | Conventional Hydroelectric | 35.1 | IPP Non-CHP
2351 | S C Moore | GEN4 | Conventional Hydroelectric | 35.1 | IPP Non-CHP
2352 | Vernon Dam | 1 | Conventional Hydroelectric | 2 | IPP Non-CHP
2352 | Vernon Dam | 10 | Conventional Hydroelectric | 4.2 | IPP Non-CHP
2352 | Vernon Dam | 2 | Conventional Hydroelectric | 2 | IPP Non-CHP
2352 | Vernon Dam | 3 | Conventional Hydroelectric | 2 | IPP Non-CHP
2352 | Vernon Dam | 4 | Conventional Hydroelectric | 2.5 | IPP Non-CHP
2352 | Vernon Dam | 5 | Conventional Hydroelectric | 4.5 | IPP Non-CHP
2352 | Vernon Dam | 6 | Conventional Hydroelectric | 4.5 | IPP Non-CHP
2352 | Vernon Dam | 7 | Conventional Hydroelectric | 4.5 | IPP Non-CHP
2352 | Vernon Dam | 8 | Conventional Hydroelectric | 4.5 | IPP Non-CHP
2352 | Vernon Dam | 9 | Conventional Hydroelectric | 4.2 | IPP Non-CHP
2353 | Wilder | GEN1 | Conventional Hydroelectric | 16.2 | IPP Non-CHP
2353 | Wilder | GEN2 | Conventional Hydroelectric | 16.2 | IPP Non-CHP
2353 | Wilder | GEN3 | Conventional Hydroelectric | 3.2 | IPP Non-CHP
2354 | Amoskeag | 1 | Conventional Hydroelectric | 6 | Electric Utility
2354 | Amoskeag | 2 | Conventional Hydroelectric | 5 | Electric Utility
2354 | Amoskeag | 3 | Conventional Hydroelectric | 5 | Electric Utility
2355 | Ayers Island | 1 | Conventional Hydroelectric | 2.8 | Electric Utility
2355 | Ayers Island | 2 | Conventional Hydroelectric | 2.8 | Electric Utility
2355 | Ayers Island | 3 | Conventional Hydroelectric | 2.8 | Electric Utility
2356 | Eastman Falls | 1 | Conventional Hydroelectric | 1.8 | Electric Utility
2356 | Eastman Falls | 2 | Conventional Hydroelectric | 4.6 | Electric Utility
2357 | Garvins Falls | 1 | Conventional Hydroelectric | 3.4 | Electric Utility
2357 | Garvins Falls | 2 | Conventional Hydroelectric | 3.4 | Electric Utility
2357 | Garvins Falls | 3 | Conventional Hydroelectric | 2.4 | Electric Utility
2357 | Garvins Falls | 4 | Conventional Hydroelectric | 3.2 | Electric Utility
2358 | Gorham | 1 | Conventional Hydroelectric | 0.4 | Electric Utility
2358 | Gorham | 2 | Conventional Hydroelectric | 0.4 | Electric Utility
2358 | Gorham | 3 | Conventional Hydroelectric | 0.7 | Electric Utility
2358 | Gorham | 4 | Conventional Hydroelectric | 0.7 | Electric Utility
2359 | Hooksett | 1 | Conventional Hydroelectric | 1.6 | Electric Utility
2360 | Jackman | 1 | Conventional Hydroelectric | 3.2 | Electric Utility
2362 | Lost Nation | GT1 | Petroleum Liquids | 18 | Electric Utility
2364 | Merrimack | 1 | Conventional Steam Coal | 113.6 | Electric Utility
2364 | Merrimack | 2 | Conventional Steam Coal | 345.6 | Electric Utility
2364 | Merrimack | GT1 | Petroleum Liquids | 18.6 | Electric Utility
2364 | Merrimack | GT2 | Petroleum Liquids | 18.6 | Electric Utility
2367 | Schiller | 4 | Conventional Steam Coal | 50 | Electric Utility
2367 | Schiller | 5 | Wood/Wood Waste Biomass | 50 | Electric Utility
2367 | Schiller | 6 | Conventional Steam Coal | 50 | Electric Utility
2367 | Schiller | GT1 | Petroleum Liquids | 21.2 | Electric Utility
2368 | Smith (NH) | 1 | Conventional Hydroelectric | 15 | Electric Utility
2369 | White Lake | GT1 | Petroleum Liquids | 18.6 | Electric Utility
2378 | B L England | 2 | Conventional Steam Coal | 163.2 | IPP Non-CHP
2378 | B L England | 3 | Petroleum Liquids | 176.4 | IPP Non-CHP
2379 | Carlls Corner | CA1 | Natural Gas Fired Combustion Turbine | 41.9 | IPP Non-CHP
2379 | Carlls Corner | CA2 | Natural Gas Fired Combustion Turbine | 41.9 | IPP Non-CHP
2388 | Oyster Creek | 1 | Nuclear | 550 | IPP Non-CHP
2390 | Sayreville | GT1 | Natural Gas Fired Combustion Turbine | 53 | IPP Non-CHP
2390 | Sayreville | GT2 | Natural Gas Fired Combustion Turbine | 53 | IPP Non-CHP
2390 | Sayreville | GT3 | Natural Gas Fired Combustion Turbine | 53 | IPP Non-CHP
2390 | Sayreville | GT4 | Natural Gas Fired Combustion Turbine | 53 | IPP Non-CHP
2393 | Gilbert | 4 | Natural Gas Fired Combined Cycle | 54 | IPP Non-CHP
2393 | Gilbert | 5 | Natural Gas Fired Combined Cycle | 54 | IPP Non-CHP
2393 | Gilbert | 6 | Natural Gas Fired Combined Cycle | 54 | IPP Non-CHP
2393 | Gilbert | 7 | Natural Gas Fired Combined Cycle | 54 | IPP Non-CHP
2393 | Gilbert | 8 | Natural Gas Fired Combined Cycle | 135 | IPP Non-CHP
2393 | Gilbert | 9 | Natural Gas Fired Combustion Turbine | 161 | IPP Non-CHP
2398 | Bergen Generating Station | 1101 | Natural Gas Fired Combined Cycle | 112.5 | IPP Non-CHP
2398 | Bergen Generating Station | 1201 | Natural Gas Fired Combined Cycle | 112.5 | IPP Non-CHP
2398 | Bergen Generating Station | 1301 | Natural Gas Fired Combined Cycle | 112.5 | IPP Non-CHP
2398 | Bergen Generating Station | 1401 | Natural Gas Fired Combined Cycle | 112.5 | IPP Non-CHP
2398 | Bergen Generating Station | 1501 | Natural Gas Fired Combined Cycle | 325.2 | IPP Non-CHP
2398 | Bergen Generating Station | 2101 | Natural Gas Fired Combined Cycle | 183.6 | IPP Non-CHP
2398 | Bergen Generating Station | 2201 | Natural Gas Fired Combined Cycle | 183.6 | IPP Non-CHP
2398 | Bergen Generating Station | 2301 | Natural Gas Fired Combined Cycle | 258.4 | IPP Non-CHP
2399 | PSEG Burlington Generating Station | 121 | Natural Gas Fired Combustion Turbine | 60.5 | IPP Non-CHP
2399 | PSEG Burlington Generating Station | 122 | Natural Gas Fired Combustion Turbine | 60.5 | IPP Non-CHP
2399 | PSEG Burlington Generating Station | 123 | Natural Gas Fired Combustion Turbine | 60.5 | IPP Non-CHP
2399 | PSEG Burlington Generating Station | 124 | Natural Gas Fired Combustion Turbine | 60.5 | IPP Non-CHP
2401 | PSEG Essex Generating Station | 9 | Natural Gas Fired Combustion Turbine | 93.6 | IPP Non-CHP
2403 | PSEG Hudson Generating Station | 2 | Natural Gas Steam Turbine | 659.7 | IPP Non-CHP
2404 | PSEG Kearny Generating Station | 131 | Natural Gas Fired Combustion Turbine | 60.5 | IPP Non-CHP
2404 | PSEG Kearny Generating Station | 132 | Natural Gas Fired Combustion Turbine | 60.5 | IPP Non-CHP
2404 | PSEG Kearny Generating Station | 133 | Natural Gas Fired Combustion Turbine | 60.5 | IPP Non-CHP
2404 | PSEG Kearny Generating Station | 134 | Natural Gas Fired Combustion Turbine | 60.5 | IPP Non-CHP
2404 | PSEG Kearny Generating Station | 141 | Natural Gas Fired Combustion Turbine | 60.5 | IPP Non-CHP
2404 | PSEG Kearny Generating Station | 142 | Natural Gas Fired Combustion Turbine | 60.5 | IPP Non-CHP
2404 | PSEG Kearny Generating Station | N121 | Natural Gas Fired Combustion Turbine | 60.5 | IPP Non-CHP
2404 | PSEG Kearny Generating Station | N122 | Natural Gas Fired Combustion Turbine | 60.5 | IPP Non-CHP
2404 | PSEG Kearny Generating Station | N123 | Natural Gas Fired Combustion Turbine | 60.5 | IPP Non-CHP
2404 | PSEG Kearny Generating Station | N124 | Natural Gas Fired Combustion Turbine | 60.5 | IPP Non-CHP
2406 | PSEG Linden Generating Station | 1001 | Natural Gas Fired Combined Cycle | 315 | IPP Non-CHP
2406 | PSEG Linden Generating Station | 1101 | Natural Gas Fired Combined Cycle | 181.4 | IPP Non-CHP
2406 | PSEG Linden Generating Station | 1201 | Natural Gas Fired Combined Cycle | 181.4 | IPP Non-CHP
2406 | PSEG Linden Generating Station | 2001 | Natural Gas Fired Combined Cycle | 315 | IPP Non-CHP
2406 | PSEG Linden Generating Station | 2101 | Natural Gas Fired Combined Cycle | 181.4 | IPP Non-CHP
2406 | PSEG Linden Generating Station | 2201 | Natural Gas Fired Combined Cycle | 181.4 | IPP Non-CHP
2406 | PSEG Linden Generating Station | 5 | Natural Gas Fired Combustion Turbine | 96.1 | IPP Non-CHP
2406 | PSEG Linden Generating Station | 6 | Natural Gas Fired Combustion Turbine | 96.1 | IPP Non-CHP
2406 | PSEG Linden Generating Station | 7 | Natural Gas Fired Combustion Turbine | 96.1 | IPP Non-CHP
2406 | PSEG Linden Generating Station | 8 | Natural Gas Fired Combustion Turbine | 96.1 | IPP Non-CHP
2408 | PSEG Mercer Generating Station | 1 | Conventional Steam Coal | 326.4 | IPP Non-CHP
2408 | PSEG Mercer Generating Station | 2 | Conventional Steam Coal | 326.4 | IPP Non-CHP
2410 | PSEG Salem Generating Station | 1 | Nuclear | 1170 | IPP Non-CHP
2410 | PSEG Salem Generating Station | 2 | Nuclear | 1170 | IPP Non-CHP
2410 | PSEG Salem Generating Station | 3 | Petroleum Liquids | 41.8 | IPP Non-CHP
2411 | PSEG Sewaren Generating Station | 1 | Natural Gas Steam Turbine | 110.7 | IPP Non-CHP
2411 | PSEG Sewaren Generating Station | 2 | Natural Gas Steam Turbine | 107.5 | IPP Non-CHP
2411 | PSEG Sewaren Generating Station | 3 | Natural Gas Steam Turbine | 107.5 | IPP Non-CHP
2411 | PSEG Sewaren Generating Station | 4 | Natural Gas Steam Turbine | 126.5 | IPP Non-CHP
2434 | Howard Down | 11 | Natural Gas Fired Combustion Turbine | 68.2 | Electric Utility
2442 | Four Corners | 4 | Conventional Steam Coal | 818.1 | Electric Utility
2442 | Four Corners | 5 | Conventional Steam Coal | 818.1 | Electric Utility
2444 | Rio Grande | 6 | Natural Gas Steam Turbine | 50 | Electric Utility
2444 | Rio Grande | 7 | Natural Gas Steam Turbine | 50 | Electric Utility
2444 | Rio Grande | 8 | Natural Gas Steam Turbine | 166.5 | Electric Utility
2444 | Rio Grande | 9 | Natural Gas Fired Combustion Turbine | 106 | Electric Utility
2446 | Maddox | 1 | Natural Gas Steam Turbine | 113.6 | Electric Utility
2446 | Maddox | 2 | Natural Gas Fired Combustion Turbine | 86.9 | Electric Utility
2446 | Maddox | 3 | Natural Gas Fired Combustion Turbine | 11.5 | Electric Utility
2450 | Reeves | 1 | Natural Gas Steam Turbine | 44 | Electric Utility
2450 | Reeves | 2 | Natural Gas Steam Turbine | 44 | Electric Utility
2450 | Reeves | 3 | Natural Gas Steam Turbine | 66 | Electric Utility
2451 | San Juan | 1 | Conventional Steam Coal | 369 | Electric Utility
2451 | San Juan | 2 | Conventional Steam Coal | 369 | Electric Utility
2451 | San Juan | 3 | Conventional Steam Coal | 555 | Electric Utility
2451 | San Juan | 4 | Conventional Steam Coal | 555 | Electric Utility
2453 | Carlsbad | 5 | Natural Gas Fired Combustion Turbine | 16.3 | Electric Utility
2454 | Cunningham | 1 | Natural Gas Steam Turbine | 75 | Electric Utility
2454 | Cunningham | 2 | Natural Gas Steam Turbine | 190.4 | Electric Utility
2454 | Cunningham | 3 | Natural Gas Fired Combustion Turbine | 126.9 | Electric Utility
2454 | Cunningham | 4 | Natural Gas Fired Combustion Turbine | 126.9 | Electric Utility
2465 | Animas | GT1 | Natural Gas Fired Combustion Turbine | 18.6 | Electric Utility
2465 | Animas | HY1 | Conventional Hydroelectric | 0.2 | Electric Utility
2475 | Algodones | 1 | Natural Gas Steam Turbine | 15 | Electric Utility
2475 | Algodones | 2 | Natural Gas Steam Turbine | 15 | Electric Utility
2475 | Algodones | 3 | Natural Gas Steam Turbine | 15 | Electric Utility
2480 | Danskammer Generating Station | 1 | Natural Gas Steam Turbine | 72 | IPP Non-CHP
2480 | Danskammer Generating Station | 2 | Natural Gas Steam Turbine | 73.5 | IPP Non-CHP
2480 | Danskammer Generating Station | 3 | Natural Gas Steam Turbine | 147.1 | IPP Non-CHP
2480 | Danskammer Generating Station | 4 | Natural Gas Steam Turbine | 239.4 | IPP Non-CHP
2480 | Danskammer Generating Station | 5 | Petroleum Liquids | 2.7 | IPP Non-CHP
2480 | Danskammer Generating Station | 6 | Petroleum Liquids | 2.7 | IPP Non-CHP
2481 | Dashville | 1 | Conventional Hydroelectric | 2.4 | Electric Utility
2481 | Dashville | 2 | Conventional Hydroelectric | 2.4 | Electric Utility
2483 | Neversink | H1 | Conventional Hydroelectric | 25 | Electric Utility
2485 | South Cairo | GT1 | Petroleum Liquids | 21.6 | Electric Utility
2486 | Sturgeon | H1 | Conventional Hydroelectric | 4.8 | Electric Utility
2486 | Sturgeon | H2 | Conventional Hydroelectric | 4.8 | Electric Utility
2486 | Sturgeon | H3 | Conventional Hydroelectric | 4.8 | Electric Utility
2487 | West Coxsackie | GT1 | Natural Gas Fired Combustion Turbine | 21.6 | Electric Utility
2490 | Arthur Kill Generating Station | 2 | Natural Gas Steam Turbine | 342 | IPP Non-CHP
2490 | Arthur Kill Generating Station | 3 | Natural Gas Steam Turbine | 535.5 | IPP Non-CHP
2490 | Arthur Kill Generating Station | GT1 | Natural Gas Fired Combustion Turbine | 18 | IPP Non-CHP
2493 | East River | 1 | Natural Gas Fired Combustion Turbine | 180 | Electric Utility
2493 | East River | 2 | Natural Gas Fired Combustion Turbine | 180 | Electric Utility
2493 | East River | 6 | Natural Gas Steam Turbine | 156.2 | Electric Utility
2493 | East River | 7 | Natural Gas Steam Turbine | 200 | Electric Utility
2494 | Gowanus Gas Turbines Generating | GT11 | Petroleum Liquids | 20 | IPP Non-CHP
2494 | Gowanus Gas Turbines Generating | GT12 | Petroleum Liquids | 20 | IPP Non-CHP
2494 | Gowanus Gas Turbines Generating | GT13 | Petroleum Liquids | 20 | IPP Non-CHP
2494 | Gowanus Gas Turbines Generating | GT14 | Petroleum Liquids | 20 | IPP Non-CHP
2494 | Gowanus Gas Turbines Generating | GT15 | Petroleum Liquids | 20 | IPP Non-CHP
2494 | Gowanus Gas Turbines Generating | GT16 | Petroleum Liquids | 20 | IPP Non-CHP
2494 | Gowanus Gas Turbines Generating | GT17 | Petroleum Liquids | 20 | IPP Non-CHP
2494 | Gowanus Gas Turbines Generating | GT18 | Petroleum Liquids | 20 | IPP Non-CHP
2494 | Gowanus Gas Turbines Generating | GT21 | Natural Gas Fired Combustion Turbine | 20 | IPP Non-CHP
2494 | Gowanus Gas Turbines Generating | GT22 | Natural Gas Fired Combustion Turbine | 20 | IPP Non-CHP
2494 | Gowanus Gas Turbines Generating | GT23 | Natural Gas Fired Combustion Turbine | 20 | IPP Non-CHP
2494 | Gowanus Gas Turbines Generating | GT24 | Natural Gas Fired Combustion Turbine | 20 | IPP Non-CHP
2494 | Gowanus Gas Turbines Generating | GT25 | Natural Gas Fired Combustion Turbine | 20 | IPP Non-CHP
2494 | Gowanus Gas Turbines Generating | GT26 | Natural Gas Fired Combustion Turbine | 20 | IPP Non-CHP
2494 | Gowanus Gas Turbines Generating | GT27 | Natural Gas Fired Combustion Turbine | 20 | IPP Non-CHP
2494 | Gowanus Gas Turbines Generating | GT28 | Natural Gas Fired Combustion Turbine | 20 | IPP Non-CHP
2494 | Gowanus Gas Turbines Generating | GT31 | Natural Gas Fired Combustion Turbine | 20 | IPP Non-CHP
2494 | Gowanus Gas Turbines Generating | GT32 | Natural Gas Fired Combustion Turbine | 20 | IPP Non-CHP
2494 | Gowanus Gas Turbines Generating | GT33 | Natural Gas Fired Combustion Turbine | 20 | IPP Non-CHP
2494 | Gowanus Gas Turbines Generating | GT34 | Natural Gas Fired Combustion Turbine | 20 | IPP Non-CHP
2494 | Gowanus Gas Turbines Generating | GT35 | Natural Gas Fired Combustion Turbine | 20 | IPP Non-CHP
2494 | Gowanus Gas Turbines Generating | GT36 | Natural Gas Fired Combustion Turbine | 20 | IPP Non-CHP
2494 | Gowanus Gas Turbines Generating | GT37 | Natural Gas Fired Combustion Turbine | 20 | IPP Non-CHP
2494 | Gowanus Gas Turbines Generating | GT38 | Natural Gas Fired Combustion Turbine | 20 | IPP Non-CHP
2494 | Gowanus Gas Turbines Generating | GT41 | Petroleum Liquids | 20 | IPP Non-CHP
2494 | Gowanus Gas Turbines Generating | GT42 | Petroleum Liquids | 20 | IPP Non-CHP
2494 | Gowanus Gas Turbines Generating | GT43 | Petroleum Liquids | 20 | IPP Non-CHP
2494 | Gowanus Gas Turbines Generating | GT44 | Petroleum Liquids | 20 | IPP Non-CHP
2494 | Gowanus Gas Turbines Generating | GT45 | Petroleum Liquids | 20 | IPP Non-CHP
2494 | Gowanus Gas Turbines Generating | GT46 | Petroleum Liquids | 20 | IPP Non-CHP
2494 | Gowanus Gas Turbines Generating | GT47 | Petroleum Liquids | 20 | IPP Non-CHP
2494 | Gowanus Gas Turbines Generating | GT48 | Petroleum Liquids | 20 | IPP Non-CHP
2496 | Hudson Avenue | 4 | Petroleum Liquids | 16.3 | Electric Utility
2496 | Hudson Avenue | GT3 | Petroleum Liquids | 16.3 | Electric Utility
2496 | Hudson Avenue | GT5 | Petroleum Liquids | 16.3 | Electric Utility
2497 | Indian Point 2 | 2 | Nuclear | 1299 | IPP Non-CHP
2499 | Narrows Gas Turbines Generating | NT11 | Natural Gas Fired Combustion Turbine | 22 | IPP Non-CHP
2499 | Narrows Gas Turbines Generating | NT12 | Natural Gas Fired Combustion Turbine | 22 | IPP Non-CHP
2499 | Narrows Gas Turbines Generating | NT13 | Natural Gas Fired Combustion Turbine | 22 | IPP Non-CHP
2499 | Narrows Gas Turbines Generating | NT14 | Natural Gas Fired Combustion Turbine | 22 | IPP Non-CHP
2499 | Narrows Gas Turbines Generating | NT15 | Natural Gas Fired Combustion Turbine | 22 | IPP Non-CHP
2499 | Narrows Gas Turbines Generating | NT16 | Natural Gas Fired Combustion Turbine | 22 | IPP Non-CHP
2499 | Narrows Gas Turbines Generating | NT17 | Natural Gas Fired Combustion Turbine | 22 | IPP Non-CHP
2499 | Narrows Gas Turbines Generating | NT18 | Natural Gas Fired Combustion Turbine | 22 | IPP Non-CHP
2499 | Narrows Gas Turbines Generating | NT21 | Natural Gas Fired Combustion Turbine | 22 | IPP Non-CHP
2499 | Narrows Gas Turbines Generating | NT22 | Natural Gas Fired Combustion Turbine | 22 | IPP Non-CHP
2499 | Narrows Gas Turbines Generating | NT23 | Natural Gas Fired Combustion Turbine | 22 | IPP Non-CHP
2499 | Narrows Gas Turbines Generating | NT24 | Natural Gas Fired Combustion Turbine | 22 | IPP Non-CHP
2499 | Narrows Gas Turbines Generating | NT25 | Natural Gas Fired Combustion Turbine | 22 | IPP Non-CHP
2499 | Narrows Gas Turbines Generating | NT26 | Natural Gas Fired Combustion Turbine | 22 | IPP Non-CHP
2499 | Narrows Gas Turbines Generating | NT27 | Natural Gas Fired Combustion Turbine | 22 | IPP Non-CHP
2499 | Narrows Gas Turbines Generating | NT28 | Natural Gas Fired Combustion Turbine | 22 | IPP Non-CHP
2500 | Ravenswood | 1 | Natural Gas Steam Turbine | 400 | IPP Non-CHP
2500 | Ravenswood | 2 | Natural Gas Steam Turbine | 400 | IPP Non-CHP
2500 | Ravenswood | 3 | Natural Gas Steam Turbine | 1027 | IPP Non-CHP
2500 | Ravenswood | 4 | Natural Gas Fired Combined Cycle | 170 | IPP Non-CHP
2500 | Ravenswood | 4S | Natural Gas Fired Combined Cycle | 80 | IPP Non-CHP
2500 | Ravenswood | GT1 | Natural Gas Fired Combustion Turbine | 18.6 | IPP Non-CHP
2500 | Ravenswood | GT10 | Natural Gas Fired Combustion Turbine | 25 | IPP Non-CHP
2500 | Ravenswood | GT11 | Natural Gas Fired Combustion Turbine | 25 | IPP Non-CHP
2500 | Ravenswood | GT21 | Natural Gas Fired Combustion Turbine | 42.9 | IPP Non-CHP
2500 | Ravenswood | GT22 | Natural Gas Fired Combustion Turbine | 42.9 | IPP Non-CHP
2500 | Ravenswood | GT23 | Natural Gas Fired Combustion Turbine | 42.9 | IPP Non-CHP
2500 | Ravenswood | GT24 | Natural Gas Fired Combustion Turbine | 42.9 | IPP Non-CHP
2500 | Ravenswood | GT31 | Natural Gas Fired Combustion Turbine | 42.9 | IPP Non-CHP
2500 | Ravenswood | GT32 | Natural Gas Fired Combustion Turbine | 42.9 | IPP Non-CHP
2500 | Ravenswood | GT33 | Natural Gas Fired Combustion Turbine | 42.9 | IPP Non-CHP
2500 | Ravenswood | GT34 | Natural Gas Fired Combustion Turbine | 42.9 | IPP Non-CHP
2500 | Ravenswood | GT4 | Natural Gas Fired Combustion Turbine | 21.1 | IPP Non-CHP
2500 | Ravenswood | GT5 | Natural Gas Fired Combustion Turbine | 21.1 | IPP Non-CHP
2500 | Ravenswood | GT6 | Natural Gas Fired Combustion Turbine | 22 | IPP Non-CHP
2500 | Ravenswood | GT7 | Natural Gas Fired Combustion Turbine | 22 | IPP Non-CHP
2500 | Ravenswood | GT9 | Natural Gas Fired Combustion Turbine | 25 | IPP Non-CHP
2503 | 59th Street | GT1 | Natural Gas Fired Combustion Turbine | 17.1 | Electric Utility
2504 | 74th Street | GT1 | Petroleum Liquids | 18.5 | Electric Utility
2504 | 74th Street | GT2 | Petroleum Liquids | 18.5 | Electric Utility
2511 | E F Barrett | 10 | Natural Gas Fired Combustion Turbine | 41.8 | Electric Utility
2511 | E F Barrett | 11 | Natural Gas Fired Combustion Turbine | 41.8 | Electric Utility
2511 | E F Barrett | 12 | Natural Gas Fired Combustion Turbine | 41.8 | Electric Utility
2511 | E F Barrett | 3 | Natural Gas Fired Combustion Turbine | 18 | Electric Utility
2511 | E F Barrett | 4 | Natural Gas Fired Combustion Turbine | 18 | Electric Utility
2511 | E F Barrett | 5 | Natural Gas Fired Combustion Turbine | 18 | Electric Utility
2511 | E F Barrett | 6 | Natural Gas Fired Combustion Turbine | 18 | Electric Utility
2511 | E F Barrett | 8 | Natural Gas Fired Combustion Turbine | 18 | Electric Utility
2511 | E F Barrett | 9 | Natural Gas Fired Combustion Turbine | 41.8 | Electric Utility
2511 | E F Barrett | GT1 | Natural Gas Fired Combustion Turbine | 18 | Electric Utility
2511 | E F Barrett | GT2 | Natural Gas Fired Combustion Turbine | 18 | Electric Utility
2511 | E F Barrett | ST1 | Natural Gas Steam Turbine | 188 | Electric Utility
2511 | E F Barrett | ST2 | Natural Gas Steam Turbine | 188 | Electric Utility
2512 | East Hampton | 1 | Petroleum Liquids | 21.3 | Electric Utility
2512 | East Hampton | 2 | Petroleum Liquids | 2 | Electric Utility
2512 | East Hampton | 3 | Petroleum Liquids | 2 | Electric Utility
2512 | East Hampton | 4 | Petroleum Liquids | 2 | Electric Utility
2514 | Glenwood | GT2 | Petroleum Liquids | 55 | Electric Utility
2514 | Glenwood | GT3 | Petroleum Liquids | 55 | Electric Utility
2516 | Northport | 2 | Natural Gas Steam Turbine | 387 | Electric Utility
2516 | Northport | 3 | Natural Gas Steam Turbine | 387 | Electric Utility
2516 | Northport | 4 | Natural Gas Steam Turbine | 387 | Electric Utility
2516 | Northport | GT1 | Petroleum Liquids | 16 | Electric Utility
2516 | Northport | ST1 | Natural Gas Steam Turbine | 387 | Electric Utility
2517 | Port Jefferson | 3 | Natural Gas Steam Turbine | 188 | Electric Utility
2517 | Port Jefferson | 4 | Natural Gas Steam Turbine | 188 | Electric Utility
2517 | Port Jefferson | GT1 | Petroleum Liquids | 16 | Electric Utility
2517 | Port Jefferson | GT2 | Natural Gas Fired Combustion Turbine | 53 | Electric Utility
2517 | Port Jefferson | GT3 | Natural Gas Fired Combustion Turbine | 53 | Electric Utility
2518 | Shoreham | GT1 | Petroleum Liquids | 52.9 | Electric Utility
2518 | Shoreham | GT2 | Petroleum Liquids | 18.6 | Electric Utility
2519 | South Hampton | 1 | Petroleum Liquids | 11.5 | Electric Utility
2520 | Southold | 1 | Petroleum Liquids | 14 | Electric Utility
2521 | West Babylon | 4 | Petroleum Liquids | 52.4 | Electric Utility
2522 | Cadyville | 1 | Conventional Hydroelectric | 1.2 | Electric Utility
2522 | Cadyville | 2 | Conventional Hydroelectric | 1.2 | Electric Utility
2522 | Cadyville | 3 | Conventional Hydroelectric | 3.1 | Electric Utility
2527 | Greenidge Generation LLC | 4 | Conventional Steam Coal | 112 | IPP Non-CHP
2528 | Harris Lake | 1 | Petroleum Liquids | 1.7 | Electric Utility
2530 | High Falls - Saranac NY | 1 | Conventional Hydroelectric | 4 | Electric Utility
2530 | High Falls - Saranac NY | 2 | Conventional Hydroelectric | 4 | Electric Utility
2530 | High Falls - Saranac NY | 3 | Conventional Hydroelectric | 7 | Electric Utility
2532 | Kent Falls | 1 | Conventional Hydroelectric | 3.2 | Electric Utility
2532 | Kent Falls | 2 | Conventional Hydroelectric | 3.2 | Electric Utility
2532 | Kent Falls | 3 | Conventional Hydroelectric | 6 | Electric Utility
2535 | Cayuga Operating Company | 1 | Conventional Steam Coal | 155.3 | IPP Non-CHP
2535 | Cayuga Operating Company | 2 | Conventional Steam Coal | 167.2 | IPP Non-CHP
2539 | Bethlehem Energy Center | 5 | Natural Gas Fired Combined Cycle | 194.3 | IPP Non-CHP
2539 | Bethlehem Energy Center | 6 | Natural Gas Fired Combined Cycle | 194.3 | IPP Non-CHP
2539 | Bethlehem Energy Center | 7 | Natural Gas Fired Combined Cycle | 194.3 | IPP Non-CHP
2539 | Bethlehem Energy Center | 8 | Natural Gas Fired Combined Cycle | 310.2 | IPP Non-CHP
2540 | Allens Falls | 1 | Conventional Hydroelectric | 4 | IPP Non-CHP
2543 | Beardslee | 1 | Conventional Hydroelectric | 10 | IPP Non-CHP
2543 | Beardslee | 2 | Conventional Hydroelectric | 10 | IPP Non-CHP
2544 | Belfort | 1 | Conventional Hydroelectric | 0.4 | IPP Non-CHP
2544 | Belfort | 2 | Conventional Hydroelectric | 0.6 | IPP Non-CHP
2544 | Belfort | 3 | Conventional Hydroelectric | 1 | IPP Non-CHP
2545 | Bennetts Bridge | 1 | Conventional Hydroelectric | 9 | IPP Non-CHP
2545 | Bennetts Bridge | 2 | Conventional Hydroelectric | 9 | IPP Non-CHP
2545 | Bennetts Bridge | 3 | Conventional Hydroelectric | 9 | IPP Non-CHP
2545 | Bennetts Bridge | 4 | Conventional Hydroelectric | 9 | IPP Non-CHP
2546 | Black River | 1 | Conventional Hydroelectric | 2 | IPP Non-CHP
2546 | Black River | 2 | Conventional Hydroelectric | 2 | IPP Non-CHP
2546 | Black River | 3 | Conventional Hydroelectric | 2 | IPP Non-CHP
2547 | Blake | 1 | Conventional Hydroelectric | 15 | IPP Non-CHP
2548 | Browns Falls | 1 | Conventional Hydroelectric | 8 | IPP Non-CHP
2548 | Browns Falls | 2 | Conventional Hydroelectric | 8 | IPP Non-CHP
2550 | Chasm | 1 | Conventional Hydroelectric | 1 | IPP Non-CHP
2550 | Chasm | 2 | Conventional Hydroelectric | 1 | IPP Non-CHP
2550 | Chasm | 3 | Conventional Hydroelectric | 1 | IPP Non-CHP
2551 | Colton | 1 | Conventional Hydroelectric | 11 | IPP Non-CHP
2551 | Colton | 2 | Conventional Hydroelectric | 12 | IPP Non-CHP
2551 | Colton | 3 | Conventional Hydroelectric | 13 | IPP Non-CHP
2552 | Deferiet | 1 | Conventional Hydroelectric | 4 | IPP Non-CHP
2552 | Deferiet | 2 | Conventional Hydroelectric | 4 | IPP Non-CHP
2552 | Deferiet | 3 | Conventional Hydroelectric | 4 | IPP Non-CHP
2554 | Dunkirk Generating Plant | 1 | Conventional Steam Coal | 96 | IPP Non-CHP
2554 | Dunkirk Generating Plant | 2 | Conventional Steam Coal | 96 | IPP Non-CHP
2554 | Dunkirk Generating Plant | 3 | Conventional Steam Coal | 217.6 | IPP Non-CHP
2554 | Dunkirk Generating Plant | ST4 | Conventional Steam Coal | 217.6 | IPP Non-CHP
2555 | Eagle | 1 | Conventional Hydroelectric | 2 | IPP Non-CHP
2555 | Eagle | 2 | Conventional Hydroelectric | 1 | IPP Non-CHP
2555 | Eagle | 3 | Conventional Hydroelectric | 1 | IPP Non-CHP
2555 | Eagle | 4 | Conventional Hydroelectric | 2 | IPP Non-CHP
2556 | Eel Weir | 1 | Conventional Hydroelectric | 0.5 | IPP Non-CHP
2556 | Eel Weir | 2 | Conventional Hydroelectric | 1 | IPP Non-CHP
2556 | Eel Weir | 3 | Conventional Hydroelectric | 1 | IPP Non-CHP
2557 | Effley | 1 | Conventional Hydroelectric | 0.4 | IPP Non-CHP
2557 | Effley | 2 | Conventional Hydroelectric | 0.4 | IPP Non-CHP
2557 | Effley | 3 | Conventional Hydroelectric | 0.6 | IPP Non-CHP
2557 | Effley | 4 | Conventional Hydroelectric | 1.6 | IPP Non-CHP
2559 | Elmer | 1 | Conventional Hydroelectric | 1 | IPP Non-CHP
2559 | Elmer | 2 | Conventional Hydroelectric | 1 | IPP Non-CHP
2560 | Ephratah | 1 | Conventional Hydroelectric | 1 | IPP Non-CHP
2560 | Ephratah | 2 | Conventional Hydroelectric | 1 | IPP Non-CHP
2560 | Ephratah | 3 | Conventional Hydroelectric | 1 | IPP Non-CHP
2560 | Ephratah | 4 | Conventional Hydroelectric | 1 | IPP Non-CHP
2561 | East Norfolk | 1 | Conventional Hydroelectric | 4 | IPP Non-CHP
2562 | Five Falls | 1 | Conventional Hydroelectric | 24 | IPP Non-CHP
2563 | Flat Rock | 1 | Conventional Hydroelectric | 2 | IPP Non-CHP
2563 | Flat Rock | 2 | Conventional Hydroelectric | 3 | IPP Non-CHP
2564 | Franklin (NY) | 1 | Conventional Hydroelectric | 1 | IPP Non-CHP
2564 | Franklin (NY) | 2 | Conventional Hydroelectric | 1 | IPP Non-CHP
2566 | Fulton Hydro | 1 | Conventional Hydroelectric | 0.8 | IPP Non-CHP
2566 | Fulton Hydro | 2 | Conventional Hydroelectric | 0.5 | IPP Non-CHP
2568 | Glenwood Hydro | 1 | Conventional Hydroelectric | 0.5 | IPP Non-CHP
2568 | Glenwood Hydro | 2 | Conventional Hydroelectric | 0.5 | IPP Non-CHP
2568 | Glenwood Hydro | 3 | Conventional Hydroelectric | 0.5 | IPP Non-CHP
2569 | Granby | 1 | Conventional Hydroelectric | 5 | IPP Non-CHP
2569 | Granby | 2 | Conventional Hydroelectric | 5 | IPP Non-CHP
2571 | Hannawa | 1 | Conventional Hydroelectric | 4 | IPP Non-CHP
2571 | Hannawa | 2 | Conventional Hydroelectric | 4 | IPP Non-CHP
2572 | Herrings | 1 | Conventional Hydroelectric | 1.8 | IPP Non-CHP
2572 | Herrings | 2 | Conventional Hydroelectric | 1.8 | IPP Non-CHP
2572 | Herrings | 3 | Conventional Hydroelectric | 1.8 | IPP Non-CHP
2573 | Heuvelton | 1 | Conventional Hydroelectric | 0.5 | IPP Non-CHP
2573 | Heuvelton | 2 | Conventional Hydroelectric | 0.5 | IPP Non-CHP
2574 | High Dam | 1 | Conventional Hydroelectric | 2.8 | Electric Utility
2574 | High Dam | 2 | Conventional Hydroelectric | 2.8 | Electric Utility
2574 | High Dam | 3 | Conventional Hydroelectric | 2.8 | Electric Utility
2574 | High Dam | 4 | Conventional Hydroelectric | 3.5 | Electric Utility
2575 | High Falls - Croghan NY | 1 | Conventional Hydroelectric | 2 | IPP Non-CHP
2575 | High Falls - Croghan NY | 2 | Conventional Hydroelectric | 2 | IPP Non-CHP
2575 | High Falls - Croghan NY | 3 | Conventional Hydroelectric | 2 | IPP Non-CHP
2576 | Higley | 1N | Conventional Hydroelectric | 1.5 | IPP Non-CHP
2576 | Higley | 2N | Conventional Hydroelectric | 1.5 | IPP Non-CHP
2576 | Higley | 3N | Conventional Hydroelectric | 1.5 | IPP Non-CHP
2576 | Higley | 4N | Conventional Hydroelectric | 1.5 | IPP Non-CHP
2578 | Hydraulic Race | 1 | Conventional Hydroelectric | 3 | IPP Non-CHP
2579 | Inghams | 1 | Conventional Hydroelectric | 3 | IPP Non-CHP
2579 | Inghams | 2 | Conventional Hydroelectric | 3 | IPP Non-CHP
2580 | Johnsonville Dam | 1 | Conventional Hydroelectric | 2 | IPP Non-CHP
2580 | Johnsonville Dam | 2 | Conventional Hydroelectric | 2 | IPP Non-CHP
2581 | Kamargo | 1 | Conventional Hydroelectric | 2 | IPP Non-CHP
2581 | Kamargo | 2 | Conventional Hydroelectric | 2 | IPP Non-CHP
2581 | Kamargo | 3 | Conventional Hydroelectric | 2 | IPP Non-CHP
2582 | Lighthouse Hill | 1 | Conventional Hydroelectric | 4 | IPP Non-CHP
2582 | Lighthouse Hill | 2 | Conventional Hydroelectric | 4 | IPP Non-CHP
2583 | Macomb | 1 | Conventional Hydroelectric | 1 | IPP Non-CHP
2586 | Minetto | 1 | Conventional Hydroelectric | 2 | IPP Non-CHP
2586 | Minetto | 2 | Conventional Hydroelectric | 2 | IPP Non-CHP
2586 | Minetto | 3 | Conventional Hydroelectric | 2 | IPP Non-CHP
2586 | Minetto | 4 | Conventional Hydroelectric | 2 | IPP Non-CHP
2586 | Minetto | 5 | Conventional Hydroelectric | 2 | IPP Non-CHP
2588 | Moshier | 1 | Conventional Hydroelectric | 4 | IPP Non-CHP
2588 | Moshier | 2 | Conventional Hydroelectric | 4 | IPP Non-CHP
2589 | Nine Mile Point Nuclear Station | 1 | Nuclear | 641.8 | IPP Non-CHP
2589 | Nine Mile Point Nuclear Station | 2 | Nuclear | 1259.3 | IPP Non-CHP
2590 | Norfolk | 1 | Conventional Hydroelectric | 5 | IPP Non-CHP
2591 | Norwood | 1 | Conventional Hydroelectric | 2 | IPP Non-CHP
2594 | Oswego Harbor Power | ST5 | Petroleum Liquids | 901.8 | IPP Non-CHP
2594 | Oswego Harbor Power | ST6 | Petroleum Liquids | 901.8 | IPP Non-CHP
2595 | Oswego Falls East | 1 | Conventional Hydroelectric | 2 | IPP Non-CHP
2595 | Oswego Falls East | 2 | Conventional Hydroelectric | 2 | IPP Non-CHP
2595 | Oswego Falls East | 3 | Conventional Hydroelectric | 2 | IPP Non-CHP
2596 | Oswego Falls West | 4 | Conventional Hydroelectric | 1 | IPP Non-CHP
2596 | Oswego Falls West | 5 | Conventional Hydroelectric | 1 | IPP Non-CHP
2596 | Oswego Falls West | 6 | Conventional Hydroelectric | 0.5 | IPP Non-CHP
2596 | Oswego Falls West | 7 | Conventional Hydroelectric | 0.5 | IPP Non-CHP
2597 | Parishville | 1 | Conventional Hydroelectric | 3 | IPP Non-CHP
2598 | Piercefield | 1 | Conventional Hydroelectric | 1.5 | IPP Non-CHP
2598 | Piercefield | 2 | Conventional Hydroelectric | 0.6 | IPP Non-CHP
2598 | Piercefield | 3 | Conventional Hydroelectric | 0.6 | IPP Non-CHP
2599 | Prospect | 1 | Conventional Hydroelectric | 19 | IPP Non-CHP
2600 | Rainbow Falls Hydro | 1 | Conventional Hydroelectric | 25 | IPP Non-CHP
2601 | Raymondville | 1 | Conventional Hydroelectric | 2 | IPP Non-CHP
2604 | South Edwards | 1 | Conventional Hydroelectric | 1 | IPP Non-CHP
2604 | South Edwards | 2 | Conventional Hydroelectric | 1 | IPP Non-CHP
2604 | South Edwards | 3 | Conventional Hydroelectric | 1 | IPP Non-CHP
2604 | South Edwards | 4 | Conventional Hydroelectric | 1 | IPP Non-CHP
2605 | School Street | 1 | Conventional Hydroelectric | 8 | IPP Non-CHP
2605 | School Street | 2 | Conventional Hydroelectric | 7 | IPP Non-CHP
2605 | School Street | 3 | Conventional Hydroelectric | 7 | IPP Non-CHP
2605 | School Street | 4 | Conventional Hydroelectric | 7 | IPP Non-CHP
2605 | School Street | 5 | Conventional Hydroelectric | 13 | IPP Non-CHP
2606 | Schaghticoke | 1 | Conventional Hydroelectric | 4 | IPP Non-CHP
2606 | Schaghticoke | 2 | Conventional Hydroelectric | 4 | IPP Non-CHP
2606 | Schaghticoke | 3 | Conventional Hydroelectric | 4 | IPP Non-CHP
2606 | Schaghticoke | 4 | Conventional Hydroelectric | 4 | IPP Non-CHP
2607 | Schuylerville | 1 | Conventional Hydroelectric | 2 | IPP Non-CHP
2608 | Sewalls | 1 | Conventional Hydroelectric | 1 | IPP Non-CHP
2608 | Sewalls | 2 | Conventional Hydroelectric | 1 | IPP Non-CHP
2609 | Sherman Island | 1 | Conventional Hydroelectric | 7 | IPP Non-CHP
2609 | Sherman Island | 2 | Conventional Hydroelectric | 7 | IPP Non-CHP
2609 | Sherman Island | 3 | Conventional Hydroelectric | 7 | IPP Non-CHP
2609 | Sherman Island | 4 | Conventional Hydroelectric | 7 | IPP Non-CHP
2609 | Sherman Island | 5 | Conventional Hydroelectric | 7 | IPP Non-CHP
2609 | Sherman Island | 6 | Conventional Hydroelectric | 1.3 | IPP Non-CHP
2610 | Soft Maple | 1 | Conventional Hydroelectric | 8 | IPP Non-CHP
2610 | Soft Maple | 2 | Conventional Hydroelectric | 8 | IPP Non-CHP
2611 | South Colton | 1 | Conventional Hydroelectric | 21 | IPP Non-CHP
2612 | Spier Falls | 8 | Conventional Hydroelectric | 9 | IPP Non-CHP
2612 | Spier Falls | 9 | Conventional Hydroelectric | 47 | IPP Non-CHP
2613 | Stark | 1 | Conventional Hydroelectric | 26 | IPP Non-CHP
2614 | Stewarts Bridge | 1 | Conventional Hydroelectric | 36 | IPP Non-CHP
2614 | Stewarts Bridge | 2 | Conventional Hydroelectric | 2.5 | IPP Non-CHP
2616 | Sugar Island | 1 | Conventional Hydroelectric | 2 | IPP Non-CHP
2616 | Sugar Island | 2 | Conventional Hydroelectric | 2 | IPP Non-CHP
2617 | Taylorville | 1 | Conventional Hydroelectric | 1 | IPP Non-CHP
2617 | Taylorville | 2 | Conventional Hydroelectric | 1 | IPP Non-CHP
2617 | Taylorville | 3 | Conventional Hydroelectric | 1 | IPP Non-CHP
2617 | Taylorville | 4 | Conventional Hydroelectric | 1 | IPP Non-CHP
2619 | Trenton Falls | 5 | Conventional Hydroelectric | 6.8 | IPP Non-CHP
2619 | Trenton Falls | 6 | Conventional Hydroelectric | 6.4 | IPP Non-CHP
2619 | Trenton Falls | 7 | Conventional Hydroelectric | 8.7 | IPP Non-CHP
2621 | Varick | 2 | Conventional Hydroelectric | 2 | IPP Non-CHP
2621 | Varick | 3 | Conventional Hydroelectric | 2 | IPP Non-CHP
2621 | Varick | 4 | Conventional Hydroelectric | 2 | IPP Non-CHP
2621 | Varick | 5 | Conventional Hydroelectric | 2 | IPP Non-CHP
2623 | Waterport | 1 | Conventional Hydroelectric | 2 | IPP Non-CHP
2623 | Waterport | 2 | Conventional Hydroelectric | 2 | IPP Non-CHP
2624 | Yaleville | 1 | Conventional Hydroelectric | 1 | IPP Non-CHP
2624 | Yaleville | 2 | Conventional Hydroelectric | 1 | IPP Non-CHP
2625 | Bowline Point | 1 | Natural Gas Steam Turbine | 621 | IPP Non-CHP
2625 | Bowline Point | 2 | Natural Gas Steam Turbine | 621 | IPP Non-CHP
2627 | Grahamsville | GRHM | Conventional Hydroelectric | 18 | Electric Utility
2628 | Hillburn | GEN1 | Natural Gas Fired Combustion Turbine | 46.5 | IPP Non-CHP
2630 | Mongaup | GEN1 | Conventional Hydroelectric | 4 | IPP Non-CHP
2631 | Rio | RIO | Conventional Hydroelectric | 10 | IPP Non-CHP
2631 | Rio | RIO2 | Conventional Hydroelectric | 0.8 | IPP Non-CHP
2632 | Shoemaker | SHOE | Natural Gas Fired Combustion Turbine | 41.9 | IPP Non-CHP
2634 | Swinging Bridge 2 | SWI2 | Conventional Hydroelectric | 6.8 | IPP Non-CHP
2638 | Rochester 26 | 1 | Conventional Hydroelectric | 3 | Electric Utility
2639 | Rochester 2 | 1 | Conventional Hydroelectric | 8.5 | Electric Utility
2641 | Rochester 5 | 2 | Conventional Hydroelectric | 12.8 | Electric Utility
2641 | Rochester 5 | HY1 | Conventional Hydroelectric | 12.8 | Electric Utility
2641 | Rochester 5 | HY3 | Conventional Hydroelectric | 18 | Electric Utility
2646 | Wiscoy 170 | 1 | Conventional Hydroelectric | 0.6 | Electric Utility
2646 | Wiscoy 170 | 2 | Conventional Hydroelectric | 0.4 | Electric Utility
2678 | Plant No 1 Freeport | 2 | Petroleum Liquids | 2.9 | Electric Utility
2678 | Plant No 1 Freeport | 3 | Petroleum Liquids | 3.1 | Electric Utility
2678 | Plant No 1 Freeport | 4 | Petroleum Liquids | 5.1 | Electric Utility
2679 | Plant No 2 Freeport | 3 | Petroleum Liquids | 18.1 | Electric Utility
2679 | Plant No 2 Freeport | CT5 | Natural Gas Fired Combustion Turbine | 60.5 | Electric Utility
2681 | Greenport | 2 | Petroleum Liquids | 1.7 | Electric Utility
2681 | Greenport | 4 | Petroleum Liquids | 1.2 | Electric Utility
2681 | Greenport | 5 | Petroleum Liquids | 1.8 | Electric Utility
2681 | Greenport | 6 | Petroleum Liquids | 3.8 | Electric Utility
2681 | Greenport | 7 | Petroleum Liquids | 1.6 | Electric Utility
2682 | S A Carlson | 5 | Natural Gas Steam Turbine | 24.5 | Electric Utility
2682 | S A Carlson | 6 | Natural Gas Steam Turbine | 24.5 | Electric Utility
2682 | S A Carlson | 7 | Natural Gas Fired Combustion Turbine | 47.3 | Electric Utility
2685 | Crescent | 1 | Conventional Hydroelectric | 2.8 | Electric Utility
2685 | Crescent | 2 | Conventional Hydroelectric | 2.8 | Electric Utility
2685 | Crescent | 3 | Conventional Hydroelectric | 3 | Electric Utility
2685 | Crescent | 4 | Conventional Hydroelectric | 3 | Electric Utility
2686 | Vischer Ferry | 1 | Conventional Hydroelectric | 2.8 | Electric Utility
2686 | Vischer Ferry | 2 | Conventional Hydroelectric | 2.8 | Electric Utility
2686 | Vischer Ferry | 3 | Conventional Hydroelectric | 3 | Electric Utility
2686 | Vischer Ferry | 4 | Conventional Hydroelectric | 3 | Electric Utility
2691 | Blenheim Gilboa | 1 | Hydroelectric Pumped Storage | 250 | Electric Utility
2691 | Blenheim Gilboa | 2 | Hydroelectric Pumped Storage | 250 | Electric Utility
2691 | Blenheim Gilboa | 3 | Hydroelectric Pumped Storage | 250 | Electric Utility
2691 | Blenheim Gilboa | 4 | Hydroelectric Pumped Storage | 250 | Electric Utility
2692 | Lewiston Niagara | 1 | Hydroelectric Pumped Storage | 20 | Electric Utility
2692 | Lewiston Niagara | 10 | Hydroelectric Pumped Storage | 20 | Electric Utility
2692 | Lewiston Niagara | 11 | Hydroelectric Pumped Storage | 20 | Electric Utility
2692 | Lewiston Niagara | 12 | Hydroelectric Pumped Storage | 20 | Electric Utility
2692 | Lewiston Niagara | 2 | Hydroelectric Pumped Storage | 20 | Electric Utility
2692 | Lewiston Niagara | 3 | Hydroelectric Pumped Storage | 20 | Electric Utility
2692 | Lewiston Niagara | 4 | Hydroelectric Pumped Storage | 20 | Electric Utility
2692 | Lewiston Niagara | 5 | Hydroelectric Pumped Storage | 20 | Electric Utility
2692 | Lewiston Niagara | 6 | Hydroelectric Pumped Storage | 20 | Electric Utility
2692 | Lewiston Niagara | 7 | Hydroelectric Pumped Storage | 20 | Electric Utility
2692 | Lewiston Niagara | 8 | Hydroelectric Pumped Storage | 20 | Electric Utility
2692 | Lewiston Niagara | 9 | Hydroelectric Pumped Storage | 20 | Electric Utility
2693 | Robert Moses Niagara | 1 | Conventional Hydroelectric | 193.5 | Electric Utility
2693 | Robert Moses Niagara | 10 | Conventional Hydroelectric | 193.5 | Electric Utility
2693 | Robert Moses Niagara | 11 | Conventional Hydroelectric | 193.5 | Electric Utility
2693 | Robert Moses Niagara | 12 | Conventional Hydroelectric | 193.5 | Electric Utility
2693 | Robert Moses Niagara | 13 | Conventional Hydroelectric | 193.5 | Electric Utility
2693 | Robert Moses Niagara | 2 | Conventional Hydroelectric | 193.5 | Electric Utility
2693 | Robert Moses Niagara | 3 | Conventional Hydroelectric | 193.5 | Electric Utility
2693 | Robert Moses Niagara | 4 | Conventional Hydroelectric | 193.5 | Electric Utility
2693 | Robert Moses Niagara | 5 | Conventional Hydroelectric | 193.5 | Electric Utility
2693 | Robert Moses Niagara | 6 | Conventional Hydroelectric | 193.5 | Electric Utility
2693 | Robert Moses Niagara | 7 | Conventional Hydroelectric | 193.5 | Electric Utility
2693 | Robert Moses Niagara | 8 | Conventional Hydroelectric | 150.3 | Electric Utility
2693 | Robert Moses Niagara | 9 | Conventional Hydroelectric | 150.3 | Electric Utility
2694 | Robert Moses Power Dam | 17 | Conventional Hydroelectric | 57 | Electric Utility
2694 | Robert Moses Power Dam | 18 | Conventional Hydroelectric | 57 | Electric Utility
2694 | Robert Moses Power Dam | 19 | Conventional Hydroelectric | 57 | Electric Utility
2694 | Robert Moses Power Dam | 20 | Conventional Hydroelectric | 57 | Electric Utility
2694 | Robert Moses Power Dam | 21 | Conventional Hydroelectric | 57 | Electric Utility
2694 | Robert Moses Power Dam | 22 | Conventional Hydroelectric | 57 | Electric Utility
2694 | Robert Moses Power Dam | 23 | Conventional Hydroelectric | 57 | Electric Utility
2694 | Robert Moses Power Dam | 24 | Conventional Hydroelectric | 57 | Electric Utility
2694 | Robert Moses Power Dam | 25 | Conventional Hydroelectric | 57 | Electric Utility
2694 | Robert Moses Power Dam | 26 | Conventional Hydroelectric | 57 | Electric Utility
2694 | Robert Moses Power Dam | 27 | Conventional Hydroelectric | 57 | Electric Utility
2694 | Robert Moses Power Dam | 28 | Conventional Hydroelectric | 57 | Electric Utility
2694 | Robert Moses Power Dam | 29 | Conventional Hydroelectric | 57 | Electric Utility
2694 | Robert Moses Power Dam | 30 | Conventional Hydroelectric | 57 | Electric Utility
2694 | Robert Moses Power Dam | 31 | Conventional Hydroelectric | 57 | Electric Utility
2694 | Robert Moses Power Dam | 32 | Conventional Hydroelectric | 57 | Electric Utility
2695 | Charles P Keller | 10 | Natural Gas Internal Combustion Engine | 3.5 | Electric Utility
2695 | Charles P Keller | 11 | Natural Gas Internal Combustion Engine | 5.2 | Electric Utility
2695 | Charles P Keller | 12 | Natural Gas Internal Combustion Engine | 5.5 | Electric Utility
2695 | Charles P Keller | 13 | Natural Gas Internal Combustion Engine | 5.5 | Electric Utility
2695 | Charles P Keller | 14 | Natural Gas Internal Combustion Engine | 6.2 | Electric Utility
2695 | Charles P Keller | 7 | Petroleum Liquids | 2 | Electric Utility
2695 | Charles P Keller | 8 | Petroleum Liquids | 2.4 | Electric Utility
2695 | Charles P Keller | 9 | Natural Gas Internal Combustion Engine | 3.5 | Electric Utility
2700 | Watertown | 1 | Conventional Hydroelectric | 2.7 | Electric Utility
2700 | Watertown | 2 | Conventional Hydroelectric | 2.7 | Electric Utility
2700 | Watertown | 3 | Conventional Hydroelectric | 2.7 | Electric Utility
2706 | Asheville | 1 | Conventional Steam Coal | 206.6 | Electric Utility
2706 | Asheville | 2 | Conventional Steam Coal | 207 | Electric Utility
2706 | Asheville | GT1 | Natural Gas Fired Combustion Turbine | 211.7 | Electric Utility
2706 | Asheville | GT2 | Natural Gas Fired Combustion Turbine | 211.8 | Electric Utility
2707 | Blewett | 1 | Conventional Hydroelectric | 3.2 | Electric Utility
2707 | Blewett | 2 | Conventional Hydroelectric | 3.2 | Electric Utility
2707 | Blewett | 3 | Conventional Hydroelectric | 3.2 | Electric Utility
2707 | Blewett | 4 | Conventional Hydroelectric | 5 | Electric Utility
2707 | Blewett | 5 | Conventional Hydroelectric | 5 | Electric Utility
2707 | Blewett | 6 | Conventional Hydroelectric | 5 | Electric Utility
2707 | Blewett | GT1 | Petroleum Liquids | 17.5 | Electric Utility
2707 | Blewett | GT2 | Petroleum Liquids | 17.5 | Electric Utility
2707 | Blewett | GT3 | Petroleum Liquids | 17.5 | Electric Utility
2707 | Blewett | GT4 | Petroleum Liquids | 17.5 | Electric Utility
2710 | Marshall Dam | HC1 | Conventional Hydroelectric | 2.5 | Electric Utility
2710 | Marshall Dam | HC2 | Conventional Hydroelectric | 2.5 | Electric Utility
2712 | Roxboro | 1 | Conventional Steam Coal | 410.8 | Electric Utility
2712 | Roxboro | 2 | Conventional Steam Coal | 657 | Electric Utility
2712 | Roxboro | 3 | Conventional Steam Coal | 745.2 | Electric Utility
2712 | Roxboro | 4 | Conventional Steam Coal | 745.2 | Electric Utility
2713 | L V Sutton Steam | GT1 | Petroleum Liquids | 16.3 | Electric Utility
2713 | L V Sutton Steam | GTA | Petroleum Liquids | 37.5 | Electric Utility
2713 | L V Sutton Steam | GTB | Petroleum Liquids | 37.5 | Electric Utility
2714 | Tillery | 1 | Conventional Hydroelectric | 22 | Electric Utility
2714 | Tillery | 2 | Conventional Hydroelectric | 18 | Electric Utility
2714 | Tillery | 3 | Conventional Hydroelectric | 22 | Electric Utility
2714 | Tillery | 4 | Conventional Hydroelectric | 22 | Electric Utility
2715 | Walters | 1 | Conventional Hydroelectric | 36 | Electric Utility
2715 | Walters | 2 | Conventional Hydroelectric | 36 | Electric Utility
2715 | Walters | 3 | Conventional Hydroelectric | 36 | Electric Utility
2716 | W H Weatherspoon | GT1 | Petroleum Liquids | 39.7 | Electric Utility
2716 | W H Weatherspoon | GT2 | Petroleum Liquids | 39.7 | Electric Utility
2716 | W H Weatherspoon | GT3 | Petroleum Liquids | 41.8 | Electric Utility
2716 | W H Weatherspoon | GT4 | Petroleum Liquids | 41.8 | Electric Utility
2718 | G G Allen | 1 | Conventional Steam Coal | 163.2 | Electric Utility
2718 | G G Allen | 2 | Conventional Steam Coal | 163.2 | Electric Utility
2718 | G G Allen | 3 | Conventional Steam Coal | 272 | Electric Utility
2718 | G G Allen | 4 | Conventional Steam Coal | 278 | Electric Utility
2718 | G G Allen | 5 | Conventional Steam Coal | 272 | Electric Utility
2719 | Bridgewater | 1 | Conventional Hydroelectric | 13 | Electric Utility
2719 | Bridgewater | 2 | Conventional Hydroelectric | 13 | Electric Utility
2719 | Bridgewater | 3 | Conventional Hydroelectric | 1.7 | Electric Utility
2720 | Buck | CT11 | Natural Gas Fired Combined Cycle | 185.3 | Electric Utility
2720 | Buck | CT12 | Natural Gas Fired Combined Cycle | 185.3 | Electric Utility
2720 | Buck | ST10 | Natural Gas Fired Combined Cycle | 327.3 | Electric Utility
2721 | James E. Rogers Energy Complex | 5 | Conventional Steam Coal | 621 | Electric Utility
2721 | James E. Rogers Energy Complex | 6 | Conventional Steam Coal | 909.5 | Electric Utility
2722 | Cowans Ford | 1 | Conventional Hydroelectric | 87.5 | Electric Utility
2722 | Cowans Ford | 2 | Conventional Hydroelectric | 87.5 | Electric Utility
2722 | Cowans Ford | 3 | Conventional Hydroelectric | 87.5 | Electric Utility
2722 | Cowans Ford | 4 | Conventional Hydroelectric | 87.5 | Electric Utility
2723 | Dan River | CT8 | Natural Gas Fired Combined Cycle | 185.3 | Electric Utility
2723 | Dan River | CT9 | Natural Gas Fired Combined Cycle | 185.3 | Electric Utility
2723 | Dan River | ST7 | Natural Gas Fired Combined Cycle | 327.3 | Electric Utility
2726 | Lookout Shoals | 1 | Conventional Hydroelectric | 8.6 | Electric Utility
2726 | Lookout Shoals | 2 | Conventional Hydroelectric | 8.6 | Electric Utility
2726 | Lookout Shoals | 3 | Conventional Hydroelectric | 8.6 | Electric Utility
2727 | Marshall (NC) | 1 | Conventional Steam Coal | 348.5 | Electric Utility
2727 | Marshall (NC) | 2 | Conventional Steam Coal | 348.5 | Electric Utility
2727 | Marshall (NC) | 3 | Conventional Steam Coal | 711 | Electric Utility
2727 | Marshall (NC) | 4 | Conventional Steam Coal | 711 | Electric Utility
2728 | Mountain Island | 1 | Conventional Hydroelectric | 15 | Electric Utility
2728 | Mountain Island | 2 | Conventional Hydroelectric | 15 | Electric Utility
2728 | Mountain Island | 3 | Conventional Hydroelectric | 15 | Electric Utility
2728 | Mountain Island | 4 | Conventional Hydroelectric | 15 | Electric Utility
2729 | Oxford Dam | 1 | Conventional Hydroelectric | 18 | Electric Utility
2729 | Oxford Dam | 2 | Conventional Hydroelectric | 18 | Electric Utility
2730 | Rhodhiss | 1 | Conventional Hydroelectric | 8.5 | Electric Utility
2730 | Rhodhiss | 2 | Conventional Hydroelectric | 8.5 | Electric Utility
2730 | Rhodhiss | 3 | Conventional Hydroelectric | 8.5 | Electric Utility
2735 | Turner Shoals | 1 | Conventional Hydroelectric | 2.7 | IPP Non-CHP
2735 | Turner Shoals | 2 | Conventional Hydroelectric | 2.7 | IPP Non-CHP
2736 | Tuxedo | 1 | Conventional Hydroelectric | 2.5 | Electric Utility
2736 | Tuxedo | 2 | Conventional Hydroelectric | 2.5 | Electric Utility
2741 | Bear Creek Dam | 1 | Conventional Hydroelectric | 9 | Electric Utility
2743 | Cedar Cliff | 1 | Conventional Hydroelectric | 6.4 | Electric Utility
2745 | Franklin (NC) | 1 | Conventional Hydroelectric | 0.5 | Electric Utility
2745 | Franklin (NC) | 2 | Conventional Hydroelectric | 0.5 | Electric Utility
2746 | Mission | 1 | Conventional Hydroelectric | 0.6 | Electric Utility
2746 | Mission | 2 | Conventional Hydroelectric | 0.6 | Electric Utility
2746 | Mission | 3 | Conventional Hydroelectric | 0.6 | Electric Utility
2747 | Nantahala | 1 | Conventional Hydroelectric | 43.2 | Electric Utility
2749 | Tennessee Creek | 1 | Conventional Hydroelectric | 10.8 | Electric Utility
2750 | Thorpe | 1 | Conventional Hydroelectric | 21.6 | Electric Utility
2751 | Tuckasegee | 1 | Conventional Hydroelectric | 3 | Electric Utility
2756 | Gaston | 1 | Conventional Hydroelectric | 44.4 | Electric Utility
2756 | Gaston | 2 | Conventional Hydroelectric | 44.4 | Electric Utility
2756 | Gaston | 3 | Conventional Hydroelectric | 44.4 | Electric Utility
2756 | Gaston | 4 | Conventional Hydroelectric | 44.4 | Electric Utility
2758 | Roanoke Rapids | 1 | Conventional Hydroelectric | 25 | Electric Utility
2758 | Roanoke Rapids | 2 | Conventional Hydroelectric | 25 | Electric Utility
2758 | Roanoke Rapids | 3 | Conventional Hydroelectric | 25 | Electric Utility
2758 | Roanoke Rapids | 4 | Conventional Hydroelectric | 25 | Electric Utility
2773 | Lake Lure | 1 | Conventional Hydroelectric | 1.2 | IPP Non-CHP
2773 | Lake Lure | 2 | Conventional Hydroelectric | 2.4 | IPP Non-CHP
2778 | Chatuge | 1 | Conventional Hydroelectric | 13.2 | Electric Utility
2779 | Fontana Dam | 1 | Conventional Hydroelectric | 81 | Electric Utility
2779 | Fontana Dam | 2 | Conventional Hydroelectric | 92.7 | Electric Utility
2779 | Fontana Dam | 3 | Conventional Hydroelectric | 81 | Electric Utility
2780 | Hiwassee Dam | 1 | Conventional Hydroelectric | 70.6 | Electric Utility
2780 | Hiwassee Dam | 2 | Hydroelectric Pumped Storage | 95 | Electric Utility
2783 | Buxton | 1A | Petroleum Liquids | 3 | Electric Utility
2783 | Buxton | 2A | Petroleum Liquids | 3 | Electric Utility
2783 | Buxton | 3A | Petroleum Liquids | 3 | Electric Utility
2783 | Buxton | 4A | Petroleum Liquids | 3 | Electric Utility
2783 | Buxton | 5A | Petroleum Liquids | 3 | Electric Utility
2790 | R M Heskett | 1 | Conventional Steam Coal | 40 | Electric Utility
2790 | R M Heskett | 2 | Conventional Steam Coal | 75 | Electric Utility
2790 | R M Heskett | 3 | Natural Gas Fired Combustion Turbine | 88 | Electric Utility
2801 | Jamestown | 1 | Petroleum Liquids | 24.1 | Electric Utility
2801 | Jamestown | 2 | Petroleum Liquids | 24.1 | Electric Utility
2811 | Grafton | 1 | Petroleum Liquids | 0.6 | Electric Utility
2811 | Grafton | 2 | Petroleum Liquids | 0.8 | Electric Utility
2811 | Grafton | 3 | Petroleum Liquids | 1.3 | Electric Utility
2811 | Grafton | 4 | Petroleum Liquids | 1.3 | Electric Utility
2815 | Garrison | 1 | Conventional Hydroelectric | 128 | Electric Utility
2815 | Garrison | 2 | Conventional Hydroelectric | 128 | Electric Utility
2815 | Garrison | 3 | Conventional Hydroelectric | 128 | Electric Utility
2815 | Garrison | 4 | Conventional Hydroelectric | 115 | Electric Utility
2815 | Garrison | 5 | Conventional Hydroelectric | 115 | Electric Utility
2817 | Leland Olds | 1 | Conventional Steam Coal | 216 | Electric Utility
2817 | Leland Olds | 2 | Conventional Steam Coal | 440 | Electric Utility
2823 | Milton R Young | 1 | Conventional Steam Coal | 257 | Electric Utility
2823 | Milton R Young | 2 | Conventional Steam Coal | 477 | Electric Utility
2824 | Stanton | 1 | Conventional Steam Coal | 190.2 | Electric Utility
2824 | Stanton | 2 | Petroleum Liquids | 1 | Electric Utility
2828 | Cardinal | 1 | Conventional Steam Coal | 615.2 | IPP Non-CHP
2828 | Cardinal | 2 | Conventional Steam Coal | 615.2 | IPP Non-CHP
2828 | Cardinal | 3 | Conventional Steam Coal | 650 | IPP Non-CHP
2830 | Walter C Beckjord | BECK1 | Batteries | 2 | Electric Utility
2830 | Walter C Beckjord | BECK2 | Batteries | 2 | Electric Utility
2831 | Dicks Creek | 1 | Natural Gas Fired Combustion Turbine | 100 | IPP Non-CHP
2831 | Dicks Creek | 3 | Natural Gas Fired Combustion Turbine | 16.5 | IPP Non-CHP
2831 | Dicks Creek | 4 | Petroleum Liquids | 21.3 | IPP Non-CHP
2831 | Dicks Creek | 5 | Petroleum Liquids | 21.3 | IPP Non-CHP
2832 | Miami Fort | 7 | Conventional Steam Coal | 557.1 | IPP Non-CHP
2832 | Miami Fort | 8 | Conventional Steam Coal | 557.7 | IPP Non-CHP
2832 | Miami Fort | GT3 | Petroleum Liquids | 16.5 | IPP Non-CHP
2832 | Miami Fort | GT4 | Petroleum Liquids | 16.5 | IPP Non-CHP
2832 | Miami Fort | GT5 | Petroleum Liquids | 16.5 | IPP Non-CHP
2832 | Miami Fort | GT6 | Petroleum Liquids | 16.5 | IPP Non-CHP
2836 | Avon Lake | 10 | Petroleum Liquids | 29 | IPP Non-CHP
2836 | Avon Lake | 9 | Conventional Steam Coal | 680 | IPP Non-CHP
2837 | FirstEnergy Eastlake | 6 | Petroleum Liquids | 32 | IPP Non-CHP
2840 | Conesville | 4 | Conventional Steam Coal | 841.5 | IPP Non-CHP
2840 | Conesville | 5 | Conventional Steam Coal | 443.9 | IPP Non-CHP
2840 | Conesville | 6 | Conventional Steam Coal | 443.9 | IPP Non-CHP
2847 | Frank M Tait | GT1 | Natural Gas Fired Combustion Turbine | 103.5 | Electric Utility
2847 | Frank M Tait | GT2 | Natural Gas Fired Combustion Turbine | 106.1 | Electric Utility
2847 | Frank M Tait | GT3 | Natural Gas Fired Combustion Turbine | 84.2 | Electric Utility
2847 | Frank M Tait | IC1 | Petroleum Liquids | 2.7 | Electric Utility
2847 | Frank M Tait | IC2 | Petroleum Liquids | 2.7 | Electric Utility
2847 | Frank M Tait | IC3 | Petroleum Liquids | 2.7 | Electric Utility
2847 | Frank M Tait | IC4 | Petroleum Liquids | 2.7 | Electric Utility
2848 | O H Hutchings | 7 | Natural Gas Fired Combustion Turbine | 32.6 | Electric Utility
2850 | J M Stuart | 1 | Conventional Steam Coal | 610.2 | Electric Utility
2850 | J M Stuart | 2 | Conventional Steam Coal | 610.2 | Electric Utility
2850 | J M Stuart | 3 | Conventional Steam Coal | 610.2 | Electric Utility
2850 | J M Stuart | 4 | Conventional Steam Coal | 610.2 | Electric Utility
2850 | J M Stuart | D1 | Petroleum Liquids | 2.7 | Electric Utility
2850 | J M Stuart | D2 | Petroleum Liquids | 2.7 | Electric Utility
2850 | J M Stuart | D3 | Petroleum Liquids | 2.7 | Electric Utility
2850 | J M Stuart | D4 | Petroleum Liquids | 2.7 | Electric Utility
2851 | Monument | 1 | Petroleum Liquids | 2.7 | Electric Utility
2851 | Monument | 2 | Petroleum Liquids | 2.7 | Electric Utility
2851 | Monument | 3 | Petroleum Liquids | 2.7 | Electric Utility
2851 | Monument | 4 | Petroleum Liquids | 2.7 | Electric Utility
2851 | Monument | 5 | Petroleum Liquids | 2.7 | Electric Utility
2852 | Sidney (OH) | 1 | Petroleum Liquids | 2.7 | Electric Utility
2852 | Sidney (OH) | 2 | Petroleum Liquids | 2.7 | Electric Utility
2852 | Sidney (OH) | 3 | Petroleum Liquids | 2.7 | Electric Utility
2852 | Sidney (OH) | 4 | Petroleum Liquids | 2.7 | Electric Utility
2852 | Sidney (OH) | 5 | Petroleum Liquids | 2.7 | Electric Utility
2854 | Yankee Street | 1 | Natural Gas Fired Combustion Turbine | 18.5 | Electric Utility
2854 | Yankee Street | 2 | Natural Gas Fired Combustion Turbine | 18.5 | Electric Utility
2854 | Yankee Street | 3 | Natural Gas Fired Combustion Turbine | 18.5 | Electric Utility
2854 | Yankee Street | 4 | Natural Gas Fired Combustion Turbine | 17.5 | Electric Utility
2854 | Yankee Street | 5 | Natural Gas Fired Combustion Turbine | 17.5 | Electric Utility
2854 | Yankee Street | 6 | Natural Gas Fired Combustion Turbine | 17.5 | Electric Utility
2854 | Yankee Street | 7 | Natural Gas Fired Combustion Turbine | 17.5 | Electric Utility
2854 | Yankee Street | YS1 | Solar Photovoltaic | 1.1 | Electric Utility
2861 | Niles Power Plant | GT1 | Petroleum Liquids | 27 | IPP Non-CHP
2866 | FirstEnergy W H Sammis | 1 | Conventional Steam Coal | 190.4 | IPP Non-CHP
2866 | FirstEnergy W H Sammis | 2 | Conventional Steam Coal | 190.4 | IPP Non-CHP
2866 | FirstEnergy W H Sammis | 3 | Conventional Steam Coal | 190.4 | IPP Non-CHP
2866 | FirstEnergy W H Sammis | 4 | Conventional Steam Coal | 190.4 | IPP Non-CHP
2866 | FirstEnergy W H Sammis | 5 | Conventional Steam Coal | 334 | IPP Non-CHP
2866 | FirstEnergy W H Sammis | 6 | Conventional Steam Coal | 680 | IPP Non-CHP
2866 | FirstEnergy W H Sammis | 7 | Conventional Steam Coal | 680 | IPP Non-CHP
2866 | FirstEnergy W H Sammis | A1 | Petroleum Liquids | 2.5 | IPP Non-CHP
2866 | FirstEnergy W H Sammis | B1 | Petroleum Liquids | 2.5 | IPP Non-CHP
2866 | FirstEnergy W H Sammis | B2 | Petroleum Liquids | 2.5 | IPP Non-CHP
2866 | FirstEnergy W H Sammis | B3 | Petroleum Liquids | 2.5 | IPP Non-CHP
2866 | FirstEnergy W H Sammis | B4 | Petroleum Liquids | 2.5 | IPP Non-CHP
2869 | FirstEnergy West Lorain | 1A | Petroleum Liquids | 65.3 | IPP Non-CHP
2869 | FirstEnergy West Lorain | 1B | Petroleum Liquids | 65.3 | IPP Non-CHP
2869 | FirstEnergy West Lorain | 2 | Natural Gas Fired Combustion Turbine | 85 | IPP Non-CHP
2869 | FirstEnergy West Lorain | 3 | Natural Gas Fired Combustion Turbine | 85 | IPP Non-CHP
2869 | FirstEnergy West Lorain | 4 | Natural Gas Fired Combustion Turbine | 85 | IPP Non-CHP
2869 | FirstEnergy West Lorain | 5 | Natural Gas Fired Combustion Turbine | 85 | IPP Non-CHP
2869 | FirstEnergy West Lorain | 6 | Natural Gas Fired Combustion Turbine | 85 | IPP Non-CHP
2876 | Kyger Creek | 1 | Conventional Steam Coal | 217.3 | Electric Utility
2876 | Kyger Creek | 2 | Conventional Steam Coal | 217.3 | Electric Utility
2876 | Kyger Creek | 3 | Conventional Steam Coal | 217.3 | Electric Utility
2876 | Kyger Creek | 4 | Conventional Steam Coal | 217.3 | Electric Utility
2876 | Kyger Creek | 5 | Conventional Steam Coal | 217.3 | Electric Utility
2878 | FirstEnergy Bay Shore | 1 | Petroleum Coke | 150.5 | IPP Non-CHP
2878 | FirstEnergy Bay Shore | CT | Petroleum Liquids | 16 | IPP Non-CHP
2880 | Richland | 1 | Petroleum Liquids | 15 | IPP Non-CHP
2880 | Richland | 2 | Natural Gas Fired Combustion Turbine | 15 | IPP Non-CHP
2880 | Richland | 3 | Natural Gas Fired Combustion Turbine | 15 | IPP Non-CHP
2880 | Richland | 4 | Natural Gas Fired Combustion Turbine | 135 | IPP Non-CHP
2880 | Richland | 5 | Natural Gas Fired Combustion Turbine | 135 | IPP Non-CHP
2880 | Richland | 6 | Natural Gas Fired Combustion Turbine | 135 | IPP Non-CHP
2881 | Stryker | 1 | Petroleum Liquids | 19 | IPP Non-CHP
2902 | Arcanum | 1 | Petroleum Liquids | 0.7 | Electric Utility
2902 | Arcanum | 2 | Petroleum Liquids | 0.5 | Electric Utility
2903 | Bryan (OH) | 1 | Natural Gas Fired Combustion Turbine | 15.8 | Electric Utility
2903 | Bryan (OH) | 2 | Natural Gas Fired Combustion Turbine | 16 | Electric Utility
2903 | Bryan (OH) | 5 | Petroleum Liquids | 2.5 | Electric Utility
2903 | Bryan (OH) | 6 | Natural Gas Fired Combustion Turbine | 5 | Electric Utility
2906 | Collinwood | 3 | Natural Gas Fired Combustion Turbine | 16 | Electric Utility
2909 | West 41st Street | 1 | Natural Gas Fired Combustion Turbine | 16 | Electric Utility
2909 | West 41st Street | 2 | Natural Gas Fired Combustion Turbine | 16 | Electric Utility
2914 | Dover | 3 | Conventional Steam Coal | 8 | Electric Utility
2914 | Dover | 4 | Conventional Steam Coal | 19.5 | Electric Utility
2914 | Dover | 5 | Petroleum Liquids | 2.6 | Electric Utility
2914 | Dover | 6 | Natural Gas Fired Combustion Turbine | 19.5 | Electric Utility
2917 | Hamilton (OH) | 5 | Natural Gas Steam Turbine | 10 | Electric Utility
2917 | Hamilton (OH) | 7 | Natural Gas Steam Turbine | 25 | Electric Utility
2917 | Hamilton (OH) | 8 | Natural Gas Steam Turbine | 25 | Electric Utility
2917 | Hamilton (OH) | 9 | Natural Gas Steam Turbine | 50.6 | Electric Utility
2917 | Hamilton (OH) | GT2 | Natural Gas Fired Combustion Turbine | 16.3 | Electric Utility
2921 | Lebanon | 5 | Petroleum Liquids | 2 | Electric Utility
2921 | Lebanon | 6 | Petroleum Liquids | 3 | Electric Utility
2921 | Lebanon | 7 | Petroleum Liquids | 6 | Electric Utility
2921 | Lebanon | 8 | Petroleum Liquids | 5.6 | Electric Utility
2921 | Lebanon | 9 | Petroleum Liquids | 14 | Electric Utility
2933 | Oberlin (OH) | 1 | Petroleum Liquids | 1.1 | Electric Utility
2933 | Oberlin (OH) | 10 | Natural Gas Internal Combustion Engine | 0.5 | Electric Utility
2933 | Oberlin (OH) | 2A | Natural Gas Internal Combustion Engine | 3.1 | Electric Utility
2933 | Oberlin (OH) | 3A | Natural Gas Internal Combustion Engine | 3.1 | Electric Utility
2933 | Oberlin (OH) | 6 | Natural Gas Internal Combustion Engine | 2.5 | Electric Utility
2933 | Oberlin (OH) | 7 | Natural Gas Internal Combustion Engine | 2.7 | Electric Utility
2933 | Oberlin (OH) | 8 | Natural Gas Internal Combustion Engine | 3 | Electric Utility
2933 | Oberlin (OH) | 9 | Natural Gas Internal Combustion Engine | 0.4 | Electric Utility
2933 | Oberlin (OH) | IC4 | Natural Gas Internal Combustion Engine | 2.1 | Electric Utility
2935 | Orrville | 10 | Conventional Steam Coal | 25 | Electric Utility
2935 | Orrville | 11 | Conventional Steam Coal | 25 | Electric Utility
2935 | Orrville | 7 | Conventional Steam Coal | 5 | Electric Utility
2935 | Orrville | 8 | Conventional Steam Coal | 7.5 | Electric Utility
2935 | Orrville | 9 | Conventional Steam Coal | 22 | Electric Utility
2936 | Painesville | 3 | Conventional Steam Coal | 7.5 | Electric Utility
2936 | Painesville | 5 | Conventional Steam Coal | 16.5 | Electric Utility
2936 | Painesville | 7 | Conventional Steam Coal | 22 | Electric Utility
2936 | Painesville | ST2 | Conventional Steam Coal | 7.5 | Electric Utility
2936 | Painesville | WPCP1 | Petroleum Liquids | 2 | Electric Utility
2937 | Piqua Power Plant | 11 | Petroleum Liquids | 16.3 | Electric Utility
2937 | Piqua Power Plant | 8 | Petroleum Liquids | 20 | Electric Utility
2942 | St Marys | 7 | Petroleum Liquids | 14 | Electric Utility
2942 | St Marys | GT1 | Natural Gas Fired Combustion Turbine | 11 | Electric Utility
2943 | Shelby Municipal Light Plant | IC1 | Petroleum Liquids | 3 | Electric Utility
2945 | Anadarko | 10 | Petroleum Liquids | 1.2 | Electric Utility
2945 | Anadarko | 11 | Petroleum Liquids | 1.2 | Electric Utility
2945 | Anadarko | 6 | Petroleum Liquids | 0.6 | Electric Utility
2945 | Anadarko | 7 | Petroleum Liquids | 1.2 | Electric Utility
2945 | Anadarko | 8 | Petroleum Liquids | 1.5 | Electric Utility
2945 | Anadarko | 9 | Petroleum Liquids | 2.1 | Electric Utility
2951 | Horseshoe Lake | 10 | Natural Gas Fired Combustion Turbine | 60.5 | Electric Utility
2951 | Horseshoe Lake | 6 | Natural Gas Steam Turbine | 163 | Electric Utility
2951 | Horseshoe Lake | 8 | Natural Gas Steam Turbine | 443 | Electric Utility
2951 | Horseshoe Lake | 9 | Natural Gas Fired Combustion Turbine | 60.5 | Electric Utility
2951 | Horseshoe Lake | GT7 | Natural Gas Fired Combustion Turbine | 27 | Electric Utility
2951 | Horseshoe Lake | ST7 | Natural Gas Steam Turbine | 220 | Electric Utility
2952 | Muskogee | 4 | Conventional Steam Coal | 572 | Electric Utility
2952 | Muskogee | 5 | Conventional Steam Coal | 572 | Electric Utility
2952 | Muskogee | 6 | Conventional Steam Coal | 572 | Electric Utility
2953 | Mustang | 3 | Natural Gas Steam Turbine | 133 | Electric Utility
2953 | Mustang | 4 | Natural Gas Steam Turbine | 253 | Electric Utility
2953 | Mustang | 5A | Natural Gas Fired Combustion Turbine | 41 | Electric Utility
2953 | Mustang | 5B | Natural Gas Fired Combustion Turbine | 41 | Electric Utility
2953 | Mustang | SLR1 | Solar Photovoltaic | 2.5 | Electric Utility
2956 | Seminole (OK) | 1 | Natural Gas Steam Turbine | 567 | Electric Utility
2956 | Seminole (OK) | 2 | Natural Gas Steam Turbine | 567 | Electric Utility
2956 | Seminole (OK) | 3 | Natural Gas Steam Turbine | 567 | Electric Utility
2963 | Northeastern | 1 | Natural Gas Fired Combined Cycle | 170 | Electric Utility
2963 | Northeastern | 1A | Natural Gas Fired Combined Cycle | 178.5 | Electric Utility
2963 | Northeastern | 1B | Natural Gas Fired Combined Cycle | 178.5 | Electric Utility
2963 | Northeastern | 2 | Natural Gas Steam Turbine | 473 | Electric Utility
2963 | Northeastern | 3 | Conventional Steam Coal | 473 | Electric Utility
2963 | Northeastern | IC1 | Petroleum Liquids | 4.5 | Electric Utility
2964 | Southwestern | 1 | Natural Gas Steam Turbine | 84 | Electric Utility
2964 | Southwestern | 2 | Natural Gas Steam Turbine | 84 | Electric Utility
2964 | Southwestern | 3 | Natural Gas Steam Turbine | 315 | Electric Utility
2964 | Southwestern | 4 | Natural Gas Fired Combustion Turbine | 86.5 | Electric Utility
2964 | Southwestern | 5 | Natural Gas Fired Combustion Turbine | 86.5 | Electric Utility
2964 | Southwestern | IC1 | Petroleum Liquids | 2 | Electric Utility
2965 | Tulsa | 2 | Natural Gas Steam Turbine | 170 | Electric Utility
2965 | Tulsa | 4 | Natural Gas Steam Turbine | 170 | Electric Utility
2965 | Tulsa | IC1 | Petroleum Liquids | 8.2 | Electric Utility
2966 | Weleetka | 4 | Natural Gas Fired Combustion Turbine | 53 | Electric Utility
2966 | Weleetka | 5 | Natural Gas Fired Combustion Turbine | 53 | Electric Utility
2966 | Weleetka | 6 | Natural Gas Fired Combustion Turbine | 53 | Electric Utility
2966 | Weleetka | IC1 | Petroleum Liquids | 4 | Electric Utility
2975 | Cushing | 1 | Petroleum Liquids | 2.5 | Electric Utility
2975 | Cushing | 10 | Petroleum Liquids | 4.5 | Electric Utility
2975 | Cushing | 11 | Petroleum Liquids | 6.3 | Electric Utility
2975 | Cushing | 2 | Petroleum Liquids | 1 | Electric Utility
2975 | Cushing | 3 | Petroleum Liquids | 0.5 | Electric Utility
2975 | Cushing | 4 | Petroleum Liquids | 0.5 | Electric Utility
2975 | Cushing | 5 | Petroleum Liquids | 0.5 | Electric Utility
2975 | Cushing | 6 | Petroleum Liquids | 0.8 | Electric Utility
2975 | Cushing | 7 | Petroleum Liquids | 2.5 | Electric Utility
2975 | Cushing | 8 | Petroleum Liquids | 2.5 | Electric Utility
2975 | Cushing | 9 | Petroleum Liquids | 3 | Electric Utility
2980 | Markham | 1 | Conventional Hydroelectric | 32.1 | Electric Utility
2980 | Markham | 2 | Conventional Hydroelectric | 32.1 | Electric Utility
2980 | Markham | 3 | Conventional Hydroelectric | 32.1 | Electric Utility
2980 | Markham | 4 | Conventional Hydroelectric | 32.1 | Electric Utility
2981 | Pensacola | 1 | Conventional Hydroelectric | 21.6 | Electric Utility
2981 | Pensacola | 2 | Conventional Hydroelectric | 21.6 | Electric Utility
2981 | Pensacola | 3 | Conventional Hydroelectric | 21.6 | Electric Utility
2981 | Pensacola | 4 | Conventional Hydroelectric | 21.6 | Electric Utility
2981 | Pensacola | 5 | Conventional Hydroelectric | 21.6 | Electric Utility
2981 | Pensacola | 6 | Conventional Hydroelectric | 21.6 | Electric Utility
2981 | Pensacola | A | Conventional Hydroelectric | 0.5 | Electric Utility
2982 | Salina | 1 | Hydroelectric Pumped Storage | 43.2 | Electric Utility
2982 | Salina | 2 | Hydroelectric Pumped Storage | 43.2 | Electric Utility
2982 | Salina | 3 | Hydroelectric Pumped Storage | 43.2 | Electric Utility
2982 | Salina | 4 | Hydroelectric Pumped Storage | 43.2 | Electric Utility
2982 | Salina | 5 | Hydroelectric Pumped Storage | 43.2 | Electric Utility
2982 | Salina | 6 | Hydroelectric Pumped Storage | 43.2 | Electric Utility
2984 | Keystone Dam | 1 | Conventional Hydroelectric | 35 | Electric Utility
2984 | Keystone Dam | 2 | Conventional Hydroelectric | 35 | Electric Utility
2985 | Robert S Kerr | 1 | Conventional Hydroelectric | 27.5 | Electric Utility
2985 | Robert S Kerr | 2 | Conventional Hydroelectric | 27.5 | Electric Utility
2985 | Robert S Kerr | 3 | Conventional Hydroelectric | 27.5 | Electric Utility
2985 | Robert S Kerr | 4 | Conventional Hydroelectric | 27.5 | Electric Utility
2986 | Kingfisher | 3 | Natural Gas Internal Combustion Engine | 2.8 | Electric Utility
2986 | Kingfisher | 4 | Natural Gas Internal Combustion Engine | 1.3 | Electric Utility
2986 | Kingfisher | 5 | Natural Gas Internal Combustion Engine | 3.1 | Electric Utility
2986 | Kingfisher | IC1 | Natural Gas Internal Combustion Engine | 1.1 | Electric Utility
2986 | Kingfisher | IC2 | Natural Gas Internal Combustion Engine | 0.8 | Electric Utility
2987 | Webbers Falls | 1 | Conventional Hydroelectric | 20 | Electric Utility
2987 | Webbers Falls | 2 | Conventional Hydroelectric | 20 | Electric Utility
2987 | Webbers Falls | 3 | Conventional Hydroelectric | 20 | Electric Utility
2991 | Mangum | 1 | Natural Gas Internal Combustion Engine | 1.1 | Electric Utility
2991 | Mangum | 4 | Natural Gas Internal Combustion Engine | 1.5 | Electric Utility
2991 | Mangum | 5 | Natural Gas Internal Combustion Engine | 2 | Electric Utility
2991 | Mangum | 6 | Natural Gas Internal Combustion Engine | 2.1 | Electric Utility
2995 | Pawhuska | 1 | Petroleum Liquids | 1.4 | Electric Utility
2995 | Pawhuska | 2 | Petroleum Liquids | 2 | Electric Utility
2995 | Pawhuska | 3 | Petroleum Liquids | 3.1 | Electric Utility
2995 | Pawhuska | 5 | Petroleum Liquids | 2.5 | Electric Utility
3000 | Boomer Lake Station | 3 | Petroleum Liquids | 2 | Electric Utility
3000 | Boomer Lake Station | 4 | Petroleum Liquids | 2 | Electric Utility
3000 | Boomer Lake Station | 5 | Petroleum Liquids | 2 | Electric Utility
3003 | Fort Gibson | 1 | Conventional Hydroelectric | 11.2 | Electric Utility
3003 | Fort Gibson | 2 | Conventional Hydroelectric | 11.2 | Electric Utility
3003 | Fort Gibson | 3 | Conventional Hydroelectric | 11.2 | Electric Utility
3003 | Fort Gibson | 4 | Conventional Hydroelectric | 11.2 | Electric Utility
3004 | Tenkiller Ferry | 1 | Conventional Hydroelectric | 19.5 | Electric Utility
3004 | Tenkiller Ferry | 2 | Conventional Hydroelectric | 19.5 | Electric Utility
3006 | Anadarko Plant | 1 | Natural Gas Steam Turbine | 17.3 | Electric Utility
3006 | Anadarko Plant | 10 | Natural Gas Fired Combustion Turbine | 45 | Electric Utility
3006 | Anadarko Plant | 11 | Natural Gas Fired Combustion Turbine | 45 | Electric Utility
3006 | Anadarko Plant | 2 | Natural Gas Steam Turbine | 17.3 | Electric Utility
3006 | Anadarko Plant | 3 | Natural Gas Steam Turbine | 50 | Electric Utility
3006 | Anadarko Plant | 4 | Natural Gas Fired Combined Cycle | 105.1 | Electric Utility
3006 | Anadarko Plant | 5 | Natural Gas Fired Combined Cycle | 105.1 | Electric Utility
3006 | Anadarko Plant | 6 | Natural Gas Fired Combined Cycle | 105.1 | Electric Utility
3006 | Anadarko Plant | 9 | Natural Gas Fired Combustion Turbine | 45 | Electric Utility
3008 | Mooreland | 1 | Natural Gas Steam Turbine | 45 | Electric Utility
3008 | Mooreland | 2 | Natural Gas Steam Turbine | 125 | Electric Utility
3008 | Mooreland | 3 | Natural Gas Steam Turbine | 135 | Electric Utility
3013 | Hells Canyon | 1 | Conventional Hydroelectric | 130.5 | Electric Utility
3013 | Hells Canyon | 2 | Conventional Hydroelectric | 130.5 | Electric Utility
3013 | Hells Canyon | 3 | Conventional Hydroelectric | 130.5 | Electric Utility
3014 | Oxbow (OR) | 1 | Conventional Hydroelectric | 47.5 | Electric Utility
3014 | Oxbow (OR) | 2 | Conventional Hydroelectric | 47.5 | Electric Utility
3014 | Oxbow (OR) | 3 | Conventional Hydroelectric | 47.5 | Electric Utility
3014 | Oxbow (OR) | 4 | Conventional Hydroelectric | 47.5 | Electric Utility
3020 | Clearwater 1 | 1 | Conventional Hydroelectric | 15 | Electric Utility
3021 | Clearwater 2 | 1 | Conventional Hydroelectric | 26 | Electric Utility
3024 | Eagle Point | 1 | Conventional Hydroelectric | 2.8 | Electric Utility
3025 | East Side | 1 | Conventional Hydroelectric | 3.2 | Electric Utility
3026 | Fish Creek | 1 | Conventional Hydroelectric | 11 | Electric Utility
3028 | John C Boyle | 1 | Conventional Hydroelectric | 50.3 | Electric Utility
3028 | John C Boyle | 2 | Conventional Hydroelectric | 48.4 | Electric Utility
3029 | Lemolo 1 | 1 | Conventional Hydroelectric | 32 | Electric Utility
3032 | Prospect 1 | 1 | Conventional Hydroelectric | 3.8 | Electric Utility
3033 | Prospect 2 | 1 | Conventional Hydroelectric | 16 | Electric Utility
3033 | Prospect 2 | 2 | Conventional Hydroelectric | 16 | Electric Utility
3034 | Prospect 3 | 1 | Conventional Hydroelectric | 7.2 | Electric Utility
3035 | Prospect 4 | 1 | Conventional Hydroelectric | 1 | Electric Utility
3036 | Slide Creek | 1 | Conventional Hydroelectric | 18 | Electric Utility
3037 | Soda Springs | 1 | Conventional Hydroelectric | 11 | Electric Utility
3040 | Toketee Falls | 1 | Conventional Hydroelectric | 14.2 | Electric Utility
3040 | Toketee Falls | 2 | Conventional Hydroelectric | 14.2 | Electric Utility
3040 | Toketee Falls | 3 | Conventional Hydroelectric | 14.2 | Electric Utility
3041 | Wallowa Falls | 1 | Conventional Hydroelectric | 1.1 | Electric Utility
3045 | Faraday | 1 | Conventional Hydroelectric | 3.1 | Electric Utility
3045 | Faraday | 2 | Conventional Hydroelectric | 3.1 | Electric Utility
3045 | Faraday | 3 | Conventional Hydroelectric | 2.7 | Electric Utility
3045 | Faraday | 4 | Conventional Hydroelectric | 4.5 | Electric Utility
3045 | Faraday | 5 | Conventional Hydroelectric | 4 | Electric Utility
3045 | Faraday | 6 | Conventional Hydroelectric | 19.2 | Electric Utility
3047 | North Fork | 1 | Conventional Hydroelectric | 19.2 | Electric Utility
3047 | North Fork | 2 | Conventional Hydroelectric | 21.6 | Electric Utility
3048 | Pelton | 1 | Conventional Hydroelectric | 45 | Electric Utility
3048 | Pelton | 2 | Conventional Hydroelectric | 32.4 | Electric Utility
3048 | Pelton | 3 | Conventional Hydroelectric | 32.4 | Electric Utility
3049 | River Mill | 1 | Conventional Hydroelectric | 3.3 | Electric Utility
3049 | River Mill | 2 | Conventional Hydroelectric | 3.3 | Electric Utility
3049 | River Mill | 3 | Conventional Hydroelectric | 3.3 | Electric Utility
3049 | River Mill | 4 | Conventional Hydroelectric | 3.9 | Electric Utility
3049 | River Mill | 5 | Conventional Hydroelectric | 5 | Electric Utility
3050 | Round Butte | 1 | Conventional Hydroelectric | 112.5 | Electric Utility
3050 | Round Butte | 2 | Conventional Hydroelectric | 130 | Electric Utility
3050 | Round Butte | 3 | Conventional Hydroelectric | 130 | Electric Utility
3053 | Sullivan | 1 | Conventional Hydroelectric | 1.2 | Electric Utility
3053 | Sullivan | 10 | Conventional Hydroelectric | 1.2 | Electric Utility
3053 | Sullivan | 11 | Conventional Hydroelectric | 1.2 | Electric Utility
3053 | Sullivan | 12 | Conventional Hydroelectric | 1.2 | Electric Utility
3053 | Sullivan | 13 | Conventional Hydroelectric | 1.2 | Electric Utility
3053 | Sullivan | 2 | Conventional Hydroelectric | 1.2 | Electric Utility
3053 | Sullivan | 3 | Conventional Hydroelectric | 1.2 | Electric Utility
3053 | Sullivan | 4 | Conventional Hydroelectric | 1.2 | Electric Utility
3053 | Sullivan | 5 | Conventional Hydroelectric | 1.2 | Electric Utility
3053 | Sullivan | 6 | Conventional Hydroelectric | 1.2 | Electric Utility
3053 | Sullivan | 7 | Conventional Hydroelectric | 1.2 | Electric Utility
3053 | Sullivan | 8 | Conventional Hydroelectric | 1.2 | Electric Utility
3053 | Sullivan | 9 | Conventional Hydroelectric | 1 | Electric Utility
3067 | Carmen Smith | 1 | Conventional Hydroelectric | 52.2 | Electric Utility
3067 | Carmen Smith | 2 | Conventional Hydroelectric | 52.2 | Electric Utility
3067 | Carmen Smith | 3 | Conventional Hydroelectric | 9.9 | Electric Utility
3068 | Leaburg | 1 | Conventional Hydroelectric | 8.4 | Electric Utility
3068 | Leaburg | 2 | Conventional Hydroelectric | 7.5 | Electric Utility
3071 | Walterville | 1 | Conventional Hydroelectric | 8 | Electric Utility
3074 | Big Cliff | 1 | Conventional Hydroelectric | 18 | Electric Utility
3075 | Bonneville | 1 | Conventional Hydroelectric | 53.5 | Electric Utility
3075 | Bonneville | 10 | Conventional Hydroelectric | 62.1 | Electric Utility
3075 | Bonneville | 11 | Conventional Hydroelectric | 66.5 | Electric Utility
3075 | Bonneville | 12 | Conventional Hydroelectric | 66.5 | Electric Utility
3075 | Bonneville | 13 | Conventional Hydroelectric | 66.5 | Electric Utility
3075 | Bonneville | 14 | Conventional Hydroelectric | 66.5 | Electric Utility
3075 | Bonneville | 15 | Conventional Hydroelectric | 66.5 | Electric Utility
3075 | Bonneville | 16 | Conventional Hydroelectric | 66.5 | Electric Utility
3075 | Bonneville | 17 | Conventional Hydroelectric | 66.5 | Electric Utility
3075 | Bonneville | 18 | Conventional Hydroelectric | 66.5 | Electric Utility
3075 | Bonneville | 2 | Conventional Hydroelectric | 53.5 | Electric Utility
3075 | Bonneville | 3 | Conventional Hydroelectric | 62.1 | Electric Utility
3075 | Bonneville | 4 | Conventional Hydroelectric | 62.1 | Electric Utility
3075 | Bonneville | 5 | Conventional Hydroelectric | 62.1 | Electric Utility
3075 | Bonneville | 6 | Conventional Hydroelectric | 62.1 | Electric Utility
3075 | Bonneville | 7 | Conventional Hydroelectric | 62.1 | Electric Utility
3075 | Bonneville | 8 | Conventional Hydroelectric | 62.1 | Electric Utility
3075 | Bonneville | 9 | Conventional Hydroelectric | 62.1 | Electric Utility
3075 | Bonneville | F1 | Conventional Hydroelectric | 13.1 | Electric Utility
3075 | Bonneville | F2 | Conventional Hydroelectric | 13.1 | Electric Utility
3076 | Cougar | 1 | Conventional Hydroelectric | 13 | Electric Utility
3076 | Cougar | 2 | Conventional Hydroelectric | 13 | Electric Utility
3077 | Detroit | 1 | Conventional Hydroelectric | 50 | Electric Utility
3077 | Detroit | 2 | Conventional Hydroelectric | 50 | Electric Utility
3078 | Dexter | 1 | Conventional Hydroelectric | 15 | Electric Utility
3080 | Green Peter | 1 | Conventional Hydroelectric | 40 | Electric Utility
3080 | Green Peter | 2 | Conventional Hydroelectric | 40 | Electric Utility
3081 | Hills Creek | 1 | Conventional Hydroelectric | 15 | Electric Utility
3081 | Hills Creek | 2 | Conventional Hydroelectric | 15 | Electric Utility
3082 | John Day | 1 | Conventional Hydroelectric | 135 | Electric Utility
3082 | John Day | 10 | Conventional Hydroelectric | 135 | Electric Utility
3082 | John Day | 11 | Conventional Hydroelectric | 135 | Electric Utility
3082 | John Day | 12 | Conventional Hydroelectric | 135 | Electric Utility
3082 | John Day | 13 | Conventional Hydroelectric | 135 | Electric Utility
3082 | John Day | 14 | Conventional Hydroelectric | 135 | Electric Utility
3082 | John Day | 15 | Conventional Hydroelectric | 135 | Electric Utility
3082 | John Day | 16 | Conventional Hydroelectric | 135 | Electric Utility
3082 | John Day | 2 | Conventional Hydroelectric | 135 | Electric Utility
3082 | John Day | 3 | Conventional Hydroelectric | 135 | Electric Utility
3082 | John Day | 4 | Conventional Hydroelectric | 135 | Electric Utility
3082 | John Day | 5 | Conventional Hydroelectric | 135 | Electric Utility
3082 | John Day | 6 | Conventional Hydroelectric | 135 | Electric Utility
3082 | John Day | 7 | Conventional Hydroelectric | 135 | Electric Utility
3082 | John Day | 8 | Conventional Hydroelectric | 135 | Electric Utility
3082 | John Day | 9 | Conventional Hydroelectric | 135 | Electric Utility
3083 | Lookout Point | 1 | Conventional Hydroelectric | 40 | Electric Utility
3083 | Lookout Point | 2 | Conventional Hydroelectric | 40 | Electric Utility
3083 | Lookout Point | 3 | Conventional Hydroelectric | 40 | Electric Utility
3084 | McNary | 1 | Conventional Hydroelectric | 70 | Electric Utility
3084 | McNary | 10 | Conventional Hydroelectric | 70 | Electric Utility
3084 | McNary | 11 | Conventional Hydroelectric | 70 | Electric Utility
3084 | McNary | 12 | Conventional Hydroelectric | 70 | Electric Utility
3084 | McNary | 13 | Conventional Hydroelectric | 70 | Electric Utility
3084 | McNary | 14 | Conventional Hydroelectric | 80.5 | Electric Utility
3084 | McNary | 2 | Conventional Hydroelectric | 70 | Electric Utility
3084 | McNary | 3 | Conventional Hydroelectric | 70 | Electric Utility
3084 | McNary | 4 | Conventional Hydroelectric | 70 | Electric Utility
3084 | McNary | 5 | Conventional Hydroelectric | 70 | Electric Utility
3084 | McNary | 6 | Conventional Hydroelectric | 70 | Electric Utility
3084 | McNary | 7 | Conventional Hydroelectric | 70 | Electric Utility
3084 | McNary | 8 | Conventional Hydroelectric | 70 | Electric Utility
3084 | McNary | 9 | Conventional Hydroelectric | 70 | Electric Utility
3096 | Brunot Island | 1A | Petroleum Liquids | 25.5 | IPP Non-CHP
3096 | Brunot Island | 2A | Natural Gas Fired Combined Cycle | 65.3 | IPP Non-CHP
3096 | Brunot Island | 2B | Natural Gas Fired Combined Cycle | 65.3 | IPP Non-CHP
3096 | Brunot Island | 3 | Natural Gas Fired Combined Cycle | 65.3 | IPP Non-CHP
3096 | Brunot Island | ST4 | Natural Gas Fired Combined Cycle | 144 | IPP Non-CHP
3109 | Hamilton (PA) | 1 | Petroleum Liquids | 19.6 | IPP Non-CHP
3110 | Hunterstown | 1 | Petroleum Liquids | 20 | IPP Non-CHP
3110 | Hunterstown | 2 | Petroleum Liquids | 20 | IPP Non-CHP
3110 | Hunterstown | 3 | Petroleum Liquids | 20 | IPP Non-CHP
3111 | Mountain | 1 | Petroleum Liquids | 27 | IPP Non-CHP
3111 | Mountain | 2 | Petroleum Liquids | 27 | IPP Non-CHP
3112 | Orrtanna | 1 | Petroleum Liquids | 27 | IPP Non-CHP
3113 | Portland (PA) | 3 | Petroleum Liquids | 18 | IPP Non-CHP
3113 | Portland (PA) | 4 | Petroleum Liquids | 20 | IPP Non-CHP
3113 | Portland (PA) | 5 | Petroleum Liquids | 156 | IPP Non-CHP
3114 | Shawnee (PA) | 1 | Petroleum Liquids | 20 | IPP Non-CHP
3115 | Titus | 4 | Petroleum Liquids | 18 | IPP Non-CHP
3115 | Titus | 5 | Petroleum Liquids | 18 | IPP Non-CHP
3116 | Tolna | 1 | Petroleum Liquids | 27 | IPP Non-CHP
3116 | Tolna | 2 | Petroleum Liquids | 27 | IPP Non-CHP
3117 | York Haven | 1 | Conventional Hydroelectric | 19.6 | IPP Non-CHP
3118 | Conemaugh | 1 | Conventional Steam Coal | 936 | IPP Non-CHP
3118 | Conemaugh | 2 | Conventional Steam Coal | 936 | IPP Non-CHP
3118 | Conemaugh | A | Petroleum Liquids | 3 | IPP Non-CHP
3118 | Conemaugh | B | Petroleum Liquids | 3 | IPP Non-CHP
3118 | Conemaugh | C | Petroleum Liquids | 3 | IPP Non-CHP
3118 | Conemaugh | D | Petroleum Liquids | 3 | IPP Non-CHP
3120 | Blossburg | 1 | Natural Gas Fired Combustion Turbine | 24 | IPP Non-CHP
3122 | Homer City Generating Station | 1 | Conventional Steam Coal | 660 | IPP Non-CHP
3122 | Homer City Generating Station | 2 | Conventional Steam Coal | 660 | IPP Non-CHP
3122 | Homer City Generating Station | 3 | Conventional Steam Coal | 692 | IPP Non-CHP
3124 | Piney | 1 | Conventional Hydroelectric | 10 | IPP Non-CHP
3124 | Piney | 2 | Conventional Hydroelectric | 10 | IPP Non-CHP
3124 | Piney | 3 | Conventional Hydroelectric | 10 | IPP Non-CHP
3130 | Seward (PA) | FB1 | Conventional Steam Coal | 585 | IPP Non-CHP
3131 | Shawville | 1 | Natural Gas Steam Turbine | 125 | IPP Non-CHP
3131 | Shawville | 2 | Natural Gas Steam Turbine | 125 | IPP Non-CHP
3131 | Shawville | 3 | Natural Gas Steam Turbine | 188 | IPP Non-CHP
3131 | Shawville | 4 | Natural Gas Steam Turbine | 188 | IPP Non-CHP
3131 | Shawville | 5 | Petroleum Liquids | 2 | IPP Non-CHP
3131 | Shawville | 6 | Petroleum Liquids | 2 | IPP Non-CHP
3131 | Shawville | 7 | Petroleum Liquids | 2 | IPP Non-CHP
3132 | Warren | 3 | Petroleum Liquids | 53.1 | IPP Non-CHP
3136 | Keystone | 1 | Conventional Steam Coal | 936 | IPP Non-CHP
3136 | Keystone | 2 | Conventional Steam Coal | 936 | IPP Non-CHP
3136 | Keystone | 3 | Petroleum Liquids | 3 | IPP Non-CHP
3136 | Keystone | 4 | Petroleum Liquids | 3 | IPP Non-CHP
3136 | Keystone | 5 | Petroleum Liquids | 3 | IPP Non-CHP
3136 | Keystone | 6 | Petroleum Liquids | 3 | IPP Non-CHP
3138 | New Castle Plant | 3 | Natural Gas Steam Turbine | 98 | IPP Non-CHP
3138 | New Castle Plant | 4 | Natural Gas Steam Turbine | 114 | IPP Non-CHP
3138 | New Castle Plant | 5 | Natural Gas Steam Turbine | 136 | IPP Non-CHP
3138 | New Castle Plant | EMDA | Petroleum Liquids | 3.2 | IPP Non-CHP
3138 | New Castle Plant | EMDB | Petroleum Liquids | 3.2 | IPP Non-CHP
3139 | TalenEnergy Martin Creek LLC Allentown | CTG1 | Petroleum Liquids | 16 | IPP Non-CHP
3139 | TalenEnergy Martin Creek LLC Allentown | CTG2 | Petroleum Liquids | 16 | IPP Non-CHP
3139 | TalenEnergy Martin Creek LLC Allentown | CTG3 | Petroleum Liquids | 16 | IPP Non-CHP
3139 | TalenEnergy Martin Creek LLC Allentown | CTG4 | Petroleum Liquids | 16 | IPP Non-CHP
3140 | Brunner Island | 1 | Conventional Steam Coal | 363.3 | IPP Non-CHP
3140 | Brunner Island | 2 | Conventional Steam Coal | 405 | IPP Non-CHP
3140 | Brunner Island | 3 | Conventional Steam Coal | 847.8 | IPP Non-CHP
3140 | Brunner Island | BID1 | Petroleum Liquids | 2.7 | IPP Non-CHP
3140 | Brunner Island | BID2 | Petroleum Liquids | 2.7 | IPP Non-CHP
3140 | Brunner Island | BID3 | Petroleum Liquids | 2.7 | IPP Non-CHP
3142 | TalenEnergy Martins Creek LLC Fishbach | UNT1 | Petroleum Liquids | 18.5 | IPP Non-CHP
3142 | TalenEnergy Martins Creek LLC Fishbach | UNT2 | Petroleum Liquids | 18.5 | IPP Non-CHP
3143 | TalenEnergy Martins Creek LLC Harrisburg | CTG1 | Petroleum Liquids | 16 | IPP Non-CHP
3143 | TalenEnergy Martins Creek LLC Harrisburg | CTG2 | Petroleum Liquids | 16 | IPP Non-CHP
3143 | TalenEnergy Martins Creek LLC Harrisburg | CTG3 | Petroleum Liquids | 16 | IPP Non-CHP
3144 | TalenEnergy Martins Creek LLC Harwood | CTG1 | Petroleum Liquids | 16 | IPP Non-CHP
3144 | TalenEnergy Martins Creek LLC Harwood | CTG2 | Petroleum Liquids | 16 | IPP Non-CHP
3145 | TalenEnergy Holtwood | HW1 | Conventional Hydroelectric | 10.4 | IPP Non-CHP
3145 | TalenEnergy Holtwood | HW10 | Conventional Hydroelectric | 12 | IPP Non-CHP
3145 | TalenEnergy Holtwood | HW11 | Conventional Hydroelectric | 1.4 | IPP Non-CHP
3145 | TalenEnergy Holtwood | HW13 | Conventional Hydroelectric | 1.4 | IPP Non-CHP
3145 | TalenEnergy Holtwood | HW18 | Conventional Hydroelectric | 66 | IPP Non-CHP
3145 | TalenEnergy Holtwood | HW19 | Conventional Hydroelectric | 66 | IPP Non-CHP
3145 | TalenEnergy Holtwood | HW2 | Conventional Hydroelectric | 10.4 | IPP Non-CHP
3145 | TalenEnergy Holtwood | HW3 | Conventional Hydroelectric | 13.5 | IPP Non-CHP
3145 | TalenEnergy Holtwood | HW4 | Conventional Hydroelectric | 10.4 | IPP Non-CHP
3145 | TalenEnergy Holtwood | HW5 | Conventional Hydroelectric | 10.4 | IPP Non-CHP
3145 | TalenEnergy Holtwood | HW6 | Conventional Hydroelectric | 10.4 | IPP Non-CHP
3145 | TalenEnergy Holtwood | HW7 | Conventional Hydroelectric | 10.4 | IPP Non-CHP
3145 | TalenEnergy Holtwood | HW8 | Conventional Hydroelectric | 11.4 | IPP Non-CHP
3145 | TalenEnergy Holtwood | HW9 | Conventional Hydroelectric | 13.2 | IPP Non-CHP
3146 | TalenEnergy Martins Creek LLC Jenkins | CTG1 | Petroleum Liquids | 16 | IPP Non-CHP
3146 | TalenEnergy Martins Creek LLC Jenkins | CTG2 | Petroleum Liquids | 16 | IPP Non-CHP
3147 | TalenEnergy Martins Creek LLC Lock Haven | CTG | Petroleum Liquids | 18.5 | IPP Non-CHP
3148 | TalenEnergy Martins Creek | 3 | Natural Gas Steam Turbine | 850.5 | IPP Non-CHP
3148 | TalenEnergy Martins Creek | 4 | Natural Gas Steam Turbine | 850.5 | IPP Non-CHP
3148 | TalenEnergy Martins Creek | CTG1 | Natural Gas Fired Combustion Turbine | 22.3 | IPP Non-CHP
3148 | TalenEnergy Martins Creek | CTG2 | Natural Gas Fired Combustion Turbine | 22.3 | IPP Non-CHP
3148 | TalenEnergy Martins Creek | CTG3 | Natural Gas Fired Combustion Turbine | 22.3 | IPP Non-CHP
3148 | TalenEnergy Martins Creek | CTG4 | Natural Gas Fired Combustion Turbine | 22.3 | IPP Non-CHP
3149 | TalenEnergy Montour | 1 | Conventional Steam Coal | 864.9 | IPP Non-CHP
3149 | TalenEnergy Montour | 11 | Conventional Steam Coal | 17.2 | IPP Non-CHP
3149 | TalenEnergy Montour | 2 | Conventional Steam Coal | 893 | IPP Non-CHP
3152 | Sunbury Generation LP | CTG1 | Petroleum Liquids | 23.6 | IPP Non-CHP
3152 | Sunbury Generation LP | CTG2 | Petroleum Liquids | 23.6 | IPP Non-CHP
3152 | Sunbury Generation LP | DI2 | Petroleum Liquids | 5.5 | IPP Non-CHP
3153 | TalenEnergy HW Wallenpaupack | WP1 | Conventional Hydroelectric | 20 | IPP Non-CHP
3153 | TalenEnergy HW Wallenpaupack | WP2 | Conventional Hydroelectric | 20 | IPP Non-CHP
3154 | TalenEnergy Martins Creek LLC West Shore | CTG1 | Petroleum Liquids | 18.5 | IPP Non-CHP
3154 | TalenEnergy Martins Creek LLC West Shore | CTG2 | Petroleum Liquids | 18.5 | IPP Non-CHP
3155 | TalenEnergy Martins Creek LLC Williamsport | CTG1 | Petroleum Liquids | 16 | IPP Non-CHP
3155 | TalenEnergy Martins Creek LLC Williamsport | CTG2 | Petroleum Liquids | 16 | IPP Non-CHP
3157 | Chester Generating Station | 7 | Petroleum Liquids | 18.6 | IPP Non-CHP
3157 | Chester Generating Station | 8 | Petroleum Liquids | 18.6 | IPP Non-CHP
3157 | Chester Generating Station | 9 | Petroleum Liquids | 18.6 | IPP Non-CHP
3160 | Delaware Generating Station | 10 | Petroleum Liquids | 18.6 | IPP Non-CHP
3160 | Delaware Generating Station | 11 | Petroleum Liquids | 18.6 | IPP Non-CHP
3160 | Delaware Generating Station | 12 | Petroleum Liquids | 18.6 | IPP Non-CHP
3160 | Delaware Generating Station | 9 | Petroleum Liquids | 21.2 | IPP Non-CHP
3161 | Eddystone Generating Station | 10 | Petroleum Liquids | 18.6 | IPP Non-CHP
3161 | Eddystone Generating Station | 20 | Petroleum Liquids | 18.6 | IPP Non-CHP
3161 | Eddystone Generating Station | 3 | Natural Gas Steam Turbine | 391 | IPP Non-CHP
3161 | Eddystone Generating Station | 30 | Petroleum Liquids | 21.2 | IPP Non-CHP
3161 | Eddystone Generating Station | 4 | Natural Gas Steam Turbine | 391 | IPP Non-CHP
3161 | Eddystone Generating Station | 40 | Petroleum Liquids | 21.2 | IPP Non-CHP
3162 | Falls | 1 | Petroleum Liquids | 21.2 | IPP Non-CHP
3162 | Falls | 2 | Petroleum Liquids | 21.2 | IPP Non-CHP
3162 | Falls | 3 | Petroleum Liquids | 21.2 | IPP Non-CHP
3163 | Moser Generating Station | 1 | Petroleum Liquids | 21.2 | IPP Non-CHP
3163 | Moser Generating Station | 2 | Petroleum Liquids | 21.2 | IPP Non-CHP
3163 | Moser Generating Station | 3 | Petroleum Liquids | 21.2 | IPP Non-CHP
3164 | Muddy Run | 1 | Hydroelectric Pumped Storage | 134 | IPP Non-CHP
3164 | Muddy Run | 2 | Hydroelectric Pumped Storage | 134 | IPP Non-CHP
3164 | Muddy Run | 3 | Hydroelectric Pumped Storage | 134 | IPP Non-CHP
3164 | Muddy Run | 4 | Hydroelectric Pumped Storage | 134 | IPP Non-CHP
3164 | Muddy Run | 5 | Hydroelectric Pumped Storage | 134 | IPP Non-CHP
3164 | Muddy Run | 6 | Hydroelectric Pumped Storage | 134 | IPP Non-CHP
3164 | Muddy Run | 7 | Hydroelectric Pumped Storage | 134 | IPP Non-CHP
3164 | Muddy Run | 8 | Hydroelectric Pumped Storage | 134 | IPP Non-CHP
3166 | Peach Bottom | 2 | Nuclear | 1407.6 | IPP Non-CHP
3166 | Peach Bottom | 3 | Nuclear | 1377 | IPP Non-CHP
3168 | Richmond Generating Station | 91 | Petroleum Liquids | 65.8 | IPP Non-CHP
3168 | Richmond Generating Station | 92 | Petroleum Liquids | 65.8 | IPP Non-CHP
3169 | Schuylkill Generating Station | 10 | Petroleum Liquids | 18.6 | IPP Non-CHP
3169 | Schuylkill Generating Station | 11 | Petroleum Liquids | 21.2 | IPP Non-CHP
3170 | Southwark | 3 | Petroleum Liquids | 18.6 | IPP Non-CHP
3170 | Southwark | 4 | Petroleum Liquids | 18.6 | IPP Non-CHP
3170 | Southwark | 5 | Petroleum Liquids | 18.6 | IPP Non-CHP
3170 | Southwark | 6 | Petroleum Liquids | 18.6 | IPP Non-CHP
3175 | Safe Harbor | 1 | Conventional Hydroelectric | 33 | IPP Non-CHP
3175 | Safe Harbor | 10 | Conventional Hydroelectric | 37.5 | IPP Non-CHP
3175 | Safe Harbor | 11 | Conventional Hydroelectric | 37.5 | IPP Non-CHP
3175 | Safe Harbor | 12 | Conventional Hydroelectric | 37.5 | IPP Non-CHP
3175 | Safe Harbor | 2 | Conventional Hydroelectric | 33 | IPP Non-CHP
3175 | Safe Harbor | 3 | Conventional Hydroelectric | 32 | IPP Non-CHP
3175 | Safe Harbor | 4 | Conventional Hydroelectric | 32 | IPP Non-CHP
3175 | Safe Harbor | 41 | Conventional Hydroelectric | 2 | IPP Non-CHP
3175 | Safe Harbor | 42 | Conventional Hydroelectric | 2 | IPP Non-CHP
3175 | Safe Harbor | 5 | Conventional Hydroelectric | 32 | IPP Non-CHP
3175 | Safe Harbor | 6 | Conventional Hydroelectric | 32 | IPP Non-CHP
3175 | Safe Harbor | 7 | Conventional Hydroelectric | 32 | IPP Non-CHP
3175 | Safe Harbor | 8 | Conventional Hydroelectric | 37.5 | IPP Non-CHP
3175 | Safe Harbor | 9 | Conventional Hydroelectric | 37.5 | IPP Non-CHP
3176 | Hunlock Power Station | 3 | Natural Gas Fired Combined Cycle | 49.9 | IPP Non-CHP
3176 | Hunlock Power Station | 5 | Natural Gas Fired Combined Cycle | 48 | IPP Non-CHP
3176 | Hunlock Power Station | 6 | Natural Gas Fired Combined Cycle | 48 | IPP Non-CHP
3236 | Manchester Street | G10A | Natural Gas Fired Combined Cycle | 125 | IPP Non-CHP
3236 | Manchester Street | G11A | Natural Gas Fired Combined Cycle | 125 | IPP Non-CHP
3236 | Manchester Street | GE10 | Natural Gas Fired Combined Cycle | 48 | IPP Non-CHP
3236 | Manchester Street | GE11 | Natural Gas Fired Combined Cycle | 46 | IPP Non-CHP
3236 | Manchester Street | GE9A | Natural Gas Fired Combined Cycle | 125 | IPP Non-CHP
3236 | Manchester Street | GEN9 | Natural Gas Fired Combined Cycle | 46 | IPP Non-CHP
3250 | Darlington County | 1 | Natural Gas Fired Combustion Turbine | 66.8 | Electric Utility
3250 | Darlington County | 10 | Petroleum Liquids | 65.8 | Electric Utility
3250 | Darlington County | 12 | Natural Gas Fired Combustion Turbine | 158 | Electric Utility
3250 | Darlington County | 13 | Natural Gas Fired Combustion Turbine | 158 | Electric Utility
3250 | Darlington County | 2 | Petroleum Liquids | 65.8 | Electric Utility
3250 | Darlington County | 3 | Natural Gas Fired Combustion Turbine | 66.8 | Electric Utility
3250 | Darlington County | 4 | Petroleum Liquids | 65.8 | Electric Utility
3250 | Darlington County | 5 | Natural Gas Fired Combustion Turbine | 66.8 | Electric Utility
3250 | Darlington County | 6 | Petroleum Liquids | 65.8 | Electric Utility
3250 | Darlington County | 7 | Natural Gas Fired Combustion Turbine | 66.8 | Electric Utility
3250 | Darlington County | 8 | Petroleum Liquids | 65.8 | Electric Utility
3250 | Darlington County | 9 | Petroleum Liquids | 66.8 | Electric Utility
3251 | H B Robinson | 2 | Nuclear | 768.6 | Electric Utility
3253 | Boyds Mill Hydro | 1 | Conventional Hydroelectric | 0.7 | IPP Non-CHP
3253 | Boyds Mill Hydro | 2 | Conventional Hydroelectric | 0.7 | IPP Non-CHP
3254 | Buzzard Roost | HC1 | Conventional Hydroelectric | 5 | Electric Utility
3254 | Buzzard Roost | HC2 | Conventional Hydroelectric | 5 | Electric Utility
3254 | Buzzard Roost | HC3 | Conventional Hydroelectric | 5 | Electric Utility
3255 | Cedar Creek | 1 | Conventional Hydroelectric | 15 | Electric Utility
3255 | Cedar Creek | 2 | Conventional Hydroelectric | 15 | Electric Utility
3255 | Cedar Creek | 3 | Conventional Hydroelectric | 15 | Electric Utility
3256 | Dearborn | 1 | Conventional Hydroelectric | 15 | Electric Utility
3256 | Dearborn | 2 | Conventional Hydroelectric | 15 | Electric Utility
3256 | Dearborn | 3 | Conventional Hydroelectric | 15 | Electric Utility
3257 | Fishing Creek | 1 | Conventional Hydroelectric | 9.3 | Electric Utility
3257 | Fishing Creek | 2 | Conventional Hydroelectric | 8.8 | Electric Utility
3257 | Fishing Creek | 3 | Conventional Hydroelectric | 8.8 | Electric Utility
3257 | Fishing Creek | 4 | Conventional Hydroelectric | 9.4 | Electric Utility
3257 | Fishing Creek | 5 | Conventional Hydroelectric | 6 | Electric Utility
3258 | Gaston Shoals | 3 | Conventional Hydroelectric | 1.4 | Electric Utility
3258 | Gaston Shoals | 4 | Conventional Hydroelectric | 1.4 | Electric Utility
3258 | Gaston Shoals | 5 | Conventional Hydroelectric | 1.4 | Electric Utility
3258 | Gaston Shoals | 6 | Conventional Hydroelectric | 2.5 | Electric Utility
3259 | Great Falls (SC) | 1 | Conventional Hydroelectric | 3 | Electric Utility
3259 | Great Falls (SC) | 2 | Conventional Hydroelectric | 3 | Electric Utility
3259 | Great Falls (SC) | 3 | Conventional Hydroelectric | 3 | Electric Utility
3259 | Great Falls (SC) | 4 | Conventional Hydroelectric | 3 | Electric Utility
3259 | Great Falls (SC) | 5 | Conventional Hydroelectric | 3 | Electric Utility
3259 | Great Falls (SC) | 6 | Conventional Hydroelectric | 3 | Electric Utility
3259 | Great Falls (SC) | 7 | Conventional Hydroelectric | 3 | Electric Utility
3259 | Great Falls (SC) | 8 | Conventional Hydroelectric | 3 | Electric Utility
3261 | Hollidays Bridge Hydro | 1 | Conventional Hydroelectric | 1 | IPP Non-CHP
3261 | Hollidays Bridge Hydro | 2 | Conventional Hydroelectric | 1 | IPP Non-CHP
3261 | Hollidays Bridge Hydro | 3 | Conventional Hydroelectric | 1 | IPP Non-CHP
3261 | Hollidays Bridge Hydro | 4 | Conventional Hydroelectric | 1 | IPP Non-CHP
3262 | Jocassee | 1 | Hydroelectric Pumped Storage | 193.5 | Electric Utility
3262 | Jocassee | 2 | Hydroelectric Pumped Storage | 193.5 | Electric Utility
3262 | Jocassee | 3 | Hydroelectric Pumped Storage | 193.5 | Electric Utility
3262 | Jocassee | 4 | Hydroelectric Pumped Storage | 193.5 | Electric Utility
3264 | W S Lee | 3 | Natural Gas Steam Turbine | 163.2 | Electric Utility
3264 | W S Lee | 7 | Natural Gas Fired Combustion Turbine | 54 | Electric Utility
3264 | W S Lee | 8 | Natural Gas Fired Combustion Turbine | 54 | Electric Utility
3265 | Oconee | 1 | Nuclear | 886.7 | Electric Utility
3265 | Oconee | 2 | Nuclear | 886.7 | Electric Utility
3265 | Oconee | 3 | Nuclear | 893.3 | Electric Utility
3266 | Rocky Creek | 1 | Conventional Hydroelectric | 3 | Electric Utility
3266 | Rocky Creek | 2 | Conventional Hydroelectric | 3 | Electric Utility
3266 | Rocky Creek | 3 | Conventional Hydroelectric | 3 | Electric Utility
3266 | Rocky Creek | 4 | Conventional Hydroelectric | 3 | Electric Utility
3266 | Rocky Creek | 5 | Conventional Hydroelectric | 5 | Electric Utility
3266 | Rocky Creek | 6 | Conventional Hydroelectric | 5 | Electric Utility
3266 | Rocky Creek | 7 | Conventional Hydroelectric | 3 | Electric Utility
3266 | Rocky Creek | 8 | Conventional Hydroelectric | 3 | Electric Utility
3267 | Saluda Dam | 1 | Conventional Hydroelectric | 0.6 | IPP Non-CHP
3267 | Saluda Dam | 2 | Conventional Hydroelectric | 0.6 | IPP Non-CHP
3267 | Saluda Dam | 3 | Conventional Hydroelectric | 0.6 | IPP Non-CHP
3267 | Saluda Dam | 4 | Conventional Hydroelectric | 0.6 | IPP Non-CHP
3270 | Wateree Hydro | 1 | Conventional Hydroelectric | 11.2 | Electric Utility
3270 | Wateree Hydro | 2 | Conventional Hydroelectric | 18.1 | Electric Utility
3270 | Wateree Hydro | 3 | Conventional Hydroelectric | 18.1 | Electric Utility
3270 | Wateree Hydro | 4 | Conventional Hydroelectric | 18.1 | Electric Utility
3270 | Wateree Hydro | 5 | Conventional Hydroelectric | 11.2 | Electric Utility
3271 | Wylie | 1 | Conventional Hydroelectric | 15 | Electric Utility
3271 | Wylie | 2 | Conventional Hydroelectric | 15 | Electric Utility
3271 | Wylie | 3 | Conventional Hydroelectric | 15 | Electric Utility
3271 | Wylie | 4 | Conventional Hydroelectric | 15 | Electric Utility
3272 | 99 Islands | 1 | Conventional Hydroelectric | 3 | Electric Utility
3272 | 99 Islands | 2 | Conventional Hydroelectric | 3 | Electric Utility
3272 | 99 Islands | 3 | Conventional Hydroelectric | 3 | Electric Utility
3272 | 99 Islands | 4 | Conventional Hydroelectric | 3 | Electric Utility
3272 | 99 Islands | 5 | Conventional Hydroelectric | 3 | Electric Utility
3272 | 99 Islands | 6 | Conventional Hydroelectric | 3 | Electric Utility
3275 | Lockhart | 2 | Conventional Hydroelectric | 4.2 | Electric Utility
3275 | Lockhart | HY1 | Conventional Hydroelectric | 4.2 | Electric Utility
3275 | Lockhart | HY3 | Conventional Hydroelectric | 4.2 | Electric Utility
3275 | Lockhart | HY4 | Conventional Hydroelectric | 4.2 | Electric Utility
3275 | Lockhart | HY5 | Conventional Hydroelectric | 1.2 | Electric Utility
3281 | Coit GT | 1 | Natural Gas Fired Combustion Turbine | 19.6 | Electric Utility
3281 | Coit GT | 2 | Natural Gas Fired Combustion Turbine | 19.6 | Electric Utility
3283 | Columbia Canal Hydro | 1 | Conventional Hydroelectric | 1.6 | Electric Utility
3283 | Columbia Canal Hydro | 2 | Conventional Hydroelectric | 1.6 | Electric Utility
3283 | Columbia Canal Hydro | 3 | Conventional Hydroelectric | 1.6 | Electric Utility
3283 | Columbia Canal Hydro | 4 | Conventional Hydroelectric | 1.3 | Electric Utility
3283 | Columbia Canal Hydro | 5 | Conventional Hydroelectric | 1.3 | Electric Utility
3283 | Columbia Canal Hydro | 6 | Conventional Hydroelectric | 1.6 | Electric Utility
3283 | Columbia Canal Hydro | 7 | Conventional Hydroelectric | 1.6 | Electric Utility
3285 | Hagood | 4 | Natural Gas Fired Combustion Turbine | 122 | Electric Utility
3285 | Hagood | 5 | Natural Gas Fired Combustion Turbine | 27.4 | Electric Utility
3285 | Hagood | 6 | Natural Gas Fired Combustion Turbine | 27.9 | Electric Utility
3286 | Hardeeville | 1 | Petroleum Liquids | 16.3 | Electric Utility
3287 | McMeekin | 1 | Natural Gas Steam Turbine | 146.8 | Electric Utility
3287 | McMeekin | 2 | Natural Gas Steam Turbine | 146.8 | Electric Utility
3289 | Neal Shoals | 1 | Conventional Hydroelectric | 1.1 | Electric Utility
3289 | Neal Shoals | 2 | Conventional Hydroelectric | 1.1 | Electric Utility
3289 | Neal Shoals | 3 | Conventional Hydroelectric | 1.1 | Electric Utility
3289 | Neal Shoals | 4 | Conventional Hydroelectric | 1.1 | Electric Utility
3290 | Parr Hydro | 1 | Conventional Hydroelectric | 2.5 | Electric Utility
3290 | Parr Hydro | 2 | Conventional Hydroelectric | 2.5 | Electric Utility
3290 | Parr Hydro | 3 | Conventional Hydroelectric | 2.5 | Electric Utility
3290 | Parr Hydro | 4 | Conventional Hydroelectric | 2.5 | Electric Utility
3290 | Parr Hydro | 5 | Conventional Hydroelectric | 2.5 | Electric Utility
3290 | Parr Hydro | 6 | Conventional Hydroelectric | 2.5 | Electric Utility
3291 | Parr GT | GT1 | Natural Gas Fired Combustion Turbine | 19.6 | Electric Utility
3291 | Parr GT | GT2 | Natural Gas Fired Combustion Turbine | 19.6 | Electric Utility
3291 | Parr GT | GT3 | Natural Gas Fired Combustion Turbine | 22.3 | Electric Utility
3291 | Parr GT | GT4 | Natural Gas Fired Combustion Turbine | 22.3 | Electric Utility
3293 | Saluda Lexington | 1 | Conventional Hydroelectric | 32.5 | Electric Utility
3293 | Saluda Lexington | 2 | Conventional Hydroelectric | 32.5 | Electric Utility
3293 | Saluda Lexington | 3 | Conventional Hydroelectric | 42.3 | Electric Utility
3293 | Saluda Lexington | 4 | Conventional Hydroelectric | 32.5 | Electric Utility
3293 | Saluda Lexington | 5 | Conventional Hydroelectric | 67.5 | Electric Utility
3295 | Urquhart | 1 | Natural Gas Fired Combined Cycle | 75 | Electric Utility
3295 | Urquhart | 2 | Natural Gas Fired Combined Cycle | 75 | Electric Utility
3295 | Urquhart | 3 | Natural Gas Steam Turbine | 100 | Electric Utility
3295 | Urquhart | CT1 | Natural Gas Fired Combined Cycle | 198.9 | Electric Utility
3295 | Urquhart | CT2 | Natural Gas Fired Combined Cycle | 198.9 | Electric Utility
3295 | Urquhart | GT1 | Natural Gas Fired Combustion Turbine | 19.6 | Electric Utility
3295 | Urquhart | GT2 | Natural Gas Fired Combustion Turbine | 16.3 | Electric Utility
3295 | Urquhart | GT3 | Natural Gas Fired Combustion Turbine | 16.3 | Electric Utility
3295 | Urquhart | GT4 | Natural Gas Fired Combustion Turbine | 58.9 | Electric Utility
3297 | Wateree | 1 | Conventional Steam Coal | 385.9 | Electric Utility
3297 | Wateree | 2 | Conventional Steam Coal | 385.9 | Electric Utility
3298 | Williams | 1 | Natural Gas Fired Combustion Turbine | 26.9 | Electric Utility
3298 | Williams | 2 | Natural Gas Fired Combustion Turbine | 26.9 | Electric Utility
3298 | Williams | ST1 | Conventional Steam Coal | 659.7 | Electric Utility
3305 | Rocky River (SC) | 1 | Conventional Hydroelectric | 1.8 | Electric Utility
3305 | Rocky River (SC) | 2 | Conventional Hydroelectric | 0.8 | Electric Utility
3305 | Rocky River (SC) | IC2 | Petroleum Liquids | 1.3 | Electric Utility
3318 | Hilton Head | 1 | Petroleum Liquids | 26.6 | Electric Utility
3318 | Hilton Head | 2 | Petroleum Liquids | 26.6 | Electric Utility
3318 | Hilton Head | 3 | Petroleum Liquids | 64.7 | Electric Utility
3319 | Jefferies | H1 | Conventional Hydroelectric | 30.6 | Electric Utility
3319 | Jefferies | H2 | Conventional Hydroelectric | 36.9 | Electric Utility
3319 | Jefferies | H3 | Conventional Hydroelectric | 30.6 | Electric Utility
3319 | Jefferies | H4 | Conventional Hydroelectric | 36.9 | Electric Utility
3319 | Jefferies | H6 | Conventional Hydroelectric | 10.2 | Electric Utility
3320 | Myrtle Beach | 1 | Petroleum Liquids | 11.5 | Electric Utility
3320 | Myrtle Beach | 2 | Petroleum Liquids | 11.5 | Electric Utility
3320 | Myrtle Beach | 3 | Petroleum Liquids | 26.6 | Electric Utility
3320 | Myrtle Beach | 4 | Petroleum Liquids | 26.6 | Electric Utility
3320 | Myrtle Beach | 5 | Petroleum Liquids | 35.3 | Electric Utility
3321 | Spillway | 1 | Conventional Hydroelectric | 2 | Electric Utility
3323 | J Strom Thurmond | 1 | Conventional Hydroelectric | 51.7 | Electric Utility
3323 | J Strom Thurmond | 2 | Conventional Hydroelectric | 51.7 | Electric Utility
3323 | J Strom Thurmond | 3 | Conventional Hydroelectric | 51.7 | Electric Utility
3323 | J Strom Thurmond | 4 | Conventional Hydroelectric | 51.7 | Electric Utility
3323 | J Strom Thurmond | 5 | Conventional Hydroelectric | 51.7 | Electric Utility
3323 | J Strom Thurmond | 6 | Conventional Hydroelectric | 51.7 | Electric Utility
3323 | J Strom Thurmond | 7 | Conventional Hydroelectric | 51.7 | Electric Utility
3325 | Ben French | 1 | Petroleum Liquids | 2 | Electric Utility
3325 | Ben French | 2 | Petroleum Liquids | 2 | Electric Utility
3325 | Ben French | 3 | Petroleum Liquids | 2 | Electric Utility
3325 | Ben French | 4 | Petroleum Liquids | 2 | Electric Utility
3325 | Ben French | 5 | Petroleum Liquids | 2 | Electric Utility
3325 | Ben French | GT1 | Natural Gas Fired Combustion Turbine | 25 | Electric Utility
3325 | Ben French | GT2 | Natural Gas Fired Combustion Turbine | 25 | Electric Utility
3325 | Ben French | GT3 | Natural Gas Fired Combustion Turbine | 25 | Electric Utility
3325 | Ben French | GT4 | Natural Gas Fired Combustion Turbine | 25 | Electric Utility
3338 | Aberdeen CT | 2 | Natural Gas Fired Combustion Turbine | 82.2 | Electric Utility
3338 | Aberdeen CT | GT1 | Petroleum Liquids | 28.8 | Electric Utility
3341 | Clark (SD) | 1 | Petroleum Liquids | 2.7 | Electric Utility
3342 | Faulkton | 1 | Petroleum Liquids | 2.7 | Electric Utility
3344 | Huron | 1 | Natural Gas Fired Combustion Turbine | 15 | Electric Utility
3344 | Huron | 2A | Natural Gas Fired Combustion Turbine | 42.9 | Electric Utility
3346 | Mobile Unit | 2 | Petroleum Liquids | 1.7 | Electric Utility
3346 | Mobile Unit | 3 | Petroleum Liquids | 2 | Electric Utility
3352 | Lake Preston | 1A | Petroleum Liquids | 24.1 | Electric Utility
3356 | Oahe | 1 | Conventional Hydroelectric | 112 | Electric Utility
3356 | Oahe | 2 | Conventional Hydroelectric | 112 | Electric Utility
3356 | Oahe | 3 | Conventional Hydroelectric | 112 | Electric Utility
3356 | Oahe | 4 | Conventional Hydroelectric | 112 | Electric Utility
3356 | Oahe | 5 | Conventional Hydroelectric | 112 | Electric Utility
3356 | Oahe | 6 | Conventional Hydroelectric | 112 | Electric Utility
3356 | Oahe | 7 | Conventional Hydroelectric | 112 | Electric Utility
3373 | Fort Randall | 1 | Conventional Hydroelectric | 40 | Electric Utility
3373 | Fort Randall | 2 | Conventional Hydroelectric | 40 | Electric Utility
3373 | Fort Randall | 3 | Conventional Hydroelectric | 40 | Electric Utility
3373 | Fort Randall | 4 | Conventional Hydroelectric | 40 | Electric Utility
3373 | Fort Randall | 5 | Conventional Hydroelectric | 40 | Electric Utility
3373 | Fort Randall | 6 | Conventional Hydroelectric | 40 | Electric Utility
3373 | Fort Randall | 7 | Conventional Hydroelectric | 40 | Electric Utility
3373 | Fort Randall | 8 | Conventional Hydroelectric | 40 | Electric Utility
3375 | Big Bend Dam | 1 | Conventional Hydroelectric | 67.2 | Electric Utility
3375 | Big Bend Dam | 2 | Conventional Hydroelectric | 67.2 | Electric Utility
3375 | Big Bend Dam | 3 | Conventional Hydroelectric | 67.2 | Electric Utility
3375 | Big Bend Dam | 4 | Conventional Hydroelectric | 58.5 | Electric Utility
3375 | Big Bend Dam | 5 | Conventional Hydroelectric | 58.5 | Electric Utility
3375 | Big Bend Dam | 6 | Conventional Hydroelectric | 58.5 | Electric Utility
3375 | Big Bend Dam | 7 | Conventional Hydroelectric | 58.5 | Electric Utility
3375 | Big Bend Dam | 8 | Conventional Hydroelectric | 58.5 | Electric Utility
3393 | Allen Steam Plant | 1 | Conventional Steam Coal | 330 | Electric Utility
3393 | Allen Steam Plant | 2 | Conventional Steam Coal | 330 | Electric Utility
3393 | Allen Steam Plant | 3 | Conventional Steam Coal | 330 | Electric Utility
3393 | Allen Steam Plant | G10 | Natural Gas Fired Combustion Turbine | 23.9 | Electric Utility
3393 | Allen Steam Plant | G11 | Natural Gas Fired Combustion Turbine | 23.9 | Electric Utility
3393 | Allen Steam Plant | G12 | Natural Gas Fired Combustion Turbine | 23.9 | Electric Utility
3393 | Allen Steam Plant | G13 | Natural Gas Fired Combustion Turbine | 23.9 | Electric Utility
3393 | Allen Steam Plant | G14 | Natural Gas Fired Combustion Turbine | 23.9 | Electric Utility
3393 | Allen Steam Plant | G15 | Natural Gas Fired Combustion Turbine | 23.9 | Electric Utility
3393 | Allen Steam Plant | G16 | Natural Gas Fired Combustion Turbine | 23.9 | Electric Utility
3393 | Allen Steam Plant | G17 | Natural Gas Fired Combustion Turbine | 59.6 | Electric Utility
3393 | Allen Steam Plant | G18 | Natural Gas Fired Combustion Turbine | 59.6 | Electric Utility
3393 | Allen Steam Plant | G19 | Natural Gas Fired Combustion Turbine | 59.6 | Electric Utility
3393 | Allen Steam Plant | G20 | Natural Gas Fired Combustion Turbine | 59.6 | Electric Utility
3393 | Allen Steam Plant | GT1 | Natural Gas Fired Combustion Turbine | 23.9 | Electric Utility
3393 | Allen Steam Plant | GT2 | Natural Gas Fired Combustion Turbine | 23.9 | Electric Utility
3393 | Allen Steam Plant | GT3 | Natural Gas Fired Combustion Turbine | 23.9 | Electric Utility
3393 | Allen Steam Plant | GT4 | Natural Gas Fired Combustion Turbine | 23.9 | Electric Utility
3393 | Allen Steam Plant | GT5 | Natural Gas Fired Combustion Turbine | 23.9 | Electric Utility
3393 | Allen Steam Plant | GT6 | Natural Gas Fired Combustion Turbine | 23.9 | Electric Utility
3393 | Allen Steam Plant | GT7 | Natural Gas Fired Combustion Turbine | 23.9 | Electric Utility
3393 | Allen Steam Plant | GT8 | Natural Gas Fired Combustion Turbine | 23.9 | Electric Utility
3393 | Allen Steam Plant | GT9 | Natural Gas Fired Combustion Turbine | 23.9 | Electric Utility
3394 | Apalachia | 1 | Conventional Hydroelectric | 52.2 | Electric Utility
3394 | Apalachia | 2 | Conventional Hydroelectric | 41.4 | Electric Utility
3395 | Boone Dam | 1 | Conventional Hydroelectric | 38 | Electric Utility
3395 | Boone Dam | 2 | Conventional Hydroelectric | 38.3 | Electric Utility
3395 | Boone Dam | 3 | Conventional Hydroelectric | 29.6 | Electric Utility
3396 | Bull Run | 1 | Conventional Steam Coal | 950 | Electric Utility
3397 | Cherokee Dam | 1 | Conventional Hydroelectric | 33.4 | Electric Utility
3397 | Cherokee Dam | 2 | Conventional Hydroelectric | 34.6 | Electric Utility
3397 | Cherokee Dam | 3 | Conventional Hydroelectric | 34.6 | Electric Utility
3397 | Cherokee Dam | 4 | Conventional Hydroelectric | 32.4 | Electric Utility
3398 | Chickamauga | 1 | Conventional Hydroelectric | 39.9 | Electric Utility
3398 | Chickamauga | 2 | Conventional Hydroelectric | 39.9 | Electric Utility
3398 | Chickamauga | 3 | Conventional Hydroelectric | 39.9 | Electric Utility
3398 | Chickamauga | 4 | Conventional Hydroelectric | 39.9 | Electric Utility
3399 | Cumberland (TN) | 1 | Conventional Steam Coal | 1300 | Electric Utility
3399 | Cumberland (TN) | 2 | Conventional Steam Coal | 1300 | Electric Utility
3400 | Douglas Dam | 1 | Conventional Hydroelectric | 36.5 | Electric Utility
3400 | Douglas Dam | 2 | Conventional Hydroelectric | 41.4 | Electric Utility
3400 | Douglas Dam | 3 | Conventional Hydroelectric | 31.5 | Electric Utility
3400 | Douglas Dam | 4 | Conventional Hydroelectric | 41.4 | Electric Utility
3401 | Fort Patrick Henry | 1 | Conventional Hydroelectric | 29.7 | Electric Utility
3401 | Fort Patrick Henry | 2 | Conventional Hydroelectric | 29.7 | Electric Utility
3402 | Fort Loudoun | 1 | Conventional Hydroelectric | 35.5 | Electric Utility
3402 | Fort Loudoun | 2 | Conventional Hydroelectric | 34.2 | Electric Utility
3402 | Fort Loudoun | 3 | Conventional Hydroelectric | 43 | Electric Utility
3402 | Fort Loudoun | 4 | Conventional Hydroelectric | 40.6 | Electric Utility
3403 | Gallatin (TN) | 1 | Conventional Steam Coal | 300 | Electric Utility
3403 | Gallatin (TN) | 2 | Conventional Steam Coal | 300 | Electric Utility
3403 | Gallatin (TN) | 3 | Conventional Steam Coal | 327.6 | Electric Utility
3403 | Gallatin (TN) | 4 | Conventional Steam Coal | 327.6 | Electric Utility
3403 | Gallatin (TN) | GT1 | Natural Gas Fired Combustion Turbine | 81.3 | Electric Utility
3403 | Gallatin (TN) | GT2 | Natural Gas Fired Combustion Turbine | 81.3 | Electric Utility
3403 | Gallatin (TN) | GT3 | Natural Gas Fired Combustion Turbine | 81.3 | Electric Utility
3403 | Gallatin (TN) | GT4 | Natural Gas Fired Combustion Turbine | 81.3 | Electric Utility
3403 | Gallatin (TN) | GT5 | Natural Gas Fired Combustion Turbine | 84.5 | Electric Utility
3403 | Gallatin (TN) | GT6 | Natural Gas Fired Combustion Turbine | 84.5 | Electric Utility
3403 | Gallatin (TN) | GT7 | Natural Gas Fired Combustion Turbine | 84.5 | Electric Utility
3403 | Gallatin (TN) | GT8 | Natural Gas Fired Combustion Turbine | 84.5 | Electric Utility
3404 | Great Falls (TN) | 1 | Conventional Hydroelectric | 15.3 | Electric Utility
3404 | Great Falls (TN) | 2 | Conventional Hydroelectric | 18.4 | Electric Utility
3405 | John Sevier | CTG1 | Natural Gas Fired Combined Cycle | 191.3 | Electric Utility
3405 | John Sevier | CTG2 | Natural Gas Fired Combined Cycle | 191.3 | Electric Utility
3405 | John Sevier | CTG3 | Natural Gas Fired Combined Cycle | 191.3 | Electric Utility
3405 | John Sevier | STG1 | Natural Gas Fired Combined Cycle | 423 | Electric Utility
3406 | Johnsonville | 1 | Conventional Steam Coal | 125 | Electric Utility
3406 | Johnsonville | 2 | Conventional Steam Coal | 125 | Electric Utility
3406 | Johnsonville | 3 | Conventional Steam Coal | 125 | Electric Utility
3406 | Johnsonville | 4 | Conventional Steam Coal | 125 | Electric Utility
3406 | Johnsonville | G10 | Natural Gas Fired Combustion Turbine | 68 | Electric Utility
3406 | Johnsonville | G11 | Natural Gas Fired Combustion Turbine | 68 | Electric Utility
3406 | Johnsonville | G12 | Natural Gas Fired Combustion Turbine | 68 | Electric Utility
3406 | Johnsonville | G13 | Natural Gas Fired Combustion Turbine | 68 | Electric Utility
3406 | Johnsonville | G14 | Natural Gas Fired Combustion Turbine | 68 | Electric Utility
3406 | Johnsonville | G15 | Natural Gas Fired Combustion Turbine | 68 | Electric Utility
3406 | Johnsonville | G16 | Natural Gas Fired Combustion Turbine | 68 | Electric Utility
3406 | Johnsonville | G17 | Natural Gas Fired Combustion Turbine | 84.5 | Electric Utility
3406 | Johnsonville | G18 | Natural Gas Fired Combustion Turbine | 84.5 | Electric Utility
3406 | Johnsonville | G19 | Natural Gas Fired Combustion Turbine | 84.5 | Electric Utility
3406 | Johnsonville | G20 | Natural Gas Fired Combustion Turbine | 84.5 | Electric Utility
3406 | Johnsonville | GT1 | Natural Gas Fired Combustion Turbine | 68 | Electric Utility
3406 | Johnsonville | GT2 | Natural Gas Fired Combustion Turbine | 68 | Electric Utility
3406 | Johnsonville | GT3 | Natural Gas Fired Combustion Turbine | 68 | Electric Utility
3406 | Johnsonville | GT4 | Natural Gas Fired Combustion Turbine | 68 | Electric Utility
3406 | Johnsonville | GT5 | Natural Gas Fired Combustion Turbine | 68 | Electric Utility
3406 | Johnsonville | GT6 | Natural Gas Fired Combustion Turbine | 68 | Electric Utility
3406 | Johnsonville | GT7 | Natural Gas Fired Combustion Turbine | 68 | Electric Utility
3406 | Johnsonville | GT8 | Natural Gas Fired Combustion Turbine | 68 | Electric Utility
3406 | Johnsonville | GT9 | Natural Gas Fired Combustion Turbine | 68 | Electric Utility
3407 | Kingston | 1 | Conventional Steam Coal | 175 | Electric Utility
3407 | Kingston | 2 | Conventional Steam Coal | 175 | Electric Utility
3407 | Kingston | 3 | Conventional Steam Coal | 175 | Electric Utility
3407 | Kingston | 4 | Conventional Steam Coal | 175 | Electric Utility
3407 | Kingston | 5 | Conventional Steam Coal | 200 | Electric Utility
3407 | Kingston | 6 | Conventional Steam Coal | 200 | Electric Utility
3407 | Kingston | 7 | Conventional Steam Coal | 200 | Electric Utility
3407 | Kingston | 8 | Conventional Steam Coal | 200 | Electric Utility
3407 | Kingston | 9 | Conventional Steam Coal | 200 | Electric Utility
3408 | Melton Hill | 1 | Conventional Hydroelectric | 36 | Electric Utility
3408 | Melton Hill | 2 | Conventional Hydroelectric | 36 | Electric Utility
3409 | Nickajack | 1 | Conventional Hydroelectric | 27.4 | Electric Utility
3409 | Nickajack | 2 | Conventional Hydroelectric | 27.9 | Electric Utility
3409 | Nickajack | 3 | Conventional Hydroelectric | 24.3 | Electric Utility
3409 | Nickajack | 4 | Conventional Hydroelectric | 24.3 | Electric Utility
3411 | Norris Dam | 1 | Conventional Hydroelectric | 65.7 | Electric Utility
3411 | Norris Dam | 2 | Conventional Hydroelectric | 65.7 | Electric Utility
3412 | Ocoee 1 | 1 | Conventional Hydroelectric | 3.8 | Electric Utility
3412 | Ocoee 1 | 2 | Conventional Hydroelectric | 3.8 | Electric Utility
3412 | Ocoee 1 | 3 | Conventional Hydroelectric | 3.8 | Electric Utility
3412 | Ocoee 1 | 4 | Conventional Hydroelectric | 3.8 | Electric Utility
3412 | Ocoee 1 | 5 | Conventional Hydroelectric | 3.8 | Electric Utility
3413 | Ocoee 2 | 1 | Conventional Hydroelectric | 11.5 | Electric Utility
3413 | Ocoee 2 | 2 | Conventional Hydroelectric | 11.5 | Electric Utility
3414 | Ocoee 3 | 1 | Conventional Hydroelectric | 28.8 | Electric Utility
3415 | Pickwick Landing Dam | 1 | Conventional Hydroelectric | 40 | Electric Utility
3415 | Pickwick Landing Dam | 2 | Conventional Hydroelectric | 40 | Electric Utility
3415 | Pickwick Landing Dam | 3 | Conventional Hydroelectric | 40 | Electric Utility
3415 | Pickwick Landing Dam | 4 | Conventional Hydroelectric | 40 | Electric Utility
3415 | Pickwick Landing Dam | 5 | Conventional Hydroelectric | 40 | Electric Utility
3415 | Pickwick Landing Dam | 6 | Conventional Hydroelectric | 40 | Electric Utility
3416 | South Holston | 1 | Conventional Hydroelectric | 38.5 | Electric Utility
3417 | Tims Ford | 1 | Conventional Hydroelectric | 45 | Electric Utility
3417 | Tims Ford | 2 | Conventional Hydroelectric | 0.7 | Electric Utility
3418 | Watauga | 1 | Conventional Hydroelectric | 28.8 | Electric Utility
3418 | Watauga | 2 | Conventional Hydroelectric | 28.8 | Electric Utility
3420 | Watts Bar Hydro | HY1 | Conventional Hydroelectric | 41 | Electric Utility
3420 | Watts Bar Hydro | HY2 | Conventional Hydroelectric | 33.4 | Electric Utility
3420 | Watts Bar Hydro | HY3 | Conventional Hydroelectric | 33.4 | Electric Utility
3420 | Watts Bar Hydro | HY4 | Conventional Hydroelectric | 33.4 | Electric Utility
3420 | Watts Bar Hydro | HY5 | Conventional Hydroelectric | 33.4 | Electric Utility
3421 | Wilbur | 1 | Conventional Hydroelectric | 1.2 | Electric Utility
3421 | Wilbur | 2 | Conventional Hydroelectric | 1.2 | Electric Utility
3421 | Wilbur | 3 | Conventional Hydroelectric | 1.2 | Electric Utility
3421 | Wilbur | 4 | Conventional Hydroelectric | 7 | Electric Utility
3423 | Cordell Hull | 1 | Conventional Hydroelectric | 33.3 | Electric Utility
3423 | Cordell Hull | 2 | Conventional Hydroelectric | 33.3 | Electric Utility
3423 | Cordell Hull | 3 | Conventional Hydroelectric | 33.3 | Electric Utility
3424 | Dale Hollow | 1 | Conventional Hydroelectric | 18 | Electric Utility
3424 | Dale Hollow | 2 | Conventional Hydroelectric | 18 | Electric Utility
3424 | Dale Hollow | 3 | Conventional Hydroelectric | 18 | Electric Utility
3426 | Old Hickory | 1 | Conventional Hydroelectric | 28.7 | Electric Utility
3426 | Old Hickory | 2 | Conventional Hydroelectric | 25 | Electric Utility
3426 | Old Hickory | 3 | Conventional Hydroelectric | 25 | Electric Utility
3426 | Old Hickory | 4 | Conventional Hydroelectric | 25 | Electric Utility
3428 | J P Priest | 1 | Conventional Hydroelectric | 28 | Electric Utility
3437 | Eagle Pass | 1 | Conventional Hydroelectric | 3.2 | IPP Non-CHP
3437 | Eagle Pass | 2 | Conventional Hydroelectric | 3.2 | IPP Non-CHP
3437 | Eagle Pass | 3 | Conventional Hydroelectric | 3.2 | IPP Non-CHP
3439 | Laredo | 4 | Natural Gas Fired Combustion Turbine | 131.8 | IPP Non-CHP
3439 | Laredo | 5 | Natural Gas Fired Combustion Turbine | 131.8 | IPP Non-CHP
3441 | Nueces Bay | 7 | Natural Gas Fired Combined Cycle | 351 | IPP Non-CHP
3441 | Nueces Bay | 8 | Natural Gas Fired Combined Cycle | 189.6 | IPP Non-CHP
3441 | Nueces Bay | 9 | Natural Gas Fired Combined Cycle | 189.6 | IPP Non-CHP
3443 | Victoria | 5 | Natural Gas Fired Combined Cycle | 180 | IPP Non-CHP
3443 | Victoria | 7 | Natural Gas Fired Combined Cycle | 196.9 | IPP Non-CHP
3452 | Lake Hubbard | 1 | Natural Gas Steam Turbine | 396.5 | IPP Non-CHP
3452 | Lake Hubbard | 2 | Natural Gas Steam Turbine | 531 | IPP Non-CHP
3453 | Mountain Creek | 6 | Natural Gas Steam Turbine | 135.7 | IPP Non-CHP
3453 | Mountain Creek | 7 | Natural Gas Steam Turbine | 136 | IPP Non-CHP
3453 | Mountain Creek | 8 | Natural Gas Steam Turbine | 580.5 | IPP Non-CHP
3456 | Newman | 1 | Natural Gas Steam Turbine | 81.6 | Electric Utility
3456 | Newman | 2 | Natural Gas Steam Turbine | 81.6 | Electric Utility
3456 | Newman | 3 | Natural Gas Steam Turbine | 121.8 | Electric Utility
3456 | Newman | 4 | Natural Gas Fired Combined Cycle | 120 | Electric Utility
3456 | Newman | 5CA1 | Natural Gas Fired Combined Cycle | 165 | Electric Utility
3456 | Newman | 5CT1 | Natural Gas Fired Combined Cycle | 86.5 | Electric Utility
3456 | Newman | 5CT2 | Natural Gas Fired Combined Cycle | 86.5 | Electric Utility
3456 | Newman | CT1 | Natural Gas Fired Combined Cycle | 85 | Electric Utility
3456 | Newman | CT2 | Natural Gas Fired Combined Cycle | 85 | Electric Utility
3457 | Lewis Creek | 1 | Natural Gas Steam Turbine | 271.4 | Electric Utility
3457 | Lewis Creek | 2 | Natural Gas Steam Turbine | 271.4 | Electric Utility
3459 | Sabine | 1 | Natural Gas Steam Turbine | 239.4 | Electric Utility
3459 | Sabine | 3 | Natural Gas Steam Turbine | 473.4 | Electric Utility
3459 | Sabine | 4 | Natural Gas Steam Turbine | 591.6 | Electric Utility
3459 | Sabine | 5 | Natural Gas Steam Turbine | 507.4 | Electric Utility
3460 | Cedar Bayou | 1 | Natural Gas Steam Turbine | 765 | IPP Non-CHP
3460 | Cedar Bayou | 2 | Natural Gas Steam Turbine | 765 | IPP Non-CHP
3464 | Greens Bayou | 5 | Natural Gas Steam Turbine | 446.4 | IPP Non-CHP
3464 | Greens Bayou | 73 | Natural Gas Fired Combustion Turbine | 72 | IPP Non-CHP
3464 | Greens Bayou | 74 | Natural Gas Fired Combustion Turbine | 72 | IPP Non-CHP
3464 | Greens Bayou | 81 | Natural Gas Fired Combustion Turbine | 72 | IPP Non-CHP
3464 | Greens Bayou | 82 | Natural Gas Fired Combustion Turbine | 72 | IPP Non-CHP
3464 | Greens Bayou | 83 | Natural Gas Fired Combustion Turbine | 72 | IPP Non-CHP
3464 | Greens Bayou | 84 | Natural Gas Fired Combustion Turbine | 72 | IPP Non-CHP
3468 | Sam Bertron | 3 | Natural Gas Steam Turbine | 225.3 | IPP Non-CHP
3468 | Sam Bertron | 4 | Natural Gas Steam Turbine | 225.3 | IPP Non-CHP
3468 | Sam Bertron | GT2 | Natural Gas Fired Combustion Turbine | 16.3 | IPP Non-CHP
3468 | Sam Bertron | ST1 | Natural Gas Steam Turbine | 187.8 | IPP Non-CHP
3468 | Sam Bertron | ST2 | Natural Gas Steam Turbine | 187.8 | IPP Non-CHP
3469 | T H Wharton | 3 | Natural Gas Fired Combined Cycle | 113.1 | IPP Non-CHP
3469 | T H Wharton | 31 | Natural Gas Fired Combined Cycle | 54 | IPP Non-CHP
3469 | T H Wharton | 32 | Natural Gas Fired Combined Cycle | 54 | IPP Non-CHP
3469 | T H Wharton | 33 | Natural Gas Fired Combined Cycle | 54 | IPP Non-CHP
3469 | T H Wharton | 34 | Natural Gas Fired Combined Cycle | 54 | IPP Non-CHP
3469 | T H Wharton | 4 | Natural Gas Fired Combined Cycle | 113.1 | IPP Non-CHP
3469 | T H Wharton | 41 | Natural Gas Fired Combined Cycle | 54 | IPP Non-CHP
3469 | T H Wharton | 42 | Natural Gas Fired Combined Cycle | 54 | IPP Non-CHP
3469 | T H Wharton | 43 | Natural Gas Fired Combined Cycle | 56.7 | IPP Non-CHP
3469 | T H Wharton | 44 | Natural Gas Fired Combined Cycle | 56.7 | IPP Non-CHP
3469 | T H Wharton | 51 | Natural Gas Fired Combustion Turbine | 85 | IPP Non-CHP
3469 | T H Wharton | 52 | Natural Gas Fired Combustion Turbine | 85 | IPP Non-CHP
3469 | T H Wharton | 53 | Natural Gas Fired Combustion Turbine | 85 | IPP Non-CHP
3469 | T H Wharton | 54 | Natural Gas Fired Combustion Turbine | 85 | IPP Non-CHP
3469 | T H Wharton | 55 | Natural Gas Fired Combustion Turbine | 85 | IPP Non-CHP
3469 | T H Wharton | 56 | Natural Gas Fired Combustion Turbine | 85 | IPP Non-CHP
3469 | T H Wharton | GT1 | Natural Gas Fired Combustion Turbine | 16.3 | IPP Non-CHP
3470 | W A Parish | 1 | Natural Gas Steam Turbine | 187.8 | IPP Non-CHP
3470 | W A Parish | 2 | Natural Gas Steam Turbine | 187.8 | IPP Non-CHP
3470 | W A Parish | 3 | Natural Gas Steam Turbine | 299.2 | IPP Non-CHP
3470 | W A Parish | 4 | Natural Gas Steam Turbine | 580.5 | IPP Non-CHP
3470 | W A Parish | 5 | Conventional Steam Coal | 734.1 | IPP Non-CHP
3470 | W A Parish | 6 | Conventional Steam Coal | 734.1 | IPP Non-CHP
3470 | W A Parish | 7 | Conventional Steam Coal | 614.6 | IPP Non-CHP
3470 | W A Parish | 8 | Conventional Steam Coal | 654 | IPP Non-CHP
3470 | W A Parish | GT1 | Natural Gas Fired Combustion Turbine | 16.3 | IPP Non-CHP
3476 | Knox Lee | 2 | Natural Gas Steam Turbine | 38 | Electric Utility
3476 | Knox Lee | 3 | Natural Gas Steam Turbine | 38 | Electric Utility
3476 | Knox Lee | 4 | Natural Gas Steam Turbine | 74 | Electric Utility
3476 | Knox Lee | 5 | Natural Gas Steam Turbine | 351 | Electric Utility
3477 | Lone Star | 1 | Natural Gas Steam Turbine | 40 | Electric Utility
3478 | Wilkes | 1 | Natural Gas Steam Turbine | 180 | Electric Utility
3478 | Wilkes | 2 | Natural Gas Steam Turbine | 351 | Electric Utility
3478 | Wilkes | 3 | Natural Gas Steam Turbine | 351 | Electric Utility
3482 | Jones | 1 | Natural Gas Steam Turbine | 247.5 | Electric Utility
3482 | Jones | 2 | Natural Gas Steam Turbine | 247.5 | Electric Utility
3482 | Jones | 3 | Natural Gas Fired Combustion Turbine | 182.7 | Electric Utility
3482 | Jones | 4 | Natural Gas Fired Combustion Turbine | 182.7 | Electric Utility
3484 | Nichols | 1 | Natural Gas Steam Turbine | 113.6 | Electric Utility
3484 | Nichols | 2 | Natural Gas Steam Turbine | 113.6 | Electric Utility
3484 | Nichols | 3 | Natural Gas Steam Turbine | 247.5 | Electric Utility
3485 | Plant X | 1 | Natural Gas Steam Turbine | 48 | Electric Utility
3485 | Plant X | 2 | Natural Gas Steam Turbine | 98 | Electric Utility
3485 | Plant X | 3 | Natural Gas Steam Turbine | 98 | Electric Utility
3485 | Plant X | 4 | Natural Gas Steam Turbine | 190.4 | Electric Utility
3490 | Graham | 1 | Natural Gas Steam Turbine | 247.7 | IPP Non-CHP
3490 | Graham | 2 | Natural Gas Steam Turbine | 387 | IPP Non-CHP
3491 | Handley | 3 | Natural Gas Steam Turbine | 404.8 | IPP Non-CHP
3491 | Handley | 4 | Natural Gas Steam Turbine | 455 | IPP Non-CHP
3491 | Handley | 5 | Natural Gas Steam Turbine | 455 | IPP Non-CHP
3492 | Morgan Creek | CT1 | Natural Gas Fired Combustion Turbine | 89.4 | IPP Non-CHP
3492 | Morgan Creek | CT2 | Natural Gas Fired Combustion Turbine | 89.4 | IPP Non-CHP
3492 | Morgan Creek | CT3 | Natural Gas Fired Combustion Turbine | 89.4 | IPP Non-CHP
3492 | Morgan Creek | CT4 | Natural Gas Fired Combustion Turbine | 89.4 | IPP Non-CHP
3492 | Morgan Creek | CT5 | Natural Gas Fired Combustion Turbine | 89.4 | IPP Non-CHP
3492 | Morgan Creek | CT6 | Natural Gas Fired Combustion Turbine | 89.4 | IPP Non-CHP
3494 | Permian Basin | CT1 | Natural Gas Fired Combustion Turbine | 89.4 | IPP Non-CHP
3494 | Permian Basin | CT2 | Natural Gas Fired Combustion Turbine | 89.4 | IPP Non-CHP
3494 | Permian Basin | CT3 | Natural Gas Fired Combustion Turbine | 89.4 | IPP Non-CHP
3494 | Permian Basin | CT4 | Natural Gas Fired Combustion Turbine | 89.4 | IPP Non-CHP
3494 | Permian Basin | CT5 | Natural Gas Fired Combustion Turbine | 89.4 | IPP Non-CHP
3497 | Big Brown | 1 | Conventional Steam Coal | 593.4 | IPP Non-CHP
3497 | Big Brown | 2 | Conventional Steam Coal | 593.4 | IPP Non-CHP
3504 | Stryker Creek | D1 | Petroleum Liquids | 2 | IPP Non-CHP
3504 | Stryker Creek | D2 | Petroleum Liquids | 2 | IPP Non-CHP
3504 | Stryker Creek | D3 | Petroleum Liquids | 2 | IPP Non-CHP
3504 | Stryker Creek | D4 | Petroleum Liquids | 2 | IPP Non-CHP
3504 | Stryker Creek | D5 | Petroleum Liquids | 2 | IPP Non-CHP
3504 | Stryker Creek | ST1 | Natural Gas Steam Turbine | 176.8 | IPP Non-CHP
3504 | Stryker Creek | ST2 | Natural Gas Steam Turbine | 526.6 | IPP Non-CHP
3507 | Trinidad (TX) | 6 | Natural Gas Steam Turbine | 239.3 | IPP Non-CHP
3507 | Trinidad (TX) | D1 | Petroleum Liquids | 2 | IPP Non-CHP
3507 | Trinidad (TX) | D2 | Petroleum Liquids | 2 | IPP Non-CHP
3548 | Decker Creek | 1 | Natural Gas Steam Turbine | 321 | Electric Utility
3548 | Decker Creek | 2 | Natural Gas Steam Turbine | 405 | Electric Utility
3548 | Decker Creek | GT1 | Natural Gas Fired Combustion Turbine | 51.5 | Electric Utility
3548 | Decker Creek | GT2 | Natural Gas Fired Combustion Turbine | 51.5 | Electric Utility
3548 | Decker Creek | GT3 | Natural Gas Fired Combustion Turbine | 51.5 | Electric Utility
3548 | Decker Creek | GT4 | Natural Gas Fired Combustion Turbine | 51.5 | Electric Utility
3559 | Silas Ray | 10 | Natural Gas Fired Combustion Turbine | 61 | Electric Utility
3559 | Silas Ray | 6 | Natural Gas Fired Combined Cycle | 25 | Electric Utility
3559 | Silas Ray | 9 | Natural Gas Fired Combined Cycle | 50 | Electric Utility
3559 | Silas Ray | DG-2 | Petroleum Liquids | 1.3 | Electric Utility
3559 | Silas Ray | DG-3a | Petroleum Liquids | 1.3 | Electric Utility
3559 | Silas Ray | DG-3b | Petroleum Liquids | 1.3 | Electric Utility
3559 | Silas Ray | DG-4 | Petroleum Liquids | 1.3 | Electric Utility
3559 | Silas Ray | DG-6a | Petroleum Liquids | 1.3 | Electric Utility
3559 | Silas Ray | DG-6b | Petroleum Liquids | 1.3 | Electric Utility
3559 | Silas Ray | DG-7a | Petroleum Liquids | 1.3 | Electric Utility
3559 | Silas Ray | DG-7b | Petroleum Liquids | 1.3 | Electric Utility
3561 | Bryan (TX) | 7 | Natural Gas Fired Combustion Turbine | 22 | Electric Utility
3576 | Ray Olinger | 1 | Natural Gas Steam Turbine | 75 | Electric Utility
3576 | Ray Olinger | 2 | Natural Gas Steam Turbine | 113.4 | Electric Utility
3576 | Ray Olinger | 3 | Natural Gas Steam Turbine | 156.6 | Electric Utility
3576 | Ray Olinger | 4 | Natural Gas Fired Combustion Turbine | 82.7 | Electric Utility
3581 | Abbott TP 3 | 1 | Conventional Hydroelectric | 1.4 | Electric Utility
3581 | Abbott TP 3 | 2 | Conventional Hydroelectric | 1.4 | Electric Utility
3582 | Dunlap TP 1 | 1 | Conventional Hydroelectric | 1.8 | Electric Utility
3582 | Dunlap TP 1 | 2 | Conventional Hydroelectric | 1.8 | Electric Utility
3583 | H 4 | 1 | Conventional Hydroelectric | 2.4 | Electric Utility
3584 | H 5 | 1 | Conventional Hydroelectric | 2.4 | Electric Utility
3585 | Nolte | 1 | Conventional Hydroelectric | 1.2 | Electric Utility
3585 | Nolte | 2 | Conventional Hydroelectric | 1.2 | Electric Utility
3586 | TP 4 | 1 | Conventional Hydroelectric | 2.4 | Electric Utility
3594 | Austin | 1 | Conventional Hydroelectric | 9 | Electric Utility
3594 | Austin | 2 | Conventional Hydroelectric | 9 | Electric Utility
3595 | Buchanan Dam (TX) | 1 | Conventional Hydroelectric | 18.3 | Electric Utility
3595 | Buchanan Dam (TX) | 2 | Conventional Hydroelectric | 18.3 | Electric Utility
3595 | Buchanan Dam (TX) | 3 | Conventional Hydroelectric | 18.3 | Electric Utility
3597 | Granite Shoals | 1 | Conventional Hydroelectric | 27 | Electric Utility
3597 | Granite Shoals | 2 | Conventional Hydroelectric | 27 | Electric Utility
3598 | Inks | 1 | Conventional Hydroelectric | 15 | Electric Utility
3599 | Marble Falls | 1 | Conventional Hydroelectric | 19.8 | Electric Utility
3599 | Marble Falls | 2 | Conventional Hydroelectric | 19.8 | Electric Utility
3600 | Marshall Ford | 1 | Conventional Hydroelectric | 36 | Electric Utility
3600 | Marshall Ford | 2 | Conventional Hydroelectric | 36 | Electric Utility
3600 | Marshall Ford | 3 | Conventional Hydroelectric | 36 | Electric Utility
3601 | Sim Gideon | 1 | Natural Gas Steam Turbine | 136 | Electric Utility
3601 | Sim Gideon | 2 | Natural Gas Steam Turbine | 136 | Electric Utility
3601 | Sim Gideon | 3 | Natural Gas Steam Turbine | 351 | Electric Utility
3602 | Ty Cooke | 1 | Natural Gas Steam Turbine | 44 | Electric Utility
3602 | Ty Cooke | 2 | Natural Gas Steam Turbine | 53.6 | Electric Utility
3602 | Ty Cooke | GT2 | Natural Gas Fired Combustion Turbine | 18.5 | Electric Utility
3602 | Ty Cooke | GT3 | Natural Gas Fired Combustion Turbine | 22 | Electric Utility
3604 | J Robert Massengale | 4 | Natural Gas Steam Turbine | 11.5 | Electric Utility
3604 | J Robert Massengale | 5 | Natural Gas Steam Turbine | 11.5 | Electric Utility
3604 | J Robert Massengale | 6A | Natural Gas Fired Combined Cycle | 22 | Electric Utility
3604 | J Robert Massengale | 7 | Natural Gas Fired Combined Cycle | 22 | Electric Utility
3604 | J Robert Massengale | 8 | Natural Gas Fired Combined Cycle | 40 | Electric Utility
3609 | Leon Creek | CGT1 | Natural Gas Fired Combustion Turbine | 57.4 | Electric Utility
3609 | Leon Creek | CGT2 | Natural Gas Fired Combustion Turbine | 57.4 | Electric Utility
3609 | Leon Creek | CGT3 | Natural Gas Fired Combustion Turbine | 57.4 | Electric Utility
3609 | Leon Creek | CGT4 | Natural Gas Fired Combustion Turbine | 57.4 | Electric Utility
3611 | O W Sommers | 1 | Natural Gas Steam Turbine | 446 | Electric Utility
3611 | O W Sommers | 2 | Natural Gas Steam Turbine | 446 | Electric Utility
3612 | V H Braunig | 1 | Natural Gas Steam Turbine | 225 | Electric Utility
3612 | V H Braunig | 2 | Natural Gas Steam Turbine | 252 | Electric Utility
3612 | V H Braunig | 3 | Natural Gas Steam Turbine | 417 | Electric Utility
3612 | V H Braunig | 5 | Natural Gas Fired Combustion Turbine | 61 | Electric Utility
3612 | V H Braunig | 6 | Natural Gas Fired Combustion Turbine | 61 | Electric Utility
3612 | V H Braunig | 7 | Natural Gas Fired Combustion Turbine | 61 | Electric Utility
3612 | V H Braunig | 8 | Natural Gas Fired Combustion Turbine | 61 | Electric Utility
3624 | Weatherford | 1 | Petroleum Liquids | 0.3 | Electric Utility
3624 | Weatherford | 2 | Petroleum Liquids | 0.3 | Electric Utility
3624 | Weatherford | 3 | Petroleum Liquids | 0.3 | Electric Utility
3624 | Weatherford | 4 | Petroleum Liquids | 0.8 | Electric Utility
3624 | Weatherford | 6 | Petroleum Liquids | 1.4 | Electric Utility
3624 | Weatherford | 7 | Petroleum Liquids | 1.3 | Electric Utility
3624 | Weatherford | 8 | Petroleum Liquids | 1.3 | Electric Utility
3628 | R W Miller | 1 | Natural Gas Steam Turbine | 66 | Electric Utility
3628 | R W Miller | 2 | Natural Gas Steam Turbine | 100 | Electric Utility
3628 | R W Miller | 3 | Natural Gas Steam Turbine | 200 | Electric Utility
3628 | R W Miller | 4 | Natural Gas Fired Combustion Turbine | 118.8 | Electric Utility
3628 | R W Miller | 5 | Natural Gas Fired Combustion Turbine | 118.8 | Electric Utility
3630 | Pearsall | 1 | Natural Gas Steam Turbine | 22 | Electric Utility
3630 | Pearsall | 10A | Natural Gas Internal Combustion Engine | 8.4 | Electric Utility
3630 | Pearsall | 11A | Natural Gas Internal Combustion Engine | 8.4 | Electric Utility
3630 | Pearsall | 12A | Natural Gas Internal Combustion Engine | 8.4 | Electric Utility
3630 | Pearsall | 13A | Natural Gas Internal Combustion Engine | 8.4 | Electric Utility
3630 | Pearsall | 14A | Natural Gas Internal Combustion Engine | 8.4 | Electric Utility
3630 | Pearsall | 15A | Natural Gas Internal Combustion Engine | 8.4 | Electric Utility
3630 | Pearsall | 16A | Natural Gas Internal Combustion Engine | 8.4 | Electric Utility
3630 | Pearsall | 17A | Natural Gas Internal Combustion Engine | 8.4 | Electric Utility
3630 | Pearsall | 18A | Natural Gas Internal Combustion Engine | 8.4 | Electric Utility
3630 | Pearsall | 19A | Natural Gas Internal Combustion Engine | 8.4 | Electric Utility
3630 | Pearsall | 1A | Natural Gas Internal Combustion Engine | 8.4 | Electric Utility
3630 | Pearsall | 2 | Natural Gas Steam Turbine | 22 | Electric Utility
3630 | Pearsall | 20A | Natural Gas Internal Combustion Engine | 8.4 | Electric Utility
3630 | Pearsall | 21A | Natural Gas Internal Combustion Engine | 8.4 | Electric Utility
3630 | Pearsall | 22A | Natural Gas Internal Combustion Engine | 8.4 | Electric Utility
3630 | Pearsall | 23A | Natural Gas Internal Combustion Engine | 8.4 | Electric Utility
3630 | Pearsall | 24A | Natural Gas Internal Combustion Engine | 8.4 | Electric Utility
3630 | Pearsall | 2A | Natural Gas Internal Combustion Engine | 8.4 | Electric Utility
3630 | Pearsall | 3 | Natural Gas Steam Turbine | 22 | Electric Utility
3630 | Pearsall | 3A | Natural Gas Internal Combustion Engine | 8.4 | Electric Utility
3630 | Pearsall | 4A | Natural Gas Internal Combustion Engine | 8.4 | Electric Utility
3630 | Pearsall | 5A | Natural Gas Internal Combustion Engine | 8.4 | Electric Utility
3630 | Pearsall | 6A | Natural Gas Internal Combustion Engine | 8.4 | Electric Utility
3630 | Pearsall | 7A | Natural Gas Internal Combustion Engine | 8.4 | Electric Utility
3630 | Pearsall | 8A | Natural Gas Internal Combustion Engine | 8.4 | Electric Utility
3630 | Pearsall | 9A | Natural Gas Internal Combustion Engine | 8.4 | Electric Utility
3631 | Sam Rayburn | 1 | Natural Gas Fired Combustion Turbine | 11.2 | Electric Utility
3631 | Sam Rayburn | 10 | Natural Gas Fired Combined Cycle | 42 | Electric Utility
3631 | Sam Rayburn | 2 | Natural Gas Fired Combustion Turbine | 11.2 | Electric Utility
3631 | Sam Rayburn | 4 | Petroleum Liquids | 1.6 | Electric Utility
3631 | Sam Rayburn | 5 | Petroleum Liquids | 1.6 | Electric Utility
3631 | Sam Rayburn | 7 | Natural Gas Fired Combined Cycle | 49.2 | Electric Utility
3631 | Sam Rayburn | 8 | Natural Gas Fired Combined Cycle | 49.2 | Electric Utility
3631 | Sam Rayburn | 9 | Natural Gas Fired Combined Cycle | 49.2 | Electric Utility
3643 | Upper Beaver | 1 | Conventional Hydroelectric | 1.3 | Electric Utility
3643 | Upper Beaver | 2 | Conventional Hydroelectric | 1.2 | Electric Utility
3646 | Cutler Hydro | 1 | Conventional Hydroelectric | 15 | Electric Utility
3646 | Cutler Hydro | 2 | Conventional Hydroelectric | 15 | Electric Utility
3648 | Gadsby | 1 | Natural Gas Steam Turbine | 70.5 | Electric Utility
3648 | Gadsby | 2 | Natural Gas Steam Turbine | 75 | Electric Utility
3648 | Gadsby | 3 | Natural Gas Steam Turbine | 133.6 | Electric Utility
3648 | Gadsby | 4 | Natural Gas Fired Combustion Turbine | 71 | Electric Utility
3648 | Gadsby | 5 | Natural Gas Fired Combustion Turbine | 71 | Electric Utility
3648 | Gadsby | 6 | Natural Gas Fired Combustion Turbine | 71 | Electric Utility
3651 | Granite | 1 | Conventional Hydroelectric | 2 | Electric Utility
3655 | Olmstead | 1 | Conventional Hydroelectric | 2.4 | Electric Utility
3655 | Olmstead | 2 | Conventional Hydroelectric | 2.4 | Electric Utility
3655 | Olmstead | 4 | Conventional Hydroelectric | 5.5 | Electric Utility
3656 | Pioneer | 1 | Conventional Hydroelectric | 2.5 | Electric Utility
3656 | Pioneer | 2 | Conventional Hydroelectric | 2.5 | Electric Utility
3658 | Snake Creek | 1 | Conventional Hydroelectric | 0.6 | Electric Utility
3658 | Snake Creek | 2 | Conventional Hydroelectric | 0.6 | Electric Utility
3659 | Stairs | 3 | Conventional Hydroelectric | 1 | Electric Utility
3661 | Weber | 1 | Conventional Hydroelectric | 3.8 | Electric Utility
3665 | Bountiful City | 1A | Natural Gas Fired Combustion Turbine | 5.2 | Electric Utility
3665 | Bountiful City | 2A | Natural Gas Fired Combustion Turbine | 12.6 | Electric Utility
3665 | Bountiful City | 3A | Natural Gas Fired Combustion Turbine | 12.6 | Electric Utility
3666 | Brigham City | 1 | Conventional Hydroelectric | 0.6 | Electric Utility
3666 | Brigham City | 2 | Conventional Hydroelectric | 0.6 | Electric Utility
3666 | Brigham City | 8182 | Conventional Hydroelectric | 0.6 | Electric Utility
3675 | Hydro III | HY1 | Conventional Hydroelectric | 0.7 | Electric Utility
3675 | Hydro III | HY2 | Conventional Hydroelectric | 0.7 | Electric Utility
3676 | Manti Upper | 1 | Conventional Hydroelectric | 0.6 | Electric Utility
3676 | Manti Upper | HC2 | Conventional Hydroelectric | 1 | Electric Utility
3688 | Bartholomew | 2 | Conventional Hydroelectric | 1 | Electric Utility
3691 | Spanish Fork | 1 | Conventional Hydroelectric | 1.7 | Electric Utility
3691 | Spanish Fork | 2 | Conventional Hydroelectric | 1.7 | Electric Utility
3691 | Spanish Fork | 3 | Conventional Hydroelectric | 0.2 | Electric Utility
3697 | Gateway | 1 | Conventional Hydroelectric | 2 | Electric Utility
3697 | Gateway | 2 | Conventional Hydroelectric | 2 | Electric Utility
3698 | Wanship | 1 | Conventional Hydroelectric | 1.9 | Electric Utility
3699 | Boulder | 1 | Conventional Hydroelectric | 1.4 | Electric Utility
3699 | Boulder | 2 | Conventional Hydroelectric | 1.4 | Electric Utility
3699 | Boulder | 3 | Conventional Hydroelectric | 1.4 | Electric Utility
3704 | Uintah | 1 | Conventional Hydroelectric | 0.6 | Electric Utility
3704 | Uintah | 2 | Conventional Hydroelectric | 0.6 | Electric Utility
3708 | Ascutney | GT4 | Petroleum Liquids | 13.2 | Electric Utility
3709 | Smith (VT) | 1 | Conventional Hydroelectric | 1 | Electric Utility
3709 | Smith (VT) | HC2 | Conventional Hydroelectric | 0.5 | Electric Utility
3710 | Cavendish | 1 | Conventional Hydroelectric | 0.6 | Electric Utility
3710 | Cavendish | 2 | Conventional Hydroelectric | 0.6 | Electric Utility
3710 | Cavendish | 3 | Conventional Hydroelectric | 0.5 | Electric Utility
3711 | Clark Falls | 1 | Conventional Hydroelectric | 3 | Electric Utility
3712 | Fairfax Falls | 1 | Conventional Hydroelectric | 1.4 | Electric Utility
3712 | Fairfax Falls | 2 | Conventional Hydroelectric | 2.1 | Electric Utility
3714 | Glen | 1 | Conventional Hydroelectric | 1 | Electric Utility
3714 | Glen | 2 | Conventional Hydroelectric | 1 | Electric Utility
3716 | Lower Middlebury | 1 | Conventional Hydroelectric | 0.8 | Electric Utility
3716 | Lower Middlebury | 2 | Conventional Hydroelectric | 0.8 | Electric Utility
3716 | Lower Middlebury | 3 | Conventional Hydroelectric | 0.8 | Electric Utility
3717 | Milton | 1 | Conventional Hydroelectric | 3.7 | Electric Utility
3717 | Milton | 2 | Conventional Hydroelectric | 3.7 | Electric Utility
3720 | Peterson | 1 | Conventional Hydroelectric | 6.3 | Electric Utility
3722 | Pittsford | 1 | Conventional Hydroelectric | 1.3 | Electric Utility
3722 | Pittsford | 2 | Conventional Hydroelectric | 1.3 | Electric Utility
3722 | Pittsford | 3 | Conventional Hydroelectric | 1 | Electric Utility
3723 | Rutland | GT5 | Petroleum Liquids | 13.2 | Electric Utility
3724 | Salisbury | 1 | Conventional Hydroelectric | 1.3 | Electric Utility
3725 | Silver Lake (VT) | 1 | Conventional Hydroelectric | 2.2 | Electric Utility
3728 | Weybridge | 1 | Conventional Hydroelectric | 3 | Electric Utility
3731 | Newport | 1 | Conventional Hydroelectric | 1.7 | IPP Non-CHP
3731 | Newport | 2 | Conventional Hydroelectric | 1.7 | IPP Non-CHP
3731 | Newport | 3 | Conventional Hydroelectric | 0.6 | IPP Non-CHP
3734 | Berlin 5 | GT1 | Petroleum Liquids | 41.8 | Electric Utility
3735 | Colchester 16 | GT1 | Petroleum Liquids | 18 | Electric Utility
3737 | Essex Junction 19 | H1 | Conventional Hydroelectric | 1.8 | Electric Utility
3737 | Essex Junction 19 | H2 | Conventional Hydroelectric | 1.8 | Electric Utility
3737 | Essex Junction 19 | H3 | Conventional Hydroelectric | 1.8 | Electric Utility
3737 | Essex Junction 19 | H4 | Conventional Hydroelectric | 1.8 | Electric Utility
3737 | Essex Junction 19 | H9 | Conventional Hydroelectric | 0.8 | Electric Utility
3737 | Essex Junction 19 | IC-5 | Petroleum Liquids | 2 | Electric Utility
3737 | Essex Junction 19 | IC-6 | Petroleum Liquids | 2 | Electric Utility
3737 | Essex Junction 19 | IC-7 | Petroleum Liquids | 2 | Electric Utility
3737 | Essex Junction 19 | IC-8 | Petroleum Liquids | 2 | Electric Utility
3739 | Marshfield 6 | 1 | Conventional Hydroelectric | 5 | Electric Utility
3740 | Middlesex 2 | 1 | Conventional Hydroelectric | 1.6 | Electric Utility
3740 | Middlesex 2 | 2 | Conventional Hydroelectric | 1.6 | Electric Utility
3743 | West Danville 15 | 1 | Conventional Hydroelectric | 1 | Electric Utility
3745 | Bellows Falls | GEN1 | Conventional Hydroelectric | 13.6 | IPP Non-CHP
3745 | Bellows Falls | GEN2 | Conventional Hydroelectric | 13.6 | IPP Non-CHP
3745 | Bellows Falls | GEN3 | Conventional Hydroelectric | 13.6 | IPP Non-CHP
3746 | Harriman | GEN1 | Conventional Hydroelectric | 11.2 | IPP Non-CHP
3746 | Harriman | GEN2 | Conventional Hydroelectric | 11.2 | IPP Non-CHP
3746 | Harriman | GEN3 | Conventional Hydroelectric | 11.2 | IPP Non-CHP
3750 | Canaan | 1 | Conventional Hydroelectric | 1.1 | Electric Utility
3753 | West Charleston | 1 | Conventional Hydroelectric | 0.7 | Electric Utility
3753 | West Charleston | 2 | Conventional Hydroelectric | 0.7 | Electric Utility
3754 | Burlington GT | GT1 | Petroleum Liquids | 25.5 | Electric Utility
3762 | Great Falls (VT) | 1 | Conventional Hydroelectric | 0.3 | Electric Utility
3762 | Great Falls (VT) | 2 | Conventional Hydroelectric | 0.3 | Electric Utility
3762 | Great Falls (VT) | 3 | Conventional Hydroelectric | 1.3 | Electric Utility
3764 | Morrisville | 1 | Conventional Hydroelectric | 0.6 | Electric Utility
3764 | Morrisville | 2 | Conventional Hydroelectric | 1.2 | Electric Utility
3765 | Cadys Falls | 1 | Conventional Hydroelectric | 0.8 | Electric Utility
3765 | Cadys Falls | 2 | Conventional Hydroelectric | 0.8 | Electric Utility
3772 | Buck Hydro | 1 | Conventional Hydroelectric | 2.8 | Electric Utility
3772 | Buck Hydro | 2 | Conventional Hydroelectric | 2.8 | Electric Utility
3772 | Buck Hydro | 3 | Conventional Hydroelectric | 2.8 | Electric Utility
3773 | Byllesby 2 | 1 | Conventional Hydroelectric | 5.4 | Electric Utility
3773 | Byllesby 2 | 2 | Conventional Hydroelectric | 5.4 | Electric Utility
3773 | Byllesby 2 | 3 | Conventional Hydroelectric | 5.4 | Electric Utility
3773 | Byllesby 2 | 4 | Conventional Hydroelectric | 5.4 | Electric Utility
3774 | Claytor | 1 | Conventional Hydroelectric | 18.7 | Electric Utility
3774 | Claytor | 2 | Conventional Hydroelectric | 18.7 | Electric Utility
3774 | Claytor | 3 | Conventional Hydroelectric | 18.7 | Electric Utility
3774 | Claytor | 4 | Conventional Hydroelectric | 18.7 | Electric Utility
3775 | Clinch River | 1 | Natural Gas Steam Turbine | 237.5 | Electric Utility
3775 | Clinch River | 2 | Natural Gas Steam Turbine | 237.5 | Electric Utility
3777 | Leesville | 1 | Conventional Hydroelectric | 20 | Electric Utility
3777 | Leesville | 2 | Conventional Hydroelectric | 20 | Electric Utility
3778 | Niagara | 1 | Conventional Hydroelectric | 2.4 | Electric Utility
3778 | Niagara | 2 | Conventional Hydroelectric | 1.2 | Electric Utility
3779 | Reusens | 1 | Conventional Hydroelectric | 2.5 | Electric Utility
3779 | Reusens | 2 | Conventional Hydroelectric | 2.5 | Electric Utility
3779 | Reusens | 3 | Conventional Hydroelectric | 2.5 | Electric Utility
3779 | Reusens | 4 | Conventional Hydroelectric | 2.5 | Electric Utility
3779 | Reusens | 5 | Conventional Hydroelectric | 2.5 | Electric Utility
3780 | Smith Mountain | 1 | Hydroelectric Pumped Storage | 66 | Electric Utility
3780 | Smith Mountain | 2 | Conventional Hydroelectric | 150.1 | Electric Utility
3780 | Smith Mountain | 3 | Hydroelectric Pumped Storage | 115.3 | Electric Utility
3780 | Smith Mountain | 4 | Conventional Hydroelectric | 150.1 | Electric Utility
3780 | Smith Mountain | 5 | Hydroelectric Pumped Storage | 66 | Electric Utility
3782 | Bayview | BAYV | Petroleum Liquids | 2 | IPP Non-CHP
3782 | Bayview | BYV2 | Petroleum Liquids | 2 | IPP Non-CHP
3782 | Bayview | BYV3 | Petroleum Liquids | 2 | IPP Non-CHP
3782 | Bayview | BYV4 | Petroleum Liquids | 2 | IPP Non-CHP
3782 | Bayview | BYV5 | Petroleum Liquids | 2 | IPP Non-CHP
3782 | Bayview | BYV6 | Petroleum Liquids | 2 | IPP Non-CHP
3785 | Tasley | TAS | Petroleum Liquids | 27 | IPP Non-CHP
3789 | Luray Hydro Station | 1 | Conventional Hydroelectric | 0.6 | IPP Non-CHP
3789 | Luray Hydro Station | 2 | Conventional Hydroelectric | 0.4 | IPP Non-CHP
3789 | Luray Hydro Station | 3 | Conventional Hydroelectric | 0.6 | IPP Non-CHP
3790 | Newport Hydro Station | 1 | Conventional Hydroelectric | 0.4 | IPP Non-CHP
3790 | Newport Hydro Station | 2 | Conventional Hydroelectric | 0.4 | IPP Non-CHP
3790 | Newport Hydro Station | 3 | Conventional Hydroelectric | 0.6 | IPP Non-CHP
3796 | Bremo Bluff | 3 | Natural Gas Steam Turbine | 69 | Electric Utility
3796 | Bremo Bluff | 4 | Natural Gas Steam Turbine | 185.2 | Electric Utility
3797 | Chesterfield | 3 | Conventional Steam Coal | 112.5 | Electric Utility
3797 | Chesterfield | 4 | Conventional Steam Coal | 187.5 | Electric Utility
3797 | Chesterfield | 5 | Conventional Steam Coal | 359 | Electric Utility
3797 | Chesterfield | 6 | Conventional Steam Coal | 693.9 | Electric Utility
3797 | Chesterfield | CT7 | Natural Gas Fired Combined Cycle | 145 | Electric Utility
3797 | Chesterfield | CT8 | Natural Gas Fired Combined Cycle | 148 | Electric Utility
3797 | Chesterfield | CW7 | Natural Gas Fired Combined Cycle | 74.4 | Electric Utility
3797 | Chesterfield | CW8 | Natural Gas Fired Combined Cycle | 79.2 | Electric Utility
3798 | Cushaw | 1 | Conventional Hydroelectric | 1.5 | Electric Utility
3798 | Cushaw | 2 | Conventional Hydroelectric | 1.5 | Electric Utility
3798 | Cushaw | 3 | Conventional Hydroelectric | 1.5 | Electric Utility
3798 | Cushaw | 4 | Conventional Hydroelectric | 1.5 | Electric Utility
3798 | Cushaw | 5 | Conventional Hydroelectric | 1.5 | Electric Utility
3799 | Low Moor | GT1 | Petroleum Liquids | 20.7 | Electric Utility
3799 | Low Moor | GT2 | Petroleum Liquids | 20.7 | Electric Utility
3799 | Low Moor | GT3 | Petroleum Liquids | 20.7 | Electric Utility
3799 | Low Moor | GT4 | Petroleum Liquids | 20.7 | Electric Utility
3800 | Northern Neck | GT1 | Petroleum Liquids | 20.7 | Electric Utility
3800 | Northern Neck | GT2 | Petroleum Liquids | 20.7 | Electric Utility
3800 | Northern Neck | GT3 | Petroleum Liquids | 20.7 | Electric Utility
3800 | Northern Neck | GT4 | Petroleum Liquids | 20.7 | Electric Utility
3803 | Chesapeake | 6 | Petroleum Liquids | 16.3 | Electric Utility
3803 | Chesapeake | GT1 | Petroleum Liquids | 18.5 | Electric Utility
3803 | Chesapeake | GT2 | Petroleum Liquids | 16.3 | Electric Utility
3803 | Chesapeake | GT4 | Petroleum Liquids | 16.3 | Electric Utility
3804 | Possum Point | 3 | Natural Gas Steam Turbine | 113.6 | Electric Utility
3804 | Possum Point | 4 | Natural Gas Steam Turbine | 239.3 | Electric Utility
3804 | Possum Point | 5 | Petroleum Liquids | 882 | Electric Utility
3804 | Possum Point | 6A | Natural Gas Fired Combined Cycle | 174 | Electric Utility
3804 | Possum Point | 6B | Natural Gas Fired Combined Cycle | 174 | Electric Utility
3804 | Possum Point | 6ST | Natural Gas Fired Combined Cycle | 265 | Electric Utility
3804 | Possum Point | GT1 | Petroleum Liquids | 16 | Electric Utility
3804 | Possum Point | GT2 | Petroleum Liquids | 16 | Electric Utility
3804 | Possum Point | GT3 | Petroleum Liquids | 16 | Electric Utility
3804 | Possum Point | GT4 | Petroleum Liquids | 16 | Electric Utility
3804 | Possum Point | GT5 | Petroleum Liquids | 16 | Electric Utility
3804 | Possum Point | GT6 | Petroleum Liquids | 16 | Electric Utility
3806 | Surry | 1 | Nuclear | 847.5 | Electric Utility
3806 | Surry | 2 | Nuclear | 847.5 | Electric Utility
3809 | Yorktown | 1 | Conventional Steam Coal | 187.5 | Electric Utility
3809 | Yorktown | 2 | Conventional Steam Coal | 187.5 | Electric Utility
3809 | Yorktown | 3 | Petroleum Liquids | 882 | Electric Utility
3821 | Snowden | 4 | Conventional Hydroelectric | 2.5 | Electric Utility
3821 | Snowden | 5 | Conventional Hydroelectric | 2.5 | Electric Utility
3823 | West Spring Street | 7 | Petroleum Liquids | 1.5 | Electric Utility
3825 | Pinnacles | 1 | Conventional Hydroelectric | 3.7 | Electric Utility
3825 | Pinnacles | 2 | Conventional Hydroelectric | 3.7 | Electric Utility
3825 | Pinnacles | 3 | Conventional Hydroelectric | 3.7 | Electric Utility
3826 | Martinsville | 1 | Conventional Hydroelectric | 0.3 | Electric Utility
3826 | Martinsville | 2 | Conventional Hydroelectric | 1 | Electric Utility
3827 | Radford | 1 | Conventional Hydroelectric | 1 | Electric Utility
3833 | John H Kerr | 1 | Conventional Hydroelectric | 13.8 | Electric Utility
3833 | John H Kerr | 2 | Conventional Hydroelectric | 46.8 | Electric Utility
3833 | John H Kerr | 3 | Conventional Hydroelectric | 46.8 | Electric Utility
3833 | John H Kerr | 4 | Conventional Hydroelectric | 46.8 | Electric Utility
3833 | John H Kerr | 5 | Conventional Hydroelectric | 46.8 | Electric Utility
3833 | John H Kerr | 6 | Conventional Hydroelectric | 46.8 | Electric Utility
3833 | John H Kerr | 7 | Conventional Hydroelectric | 46.8 | Electric Utility
3833 | John H Kerr | A | Conventional Hydroelectric | 1.1 | Electric Utility
3833 | John H Kerr | B | Conventional Hydroelectric | 1.1 | Electric Utility
3834 | Philpott Lake | 1 | Conventional Hydroelectric | 6.7 | Electric Utility
3834 | Philpott Lake | 2 | Conventional Hydroelectric | 6.7 | Electric Utility
3834 | Philpott Lake | 3 | Conventional Hydroelectric | 0.6 | Electric Utility
3845 | Transalta Centralia Generation | 1 | Conventional Steam Coal | 729.9 | IPP Non-CHP
3845 | Transalta Centralia Generation | 2 | Conventional Steam Coal | 729.9 | IPP Non-CHP
3847 | Merwin | 1 | Conventional Hydroelectric | 45 | Electric Utility
3847 | Merwin | 2 | Conventional Hydroelectric | 45 | Electric Utility
3847 | Merwin | 3 | Conventional Hydroelectric | 45 | Electric Utility
3847 | Merwin | House | Conventional Hydroelectric | 1 | Electric Utility
3850 | Swift 1 | HY11 | Conventional Hydroelectric | 80 | Electric Utility
3850 | Swift 1 | HY12 | Conventional Hydroelectric | 80 | Electric Utility
3850 | Swift 1 | HY13 | Conventional Hydroelectric | 80 | Electric Utility
3852 | Yale | 1 | Conventional Hydroelectric | 67 | Electric Utility
3852 | Yale | 2 | Conventional Hydroelectric | 67 | Electric Utility
3853 | Crystal Mountain | 1 | Petroleum Liquids | 2.7 | Electric Utility
3854 | Electron | 1 | Conventional Hydroelectric | 5.1 | IPP Non-CHP
3854 | Electron | 2 | Conventional Hydroelectric | 5.1 | IPP Non-CHP
3854 | Electron | 3 | Conventional Hydroelectric | 5.1 | IPP Non-CHP
3854 | Electron | 4 | Conventional Hydroelectric | 7.5 | IPP Non-CHP
3855 | Lower Baker | 3 | Conventional Hydroelectric | 80.8 | Electric Utility
3855 | Lower Baker | 4 | Conventional Hydroelectric | 30.4 | Electric Utility
3860 | Snoqualmie | 1 | Conventional Hydroelectric | 1.5 | Electric Utility
3860 | Snoqualmie | 2 | Conventional Hydroelectric | 1.8 | Electric Utility
3860 | Snoqualmie | 3 | Conventional Hydroelectric | 1.5 | Electric Utility
3860 | Snoqualmie | 4 | Conventional Hydroelectric | 1.5 | Electric Utility
3860 | Snoqualmie | 5A | Conventional Hydroelectric | 6.8 | Electric Utility
3861 | Upper Baker | 1 | Conventional Hydroelectric | 52.4 | Electric Utility
3861 | Upper Baker | 2 | Conventional Hydroelectric | 52.4 | Electric Utility
3866 | Little Falls (WA) | 1 | Conventional Hydroelectric | 10.8 | Electric Utility
3866 | Little Falls (WA) | 2 | Conventional Hydroelectric | 8 | Electric Utility
3866 | Little Falls (WA) | 3 | Conventional Hydroelectric | 10.8 | Electric Utility
3866 | Little Falls (WA) | 4 | Conventional Hydroelectric | 8 | Electric Utility
3867 | Long Lake | 1 | Conventional Hydroelectric | 17.5 | Electric Utility
3867 | Long Lake | 2 | Conventional Hydroelectric | 17.5 | Electric Utility
3867 | Long Lake | 3 | Conventional Hydroelectric | 17.5 | Electric Utility
3867 | Long Lake | 4 | Conventional Hydroelectric | 17.5 | Electric Utility
3868 | Meyers Falls | UN1 | Conventional Hydroelectric | 0.9 | IPP Non-CHP
3868 | Meyers Falls | UN2 | Conventional Hydroelectric | 0.3 | IPP Non-CHP
3869 | Nine Mile | 1 | Conventional Hydroelectric | 8.8 | Electric Utility
3869 | Nine Mile | 2 | Conventional Hydroelectric | 8.8 | Electric Utility
3869 | Nine Mile | 3N | Conventional Hydroelectric | 10 | Electric Utility
3869 | Nine Mile | 4N | Conventional Hydroelectric | 10 | Electric Utility
3878 | Yelm | 1 | Conventional Hydroelectric | 3 | Electric Utility
3878 | Yelm | 2 | Conventional Hydroelectric | 3 | Electric Utility
3878 | Yelm | 3 | Conventional Hydroelectric | 6 | Electric Utility
3883 | Rocky Reach | C-1 | Conventional Hydroelectric | 114 | Electric Utility
3883 | Rocky Reach | C-10 | Conventional Hydroelectric | 125.4 | Electric Utility
3883 | Rocky Reach | C-11 | Conventional Hydroelectric | 125.4 | Electric Utility
3883 | Rocky Reach | C-2 | Conventional Hydroelectric | 114 | Electric Utility
3883 | Rocky Reach | C-3 | Conventional Hydroelectric | 114 | Electric Utility
3883 | Rocky Reach | C-4 | Conventional Hydroelectric | 114 | Electric Utility
3883 | Rocky Reach | C-5 | Conventional Hydroelectric | 114 | Electric Utility
3883 | Rocky Reach | C-6 | Conventional Hydroelectric | 114 | Electric Utility
3883 | Rocky Reach | C-7 | Conventional Hydroelectric | 114 | Electric Utility
3883 | Rocky Reach | C-8 | Conventional Hydroelectric | 125.4 | Electric Utility
3883 | Rocky Reach | C-9 | Conventional Hydroelectric | 125.4 | Electric Utility
3886 | Wells | U-1 | Conventional Hydroelectric | 77.4 | Electric Utility
3886 | Wells | U-10 | Conventional Hydroelectric | 77.4 | Electric Utility
3886 | Wells | U-2 | Conventional Hydroelectric | 77.4 | Electric Utility
3886 | Wells | U-3 | Conventional Hydroelectric | 77.4 | Electric Utility
3886 | Wells | U-4 | Conventional Hydroelectric | 77.4 | Electric Utility
3886 | Wells | U-5 | Conventional Hydroelectric | 77.4 | Electric Utility
3886 | Wells | U-6 | Conventional Hydroelectric | 77.4 | Electric Utility
3886 | Wells | U-7 | Conventional Hydroelectric | 77.4 | Electric Utility
3886 | Wells | U-8 | Conventional Hydroelectric | 77.4 | Electric Utility
3886 | Wells | U-9 | Conventional Hydroelectric | 77.4 | Electric Utility
3887 | Priest Rapids | 1 | Conventional Hydroelectric | 95 | Electric Utility
3887 | Priest Rapids | 10 | Conventional Hydroelectric | 95 | Electric Utility
3887 | Priest Rapids | 2 | Conventional Hydroelectric | 97.8 | Electric Utility
3887 | Priest Rapids | 3 | Conventional Hydroelectric | 95 | Electric Utility
3887 | Priest Rapids | 4 | Conventional Hydroelectric | 95 | Electric Utility
3887 | Priest Rapids | 5 | Conventional Hydroelectric | 95 | Electric Utility
3887 | Priest Rapids | 6 | Conventional Hydroelectric | 95 | Electric Utility
3887 | Priest Rapids | 7 | Conventional Hydroelectric | 95 | Electric Utility
3887 | Priest Rapids | 8 | Conventional Hydroelectric | 95 | Electric Utility
3887 | Priest Rapids | 9 | Conventional Hydroelectric | 97.8 | Electric Utility
3888 | Wanapum | 10A | Conventional Hydroelectric | 122 | Electric Utility
3888 | Wanapum | 1A | Conventional Hydroelectric | 122 | Electric Utility
3888 | Wanapum | 2A | Conventional Hydroelectric | 122 | Electric Utility
3888 | Wanapum | 4 | Conventional Hydroelectric | 103.8 | Electric Utility
3888 | Wanapum | 5A | Conventional Hydroelectric | 122 | Electric Utility
3888 | Wanapum | 6A | Conventional Hydroelectric | 122 | Electric Utility
3888 | Wanapum | 7A | Conventional Hydroelectric | 122 | Electric Utility
3888 | Wanapum | 8 | Conventional Hydroelectric | 103.8 | Electric Utility
3888 | Wanapum | 9A | Conventional Hydroelectric | 122 | Electric Utility
3891 | Box Canyon | 1 | Conventional Hydroelectric | 22.5 | Electric Utility
3891 | Box Canyon | 2 | Conventional Hydroelectric | 22.5 | Electric Utility
3891 | Box Canyon | 3 | Conventional Hydroelectric | 22.5 | Electric Utility
3891 | Box Canyon | 4 | Conventional Hydroelectric | 22.5 | Electric Utility
3895 | The Dalles | 1 | Conventional Hydroelectric | 78 | Electric Utility
3895 | The Dalles | 10 | Conventional Hydroelectric | 78 | Electric Utility
3895 | The Dalles | 11 | Conventional Hydroelectric | 78 | Electric Utility
3895 | The Dalles | 12 | Conventional Hydroelectric | 78 | Electric Utility
3895 | The Dalles | 13 | Conventional Hydroelectric | 78 | Electric Utility
3895 | The Dalles | 14 | Conventional Hydroelectric | 78 | Electric Utility
3895 | The Dalles | 15 | Conventional Hydroelectric | 86 | Electric Utility
3895 | The Dalles | 16 | Conventional Hydroelectric | 86 | Electric Utility
3895 | The Dalles | 17 | Conventional Hydroelectric | 86 | Electric Utility
3895 | The Dalles | 18 | Conventional Hydroelectric | 86 | Electric Utility
3895 | The Dalles | 19 | Conventional Hydroelectric | 86 | Electric Utility
3895 | The Dalles | 2 | Conventional Hydroelectric | 78 | Electric Utility
3895 | The Dalles | 20 | Conventional Hydroelectric | 86 | Electric Utility
3895 | The Dalles | 21 | Conventional Hydroelectric | 86 | Electric Utility
3895 | The Dalles | 22 | Conventional Hydroelectric | 86 | Electric Utility
3895 | The Dalles | 3 | Conventional Hydroelectric | 78 | Electric Utility
3895 | The Dalles | 4 | Conventional Hydroelectric | 78 | Electric Utility
3895 | The Dalles | 5 | Conventional Hydroelectric | 89.7 | Electric Utility
3895 | The Dalles | 6 | Conventional Hydroelectric | 78 | Electric Utility
3895 | The Dalles | 7 | Conventional Hydroelectric | 78 | Electric Utility
3895 | The Dalles | 8 | Conventional Hydroelectric | 78 | Electric Utility
3895 | The Dalles | 9 | Conventional Hydroelectric | 78 | Electric Utility
3895 | The Dalles | F1 | Conventional Hydroelectric | 14 | Electric Utility
3895 | The Dalles | F2 | Conventional Hydroelectric | 14 | Electric Utility
3913 | Alder | 11 | Conventional Hydroelectric | 25 | Electric Utility
3913 | Alder | 12 | Conventional Hydroelectric | 25 | Electric Utility
3914 | Cushman 1 | 21 | Conventional Hydroelectric | 21.6 | Electric Utility
3914 | Cushman 1 | 22 | Conventional Hydroelectric | 21.6 | Electric Utility
3915 | Cushman 2 | 31 | Conventional Hydroelectric | 27 | Electric Utility
3915 | Cushman 2 | 32 | Conventional Hydroelectric | 27 | Electric Utility
3915 | Cushman 2 | 33 | Conventional Hydroelectric | 27 | Electric Utility
3915 | Cushman 2 | 34 | Conventional Hydroelectric | 1.8 | Electric Utility
3915 | Cushman 2 | 35 | Conventional Hydroelectric | 1.8 | Electric Utility
3916 | LaGrande | 1 | Conventional Hydroelectric | 6 | Electric Utility
3916 | LaGrande | 2 | Conventional Hydroelectric | 6 | Electric Utility
3916 | LaGrande | 3 | Conventional Hydroelectric | 6 | Electric Utility
3916 | LaGrande | 4 | Conventional Hydroelectric | 6 | Electric Utility
3916 | LaGrande | 5 | Conventional Hydroelectric | 40 | Electric Utility
3917 | Mayfield | 41 | Conventional Hydroelectric | 40.5 | Electric Utility
3917 | Mayfield | 42 | Conventional Hydroelectric | 40.5 | Electric Utility
3917 | Mayfield | 43 | Conventional Hydroelectric | 40.5 | Electric Utility
3917 | Mayfield | 44 | Conventional Hydroelectric | 40.5 | Electric Utility
3918 | Mossyrock | 51 | Conventional Hydroelectric | 150 | Electric Utility
3918 | Mossyrock | 52 | Conventional Hydroelectric | 150 | Electric Utility
3921 | Chief Joseph | 1 | Conventional Hydroelectric | 88.2 | Electric Utility
3921 | Chief Joseph | 10 | Conventional Hydroelectric | 88.2 | Electric Utility
3921 | Chief Joseph | 11 | Conventional Hydroelectric | 88.2 | Electric Utility
3921 | Chief Joseph | 12 | Conventional Hydroelectric | 88.2 | Electric Utility
3921 | Chief Joseph | 13 | Conventional Hydroelectric | 88.2 | Electric Utility
3921 | Chief Joseph | 14 | Conventional Hydroelectric | 88.2 | Electric Utility
3921 | Chief Joseph | 15 | Conventional Hydroelectric | 88.2 | Electric Utility
3921 | Chief Joseph | 16 | Conventional Hydroelectric | 88.2 | Electric Utility
3921 | Chief Joseph | 17 | Conventional Hydroelectric | 95 | Electric Utility
3921 | Chief Joseph | 18 | Conventional Hydroelectric | 95 | Electric Utility
3921 | Chief Joseph | 19 | Conventional Hydroelectric | 95 | Electric Utility
3921 | Chief Joseph | 2 | Conventional Hydroelectric | 88.2 | Electric Utility
3921 | Chief Joseph | 20 | Conventional Hydroelectric | 95 | Electric Utility
3921 | Chief Joseph | 21 | Conventional Hydroelectric | 95 | Electric Utility
3921 | Chief Joseph | 22 | Conventional Hydroelectric | 95 | Electric Utility
3921 | Chief Joseph | 23 | Conventional Hydroelectric | 95 | Electric Utility
3921 | Chief Joseph | 24 | Conventional Hydroelectric | 95 | Electric Utility
3921 | Chief Joseph | 25 | Conventional Hydroelectric | 95 | Electric Utility
3921 | Chief Joseph | 26 | Conventional Hydroelectric | 95 | Electric Utility
3921 | Chief Joseph | 27 | Conventional Hydroelectric | 95 | Electric Utility
3921 | Chief Joseph | 3 | Conventional Hydroelectric | 88.2 | Electric Utility
3921 | Chief Joseph | 4 | Conventional Hydroelectric | 88.2 | Electric Utility
3921 | Chief Joseph | 5 | Conventional Hydroelectric | 88.2 | Electric Utility
3921 | Chief Joseph | 6 | Conventional Hydroelectric | 88.2 | Electric Utility
3921 | Chief Joseph | 7 | Conventional Hydroelectric | 88.2 | Electric Utility
3921 | Chief Joseph | 8 | Conventional Hydroelectric | 88.2 | Electric Utility
3921 | Chief Joseph | 9 | Conventional Hydroelectric | 88.2 | Electric Utility
3925 | Ice Harbor | 1 | Conventional Hydroelectric | 90 | Electric Utility
3925 | Ice Harbor | 2 | Conventional Hydroelectric | 90 | Electric Utility
3925 | Ice Harbor | 3 | Conventional Hydroelectric | 90 | Electric Utility
3925 | Ice Harbor | 4 | Conventional Hydroelectric | 111 | Electric Utility
3925 | Ice Harbor | 5 | Conventional Hydroelectric | 111 | Electric Utility
3925 | Ice Harbor | 6 | Conventional Hydroelectric | 111 | Electric Utility
3926 | Little Goose | 1 | Conventional Hydroelectric | 135 | Electric Utility
3926 | Little Goose | 2 | Conventional Hydroelectric | 135 | Electric Utility
3926 | Little Goose | 3 | Conventional Hydroelectric | 135 | Electric Utility
3926 | Little Goose | 4 | Conventional Hydroelectric | 135 | Electric Utility
3926 | Little Goose | 5 | Conventional Hydroelectric | 135 | Electric Utility
3926 | Little Goose | 6 | Conventional Hydroelectric | 135 | Electric Utility
3927 | Lower Monumental | 1 | Conventional Hydroelectric | 135 | Electric Utility
3927 | Lower Monumental | 2 | Conventional Hydroelectric | 135 | Electric Utility
3927 | Lower Monumental | 3 | Conventional Hydroelectric | 135 | Electric Utility
3927 | Lower Monumental | 4 | Conventional Hydroelectric | 135 | Electric Utility
3927 | Lower Monumental | 5 | Conventional Hydroelectric | 135 | Electric Utility
3927 | Lower Monumental | 6 | Conventional Hydroelectric | 135 | Electric Utility
3929 | Packwood | 1 | Conventional Hydroelectric | 27.5 | Electric Utility
3935 | John E Amos | 1 | Conventional Steam Coal | 816.3 | Electric Utility
3935 | John E Amos | 2 | Conventional Steam Coal | 816.3 | Electric Utility
3935 | John E Amos | 3 | Conventional Steam Coal | 1300 | Electric Utility
3936 | Kanawha River | 1 | Conventional Steam Coal | 219.6 | Electric Utility
3936 | Kanawha River | 2 | Conventional Steam Coal | 219.6 | Electric Utility
3943 | FirstEnergy Fort Martin Power Station | 1 | Conventional Steam Coal | 576 | Electric Utility
3943 | FirstEnergy Fort Martin Power Station | 2 | Conventional Steam Coal | 576 | Electric Utility
3944 | FirstEnergy Harrison Power Station | 1 | Conventional Steam Coal | 684 | Electric Utility
3944 | FirstEnergy Harrison Power Station | 2 | Conventional Steam Coal | 684 | Electric Utility
3944 | FirstEnergy Harrison Power Station | 3 | Conventional Steam Coal | 684 | Electric Utility
3948 | Mitchell (WV) | 1 | Conventional Steam Coal | 816.3 | Electric Utility
3948 | Mitchell (WV) | 2 | Conventional Steam Coal | 816.3 | Electric Utility
3954 | Mt Storm | 1 | Conventional Steam Coal | 570.2 | Electric Utility
3954 | Mt Storm | 2 | Conventional Steam Coal | 570.2 | Electric Utility
3954 | Mt Storm | 3 | Conventional Steam Coal | 522 | Electric Utility
3954 | Mt Storm | JF1 | Petroleum Liquids | 18.5 | Electric Utility
3971 | Biron | 1 | Conventional Hydroelectric | 1.4 | Electric Utility
3971 | Biron | 2 | Conventional Hydroelectric | 1.4 | Electric Utility
3971 | Biron | 3 | Conventional Hydroelectric | 0.4 | Electric Utility
3971 | Biron | 4 | Conventional Hydroelectric | 0.4 | Electric Utility
3971 | Biron | 5 | Conventional Hydroelectric | 0.4 | Electric Utility
3971 | Biron | 6 | Conventional Hydroelectric | 0.4 | Electric Utility
3971 | Biron | 7 | Conventional Hydroelectric | 0.4 | Electric Utility
3971 | Biron | 9 | Conventional Hydroelectric | 0.8 | Electric Utility
3972 | Du Bay | 1 | Conventional Hydroelectric | 1.2 | Electric Utility
3972 | Du Bay | 2 | Conventional Hydroelectric | 2 | Electric Utility
3972 | Du Bay | 3 | Conventional Hydroelectric | 2 | Electric Utility
3972 | Du Bay | 4 | Conventional Hydroelectric | 2 | Electric Utility
3973 | Stevens Point | 1 | Conventional Hydroelectric | 0.8 | Electric Utility
3973 | Stevens Point | 2 | Conventional Hydroelectric | 0.8 | Electric Utility
3973 | Stevens Point | 3 | Conventional Hydroelectric | 0.8 | Electric Utility
3973 | Stevens Point | 4 | Conventional Hydroelectric | 0.8 | Electric Utility
3973 | Stevens Point | 5 | Conventional Hydroelectric | 0.8 | Electric Utility
3973 | Stevens Point | 6 | Conventional Hydroelectric | 0.8 | Electric Utility
3974 | Wisconsin Rapids | 1 | Conventional Hydroelectric | 2.3 | Electric Utility
3974 | Wisconsin Rapids | 10 | Conventional Hydroelectric | 0.6 | Electric Utility
3974 | Wisconsin Rapids | 2 | Conventional Hydroelectric | 2.3 | Electric Utility
3974 | Wisconsin Rapids | 3 | Conventional Hydroelectric | 0.6 | Electric Utility
3974 | Wisconsin Rapids | 4 | Conventional Hydroelectric | 0.6 | Electric Utility
3974 | Wisconsin Rapids | 5 | Conventional Hydroelectric | 0.6 | Electric Utility
3974 | Wisconsin Rapids | 6 | Conventional Hydroelectric | 0.3 | Electric Utility
3974 | Wisconsin Rapids | 7 | Conventional Hydroelectric | 0.6 | Electric Utility
3974 | Wisconsin Rapids | 8 | Conventional Hydroelectric | 0.3 | Electric Utility
3974 | Wisconsin Rapids | 9 | Conventional Hydroelectric | 0.6 | Electric Utility
3975 | Whiting | 1 | Conventional Hydroelectric | 1.2 | Electric Utility
3975 | Whiting | 10 | Conventional Hydroelectric | 0.3 | Electric Utility
3975 | Whiting | 2 | Conventional Hydroelectric | 0.5 | Electric Utility
3975 | Whiting | 3 | Conventional Hydroelectric | 0.5 | Electric Utility
3975 | Whiting | 4 | Conventional Hydroelectric | 0.5 | Electric Utility
3975 | Whiting | 5 | Conventional Hydroelectric | 0.5 | Electric Utility
3975 | Whiting | 6 | Conventional Hydroelectric | 0.5 | Electric Utility
3975 | Whiting | 7 | Conventional Hydroelectric | 0.5 | Electric Utility
3975 | Whiting | 8 | Conventional Hydroelectric | 0.3 | Electric Utility
3975 | Whiting | 9 | Conventional Hydroelectric | 0.3 | Electric Utility
3976 | Gordon | 3 | Petroleum Liquids | 0.7 | Electric Utility
3976 | Gordon | 4 | Petroleum Liquids | 0.7 | Electric Utility
3976 | Gordon | 5 | Petroleum Liquids | 2.8 | Electric Utility
3976 | Gordon | 6 | Petroleum Liquids | 2.8 | Electric Utility
3982 | Bay Front | 4 | Wood/Wood Waste Biomass | 20 | Electric Utility
3982 | Bay Front | 5 | Wood/Wood Waste Biomass | 20 | Electric Utility
3982 | Bay Front | 6 | Natural Gas Steam Turbine | 27.2 | Electric Utility
3983 | Big Falls | 1 | Conventional Hydroelectric | 2.6 | Electric Utility
3983 | Big Falls | 2 | Conventional Hydroelectric | 2.6 | Electric Utility
3983 | Big Falls | 3 | Conventional Hydroelectric | 2.5 | Electric Utility
3984 | Northern States Flambeau | 1 | Natural Gas Fired Combustion Turbine | 16.3 | Electric Utility
3986 | Ladysmith Dam | 1 | Conventional Hydroelectric | 0.9 | Electric Utility
3986 | Ladysmith Dam | 2 | Conventional Hydroelectric | 0.9 | Electric Utility
3986 | Ladysmith Dam | 3 | Conventional Hydroelectric | 1.6 | Electric Utility
3988 | Thornapple | 1 | Conventional Hydroelectric | 0.7 | Electric Utility
3988 | Thornapple | 2 | Conventional Hydroelectric | 0.7 | Electric Utility
3989 | White River (WI) | 1 | Conventional Hydroelectric | 0.5 | Electric Utility
3989 | White River (WI) | 2 | Conventional Hydroelectric | 0.5 | Electric Utility
3991 | Fitchburg | 1 | Natural Gas Fired Combustion Turbine | 28.8 | Electric Utility
3991 | Fitchburg | 2 | Natural Gas Fired Combustion Turbine | 28.8 | Electric Utility
3992 | Blount Street | 6 | Natural Gas Steam Turbine | 50 | Electric Utility
3992 | Blount Street | 7 | Natural Gas Steam Turbine | 50 | Electric Utility
3993 | Sycamore (WI) | 1 | Natural Gas Fired Combustion Turbine | 18 | Electric Utility
3993 | Sycamore (WI) | 2 | Natural Gas Fired Combustion Turbine | 23.6 | Electric Utility
3995 | Arpin Dam | 1 | Conventional Hydroelectric | 0.6 | IPP Non-CHP
3995 | Arpin Dam | 2 | Conventional Hydroelectric | 0.6 | IPP Non-CHP
3995 | Arpin Dam | 3 | Conventional Hydroelectric | 0.2 | IPP Non-CHP
3998 | Cedar Falls (WI) | 1 | Conventional Hydroelectric | 2 | Electric Utility
3998 | Cedar Falls (WI) | 2 | Conventional Hydroelectric | 2 | Electric Utility
3998 | Cedar Falls (WI) | 3 | Conventional Hydroelectric | 2 | Electric Utility
4000 | Chippewa Falls | 1 | Conventional Hydroelectric | 3.6 | Electric Utility
4000 | Chippewa Falls | 2 | Conventional Hydroelectric | 3.6 | Electric Utility
4000 | Chippewa Falls | 3 | Conventional Hydroelectric | 3.6 | Electric Utility
4000 | Chippewa Falls | 4 | Conventional Hydroelectric | 3.6 | Electric Utility
4000 | Chippewa Falls | 5 | Conventional Hydroelectric | 3.6 | Electric Utility
4000 | Chippewa Falls | 6 | Conventional Hydroelectric | 3.6 | Electric Utility
4002 | Dells | 1 | Conventional Hydroelectric | 2.9 | Electric Utility
4002 | Dells | 2 | Conventional Hydroelectric | 2.6 | Electric Utility
4002 | Dells | 3 | Conventional Hydroelectric | 2.6 | Electric Utility
4002 | Dells | 4 | Conventional Hydroelectric | 2.6 | Electric Utility
4002 | Dells | 5 | Conventional Hydroelectric | 1.6 | Electric Utility
4005 | French Island | 1 | Wood/Wood Waste Biomass | 15.2 | Electric Utility
4005 | French Island | 2 | Wood/Wood Waste Biomass | 15.2 | Electric Utility
4005 | French Island | 3 | Petroleum Liquids | 78.8 | Electric Utility
4005 | French Island | 4 | Petroleum Liquids | 78.8 | Electric Utility
4007 | Holcombe | 1 | Conventional Hydroelectric | 11.3 | Electric Utility
4007 | Holcombe | 2 | Conventional Hydroelectric | 11.3 | Electric Utility
4007 | Holcombe | 3 | Conventional Hydroelectric | 11.3 | Electric Utility
4008 | Jim Falls | 1 | Conventional Hydroelectric | 29.6 | Electric Utility
4008 | Jim Falls | 2 | Conventional Hydroelectric | 29.6 | Electric Utility
4008 | Jim Falls | 4 | Conventional Hydroelectric | 0.6 | Electric Utility
4009 | Menomonie | 1 | Conventional Hydroelectric | 2.7 | Electric Utility
4009 | Menomonie | 2 | Conventional Hydroelectric | 2.7 | Electric Utility
4011 | St Croix Falls | 1 | Conventional Hydroelectric | 2.5 | Electric Utility
4011 | St Croix Falls | 2 | Conventional Hydroelectric | 2.5 | Electric Utility
4011 | St Croix Falls | 3 | Conventional Hydroelectric | 2.5 | Electric Utility
4011 | St Croix Falls | 4 | Conventional Hydroelectric | 2.5 | Electric Utility
4011 | St Croix Falls | 5 | Conventional Hydroelectric | 3.4 | Electric Utility
4011 | St Croix Falls | 6 | Conventional Hydroelectric | 3.4 | Electric Utility
4011 | St Croix Falls | 7 | Conventional Hydroelectric | 3.2 | Electric Utility
4011 | St Croix Falls | 8 | Conventional Hydroelectric | 3.2 | Electric Utility
4012 | Trego | 1 | Conventional Hydroelectric | 0.7 | Electric Utility
4012 | Trego | 2 | Conventional Hydroelectric | 0.5 | Electric Utility
4014 | Wheaton | 1 | Natural Gas Fired Combustion Turbine | 48.5 | Electric Utility
4014 | Wheaton | 2 | Natural Gas Fired Combustion Turbine | 48.5 | Electric Utility
4014 | Wheaton | 3 | Natural Gas Fired Combustion Turbine | 48.5 | Electric Utility
4014 | Wheaton | 4 | Natural Gas Fired Combustion Turbine | 48.5 | Electric Utility
4014 | Wheaton | 5 | Petroleum Liquids | 53.1 | Electric Utility
4014 | Wheaton | 6 | Petroleum Liquids | 53.1 | Electric Utility
4015 | Wissota | 1 | Conventional Hydroelectric | 6 | Electric Utility
4015 | Wissota | 2 | Conventional Hydroelectric | 7.7 | Electric Utility
4015 | Wissota | 3 | Conventional Hydroelectric | 6 | Electric Utility
4015 | Wissota | 4 | Conventional Hydroelectric | 7.7 | Electric Utility
4015 | Wissota | 5 | Conventional Hydroelectric | 6 | Electric Utility
4015 | Wissota | 6 | Conventional Hydroelectric | 6 | Electric Utility
4018 | Clam River Dam | 1 | Conventional Hydroelectric | 0.4 | IPP Non-CHP
4018 | Clam River Dam | 2 | Conventional Hydroelectric | 0.4 | IPP Non-CHP
4018 | Clam River Dam | 3 | Conventional Hydroelectric | 0.4 | IPP Non-CHP
4019 | Danbury Dam | 1 | Conventional Hydroelectric | 0.1 | IPP Non-CHP
4019 | Danbury Dam | 2 | Conventional Hydroelectric | 0.3 | IPP Non-CHP
4019 | Danbury Dam | HY3 | Conventional Hydroelectric | 0.6 | IPP Non-CHP
4020 | Frederic Diesel | 10 | Petroleum Liquids | 2.5 | Electric Utility
4020 | Frederic Diesel | 2 | Petroleum Liquids | 0.7 | Electric Utility
4020 | Frederic Diesel | 3 | Petroleum Liquids | 0.7 | Electric Utility
4020 | Frederic Diesel | 4 | Petroleum Liquids | 0.7 | Electric Utility
4020 | Frederic Diesel | 5 | Petroleum Liquids | 0.6 | Electric Utility
4020 | Frederic Diesel | 6 | Petroleum Liquids | 1.8 | Electric Utility
4020 | Frederic Diesel | 7 | Petroleum Liquids | 1.7 | Electric Utility
4020 | Frederic Diesel | 8 | Petroleum Liquids | 2.5 | Electric Utility
4020 | Frederic Diesel | 9 | Petroleum Liquids | 2.5 | Electric Utility
4021 | Grantsburg Diesel | 1A | Petroleum Liquids | 0.7 | Electric Utility
4021 | Grantsburg Diesel | 2 | Petroleum Liquids | 0.7 | Electric Utility
4021 | Grantsburg Diesel | 3 | Petroleum Liquids | 1 | Electric Utility
4021 | Grantsburg Diesel | 4 | Petroleum Liquids | 2.2 | Electric Utility
4021 | Grantsburg Diesel | 8 | Petroleum Liquids | 1.8 | Electric Utility
4040 | Port Washington Generating Station | 1CT1 | Natural Gas Fired Combined Cycle | 167.9 | Electric Utility
4040 | Port Washington Generating Station | 1CT2 | Natural Gas Fired Combined Cycle | 167.9 | Electric Utility
4040 | Port Washington Generating Station | 2CT1 | Natural Gas Fired Combined Cycle | 167.9 | Electric Utility
4040 | Port Washington Generating Station | 2CT2 | Natural Gas Fired Combined Cycle | 167.9 | Electric Utility
4040 | Port Washington Generating Station | ST1 | Natural Gas Fired Combined Cycle | 268.6 | Electric Utility
4040 | Port Washington Generating Station | ST2 | Natural Gas Fired Combined Cycle | 268.6 | Electric Utility
4041 | South Oak Creek | 5 | Conventional Steam Coal | 299.2 | Electric Utility
4041 | South Oak Creek | 6 | Conventional Steam Coal | 299.2 | Electric Utility
4041 | South Oak Creek | 7 | Conventional Steam Coal | 317.6 | Electric Utility
4041 | South Oak Creek | 8 | Conventional Steam Coal | 324 | Electric Utility
4042 | Valley (WI) | 1 | Natural Gas Steam Turbine | 136 | Electric Utility
4042 | Valley (WI) | 2 | Natural Gas Steam Turbine | 136 | Electric Utility
4042 | Valley (WI) | 3 | Petroleum Liquids | 2.7 | Electric Utility
4043 | Appleton | 4 | Conventional Hydroelectric | 1.2 | Electric Utility
4043 | Appleton | 5 | Conventional Hydroelectric | 0.5 | Electric Utility
4043 | Appleton | 6 | Conventional Hydroelectric | 0.5 | Electric Utility
4044 | Oconto Falls Upper | 1 | Conventional Hydroelectric | 0.4 | IPP Non-CHP
4044 | Oconto Falls Upper | 2 | Conventional Hydroelectric | 0.4 | IPP Non-CHP
4044 | Oconto Falls Upper | 3 | Conventional Hydroelectric | 0.3 | IPP Non-CHP
4045 | Pine | 1 | Conventional Hydroelectric | 1.6 | Electric Utility
4045 | Pine | 2 | Conventional Hydroelectric | 1.6 | Electric Utility
4046 | Point Beach Nuclear Plant | 1 | Nuclear | 643 | IPP Non-CHP
4046 | Point Beach Nuclear Plant | 2 | Nuclear | 643 | IPP Non-CHP
4046 | Point Beach Nuclear Plant | 5 | Petroleum Liquids | 25 | IPP Non-CHP
4050 | Edgewater | 4 | Conventional Steam Coal | 351 | Electric Utility
4050 | Edgewater | 5 | Conventional Steam Coal | 413.7 | Electric Utility
4053 | Kilbourn | 2 | Conventional Hydroelectric | 2.5 | Electric Utility
4053 | Kilbourn | HC1 | Conventional Hydroelectric | 2.2 | Electric Utility
4053 | Kilbourn | HC5 | Conventional Hydroelectric | 2.5 | Electric Utility
4053 | Kilbourn | HC6 | Conventional Hydroelectric | 2.5 | Electric Utility
4056 | Prairie Du Sac | 1 | Conventional Hydroelectric | 3.5 | Electric Utility
4056 | Prairie Du Sac | 2 | Conventional Hydroelectric | 4.3 | Electric Utility
4056 | Prairie Du Sac | 3 | Conventional Hydroelectric | 4.8 | Electric Utility
4056 | Prairie Du Sac | 4 | Conventional Hydroelectric | 4.8 | Electric Utility
4056 | Prairie Du Sac | 5 | Conventional Hydroelectric | 3.5 | Electric Utility
4056 | Prairie Du Sac | 6 | Conventional Hydroelectric | 4 | Electric Utility
4056 | Prairie Du Sac | 7 | Conventional Hydroelectric | 3.5 | Electric Utility
4056 | Prairie Du Sac | 8 | Conventional Hydroelectric | 4 | Electric Utility
4057 | Rock River | 3 | Natural Gas Fired Combustion Turbine | 37.5 | Electric Utility
4057 | Rock River | 4 | Natural Gas Fired Combustion Turbine | 18 | Electric Utility
4057 | Rock River | 5 | Natural Gas Fired Combustion Turbine | 56.7 | Electric Utility
4057 | Rock River | 6 | Natural Gas Fired Combustion Turbine | 56.7 | Electric Utility
4059 | Sheepskin | 1 | Natural Gas Fired Combustion Turbine | 41.7 | Electric Utility
4060 | Alexander | 1 | Conventional Hydroelectric | 1.4 | Electric Utility
4060 | Alexander | 2 | Conventional Hydroelectric | 1.4 | Electric Utility
4060 | Alexander | 3 | Conventional Hydroelectric | 1.4 | Electric Utility
4061 | Caldron Falls | 1 | Conventional Hydroelectric | 3.2 | Electric Utility
4061 | Caldron Falls | 2 | Conventional Hydroelectric | 3.2 | Electric Utility
4063 | Grandfather Falls | 1 | Conventional Hydroelectric | 11 | Electric Utility
4063 | Grandfather Falls | 2 | Conventional Hydroelectric | 6.2 | Electric Utility
4064 | Hat Rapids | 1 | Conventional Hydroelectric | 0.8 | Electric Utility
4064 | Hat Rapids | 2A | Conventional Hydroelectric | 0.5 | Electric Utility
4064 | Hat Rapids | 3A | Conventional Hydroelectric | 0.4 | Electric Utility
4065 | High Falls (WI) | 1 | Conventional Hydroelectric | 1.4 | Electric Utility
4065 | High Falls (WI) | 2 | Conventional Hydroelectric | 1.4 | Electric Utility
4065 | High Falls (WI) | 3 | Conventional Hydroelectric | 1.4 | Electric Utility
4065 | High Falls (WI) | 4 | Conventional Hydroelectric | 1.4 | Electric Utility
4065 | High Falls (WI) | 5 | Conventional Hydroelectric | 1.4 | Electric Utility
4067 | Johnson Falls | 1 | Conventional Hydroelectric | 1.7 | Electric Utility
4067 | Johnson Falls | 2 | Conventional Hydroelectric | 1.7 | Electric Utility
4068 | Merrill | 1 | Conventional Hydroelectric | 0.4 | Electric Utility
4068 | Merrill | 2 | Conventional Hydroelectric | 0.4 | Electric Utility
4068 | Merrill | 3 | Conventional Hydroelectric | 1.5 | Electric Utility
4071 | Potato Rapids | 1 | Conventional Hydroelectric | 0.5 | Electric Utility
4071 | Potato Rapids | 2 | Conventional Hydroelectric | 0.4 | Electric Utility
4071 | Potato Rapids | 3 | Conventional Hydroelectric | 0.4 | Electric Utility
4072 | Pulliam | 31 | Natural Gas Fired Combustion Turbine | 91 | Electric Utility
4072 | Pulliam | 7 | Conventional Steam Coal | 81.6 | Electric Utility
4072 | Pulliam | 8 | Conventional Steam Coal | 149.6 | Electric Utility
4074 | Sandstone Rapids | 1 | Conventional Hydroelectric | 1.9 | Electric Utility
4074 | Sandstone Rapids | 2 | Conventional Hydroelectric | 1.9 | Electric Utility
4075 | Tomahawk | 1 | Conventional Hydroelectric | 1.3 | Electric Utility
4075 | Tomahawk | 2 | Conventional Hydroelectric | 1.3 | Electric Utility
4076 | West Marinette | 31 | Natural Gas Fired Combustion Turbine | 41.8 | Electric Utility
4076 | West Marinette | 32 | Natural Gas Fired Combustion Turbine | 41.8 | Electric Utility
4076 | West Marinette | 33 | Natural Gas Fired Combustion Turbine | 103.5 | Electric Utility
4077 | Wausau | 1 | Conventional Hydroelectric | 1.8 | Electric Utility
4077 | Wausau | 2 | Conventional Hydroelectric | 1.8 | Electric Utility
4077 | Wausau | 3 | Conventional Hydroelectric | 1.8 | Electric Utility
4078 | Weston | 2 | Natural Gas Steam Turbine | 81.6 | Electric Utility
4078 | Weston | 3 | Conventional Steam Coal | 350.5 | Electric Utility
4078 | Weston | 31 | Natural Gas Fired Combustion Turbine | 19.6 | Electric Utility
4078 | Weston | 32 | Natural Gas Fired Combustion Turbine | 56.7 | Electric Utility
4078 | Weston | 4 | Conventional Steam Coal | 595 | Electric Utility
4079 | Castle Rock | 1 | Conventional Hydroelectric | 3 | Electric Utility
4079 | Castle Rock | 2 | Conventional Hydroelectric | 3 | Electric Utility
4079 | Castle Rock | 3 | Conventional Hydroelectric | 3 | Electric Utility
4079 | Castle Rock | 4 | Conventional Hydroelectric | 3 | Electric Utility
4079 | Castle Rock | 5 | Conventional Hydroelectric | 3 | Electric Utility
4080 | Petenwell | 1 | Conventional Hydroelectric | 5 | Electric Utility
4080 | Petenwell | 2 | Conventional Hydroelectric | 5 | Electric Utility
4080 | Petenwell | 3 | Conventional Hydroelectric | 5 | Electric Utility
4080 | Petenwell | 4 | Conventional Hydroelectric | 5 | Electric Utility
4100 | Arcadia Electric | 1 | Petroleum Liquids | 1.3 | Electric Utility
4100 | Arcadia Electric | 10 | Petroleum Liquids | 2 | Electric Utility
4100 | Arcadia Electric | 2 | Petroleum Liquids | 1 | Electric Utility
4100 | Arcadia Electric | 3 | Petroleum Liquids | 0.4 | Electric Utility
4100 | Arcadia Electric | 4 | Petroleum Liquids | 0.2 | Electric Utility
4100 | Arcadia Electric | 5 | Natural Gas Internal Combustion Engine | 3 | Electric Utility
4100 | Arcadia Electric | 6 | Natural Gas Internal Combustion Engine | 3 | Electric Utility
4100 | Arcadia Electric | 7 | Petroleum Liquids | 2 | Electric Utility
4100 | Arcadia Electric | 8 | Petroleum Liquids | 2 | Electric Utility
4100 | Arcadia Electric | 9 | Petroleum Liquids | 2 | Electric Utility
4102 | Barron | 1A | Petroleum Liquids | 1.1 | Electric Utility
4102 | Barron | 2A | Petroleum Liquids | 1.1 | Electric Utility
4102 | Barron | 3A | Petroleum Liquids | 1.1 | Electric Utility
4102 | Barron | 4 | Petroleum Liquids | 1.1 | Electric Utility
4102 | Barron | 7 | Petroleum Liquids | 0.8 | Electric Utility
4102 | Barron | 8 | Petroleum Liquids | 1.3 | Electric Utility
4102 | Barron | 9 | Petroleum Liquids | 2 | Electric Utility
4102 | Barron | H2 | Conventional Hydroelectric | 0.1 | Electric Utility
4107 | Cashton | 3 | Petroleum Liquids | 0.4 | Electric Utility
4107 | Cashton | 5 | Natural Gas Internal Combustion Engine | 1.1 | Electric Utility
4107 | Cashton | 6 | Petroleum Liquids | 2 | Electric Utility
4112 | Cumberland (WI) | 1 | Petroleum Liquids | 0.7 | Electric Utility
4112 | Cumberland (WI) | 2 | Petroleum Liquids | 0.3 | Electric Utility
4112 | Cumberland (WI) | 3 | Petroleum Liquids | 0.3 | Electric Utility
4112 | Cumberland (WI) | 4 | Petroleum Liquids | 1.3 | Electric Utility
4112 | Cumberland (WI) | 5 | Natural Gas Internal Combustion Engine | 2 | Electric Utility
4112 | Cumberland (WI) | 6 | Petroleum Liquids | 7.2 | Electric Utility
4112 | Cumberland (WI) | 7 | Natural Gas Internal Combustion Engine | 6.6 | Electric Utility
4112 | Cumberland (WI) | 8 | Natural Gas Internal Combustion Engine | 3.5 | Electric Utility
4113 | Elroy | 1A | Petroleum Liquids | 2.3 | Electric Utility
4113 | Elroy | 2A | Petroleum Liquids | 2.3 | Electric Utility
4113 | Elroy | 5 | Petroleum Liquids | 2 | Electric Utility
4114 | Fennimore | 4 | Petroleum Liquids | 1.1 | Electric Utility
4114 | Fennimore | 5 | Petroleum Liquids | 0.9 | Electric Utility
4114 | Fennimore | 6 | Petroleum Liquids | 1.8 | Electric Utility
4114 | Fennimore | 7 | Petroleum Liquids | 1.8 | Electric Utility
4114 | Fennimore | 8 | Petroleum Liquids | 1.8 | Electric Utility
4118 | Kaukauna Gas Turbine | GT1 | Natural Gas Fired Combustion Turbine | 18 | Electric Utility
4119 | Little Chute | 1 | Conventional Hydroelectric | 1.1 | Electric Utility
4119 | Little Chute | 2 | Conventional Hydroelectric | 1.1 | Electric Utility
4119 | Little Chute | 3 | Conventional Hydroelectric | 1.1 | Electric Utility
4120 | New Badger | 3 | Conventional Hydroelectric | 4.1 | Electric Utility
4120 | New Badger | 4 | Conventional Hydroelectric | 4.1 | Electric Utility
4122 | Rapide Croche | 1 | Conventional Hydroelectric | 0.6 | Electric Utility
4122 | Rapide Croche | 2 | Conventional Hydroelectric | 0.6 | Electric Utility
4122 | Rapide Croche | 3 | Conventional Hydroelectric | 0.6 | Electric Utility
4122 | Rapide Croche | 4 | Conventional Hydroelectric | 0.6 | Electric Utility
4124 | La Farge | 2A | Petroleum Liquids | 1.5 | Electric Utility
4125 | Manitowoc | 5 | Wood/Wood Waste Biomass | 22 | Electric Utility
4125 | Manitowoc | 6 | Wood/Wood Waste Biomass | 32 | Electric Utility
4125 | Manitowoc | 9 | Petroleum Coke | 63.4 | Electric Utility
4125 | Manitowoc | IC2 | Natural Gas Internal Combustion Engine | 5.5 | Electric Utility
4130 | New Lisbon | 2 | Petroleum Liquids | 1.3 | Electric Utility
4130 | New Lisbon | 5 | Petroleum Liquids | 2.4 | Electric Utility
4130 | New Lisbon | 6 | Petroleum Liquids | 2.3 | Electric Utility
4130 | New Lisbon | 7 | Petroleum Liquids | 2.3 | Electric Utility
4139 | Viola | 3 | Petroleum Liquids | 1.8 | Electric Utility
4142 | Flambeau Hydroelectric Station | 1 | Conventional Hydroelectric | 7.9 | Electric Utility
4142 | Flambeau Hydroelectric Station | 2 | Conventional Hydroelectric | 6.2 | Electric Utility
4142 | Flambeau Hydroelectric Station | 3 | Conventional Hydroelectric | 7.9 | Electric Utility
4143 | Genoa | ST3 | Conventional Steam Coal | 345.6 | Electric Utility
4147 | Stiles | 1 | Conventional Hydroelectric | 0.5 | Electric Utility
4147 | Stiles | 2 | Conventional Hydroelectric | 0.5 | Electric Utility
4148 | Washington Island | 2 | Petroleum Liquids | 0.1 | Electric Utility
4148 | Washington Island | 3 | Petroleum Liquids | 0.1 | Electric Utility
4148 | Washington Island | 4 | Petroleum Liquids | 0.2 | Electric Utility
4148 | Washington Island | 5 | Petroleum Liquids | 0.5 | Electric Utility
4148 | Washington Island | 6 | Petroleum Liquids | 0.9 | Electric Utility
4148 | Washington Island | 7 | Petroleum Liquids | 1.6 | Electric Utility
4148 | Washington Island | 8 | Petroleum Liquids | 1.6 | Electric Utility
4158 | Dave Johnston | 1 | Conventional Steam Coal | 133.6 | Electric Utility
4158 | Dave Johnston | 2 | Conventional Steam Coal | 133.6 | Electric Utility
4158 | Dave Johnston | 3 | Conventional Steam Coal | 255 | Electric Utility
4158 | Dave Johnston | 4 | Conventional Steam Coal | 400 | Electric Utility
4162 | Naughton | 1 | Conventional Steam Coal | 192 | Electric Utility
4162 | Naughton | 2 | Conventional Steam Coal | 256 | Electric Utility
4162 | Naughton | 3 | Conventional Steam Coal | 384 | Electric Utility
4176 | Fremont Canyon | 1 | Conventional Hydroelectric | 33.4 | Electric Utility
4176 | Fremont Canyon | 2 | Conventional Hydroelectric | 33.4 | Electric Utility
4177 | Glendo | 1 | Conventional Hydroelectric | 19 | Electric Utility
4177 | Glendo | 2 | Conventional Hydroelectric | 19 | Electric Utility
4178 | Guernsey | 1 | Conventional Hydroelectric | 3.2 | Electric Utility
4178 | Guernsey | 2 | Conventional Hydroelectric | 3.2 | Electric Utility
4180 | Kortes | 1 | Conventional Hydroelectric | 12 | Electric Utility
4180 | Kortes | 2 | Conventional Hydroelectric | 12 | Electric Utility
4180 | Kortes | 3 | Conventional Hydroelectric | 12 | Electric Utility
4182 | Seminoe | 1 | Conventional Hydroelectric | 17.2 | Electric Utility
4182 | Seminoe | 2 | Conventional Hydroelectric | 17.2 | Electric Utility
4182 | Seminoe | 3 | Conventional Hydroelectric | 17.2 | Electric Utility
4183 | Shoshone (WY) | 1 | Conventional Hydroelectric | 3 | Electric Utility
4185 | Fontenelle | 1 | Conventional Hydroelectric | 10 | Electric Utility
4195 | Powerlane Plant | EP | Natural Gas Internal Combustion Engine | 8.4 | Electric Utility
4195 | Powerlane Plant | EP2 | Natural Gas Internal Combustion Engine | 8.4 | Electric Utility
4195 | Powerlane Plant | EP3 | Natural Gas Internal Combustion Engine | 8.4 | Electric Utility
4195 | Powerlane Plant | ST1 | Natural Gas Steam Turbine | 16.5 | Electric Utility
4195 | Powerlane Plant | ST2 | Natural Gas Steam Turbine | 25 | Electric Utility
4195 | Powerlane Plant | ST3 | Natural Gas Steam Turbine | 43.2 | Electric Utility
4201 | Combined Locks | HC1 | Conventional Hydroelectric | 3.1 | Electric Utility
4201 | Combined Locks | HC2 | Conventional Hydroelectric | 3.1 | Electric Utility
4204 | Island Park | HY1 | Conventional Hydroelectric | 2.4 | Electric Utility
4204 | Island Park | HY2 | Conventional Hydroelectric | 2.4 | Electric Utility
4213 | PHP 1 | 1 | Conventional Hydroelectric | 23.7 | Electric Utility
4214 | PHP 2 | 2 | Conventional Hydroelectric | 11.8 | Electric Utility
4251 | Logan City | 1 | Natural Gas Fired Combustion Turbine | 5.3 | Electric Utility
4251 | Logan City | 2 | Natural Gas Fired Combustion Turbine | 5.3 | Electric Utility
4251 | Logan City | 3 | Natural Gas Fired Combustion Turbine | 5.3 | Electric Utility
4256 | Walnut | 1 | Natural Gas Fired Combustion Turbine | 24.9 | Electric Utility
4256 | Walnut | 2 | Natural Gas Fired Combustion Turbine | 24.9 | Electric Utility
4257 | Easton 2 | 201 | Petroleum Liquids | 1.5 | Electric Utility
4257 | Easton 2 | 202 | Petroleum Liquids | 1.5 | Electric Utility
4257 | Easton 2 | 203 | Petroleum Liquids | 5.4 | Electric Utility
4257 | Easton 2 | 204 | Petroleum Liquids | 5.4 | Electric Utility
4257 | Easton 2 | 21 | Petroleum Liquids | 6.2 | Electric Utility
4257 | Easton 2 | 22 | Petroleum Liquids | 6.2 | Electric Utility
4257 | Easton 2 | 23 | Petroleum Liquids | 6.3 | Electric Utility
4257 | Easton 2 | 24 | Petroleum Liquids | 6.3 | Electric Utility
4258 | Greenup Hydro | 1 | Conventional Hydroelectric | 23.4 | Electric Utility
4258 | Greenup Hydro | 2 | Conventional Hydroelectric | 23.4 | Electric Utility
4258 | Greenup Hydro | 3 | Conventional Hydroelectric | 23.4 | Electric Utility
4263 | Echo Dam | 3 | Conventional Hydroelectric | 1 | Electric Utility
4263 | Echo Dam | NA1 | Conventional Hydroelectric | 1.7 | Electric Utility
4263 | Echo Dam | NA2 | Conventional Hydroelectric | 1.7 | Electric Utility
4266 | Spencer | 4 | Natural Gas Steam Turbine | 61.1 | Electric Utility
4266 | Spencer | 5 | Natural Gas Steam Turbine | 65.4 | Electric Utility
4270 | Waterford 3 | 3 | Nuclear | 1199.8 | Electric Utility
4271 | John P Madgett | 1 | Conventional Steam Coal | 387 | Electric Utility
4937 | Thomas C Ferguson | CT-1 | Natural Gas Fired Combined Cycle | 185.3 | Electric Utility
4937 | Thomas C Ferguson | CT-2 | Natural Gas Fired Combined Cycle | 185.3 | Electric Utility
4937 | Thomas C Ferguson | STG | Natural Gas Fired Combined Cycle | 195 | Electric Utility
4939 | Barney M Davis | 1 | Natural Gas Steam Turbine | 352 | IPP Non-CHP
4939 | Barney M Davis | 2 | Natural Gas Fired Combined Cycle | 351 | IPP Non-CHP
4939 | Barney M Davis | 3 | Natural Gas Fired Combined Cycle | 189.6 | IPP Non-CHP
4939 | Barney M Davis | 4 | Natural Gas Fired Combined Cycle | 189.6 | IPP Non-CHP
4940 | Riverside (OK) | 1 | Natural Gas Steam Turbine | 473 | Electric Utility
4940 | Riverside (OK) | 2 | Natural Gas Steam Turbine | 473 | Electric Utility
4940 | Riverside (OK) | 3 | Natural Gas Fired Combustion Turbine | 86.5 | Electric Utility
4940 | Riverside (OK) | 4 | Natural Gas Fired Combustion Turbine | 86.5 | Electric Utility
4940 | Riverside (OK) | IC1 | Petroleum Liquids | 2.7 | Electric Utility
4941 | Navajo | NAV1 | Conventional Steam Coal | 803.1 | Electric Utility
4941 | Navajo | NAV2 | Conventional Steam Coal | 803.1 | Electric Utility
4941 | Navajo | NAV3 | Conventional Steam Coal | 803.1 | Electric Utility
5083 | Cumberland (NJ) | CUMB | Natural Gas Fired Combustion Turbine | 99.4 | IPP Non-CHP
5083 | Cumberland (NJ) | CUMB2 | Natural Gas Fired Combustion Turbine | 131.8 | IPP Non-CHP
6000 | Donald C Cook | 1 | Nuclear | 1152 | Electric Utility
6000 | Donald C Cook | 2 | Nuclear | 1133.3 | Electric Utility
6001 | Joseph M Farley | 1 | Nuclear | 888.2 | Electric Utility
6001 | Joseph M Farley | 2 | Nuclear | 888.2 | Electric Utility
6002 | James H Miller Jr | 1 | Conventional Steam Coal | 705.5 | Electric Utility
6002 | James H Miller Jr | 2 | Conventional Steam Coal | 705.5 | Electric Utility
6002 | James H Miller Jr | 3 | Conventional Steam Coal | 705.5 | Electric Utility
6002 | James H Miller Jr | 4 | Conventional Steam Coal | 705.5 | Electric Utility
6004 | FirstEnergy Pleasants Power Station | 1 | Conventional Steam Coal | 684 | IPP Non-CHP
6004 | FirstEnergy Pleasants Power Station | 2 | Conventional Steam Coal | 684 | IPP Non-CHP
6006 | Racine | 1 | Conventional Hydroelectric | 23.7 | IPP Non-CHP
6006 | Racine | 2 | Conventional Hydroelectric | 23.7 | IPP Non-CHP
6008 | Palo Verde | 1 | Nuclear | 1403.2 | Electric Utility
6008 | Palo Verde | 2 | Nuclear | 1403.2 | Electric Utility
6008 | Palo Verde | 3 | Nuclear | 1403.2 | Electric Utility
6009 | White Bluff | 1 | Conventional Steam Coal | 900 | Electric Utility
6009 | White Bluff | 2 | Conventional Steam Coal | 900 | Electric Utility
6011 | Calvert Cliffs Nuclear Power Plant | 1 | Nuclear | 918 | IPP Non-CHP
6011 | Calvert Cliffs Nuclear Power Plant | 2 | Nuclear | 910.7 | IPP Non-CHP
6012 | Sherman | GEN1 | Conventional Hydroelectric | 7.2 | IPP Non-CHP
6013 | Olive | O1 | Natural Gas Steam Turbine | 50 | Electric Utility
6013 | Olive | O2 | Natural Gas Steam Turbine | 59.7 | Electric Utility
6014 | Brunswick Nuclear | 1 | Nuclear | 1001.6 | Electric Utility
6014 | Brunswick Nuclear | 2 | Nuclear | 1001.6 | Electric Utility
6015 | Harris | 1 | Nuclear | 950.9 | Electric Utility
6016 | Duck Creek | 1 | Conventional Steam Coal | 441 | IPP Non-CHP
6017 | Newton | 1 | Conventional Steam Coal | 617.4 | IPP Non-CHP
6018 | East Bend | 2 | Conventional Steam Coal | 772 | Electric Utility
6019 | W H Zimmer | ST1 | Conventional Steam Coal | 1425.6 | IPP Non-CHP
6020 | Perry | 1 | Nuclear | 1311.6 | IPP Non-CHP
6021 | Craig (CO) | 1 | Conventional Steam Coal | 446.4 | Electric Utility
6021 | Craig (CO) | 2 | Conventional Steam Coal | 446.4 | Electric Utility
6021 | Craig (CO) | 3 | Conventional Steam Coal | 534.8 | Electric Utility
6022 | Braidwood Generation Station | 1 | Nuclear | 1224.9 | IPP Non-CHP
6022 | Braidwood Generation Station | 2 | Nuclear | 1224.9 | IPP Non-CHP
6023 | Byron Generating Station | 1 | Nuclear | 1224.9 | IPP Non-CHP
6023 | Byron Generating Station | 2 | Nuclear | 1224.9 | IPP Non-CHP
6026 | LaSalle Generating Station | 1 | Nuclear | 1170 | IPP Non-CHP
6026 | LaSalle Generating Station | 2 | Nuclear | 1170 | IPP Non-CHP
6030 | Coal Creek | 1 | Conventional Steam Coal | 604.8 | Electric Utility
6030 | Coal Creek | 2 | Conventional Steam Coal | 604.8 | Electric Utility
6030 | Coal Creek | 3 | Petroleum Liquids | 2 | Electric Utility
6031 | Killen Station | 2 | Conventional Steam Coal | 660.6 | Electric Utility
6031 | Killen Station | GT1 | Petroleum Liquids | 28.7 | Electric Utility
6034 | Belle River | 12-1 | Natural Gas Fired Combustion Turbine | 85.3 | Electric Utility
6034 | Belle River | 12-2 | Natural Gas Fired Combustion Turbine | 85.3 | Electric Utility
6034 | Belle River | 13-1 | Natural Gas Fired Combustion Turbine | 85.3 | Electric Utility
6034 | Belle River | 3 | Petroleum Liquids | 2.7 | Electric Utility
6034 | Belle River | 4 | Petroleum Liquids | 2.7 | Electric Utility
6034 | Belle River | 5 | Petroleum Liquids | 2.7 | Electric Utility
6034 | Belle River | IC1 | Petroleum Liquids | 2.7 | Electric Utility
6034 | Belle River | IC2 | Petroleum Liquids | 2.7 | Electric Utility
6034 | Belle River | ST1 | Conventional Steam Coal | 697.5 | Electric Utility
6034 | Belle River | ST2 | Conventional Steam Coal | 697.5 | Electric Utility
6035 | Greenwood (MI) | 1 | Natural Gas Steam Turbine | 815.4 | Electric Utility
6035 | Greenwood (MI) | 11-1 | Natural Gas Fired Combustion Turbine | 85.3 | Electric Utility
6035 | Greenwood (MI) | 11-2 | Natural Gas Fired Combustion Turbine | 85.3 | Electric Utility
6035 | Greenwood (MI) | 11-3 | Natural Gas Fired Combustion Turbine | 85.3 | Electric Utility
6036 | Catawba | 1 | Nuclear | 1205.1 | Electric Utility
6036 | Catawba | 2 | Nuclear | 1205.1 | Electric Utility
6038 | McGuire | 1 | Nuclear | 1220.3 | Electric Utility
6038 | McGuire | 2 | Nuclear | 1220.3 | Electric Utility
6040 | Beaver Valley | 1 | Nuclear | 923.4 | IPP Non-CHP
6040 | Beaver Valley | 2 | Nuclear | 923.4 | IPP Non-CHP
6041 | H L Spurlock | 1 | Conventional Steam Coal | 357.6 | Electric Utility
6041 | H L Spurlock | 2 | Conventional Steam Coal | 592.1 | Electric Utility
6041 | H L Spurlock | 3 | Conventional Steam Coal | 329.4 | Electric Utility
6041 | H L Spurlock | 4 | Conventional Steam Coal | 329.4 | Electric Utility
6042 | Manatee | 1 | Petroleum Liquids | 863.3 | Electric Utility
6042 | Manatee | 2 | Petroleum Liquids | 863.3 | Electric Utility
6042 | Manatee | 3 | Natural Gas Fired Combined Cycle | 471.8 | Electric Utility
6042 | Manatee | A | Natural Gas Fired Combined Cycle | 188.2 | Electric Utility
6042 | Manatee | B | Natural Gas Fired Combined Cycle | 188.2 | Electric Utility
6042 | Manatee | C | Natural Gas Fired Combined Cycle | 188.2 | Electric Utility
6042 | Manatee | D | Natural Gas Fired Combined Cycle | 188.2 | Electric Utility
6043 | Martin | 1 | Petroleum Liquids | 934.5 | Electric Utility
6043 | Martin | 2 | Petroleum Liquids | 934.5 | Electric Utility
6043 | Martin | 3GT1 | Natural Gas Fired Combined Cycle | 204 | Electric Utility
6043 | Martin | 3GT2 | Natural Gas Fired Combined Cycle | 204 | Electric Utility
6043 | Martin | 3ST | Natural Gas Fired Combined Cycle | 204 | Electric Utility
6043 | Martin | 4GT1 | Natural Gas Fired Combined Cycle | 204 | Electric Utility
6043 | Martin | 4GT2 | Natural Gas Fired Combined Cycle | 204 | Electric Utility
6043 | Martin | 4ST | Natural Gas Fired Combined Cycle | 204 | Electric Utility
6043 | Martin | 8 | Natural Gas Fired Combined Cycle | 471.7 | Electric Utility
6043 | Martin | 8A | Natural Gas Fired Combined Cycle | 188.2 | Electric Utility
6043 | Martin | 8B | Natural Gas Fired Combined Cycle | 188.2 | Electric Utility
6043 | Martin | 8C | Natural Gas Fired Combined Cycle | 188.2 | Electric Utility
6043 | Martin | 8D | Natural Gas Fired Combined Cycle | 188.2 | Electric Utility
6045 | St Lucie | 1 | Nuclear | 1080 | Electric Utility
6045 | St Lucie | 2 | Nuclear | 1080 | Electric Utility
6046 | DeBary | 10 | Petroleum Liquids | 103.5 | Electric Utility
6046 | DeBary | 2 | Petroleum Liquids | 66.8 | Electric Utility
6046 | DeBary | 3 | Petroleum Liquids | 66.8 | Electric Utility
6046 | DeBary | 4 | Petroleum Liquids | 66.8 | Electric Utility
6046 | DeBary | 5 | Petroleum Liquids | 66.8 | Electric Utility
6046 | DeBary | 6 | Petroleum Liquids | 66.8 | Electric Utility
6046 | DeBary | 7 | Natural Gas Fired Combustion Turbine | 103.5 | Electric Utility
6046 | DeBary | 8 | Natural Gas Fired Combustion Turbine | 103.5 | Electric Utility
6046 | DeBary | 9 | Natural Gas Fired Combustion Turbine | 103.5 | Electric Utility
6047 | Deerfield 2 | GEN1 | Conventional Hydroelectric | 1.6 | IPP Non-CHP
6047 | Deerfield 2 | GEN2 | Conventional Hydroelectric | 1.6 | IPP Non-CHP
6047 | Deerfield 2 | GEN3 | Conventional Hydroelectric | 1.6 | IPP Non-CHP
6049 | West Tisbury Generating Facility | UN1 | Petroleum Liquids | 2.7 | IPP Non-CHP
6049 | West Tisbury Generating Facility | UN2 | Petroleum Liquids | 2.7 | IPP Non-CHP
6051 | Edwin I Hatch | 1 | Nuclear | 857.1 | Electric Utility
6051 | Edwin I Hatch | 2 | Nuclear | 864.7 | Electric Utility
6052 | Wansley | 1 | Conventional Steam Coal | 952 | Electric Utility
6052 | Wansley | 2 | Conventional Steam Coal | 952 | Electric Utility
6052 | Wansley | 5A | Petroleum Liquids | 52.8 | Electric Utility
6055 | Big Cajun 2 | 1 | Conventional Steam Coal | 657.9 | IPP Non-CHP
6055 | Big Cajun 2 | 2 | Natural Gas Steam Turbine | 626 | IPP Non-CHP
6055 | Big Cajun 2 | 3 | Conventional Steam Coal | 619 | IPP Non-CHP
6056 | Kahului | 1 | Petroleum Liquids | 5 | Electric Utility
6056 | Kahului | 2 | Petroleum Liquids | 5 | Electric Utility
6056 | Kahului | 3 | Petroleum Liquids | 11.5 | Electric Utility
6056 | Kahului | 4 | Petroleum Liquids | 12.5 | Electric Utility
6058 | Cascade Creek | 1 | Natural Gas Fired Combustion Turbine | 35 | Electric Utility
6058 | Cascade Creek | 2 | Natural Gas Fired Combustion Turbine | 49.9 | Electric Utility
6060 | Coachella | 1 | Natural Gas Fired Combustion Turbine | 23.1 | Electric Utility
6060 | Coachella | 2 | Natural Gas Fired Combustion Turbine | 23.1 | Electric Utility
6060 | Coachella | 3 | Natural Gas Fired Combustion Turbine | 23.1 | Electric Utility
6060 | Coachella | 4 | Natural Gas Fired Combustion Turbine | 23.1 | Electric Utility
6061 | R D Morrow | 1 | Conventional Steam Coal | 200 | Electric Utility
6061 | R D Morrow | 2 | Conventional Steam Coal | 200 | Electric Utility
6063 | Electrifarm | 1 | Natural Gas Fired Combustion Turbine | 71.2 | Electric Utility
6063 | Electrifarm | 2 | Natural Gas Fired Combustion Turbine | 89 | Electric Utility
6063 | Electrifarm | 3 | Natural Gas Fired Combustion Turbine | 103.9 | Electric Utility
6064 | Nearman Creek | 1 | Conventional Steam Coal | 261 | Electric Utility
6064 | Nearman Creek | CT4 | Natural Gas Fired Combustion Turbine | 94 | Electric Utility
6065 | Iatan | 1 | Conventional Steam Coal | 726 | Electric Utility
6065 | Iatan | 2 | Conventional Steam Coal | 914 | Electric Utility
6068 | Jeffrey Energy Center | 1 | Conventional Steam Coal | 720 | Electric Utility
6068 | Jeffrey Energy Center | 2 | Conventional Steam Coal | 720 | Electric Utility
6068 | Jeffrey Energy Center | 3 | Conventional Steam Coal | 720 | Electric Utility
6071 | Trimble County | 1 | Conventional Steam Coal | 566.1 | Electric Utility
6071 | Trimble County | 10 | Natural Gas Fired Combustion Turbine | 199 | Electric Utility
6071 | Trimble County | 2 | Conventional Steam Coal | 834 | Electric Utility
6071 | Trimble County | 5 | Natural Gas Fired Combustion Turbine | 199 | Electric Utility
6071 | Trimble County | 6 | Natural Gas Fired Combustion Turbine | 199 | Electric Utility
6071 | Trimble County | 7 | Natural Gas Fired Combustion Turbine | 199 | Electric Utility
6071 | Trimble County | 8 | Natural Gas Fired Combustion Turbine | 199 | Electric Utility
6071 | Trimble County | 9 | Natural Gas Fired Combustion Turbine | 199 | Electric Utility
6072 | Grand Gulf | 1 | Nuclear | 1440 | Electric Utility
6073 | Victor J Daniel Jr | 1 | Conventional Steam Coal | 548.3 | Electric Utility
6073 | Victor J Daniel Jr | 2 | Conventional Steam Coal | 548.3 | Electric Utility
6073 | Victor J Daniel Jr | 3 | Natural Gas Fired Combined Cycle | 185.5 | Electric Utility
6073 | Victor J Daniel Jr | 3CT | Natural Gas Fired Combined Cycle | 185.5 | Electric Utility
6073 | Victor J Daniel Jr | 3ST | Natural Gas Fired Combined Cycle | 195.2 | Electric Utility
6073 | Victor J Daniel Jr | 4 | Natural Gas Fired Combined Cycle | 185.5 | Electric Utility
6073 | Victor J Daniel Jr | 4CT | Natural Gas Fired Combined Cycle | 185.5 | Electric Utility
6073 | Victor J Daniel Jr | 4ST | Natural Gas Fired Combined Cycle | 195.2 | Electric Utility
6074 | Greenwood (MO) | 1 | Natural Gas Fired Combustion Turbine | 61 | Electric Utility
6074 | Greenwood (MO) | 2 | Natural Gas Fired Combustion Turbine | 61 | Electric Utility
6074 | Greenwood (MO) | 3 | Natural Gas Fired Combustion Turbine | 61 | Electric Utility
6074 | Greenwood (MO) | 4 | Natural Gas Fired Combustion Turbine | 61 | Electric Utility
6074 | Greenwood (MO) | 5 | Solar Photovoltaic | 3 | Electric Utility
6076 | Colstrip | 1 | Conventional Steam Coal | 358 | IPP Non-CHP
6076 | Colstrip | 2 | Conventional Steam Coal | 358 | IPP Non-CHP
6076 | Colstrip | 3 | Conventional Steam Coal | 778 | IPP Non-CHP
6076 | Colstrip | 4 | Conventional Steam Coal | 778 | IPP Non-CHP
6077 | Gerald Gentleman | 1 | Conventional Steam Coal | 681.3 | Electric Utility
6077 | Gerald Gentleman | 2 | Conventional Steam Coal | 681.3 | Electric Utility
6081 | Stony Brook | 1 | Petroleum Liquids | 85 | Electric Utility
6081 | Stony Brook | 2 | Petroleum Liquids | 85 | Electric Utility
6081 | Stony Brook | BS#1 | Petroleum Liquids | 2 | Electric Utility
6081 | Stony Brook | BS#2 | Petroleum Liquids | 2 | Electric Utility
6081 | Stony Brook | CA1 | Petroleum Liquids | 105 | Electric Utility
6081 | Stony Brook | CT1 | Petroleum Liquids | 85 | Electric Utility
6081 | Stony Brook | CT2 | Petroleum Liquids | 85 | Electric Utility
6081 | Stony Brook | CT3 | Petroleum Liquids | 85 | Electric Utility
6081 | Stony Brook | EDSI | Petroleum Liquids | 0.6 | Electric Utility
6082 | Somerset Operating Co LLC | 1 | Conventional Steam Coal | 655.1 | IPP Non-CHP
6083 | Deerfield 3 | GEN1 | Conventional Hydroelectric | 1.6 | IPP Non-CHP
6083 | Deerfield 3 | GEN2 | Conventional Hydroelectric | 1.6 | IPP Non-CHP
6083 | Deerfield 3 | GEN3 | Conventional Hydroelectric | 1.6 | IPP Non-CHP
6085 | R M Schahfer | 14 | Conventional Steam Coal | 540 | Electric Utility
6085 | R M Schahfer | 15 | Conventional Steam Coal | 556.4 | Electric Utility
6085 | R M Schahfer | 16A | Natural Gas Fired Combustion Turbine | 129 | Electric Utility
6085 | R M Schahfer | 16B | Natural Gas Fired Combustion Turbine | 129 | Electric Utility
6085 | R M Schahfer | 17 | Conventional Steam Coal | 423.5 | Electric Utility
6085 | R M Schahfer | 18 | Conventional Steam Coal | 423.5 | Electric Utility
6086 | Cornell | 1 | Conventional Hydroelectric | 11.5 | Electric Utility
6086 | Cornell | 2 | Conventional Hydroelectric | 11.5 | Electric Utility
6086 | Cornell | 3 | Conventional Hydroelectric | 11.5 | Electric Utility
6086 | Cornell | 4 | Conventional Hydroelectric | 0.8 | Electric Utility
6087 | Wallace Dam | 1 | Hydroelectric Pumped Storage | 52.2 | Electric Utility
6087 | Wallace Dam | 2 | Hydroelectric Pumped Storage | 52.2 | Electric Utility
6087 | Wallace Dam | 3 | Conventional Hydroelectric | 56.2 | Electric Utility
6087 | Wallace Dam | 4 | Conventional Hydroelectric | 56.2 | Electric Utility
6087 | Wallace Dam | 5 | Hydroelectric Pumped Storage | 52.2 | Electric Utility
6087 | Wallace Dam | 6 | Hydroelectric Pumped Storage | 52.2 | Electric Utility
6088 | North Loop | 1 | Natural Gas Fired Combustion Turbine | 27 | Electric Utility
6088 | North Loop | 2 | Natural Gas Fired Combustion Turbine | 27 | Electric Utility
6088 | North Loop | 3 | Natural Gas Fired Combustion Turbine | 27 | Electric Utility
6088 | North Loop | 4 | Natural Gas Fired Combustion Turbine | 26.8 | Electric Utility
6089 | Lewis & Clark | 1 | Conventional Steam Coal | 50 | Electric Utility
6089 | Lewis & Clark | 2 | Natural Gas Internal Combustion Engine | 9.3 | Electric Utility
6089 | Lewis & Clark | 3 | Natural Gas Internal Combustion Engine | 9.3 | Electric Utility
6090 | Sherburne County | 1 | Conventional Steam Coal | 765.3 | Electric Utility
6090 | Sherburne County | 2 | Conventional Steam Coal | 765.3 | Electric Utility
6090 | Sherburne County | 3 | Conventional Steam Coal | 938.7 | Electric Utility
6092 | Spirit Mound | 1 | Petroleum Liquids | 67.5 | Electric Utility
6092 | Spirit Mound | 2 | Petroleum Liquids | 67.5 | Electric Utility
6094 | FirstEnergy Bruce Mansfield | 1 | Conventional Steam Coal | 913.7 | IPP Non-CHP
6094 | FirstEnergy Bruce Mansfield | 2 | Conventional Steam Coal | 913.7 | IPP Non-CHP
6094 | FirstEnergy Bruce Mansfield | 3 | Conventional Steam Coal | 913.7 | IPP Non-CHP
6095 | Sooner | 1 | Conventional Steam Coal | 569 | Electric Utility
6095 | Sooner | 2 | Conventional Steam Coal | 569 | Electric Utility
6096 | Nebraska City | 1 | Conventional Steam Coal | 651.6 | Electric Utility
6096 | Nebraska City | 2 | Conventional Steam Coal | 738 | Electric Utility
6098 | Big Stone | 1 | Conventional Steam Coal | 450 | Electric Utility
6098 | Big Stone | D1 | Petroleum Liquids | 1 | Electric Utility
6099 | Diablo Canyon | 1 | Nuclear | 1159 | Electric Utility
6099 | Diablo Canyon | 2 | Nuclear | 1164 | Electric Utility
6100 | Helms Pumped Storage | 1 | Hydroelectric Pumped Storage | 351 | Electric Utility
6100 | Helms Pumped Storage | 2 | Hydroelectric Pumped Storage | 351 | Electric Utility
6100 | Helms Pumped Storage | 3 | Hydroelectric Pumped Storage | 351 | Electric Utility
6101 | Wyodak | 1 | Conventional Steam Coal | 402.3 | Electric Utility
6103 | TalenEnergy Susquehanna | 1 | Nuclear | 1298 | IPP Non-CHP
6103 | TalenEnergy Susquehanna | 2 | Nuclear | 1298 | IPP Non-CHP
6105 | Limerick | 1 | Nuclear | 1138.5 | IPP Non-CHP
6105 | Limerick | 2 | Nuclear | 1138.5 | IPP Non-CHP
6106 | Boardman | 1 | Conventional Steam Coal | 642.2 | Electric Utility
6110 | James A Fitzpatrick | 1 | Nuclear | 882 | IPP Non-CHP
6112 | Fort St Vrain | 1 | Natural Gas Fired Combined Cycle | 342.6 | Electric Utility
6112 | Fort St Vrain | 2 | Natural Gas Fired Combined Cycle | 175.1 | Electric Utility
6112 | Fort St Vrain | 3 | Natural Gas Fired Combined Cycle | 175.1 | Electric Utility
6112 | Fort St Vrain | 4 | Natural Gas Fired Combined Cycle | 175.1 | Electric Utility
6112 | Fort St Vrain | 5 | Natural Gas Fired Combustion Turbine | 140.3 | Electric Utility
6112 | Fort St Vrain | 6 | Natural Gas Fired Combustion Turbine | 140.3 | Electric Utility
6113 | Gibson | 1 | Conventional Steam Coal | 667.9 | Electric Utility
6113 | Gibson | 2 | Conventional Steam Coal | 667.9 | Electric Utility
6113 | Gibson | 3 | Conventional Steam Coal | 667.9 | Electric Utility
6113 | Gibson | 4 | Conventional Steam Coal | 667.9 | Electric Utility
6113 | Gibson | 5 | Conventional Steam Coal | 667.9 | Electric Utility
6115 | Seabrook | 1 | Nuclear | 1242 | IPP Non-CHP
6118 | PSEG Hope Creek Generating Station | 1 | Nuclear | 1290.7 | IPP Non-CHP
6119 | Deerfield 4 | GEN1 | Conventional Hydroelectric | 1.6 | IPP Non-CHP
6119 | Deerfield 4 | GEN2 | Conventional Hydroelectric | 1.6 | IPP Non-CHP
6119 | Deerfield 4 | GEN3 | Conventional Hydroelectric | 1.6 | IPP Non-CHP
6120 | Whitehorn | 2 | Natural Gas Fired Combustion Turbine | 84.6 | Electric Utility
6120 | Whitehorn | 3 | Natural Gas Fired Combustion Turbine | 84.6 | Electric Utility
6122 | R E Ginna Nuclear Power Plant | 1 | Nuclear | 614 | IPP Non-CHP
6124 | McIntosh | 1 | Conventional Steam Coal | 177.6 | Electric Utility
6124 | McIntosh | CT1 | Natural Gas Fired Combustion Turbine | 101.3 | Electric Utility
6124 | McIntosh | CT2 | Natural Gas Fired Combustion Turbine | 101.3 | Electric Utility
6124 | McIntosh | CT3 | Natural Gas Fired Combustion Turbine | 101.3 | Electric Utility
6124 | McIntosh | CT4 | Natural Gas Fired Combustion Turbine | 101.3 | Electric Utility
6124 | McIntosh | CT5 | Natural Gas Fired Combustion Turbine | 101.3 | Electric Utility
6124 | McIntosh | CT6 | Natural Gas Fired Combustion Turbine | 101.3 | Electric Utility
6124 | McIntosh | CT7 | Natural Gas Fired Combustion Turbine | 101.3 | Electric Utility
6124 | McIntosh | CT8 | Natural Gas Fired Combustion Turbine | 101.3 | Electric Utility
6125 | Shrewsbury | 1 | Petroleum Liquids | 2.8 | Electric Utility
6125 | Shrewsbury | 2 | Petroleum Liquids | 2.8 | Electric Utility
6125 | Shrewsbury | 3 | Petroleum Liquids | 2.8 | Electric Utility
6125 | Shrewsbury | 4 | Petroleum Liquids | 2.8 | Electric Utility
6125 | Shrewsbury | 5 | Petroleum Liquids | 2.8 | Electric Utility
6126 | Fairfield Pumped Storage | 1 | Hydroelectric Pumped Storage | 73.4 | Electric Utility
6126 | Fairfield Pumped Storage | 2 | Hydroelectric Pumped Storage | 73.4 | Electric Utility
6126 | Fairfield Pumped Storage | 3 | Hydroelectric Pumped Storage | 73.4 | Electric Utility
6126 | Fairfield Pumped Storage | 4 | Hydroelectric Pumped Storage | 73.4 | Electric Utility
6126 | Fairfield Pumped Storage | 5 | Hydroelectric Pumped Storage | 73.4 | Electric Utility
6126 | Fairfield Pumped Storage | 6 | Hydroelectric Pumped Storage | 73.4 | Electric Utility
6126 | Fairfield Pumped Storage | 7 | Hydroelectric Pumped Storage | 73.4 | Electric Utility
6126 | Fairfield Pumped Storage | 8 | Hydroelectric Pumped Storage | 73.4 | Electric Utility
6127 | V C Summer | 1 | Nuclear | 1029.6 | Electric Utility
6128 | Amistad Dam & Power | 1 | Conventional Hydroelectric | 33 | Electric Utility
6128 | Amistad Dam & Power | 2 | Conventional Hydroelectric | 33 | Electric Utility
6130 | Carters | 1 | Conventional Hydroelectric | 125 | Electric Utility
6130 | Carters | 2 | Conventional Hydroelectric | 125 | Electric Utility
6130 | Carters | 3 | Hydroelectric Pumped Storage | 125 | Electric Utility
6130 | Carters | 4 | Hydroelectric Pumped Storage | 125 | Electric Utility
6131 | Jones Bluff | 1 | Conventional Hydroelectric | 20.5 | Electric Utility
6131 | Jones Bluff | 2 | Conventional Hydroelectric | 20.5 | Electric Utility
6131 | Jones Bluff | 3 | Conventional Hydroelectric | 20.5 | Electric Utility
6131 | Jones Bluff | 4 | Conventional Hydroelectric | 20.5 | Electric Utility
6132 | Richard B Russell | 1 | Conventional Hydroelectric | 75 | Electric Utility
6132 | Richard B Russell | 2 | Conventional Hydroelectric | 75 | Electric Utility
6132 | Richard B Russell | 3 | Conventional Hydroelectric | 75 | Electric Utility
6132 | Richard B Russell | 4 | Conventional Hydroelectric | 75 | Electric Utility
6132 | Richard B Russell | 5 | Hydroelectric Pumped Storage | 82 | Electric Utility
6132 | Richard B Russell | 6 | Hydroelectric Pumped Storage | 82 | Electric Utility
6132 | Richard B Russell | 7 | Hydroelectric Pumped Storage | 82 | Electric Utility
6132 | Richard B Russell | 8 | Hydroelectric Pumped Storage | 82 | Electric Utility
6133 | West Point (GA) | 1 | Conventional Hydroelectric | 3.3 | Electric Utility
6133 | West Point (GA) | 2 | Conventional Hydroelectric | 35 | Electric Utility
6133 | West Point (GA) | 3 | Conventional Hydroelectric | 35 | Electric Utility
6136 | Gibbons Creek | 1 | Conventional Steam Coal | 453.5 | Electric Utility
6137 | A B Brown | 1 | Conventional Steam Coal | 265.2 | Electric Utility
6137 | A B Brown | 2 | Conventional Steam Coal | 265.2 | Electric Utility
6137 | A B Brown | 4 | Natural Gas Fired Combustion Turbine | 88.2 | Electric Utility
6137 | A B Brown | 5 | Natural Gas Fired Combustion Turbine | 88.2 | Electric Utility
6138 | Flint Creek | 1 | Conventional Steam Coal | 558 | Electric Utility
6139 | Welsh | 1 | Conventional Steam Coal | 558 | Electric Utility
6139 | Welsh | 3 | Conventional Steam Coal | 558 | Electric Utility
6140 | Clarence Cannon | 1 | Conventional Hydroelectric | 27 | Electric Utility
6140 | Clarence Cannon | 2 | Hydroelectric Pumped Storage | 31 | Electric Utility
6141 | Harry Truman | 1 | Hydroelectric Pumped Storage | 26.9 | Electric Utility
6141 | Harry Truman | 2 | Hydroelectric Pumped Storage | 26.9 | Electric Utility
6141 | Harry Truman | 3 | Hydroelectric Pumped Storage | 26.9 | Electric Utility
6141 | Harry Truman | 4 | Hydroelectric Pumped Storage | 26.9 | Electric Utility
6141 | Harry Truman | 5 | Hydroelectric Pumped Storage | 26.9 | Electric Utility
6141 | Harry Truman | 6 | Hydroelectric Pumped Storage | 26.9 | Electric Utility
6142 | Ozark | 1 | Conventional Hydroelectric | 20 | Electric Utility
6142 | Ozark | 2 | Conventional Hydroelectric | 20 | Electric Utility
6142 | Ozark | 3 | Conventional Hydroelectric | 20 | Electric Utility
6142 | Ozark | 4 | Conventional Hydroelectric | 20 | Electric Utility
6142 | Ozark | 5 | Conventional Hydroelectric | 20 | Electric Utility
6144 | Kansas City International | 1 | Natural Gas Fired Combustion Turbine | 18 | Electric Utility
6144 | Kansas City International | 2 | Natural Gas Fired Combustion Turbine | 18 | Electric Utility
6145 | Comanche Peak | 1 | Nuclear | 1215 | IPP Non-CHP
6145 | Comanche Peak | 2 | Nuclear | 1215 | IPP Non-CHP
6146 | Martin Lake | 1 | Conventional Steam Coal | 793.2 | IPP Non-CHP
6146 | Martin Lake | 2 | Conventional Steam Coal | 793.2 | IPP Non-CHP
6146 | Martin Lake | 3 | Conventional Steam Coal | 793.2 | IPP Non-CHP
6147 | Monticello | 1 | Conventional Steam Coal | 593.4 | IPP Non-CHP
6147 | Monticello | 2 | Conventional Steam Coal | 593.4 | IPP Non-CHP
6147 | Monticello | 3 | Conventional Steam Coal | 793.2 | IPP Non-CHP
6149 | Davis Besse | 1 | Nuclear | 925.2 | IPP Non-CHP
6150 | Bellefonte | DG-1 | Petroleum Liquids | 7 | Electric Utility
6150 | Bellefonte | DG-2 | Petroleum Liquids | 7 | Electric Utility
6151 | Raccoon Mountain | 1 | Hydroelectric Pumped Storage | 428.4 | Electric Utility
6151 | Raccoon Mountain | 2 | Hydroelectric Pumped Storage | 428.4 | Electric Utility
6151 | Raccoon Mountain | 3 | Hydroelectric Pumped Storage | 428.4 | Electric Utility
6151 | Raccoon Mountain | 4 | Hydroelectric Pumped Storage | 428.4 | Electric Utility
6152 | Sequoyah | 1 | Nuclear | 1220.5 | Electric Utility
6152 | Sequoyah | 2 | Nuclear | 1220.5 | Electric Utility
6153 | Callaway | 1 | Nuclear | 1235.8 | Electric Utility
6155 | Rush Island | 1 | Conventional Steam Coal | 621 | Electric Utility
6155 | Rush Island | 2 | Conventional Steam Coal | 621 | Electric Utility
6156 | New Haven Harbor | 1 | Petroleum Liquids | 460 | IPP Non-CHP
6156 | New Haven Harbor | 2 | Petroleum Liquids | 60.5 | IPP Non-CHP
6156 | New Haven Harbor | 3 | Petroleum Liquids | 60.5 | IPP Non-CHP
6156 | New Haven Harbor | 4 | Petroleum Liquids | 60.5 | IPP Non-CHP
6158 | New Melones | 1 | Conventional Hydroelectric | 150 | Electric Utility
6158 | New Melones | 2 | Conventional Hydroelectric | 150 | Electric Utility
6159 | Crystal | 1 | Conventional Hydroelectric | 28 | Electric Utility
6163 | Grand Coulee | 1 | Conventional Hydroelectric | 125 | Electric Utility
6163 | Grand Coulee | 10 | Conventional Hydroelectric | 125 | Electric Utility
6163 | Grand Coulee | 11 | Conventional Hydroelectric | 125 | Electric Utility
6163 | Grand Coulee | 12 | Conventional Hydroelectric | 125 | Electric Utility
6163 | Grand Coulee | 13 | Conventional Hydroelectric | 125 | Electric Utility
6163 | Grand Coulee | 14 | Conventional Hydroelectric | 125 | Electric Utility
6163 | Grand Coulee | 15 | Conventional Hydroelectric | 125 | Electric Utility
6163 | Grand Coulee | 16 | Conventional Hydroelectric | 125 | Electric Utility
6163 | Grand Coulee | 17 | Conventional Hydroelectric | 125 | Electric Utility
6163 | Grand Coulee | 18 | Conventional Hydroelectric | 125 | Electric Utility
6163 | Grand Coulee | 19 | Conventional Hydroelectric | 600 | Electric Utility
6163 | Grand Coulee | 2 | Conventional Hydroelectric | 125 | Electric Utility
6163 | Grand Coulee | 20 | Conventional Hydroelectric | 600 | Electric Utility
6163 | Grand Coulee | 21 | Conventional Hydroelectric | 600 | Electric Utility
6163 | Grand Coulee | 22 | Conventional Hydroelectric | 805 | Electric Utility
6163 | Grand Coulee | 23 | Conventional Hydroelectric | 805 | Electric Utility
6163 | Grand Coulee | 24 | Conventional Hydroelectric | 805 | Electric Utility
6163 | Grand Coulee | 3 | Conventional Hydroelectric | 125 | Electric Utility
6163 | Grand Coulee | 4 | Conventional Hydroelectric | 125 | Electric Utility
6163 | Grand Coulee | 5 | Conventional Hydroelectric | 125 | Electric Utility
6163 | Grand Coulee | 6 | Conventional Hydroelectric | 125 | Electric Utility
6163 | Grand Coulee | 7 | Conventional Hydroelectric | 125 | Electric Utility
6163 | Grand Coulee | 8 | Conventional Hydroelectric | 125 | Electric Utility
6163 | Grand Coulee | 9 | Conventional Hydroelectric | 125 | Electric Utility
6163 | Grand Coulee | LS1 | Conventional Hydroelectric | 10 | Electric Utility
6163 | Grand Coulee | LS2 | Conventional Hydroelectric | 10 | Electric Utility
6163 | Grand Coulee | LS3 | Conventional Hydroelectric | 10 | Electric Utility
6163 | Grand Coulee | PG10 | Hydroelectric Pumped Storage | 53.5 | Electric Utility
6163 | Grand Coulee | PG11 | Hydroelectric Pumped Storage | 53.5 | Electric Utility
6163 | Grand Coulee | PG12 | Hydroelectric Pumped Storage | 53.5 | Electric Utility
6163 | Grand Coulee | PG7 | Hydroelectric Pumped Storage | 50 | Electric Utility
6163 | Grand Coulee | PG8 | Hydroelectric Pumped Storage | 50 | Electric Utility
6163 | Grand Coulee | PG9 | Hydroelectric Pumped Storage | 53.5 | Electric Utility
6165 | Hunter | 1 | Conventional Steam Coal | 525 | Electric Utility
6165 | Hunter | 2 | Conventional Steam Coal | 525 | Electric Utility
6165 | Hunter | 3 | Conventional Steam Coal | 527.2 | Electric Utility
6166 | Rockport | 1 | Conventional Steam Coal | 1300 | Electric Utility
6166 | Rockport | 2 | Conventional Steam Coal | 1300 | Electric Utility
6167 | Bath County | 1 | Hydroelectric Pumped Storage | 477 | Electric Utility
6167 | Bath County | 2 | Hydroelectric Pumped Storage | 477 | Electric Utility
6167 | Bath County | 3 | Hydroelectric Pumped Storage | 477 | Electric Utility
6167 | Bath County | 4 | Hydroelectric Pumped Storage | 477 | Electric Utility
6167 | Bath County | 5 | Hydroelectric Pumped Storage | 477 | Electric Utility
6167 | Bath County | 6 | Hydroelectric Pumped Storage | 477 | Electric Utility
6168 | North Anna | 1 | Nuclear | 979.7 | Electric Utility
6168 | North Anna | 2 | Nuclear | 979.7 | Electric Utility
6168 | North Anna | HC1 | Conventional Hydroelectric | 1 | Electric Utility
6170 | Pleasant Prairie | 1 | Conventional Steam Coal | 616.6 | Electric Utility
6170 | Pleasant Prairie | 2 | Conventional Steam Coal | 616.6 | Electric Utility
6170 | Pleasant Prairie | 3 | Petroleum Liquids | 2 | Electric Utility
6171 | Laurel Dam | 1 | Conventional Hydroelectric | 70 | Electric Utility
6172 | Libby | 1 | Conventional Hydroelectric | 105 | Electric Utility
6172 | Libby | 2 | Conventional Hydroelectric | 105 | Electric Utility
6172 | Libby | 3 | Conventional Hydroelectric | 105 | Electric Utility
6172 | Libby | 4 | Conventional Hydroelectric | 105 | Electric Utility
6172 | Libby | 5 | Conventional Hydroelectric | 105 | Electric Utility
6174 | Lost Creek | 1 | Conventional Hydroelectric | 24.5 | Electric Utility
6174 | Lost Creek | 2 | Conventional Hydroelectric | 24.5 | Electric Utility
6175 | Lower Granite | 1 | Conventional Hydroelectric | 135 | Electric Utility
6175 | Lower Granite | 2 | Conventional Hydroelectric | 135 | Electric Utility
6175 | Lower Granite | 3 | Conventional Hydroelectric | 135 | Electric Utility
6175 | Lower Granite | 4 | Conventional Hydroelectric | 135 | Electric Utility
6175 | Lower Granite | 5 | Conventional Hydroelectric | 135 | Electric Utility
6175 | Lower Granite | 6 | Conventional Hydroelectric | 135 | Electric Utility
6177 | Coronado | CO1 | Conventional Steam Coal | 410.9 | Electric Utility
6177 | Coronado | CO2 | Conventional Steam Coal | 410.9 | Electric Utility
6178 | Coleto Creek | 1 | Conventional Steam Coal | 622.4 | IPP Non-CHP
6179 | Fayette Power Project | 1 | Conventional Steam Coal | 615 | Electric Utility
6179 | Fayette Power Project | 2 | Conventional Steam Coal | 615 | Electric Utility
6179 | Fayette Power Project | 3 | Conventional Steam Coal | 460 | Electric Utility
6180 | Oak Grove (TX) | OG1 | Conventional Steam Coal | 916.8 | IPP Non-CHP
6180 | Oak Grove (TX) | OG2 | Conventional Steam Coal | 878.6 | IPP Non-CHP
6181 | J T Deely | 1 | Conventional Steam Coal | 486 | Electric Utility
6181 | J T Deely | 2 | Conventional Steam Coal | 446 | Electric Utility
6183 | San Miguel | 1 | Conventional Steam Coal | 410 | Electric Utility
6188 | Harris Dam | 1 | Conventional Hydroelectric | 67.5 | Electric Utility
6188 | Harris Dam | 2 | Conventional Hydroelectric | 67.5 | Electric Utility
6189 | Rocky Mountain Hydroelectric Plant | 1 | Hydroelectric Pumped Storage | 282.6 | Electric Utility
6189 | Rocky Mountain Hydroelectric Plant | 2 | Hydroelectric Pumped Storage | 282.6 | Electric Utility
6189 | Rocky Mountain Hydroelectric Plant | 3 | Hydroelectric Pumped Storage | 282.6 | Electric Utility
6190 | Brame Energy Center | 1 | Natural Gas Steam Turbine | 445.5 | Electric Utility
6190 | Brame Energy Center | 2 | Conventional Steam Coal | 558 | Electric Utility
6190 | Brame Energy Center | 3 | Petroleum Coke | 703.8 | Electric Utility
6193 | Harrington | 1 | Conventional Steam Coal | 360 | Electric Utility
6193 | Harrington | 2 | Conventional Steam Coal | 360 | Electric Utility
6193 | Harrington | 3 | Conventional Steam Coal | 360 | Electric Utility
6194 | Tolk | 1 | Conventional Steam Coal | 567.9 | Electric Utility
6194 | Tolk | 2 | Conventional Steam Coal | 567.9 | Electric Utility
6195 | John Twitty Energy Center | GT1 | Natural Gas Fired Combustion Turbine | 57 | Electric Utility
6195 | John Twitty Energy Center | GT2 | Natural Gas Fired Combustion Turbine | 52 | Electric Utility
6195 | John Twitty Energy Center | ST1 | Conventional Steam Coal | 194 | Electric Utility
6195 | John Twitty Energy Center | ST2 | Conventional Steam Coal | 300 | Electric Utility
6196 | W E Warne | 1 | Conventional Hydroelectric | 37.1 | Electric Utility
6196 | W E Warne | 2 | Conventional Hydroelectric | 37.1 | Electric Utility
6200 | Rock Island | A | Conventional Hydroelectric | 1.2 | Electric Utility
6200 | Rock Island | B-1 | Conventional Hydroelectric | 20.7 | Electric Utility
6200 | Rock Island | B-10 | Conventional Hydroelectric | 22.5 | Electric Utility
6200 | Rock Island | B-2 | Conventional Hydroelectric | 20.7 | Electric Utility
6200 | Rock Island | B-3 | Conventional Hydroelectric | 20.7 | Electric Utility
6200 | Rock Island | B-4 | Conventional Hydroelectric | 20.7 | Electric Utility
6200 | Rock Island | B-5 | Conventional Hydroelectric | 22.5 | Electric Utility
6200 | Rock Island | B-6 | Conventional Hydroelectric | 22.5 | Electric Utility
6200 | Rock Island | B-7 | Conventional Hydroelectric | 22.5 | Electric Utility
6200 | Rock Island | B-8 | Conventional Hydroelectric | 22.5 | Electric Utility
6200 | Rock Island | B-9 | Conventional Hydroelectric | 22.5 | Electric Utility
6200 | Rock Island | U-1 | Conventional Hydroelectric | 51.3 | Electric Utility
6200 | Rock Island | U-2 | Conventional Hydroelectric | 51.3 | Electric Utility
6200 | Rock Island | U-3 | Conventional Hydroelectric | 51.3 | Electric Utility
6200 | Rock Island | U-4 | Conventional Hydroelectric | 51.3 | Electric Utility
6200 | Rock Island | U-5 | Conventional Hydroelectric | 51.3 | Electric Utility
6200 | Rock Island | U-6 | Conventional Hydroelectric | 51.3 | Electric Utility
6200 | Rock Island | U-7 | Conventional Hydroelectric | 51.3 | Electric Utility
6200 | Rock Island | U-8 | Conventional Hydroelectric | 51.3 | Electric Utility
6202 | Ross | 41 | Conventional Hydroelectric | 112.5 | Electric Utility
6202 | Ross | 42 | Conventional Hydroelectric | 112.5 | Electric Utility
6202 | Ross | 43 | Conventional Hydroelectric | 112.5 | Electric Utility
6202 | Ross | 44 | Conventional Hydroelectric | 112.5 | Electric Utility
6204 | Laramie River Station | 1 | Conventional Steam Coal | 570 | Electric Utility
6204 | Laramie River Station | 2 | Conventional Steam Coal | 570 | Electric Utility
6204 | Laramie River Station | 3 | Conventional Steam Coal | 570 | Electric Utility
6206 | Tacoma | 1 | Conventional Hydroelectric | 2.3 | Electric Utility
6206 | Tacoma | 2 | Conventional Hydroelectric | 2.3 | Electric Utility
6207 | Ames Hydro | 1 | Conventional Hydroelectric | 3.6 | Electric Utility
6208 | Mount Elbert | 1 | Hydroelectric Pumped Storage | 100 | Electric Utility
6208 | Mount Elbert | 2 | Hydroelectric Pumped Storage | 100 | Electric Utility
6210 | Northeast (WA) | 1 | Natural Gas Fired Combustion Turbine | 61.8 | Electric Utility
6211 | Dynegy Oakland Power Plant | GEN1 | Petroleum Liquids | 74.5 | IPP Non-CHP
6211 | Dynegy Oakland Power Plant | GEN2 | Petroleum Liquids | 74.5 | IPP Non-CHP
6211 | Dynegy Oakland Power Plant | GEN3 | Petroleum Liquids | 74.5 | IPP Non-CHP
6213 | Merom | 1 | Conventional Steam Coal | 540 | Electric Utility
6213 | Merom | 2 | Conventional Steam Coal | 540 | Electric Utility
6220 | Durant | 6A | Petroleum Liquids | 2 | Electric Utility
6220 | Durant | 7 | Petroleum Liquids | 1.8 | Electric Utility
6220 | Durant | 8 | Petroleum Liquids | 2.6 | Electric Utility
6223 | Empire Energy Center | 1 | Natural Gas Fired Combustion Turbine | 129 | Electric Utility
6223 | Empire Energy Center | 2 | Natural Gas Fired Combustion Turbine | 129 | Electric Utility
6223 | Empire Energy Center | 3 | Natural Gas Fired Combustion Turbine | 60.5 | Electric Utility
6223 | Empire Energy Center | 4 | Natural Gas Fired Combustion Turbine | 60.5 | Electric Utility
6229 | Mobile | 1 | Petroleum Liquids | 1 | Electric Utility
6229 | Mobile | 2 | Petroleum Liquids | 1.6 | Electric Utility
6229 | Mobile | 500 | Petroleum Liquids | 0.5 | Electric Utility
6231 | Apple River | 1 | Conventional Hydroelectric | 0.8 | Electric Utility
6231 | Apple River | 3 | Conventional Hydroelectric | 0.8 | Electric Utility
6231 | Apple River | 4 | Conventional Hydroelectric | 0.8 | Electric Utility
6238 | Pearl Station | GT1 | Petroleum Liquids | 24 | Electric Utility
6243 | Dansby | 1 | Natural Gas Steam Turbine | 105 | Electric Utility
6243 | Dansby | 2 | Natural Gas Fired Combustion Turbine | 49.1 | Electric Utility
6243 | Dansby | 3 | Natural Gas Fired Combustion Turbine | 49.1 | Electric Utility
6248 | Pawnee | 1 | Conventional Steam Coal | 552.3 | Electric Utility
6249 | Winyah | 1 | Conventional Steam Coal | 315 | Electric Utility
6249 | Winyah | 2 | Conventional Steam Coal | 315 | Electric Utility
6249 | Winyah | 3 | Conventional Steam Coal | 315 | Electric Utility
6249 | Winyah | 4 | Conventional Steam Coal | 315 | Electric Utility
6250 | Mayo | 1 | Conventional Steam Coal | 763.2 | Electric Utility
6251 | South Texas Project | 1 | Nuclear | 1354.3 | IPP Non-CHP
6251 | South Texas Project | 2 | Nuclear | 1354.3 | IPP Non-CHP
6253 | Germantown | 1 | Petroleum Liquids | 61.2 | Electric Utility
6253 | Germantown | 2 | Petroleum Liquids | 61.2 | Electric Utility
6253 | Germantown | 3 | Petroleum Liquids | 61.2 | Electric Utility
6253 | Germantown | 4 | Petroleum Liquids | 61.2 | Electric Utility
6253 | Germantown | 5 | Natural Gas Fired Combustion Turbine | 90.9 | Electric Utility
6254 | Ottumwa | 1 | Conventional Steam Coal | 725.9 | Electric Utility
6257 | Scherer | 1 | Conventional Steam Coal | 891 | Electric Utility
6257 | Scherer | 2 | Conventional Steam Coal | 891 | Electric Utility
6257 | Scherer | 3 | Conventional Steam Coal | 891 | Electric Utility
6257 | Scherer | 4 | Conventional Steam Coal | 891 | Electric Utility
6258 | Wilson | 5A | Petroleum Liquids | 53.1 | Electric Utility
6258 | Wilson | 5B | Petroleum Liquids | 53.1 | Electric Utility
6258 | Wilson | 5C | Petroleum Liquids | 53.1 | Electric Utility
6258 | Wilson | 5D | Petroleum Liquids | 53.1 | Electric Utility
6258 | Wilson | 5E | Petroleum Liquids | 53.1 | Electric Utility
6258 | Wilson | 5F | Petroleum Liquids | 53.1 | Electric Utility
6258 | Wilson | IC1 | Petroleum Liquids | 2.6 | Electric Utility
6264 | Mountaineer | 1 | Conventional Steam Coal | 1300 | Electric Utility
6265 | Swift 2 | 21 | Conventional Hydroelectric | 36 | Electric Utility
6265 | Swift 2 | 22 | Conventional Hydroelectric | 36 | Electric Utility
6280 | Ozark Beach | 5 | Conventional Hydroelectric | 4 | Electric Utility
6280 | Ozark Beach | 6 | Conventional Hydroelectric | 4 | Electric Utility
6280 | Ozark Beach | 7 | Conventional Hydroelectric | 4 | Electric Utility
6280 | Ozark Beach | 8 | Conventional Hydroelectric | 4 | Electric Utility
6281 | Kodiak | 1 | Petroleum Liquids | 2.5 | Electric Utility
6281 | Kodiak | 2c | Petroleum Liquids | 4.4 | Electric Utility
6281 | Kodiak | 3c | Petroleum Liquids | 4.4 | Electric Utility
6281 | Kodiak | 4 | Petroleum Liquids | 7 | Electric Utility
6282 | Port Lions | 1 | Petroleum Liquids | 0.3 | Electric Utility
6282 | Port Lions | 2 | Petroleum Liquids | 0.3 | Electric Utility
6282 | Port Lions | 3 | Petroleum Liquids | 0.2 | Electric Utility
6282 | Port Lions | 4 | Petroleum Liquids | 0.2 | Electric Utility
6283 | Seldovia | 5 | Petroleum Liquids | 1.2 | Electric Utility
6283 | Seldovia | 6 | Petroleum Liquids | 1.2 | Electric Utility
6285 | North Pole | 1 | Petroleum Liquids | 60.5 | Electric Utility
6285 | North Pole | 2 | Petroleum Liquids | 60.5 | Electric Utility
6285 | North Pole | GT3 | Petroleum Liquids | 47 | Electric Utility
6285 | North Pole | STG1 | Petroleum Liquids | 13 | Electric Utility
6286 | Fairbanks | 5 | Petroleum Liquids | 2.7 | Electric Utility
6286 | Fairbanks | 6 | Petroleum Liquids | 2.7 | Electric Utility
6286 | Fairbanks | GT1 | Petroleum Liquids | 18.4 | Electric Utility
6286 | Fairbanks | GT2 | Petroleum Liquids | 18.4 | Electric Utility
6288 | Healy | 1 | Conventional Steam Coal | 28 | Electric Utility
6288 | Healy | 2 | Conventional Steam Coal | 62 | Electric Utility
6288 | Healy | IC1 | Petroleum Liquids | 2.8 | Electric Utility
6291 | Cooper Lake | 1 | Conventional Hydroelectric | 9.7 | Electric Utility
6291 | Cooper Lake | 2 | Conventional Hydroelectric | 9.7 | Electric Utility
6292 | Bernice Lake | 2 | Natural Gas Fired Combustion Turbine | 20.7 | Electric Utility
6292 | Bernice Lake | 3 | Natural Gas Fired Combustion Turbine | 28.8 | Electric Utility
6292 | Bernice Lake | 4 | Natural Gas Fired Combustion Turbine | 27.2 | Electric Utility
6293 | International | 1 | Natural Gas Fired Combustion Turbine | 15 | Electric Utility
6293 | International | 2 | Natural Gas Fired Combustion Turbine | 15 | Electric Utility
6299 | Unalakleet | 5 | Petroleum Liquids | 0.5 | Electric Utility
6299 | Unalakleet | 6 | Petroleum Liquids | 0.5 | Electric Utility
6299 | Unalakleet | 7 | Petroleum Liquids | 0.5 | Electric Utility
6299 | Unalakleet | 8 | Petroleum Liquids | 0.5 | Electric Utility
6301 | Naknek | 4A | Petroleum Liquids | 1.3 | Electric Utility
6301 | Naknek | 5A | Petroleum Liquids | 1 | Electric Utility
6301 | Naknek | 6A | Petroleum Liquids | 1 | Electric Utility
6301 | Naknek | 7A | Petroleum Liquids | 1 | Electric Utility
6301 | Naknek | 8 | Petroleum Liquids | 1 | Electric Utility
6301 | Naknek | NA1 | Petroleum Liquids | 1.1 | Electric Utility
6301 | Naknek | NA2 | Petroleum Liquids | 1.1 | Electric Utility
6301 | Naknek | NA3 | Petroleum Liquids | 0.8 | Electric Utility
6301 | Naknek | NA4 | Petroleum Liquids | 0.8 | Electric Utility
6301 | Naknek | NA5 | Petroleum Liquids | 0.8 | Electric Utility
6302 | Purple Lake | 1 | Conventional Hydroelectric | 1.3 | Electric Utility
6302 | Purple Lake | 2 | Conventional Hydroelectric | 1.3 | Electric Utility
6302 | Purple Lake | 3 | Conventional Hydroelectric | 1.3 | Electric Utility
6304 | Kotzebue | 10 | Petroleum Liquids | 3 | Electric Utility
6304 | Kotzebue | 10wt | Onshore Wind Turbine | 0.1 | Electric Utility
6304 | Kotzebue | 11wt | Onshore Wind Turbine | 0.1 | Electric Utility
6304 | Kotzebue | 12wt | Onshore Wind Turbine | 0.1 | Electric Utility
6304 | Kotzebue | 13WT | Onshore Wind Turbine | 0.1 | Electric Utility
6304 | Kotzebue | 14 | Petroleum Liquids | 2.8 | Electric Utility
6304 | Kotzebue | 14wt | Onshore Wind Turbine | 0.1 | Electric Utility
6304 | Kotzebue | 15 | Petroleum Liquids | 2.8 | Electric Utility
6304 | Kotzebue | 15WT | Onshore Wind Turbine | 0.1 | Electric Utility
6304 | Kotzebue | 16 | Petroleum Liquids | 1.4 | Electric Utility
6304 | Kotzebue | 16WT | Onshore Wind Turbine | 0.1 | Electric Utility
6304 | Kotzebue | 17 | Petroleum Liquids | 0.7 | Electric Utility
6304 | Kotzebue | 17WT | Onshore Wind Turbine | 0.1 | Electric Utility
6304 | Kotzebue | 18WT | Onshore Wind Turbine | 0.9 | Electric Utility
6304 | Kotzebue | 19WT | Onshore Wind Turbine | 0.9 | Electric Utility
6304 | Kotzebue | 1WT | Onshore Wind Turbine | 0.6 | Electric Utility
6304 | Kotzebue | 2WT | Onshore Wind Turbine | 0.1 | Electric Utility
6304 | Kotzebue | 3WT | Onshore Wind Turbine | 0.2 | Electric Utility
6304 | Kotzebue | 4WT | Onshore Wind Turbine | 0.5 | Electric Utility
6304 | Kotzebue | 5WT | Onshore Wind Turbine | 0.1 | Electric Utility
6304 | Kotzebue | 6WT | Onshore Wind Turbine | 0.1 | Electric Utility
6304 | Kotzebue | 7A | Petroleum Liquids | 1.1 | Electric Utility
6304 | Kotzebue | 7WT | Onshore Wind Turbine | 0.1 | Electric Utility
6304 | Kotzebue | 8WT | Onshore Wind Turbine | 0.1 | Electric Utility
6304 | Kotzebue | 9wt | Onshore Wind Turbine | 0.1 | Electric Utility
6305 | Glennallen | 3 | Petroleum Liquids | 0.5 | Electric Utility
6305 | Glennallen | 4 | Petroleum Liquids | 0.5 | Electric Utility
6305 | Glennallen | 5 | Petroleum Liquids | 0.5 | Electric Utility
6305 | Glennallen | 6 | Petroleum Liquids | 2.6 | Electric Utility
6305 | Glennallen | 7 | Petroleum Liquids | 2.6 | Electric Utility
6305 | Glennallen | 8 | Petroleum Liquids | 1.2 | Electric Utility
6305 | Glennallen | 9 | Petroleum Liquids | 2.8 | Electric Utility
6306 | Valdez | 4 | Petroleum Liquids | 1.9 | Electric Utility
6306 | Valdez | 5 | Petroleum Liquids | 2.6 | Electric Utility
6306 | Valdez | 6 | Petroleum Liquids | 0.9 | Electric Utility
6306 | Valdez | 7 | Petroleum Liquids | 2.8 | Electric Utility
6311 | Chevak | 1A | Petroleum Liquids | 0.5 | Electric Utility
6311 | Chevak | 2A | Petroleum Liquids | 0.5 | Electric Utility
6311 | Chevak | 3A | Petroleum Liquids | 0.8 | Electric Utility
6314 | Emmonak | 2A | Petroleum Liquids | 0.5 | Electric Utility
6314 | Emmonak | 4a | Petroleum Liquids | 0.5 | Electric Utility
6314 | Emmonak | 5B | Petroleum Liquids | 1.3 | Electric Utility
6314 | Emmonak | 6 | Petroleum Liquids | 0.9 | Electric Utility
6319 | Hooper Bay | 3A | Petroleum Liquids | 0.3 | Electric Utility
6319 | Hooper Bay | 4B | Petroleum Liquids | 0.5 | Electric Utility
6319 | Hooper Bay | 5A | Petroleum Liquids | 0.8 | Electric Utility
6319 | Hooper Bay | 6 | Petroleum Liquids | 0.5 | Electric Utility
6323 | Kiana | 1B | Petroleum Liquids | 0.3 | Electric Utility
6323 | Kiana | 3A | Petroleum Liquids | 0.3 | Electric Utility
6323 | Kiana | 4 | Petroleum Liquids | 0.5 | Electric Utility
6329 | Mountain Village | 1 | Petroleum Liquids | 0.3 | Electric Utility
6329 | Mountain Village | 3B | Petroleum Liquids | 0.5 | Electric Utility
6329 | Mountain Village | 4A | Petroleum Liquids | 0.8 | Electric Utility
6329 | Mountain Village | 5A | Petroleum Liquids | 0.7 | Electric Utility
6330 | Noorvik | 1A | Petroleum Liquids | 0.3 | Electric Utility
6330 | Noorvik | 2A | Petroleum Liquids | 0.4 | Electric Utility
6330 | Noorvik | 3A | Petroleum Liquids | 0.7 | Electric Utility
6333 | Nunapitchuk | 1A | Petroleum Liquids | 0.5 | Electric Utility
6338 | St Marys IC | 1B | Petroleum Liquids | 5 | Electric Utility
6338 | St Marys IC | 2 | Petroleum Liquids | 0.6 | Electric Utility
6338 | St Marys IC | 3 | Petroleum Liquids | 0.9 | Electric Utility
6341 | Selawik | 1A | Petroleum Liquids | 0.3 | Electric Utility
6341 | Selawik | 2B | Petroleum Liquids | 0.5 | Electric Utility
6341 | Selawik | 3B | Petroleum Liquids | 0.9 | Electric Utility
6345 | Shishmaref | 1 | Petroleum Liquids | 0.3 | Electric Utility
6345 | Shishmaref | 2 | Petroleum Liquids | 0.3 | Electric Utility
6345 | Shishmaref | 3A | Petroleum Liquids | 0.4 | Electric Utility
6345 | Shishmaref | 4A | Petroleum Liquids | 0.5 | Electric Utility
6348 | Togiak | 2a | Petroleum Liquids | 0.5 | Electric Utility
6348 | Togiak | 4 | Petroleum Liquids | 0.3 | Electric Utility
6348 | Togiak | 4B | Petroleum Liquids | 0.8 | Electric Utility
6348 | Togiak | 5A | Petroleum Liquids | 0.8 | Electric Utility
6356 | Sixth Street Gas Turbine | 1 | Petroleum Liquids | 24 | Electric Utility
6358 | Hutchinson Plant #2 | 2 | Natural Gas Fired Combined Cycle | 54 | Electric Utility
6358 | Hutchinson Plant #2 | 3 | Natural Gas Fired Combined Cycle | 11.5 | Electric Utility
6358 | Hutchinson Plant #2 | 9 | Natural Gas Fired Combustion Turbine | 25 | Electric Utility
6359 | Felt | 1 | Conventional Hydroelectric | 2.8 | Electric Utility
6359 | Felt | 2 | Conventional Hydroelectric | 2.8 | Electric Utility
6359 | Felt | 4 | Conventional Hydroelectric | 0.6 | Electric Utility
6359 | Felt | 5 | Conventional Hydroelectric | 0.7 | Electric Utility
6369 | Detour | 6 | Petroleum Liquids | 3 | Electric Utility
6369 | Detour | 7 | Petroleum Liquids | 3 | Electric Utility
6373 | Rokeby | 1 | Natural Gas Fired Combustion Turbine | 72.4 | Electric Utility
6373 | Rokeby | 2 | Natural Gas Fired Combustion Turbine | 95.4 | Electric Utility
6373 | Rokeby | 3 | Natural Gas Fired Combustion Turbine | 95.4 | Electric Utility
6373 | Rokeby | BSU | Petroleum Liquids | 2.9 | Electric Utility
6377 | Ocracoke | 1 | Petroleum Liquids | 3 | Electric Utility
6378 | Dwight | DW2 | Conventional Hydroelectric | 0.4 | IPP Non-CHP
6378 | Dwight | DW3 | Conventional Hydroelectric | 0.4 | IPP Non-CHP
6378 | Dwight | DW4 | Conventional Hydroelectric | 0.4 | IPP Non-CHP
6379 | Indian Orchard | IO3 | Conventional Hydroelectric | 1.5 | IPP Non-CHP
6379 | Indian Orchard | IO4 | Conventional Hydroelectric | 2.2 | IPP Non-CHP
6388 | Turners Falls | 1 | Conventional Hydroelectric | 1.4 | IPP Non-CHP
6388 | Turners Falls | 2 | Conventional Hydroelectric | 0.4 | IPP Non-CHP
6388 | Turners Falls | 3 | Conventional Hydroelectric | 1.3 | IPP Non-CHP
6388 | Turners Falls | 5 | Conventional Hydroelectric | 1.3 | IPP Non-CHP
6388 | Turners Falls | 7 | Conventional Hydroelectric | 1.3 | IPP Non-CHP
6390 | Tangier | 3 | Petroleum Liquids | 0.7 | Electric Utility
6390 | Tangier | 4 | Petroleum Liquids | 1 | Electric Utility
6390 | Tangier | 5 | Petroleum Liquids | 1.2 | Electric Utility
6390 | Tangier | 6 | Petroleum Liquids | 1.2 | Electric Utility
6391 | Smith Island | 2 | Petroleum Liquids | 0.5 | Electric Utility
6391 | Smith Island | 3 | Petroleum Liquids | 1.2 | Electric Utility
6393 | Strawberry Creek | 1 | Conventional Hydroelectric | 0.5 | Electric Utility
6393 | Strawberry Creek | 2 | Conventional Hydroelectric | 0.5 | Electric Utility
6393 | Strawberry Creek | 3 | Conventional Hydroelectric | 0.5 | Electric Utility
6394 | Swift Creek | 3 | Conventional Hydroelectric | 0.8 | Electric Utility
6394 | Swift Creek | 4 | Conventional Hydroelectric | 0.6 | Electric Utility
6394 | Swift Creek | 5 | Conventional Hydroelectric | 0.3 | Electric Utility
6395 | Anderson Ranch | 1 | Conventional Hydroelectric | 20 | Electric Utility
6395 | Anderson Ranch | 2 | Conventional Hydroelectric | 20 | Electric Utility
6396 | Black Canyon | 1 | Conventional Hydroelectric | 5.1 | Electric Utility
6396 | Black Canyon | 2 | Conventional Hydroelectric | 5.1 | Electric Utility
6397 | Boise R Diversion | 1A | Conventional Hydroelectric | 1.1 | Electric Utility
6397 | Boise R Diversion | 2A | Conventional Hydroelectric | 1.1 | Electric Utility
6397 | Boise R Diversion | 3A | Conventional Hydroelectric | 1.1 | Electric Utility
6398 | Minidoka | 6 | Conventional Hydroelectric | 2.7 | Electric Utility
6398 | Minidoka | 7 | Conventional Hydroelectric | 5 | Electric Utility
6398 | Minidoka | 8 | Conventional Hydroelectric | 10 | Electric Utility
6398 | Minidoka | 9 | Conventional Hydroelectric | 10 | Electric Utility
6400 | Canyon Ferry | 1 | Conventional Hydroelectric | 16.6 | Electric Utility
6400 | Canyon Ferry | 2 | Conventional Hydroelectric | 16.6 | Electric Utility
6400 | Canyon Ferry | 3 | Conventional Hydroelectric | 16.6 | Electric Utility
6402 | Elephant Butte | 1 | Conventional Hydroelectric | 9.3 | Electric Utility
6402 | Elephant Butte | 2 | Conventional Hydroelectric | 9.3 | Electric Utility
6402 | Elephant Butte | 3 | Conventional Hydroelectric | 9.3 | Electric Utility
6403 | Green Springs | 1 | Conventional Hydroelectric | 17.2 | Electric Utility
6404 | Deer Creek (UT) | 1 | Conventional Hydroelectric | 2.4 | Electric Utility
6404 | Deer Creek (UT) | 2 | Conventional Hydroelectric | 2.4 | Electric Utility
6405 | Flaming Gorge | 1 | Conventional Hydroelectric | 50.6 | Electric Utility
6405 | Flaming Gorge | 2 | Conventional Hydroelectric | 50.6 | Electric Utility
6405 | Flaming Gorge | 3 | Conventional Hydroelectric | 50.6 | Electric Utility
6406 | Chandler | 1 | Conventional Hydroelectric | 6 | Electric Utility
6406 | Chandler | 2 | Conventional Hydroelectric | 6 | Electric Utility
6407 | Roza | 1 | Conventional Hydroelectric | 12.9 | Electric Utility
6408 | Heart Mountain | 1 | Conventional Hydroelectric | 5 | Electric Utility
6409 | Alcova | 1 | Conventional Hydroelectric | 20.7 | Electric Utility
6409 | Alcova | 2 | Conventional Hydroelectric | 20.7 | Electric Utility
6410 | Falcon Dam & Power | 1 | Conventional Hydroelectric | 10.5 | Electric Utility
6410 | Falcon Dam & Power | 2 | Conventional Hydroelectric | 10.5 | Electric Utility
6410 | Falcon Dam & Power | 3 | Conventional Hydroelectric | 10.5 | Electric Utility
6413 | Sam Rayburn Dam | 1 | Conventional Hydroelectric | 26 | Electric Utility
6413 | Sam Rayburn Dam | 2 | Conventional Hydroelectric | 26 | Electric Utility
6414 | Whitney | 1 | Conventional Hydroelectric | 20.9 | Electric Utility
6414 | Whitney | 2 | Conventional Hydroelectric | 20.9 | Electric Utility
6415 | Broken Bow Dam | 1 | Conventional Hydroelectric | 50 | Electric Utility
6415 | Broken Bow Dam | 2 | Conventional Hydroelectric | 50 | Electric Utility
6416 | Denison | 1 | Conventional Hydroelectric | 50.8 | Electric Utility
6416 | Denison | 2 | Conventional Hydroelectric | 50.8 | Electric Utility
6417 | Center Hill | 1 | Conventional Hydroelectric | 45 | Electric Utility
6417 | Center Hill | 2 | Conventional Hydroelectric | 45 | Electric Utility
6417 | Center Hill | 3 | Conventional Hydroelectric | 45 | Electric Utility
6418 | Cheatham | 1 | Conventional Hydroelectric | 12 | Electric Utility
6418 | Cheatham | 2 | Conventional Hydroelectric | 12 | Electric Utility
6418 | Cheatham | 3 | Conventional Hydroelectric | 12 | Electric Utility
6419 | Eufaula Dam | 1 | Conventional Hydroelectric | 30 | Electric Utility
6419 | Eufaula Dam | 2 | Conventional Hydroelectric | 30 | Electric Utility
6419 | Eufaula Dam | 3 | Conventional Hydroelectric | 30 | Electric Utility
6421 | Lemolo 2 | 1 | Conventional Hydroelectric | 38.5 | Electric Utility
6422 | Madison Dam | MAD1 | Conventional Hydroelectric | 2.2 | Electric Utility
6422 | Madison Dam | MAD2 | Conventional Hydroelectric | 2.2 | Electric Utility
6422 | Madison Dam | MAD3 | Conventional Hydroelectric | 2.2 | Electric Utility
6422 | Madison Dam | MAD4 | Conventional Hydroelectric | 2.2 | Electric Utility
6424 | Chelan | A-1 | Conventional Hydroelectric | 29.6 | Electric Utility
6424 | Chelan | A-2 | Conventional Hydroelectric | 29.6 | Electric Utility
6430 | Cedar Falls (WA) | 5 | Conventional Hydroelectric | 15 | Electric Utility
6430 | Cedar Falls (WA) | 6 | Conventional Hydroelectric | 15 | Electric Utility
6431 | Gorge | 21 | Conventional Hydroelectric | 36.8 | Electric Utility
6431 | Gorge | 22 | Conventional Hydroelectric | 36.8 | Electric Utility
6431 | Gorge | 23 | Conventional Hydroelectric | 36.8 | Electric Utility
6431 | Gorge | 24 | Conventional Hydroelectric | 96.9 | Electric Utility
6432 | Diablo | 31 | Conventional Hydroelectric | 90 | Electric Utility
6432 | Diablo | 32 | Conventional Hydroelectric | 90 | Electric Utility
6432 | Diablo | 35 | Conventional Hydroelectric | 1.2 | Electric Utility
6432 | Diablo | 36 | Conventional Hydroelectric | 1.2 | Electric Utility
6433 | Boundary | 51 | Conventional Hydroelectric | 158.4 | Electric Utility
6433 | Boundary | 52 | Conventional Hydroelectric | 161.5 | Electric Utility
6433 | Boundary | 53 | Conventional Hydroelectric | 158.4 | Electric Utility
6433 | Boundary | 54 | Conventional Hydroelectric | 161.5 | Electric Utility
6433 | Boundary | 55 | Conventional Hydroelectric | 239.4 | Electric Utility
6433 | Boundary | 56 | Conventional Hydroelectric | 239.4 | Electric Utility
6438 | Queens Creek | 1 | Conventional Hydroelectric | 1.4 | Electric Utility
6440 | Wilson Dam | 1 | Conventional Hydroelectric | 23 | Electric Utility
6440 | Wilson Dam | 10 | Conventional Hydroelectric | 29.2 | Electric Utility
6440 | Wilson Dam | 11 | Conventional Hydroelectric | 29.2 | Electric Utility
6440 | Wilson Dam | 12 | Conventional Hydroelectric | 29.2 | Electric Utility
6440 | Wilson Dam | 13 | Conventional Hydroelectric | 29.2 | Electric Utility
6440 | Wilson Dam | 14 | Conventional Hydroelectric | 25.2 | Electric Utility
6440 | Wilson Dam | 15 | Conventional Hydroelectric | 29.2 | Electric Utility
6440 | Wilson Dam | 16 | Conventional Hydroelectric | 29.2 | Electric Utility
6440 | Wilson Dam | 17 | Conventional Hydroelectric | 29.2 | Electric Utility
6440 | Wilson Dam | 18 | Conventional Hydroelectric | 25.2 | Electric Utility
6440 | Wilson Dam | 19 | Conventional Hydroelectric | 54 | Electric Utility
6440 | Wilson Dam | 2 | Conventional Hydroelectric | 23 | Electric Utility
6440 | Wilson Dam | 20 | Conventional Hydroelectric | 54 | Electric Utility
6440 | Wilson Dam | 21 | Conventional Hydroelectric | 54 | Electric Utility
6440 | Wilson Dam | 3 | Conventional Hydroelectric | 23 | Electric Utility
6440 | Wilson Dam | 4 | Conventional Hydroelectric | 23 | Electric Utility
6440 | Wilson Dam | 5 | Conventional Hydroelectric | 36 | Electric Utility
6440 | Wilson Dam | 6 | Conventional Hydroelectric | 30.9 | Electric Utility
6440 | Wilson Dam | 7 | Conventional Hydroelectric | 30.9 | Electric Utility
6440 | Wilson Dam | 8 | Conventional Hydroelectric | 30.9 | Electric Utility
6440 | Wilson Dam | 9 | Conventional Hydroelectric | 29.2 | Electric Utility
6449 | Azusa | 1 | Conventional Hydroelectric | 3 | Electric Utility
6450 | Proctor | 1 | Conventional Hydroelectric | 1.6 | Electric Utility
6450 | Proctor | 2 | Conventional Hydroelectric | 0.8 | Electric Utility
6450 | Proctor | 3 | Conventional Hydroelectric | 0.8 | Electric Utility
6450 | Proctor | 4 | Conventional Hydroelectric | 0.8 | Electric Utility
6450 | Proctor | 5 | Conventional Hydroelectric | 2.9 | Electric Utility
6451 | Beldens | 1 | Conventional Hydroelectric | 0.8 | Electric Utility
6451 | Beldens | 2 | Conventional Hydroelectric | 0.8 | Electric Utility
6451 | Beldens | HC3 | Conventional Hydroelectric | 4.1 | Electric Utility
6456 | Carver Falls | 1 | Conventional Hydroelectric | 1.3 | Electric Utility
6456 | Carver Falls | 2 | Conventional Hydroelectric | 0.6 | Electric Utility
6459 | Big Fork | 1 | Conventional Hydroelectric | 1.7 | Electric Utility
6459 | Big Fork | 2 | Conventional Hydroelectric | 1.7 | Electric Utility
6459 | Big Fork | 3 | Conventional Hydroelectric | 0.7 | Electric Utility
6462 | River Bend | 1 | Nuclear | 1035.9 | Electric Utility
6463 | Ames GT | GT1 | Petroleum Liquids | 21.3 | Electric Utility
6463 | Ames GT | GT2 | Petroleum Liquids | 57.4 | Electric Utility
6469 | Antelope Valley | 1 | Conventional Steam Coal | 434.9 | Electric Utility
6469 | Antelope Valley | 2 | Conventional Steam Coal | 434.9 | Electric Utility
6474 | Port Allen (HI) | 3 | Petroleum Liquids | 2.7 | Electric Utility
6474 | Port Allen (HI) | 4 | Petroleum Liquids | 2.7 | Electric Utility
6474 | Port Allen (HI) | 5 | Petroleum Liquids | 2.7 | Electric Utility
6474 | Port Allen (HI) | 8 | Petroleum Liquids | 8.6 | Electric Utility
6474 | Port Allen (HI) | 9 | Petroleum Liquids | 8.6 | Electric Utility
6474 | Port Allen (HI) | D6 | Petroleum Liquids | 8.6 | Electric Utility
6474 | Port Allen (HI) | D7 | Petroleum Liquids | 8.6 | Electric Utility
6474 | Port Allen (HI) | GT1 | Petroleum Liquids | 19.2 | Electric Utility
6474 | Port Allen (HI) | GT2 | Petroleum Liquids | 23.8 | Electric Utility
6474 | Port Allen (HI) | IC1 | Petroleum Liquids | 2 | Electric Utility
6474 | Port Allen (HI) | IC2 | Petroleum Liquids | 2 | Electric Utility
6474 | Port Allen (HI) | ST1 | Petroleum Liquids | 10 | Electric Utility
6475 | Gorge 18 | 1 | Conventional Hydroelectric | 3 | Electric Utility
6479 | San Francisquito 1 | 1A | Conventional Hydroelectric | 25 | Electric Utility
6479 | San Francisquito 1 | 3 | Conventional Hydroelectric | 9.3 | Electric Utility
6479 | San Francisquito 1 | 4 | Conventional Hydroelectric | 10 | Electric Utility
6479 | San Francisquito 1 | 6 | Conventional Hydroelectric | 25 | Electric Utility
6480 | San Francisquito 2 | 1 | Conventional Hydroelectric | 14 | Electric Utility
6480 | San Francisquito 2 | 2 | Conventional Hydroelectric | 14 | Electric Utility
6480 | San Francisquito 2 | 3 | Conventional Hydroelectric | 14 | Electric Utility
6481 | Intermountain Power Project | 1 | Conventional Steam Coal | 820 | Electric Utility
6481 | Intermountain Power Project | 2 | Conventional Steam Coal | 820 | Electric Utility
6483 | Mcindoes | GEN1 | Conventional Hydroelectric | 2.6 | IPP Non-CHP
6483 | Mcindoes | GEN2 | Conventional Hydroelectric | 2.6 | IPP Non-CHP
6483 | Mcindoes | GEN3 | Conventional Hydroelectric | 2.6 | IPP Non-CHP
6483 | Mcindoes | GEN4 | Conventional Hydroelectric | 2.6 | IPP Non-CHP
6484 | Bend | 1 | Conventional Hydroelectric | 0.2 | Electric Utility
6484 | Bend | 2 | Conventional Hydroelectric | 0.3 | Electric Utility
6484 | Bend | 3 | Conventional Hydroelectric | 0.6 | Electric Utility
6486 | Mill C | 1 | Conventional Hydroelectric | 1 | Electric Utility
6486 | Mill C | 2 | Conventional Hydroelectric | 1.2 | Electric Utility
6486 | Mill C | 3 | Conventional Hydroelectric | 3.8 | Electric Utility
6504 | Maalaea | 1 | Petroleum Liquids | 2.6 | Electric Utility
6504 | Maalaea | 10 | Petroleum Liquids | 12.5 | Electric Utility
6504 | Maalaea | 11 | Petroleum Liquids | 12.5 | Electric Utility
6504 | Maalaea | 12 | Petroleum Liquids | 12.5 | Electric Utility
6504 | Maalaea | 13 | Petroleum Liquids | 12.5 | Electric Utility
6504 | Maalaea | 14 | Petroleum Liquids | 23.6 | Electric Utility
6504 | Maalaea | 15 | Petroleum Liquids | 18 | Electric Utility
6504 | Maalaea | 16 | Petroleum Liquids | 23.6 | Electric Utility
6504 | Maalaea | 17 | Petroleum Liquids | 25 | Electric Utility
6504 | Maalaea | 18 | Petroleum Liquids | 18 | Electric Utility
6504 | Maalaea | 19 | Petroleum Liquids | 25 | Electric Utility
6504 | Maalaea | 2 | Petroleum Liquids | 2.6 | Electric Utility
6504 | Maalaea | 3 | Petroleum Liquids | 2.6 | Electric Utility
6504 | Maalaea | 4 | Petroleum Liquids | 5.6 | Electric Utility
6504 | Maalaea | 5 | Petroleum Liquids | 5.6 | Electric Utility
6504 | Maalaea | 6 | Petroleum Liquids | 5.6 | Electric Utility
6504 | Maalaea | 7 | Petroleum Liquids | 5.6 | Electric Utility
6504 | Maalaea | 8 | Petroleum Liquids | 5.6 | Electric Utility
6504 | Maalaea | 9 | Petroleum Liquids | 5.6 | Electric Utility
6504 | Maalaea | X1 | Petroleum Liquids | 2.6 | Electric Utility
6504 | Maalaea | X2 | Petroleum Liquids | 2.6 | Electric Utility
6505 | Oak Grove | 1 | Conventional Hydroelectric | 25.5 | Electric Utility
6505 | Oak Grove | 2 | Conventional Hydroelectric | 25.5 | Electric Utility
6506 | Moyie Springs | 1 | Conventional Hydroelectric | 1 | Electric Utility
6506 | Moyie Springs | 2 | Conventional Hydroelectric | 0.4 | Electric Utility
6506 | Moyie Springs | 3 | Conventional Hydroelectric | 1 | Electric Utility
6506 | Moyie Springs | 4 | Conventional Hydroelectric | 1.5 | Electric Utility
6507 | Drop 2 (WA) | 1 | Conventional Hydroelectric | 2.5 | Electric Utility
6508 | Drop 3 (WA) | 1 | Conventional Hydroelectric | 0.8 | Electric Utility
6508 | Drop 3 (WA) | 2 | Conventional Hydroelectric | 0.8 | Electric Utility
6510 | Brunswick | 1 | Petroleum Liquids | 2 | Electric Utility
6510 | Brunswick | 2 | Petroleum Liquids | 2 | Electric Utility
6510 | Brunswick | 3 | Petroleum Liquids | 2 | Electric Utility
6513 | Fleish | 1 | Conventional Hydroelectric | 2 | IPP Non-CHP
6515 | Valencia | GT1 | Natural Gas Fired Combustion Turbine | 18 | Electric Utility
6515 | Valencia | GT2 | Natural Gas Fired Combustion Turbine | 18 | Electric Utility
6515 | Valencia | GT3 | Natural Gas Fired Combustion Turbine | 18 | Electric Utility
6515 | Valencia | GT4 | Natural Gas Fired Combustion Turbine | 54 | Electric Utility
6516 | Rocky Ford | IC1 | Petroleum Liquids | 2 | Electric Utility
6516 | Rocky Ford | IC2 | Petroleum Liquids | 2 | Electric Utility
6516 | Rocky Ford | IC3 | Petroleum Liquids | 2 | Electric Utility
6516 | Rocky Ford | IC4 | Petroleum Liquids | 2 | Electric Utility
6516 | Rocky Ford | IC5 | Petroleum Liquids | 2 | Electric Utility
6517 | Keowee | 1 | Conventional Hydroelectric | 78.8 | Electric Utility
6517 | Keowee | 2 | Conventional Hydroelectric | 78.8 | Electric Utility
6518 | Kings Beach | KB1 | Petroleum Liquids | 2.5 | Electric Utility
6518 | Kings Beach | KB2 | Petroleum Liquids | 2.5 | Electric Utility
6518 | Kings Beach | KB3 | Petroleum Liquids | 2.5 | Electric Utility
6518 | Kings Beach | KB4 | Petroleum Liquids | 2.5 | Electric Utility
6518 | Kings Beach | KB5 | Petroleum Liquids | 2.5 | Electric Utility
6518 | Kings Beach | KB6 | Petroleum Liquids | 2.5 | Electric Utility
6519 | Vergennes 9 | 1 | Conventional Hydroelectric | 0.7 | Electric Utility
6519 | Vergennes 9 | 2 | Conventional Hydroelectric | 0.7 | Electric Utility
6519 | Vergennes 9 | 4 | Conventional Hydroelectric | 1 | Electric Utility
6519 | Vergennes 9 | 5 | Petroleum Liquids | 2 | Electric Utility
6519 | Vergennes 9 | 6 | Petroleum Liquids | 2 | Electric Utility
6520 | Waterbury 22 | 1 | Conventional Hydroelectric | 5.5 | Electric Utility
6521 | Lahontan | 1 | Conventional Hydroelectric | 0.6 | IPP Non-CHP
6521 | Lahontan | 2 | Conventional Hydroelectric | 0.6 | IPP Non-CHP
6521 | Lahontan | 3 | Conventional Hydroelectric | 0.6 | IPP Non-CHP
6522 | Yards Creek | 1 | Hydroelectric Pumped Storage | 151 | Electric Utility
6522 | Yards Creek | 2 | Hydroelectric Pumped Storage | 151 | Electric Utility
6522 | Yards Creek | 3 | Hydroelectric Pumped Storage | 151 | Electric Utility
6526 | Rainbow Falls Auscble | 1 | Conventional Hydroelectric | 1.3 | Electric Utility
6526 | Rainbow Falls Auscble | 2 | Conventional Hydroelectric | 1.3 | Electric Utility
6527 | E J West | 1 | Conventional Hydroelectric | 11 | IPP Non-CHP
6527 | E J West | 2 | Conventional Hydroelectric | 11 | IPP Non-CHP
6529 | Searsburg | GEN1 | Conventional Hydroelectric | 4.1 | IPP Non-CHP
6531 | Verdi | 1 | Conventional Hydroelectric | 2.4 | IPP Non-CHP
6532 | Washoe | 1 | Conventional Hydroelectric | 1.3 | IPP Non-CHP
6532 | Washoe | 2 | Conventional Hydroelectric | 1.3 | IPP Non-CHP
6537 | Little Cottonwood | 1 | Conventional Hydroelectric | 2.4 | Electric Utility
6537 | Little Cottonwood | 2 | Conventional Hydroelectric | 2.4 | Electric Utility
6543 | Dam No. 4 Hydro Station | 1 | Conventional Hydroelectric | 0.5 | IPP Non-CHP
6543 | Dam No. 4 Hydro Station | 2 | Conventional Hydroelectric | 0.5 | IPP Non-CHP
6543 | Dam No. 4 Hydro Station | 3 | Conventional Hydroelectric | 0.9 | IPP Non-CHP
6544 | Dam No. 5 Hydro Station | 1 | Conventional Hydroelectric | 0.5 | IPP Non-CHP
6544 | Dam No. 5 Hydro Station | 2 | Conventional Hydroelectric | 0.5 | IPP Non-CHP
6546 | Millville Hydro Station | 1 | Conventional Hydroelectric | 0.8 | IPP Non-CHP
6546 | Millville Hydro Station | 2 | Conventional Hydroelectric | 1 | IPP Non-CHP
6546 | Millville Hydro Station | 3 | Conventional Hydroelectric | 1 | IPP Non-CHP
6552 | Foster | 1 | Conventional Hydroelectric | 10 | Electric Utility
6552 | Foster | 2 | Conventional Hydroelectric | 10 | Electric Utility
6554 | Waverly Municipal Electric North Plant | 10 | Petroleum Liquids | 7 | Electric Utility
6554 | Waverly Municipal Electric North Plant | 17 | Petroleum Liquids | 1.8 | Electric Utility
6554 | Waverly Municipal Electric North Plant | 18 | Petroleum Liquids | 1.8 | Electric Utility
6554 | Waverly Municipal Electric North Plant | 19 | Petroleum Liquids | 1.8 | Electric Utility
6554 | Waverly Municipal Electric North Plant | 20 | Petroleum Liquids | 1.8 | Electric Utility
6554 | Waverly Municipal Electric North Plant | 7 | Natural Gas Internal Combustion Engine | 3.5 | Electric Utility
6554 | Waverly Municipal Electric North Plant | 8 | Natural Gas Internal Combustion Engine | 3.7 | Electric Utility
6554 | Waverly Municipal Electric North Plant | 9 | Natural Gas Internal Combustion Engine | 3.7 | Electric Utility
6555 | McGrath | 3A | Petroleum Liquids | 0.5 | Electric Utility
6555 | McGrath | 4A | Petroleum Liquids | 0.5 | Electric Utility
6555 | McGrath | 6 | Petroleum Liquids | 0.6 | Electric Utility
6555 | McGrath | 7 | Petroleum Liquids | 0.6 | Electric Utility
6558 | D G Hunter | 10 | Natural Gas Internal Combustion Engine | 9.3 | Electric Utility
6558 | D G Hunter | 11 | Natural Gas Internal Combustion Engine | 9.3 | Electric Utility
6558 | D G Hunter | 5 | Natural Gas Internal Combustion Engine | 9.3 | Electric Utility
6558 | D G Hunter | 6 | Natural Gas Internal Combustion Engine | 9.3 | Electric Utility
6558 | D G Hunter | 7 | Natural Gas Internal Combustion Engine | 9.3 | Electric Utility
6558 | D G Hunter | 8 | Natural Gas Internal Combustion Engine | 9.3 | Electric Utility
6558 | D G Hunter | 9 | Natural Gas Internal Combustion Engine | 9.3 | Electric Utility
6559 | George M Sullivan Generation Plant 2 | 10 | Natural Gas Fired Combined Cycle | 60.4 | Electric Utility
6559 | George M Sullivan Generation Plant 2 | 11 | Natural Gas Fired Combined Cycle | 30.9 | Electric Utility
6559 | George M Sullivan Generation Plant 2 | 7 | Natural Gas Fired Combined Cycle | 102.6 | Electric Utility
6559 | George M Sullivan Generation Plant 2 | 9 | Natural Gas Fired Combined Cycle | 60.4 | Electric Utility
6559 | George M Sullivan Generation Plant 2 | GT8 | Natural Gas Fired Combustion Turbine | 92.6 | Electric Utility
6560 | London | 1 | Conventional Hydroelectric | 4.8 | Electric Utility
6560 | London | 2 | Conventional Hydroelectric | 4.8 | Electric Utility
6560 | London | 3 | Conventional Hydroelectric | 4.8 | Electric Utility
6561 | Marmet | 1 | Conventional Hydroelectric | 4.8 | Electric Utility
6561 | Marmet | 2 | Conventional Hydroelectric | 4.8 | Electric Utility
6561 | Marmet | 3 | Conventional Hydroelectric | 4.8 | Electric Utility
6562 | Winfield | 1 | Conventional Hydroelectric | 14.7 | Electric Utility
6562 | Winfield | 2 | Conventional Hydroelectric | 4.9 | Electric Utility
6562 | Winfield | 3 | Conventional Hydroelectric | 4.9 | Electric Utility
6563 | Unionville | 1 | Petroleum Liquids | 26.6 | Electric Utility
6563 | Unionville | 2 | Petroleum Liquids | 26.6 | Electric Utility
6565 | Berlin | 1A | Petroleum Liquids | 1.1 | Electric Utility
6565 | Berlin | 2A | Petroleum Liquids | 1.8 | Electric Utility
6565 | Berlin | 3A | Petroleum Liquids | 1.8 | Electric Utility
6565 | Berlin | 4A | Petroleum Liquids | 1.8 | Electric Utility
6565 | Berlin | 5A | Petroleum Liquids | 2.5 | Electric Utility
6566 | Bethel | 1 | Petroleum Liquids | 2.1 | Electric Utility
6566 | Bethel | 2 | Petroleum Liquids | 2.1 | Electric Utility
6566 | Bethel | 3 | Petroleum Liquids | 2.1 | Electric Utility
6566 | Bethel | 4 | Petroleum Liquids | 2.1 | Electric Utility
6566 | Bethel | 6 | Petroleum Liquids | 2.1 | Electric Utility
6566 | Bethel | 7 | Petroleum Liquids | 2.1 | Electric Utility
6567 | Block Island | 23 | Petroleum Liquids | 1.2 | Electric Utility
6567 | Block Island | 24 | Petroleum Liquids | 1.6 | Electric Utility
6567 | Block Island | 25 | Petroleum Liquids | 1.8 | Electric Utility
6567 | Block Island | 26 | Petroleum Liquids | 1.8 | Electric Utility
6579 | Johnson | 1 | Petroleum Liquids | 0.6 | Electric Utility
6579 | Johnson | 2 | Petroleum Liquids | 0.9 | Electric Utility
6579 | Johnson | 4 | Petroleum Liquids | 0.5 | Electric Utility
6579 | Johnson | 5 | Petroleum Liquids | 0.3 | Electric Utility
6579 | Johnson | 7 | Petroleum Liquids | 1.5 | Electric Utility
6579 | Johnson | 8 | Natural Gas Internal Combustion Engine | 1.2 | Electric Utility
6579 | Johnson | IC6 | Petroleum Liquids | 1.5 | Electric Utility
6580 | Beaver Falls | 1 | Conventional Hydroelectric | 1 | Electric Utility
6580 | Beaver Falls | 3 | Conventional Hydroelectric | 2.2 | Electric Utility
6580 | Beaver Falls | 4 | Conventional Hydroelectric | 2.2 | Electric Utility
6581 | Silvis | 1 | Conventional Hydroelectric | 2.1 | Electric Utility
6584 | Stock Island | EP2 | Petroleum Liquids | 2.5 | Electric Utility
6584 | Stock Island | GT1 | Petroleum Liquids | 23.4 | Electric Utility
6584 | Stock Island | GT2 | Petroleum Liquids | 19.7 | Electric Utility
6584 | Stock Island | GT3 | Petroleum Liquids | 19.7 | Electric Utility
6584 | Stock Island | GT4 | Petroleum Liquids | 42 | Electric Utility
6584 | Stock Island | MSD1 | Petroleum Liquids | 9.6 | Electric Utility
6584 | Stock Island | MSD2 | Petroleum Liquids | 9.6 | Electric Utility
6586 | Wilkins Station | 1 | Petroleum Liquids | 2.7 | Electric Utility
6586 | Wilkins Station | 2 | Petroleum Liquids | 2.7 | Electric Utility
6595 | Toledo Bend | 1 | Conventional Hydroelectric | 40.5 | Electric Utility
6595 | Toledo Bend | 2 | Conventional Hydroelectric | 40.5 | Electric Utility
6612 | Union Valley | 1 | Conventional Hydroelectric | 38.6 | Electric Utility
6618 | Highgate Falls | 1 | Conventional Hydroelectric | 1.1 | Electric Utility
6618 | Highgate Falls | 2 | Conventional Hydroelectric | 1 | Electric Utility
6618 | Highgate Falls | 3 | Conventional Hydroelectric | 3.2 | Electric Utility
6618 | Highgate Falls | 4 | Conventional Hydroelectric | 5.8 | Electric Utility
6619 | Burlington (CO) | 1 | Petroleum Liquids | 64.7 | Electric Utility
6619 | Burlington (CO) | 2 | Petroleum Liquids | 64.7 | Electric Utility
6623 | Fort Peck | 1 | Conventional Hydroelectric | 43.5 | Electric Utility
6623 | Fort Peck | 2 | Conventional Hydroelectric | 18.3 | Electric Utility
6623 | Fort Peck | 3 | Conventional Hydroelectric | 43.5 | Electric Utility
6623 | Fort Peck | 4 | Conventional Hydroelectric | 40 | Electric Utility
6623 | Fort Peck | 5 | Conventional Hydroelectric | 40 | Electric Utility
6624 | Gavins Point | 1 | Conventional Hydroelectric | 44.1 | Electric Utility
6624 | Gavins Point | 2 | Conventional Hydroelectric | 44.1 | Electric Utility
6624 | Gavins Point | 3 | Conventional Hydroelectric | 44.1 | Electric Utility
6635 | A L Pierce | 4 | Natural Gas Fired Combustion Turbine | 84 | Electric Utility
6636 | Lake Lynn Hydro Station | 1 | Conventional Hydroelectric | 12.8 | IPP Non-CHP
6636 | Lake Lynn Hydro Station | 2 | Conventional Hydroelectric | 12.8 | IPP Non-CHP
6636 | Lake Lynn Hydro Station | 3 | Conventional Hydroelectric | 12.8 | IPP Non-CHP
6636 | Lake Lynn Hydro Station | 4 | Conventional Hydroelectric | 12.8 | IPP Non-CHP
6637 | Yakutat | 2B | Petroleum Liquids | 0.8 | Electric Utility
6637 | Yakutat | 3A | Petroleum Liquids | 0.6 | Electric Utility
6637 | Yakutat | 6 | Petroleum Liquids | 1.2 | Electric Utility
6637 | Yakutat | 7 | Petroleum Liquids | 1.2 | Electric Utility
6639 | R D Green | 1 | Conventional Steam Coal | 293 | Electric Utility
6639 | R D Green | 2 | Conventional Steam Coal | 293 | Electric Utility
6641 | Independence Steam Electric Station | 1 | Conventional Steam Coal | 900 | Electric Utility
6641 | Independence Steam Electric Station | 2 | Conventional Steam Coal | 900 | Electric Utility
6643 | Greg Avenue | 1 | Conventional Hydroelectric | 1 | Electric Utility
6644 | Lake Mathews | 1 | Conventional Hydroelectric | 4.9 | Electric Utility
6645 | Foothill Feeder | 1 | Conventional Hydroelectric | 4.5 | Electric Utility
6645 | Foothill Feeder | 2 | Conventional Hydroelectric | 4.5 | Electric Utility
6646 | San Dimas | 1 | Conventional Hydroelectric | 9.9 | Electric Utility
6647 | Yorba Linda | 1 | Conventional Hydroelectric | 5.1 | Electric Utility
6648 | Sandow No 4 | 4 | Conventional Steam Coal | 590.6 | IPP Non-CHP
6650 | Mexico | 1 | Petroleum Liquids | 60.7 | Electric Utility
6651 | Moberly | 1 | Petroleum Liquids | 60.6 | Electric Utility
6652 | Moreau | 1 | Petroleum Liquids | 60.8 | Electric Utility
6664 | Louisa | 1 | Conventional Steam Coal | 811.9 | Electric Utility
6702 | Pelican | HC1 | Conventional Hydroelectric | 0.6 | Electric Utility
6702 | Pelican | HC2 | Conventional Hydroelectric | 0.1 | Electric Utility
6702 | Pelican | IC6 | Petroleum Liquids | 0.4 | Electric Utility
6702 | Pelican | IC7 | Petroleum Liquids | 0.4 | Electric Utility
6702 | Pelican | IC8 | Petroleum Liquids | 0.2 | Electric Utility
6704 | Pebbly Beach | 10 | Petroleum Liquids | 1.1 | Electric Utility
6704 | Pebbly Beach | 12 | Petroleum Liquids | 1.6 | Electric Utility
6704 | Pebbly Beach | 14 | Petroleum Liquids | 1.4 | Electric Utility
6704 | Pebbly Beach | 15 | Petroleum Liquids | 2.8 | Electric Utility
6704 | Pebbly Beach | 7 | Petroleum Liquids | 1 | Electric Utility
6704 | Pebbly Beach | 8 | Petroleum Liquids | 1.5 | Electric Utility
6704 | Pebbly Beach | MT01 | Petroleum Liquids | 0.1 | Electric Utility
6704 | Pebbly Beach | MT02 | Petroleum Liquids | 0.1 | Electric Utility
6704 | Pebbly Beach | MT03 | Petroleum Liquids | 0.1 | Electric Utility
6704 | Pebbly Beach | MT04 | Petroleum Liquids | 0.1 | Electric Utility
6704 | Pebbly Beach | MT05 | Petroleum Liquids | 0.1 | Electric Utility
6704 | Pebbly Beach | MT06 | Petroleum Liquids | 0.1 | Electric Utility
6704 | Pebbly Beach | MT07 | Petroleum Liquids | 0.1 | Electric Utility
6704 | Pebbly Beach | MT08 | Petroleum Liquids | 0.1 | Electric Utility
6704 | Pebbly Beach | MT09 | Petroleum Liquids | 0.1 | Electric Utility
6704 | Pebbly Beach | MT10 | Petroleum Liquids | 0.1 | Electric Utility
6704 | Pebbly Beach | MT11 | Petroleum Liquids | 0.1 | Electric Utility
6704 | Pebbly Beach | MT14 | Petroleum Liquids | 0.1 | Electric Utility
6704 | Pebbly Beach | MT15 | Petroleum Liquids | 0.1 | Electric Utility
6704 | Pebbly Beach | MT16 | Petroleum Liquids | 0.1 | Electric Utility
6704 | Pebbly Beach | MT17 | Petroleum Liquids | 0.1 | Electric Utility
6704 | Pebbly Beach | MT18 | Petroleum Liquids | 0.1 | Electric Utility
6704 | Pebbly Beach | MT19 | Petroleum Liquids | 0.1 | Electric Utility
6704 | Pebbly Beach | MT20 | Petroleum Liquids | 0.1 | Electric Utility
6704 | Pebbly Beach | MT21 | Petroleum Liquids | 0.1 | Electric Utility
6704 | Pebbly Beach | MT22 | Petroleum Liquids | 0.1 | Electric Utility
6704 | Pebbly Beach | MT23 | Petroleum Liquids | 0.1 | Electric Utility
6704 | Pebbly Beach | MT24 | Petroleum Liquids | 0.1 | Electric Utility
6704 | Pebbly Beach | MT25 | Petroleum Liquids | 0.1 | Electric Utility
6704 | Pebbly Beach | NASB1 | Batteries | 1 | Electric Utility
6705 | Warrick | 1 | Conventional Steam Coal | 166.6 | IPP CHP
6705 | Warrick | 2 | Conventional Steam Coal | 166.6 | IPP CHP
6705 | Warrick | 3 | Conventional Steam Coal | 166.6 | IPP CHP
6705 | Warrick | 4 | Conventional Steam Coal | 323 | IPP CHP
6741 | Rock Lake CT | 1 | Petroleum Liquids | 25 | Electric Utility
6761 | Rawhide | 1 | Conventional Steam Coal | 293.6 | Electric Utility
6761 | Rawhide | A | Natural Gas Fired Combustion Turbine | 89.3 | Electric Utility
6761 | Rawhide | B | Natural Gas Fired Combustion Turbine | 89.3 | Electric Utility
6761 | Rawhide | C | Natural Gas Fired Combustion Turbine | 89.3 | Electric Utility
6761 | Rawhide | D | Natural Gas Fired Combustion Turbine | 89.3 | Electric Utility
6761 | Rawhide | F | Natural Gas Fired Combustion Turbine | 149.6 | Electric Utility
6768 | Sikeston Power Station | 1 | Conventional Steam Coal | 261 | Electric Utility
6772 | Hugo | 1 | Conventional Steam Coal | 446 | Electric Utility
6776 | West Station (NJ) | 1 | Petroleum Liquids | 27 | Electric Utility
6789 | St Stephen | 1 | Conventional Hydroelectric | 28 | Electric Utility
6789 | St Stephen | 2 | Conventional Hydroelectric | 28 | Electric Utility
6789 | St Stephen | 3 | Conventional Hydroelectric | 28 | Electric Utility
6791 | Augusta Electric Plant No 2 | 1 | Natural Gas Internal Combustion Engine | 4 | Electric Utility
6791 | Augusta Electric Plant No 2 | 2 | Natural Gas Internal Combustion Engine | 4 | Electric Utility
6791 | Augusta Electric Plant No 2 | 3 | Natural Gas Internal Combustion Engine | 6 | Electric Utility
6791 | Augusta Electric Plant No 2 | 4 | Natural Gas Internal Combustion Engine | 6.7 | Electric Utility
6801 | Jarvis Street | 1 | Petroleum Liquids | 2 | Electric Utility
6801 | Jarvis Street | 2 | Petroleum Liquids | 2.8 | Electric Utility
6801 | Jarvis Street | 3 | Petroleum Liquids | 2.8 | Electric Utility
6801 | Jarvis Street | 4 | Petroleum Liquids | 4.5 | Electric Utility
6801 | Jarvis Street | 5 | Petroleum Liquids | 13.5 | Electric Utility
6823 | D B Wilson | 1 | Conventional Steam Coal | 509.4 | Electric Utility
6824 | St Bonifacius | 1 | Petroleum Liquids | 61.2 | Electric Utility
7011 | Hugoton 2 | 10 | Petroleum Liquids | 4.3 | Electric Utility
7011 | Hugoton 2 | 11 | Petroleum Liquids | 2.5 | Electric Utility
7011 | Hugoton 2 | 12 | Petroleum Liquids | 3 | Electric Utility
7011 | Hugoton 2 | 13 | Natural Gas Internal Combustion Engine | 0.8 | Electric Utility
7011 | Hugoton 2 | 7 | Petroleum Liquids | 2.3 | Electric Utility
7011 | Hugoton 2 | 8 | Petroleum Liquids | 2 | Electric Utility
7011 | Hugoton 2 | 9A | Petroleum Liquids | 4.3 | Electric Utility
7012 | Lower No 1 | 2 | Conventional Hydroelectric | 8 | Electric Utility
7013 | East 12th Street | 4 | Natural Gas Steam Turbine | 26.5 | Electric Utility
7013 | East 12th Street | 5 | Petroleum Liquids | 1.6 | Electric Utility
7015 | Unit 4 | 1 | Conventional Hydroelectric | 1.5 | Electric Utility
7018 | Chanute 3 | 10 | Natural Gas Internal Combustion Engine | 7.6 | Electric Utility
7018 | Chanute 3 | 11 | Natural Gas Internal Combustion Engine | 7.6 | Electric Utility
7018 | Chanute 3 | 12 | Petroleum Liquids | 6 | Electric Utility
7018 | Chanute 3 | 13 | Petroleum Liquids | 6 | Electric Utility
7018 | Chanute 3 | 9 | Natural Gas Internal Combustion Engine | 7.6 | Electric Utility
7028 | Whitehead | K1 | Natural Gas Internal Combustion Engine | 7 | Electric Utility
7028 | Whitehead | K2 | Natural Gas Internal Combustion Engine | 7 | Electric Utility
7028 | Whitehead | K3 | Natural Gas Internal Combustion Engine | 7 | Electric Utility
7028 | Whitehead | K4 | Natural Gas Internal Combustion Engine | 5 | Electric Utility
7028 | Whitehead | K6CAT | Natural Gas Internal Combustion Engine | 2.5 | Electric Utility
7028 | Whitehead | K7CAT | Natural Gas Internal Combustion Engine | 2.5 | Electric Utility
7030 | Major Oak Power | 1 | Conventional Steam Coal | 174.6 | IPP Non-CHP
7030 | Major Oak Power | 2 | Conventional Steam Coal | 174.6 | IPP Non-CHP
7032 | Gravel Neck | 1 | Petroleum Liquids | 16.3 | Electric Utility
7032 | Gravel Neck | 2 | Petroleum Liquids | 23.8 | Electric Utility
7032 | Gravel Neck | 3 | Natural Gas Fired Combustion Turbine | 91.9 | Electric Utility
7032 | Gravel Neck | 4 | Natural Gas Fired Combustion Turbine | 91.9 | Electric Utility
7032 | Gravel Neck | 5 | Natural Gas Fired Combustion Turbine | 91.9 | Electric Utility
7032 | Gravel Neck | 6 | Natural Gas Fired Combustion Turbine | 91.9 | Electric Utility
7034 | Hydro II | 1 | Conventional Hydroelectric | 3.3 | Electric Utility
7034 | Hydro II | 2 | Conventional Hydroelectric | 3.3 | Electric Utility
7039 | Lake (WY) | 1 | Petroleum Liquids | 2.7 | Electric Utility
7040 | Ellis Hydro | 1 | Conventional Hydroelectric | 10.8 | Electric Utility
7040 | Ellis Hydro | 2 | Conventional Hydroelectric | 10.8 | Electric Utility
7040 | Ellis Hydro | 3 | Conventional Hydroelectric | 10.8 | Electric Utility
7042 | Humpback Creek | 1 | Conventional Hydroelectric | 0.5 | Electric Utility
7042 | Humpback Creek | 2 | Conventional Hydroelectric | 0.5 | Electric Utility
7042 | Humpback Creek | 3 | Conventional Hydroelectric | 0.2 | Electric Utility
7051 | Wrightsville Hydro Plant | 1 | Conventional Hydroelectric | 0.1 | Electric Utility
7051 | Wrightsville Hydro Plant | 2 | Conventional Hydroelectric | 0.3 | Electric Utility
7051 | Wrightsville Hydro Plant | 3 | Conventional Hydroelectric | 0.6 | Electric Utility
7056 | Bolton Falls | 1 | Conventional Hydroelectric | 4.4 | Electric Utility
7056 | Bolton Falls | 2 | Conventional Hydroelectric | 4.4 | Electric Utility
7058 | Solon Diesel | 1 | Petroleum Liquids | 1 | Electric Utility
7058 | Solon Diesel | 2 | Petroleum Liquids | 1 | Electric Utility
7058 | Solon Diesel | 3 | Petroleum Liquids | 1 | Electric Utility
7058 | Solon Diesel | 4 | Petroleum Liquids | 1 | Electric Utility
7058 | Solon Diesel | 5 | Petroleum Liquids | 1 | Electric Utility
7058 | Solon Diesel | 6 | Petroleum Liquids | 1 | Electric Utility
7058 | Solon Diesel | 7 | Petroleum Liquids | 1 | Electric Utility
7058 | Solon Diesel | 8 | Petroleum Liquids | 1 | Electric Utility
7060 | Sibley No Two | 4 | Natural Gas Internal Combustion Engine | 1.1 | Electric Utility
7063 | McIntosh (AL) | 1 | Natural Gas with Compressed Air Storage | 110 | Electric Utility
7063 | McIntosh (AL) | 2 | Natural Gas Fired Combustion Turbine | 113 | Electric Utility
7063 | McIntosh (AL) | 3 | Natural Gas Fired Combustion Turbine | 113 | Electric Utility
7063 | McIntosh (AL) | 4 | Natural Gas Fired Combustion Turbine | 170 | Electric Utility
7063 | McIntosh (AL) | 5 | Natural Gas Fired Combustion Turbine | 170 | Electric Utility
7066 | Stampede | 1 | Conventional Hydroelectric | 3 | Electric Utility
7066 | Stampede | 2 | Conventional Hydroelectric | 0.6 | Electric Utility
7072 | Mojave Siphon | 1 | Conventional Hydroelectric | 10.9 | Electric Utility
7072 | Mojave Siphon | 2 | Conventional Hydroelectric | 10.9 | Electric Utility
7072 | Mojave Siphon | 3 | Conventional Hydroelectric | 10.9 | Electric Utility
7079 | Upper Salmon B | 1 | Conventional Hydroelectric | 8.2 | Electric Utility
7079 | Upper Salmon B | 2 | Conventional Hydroelectric | 8.3 | Electric Utility
7080 | St George Red Rock | 1 | Petroleum Liquids | 7 | Electric Utility
7080 | St George Red Rock | 2 | Petroleum Liquids | 7 | Electric Utility
7082 | Harry Allen | 5 | Natural Gas Fired Combined Cycle | 167.5 | Electric Utility
7082 | Harry Allen | 6 | Natural Gas Fired Combined Cycle | 167.5 | Electric Utility
7082 | Harry Allen | 7 | Natural Gas Fired Combined Cycle | 223.5 | Electric Utility
7082 | Harry Allen | GT1 | Natural Gas Fired Combustion Turbine | 101.5 | Electric Utility
7082 | Harry Allen | GT4 | Natural Gas Fired Combustion Turbine | 85 | Electric Utility
7097 | J K Spruce | 1 | Conventional Steam Coal | 566 | Electric Utility
7097 | J K Spruce | 2 | Conventional Steam Coal | 878 | Electric Utility
7111 | Heber City | 1 | Natural Gas Internal Combustion Engine | 1.4 | Electric Utility
7111 | Heber City | 11 | Natural Gas Internal Combustion Engine | 1.9 | Electric Utility
7111 | Heber City | 12 | Natural Gas Internal Combustion Engine | 2.3 | Electric Utility
7111 | Heber City | 2 | Natural Gas Internal Combustion Engine | 1.4 | Electric Utility
7111 | Heber City | 4 | Natural Gas Internal Combustion Engine | 1.9 | Electric Utility
7111 | Heber City | NA10 | Natural Gas Internal Combustion Engine | 1.9 | Electric Utility
7111 | Heber City | NA5 | Natural Gas Internal Combustion Engine | 0.7 | Electric Utility
7111 | Heber City | NA6 | Natural Gas Internal Combustion Engine | 0.7 | Electric Utility
7111 | Heber City | NA9 | Natural Gas Internal Combustion Engine | 1.9 | Electric Utility
7112 | Centennial | IC6 | Petroleum Liquids | 3.3 | Electric Utility
7113 | PEC Headworks | 1 | Conventional Hydroelectric | 6.6 | Electric Utility
7115 | Hoist | 2 | Conventional Hydroelectric | 1.4 | Electric Utility
7115 | Hoist | 3 | Conventional Hydroelectric | 2 | Electric Utility
7116 | McClure Dam | 1 | Conventional Hydroelectric | 4 | Electric Utility
7116 | McClure Dam | 2 | Conventional Hydroelectric | 4 | Electric Utility
7118 | Cataract (MI) | 1 | Conventional Hydroelectric | 2 | IPP Non-CHP
7119 | Gladstone | 1 | Petroleum Liquids | 22.6 | Electric Utility
7125 | Bad Creek | 1 | Hydroelectric Pumped Storage | 324 | Electric Utility
7125 | Bad Creek | 2 | Hydroelectric Pumped Storage | 324 | Electric Utility
7125 | Bad Creek | 3 | Hydroelectric Pumped Storage | 324 | Electric Utility
7125 | Bad Creek | 4 | Hydroelectric Pumped Storage | 324 | Electric Utility
7127 | Wynoochee | 1 | Conventional Hydroelectric | 12.8 | Electric Utility
7128 | William F Matson Generating Station | 1 | Conventional Hydroelectric | 7 | Electric Utility
7128 | William F Matson Generating Station | 2 | Conventional Hydroelectric | 14.7 | Electric Utility
7129 | Thermalito Diverson Dam | TD1 | Conventional Hydroelectric | 3.4 | Electric Utility
7130 | Puna | 1 | Petroleum Liquids | 15.5 | Electric Utility
7130 | Puna | 3 | Petroleum Liquids | 23.6 | Electric Utility
7131 | Brandon Station | 1 | Natural Gas Fired Combustion Turbine | 21 | Electric Utility
7132 | Pine View Dam | NA1 | Conventional Hydroelectric | 1.8 | Electric Utility
7135 | Whillock | 1 | Conventional Hydroelectric | 10.8 | Electric Utility
7135 | Whillock | 2 | Conventional Hydroelectric | 10.8 | Electric Utility
7135 | Whillock | 3 | Conventional Hydroelectric | 10.8 | Electric Utility
7137 | Grinnell | 1 | Natural Gas Fired Combustion Turbine | 23.8 | Electric Utility
7137 | Grinnell | 2 | Natural Gas Fired Combustion Turbine | 23.8 | Electric Utility
7138 | Forked River | 1 | Natural Gas Fired Combustion Turbine | 38.4 | IPP Non-CHP
7138 | Forked River | 2 | Natural Gas Fired Combustion Turbine | 38.4 | IPP Non-CHP
7145 | Pleasant Hill | 1 | Natural Gas Fired Combustion Turbine | 41.4 | Electric Utility
7145 | Pleasant Hill | 2 | Natural Gas Fired Combustion Turbine | 41.4 | Electric Utility
7145 | Pleasant Hill | 3 | Natural Gas Fired Combustion Turbine | 97 | Electric Utility
7146 | Wading River | 02 | Petroleum Liquids | 79.5 | Electric Utility
7146 | Wading River | 03 | Petroleum Liquids | 79.5 | Electric Utility
7146 | Wading River | 1 | Petroleum Liquids | 79.5 | Electric Utility
7147 | Mill Creek 3 | 3 | Conventional Hydroelectric | 1 | Electric Utility
7147 | Mill Creek 3 | 4 | Conventional Hydroelectric | 1 | Electric Utility
7147 | Mill Creek 3 | 5 | Conventional Hydroelectric | 1 | Electric Utility
7151 | Stony Gorge | 1 | Conventional Hydroelectric | 2.5 | Electric Utility
7151 | Stony Gorge | 2 | Conventional Hydroelectric | 2.5 | Electric Utility
7153 | Hay Road | HR1 | Natural Gas Fired Combined Cycle | 122 | IPP Non-CHP
7153 | Hay Road | HR2 | Natural Gas Fired Combined Cycle | 122 | IPP Non-CHP
7153 | Hay Road | HR3 | Natural Gas Fired Combined Cycle | 122 | IPP Non-CHP
7153 | Hay Road | HR4 | Natural Gas Fired Combined Cycle | 200 | IPP Non-CHP
7153 | Hay Road | HR5 | Natural Gas Fired Combined Cycle | 144 | IPP Non-CHP
7153 | Hay Road | HR6 | Natural Gas Fired Combined Cycle | 144 | IPP Non-CHP
7153 | Hay Road | HR7 | Natural Gas Fired Combined Cycle | 144 | IPP Non-CHP
7153 | Hay Road | HR8 | Natural Gas Fired Combined Cycle | 195 | IPP Non-CHP
7155 | Lime Creek | 1 | Petroleum Liquids | 45.1 | Electric Utility
7155 | Lime Creek | 2 | Petroleum Liquids | 45.1 | Electric Utility
7158 | Woodsdale | GT1 | Natural Gas Fired Combustion Turbine | 95.3 | Electric Utility
7158 | Woodsdale | GT2 | Natural Gas Fired Combustion Turbine | 95.3 | Electric Utility
7158 | Woodsdale | GT3 | Natural Gas Fired Combustion Turbine | 95.3 | Electric Utility
7158 | Woodsdale | GT4 | Natural Gas Fired Combustion Turbine | 95.3 | Electric Utility
7158 | Woodsdale | GT5 | Natural Gas Fired Combustion Turbine | 95.3 | Electric Utility
7158 | Woodsdale | GT6 | Natural Gas Fired Combustion Turbine | 95.3 | Electric Utility
7159 | Concord | 1 | Natural Gas Fired Combustion Turbine | 95.4 | Electric Utility
7159 | Concord | 2 | Natural Gas Fired Combustion Turbine | 95.4 | Electric Utility
7159 | Concord | 3 | Natural Gas Fired Combustion Turbine | 95.4 | Electric Utility
7159 | Concord | 4 | Natural Gas Fired Combustion Turbine | 95.4 | Electric Utility
7164 | Waddell | PG3 | Hydroelectric Pumped Storage | 10 | Electric Utility
7164 | Waddell | PG6 | Hydroelectric Pumped Storage | 10 | Electric Utility
7164 | Waddell | PG7 | Hydroelectric Pumped Storage | 10 | Electric Utility
7164 | Waddell | PS1 | Hydroelectric Pumped Storage | 10 | Electric Utility
7166 | Murray | 1 | Conventional Hydroelectric | 22.7 | Electric Utility
7166 | Murray | 2 | Conventional Hydroelectric | 22.7 | Electric Utility
7168 | Chester Lake | 1 | Conventional Hydroelectric | 1 | Electric Utility
7169 | Northway | 1A | Petroleum Liquids | 0.5 | Electric Utility
7169 | Northway | 2A | Petroleum Liquids | 0.2 | Electric Utility
7169 | Northway | 5 | Petroleum Liquids | 0.4 | Electric Utility
7173 | Barrow | 10 | Natural Gas Internal Combustion Engine | 1.5 | Electric Utility
7173 | Barrow | 11 | Natural Gas Fired Combustion Turbine | 4.8 | Electric Utility
7173 | Barrow | 12 | Natural Gas Fired Combustion Turbine | 5 | Electric Utility
7173 | Barrow | 6 | Natural Gas Fired Combustion Turbine | 2.5 | Electric Utility
7173 | Barrow | 7 | Natural Gas Fired Combustion Turbine | 2.5 | Electric Utility
7173 | Barrow | 8 | Natural Gas Fired Combustion Turbine | 2.5 | Electric Utility
7173 | Barrow | 9 | Natural Gas Internal Combustion Engine | 1.5 | Electric Utility
7174 | Gwitchyaa Zhee | 1 | Petroleum Liquids | 0.6 | Electric Utility
7174 | Gwitchyaa Zhee | 10 | Petroleum Liquids | 0.4 | Electric Utility
7174 | Gwitchyaa Zhee | 7 | Petroleum Liquids | 1 | Electric Utility
7174 | Gwitchyaa Zhee | 8 | Petroleum Liquids | 1 | Electric Utility
7174 | Gwitchyaa Zhee | 9 | Petroleum Liquids | 0.4 | Electric Utility
7179 | Headgate Rock | 1 | Conventional Hydroelectric | 6.5 | Electric Utility
7179 | Headgate Rock | 2 | Conventional Hydroelectric | 6.5 | Electric Utility
7179 | Headgate Rock | 3 | Conventional Hydroelectric | 6.5 | Electric Utility
7182 | Aniak | 1 | Petroleum Liquids | 0.5 | Electric Utility
7182 | Aniak | 10 | Petroleum Liquids | 0.6 | Electric Utility
7182 | Aniak | 9 | Petroleum Liquids | 0.6 | Electric Utility
7183 | Newhalen | 5 | Petroleum Liquids | 0.3 | Electric Utility
7183 | Newhalen | 6 | Petroleum Liquids | 0.3 | Electric Utility
7183 | Newhalen | 7 | Petroleum Liquids | 0.3 | Electric Utility
7183 | Newhalen | H-1 | Conventional Hydroelectric | 0.4 | Electric Utility
7183 | Newhalen | H-2 | Conventional Hydroelectric | 0.4 | Electric Utility
7189 | Whiskeytown | 1 | Conventional Hydroelectric | 3.5 | Electric Utility
7190 | Milner Hydro | 1 | Conventional Hydroelectric | 46.6 | Electric Utility
7190 | Milner Hydro | 2 | Conventional Hydroelectric | 12.1 | Electric Utility
7190 | Milner Hydro | 3 | Conventional Hydroelectric | 0.8 | Electric Utility
7191 | Tallassee Hydro Project | 1 | Conventional Hydroelectric | 2.2 | IPP Non-CHP
7191 | Tallassee Hydro Project | 2 | Conventional Hydroelectric | 0.1 | IPP Non-CHP
7200 | Robert D Willis | 1 | Conventional Hydroelectric | 4 | Electric Utility
7200 | Robert D Willis | 2 | Conventional Hydroelectric | 4 | Electric Utility
7203 | South Fond Du Lac | CT1 | Natural Gas Fired Combustion Turbine | 95.4 | Electric Utility
7203 | South Fond Du Lac | CT2 | Natural Gas Fired Combustion Turbine | 95.4 | Electric Utility
7203 | South Fond Du Lac | CT3 | Natural Gas Fired Combustion Turbine | 95.4 | Electric Utility
7203 | South Fond Du Lac | CT4 | Natural Gas Fired Combustion Turbine | 95.4 | Electric Utility
7210 | Cope | ST1 | Conventional Steam Coal | 417.3 | Electric Utility
7212 | Darbytown | 1 | Natural Gas Fired Combustion Turbine | 92.1 | Electric Utility
7212 | Darbytown | 2 | Natural Gas Fired Combustion Turbine | 92.1 | Electric Utility
7212 | Darbytown | 3 | Natural Gas Fired Combustion Turbine | 92.1 | Electric Utility
7212 | Darbytown | 4 | Natural Gas Fired Combustion Turbine | 92.1 | Electric Utility
7213 | Clover | 1 | Conventional Steam Coal | 424 | Electric Utility
7213 | Clover | 2 | Conventional Steam Coal | 424 | Electric Utility
7229 | Black Butte | 1 | Conventional Hydroelectric | 6.1 | Electric Utility
7231 | Gianera | 1 | Natural Gas Fired Combustion Turbine | 32.3 | Electric Utility
7231 | Gianera | 2 | Natural Gas Fired Combustion Turbine | 32.3 | Electric Utility
7232 | Santa Clara Cogen | 1 | Natural Gas Fired Combustion Turbine | 3.9 | Electric Utility
7232 | Santa Clara Cogen | 2 | Natural Gas Fired Combustion Turbine | 3.9 | Electric Utility
7233 | Tesla | 1 | Conventional Hydroelectric | 27.6 | Electric Utility
7237 | Angus Anson | 1 | Natural Gas Fired Combustion Turbine | 119.7 | Electric Utility
7237 | Angus Anson | 2 | Natural Gas Fired Combustion Turbine | 119.7 | Electric Utility
7237 | Angus Anson | 4 | Natural Gas Fired Combustion Turbine | 166.3 | Electric Utility
7238 | Cane Island | 1 | Natural Gas Fired Combustion Turbine | 42 | Electric Utility
7238 | Cane Island | 2 | Natural Gas Fired Combined Cycle | 80 | Electric Utility
7238 | Cane Island | 2A | Natural Gas Fired Combined Cycle | 40 | Electric Utility
7238 | Cane Island | 3 | Natural Gas Fired Combined Cycle | 167.5 | Electric Utility
7238 | Cane Island | 3A | Natural Gas Fired Combined Cycle | 82.5 | Electric Utility
7238 | Cane Island | 4 | Natural Gas Fired Combined Cycle | 180 | Electric Utility
7238 | Cane Island | 4A | Natural Gas Fired Combined Cycle | 143.5 | Electric Utility
7242 | Polk | 1CA | Coal Integrated Gasification Combined Cycle | 133.4 | Electric Utility
7242 | Polk | 1CT | Coal Integrated Gasification Combined Cycle | 192.9 | Electric Utility
7242 | Polk | 2 | Natural Gas Fired Combustion Turbine | 175.8 | Electric Utility
7242 | Polk | 3 | Natural Gas Fired Combustion Turbine | 175.8 | Electric Utility
7242 | Polk | 4 | Natural Gas Fired Combustion Turbine | 175.8 | Electric Utility
7242 | Polk | 5 | Natural Gas Fired Combustion Turbine | 175.8 | Electric Utility
7246 | Dam 2 | 1 | Conventional Hydroelectric | 34.2 | Electric Utility
7246 | Dam 2 | 2 | Conventional Hydroelectric | 34.2 | Electric Utility
7246 | Dam 2 | 3 | Conventional Hydroelectric | 34.2 | Electric Utility
7247 | Watertown Power Plant | 1 | Petroleum Liquids | 67.5 | Electric Utility
7250 | Auke Bay | 13 | Petroleum Liquids | 2.8 | Electric Utility
7250 | Auke Bay | 14 | Petroleum Liquids | 30.9 | Electric Utility
7250 | Auke Bay | 4 | Petroleum Liquids | 2.5 | Electric Utility
7259 | Skookumchuck | 1 | Conventional Hydroelectric | 1 | IPP Non-CHP
7264 | Miki Basin | LL1 | Petroleum Liquids | 1 | Electric Utility
7264 | Miki Basin | LL2 | Petroleum Liquids | 1 | Electric Utility
7264 | Miki Basin | LL3 | Petroleum Liquids | 1 | Electric Utility
7264 | Miki Basin | LL4 | Petroleum Liquids | 1 | Electric Utility
7264 | Miki Basin | LL5 | Petroleum Liquids | 1 | Electric Utility
7264 | Miki Basin | LL6 | Petroleum Liquids | 1 | Electric Utility
7264 | Miki Basin | LL7 | Petroleum Liquids | 2.2 | Electric Utility
7264 | Miki Basin | LL8 | Petroleum Liquids | 2.2 | Electric Utility
7266 | Woodland | 2 | Natural Gas Fired Combined Cycle | 37.7 | Electric Utility
7266 | Woodland | 3 | Natural Gas Fired Combined Cycle | 60.5 | Electric Utility
7266 | Woodland | 3A | Natural Gas Internal Combustion Engine | 8.4 | Electric Utility
7266 | Woodland | 3B | Natural Gas Internal Combustion Engine | 8.4 | Electric Utility
7266 | Woodland | 3C | Natural Gas Internal Combustion Engine | 8.4 | Electric Utility
7266 | Woodland | 3D | Natural Gas Internal Combustion Engine | 8.4 | Electric Utility
7266 | Woodland | 3E | Natural Gas Internal Combustion Engine | 8.4 | Electric Utility
7266 | Woodland | 3F | Natural Gas Internal Combustion Engine | 8.4 | Electric Utility
7266 | Woodland | NA1 | Natural Gas Fired Combustion Turbine | 50.4 | Electric Utility
7268 | 491 E 48th Street | 7 | Natural Gas Fired Combustion Turbine | 39.1 | Electric Utility
7268 | 491 E 48th Street | 8 | Natural Gas Fired Combustion Turbine | 39.1 | Electric Utility
7268 | 491 E 48th Street | 9 | Natural Gas Fired Combustion Turbine | 83.5 | Electric Utility
7270 | Paris (WI) | 1 | Natural Gas Fired Combustion Turbine | 95.4 | Electric Utility
7270 | Paris (WI) | 2 | Natural Gas Fired Combustion Turbine | 95.4 | Electric Utility
7270 | Paris (WI) | 3 | Natural Gas Fired Combustion Turbine | 95.4 | Electric Utility
7270 | Paris (WI) | 4 | Natural Gas Fired Combustion Turbine | 95.4 | Electric Utility
7277 | Lincoln Combustion | 1 | Natural Gas Fired Combustion Turbine | 109.6 | Electric Utility
7277 | Lincoln Combustion | 10 | Natural Gas Fired Combustion Turbine | 109.6 | Electric Utility
7277 | Lincoln Combustion | 11 | Natural Gas Fired Combustion Turbine | 109.6 | Electric Utility
7277 | Lincoln Combustion | 12 | Natural Gas Fired Combustion Turbine | 109.6 | Electric Utility
7277 | Lincoln Combustion | 13 | Natural Gas Fired Combustion Turbine | 109.6 | Electric Utility
7277 | Lincoln Combustion | 14 | Natural Gas Fired Combustion Turbine | 109.6 | Electric Utility
7277 | Lincoln Combustion | 15 | Natural Gas Fired Combustion Turbine | 109.6 | Electric Utility
7277 | Lincoln Combustion | 16 | Natural Gas Fired Combustion Turbine | 109.6 | Electric Utility
7277 | Lincoln Combustion | 2 | Natural Gas Fired Combustion Turbine | 109.6 | Electric Utility
7277 | Lincoln Combustion | 3 | Natural Gas Fired Combustion Turbine | 109.6 | Electric Utility
7277 | Lincoln Combustion | 4 | Natural Gas Fired Combustion Turbine | 109.6 | Electric Utility
7277 | Lincoln Combustion | 5 | Natural Gas Fired Combustion Turbine | 109.6 | Electric Utility
7277 | Lincoln Combustion | 6 | Natural Gas Fired Combustion Turbine | 109.6 | Electric Utility
7277 | Lincoln Combustion | 7 | Natural Gas Fired Combustion Turbine | 109.6 | Electric Utility
7277 | Lincoln Combustion | 8 | Natural Gas Fired Combustion Turbine | 109.6 | Electric Utility
7277 | Lincoln Combustion | 9 | Natural Gas Fired Combustion Turbine | 109.6 | Electric Utility
7279 | O'Shaughnessy Hydro | 1 | Conventional Hydroelectric | 1.3 | Electric Utility
7279 | O'Shaughnessy Hydro | 2 | Conventional Hydroelectric | 3.9 | Electric Utility
7281 | Gardner Energy Center | CT1 | Natural Gas Fired Combustion Turbine | 19.6 | Electric Utility
7281 | Gardner Energy Center | CT2 | Natural Gas Fired Combustion Turbine | 19.6 | Electric Utility
7283 | Paragould Turbine | 1 | Natural Gas Fired Combustion Turbine | 3.4 | Electric Utility
7283 | Paragould Turbine | 2 | Natural Gas Fired Combustion Turbine | 3.4 | Electric Utility
7283 | Paragould Turbine | 3 | Natural Gas Fired Combustion Turbine | 3.4 | Electric Utility
7283 | Paragould Turbine | 4 | Natural Gas Fired Combustion Turbine | 3.4 | Electric Utility
7283 | Paragould Turbine | 5 | Petroleum Liquids | 0.3 | Electric Utility
7288 | Sherman Avenue | SEHR | Natural Gas Fired Combustion Turbine | 112.8 | IPP Non-CHP
7294 | Central Energy Plant | GTG | Natural Gas Fired Combined Cycle | 61.5 | Electric Utility
7294 | Central Energy Plant | STG | Natural Gas Fired Combined Cycle | 8.5 | Electric Utility
7296 | State Line Combined Cycle | 1 | Natural Gas Fired Combustion Turbine | 123 | Electric Utility
7296 | State Line Combined Cycle | 2-1 | Natural Gas Fired Combined Cycle | 181 | Electric Utility
7296 | State Line Combined Cycle | 2-2 | Natural Gas Fired Combined Cycle | 180 | Electric Utility
7296 | State Line Combined Cycle | 2-3 | Natural Gas Fired Combined Cycle | 206.5 | Electric Utility
7302 | Hines Energy Complex | 1GT | Natural Gas Fired Combined Cycle | 173.4 | Electric Utility
7302 | Hines Energy Complex | 1GT2 | Natural Gas Fired Combined Cycle | 173.4 | Electric Utility
7302 | Hines Energy Complex | 1ST | Natural Gas Fired Combined Cycle | 199.7 | Electric Utility
7302 | Hines Energy Complex | 2GT | Natural Gas Fired Combined Cycle | 167.7 | Electric Utility
7302 | Hines Energy Complex | 2GT2 | Natural Gas Fired Combined Cycle | 167.7 | Electric Utility
7302 | Hines Energy Complex | 2ST | Natural Gas Fired Combined Cycle | 180.6 | Electric Utility
7302 | Hines Energy Complex | 3GT | Natural Gas Fired Combined Cycle | 193 | Electric Utility
7302 | Hines Energy Complex | 3GT2 | Natural Gas Fired Combined Cycle | 193 | Electric Utility
7302 | Hines Energy Complex | 3ST | Natural Gas Fired Combined Cycle | 204 | Electric Utility
7302 | Hines Energy Complex | 4GT | Natural Gas Fired Combined Cycle | 199 | Electric Utility
7302 | Hines Energy Complex | 4GT2 | Natural Gas Fired Combined Cycle | 199 | Electric Utility
7302 | Hines Energy Complex | 4ST | Natural Gas Fired Combined Cycle | 212.5 | Electric Utility
7307 | Redding Power | 1 | Natural Gas Fired Combustion Turbine | 18 | Electric Utility
7307 | Redding Power | 2 | Natural Gas Fired Combustion Turbine | 27.9 | Electric Utility
7307 | Redding Power | 3 | Natural Gas Fired Combustion Turbine | 27.9 | Electric Utility
7307 | Redding Power | 4 | Natural Gas Fired Combined Cycle | 26.8 | Electric Utility
7307 | Redding Power | 5 | Natural Gas Fired Combined Cycle | 40 | Electric Utility
7307 | Redding Power | 6 | Natural Gas Fired Combined Cycle | 42.5 | Electric Utility
7314 | Richard M Flynn | NA1 | Natural Gas Fired Combined Cycle | 108 | Electric Utility
7314 | Richard M Flynn | NA2 | Natural Gas Fired Combined Cycle | 56 | Electric Utility
7315 | Almond Power Plant | 1 | Natural Gas Fired Combustion Turbine | 49.5 | Electric Utility
7315 | Almond Power Plant | 2 | Natural Gas Fired Combustion Turbine | 58 | Electric Utility
7315 | Almond Power Plant | 3 | Natural Gas Fired Combustion Turbine | 58 | Electric Utility
7315 | Almond Power Plant | 4 | Natural Gas Fired Combustion Turbine | 58 | Electric Utility
7317 | Buffalo Bill | 1 | Conventional Hydroelectric | 6 | Electric Utility
7317 | Buffalo Bill | 2 | Conventional Hydroelectric | 6 | Electric Utility
7317 | Buffalo Bill | 3 | Conventional Hydroelectric | 6 | Electric Utility
7318 | Van Sant Station | 1 | Natural Gas Fired Combustion Turbine | 45.1 | IPP Non-CHP
7325 | San Jacinto Steam Electric Station | 1 | Natural Gas Fired Combustion Turbine | 88.2 | IPP Non-CHP
7325 | San Jacinto Steam Electric Station | 2 | Natural Gas Fired Combustion Turbine | 88.2 | IPP Non-CHP
7335 | Richmond | RCT1 | Natural Gas Fired Combustion Turbine | 41.4 | Electric Utility
7335 | Richmond | RCT2 | Natural Gas Fired Combustion Turbine | 41.4 | Electric Utility
7336 | Anderson | ACT1 | Natural Gas Fired Combustion Turbine | 41.4 | Electric Utility
7336 | Anderson | ACT2 | Natural Gas Fired Combustion Turbine | 41.4 | Electric Utility
7336 | Anderson | ACT3 | Natural Gas Fired Combustion Turbine | 85.9 | Electric Utility
7337 | Florence | 1 | Petroleum Liquids | 4.6 | Electric Utility
7337 | Florence | 2 | Petroleum Liquids | 4.6 | Electric Utility
7338 | Grizzly | NA1 | Conventional Hydroelectric | 22 | Electric Utility
7339 | Wellington 2 | 6 | Natural Gas Fired Combustion Turbine | 20 | Electric Utility
7343 | George Neal South | 4 | Conventional Steam Coal | 695.9 | Electric Utility
7345 | University of Florida | P1 | Natural Gas Fired Combustion Turbine | 54.2 | Electric Utility
7348 | Robins | 1 | Natural Gas Fired Combustion Turbine | 91.9 | Electric Utility
7348 | Robins | 2 | Natural Gas Fired Combustion Turbine | 91.9 | Electric Utility
7350 | Coyote Springs | 1 | Natural Gas Fired Combined Cycle | 185.7 | Electric Utility
7350 | Coyote Springs | 2 | Natural Gas Fired Combined Cycle | 80.6 | Electric Utility
7366 | Lincoln Turbines | 1 | Onshore Wind Turbine | 9.2 | Electric Utility
7367 | Bradley Lake | 1 | Conventional Hydroelectric | 63 | Electric Utility
7367 | Bradley Lake | 2 | Conventional Hydroelectric | 63 | Electric Utility
7368 | Geothermal 1 | 1 | Geothermal | 55 | Electric Utility
7368 | Geothermal 1 | 2 | Geothermal | 55 | Electric Utility
7369 | Geothermal 2 | 3 | Geothermal | 55 | Electric Utility
7369 | Geothermal 2 | 4 | Geothermal | 55 | Electric Utility
7372 | McPhee | 1 | Conventional Hydroelectric | 1.2 | Electric Utility
7373 | Towaoc | 1 | Conventional Hydroelectric | 11.4 | Electric Utility
7378 | United Hospital | 1 | Petroleum Liquids | 1.6 | Commercial Non-CHP
7378 | United Hospital | 2 | Petroleum Liquids | 1.6 | Commercial Non-CHP
7378 | United Hospital | 3 | Petroleum Liquids | 1.6 | Commercial Non-CHP
7380 | Midulla Generating Station | CT1 | Natural Gas Fired Combined Cycle | 199 | Electric Utility
7380 | Midulla Generating Station | CT2 | Natural Gas Fired Combined Cycle | 199 | Electric Utility
7380 | Midulla Generating Station | GT4 | Natural Gas Fired Combustion Turbine | 62 | Electric Utility
7380 | Midulla Generating Station | GT5 | Natural Gas Fired Combustion Turbine | 62 | Electric Utility
7380 | Midulla Generating Station | GT6 | Natural Gas Fired Combustion Turbine | 62 | Electric Utility
7380 | Midulla Generating Station | GT7 | Natural Gas Fired Combustion Turbine | 62 | Electric Utility
7380 | Midulla Generating Station | GT8 | Natural Gas Fired Combustion Turbine | 62 | Electric Utility
7380 | Midulla Generating Station | ST3 | Natural Gas Fired Combined Cycle | 189 | Electric Utility
7381 | Searsburg Wind Turbine | 1 | Onshore Wind Turbine | 6 | Electric Utility
7392 | Poplar Bluff Generating Station | 1 | Natural Gas Internal Combustion Engine | 7 | Electric Utility
7392 | Poplar Bluff Generating Station | 2 | Natural Gas Internal Combustion Engine | 7 | Electric Utility
7392 | Poplar Bluff Generating Station | 3 | Natural Gas Internal Combustion Engine | 6.7 | Electric Utility
7392 | Poplar Bluff Generating Station | 4 | Natural Gas Internal Combustion Engine | 6.7 | Electric Utility
7392 | Poplar Bluff Generating Station | 5 | Natural Gas Internal Combustion Engine | 6.7 | Electric Utility
7393 | Lakin Municipal | LK1 | Natural Gas Internal Combustion Engine | 4.4 | Electric Utility
7394 | Gonzales Hydro Plant | 1 | Conventional Hydroelectric | 0.5 | Electric Utility
7394 | Gonzales Hydro Plant | 2 | Conventional Hydroelectric | 0.5 | Electric Utility
7394 | Gonzales Hydro Plant | 3 | Conventional Hydroelectric | 0.5 | Electric Utility
7396 | Front Street | 1 | Petroleum Liquids | 2.7 | Electric Utility
7396 | Front Street | 2 | Petroleum Liquids | 2.7 | Electric Utility
7396 | Front Street | 3 | Petroleum Liquids | 2.7 | Electric Utility
7397 | Falling Spring | 5 | Natural Gas Internal Combustion Engine | 2 | Electric Utility
7397 | Falling Spring | 6 | Natural Gas Internal Combustion Engine | 2 | Electric Utility
7397 | Falling Spring | 7 | Natural Gas Internal Combustion Engine | 3.2 | Electric Utility
7398 | Water Street Station | GEN1 | Natural Gas Internal Combustion Engine | 5.7 | Electric Utility
7398 | Water Street Station | GEN2 | Natural Gas Internal Combustion Engine | 6.9 | Electric Utility
7399 | Henry Station | GEN3 | Natural Gas Internal Combustion Engine | 7.7 | Electric Utility
7399 | Henry Station | GEN4 | Natural Gas Internal Combustion Engine | 7.7 | Electric Utility
7400 | Salisbury City of | 1 | Petroleum Liquids | 1 | Electric Utility
7400 | Salisbury City of | 2 | Petroleum Liquids | 1 | Electric Utility
7400 | Salisbury City of | 3 | Petroleum Liquids | 2.2 | Electric Utility
7400 | Salisbury City of | 4 | Petroleum Liquids | 2.2 | Electric Utility
7405 | Shelbina Power #1 | G1 | Petroleum Liquids | 3 | Electric Utility
7405 | Shelbina Power #1 | G2 | Petroleum Liquids | 1.6 | Electric Utility
7406 | Shelbina Power #2 | G3 | Petroleum Liquids | 1.6 | Electric Utility
7406 | Shelbina Power #2 | G4 | Petroleum Liquids | 1.6 | Electric Utility
7406 | Shelbina Power #2 | G5 | Petroleum Liquids | 1.6 | Electric Utility
7406 | Shelbina Power #2 | G6 | Petroleum Liquids | 1.8 | Electric Utility
7408 | Payson | 86-1 | Natural Gas Internal Combustion Engine | 2.6 | Electric Utility
7408 | Payson | 86-2 | Natural Gas Internal Combustion Engine | 2.6 | Electric Utility
7408 | Payson | 86-3 | Natural Gas Internal Combustion Engine | 2.5 | Electric Utility
7408 | Payson | 86-4 | Natural Gas Internal Combustion Engine | 2 | Electric Utility
7413 | Short Mountain | 1 | Landfill Gas | 0.8 | Electric Utility
7413 | Short Mountain | 2 | Landfill Gas | 0.8 | Electric Utility
7413 | Short Mountain | 3 | Landfill Gas | 0.8 | Electric Utility
7413 | Short Mountain | 4 | Landfill Gas | 0.8 | Electric Utility
7414 | Thorne Bay Plant | 2 | Petroleum Liquids | 0.6 | Electric Utility
7414 | Thorne Bay Plant | 4 | Petroleum Liquids | 0.4 | Electric Utility
7415 | Lakefield Utilities | 5 | Petroleum Liquids | 1.2 | Electric Utility
7415 | Lakefield Utilities | 6 | Petroleum Liquids | 2.2 | Electric Utility
7425 | Interstate | 1 | Natural Gas Fired Combustion Turbine | 138.6 | Electric Utility
7427 | Cowlitz Falls | U#1 | Conventional Hydroelectric | 35 | Electric Utility
7427 | Cowlitz Falls | U#2 | Conventional Hydroelectric | 35 | Electric Utility
7429 | Edenton Generators | 1 | Petroleum Liquids | 1.2 | Electric Utility
7429 | Edenton Generators | 2 | Petroleum Liquids | 1.2 | Electric Utility
7431 | Dalles Dam North Fishway Project | 1 | Conventional Hydroelectric | 6.5 | Electric Utility
7432 | Oxford (KS) | 1A | Petroleum Liquids | 1.7 | Electric Utility
7432 | Oxford (KS) | 2A | Petroleum Liquids | 1.7 | Electric Utility
7432 | Oxford (KS) | 3A | Petroleum Liquids | 1.7 | Electric Utility
7436 | Vernon | JH1 | Petroleum Liquids | 6 | Electric Utility
7436 | Vernon | JH2 | Petroleum Liquids | 6 | Electric Utility
7436 | Vernon | JH3 | Petroleum Liquids | 6 | Electric Utility
7436 | Vernon | JH4 | Petroleum Liquids | 6 | Electric Utility
7436 | Vernon | JH5 | Petroleum Liquids | 6 | Electric Utility
7437 | Galena Electric Utility | 1A | Petroleum Liquids | 0.8 | Electric Utility
7437 | Galena Electric Utility | 2A | Petroleum Liquids | 0.5 | Electric Utility
7437 | Galena Electric Utility | 3A | Petroleum Liquids | 0.8 | Electric Utility
7437 | Galena Electric Utility | 4A | Petroleum Liquids | 1 | Electric Utility
7437 | Galena Electric Utility | 5A | Petroleum Liquids | 0.8 | Electric Utility
7438 | Church Street Plant | C1 | Petroleum Liquids | 1 | Electric Utility
7438 | Church Street Plant | C2 | Petroleum Liquids | 1 | Electric Utility
7438 | Church Street Plant | C3A | Petroleum Liquids | 1.1 | Electric Utility
7438 | Church Street Plant | C4 | Petroleum Liquids | 1 | Electric Utility
7438 | Church Street Plant | C5 | Petroleum Liquids | 1.6 | Electric Utility
7438 | Church Street Plant | C6 | Petroleum Liquids | 1.6 | Electric Utility
7439 | Godwin Drive Plant | C10 | Petroleum Liquids | 1.5 | Electric Utility
7439 | Godwin Drive Plant | C7 | Petroleum Liquids | 1.6 | Electric Utility
7439 | Godwin Drive Plant | C8 | Petroleum Liquids | 1.6 | Electric Utility
7439 | Godwin Drive Plant | C9 | Petroleum Liquids | 1.6 | Electric Utility
7440 | VMEA 1 Credit Gen | V10 | Petroleum Liquids | 1.6 | Electric Utility
7440 | VMEA 1 Credit Gen | V3 | Petroleum Liquids | 1.6 | Electric Utility
7440 | VMEA 1 Credit Gen | V4 | Petroleum Liquids | 1.6 | Electric Utility
7440 | VMEA 1 Credit Gen | V5 | Petroleum Liquids | 1.6 | Electric Utility
7440 | VMEA 1 Credit Gen | V6 | Petroleum Liquids | 1.6 | Electric Utility
7440 | VMEA 1 Credit Gen | V7 | Petroleum Liquids | 1.6 | Electric Utility
7440 | VMEA 1 Credit Gen | V8 | Petroleum Liquids | 1.6 | Electric Utility
7440 | VMEA 1 Credit Gen | V9-1 | Petroleum Liquids | 2 | Electric Utility
7441 | VMEA Peaking Gen | V1 | Petroleum Liquids | 1.6 | Electric Utility
7441 | VMEA Peaking Gen | V11 | Petroleum Liquids | 1.6 | Electric Utility
7441 | VMEA Peaking Gen | V12 | Petroleum Liquids | 1.6 | Electric Utility
7441 | VMEA Peaking Gen | V2 | Petroleum Liquids | 1.6 | Electric Utility
7447 | Pratt 2 | IC2 | Natural Gas Internal Combustion Engine | 8 | Electric Utility
7447 | Pratt 2 | IC3 | Natural Gas Internal Combustion Engine | 8 | Electric Utility
7449 | Combustion Turbine Project No 2 | NA1 | Natural Gas Fired Combustion Turbine | 50 | Electric Utility
7450 | Alameda | 1 | Natural Gas Fired Combustion Turbine | 27.4 | Electric Utility
7450 | Alameda | 2 | Natural Gas Fired Combustion Turbine | 27.4 | Electric Utility
7451 | Lodi | 1 | Natural Gas Fired Combustion Turbine | 27.4 | Electric Utility
7452 | Roseville | 1 | Natural Gas Fired Combustion Turbine | 27.4 | Electric Utility
7452 | Roseville | 2 | Natural Gas Fired Combustion Turbine | 27.4 | Electric Utility
7456 | Rathdrum | 1 | Natural Gas Fired Combustion Turbine | 83.2 | Electric Utility
7456 | Rathdrum | 2 | Natural Gas Fired Combustion Turbine | 83.2 | Electric Utility
7458 | Basalt | 1 | Conventional Hydroelectric | 5 | Electric Utility
7462 | Angoon | 1A | Petroleum Liquids | 0.5 | Electric Utility
7462 | Angoon | 2A | Petroleum Liquids | 0.5 | Electric Utility
7462 | Angoon | 3 | Petroleum Liquids | 0.5 | Electric Utility
7463 | Hoonah | 2A | Petroleum Liquids | 1 | Electric Utility
7463 | Hoonah | 3A | Petroleum Liquids | 0.5 | Electric Utility
7463 | Hoonah | 4 | Petroleum Liquids | 0.5 | Electric Utility
7464 | Kake | 1A | Petroleum Liquids | 0.5 | Electric Utility
7464 | Kake | 2 | Petroleum Liquids | 1.1 | Electric Utility
7464 | Kake | 3A | Petroleum Liquids | 0.8 | Electric Utility
7469 | Madison Utilities | FM1 | Petroleum Liquids | 2 | Electric Utility
7469 | Madison Utilities | FM2 | Petroleum Liquids | 1.3 | Electric Utility
7469 | Madison Utilities | FM3 | Petroleum Liquids | 1.1 | Electric Utility
7469 | Madison Utilities | FM5 | Petroleum Liquids | 1.4 | Electric Utility
7470 | Marceline | 1 | Petroleum Liquids | 1 | Electric Utility
7470 | Marceline | 2 | Petroleum Liquids | 3 | Electric Utility
7470 | Marceline | 5 | Petroleum Liquids | 2 | Electric Utility
7470 | Marceline | 6 | Petroleum Liquids | 2 | Electric Utility
7474 | Upper Sterling | 1 | Conventional Hydroelectric | 1.1 | Electric Utility
7474 | Upper Sterling | 2 | Conventional Hydroelectric | 1.1 | Electric Utility
7479 | North Road Peak | EAST | Petroleum Liquids | 7 | Electric Utility
7479 | North Road Peak | WEST | Petroleum Liquids | 7 | Electric Utility
7480 | Rowesville Rd Plant | GEN3 | Natural Gas Fired Combustion Turbine | 4.8 | Electric Utility
7480 | Rowesville Rd Plant | GEN4 | Natural Gas Fired Combustion Turbine | 4.8 | Electric Utility
7481 | City Light & Water | 1 | Petroleum Liquids | 0.9 | Electric Utility
7481 | City Light & Water | 2 | Petroleum Liquids | 0.4 | Electric Utility
7482 | NSB Atqasuk Utility | NA1 | Petroleum Liquids | 0.9 | Electric Utility
7482 | NSB Atqasuk Utility | NA2 | Petroleum Liquids | 0.9 | Electric Utility
7482 | NSB Atqasuk Utility | NA3 | Petroleum Liquids | 0.4 | Electric Utility
7482 | NSB Atqasuk Utility | PG2 | Petroleum Liquids | 0.4 | Electric Utility
7482 | NSB Atqasuk Utility | PG3 | Petroleum Liquids | 0.6 | Electric Utility
7483 | NSB Kaktovik Utility | PG1A | Petroleum Liquids | 0.9 | Electric Utility
7483 | NSB Kaktovik Utility | PG2A | Petroleum Liquids | 0.9 | Electric Utility
7483 | NSB Kaktovik Utility | PG3A | Petroleum Liquids | 0.4 | Electric Utility
7483 | NSB Kaktovik Utility | PG4A | Petroleum Liquids | 0.4 | Electric Utility
7484 | NSB Nuiqsut Utility | PG1A | Petroleum Liquids | 0.9 | Electric Utility
7484 | NSB Nuiqsut Utility | PG2A | Petroleum Liquids | 0.9 | Electric Utility
7484 | NSB Nuiqsut Utility | PG3A | Petroleum Liquids | 0.4 | Electric Utility
7484 | NSB Nuiqsut Utility | PG3B | Natural Gas Internal Combustion Engine | 0.6 | Electric Utility
7484 | NSB Nuiqsut Utility | PG5A | Natural Gas Internal Combustion Engine | 0.8 | Electric Utility
7484 | NSB Nuiqsut Utility | PG6A | Natural Gas Internal Combustion Engine | 0.8 | Electric Utility
7485 | NSB Point Hope Utility | PG1A | Petroleum Liquids | 1 | Electric Utility
7485 | NSB Point Hope Utility | PG6 | Petroleum Liquids | 0.6 | Electric Utility
7485 | NSB Point Hope Utility | PG7 | Petroleum Liquids | 0.6 | Electric Utility
7485 | NSB Point Hope Utility | PG8 | Petroleum Liquids | 0.9 | Electric Utility
7486 | NSB Point Lay Utility | PG10 | Petroleum Liquids | 0.6 | Electric Utility
7486 | NSB Point Lay Utility | PG7 | Petroleum Liquids | 0.6 | Electric Utility
7486 | NSB Point Lay Utility | PG8 | Petroleum Liquids | 0.6 | Electric Utility
7486 | NSB Point Lay Utility | PG9 | Petroleum Liquids | 0.6 | Electric Utility
7487 | NSB Anaktuvuk Pass | 1 | Petroleum Liquids | 0.3 | Electric Utility
7487 | NSB Anaktuvuk Pass | 2 | Petroleum Liquids | 0.3 | Electric Utility
7487 | NSB Anaktuvuk Pass | 3 | Petroleum Liquids | 0.3 | Electric Utility
7487 | NSB Anaktuvuk Pass | 6 | Petroleum Liquids | 0.9 | Electric Utility
7487 | NSB Anaktuvuk Pass | 7 | Petroleum Liquids | 0.9 | Electric Utility
7488 | NSB Wainwright Utility | PG1 | Petroleum Liquids | 0.4 | Electric Utility
7488 | NSB Wainwright Utility | PG2 | Petroleum Liquids | 0.4 | Electric Utility
7488 | NSB Wainwright Utility | PG3 | Petroleum Liquids | 0.4 | Electric Utility
7488 | NSB Wainwright Utility | PG4A | Petroleum Liquids | 0.9 | Electric Utility
7488 | NSB Wainwright Utility | PG5 | Petroleum Liquids | 0.9 | Electric Utility
7489 | Lake Mendocino | G1 | Conventional Hydroelectric | 1 | Electric Utility
7489 | Lake Mendocino | G2 | Conventional Hydroelectric | 2.5 | Electric Utility
7493 | King Cove | 1 | Petroleum Liquids | 0.3 | Electric Utility
7493 | King Cove | 2 | Petroleum Liquids | 0.5 | Electric Utility
7493 | King Cove | 3 | Petroleum Liquids | 0.7 | Electric Utility
7493 | King Cove | 4 | Conventional Hydroelectric | 0.8 | Electric Utility
7493 | King Cove | 5 | Petroleum Liquids | 0.3 | Electric Utility
7497 | Croswell | 1 | Petroleum Liquids | 0.6 | Electric Utility
7497 | Croswell | 2 | Petroleum Liquids | 0.7 | Electric Utility
7497 | Croswell | 3 | Petroleum Liquids | 1.2 | Electric Utility
7497 | Croswell | 4 | Petroleum Liquids | 1.3 | Electric Utility
7497 | Croswell | 5 | Petroleum Liquids | 1.3 | Electric Utility
7501 | Princeton Wind Farm | 2 | Onshore Wind Turbine | 3 | Electric Utility
7502 | Dutch Harbor | 10 | Petroleum Liquids | 5.2 | Electric Utility
7502 | Dutch Harbor | 11 | Petroleum Liquids | 5.2 | Electric Utility
7502 | Dutch Harbor | 12 | Petroleum Liquids | 4.4 | Electric Utility
7502 | Dutch Harbor | 13 | Petroleum Liquids | 4.4 | Electric Utility
7502 | Dutch Harbor | 15 | Petroleum Liquids | 0.3 | Electric Utility
7502 | Dutch Harbor | 8 | Petroleum Liquids | 1.2 | Electric Utility
7502 | Dutch Harbor | 9 | Petroleum Liquids | 1.2 | Electric Utility
7503 | Unalaska Power Module | 7 | Petroleum Liquids | 1.1 | Electric Utility
7504 | Neil Simpson II | 2 | Conventional Steam Coal | 90 | Electric Utility
7504 | Neil Simpson II | GT1 | Natural Gas Fired Combustion Turbine | 40 | Electric Utility
7505 | Fergus Control Ctr | 1 | Petroleum Liquids | 2 | Electric Utility
7507 | Deadwood Creek | 1 | Conventional Hydroelectric | 2 | Electric Utility
7508 | Stone Creek | 1 | Conventional Hydroelectric | 12 | Electric Utility
7511 | McNary Dam Fish Attraction Project | 1 | Conventional Hydroelectric | 10 | Electric Utility
7512 | Arthur Von Rosenberg | 1 | Natural Gas Fired Combined Cycle | 175 | Electric Utility
7512 | Arthur Von Rosenberg | 2 | Natural Gas Fired Combined Cycle | 175 | Electric Utility
7512 | Arthur Von Rosenberg | 3 | Natural Gas Fired Combined Cycle | 200 | Electric Utility
7513 | ReEnergy Fort Fairfield | GEN1 | Wood/Wood Waste Biomass | 37.5 | IPP Non-CHP
7515 | McPherson 3 | NA1 | Natural Gas Fired Combustion Turbine | 115.6 | Electric Utility
7526 | Solano Wind | 1 | Onshore Wind Turbine | 13.2 | Electric Utility
7526 | Solano Wind | 2 | Onshore Wind Turbine | 24 | Electric Utility
7526 | Solano Wind | 2B | Onshore Wind Turbine | 63 | Electric Utility
7526 | Solano Wind | 3 | Onshore Wind Turbine | 128 | Electric Utility
7527 | Carson Ice-Gen Project | 1 | Natural Gas Fired Combustion Turbine | 54 | Electric Utility
7527 | Carson Ice-Gen Project | 2 | Natural Gas Fired Combined Cycle | 17.5 | Electric Utility
7527 | Carson Ice-Gen Project | CCCT | Natural Gas Fired Combined Cycle | 54 | Electric Utility
7538 | Wayne County | 1 | Natural Gas Fired Combustion Turbine | 195.2 | Electric Utility
7538 | Wayne County | 2 | Natural Gas Fired Combustion Turbine | 195.2 | Electric Utility
7538 | Wayne County | 3 | Natural Gas Fired Combustion Turbine | 195.2 | Electric Utility
7538 | Wayne County | 4 | Natural Gas Fired Combustion Turbine | 195.2 | Electric Utility
7538 | Wayne County | 5 | Natural Gas Fired Combustion Turbine | 198.9 | Electric Utility
7541 | Spirit Mountain | 1 | Conventional Hydroelectric | 4.5 | Electric Utility
7545 | Kaw Hydro | 1 | Conventional Hydroelectric | 37 | Electric Utility
7546 | Ponca City | 1 | Natural Gas Fired Combined Cycle | 19.8 | Electric Utility
7546 | Ponca City | 3 | Natural Gas Fired Combined Cycle | 54 | Electric Utility
7546 | Ponca City | 4 | Natural Gas Fired Combustion Turbine | 60.5 | Electric Utility
7548 | Causey | 1 | Conventional Hydroelectric | 1.5 | Electric Utility
7548 | Causey | 2 | Conventional Hydroelectric | 0.6 | Electric Utility
7551 | SCA Cogen 2 | CCST | Natural Gas Fired Combined Cycle | 49.8 | Electric Utility
7551 | SCA Cogen 2 | CT1A | Natural Gas Fired Combined Cycle | 49.8 | Electric Utility
7551 | SCA Cogen 2 | CT1B | Natural Gas Fired Combined Cycle | 49.8 | Electric Utility
7551 | SCA Cogen 2 | CT1C | Natural Gas Fired Combustion Turbine | 44 | Electric Utility
7552 | SPA Cogen 3 | CCCT | Natural Gas Fired Combined Cycle | 118.7 | Electric Utility
7552 | SPA Cogen 3 | CCST | Natural Gas Fired Combined Cycle | 55.2 | Electric Utility
7555 | Nebraska City # 2 | 11 | Natural Gas Internal Combustion Engine | 4.5 | Electric Utility
7555 | Nebraska City # 2 | 12 | Natural Gas Internal Combustion Engine | 4.5 | Electric Utility
7555 | Nebraska City # 2 | 13 | Petroleum Liquids | 4.5 | Electric Utility
7556 | State Farm | 1 | Petroleum Liquids | 1.7 | Commercial Non-CHP
7556 | State Farm | 2 | Petroleum Liquids | 1.7 | Commercial Non-CHP
7556 | State Farm | 3 | Petroleum Liquids | 1.7 | Commercial Non-CHP
7575 | Bowling Green | 1 | Petroleum Liquids | 1.6 | Electric Utility
7575 | Bowling Green | 2 | Petroleum Liquids | 7.2 | Electric Utility
7576 | Engle | 16 | Petroleum Liquids | 9 | Electric Utility
7577 | Jackson (OH) | 12 | Petroleum Liquids | 3.6 | Electric Utility
7578 | Napoleon | 1 | Petroleum Liquids | 1.8 | Electric Utility
7578 | Napoleon | 2 | Petroleum Liquids | 1.8 | Electric Utility
7578 | Napoleon | 3 | Petroleum Liquids | 1.8 | Electric Utility
7579 | Niles | 13 | Petroleum Liquids | 5.4 | Electric Utility
7580 | Wadsworth | 13 | Petroleum Liquids | 5.4 | Electric Utility
7583 | Talcville | 1 | Conventional Hydroelectric | 1 | IPP Non-CHP
7583 | Talcville | 2 | Conventional Hydroelectric | 0.1 | IPP Non-CHP
7584 | Panora | 1 | Petroleum Liquids | 1.5 | Electric Utility
7584 | Panora | 2 | Petroleum Liquids | 1 | Electric Utility
7584 | Panora | 3 | Petroleum Liquids | 2 | Electric Utility
7588 | H M Jackson | 1 | Conventional Hydroelectric | 47.5 | Electric Utility
7588 | H M Jackson | 2 | Conventional Hydroelectric | 47.5 | Electric Utility
7588 | H M Jackson | 3 | Conventional Hydroelectric | 8.4 | Electric Utility
7588 | H M Jackson | 4 | Conventional Hydroelectric | 8.4 | Electric Utility
7593 | El Vado Dam | 1 | Conventional Hydroelectric | 8 | Electric Utility
7594 | Belleville Dam | 1 | Conventional Hydroelectric | 21 | Electric Utility
7594 | Belleville Dam | 2 | Conventional Hydroelectric | 21 | Electric Utility
7595 | Red Cedar | 1 | Natural Gas Fired Combustion Turbine | 22.5 | Electric Utility
7603 | Prospect Municipal | 1 | Petroleum Liquids | 1.8 | Electric Utility
7604 | St Francis Energy Facility | 1 | Natural Gas Fired Combined Cycle | 253.3 | Electric Utility
7604 | St Francis Energy Facility | 2 | Natural Gas Fired Combined Cycle | 253.3 | Electric Utility
7605 | River Road Gen Plant | 1 | Natural Gas Fired Combined Cycle | 248 | Electric Utility
7646 | Monticello Dam | 1 | Conventional Hydroelectric | 5 | Electric Utility
7646 | Monticello Dam | 2 | Conventional Hydroelectric | 5 | Electric Utility
7646 | Monticello Dam | 3 | Conventional Hydroelectric | 1.5 | Electric Utility
7657 | Auglaize Hydro | 1 | Conventional Hydroelectric | 0.7 | Electric Utility
7657 | Auglaize Hydro | 2A | Conventional Hydroelectric | 0.9 | Electric Utility
7657 | Auglaize Hydro | 3A | Conventional Hydroelectric | 0.9 | Electric Utility
7657 | Auglaize Hydro | 4 | Conventional Hydroelectric | 0.5 | Electric Utility
7657 | Auglaize Hydro | 5 | Conventional Hydroelectric | 0.5 | Electric Utility
7657 | Auglaize Hydro | 6 | Conventional Hydroelectric | 0.1 | Electric Utility
7690 | Pennsbury | 1 | Landfill Gas | 3 | IPP Non-CHP
7690 | Pennsbury | 2 | Landfill Gas | 3 | IPP Non-CHP
7693 | Anaheim GT | 1 | Natural Gas Fired Combustion Turbine | 49.2 | Electric Utility
7697 | Washington County Cogeneration Facility | 1 | Natural Gas Fired Combined Cycle | 82.6 | Electric Utility
7697 | Washington County Cogeneration Facility | 2 | Natural Gas Fired Combined Cycle | 39.9 | Electric Utility
7698 | General Electric Plastic | 1 | Natural Gas Fired Combined Cycle | 82.2 | Electric Utility
7698 | General Electric Plastic | 2 | Natural Gas Fired Combined Cycle | 14.8 | Electric Utility
7699 | Tiger Bay | CT1 | Natural Gas Fired Combined Cycle | 195.2 | Electric Utility
7699 | Tiger Bay | CW1 | Natural Gas Fired Combined Cycle | 82.9 | Electric Utility
7701 | Fairless Hills | A | Landfill Gas | 30 | IPP Non-CHP
7701 | Fairless Hills | B | Landfill Gas | 30 | IPP Non-CHP
7709 | Dahlberg | 1 | Natural Gas Fired Combustion Turbine | 91.9 | IPP Non-CHP
7709 | Dahlberg | 10 | Natural Gas Fired Combustion Turbine | 91.9 | IPP Non-CHP
7709 | Dahlberg | 2 | Natural Gas Fired Combustion Turbine | 91.9 | IPP Non-CHP
7709 | Dahlberg | 3 | Natural Gas Fired Combustion Turbine | 91.9 | IPP Non-CHP
7709 | Dahlberg | 4 | Natural Gas Fired Combustion Turbine | 91.9 | IPP Non-CHP
7709 | Dahlberg | 5 | Natural Gas Fired Combustion Turbine | 91.9 | IPP Non-CHP
7709 | Dahlberg | 6 | Natural Gas Fired Combustion Turbine | 91.9 | IPP Non-CHP
7709 | Dahlberg | 7 | Natural Gas Fired Combustion Turbine | 91.9 | IPP Non-CHP
7709 | Dahlberg | 8 | Natural Gas Fired Combustion Turbine | 91.9 | IPP Non-CHP
7709 | Dahlberg | 9 | Natural Gas Fired Combustion Turbine | 91.9 | IPP Non-CHP
7710 | H Allen Franklin Combined Cycle | CT1A | Natural Gas Fired Combined Cycle | 203.1 | IPP Non-CHP
7710 | H Allen Franklin Combined Cycle | CT1B | Natural Gas Fired Combined Cycle | 203.1 | IPP Non-CHP
7710 | H Allen Franklin Combined Cycle | CT2A | Natural Gas Fired Combined Cycle | 203.1 | IPP Non-CHP
7710 | H Allen Franklin Combined Cycle | CT2B | Natural Gas Fired Combined Cycle | 203.1 | IPP Non-CHP
7710 | H Allen Franklin Combined Cycle | CT3A | Natural Gas Fired Combined Cycle | 203.1 | IPP Non-CHP
7710 | H Allen Franklin Combined Cycle | CT3B | Natural Gas Fired Combined Cycle | 203.1 | IPP Non-CHP
7710 | H Allen Franklin Combined Cycle | ST1 | Natural Gas Fired Combined Cycle | 213.3 | IPP Non-CHP
7710 | H Allen Franklin Combined Cycle | ST2 | Natural Gas Fired Combined Cycle | 281.9 | IPP Non-CHP
7710 | H Allen Franklin Combined Cycle | ST3 | Natural Gas Fired Combined Cycle | 281.9 | IPP Non-CHP
7715 | Pea Ridge | 1 | Natural Gas Fired Combustion Turbine | 4.7 | Electric Utility
7715 | Pea Ridge | 2 | Natural Gas Fired Combustion Turbine | 4.7 | Electric Utility
7715 | Pea Ridge | 3 | Natural Gas Fired Combustion Turbine | 4.7 | Electric Utility
7719 | Meridian | 1 | Petroleum Liquids | 1.8 | Electric Utility
7719 | Meridian | 2 | Petroleum Liquids | 1.8 | Electric Utility
7719 | Meridian | 3 | Petroleum Liquids | 1.8 | Electric Utility
7719 | Meridian | 4 | Petroleum Liquids | 1.8 | Electric Utility
7719 | Meridian | 5 | Petroleum Liquids | 1.8 | Electric Utility
7721 | Theodore Cogen Facility | 1 | Natural Gas Fired Combined Cycle | 229 | Electric Utility
7721 | Theodore Cogen Facility | 2 | Natural Gas Fired Combined Cycle | 88.4 | Electric Utility
7722 | Watts Bar Nuclear Plant | 1 | Nuclear | 1269.9 | Electric Utility
7722 | Watts Bar Nuclear Plant | 2 | Nuclear | 1269.9 | Electric Utility
7723 | Nymans Plant | 1 | Petroleum Liquids | 2.5 | Electric Utility
7723 | Nymans Plant | 2 | Petroleum Liquids | 7.5 | Electric Utility
7725 | Coffin Butte | 1 | Landfill Gas | 0.8 | Electric Utility
7725 | Coffin Butte | 2 | Landfill Gas | 0.8 | Electric Utility
7725 | Coffin Butte | 3 | Landfill Gas | 0.8 | Electric Utility
7725 | Coffin Butte | 4 | Landfill Gas | 1.6 | Electric Utility
7725 | Coffin Butte | 5 | Landfill Gas | 1.6 | Electric Utility
7737 | Kapstone | 1 | Wood/Wood Waste Biomass | 99.2 | Electric Utility
7749 | Essex | 1 | Natural Gas Fired Combustion Turbine | 121.2 | Electric Utility
7751 | Goat Lake Hydro | 1 | Conventional Hydroelectric | 4 | Electric Utility
7752 | Black Bear Lake | 1 | Conventional Hydroelectric | 4.5 | Electric Utility
7754 | Nodaway | 1 | Natural Gas Fired Combustion Turbine | 157.8 | Electric Utility
7754 | Nodaway | 2 | Natural Gas Fired Combustion Turbine | 157.8 | Electric Utility
7757 | Chouteau | 1 | Natural Gas Fired Combined Cycle | 176 | Electric Utility
7757 | Chouteau | 2 | Natural Gas Fired Combined Cycle | 176 | Electric Utility
7757 | Chouteau | 3 | Natural Gas Fired Combined Cycle | 182.8 | Electric Utility
7757 | Chouteau | 4 | Natural Gas Fired Combined Cycle | 176 | Electric Utility
7757 | Chouteau | 5 | Natural Gas Fired Combined Cycle | 176 | Electric Utility
7757 | Chouteau | 6 | Natural Gas Fired Combined Cycle | 182.8 | Electric Utility
7758 | South Plant | 1 | Petroleum Liquids | 2 | Electric Utility
7758 | South Plant | 2 | Petroleum Liquids | 2 | Electric Utility
7758 | South Plant | 3 | Petroleum Liquids | 2 | Electric Utility
7758 | South Plant | 4 | Petroleum Liquids | 2 | Electric Utility
7758 | South Plant | 5 | Petroleum Liquids | 2 | Electric Utility
7758 | South Plant | 6 | Petroleum Liquids | 2 | Electric Utility
7759 | Georgetown | GT1 | Natural Gas Fired Combustion Turbine | 85 | Electric Utility
7759 | Georgetown | GT2 | Natural Gas Fired Combustion Turbine | 85 | Electric Utility
7759 | Georgetown | GT3 | Natural Gas Fired Combustion Turbine | 85 | Electric Utility
7759 | Georgetown | GT4 | Natural Gas Fired Combustion Turbine | 85 | Electric Utility
7760 | Tilton | 1 | Natural Gas Fired Combustion Turbine | 47 | IPP Non-CHP
7760 | Tilton | 2 | Natural Gas Fired Combustion Turbine | 47 | IPP Non-CHP
7760 | Tilton | 3 | Natural Gas Fired Combustion Turbine | 47 | IPP Non-CHP
7760 | Tilton | 4 | Natural Gas Fired Combustion Turbine | 47 | IPP Non-CHP
7763 | Henry County | 1 | Natural Gas Fired Combustion Turbine | 60.5 | Electric Utility
7763 | Henry County | 2 | Natural Gas Fired Combustion Turbine | 60.5 | Electric Utility
7763 | Henry County | 3 | Natural Gas Fired Combustion Turbine | 60.5 | Electric Utility
7764 | MPC Generating | 1 | Natural Gas Fired Combustion Turbine | 185.4 | IPP Non-CHP
7764 | MPC Generating | 2 | Natural Gas Fired Combustion Turbine | 200.7 | IPP Non-CHP
7766 | Erie Energy Center | 1 | Petroleum Liquids | 2.5 | Electric Utility
7766 | Erie Energy Center | 2 | Petroleum Liquids | 2.5 | Electric Utility
7766 | Erie Energy Center | 3 | Petroleum Liquids | 2.5 | Electric Utility
7766 | Erie Energy Center | 4 | Petroleum Liquids | 2.5 | Electric Utility
7766 | Erie Energy Center | 5 | Petroleum Liquids | 2.5 | Electric Utility
7766 | Erie Energy Center | 6 | Petroleum Liquids | 2.5 | Electric Utility
7766 | Erie Energy Center | 7 | Petroleum Liquids | 2.5 | Electric Utility
7766 | Erie Energy Center | 8 | Petroleum Liquids | 2.5 | Electric Utility
7767 | Bloomington Power Plant | 1 | Petroleum Liquids | 1.7 | Electric Utility
7767 | Bloomington Power Plant | 2 | Petroleum Liquids | 1.7 | Electric Utility
7767 | Bloomington Power Plant | 3 | Petroleum Liquids | 1.7 | Electric Utility
7767 | Bloomington Power Plant | 4 | Petroleum Liquids | 1.7 | Electric Utility
7767 | Bloomington Power Plant | 5 | Petroleum Liquids | 1.7 | Electric Utility
7767 | Bloomington Power Plant | 6 | Petroleum Liquids | 1.7 | Electric Utility
7768 | Sowega Power | CTG2 | Natural Gas Fired Combustion Turbine | 49.8 | IPP Non-CHP
7768 | Sowega Power | CTG3 | Natural Gas Fired Combustion Turbine | 49.8 | IPP Non-CHP
7770 | 1515 S Caron Road | GT1 | Natural Gas Fired Combustion Turbine | 4.2 | Electric Utility
7771 | Springview | 3 | Onshore Wind Turbine | 1.5 | IPP Non-CHP
7771 | Springview | 4 | Onshore Wind Turbine | 1.5 | IPP Non-CHP
7774 | Cleveland Peaking | 1 | Petroleum Liquids | 1.8 | Electric Utility
7774 | Cleveland Peaking | 2 | Petroleum Liquids | 1.8 | Electric Utility
7774 | Cleveland Peaking | 3 | Petroleum Liquids | 1.8 | Electric Utility
7774 | Cleveland Peaking | 4 | Petroleum Liquids | 1.8 | Electric Utility
7774 | Cleveland Peaking | 5 | Petroleum Liquids | 1.8 | Electric Utility
7774 | Cleveland Peaking | 6 | Petroleum Liquids | 1.8 | Electric Utility
7775 | Versailles Peaking | 1 | Petroleum Liquids | 1.8 | Electric Utility
7775 | Versailles Peaking | 2 | Petroleum Liquids | 1.8 | Electric Utility
7775 | Versailles Peaking | 3 | Petroleum Liquids | 1.8 | Electric Utility
7776 | Napoleon Peaking | 4 | Petroleum Liquids | 1.8 | Electric Utility
7776 | Napoleon Peaking | 5 | Petroleum Liquids | 1.8 | Electric Utility
7776 | Napoleon Peaking | 6 | Petroleum Liquids | 1.8 | Electric Utility
7777 | Dover Peaking | 1 | Petroleum Liquids | 1.8 | Electric Utility
7777 | Dover Peaking | 2 | Petroleum Liquids | 1.8 | Electric Utility
7777 | Dover Peaking | 3 | Petroleum Liquids | 1.8 | Electric Utility
7777 | Dover Peaking | 4 | Petroleum Liquids | 1.8 | Electric Utility
7777 | Dover Peaking | 5 | Petroleum Liquids | 1.8 | Electric Utility
7777 | Dover Peaking | 6 | Petroleum Liquids | 1.8 | Electric Utility
7778 | Orrville Peaking | 1 | Petroleum Liquids | 1.8 | Electric Utility
7778 | Orrville Peaking | 2 | Petroleum Liquids | 1.8 | Electric Utility
7778 | Orrville Peaking | 3 | Petroleum Liquids | 1.8 | Electric Utility
7779 | Bryan Peaking | 1 | Petroleum Liquids | 1.8 | Electric Utility
7779 | Bryan Peaking | 2 | Petroleum Liquids | 1.8 | Electric Utility
7779 | Bryan Peaking | 3 | Petroleum Liquids | 1.8 | Electric Utility
7779 | Bryan Peaking | 4 | Petroleum Liquids | 1.8 | Electric Utility
7779 | Bryan Peaking | 5 | Petroleum Liquids | 1.8 | Electric Utility
7779 | Bryan Peaking | 6 | Petroleum Liquids | 1.8 | Electric Utility
7780 | Jackson Cntr Peaking | 1 | Petroleum Liquids | 1.8 | Electric Utility
7781 | Arcanum Peaking | 1 | Petroleum Liquids | 1.8 | Electric Utility
7782 | Hamilton Peaking | 1 | Natural Gas Fired Combustion Turbine | 32 | Electric Utility
7783 | Bowling Green Peaking | 1 | Natural Gas Fired Combustion Turbine | 32 | Electric Utility
7784 | Allegany Cogen | 1 | Natural Gas Fired Combined Cycle | 42 | IPP Non-CHP
7784 | Allegany Cogen | 2 | Natural Gas Fired Combined Cycle | 25 | IPP Non-CHP
7789 | Abiquiu Dam | 1 | Conventional Hydroelectric | 6.3 | Electric Utility
7789 | Abiquiu Dam | 2 | Conventional Hydroelectric | 6.3 | Electric Utility
7789 | Abiquiu Dam | 3 | Conventional Hydroelectric | 3 | Electric Utility
7790 | Bonanza | 1 | Conventional Steam Coal | 499.5 | Electric Utility
7791 | Montpelier | 1 | Petroleum Liquids | 1.8 | Electric Utility
7791 | Montpelier | 2 | Petroleum Liquids | 1.8 | Electric Utility
7791 | Montpelier | 3 | Petroleum Liquids | 1.8 | Electric Utility
7791 | Montpelier | 4 | Petroleum Liquids | 1.8 | Electric Utility
7791 | Montpelier | 5 | Petroleum Liquids | 1.8 | Electric Utility
7791 | Montpelier | 6 | Petroleum Liquids | 1.8 | Electric Utility
7795 | Custer Energy Center | 1 | Natural Gas Fired Combustion Turbine | 24.5 | Electric Utility
7797 | Dominion/Lo Mar | DOM1 | Petroleum Liquids | 12 | Electric Utility
7797 | Dominion/Lo Mar | DOM2 | Petroleum Liquids | 1.8 | Electric Utility
7797 | Dominion/Lo Mar | LOM1 | Petroleum Liquids | 1.8 | Electric Utility
7797 | Dominion/Lo Mar | LOM2 | Petroleum Liquids | 1.8 | Electric Utility
7797 | Dominion/Lo Mar | LOM3 | Petroleum Liquids | 1.8 | Electric Utility
7798 | Gateway Gen | 1 | Petroleum Liquids | 1.8 | Electric Utility
7798 | Gateway Gen | 2 | Petroleum Liquids | 1.8 | Electric Utility
7799 | West Marinette 34 | 34 | Natural Gas Fired Combustion Turbine | 83 | Electric Utility
7805 | Sherwood H Smith Jr Energy Complex | 001 | Natural Gas Fired Combustion Turbine | 199.4 | Electric Utility
7805 | Sherwood H Smith Jr Energy Complex | 002 | Natural Gas Fired Combustion Turbine | 199.4 | Electric Utility
7805 | Sherwood H Smith Jr Energy Complex | 003 | Natural Gas Fired Combustion Turbine | 199.4 | Electric Utility
7805 | Sherwood H Smith Jr Energy Complex | 004 | Natural Gas Fired Combustion Turbine | 199.4 | Electric Utility
7805 | Sherwood H Smith Jr Energy Complex | 10 | Natural Gas Fired Combined Cycle | 191.2 | Electric Utility
7805 | Sherwood H Smith Jr Energy Complex | 6 | Natural Gas Fired Combustion Turbine | 199.4 | Electric Utility
7805 | Sherwood H Smith Jr Energy Complex | 7 | Natural Gas Fired Combined Cycle | 199.4 | Electric Utility
7805 | Sherwood H Smith Jr Energy Complex | 8 | Natural Gas Fired Combined Cycle | 199.4 | Electric Utility
7805 | Sherwood H Smith Jr Energy Complex | 9 | Natural Gas Fired Combined Cycle | 191.2 | Electric Utility
7805 | Sherwood H Smith Jr Energy Complex | ST4 | Natural Gas Fired Combined Cycle | 195.5 | Electric Utility
7805 | Sherwood H Smith Jr Energy Complex | ST5 | Natural Gas Fired Combined Cycle | 271.1 | Electric Utility
7806 | Pine Street | 1 | Natural Gas Internal Combustion Engine | 1.1 | Electric Utility
7806 | Pine Street | 2 | Natural Gas Internal Combustion Engine | 1.1 | Electric Utility
7806 | Pine Street | 3 | Petroleum Liquids | 1.1 | Electric Utility
7806 | Pine Street | 4 | Petroleum Liquids | 1.1 | Electric Utility
7806 | Pine Street | 5 | Natural Gas Internal Combustion Engine | 1.3 | Electric Utility
7806 | Pine Street | 6 | Natural Gas Internal Combustion Engine | 1.3 | Electric Utility
7807 | Hamilton Hydro | 3 | Conventional Hydroelectric | 1.1 | Electric Utility
7807 | Hamilton Hydro | 4 | Conventional Hydroelectric | 1.1 | Electric Utility
7810 | Argyle | 3 | Conventional Hydroelectric | 0.1 | Electric Utility
7810 | Argyle | 5 | Petroleum Liquids | 2.2 | Electric Utility
7813 | Sewell Creek Energy | 1 | Natural Gas Fired Combustion Turbine | 121 | Electric Utility
7813 | Sewell Creek Energy | 2 | Natural Gas Fired Combustion Turbine | 121 | Electric Utility
7813 | Sewell Creek Energy | 3 | Natural Gas Fired Combustion Turbine | 164 | Electric Utility
7813 | Sewell Creek Energy | 4 | Natural Gas Fired Combustion Turbine | 164 | Electric Utility
7814 | Webb Forging | 1 | Petroleum Liquids | 2.9 | Electric Utility
7814 | Webb Forging | 2 | Petroleum Liquids | 2.9 | Electric Utility
7818 | Alsey | 1 | Natural Gas Fired Combustion Turbine | 30 | Electric Utility
7818 | Alsey | 2 | Natural Gas Fired Combustion Turbine | 30 | Electric Utility
7818 | Alsey | 3 | Natural Gas Fired Combustion Turbine | 20 | Electric Utility
7818 | Alsey | 4 | Natural Gas Fired Combustion Turbine | 20 | Electric Utility
7818 | Alsey | 5 | Natural Gas Fired Combustion Turbine | 25 | Electric Utility
7818 | Alsey | 6 | Natural Gas Fired Combustion Turbine | 48 | Electric Utility
7820 | Big Quinnesec 92 | 1 | Conventional Hydroelectric | 8 | Electric Utility
7820 | Big Quinnesec 92 | 2 | Conventional Hydroelectric | 8 | Electric Utility
7821 | Big Quinnesec 61 | 4 | Conventional Hydroelectric | 2.2 | Electric Utility
7821 | Big Quinnesec 61 | 5 | Conventional Hydroelectric | 2.2 | Electric Utility
7822 | Kaukauna City Hydro | 1 | Conventional Hydroelectric | 2.4 | Electric Utility
7822 | Kaukauna City Hydro | 2 | Conventional Hydroelectric | 2.4 | Electric Utility
7824 | Rockwood | 1 | Natural Gas Fired Combustion Turbine | 24.9 | Electric Utility
7824 | Rockwood | 2 | Petroleum Liquids | 24.9 | Electric Utility
7825 | Fulton (AR) | 1 | Natural Gas Fired Combustion Turbine | 154.8 | Electric Utility
7826 | Rowan | 001 | Natural Gas Fired Combustion Turbine | 199.4 | IPP Non-CHP
7826 | Rowan | 002 | Natural Gas Fired Combustion Turbine | 199.4 | IPP Non-CHP
7826 | Rowan | 003 | Natural Gas Fired Combustion Turbine | 199.4 | IPP Non-CHP
7826 | Rowan | 4 | Natural Gas Fired Combined Cycle | 199.4 | IPP Non-CHP
7826 | Rowan | 5 | Natural Gas Fired Combined Cycle | 199.4 | IPP Non-CHP
7826 | Rowan | STG | Natural Gas Fired Combined Cycle | 195 | IPP Non-CHP
7827 | Shelby North | 1 | Petroleum Liquids | 1.8 | Electric Utility
7828 | Shelby South | 1 | Petroleum Liquids | 1.8 | Electric Utility
7829 | Smarr Energy Center | 1 | Natural Gas Fired Combustion Turbine | 121 | Electric Utility
7829 | Smarr Energy Center | 2 | Natural Gas Fired Combustion Turbine | 121 | Electric Utility
7831 | Beaver Island | 1 | Petroleum Liquids | 1.2 | Electric Utility
7831 | Beaver Island | 2 | Petroleum Liquids | 1.2 | Electric Utility
7831 | Beaver Island | 3 | Petroleum Liquids | 0.9 | Electric Utility
7832 | Roosevelt Biogas 1 | 1 | Landfill Gas | 2.1 | Electric Utility
7832 | Roosevelt Biogas 1 | 2 | Landfill Gas | 2.1 | Electric Utility
7832 | Roosevelt Biogas 1 | 3 | Landfill Gas | 2.1 | Electric Utility
7832 | Roosevelt Biogas 1 | 4 | Landfill Gas | 2.1 | Electric Utility
7832 | Roosevelt Biogas 1 | 5 | Landfill Gas | 2.1 | Electric Utility
7832 | Roosevelt Biogas 1 | 7 | Landfill Gas | 10 | Electric Utility
7832 | Roosevelt Biogas 1 | 8 | Landfill Gas | 10 | Electric Utility
7832 | Roosevelt Biogas 1 | 9 | Landfill Gas | 6 | Electric Utility
7834 | John S Rainey | CT1A | Natural Gas Fired Combined Cycle | 165 | Electric Utility
7834 | John S Rainey | CT1B | Natural Gas Fired Combined Cycle | 165 | Electric Utility
7834 | John S Rainey | CT2A | Natural Gas Fired Combustion Turbine | 165 | Electric Utility
7834 | John S Rainey | CT2B | Natural Gas Fired Combustion Turbine | 165 | Electric Utility
7834 | John S Rainey | CT3A | Natural Gas Fired Combustion Turbine | 84 | Electric Utility
7834 | John S Rainey | CT3B | Natural Gas Fired Combustion Turbine | 84 | Electric Utility
7834 | John S Rainey | CT4A | Natural Gas Fired Combustion Turbine | 84 | Electric Utility
7834 | John S Rainey | ST1S | Natural Gas Fired Combined Cycle | 190 | Electric Utility
7835 | Essential Power Rock Springs LLC | 1 | Natural Gas Fired Combustion Turbine | 198.9 | IPP Non-CHP
7835 | Essential Power Rock Springs LLC | 2 | Natural Gas Fired Combustion Turbine | 175.9 | IPP Non-CHP
7835 | Essential Power Rock Springs LLC | 3 | Natural Gas Fired Combustion Turbine | 198.9 | IPP Non-CHP
7835 | Essential Power Rock Springs LLC | 4 | Natural Gas Fired Combustion Turbine | 198.9 | IPP Non-CHP
7836 | Marsh Run Generation Facility | 1 | Natural Gas Fired Combustion Turbine | 171.1 | Electric Utility
7836 | Marsh Run Generation Facility | 2 | Natural Gas Fired Combustion Turbine | 171.1 | Electric Utility
7836 | Marsh Run Generation Facility | 3 | Natural Gas Fired Combustion Turbine | 171.1 | Electric Utility
7837 | Louisa Generation Facility | 1 | Natural Gas Fired Combustion Turbine | 84.5 | Electric Utility
7837 | Louisa Generation Facility | 2 | Natural Gas Fired Combustion Turbine | 84.5 | Electric Utility
7837 | Louisa Generation Facility | 3 | Natural Gas Fired Combustion Turbine | 84.5 | Electric Utility
7837 | Louisa Generation Facility | 4 | Natural Gas Fired Combustion Turbine | 84.5 | Electric Utility
7837 | Louisa Generation Facility | 5 | Natural Gas Fired Combustion Turbine | 171.1 | Electric Utility
7838 | Remington | 1 | Natural Gas Fired Combustion Turbine | 178.5 | Electric Utility
7838 | Remington | 2 | Natural Gas Fired Combustion Turbine | 170 | Electric Utility
7838 | Remington | 3 | Natural Gas Fired Combustion Turbine | 178.5 | Electric Utility
7838 | Remington | 4 | Natural Gas Fired Combustion Turbine | 178.5 | Electric Utility
7839 | Ladysmith | 1 | Natural Gas Fired Combustion Turbine | 178.5 | Electric Utility
7839 | Ladysmith | 2 | Natural Gas Fired Combustion Turbine | 178.5 | Electric Utility
7839 | Ladysmith | 3 | Natural Gas Fired Combustion Turbine | 178.5 | Electric Utility
7839 | Ladysmith | 4 | Natural Gas Fired Combustion Turbine | 178.5 | Electric Utility
7839 | Ladysmith | 5 | Natural Gas Fired Combustion Turbine | 178.5 | Electric Utility
7841 | Valdez Cogen | 1 | Petroleum Liquids | 5.3 | Electric Utility
7842 | Freedom Power Project | CT1 | Natural Gas Fired Combustion Turbine | 71 | Electric Utility
7843 | Pleasant Valley (MN) | 11 | Natural Gas Fired Combustion Turbine | 167.5 | Electric Utility
7843 | Pleasant Valley (MN) | 12 | Natural Gas Fired Combustion Turbine | 167.5 | Electric Utility
7843 | Pleasant Valley (MN) | 13 | Natural Gas Fired Combustion Turbine | 132.8 | Electric Utility
7844 | Minnesota River | UOO1 | Natural Gas Fired Combustion Turbine | 49 | Electric Utility
7845 | Lagoon Creek | CTG1 | Natural Gas Fired Combined Cycle | 173.4 | Electric Utility
7845 | Lagoon Creek | CTG2 | Natural Gas Fired Combined Cycle | 173.4 | Electric Utility
7845 | Lagoon Creek | GT1 | Natural Gas Fired Combustion Turbine | 84.5 | Electric Utility
7845 | Lagoon Creek | GT10 | Natural Gas Fired Combustion Turbine | 86.2 | Electric Utility
7845 | Lagoon Creek | GT11 | Natural Gas Fired Combustion Turbine | 86.2 | Electric Utility
7845 | Lagoon Creek | GT12 | Natural Gas Fired Combustion Turbine | 86.2 | Electric Utility
7845 | Lagoon Creek | GT2 | Natural Gas Fired Combustion Turbine | 84.5 | Electric Utility
7845 | Lagoon Creek | GT3 | Natural Gas Fired Combustion Turbine | 84.5 | Electric Utility
7845 | Lagoon Creek | GT4 | Natural Gas Fired Combustion Turbine | 84.5 | Electric Utility
7845 | Lagoon Creek | GT5 | Natural Gas Fired Combustion Turbine | 84.5 | Electric Utility
7845 | Lagoon Creek | GT6 | Natural Gas Fired Combustion Turbine | 84.5 | Electric Utility
7845 | Lagoon Creek | GT7 | Natural Gas Fired Combustion Turbine | 84.5 | Electric Utility
7845 | Lagoon Creek | GT8 | Natural Gas Fired Combustion Turbine | 84.5 | Electric Utility
7845 | Lagoon Creek | GT9 | Natural Gas Fired Combustion Turbine | 86.2 | Electric Utility
7845 | Lagoon Creek | STG1 | Natural Gas Fired Combined Cycle | 257.6 | Electric Utility
7846 | Brandy Branch | 001 | Natural Gas Fired Combustion Turbine | 185 | Electric Utility
7846 | Brandy Branch | 002 | Natural Gas Fired Combined Cycle | 185 | Electric Utility
7846 | Brandy Branch | 003 | Natural Gas Fired Combined Cycle | 185 | Electric Utility
7846 | Brandy Branch | 004 | Natural Gas Fired Combined Cycle | 228.1 | Electric Utility
7847 | Coon Rapids II | 1 | Petroleum Liquids | 1.8 | Electric Utility
7847 | Coon Rapids II | 2 | Petroleum Liquids | 1.8 | Electric Utility
7847 | Coon Rapids II | 3 | Petroleum Liquids | 1.8 | Electric Utility
7848 | Holden | 11 | Natural Gas Fired Combustion Turbine | 107.1 | Electric Utility
7848 | Holden | 12 | Natural Gas Fired Combustion Turbine | 107.1 | Electric Utility
7848 | Holden | 13 | Natural Gas Fired Combustion Turbine | 107.1 | Electric Utility
7849 | Knoxville Industrial | 1 | Petroleum Liquids | 2 | Electric Utility
7849 | Knoxville Industrial | 2 | Petroleum Liquids | 2 | Electric Utility
7849 | Knoxville Industrial | 3 | Petroleum Liquids | 2 | Electric Utility
7849 | Knoxville Industrial | 4 | Petroleum Liquids | 2 | Electric Utility
7849 | Knoxville Industrial | 5 | Petroleum Liquids | 2 | Electric Utility
7849 | Knoxville Industrial | 6 | Petroleum Liquids | 2 | Electric Utility
7849 | Knoxville Industrial | 7 | Petroleum Liquids | 2 | Electric Utility
7849 | Knoxville Industrial | 8 | Petroleum Liquids | 2 | Electric Utility
7850 | Shenandoah | 1 | Petroleum Liquids | 2 | Electric Utility
7850 | Shenandoah | 10 | Petroleum Liquids | 2 | Electric Utility
7850 | Shenandoah | 2 | Petroleum Liquids | 2 | Electric Utility
7850 | Shenandoah | 3 | Petroleum Liquids | 2 | Electric Utility
7850 | Shenandoah | 4 | Petroleum Liquids | 2 | Electric Utility
7850 | Shenandoah | 5 | Petroleum Liquids | 2 | Electric Utility
7850 | Shenandoah | 6 | Petroleum Liquids | 2 | Electric Utility
7850 | Shenandoah | 7 | Petroleum Liquids | 2 | Electric Utility
7850 | Shenandoah | 8 | Petroleum Liquids | 2 | Electric Utility
7850 | Shenandoah | 9 | Petroleum Liquids | 2 | Electric Utility
7851 | Waterloo Lundquist | 1 | Petroleum Liquids | 2 | Electric Utility
7851 | Waterloo Lundquist | 2 | Petroleum Liquids | 2 | Electric Utility
7851 | Waterloo Lundquist | 3 | Petroleum Liquids | 2 | Electric Utility
7851 | Waterloo Lundquist | 4 | Petroleum Liquids | 2 | Electric Utility
7851 | Waterloo Lundquist | 5 | Petroleum Liquids | 2 | Electric Utility
7851 | Waterloo Lundquist | 6 | Petroleum Liquids | 2 | Electric Utility
7851 | Waterloo Lundquist | 7 | Petroleum Liquids | 2 | Electric Utility
7851 | Waterloo Lundquist | 8 | Petroleum Liquids | 2 | Electric Utility
7851 | Waterloo Lundquist | 9 | Petroleum Liquids | 2 | Electric Utility
7853 | West Receiving | 1 | Petroleum Liquids | 2 | Electric Utility
7854 | Avenue A Generator Sets | 1 | Petroleum Liquids | 1.8 | Electric Utility
7854 | Avenue A Generator Sets | 2 | Petroleum Liquids | 1.8 | Electric Utility
7855 | Moorhead Wind Turbine | 8 | Onshore Wind Turbine | 0.7 | Electric Utility
7855 | Moorhead Wind Turbine | 9 | Onshore Wind Turbine | 0.7 | Electric Utility
7856 | North | 1 | Petroleum Liquids | 1.8 | Electric Utility
7856 | North | 2 | Petroleum Liquids | 1.8 | Electric Utility
7856 | North | 3 | Petroleum Liquids | 2.2 | Electric Utility
7856 | North | 4 | Petroleum Liquids | 2.2 | Electric Utility
7857 | Gilliam South | 1 | Petroleum Liquids | 1.8 | Electric Utility
7857 | Gilliam South | 7 | Petroleum Liquids | 2.5 | Electric Utility
7858 | MEPI GT Facility | 1 | Natural Gas Fired Combustion Turbine | 64.5 | IPP Non-CHP
7858 | MEPI GT Facility | 2 | Natural Gas Fired Combustion Turbine | 64.5 | IPP Non-CHP
7858 | MEPI GT Facility | 3 | Natural Gas Fired Combustion Turbine | 64.5 | IPP Non-CHP
7858 | MEPI GT Facility | 4 | Natural Gas Fired Combustion Turbine | 54 | IPP Non-CHP
7858 | MEPI GT Facility | 5 | Natural Gas Fired Combustion Turbine | 54 | IPP Non-CHP
7860 | Shelbina Power #3 | G7 | Petroleum Liquids | 1.8 | Electric Utility
7860 | Shelbina Power #3 | G8 | Petroleum Liquids | 1.8 | Electric Utility
7862 | Power Creek | 4 | Conventional Hydroelectric | 3 | Electric Utility
7862 | Power Creek | 5 | Conventional Hydroelectric | 3 | Electric Utility
7863 | Elk Mound | 1 | Natural Gas Fired Combustion Turbine | 35.5 | Electric Utility
7863 | Elk Mound | 2 | Natural Gas Fired Combustion Turbine | 35.5 | Electric Utility
7865 | Earlville | 1 | Petroleum Liquids | 1.8 | Electric Utility
7867 | Snoqualmie 2 | 6A | Conventional Hydroelectric | 14.4 | Electric Utility
7867 | Snoqualmie 2 | 7 | Conventional Hydroelectric | 24.3 | Electric Utility
7869 | Glenwood Landing | GT1 | Petroleum Liquids | 16 | Electric Utility
7869 | Glenwood Landing | GT4 | Natural Gas Fired Combustion Turbine | 53 | Electric Utility
7869 | Glenwood Landing | GT5 | Natural Gas Fired Combustion Turbine | 53 | Electric Utility
7870 | Encogen | CTG1 | Natural Gas Fired Combined Cycle | 39.4 | Electric Utility
7870 | Encogen | CTG2 | Natural Gas Fired Combined Cycle | 39.4 | Electric Utility
7870 | Encogen | CTG3 | Natural Gas Fired Combined Cycle | 39.4 | Electric Utility
7870 | Encogen | STG | Natural Gas Fired Combined Cycle | 58.2 | Electric Utility
7872 | Robert P Mone Plant | 1 | Natural Gas Fired Combustion Turbine | 198 | Electric Utility
7872 | Robert P Mone Plant | 2 | Natural Gas Fired Combustion Turbine | 198 | Electric Utility
7872 | Robert P Mone Plant | 3 | Natural Gas Fired Combustion Turbine | 198 | Electric Utility
7873 | H L Culbreath Bayside Power Station | 1A | Natural Gas Fired Combined Cycle | 189.9 | Electric Utility
7873 | H L Culbreath Bayside Power Station | 1B | Natural Gas Fired Combined Cycle | 189.9 | Electric Utility
7873 | H L Culbreath Bayside Power Station | 1C | Natural Gas Fired Combined Cycle | 189.9 | Electric Utility
7873 | H L Culbreath Bayside Power Station | 1ST | Natural Gas Fired Combined Cycle | 239.4 | Electric Utility
7873 | H L Culbreath Bayside Power Station | 2A | Natural Gas Fired Combined Cycle | 189.9 | Electric Utility
7873 | H L Culbreath Bayside Power Station | 2B | Natural Gas Fired Combined Cycle | 189.9 | Electric Utility
7873 | H L Culbreath Bayside Power Station | 2C | Natural Gas Fired Combined Cycle | 189.9 | Electric Utility
7873 | H L Culbreath Bayside Power Station | 2D | Natural Gas Fired Combined Cycle | 189.9 | Electric Utility
7873 | H L Culbreath Bayside Power Station | 2ST | Natural Gas Fired Combined Cycle | 445.7 | Electric Utility
7873 | H L Culbreath Bayside Power Station | 3 | Natural Gas Fired Combustion Turbine | 69.9 | Electric Utility
7873 | H L Culbreath Bayside Power Station | 4 | Natural Gas Fired Combustion Turbine | 69.9 | Electric Utility
7873 | H L Culbreath Bayside Power Station | 5 | Natural Gas Fired Combustion Turbine | 69.9 | Electric Utility
7873 | H L Culbreath Bayside Power Station | 6 | Natural Gas Fired Combustion Turbine | 69.9 | Electric Utility
7874 | Edgerton | 1 | Petroleum Liquids | 1.8 | Electric Utility
7874 | Edgerton | 2 | Petroleum Liquids | 1.8 | Electric Utility
7878 | Wellington | 1 | Petroleum Liquids | 1 | Electric Utility
7883 | Powell Valley | 1 | Petroleum Liquids | 2 | Electric Utility
7883 | Powell Valley | 10 | Petroleum Liquids | 2 | Electric Utility
7883 | Powell Valley | 11 | Petroleum Liquids | 2 | Electric Utility
7883 | Powell Valley | 2 | Petroleum Liquids | 2 | Electric Utility
7883 | Powell Valley | 3 | Petroleum Liquids | 2 | Electric Utility
7883 | Powell Valley | 4 | Petroleum Liquids | 2 | Electric Utility
7883 | Powell Valley | 5 | Petroleum Liquids | 2 | Electric Utility
7883 | Powell Valley | 6 | Petroleum Liquids | 2 | Electric Utility
7883 | Powell Valley | 7 | Petroleum Liquids | 2 | Electric Utility
7883 | Powell Valley | 8 | Petroleum Liquids | 2 | Electric Utility
7883 | Powell Valley | 9 | Petroleum Liquids | 2 | Electric Utility
7884 | Dakota Magic | 1 | Petroleum Liquids | 1.5 | Commercial Non-CHP
7886 | Wind Turbine | 1 | Onshore Wind Turbine | 11 | Electric Utility
7887 | Terry Bundy Generating Station | 1 | Natural Gas Fired Combined Cycle | 28.2 | Electric Utility
7887 | Terry Bundy Generating Station | 2 | Natural Gas Fired Combined Cycle | 60.5 | Electric Utility
7887 | Terry Bundy Generating Station | 3 | Natural Gas Fired Combined Cycle | 60.5 | Electric Utility
7887 | Terry Bundy Generating Station | 4 | Natural Gas Fired Combustion Turbine | 60.5 | Electric Utility
7887 | Terry Bundy Generating Station | BSU | Petroleum Liquids | 1.8 | Electric Utility
7887 | Terry Bundy Generating Station | LFG1 | Landfill Gas | 1.6 | Electric Utility
7887 | Terry Bundy Generating Station | LFG2 | Landfill Gas | 1.6 | Electric Utility
7887 | Terry Bundy Generating Station | LFG3 | Landfill Gas | 1.6 | Electric Utility
7897 | E B Harris Electric Generating Plant | CT1A | Natural Gas Fired Combined Cycle | 185 | IPP Non-CHP
7897 | E B Harris Electric Generating Plant | CT1B | Natural Gas Fired Combined Cycle | 185 | IPP Non-CHP
7897 | E B Harris Electric Generating Plant | CT2A | Natural Gas Fired Combined Cycle | 185 | IPP Non-CHP
7897 | E B Harris Electric Generating Plant | CT2B | Natural Gas Fired Combined Cycle | 185 | IPP Non-CHP
7897 | E B Harris Electric Generating Plant | ST1 | Natural Gas Fired Combined Cycle | 282 | IPP Non-CHP
7897 | E B Harris Electric Generating Plant | ST2 | Natural Gas Fired Combined Cycle | 282 | IPP Non-CHP
7898 | New Knoxville | 1 | Petroleum Liquids | 1.1 | Electric Utility
7900 | Sand Hill | 5A | Natural Gas Fired Combined Cycle | 198 | Electric Utility
7900 | Sand Hill | 5C | Natural Gas Fired Combined Cycle | 190 | Electric Utility
7900 | Sand Hill | SH1 | Natural Gas Fired Combustion Turbine | 51.4 | Electric Utility
7900 | Sand Hill | SH2 | Natural Gas Fired Combustion Turbine | 51.4 | Electric Utility
7900 | Sand Hill | SH3 | Natural Gas Fired Combustion Turbine | 51.4 | Electric Utility
7900 | Sand Hill | SH4 | Natural Gas Fired Combustion Turbine | 51.4 | Electric Utility
7900 | Sand Hill | SH6 | Natural Gas Fired Combustion Turbine | 51.4 | Electric Utility
7900 | Sand Hill | SH7 | Natural Gas Fired Combustion Turbine | 51.4 | Electric Utility
7901 | Byron | 1 | Onshore Wind Turbine | 0.7 | Electric Utility
7901 | Byron | 2 | Onshore Wind Turbine | 0.7 | Electric Utility
7902 | Pirkey | 1 | Conventional Steam Coal | 721 | Electric Utility
7903 | McCartney | MGS1 | Natural Gas Fired Combustion Turbine | 58.9 | Electric Utility
7903 | McCartney | MSG2 | Natural Gas Fired Combustion Turbine | 58.9 | Electric Utility
7907 | Pine Flat | 1 | Conventional Hydroelectric | 55 | Electric Utility
7907 | Pine Flat | 2 | Conventional Hydroelectric | 55 | Electric Utility
7907 | Pine Flat | 3 | Conventional Hydroelectric | 55 | Electric Utility
7909 | Vernon Boulevard | VG02 | Natural Gas Fired Combustion Turbine | 47 | Electric Utility
7909 | Vernon Boulevard | VG03 | Natural Gas Fired Combustion Turbine | 47 | Electric Utility
7910 | Joseph J Seymour Power Project | 1 | Natural Gas Fired Combustion Turbine | 47 | Electric Utility
7910 | Joseph J Seymour Power Project | 2 | Natural Gas Fired Combustion Turbine | 47 | Electric Utility
7911 | Kern Canyon | 1 | Conventional Hydroelectric | 9.5 | Electric Utility
7912 | Brentwood | 1 | Natural Gas Fired Combustion Turbine | 47 | Electric Utility
7913 | Hell Gate | HG01 | Natural Gas Fired Combustion Turbine | 47 | Electric Utility
7913 | Hell Gate | HG02 | Natural Gas Fired Combustion Turbine | 47 | Electric Utility
7914 | Harlem River Yard | HR01 | Natural Gas Fired Combustion Turbine | 47 | Electric Utility
7914 | Harlem River Yard | HR02 | Natural Gas Fired Combustion Turbine | 47 | Electric Utility
7915 | North 1st | N01 | Natural Gas Fired Combustion Turbine | 47 | Electric Utility
7916 | Talbot County Energy | 1 | Natural Gas Fired Combustion Turbine | 121 | Electric Utility
7916 | Talbot County Energy | 2 | Natural Gas Fired Combustion Turbine | 121 | Electric Utility
7916 | Talbot County Energy | 3 | Natural Gas Fired Combustion Turbine | 121 | Electric Utility
7916 | Talbot County Energy | 4 | Natural Gas Fired Combustion Turbine | 121 | Electric Utility
7916 | Talbot County Energy | 5 | Natural Gas Fired Combustion Turbine | 121 | Electric Utility
7916 | Talbot County Energy | 6 | Natural Gas Fired Combustion Turbine | 121 | Electric Utility
7917 | Chattahoochee Energy Facility | 1 | Natural Gas Fired Combined Cycle | 176 | Electric Utility
7917 | Chattahoochee Energy Facility | 2 | Natural Gas Fired Combined Cycle | 176 | Electric Utility
7917 | Chattahoochee Energy Facility | 3 | Natural Gas Fired Combined Cycle | 187.7 | Electric Utility
7918 | Galion | 1 | Petroleum Liquids | 1.8 | Electric Utility
7918 | Galion | 2 | Petroleum Liquids | 1.8 | Electric Utility
7918 | Galion | 3 | Petroleum Liquids | 1.8 | Electric Utility
7919 | Seville | 1 | Petroleum Liquids | 1.8 | Electric Utility
7919 | Seville | 2 | Petroleum Liquids | 1.8 | Electric Utility
7919 | Seville | 3 | Petroleum Liquids | 1.8 | Electric Utility
7920 | Traer South | 5 | Petroleum Liquids | 2 | Electric Utility
7921 | Maquoketa 2 | 11 | Petroleum Liquids | 2 | Electric Utility
7921 | Maquoketa 2 | 12 | Petroleum Liquids | 2 | Electric Utility
7921 | Maquoketa 2 | 13 | Petroleum Liquids | 2 | Electric Utility
7921 | Maquoketa 2 | 14 | Petroleum Liquids | 2 | Electric Utility
7922 | Brooklyn City North Plant | 6 | Petroleum Liquids | 2 | Electric Utility
7924 | Albertville | DG1 | Petroleum Liquids | 1 | Electric Utility
7924 | Albertville | DG2 | Petroleum Liquids | 1 | Electric Utility
7924 | Albertville | DG3 | Petroleum Liquids | 1 | Electric Utility
7924 | Albertville | DG4 | Petroleum Liquids | 1 | Electric Utility
7925 | Lakefield Junction | 1 | Natural Gas Fired Combustion Turbine | 89.3 | Electric Utility
7925 | Lakefield Junction | 2 | Natural Gas Fired Combustion Turbine | 89.3 | Electric Utility
7925 | Lakefield Junction | 3 | Natural Gas Fired Combustion Turbine | 89.3 | Electric Utility
7925 | Lakefield Junction | 4 | Natural Gas Fired Combustion Turbine | 89.3 | Electric Utility
7925 | Lakefield Junction | 5 | Natural Gas Fired Combustion Turbine | 89.3 | Electric Utility
7925 | Lakefield Junction | 6 | Natural Gas Fired Combustion Turbine | 89.3 | Electric Utility
7925 | Lakefield Junction | 7 | Petroleum Liquids | 2 | Electric Utility
7926 | South Strawberry | 1A | Petroleum Liquids | 1.8 | Electric Utility
7926 | South Strawberry | 2A | Petroleum Liquids | 1.8 | Electric Utility
7927 | Buffalo Mountain | 1 | Onshore Wind Turbine | 0.6 | Electric Utility
7927 | Buffalo Mountain | 2 | Onshore Wind Turbine | 0.6 | Electric Utility
7927 | Buffalo Mountain | 3 | Onshore Wind Turbine | 0.6 | Electric Utility
7928 | Osawatomie | 1 | Natural Gas Fired Combustion Turbine | 90 | Electric Utility
7929 | West Gardner | 1 | Natural Gas Fired Combustion Turbine | 91.3 | Electric Utility
7929 | West Gardner | 2 | Natural Gas Fired Combustion Turbine | 91.3 | Electric Utility
7929 | West Gardner | 3 | Natural Gas Fired Combustion Turbine | 91.3 | Electric Utility
7929 | West Gardner | 4 | Natural Gas Fired Combustion Turbine | 91.3 | Electric Utility
7930 | Russell Energy Center | T-1 | Natural Gas Fired Combustion Turbine | 7.5 | Electric Utility
7930 | Russell Energy Center | T-2 | Natural Gas Fired Combustion Turbine | 7.5 | Electric Utility
7931 | Coyote Springs II | 1 | Natural Gas Fired Combined Cycle | 170 | Electric Utility
7931 | Coyote Springs II | 2 | Natural Gas Fired Combined Cycle | 117 | Electric Utility
7932 | Gaylord - Wolverine | 1 | Natural Gas Fired Combustion Turbine | 23.4 | Electric Utility
7932 | Gaylord - Wolverine | 2 | Natural Gas Fired Combustion Turbine | 23.4 | Electric Utility
7932 | Gaylord - Wolverine | 3 | Natural Gas Fired Combustion Turbine | 23.4 | Electric Utility
7934 | Industrial Park | 3 | Petroleum Liquids | 1.8 | Electric Utility
7934 | Industrial Park | 4 | Petroleum Liquids | 1.8 | Electric Utility
7934 | Industrial Park | 5 | Petroleum Liquids | 1.8 | Electric Utility
7934 | Industrial Park | 6 | Petroleum Liquids | 1.8 | Electric Utility
7934 | Industrial Park | 7 | Petroleum Liquids | 1.8 | Electric Utility
7934 | Industrial Park | 8 | Petroleum Liquids | 2.2 | Electric Utility
7934 | Industrial Park | 9 | Petroleum Liquids | 2.2 | Electric Utility
7935 | Trenton South | 1 | Petroleum Liquids | 2 | Electric Utility
7935 | Trenton South | 2 | Petroleum Liquids | 2 | Electric Utility
7935 | Trenton South | 3 | Petroleum Liquids | 2 | Electric Utility
7935 | Trenton South | 4 | Petroleum Liquids | 2 | Electric Utility
7935 | Trenton South | 5 | Petroleum Liquids | 2 | Electric Utility
7935 | Trenton South | 6 | Petroleum Liquids | 2 | Electric Utility
7935 | Trenton South | 7 | Petroleum Liquids | 2 | Electric Utility
7936 | Nine Canyon | 1 | Onshore Wind Turbine | 95.9 | Electric Utility
7940 | Ponton Diesel Generating Facility | 1 | Petroleum Liquids | 2 | Electric Utility
7940 | Ponton Diesel Generating Facility | 2 | Petroleum Liquids | 2 | Electric Utility
7941 | Nottoway Diesel Generating Facility | 1 | Petroleum Liquids | 2 | Electric Utility
7941 | Nottoway Diesel Generating Facility | 2 | Petroleum Liquids | 2 | Electric Utility
7942 | Diamond Valley Lake | 10 | Conventional Hydroelectric | 3.3 | Electric Utility
7942 | Diamond Valley Lake | 11 | Conventional Hydroelectric | 3.3 | Electric Utility
7942 | Diamond Valley Lake | 12 | Conventional Hydroelectric | 3.3 | Electric Utility
7942 | Diamond Valley Lake | 2 | Conventional Hydroelectric | 3.3 | Electric Utility
7942 | Diamond Valley Lake | 3 | Conventional Hydroelectric | 3.3 | Electric Utility
7942 | Diamond Valley Lake | 4 | Conventional Hydroelectric | 3.3 | Electric Utility
7942 | Diamond Valley Lake | 6 | Conventional Hydroelectric | 3.3 | Electric Utility
7942 | Diamond Valley Lake | 7 | Conventional Hydroelectric | 3.3 | Electric Utility
7942 | Diamond Valley Lake | 8 | Conventional Hydroelectric | 3.3 | Electric Utility
7946 | Wansley Unit 9 | CT1 | Natural Gas Fired Combined Cycle | 171 | Electric Utility
7946 | Wansley Unit 9 | CT2 | Natural Gas Fired Combined Cycle | 171 | Electric Utility
7946 | Wansley Unit 9 | ST1 | Natural Gas Fired Combined Cycle | 226 | Electric Utility
7947 | Solway CT | 1 | Natural Gas Fired Combustion Turbine | 50 | Electric Utility
7947 | Solway CT | D1 | Petroleum Liquids | 1.3 | Electric Utility
7948 | Lawrence County Station | 1 | Natural Gas Fired Combustion Turbine | 67 | Electric Utility
7948 | Lawrence County Station | 2 | Natural Gas Fired Combustion Turbine | 67 | Electric Utility
7948 | Lawrence County Station | 3 | Natural Gas Fired Combustion Turbine | 67 | Electric Utility
7948 | Lawrence County Station | 4 | Natural Gas Fired Combustion Turbine | 67 | Electric Utility
7948 | Lawrence County Station | 5 | Natural Gas Fired Combustion Turbine | 67 | Electric Utility
7948 | Lawrence County Station | 6 | Natural Gas Fired Combustion Turbine | 67 | Electric Utility
7953 | Evander Andrews Power Complex | 1 | Natural Gas Fired Combustion Turbine | 179.1 | Electric Utility
7953 | Evander Andrews Power Complex | 2 | Natural Gas Fired Combustion Turbine | 45.9 | Electric Utility
7953 | Evander Andrews Power Complex | 3 | Natural Gas Fired Combustion Turbine | 45.9 | Electric Utility
7954 | Field Street | 1 | Petroleum Liquids | 24 | Electric Utility
7954 | Field Street | 2 | Petroleum Liquids | 24 | Electric Utility
7955 | Elk City Station | 1 | Landfill Gas | 0.8 | Electric Utility
7955 | Elk City Station | 2 | Landfill Gas | 0.8 | Electric Utility
7955 | Elk City Station | 3 | Landfill Gas | 0.8 | Electric Utility
7955 | Elk City Station | 4 | Landfill Gas | 0.8 | Electric Utility
7955 | Elk City Station | 5 | Landfill Gas | 0.8 | Electric Utility
7955 | Elk City Station | 6 | Landfill Gas | 0.8 | Electric Utility
7955 | Elk City Station | 7 | Landfill Gas | 0.8 | Electric Utility
7955 | Elk City Station | 8 | Landfill Gas | 0.8 | Electric Utility
7957 | Sediver | 1 | Petroleum Liquids | 2.9 | Electric Utility
7958 | Horry Land Fill Gas Site | HG1 | Landfill Gas | 1 | Electric Utility
7958 | Horry Land Fill Gas Site | HG2 | Landfill Gas | 1 | Electric Utility
7958 | Horry Land Fill Gas Site | HG3 | Landfill Gas | 1.1 | Electric Utility
7960 | Kemper County | GT1 | Natural Gas Fired Combustion Turbine | 93 | Electric Utility
7960 | Kemper County | GT2 | Natural Gas Fired Combustion Turbine | 93 | Electric Utility
7960 | Kemper County | GT3 | Natural Gas Fired Combustion Turbine | 93 | Electric Utility
7960 | Kemper County | GT4 | Natural Gas Fired Combustion Turbine | 93 | Electric Utility
7962 | Warren F Sam Beasley Generation Station | 001 | Natural Gas Fired Combustion Turbine | 45 | Electric Utility
7962 | Warren F Sam Beasley Generation Station | 002 | Natural Gas Fired Combustion Turbine | 51 | Electric Utility
7964 | Peno Creek | GT1 | Natural Gas Fired Combustion Turbine | 60 | Electric Utility
7964 | Peno Creek | GT2 | Natural Gas Fired Combustion Turbine | 60 | Electric Utility
7964 | Peno Creek | GT3 | Natural Gas Fired Combustion Turbine | 60 | Electric Utility
7964 | Peno Creek | GT4 | Natural Gas Fired Combustion Turbine | 60 | Electric Utility
7965 | Salt Valley Wind Plant | G1 | Onshore Wind Turbine | 0.6 | Electric Utility
7965 | Salt Valley Wind Plant | G2 | Onshore Wind Turbine | 0.6 | Electric Utility
7966 | Iowa Distributed Wind Generation Project | IDWG | Onshore Wind Turbine | 2.3 | Electric Utility
7967 | Lordsburg Generating | GT1 | Natural Gas Fired Combustion Turbine | 44 | Electric Utility
7967 | Lordsburg Generating | GT2 | Natural Gas Fired Combustion Turbine | 44 | Electric Utility
7971 | Pella Peaking | 10 | Petroleum Liquids | 2 | Electric Utility
7971 | Pella Peaking | 11 | Petroleum Liquids | 2 | Electric Utility
7971 | Pella Peaking | 12 | Petroleum Liquids | 2 | Electric Utility
7971 | Pella Peaking | 13 | Petroleum Liquids | 2 | Electric Utility
7971 | Pella Peaking | 14 | Petroleum Liquids | 2 | Electric Utility
7971 | Pella Peaking | 15 | Petroleum Liquids | 2 | Electric Utility
7971 | Pella Peaking | 16 | Petroleum Liquids | 2 | Electric Utility
7971 | Pella Peaking | 3 | Petroleum Liquids | 2 | Electric Utility
7971 | Pella Peaking | 4 | Petroleum Liquids | 2 | Electric Utility
7971 | Pella Peaking | 5 | Petroleum Liquids | 2 | Electric Utility
7971 | Pella Peaking | 6 | Petroleum Liquids | 2 | Electric Utility
7971 | Pella Peaking | 7 | Petroleum Liquids | 2 | Electric Utility
7971 | Pella Peaking | 8 | Petroleum Liquids | 2 | Electric Utility
7971 | Pella Peaking | 9 | Petroleum Liquids | 2 | Electric Utility
7972 | Sumpter | 1 | Natural Gas Fired Combustion Turbine | 85 | Electric Utility
7972 | Sumpter | 2 | Natural Gas Fired Combustion Turbine | 85 | Electric Utility
7972 | Sumpter | 3 | Natural Gas Fired Combustion Turbine | 85 | Electric Utility
7972 | Sumpter | 4 | Natural Gas Fired Combustion Turbine | 85 | Electric Utility
7973 | Sharpe | 1 | Petroleum Liquids | 2 | Electric Utility
7973 | Sharpe | 10 | Petroleum Liquids | 2 | Electric Utility
7973 | Sharpe | 2 | Petroleum Liquids | 2 | Electric Utility
7973 | Sharpe | 3 | Petroleum Liquids | 2 | Electric Utility
7973 | Sharpe | 4 | Petroleum Liquids | 2 | Electric Utility
7973 | Sharpe | 5 | Petroleum Liquids | 2 | Electric Utility
7973 | Sharpe | 6 | Petroleum Liquids | 2 | Electric Utility
7973 | Sharpe | 7 | Petroleum Liquids | 2 | Electric Utility
7973 | Sharpe | 8 | Petroleum Liquids | 2 | Electric Utility
7973 | Sharpe | 9 | Petroleum Liquids | 2 | Electric Utility
7974 | Chamberlain Wind Project | WTC1 | Onshore Wind Turbine | 1.3 | Electric Utility
7974 | Chamberlain Wind Project | WTC2 | Onshore Wind Turbine | 1.3 | Electric Utility
7975 | Pyramid | 1 | Natural Gas Fired Combustion Turbine | 46.5 | Electric Utility
7975 | Pyramid | 2 | Natural Gas Fired Combustion Turbine | 46.5 | Electric Utility
7975 | Pyramid | 3 | Natural Gas Fired Combustion Turbine | 46.5 | Electric Utility
7975 | Pyramid | 4 | Natural Gas Fired Combustion Turbine | 46.5 | Electric Utility
7976 | Mulvane 2 | 10 | Petroleum Liquids | 4.1 | Electric Utility
7976 | Mulvane 2 | 11 | Petroleum Liquids | 4.1 | Electric Utility
7976 | Mulvane 2 | 9 | Petroleum Liquids | 1 | Electric Utility
7977 | Granite Falls 2 | 1 | Petroleum Liquids | 2 | Electric Utility
7977 | Granite Falls 2 | 2 | Petroleum Liquids | 2 | Electric Utility
7977 | Granite Falls 2 | 3 | Petroleum Liquids | 2 | Electric Utility
7981 | Mill Creek (SC) | 1 | Natural Gas Fired Combustion Turbine | 99.9 | Electric Utility
7981 | Mill Creek (SC) | 2 | Natural Gas Fired Combustion Turbine | 99.9 | Electric Utility
7981 | Mill Creek (SC) | 3 | Natural Gas Fired Combustion Turbine | 99.9 | Electric Utility
7981 | Mill Creek (SC) | 4 | Natural Gas Fired Combustion Turbine | 99.9 | Electric Utility
7981 | Mill Creek (SC) | 5 | Natural Gas Fired Combustion Turbine | 99.9 | Electric Utility
7981 | Mill Creek (SC) | 6 | Natural Gas Fired Combustion Turbine | 99.9 | Electric Utility
7981 | Mill Creek (SC) | 7 | Natural Gas Fired Combustion Turbine | 99.9 | Electric Utility
7981 | Mill Creek (SC) | 8 | Natural Gas Fired Combustion Turbine | 99.9 | Electric Utility
7982 | South Generation | 3 | Petroleum Liquids | 2.2 | Electric Utility
7982 | South Generation | 4 | Petroleum Liquids | 2.2 | Electric Utility
7982 | South Generation | 5 | Petroleum Liquids | 2.2 | Electric Utility
7984 | Kalkaska CT #1 | 001 | Natural Gas Fired Combustion Turbine | 60.5 | Electric Utility
7985 | Greater Des Moines | GT1 | Natural Gas Fired Combined Cycle | 190.4 | Electric Utility
7985 | Greater Des Moines | GT2 | Natural Gas Fired Combined Cycle | 190.4 | Electric Utility
7985 | Greater Des Moines | ST1 | Natural Gas Fired Combined Cycle | 195.5 | Electric Utility
7987 | Lake One | L1 | Natural Gas Fired Combustion Turbine | 60.5 | Electric Utility
7988 | Silver Creek | 1 | Natural Gas Fired Combustion Turbine | 83.5 | Electric Utility
7988 | Silver Creek | 2 | Natural Gas Fired Combustion Turbine | 83.5 | Electric Utility
7988 | Silver Creek | 3 | Natural Gas Fired Combustion Turbine | 83.5 | Electric Utility
7989 | Sylvarena | 1 | Natural Gas Fired Combustion Turbine | 47 | Electric Utility
7989 | Sylvarena | 2 | Natural Gas Fired Combustion Turbine | 47 | Electric Utility
7989 | Sylvarena | 3 | Natural Gas Fired Combustion Turbine | 47 | Electric Utility
7990 | Altamont | 1 | Petroleum Liquids | 1.8 | Electric Utility
7990 | Altamont | 2 | Petroleum Liquids | 1.8 | Electric Utility
7990 | Altamont | 3 | Petroleum Liquids | 1.8 | Electric Utility
7990 | Altamont | 4 | Petroleum Liquids | 1.8 | Electric Utility
7991 | West Campus Cogeneration Facility | 1 | Natural Gas Fired Combined Cycle | 54 | Electric Utility
7991 | West Campus Cogeneration Facility | CT2 | Natural Gas Fired Combined Cycle | 54 | Electric Utility
7991 | West Campus Cogeneration Facility | STG1 | Natural Gas Fired Combined Cycle | 61.3 | Electric Utility
7995 | Airport Industrial | IC1 | Petroleum Liquids | 2.5 | Electric Utility
7995 | Airport Industrial | IC2 | Petroleum Liquids | 2.5 | Electric Utility
7995 | Airport Industrial | IC3 | Petroleum Liquids | 2.5 | Electric Utility
7995 | Airport Industrial | IC4 | Petroleum Liquids | 2.5 | Electric Utility
7997 | Winston | WD01 | Petroleum Liquids | 2.5 | Electric Utility
7997 | Winston | WD02 | Petroleum Liquids | 2.5 | Electric Utility
7997 | Winston | WD03 | Petroleum Liquids | 2.5 | Electric Utility
7997 | Winston | WD04 | Petroleum Liquids | 2.5 | Electric Utility
7997 | Winston | WD05 | Petroleum Liquids | 2.5 | Electric Utility
7997 | Winston | WD06 | Petroleum Liquids | 2.5 | Electric Utility
7997 | Winston | WD07 | Petroleum Liquids | 2.5 | Electric Utility
7997 | Winston | WD08 | Petroleum Liquids | 2.5 | Electric Utility
7997 | Winston | WD09 | Petroleum Liquids | 2.5 | Electric Utility
7997 | Winston | WD10 | Petroleum Liquids | 2.5 | Electric Utility